## Description and Guidance
Long-run Marginal Emission Rates for Electricity
From the 2021 Cambium dataset
Released January 2022
This workbook contains modeled estimates of long-run marginal emission rates (LRMER) for electricity, covering the contiguous United States. The primary interface is the Levelized LRMER tab, where levelized long-run marginal emission rates are calculated based on user-provided inputs. These levelized LRMER values are intended for analysts to use when estimating the emissions induced (or avoided) by a long-term change in electricity consumption or production.
This workbook contains data reported at the GEA region level. For data reported by state, see the Cambium21_LRMER_states.xlsx workbook available at https://data.nrel.gov/submissions/183.
Recommended Citation
Gagnon, Pieter; Frazier, Will; Hale, Elaine, Cole, Wesley (2022): Long-run Marginal Emission Rates for Electricity - Workbooks for 2021 Cambium Data. National Renewable Energy Laboratory, Golden, CO. https://data.nrel.gov/submissions/183
What is a long-run marginal emission rate?
The long-run marginal emission rate is an estimate of the rate of emissions that would be either induced or avoided by a long-term (i.e., more than several years) change in electrical demand. It incorporates both the projected changes to the electric grid, as well as the potential for an incremental change in electrical demand to influence the structural evolution of the grid (i.e., the building and retiring of capital assets, such as generators and transmission lines). It is therefore distinct from the more-commonly-known short-run marginal, which treat grid assets as fixed.
How was this data produced?
This data was produced by a workflow that includes the Regional Energy Deployment System model (ReEDS, a publicly available capacity expansion model developed by NREL), PLEXOS (a commercial production cost model developed by Energy Exemplar), and Cambium (a tool for calculating electric-sector metrics developed by NREL). For more details about the methodology, see Cambium Documentation: Version 2021 (https://www.nrel.gov/docs/fy22osti/81611.pdf)
What do the scenarios in this workbook correspond to?
The data in this workbook correspond to a subset of the scenarios from NREL's 2021 Standard Scenarios. The Mid-case is a business-as-usual style scenario with Moderate technology cost reduction trajectories, Reference fuel cost trajectories, and representations of enacted policies such as renewable portfolio standards. The other scenarios are the same as the Mid-case except for varying the projected cost of renewable energy technologies, or introducing decarbonization constraints. For more detail, see https://www.nrel.gov/docs/fy22osti/80641.pdf.
Which scenario should I use for my analysis?
Best practice is to build the uncertainty about the future into an investigation by conducting analyses across a range of scenarios and reporting ranges in the results. If it is necessary to select a single scenario, however, which scenario is most suitable depends on the stance the analyst wishes to take about the future of the grid. If they wish to use values from a scenario that only includes currently-enacted policies and central estimates of technology cost reductions, they may wish to use the Mid-case. If they wish to study a future with relatively greater or lesser cost reductions for renewable energy technologies, they may wish to use the Low or High RE Cost scenarios. Alternatively, given the historical trends in state and federal policies related to non-emitting generation (e.g., periodic extensions of production and investment tax credits for non-emitting generators, increases in the stringency of existing renewable or clean portfolio standards), the Low RE Cost scenario may better reflect a future where the historical trends in power sector policies are continued, compared to the Mid-case. Lastly, both of the decarbonization scenarios are available if an analyst wishes to study a future where there is enactment of nation-wide power sector decarbonization policies that are more aggressive than what has been seen historically.
What is included in the "Precombustion" and "Combustion" stages?
The combustion stage only includes emissions from direct combustion. It does not include emissions induced by ongoing non-combustion activities (such as operations and maintenance).
The precombustion stage includes fuel extraction, processing, and transportation, including fugitive emissions.
Embedded emissions from the construction (or anticipated decommissioning) of generators is not include in either stage.
When should I use "combustion", "precombustion", or "combined" values?
It is more complete (although not exhaustive) to use the combined emissions factors, as they more fully report the emissions induced by electricity consumption. It may often be justified to use combustion-only factors to maintain consistency with other elements of an analysis, or previous analyses, however. For example, if comparing the emissions induced by an electrical device against an equivalent natural-gas powered device, if the emissions induced by the natural-gas powered device only include direct combustion then it would generally be appropriate to use the combustion-only electricity emissions factors when comparing the two.
It is generally not useful to only use the precombustion factors for decision-making, but it may be useful to report combustion and precombustion separately, and therefore we are making the precombustion factors available.
Are additional data corresponding to these scenarios available?
Additional data (such as projected generation by technology) corresponding to these modeled futures is available at cambium.nrel.gov, under the "Cambium 2021" project.
What minimum analysis period would it be appropriate to apply these long-run values to?
It is typically appropriate to apply a long-run marginal emission rate to any intervention that would persist long enough to be incorporated into the investment decisions of the relevant resource planners. Given the diversity of planning processes, there is no single length of time that would apply to all situations, however for the United States it is likely appropriate to apply a LRMER to an intervention that is expected to persist for five years or longer. Note that, if an intervention is expected to have a lifetime less than five years, but will be replaced by a similar or identical intervention for a total period of time that extends beyond five years, it would likely still be appropriate to use a LRMER when evaluating the intervention.
What does "levelized" mean?
Levelization is similar to taking an average across a range of years, except it places greater weight on near-term years than years further out by applying time-value-of-money accounting. If a user desires a simple average, they can apply a discount rate of zero in this workbook.
The equation used for levelization is given below, where n is the analysis period in years, d is the social discount rate, LRMERh,t is one year's LRMER value for a specific time period, and LRMERh,levelized is the levelized LRMER for that period across the time range specified.
When should levelized versus year-over-year data be used?
For most analyses that are characterizing the impact of a long-lived intervention by analyzing a single representative year (a common approach), it is likely appropriate to use a levelized LRMER for the range of time that the intervention would exist. If each year of a long-lived intervention is being explicitly represented in the analysis (a less common approach), it may be appropriate to directly apply the year-over-year data.
Because LRMER can change meaningfully from year-to-year depending on what is happening on the grid (e.g., generator retirements, shifting technology competitiveness, policy changes, et cetera), a single unlevelized year of data should not be used to study an intervention that is expected to span across years. For example, it would not be appropriate to apply just the 2030 LRMER values to an intervention that is introduced in 2030 but is expected to last for 10 years -- in that situation it would be more appropriate to levelize the 2030-2040 LRMER values and apply them to the intervention.
What are the Grid and Emission Assessment (GEA) regions?
GEA regions are based off of the US EPA's eGrid regions, but are not identical to them due to the geographic structure of the models in this workflow.
The size of the GEA regions is a balance between capturing important differences in LRMER between different parts of the US, while mitigating difficult problems with both attributing induced emissions as well as projecting structural change that can be significant at finer resolutions.
How can I tell which GEA region I should use for my analysis?
For mappings of counties and ZIP codes to GEA regions, see the County Mapping and ZIP Mapping tabs. For shapefiles of the underlying ReEDS BAs, see https://data.nrel.gov/submissions/183.
What weather assumptions were used to produce this data?
The data in this workbook was produced using resource and load data that corresponds to the weather in 2012. The data in this workbook is only available at the month-hour resolution in order to partially mitigate issues that can arise when this data is combined with other data that draws from different weather assumptions. If an analyst wishes to obtain the underlying hourly LRMER values (prior to being aggregated to month-hours), they can download them from the "Cambium 2021" project at cambium.nrel.gov.
Why does the "Hourly" data come from month-hour averages?
The nominal "Hourly" (i.e., 8760) vectors in this workbook are month-hour averages re-cast to an 8760 vector. This was done in order to partially mitigate issues that can arise from misaligned weather assumptions, as many analyses that this data is applied to are not able to be performed with the same weather data that was used to create these emissions factors. If an analyst wishes to obtain the original hourly LRMER values (i.e., the full 8760 prior to being aggregated to month-hours), they can download them from the "Cambium 2021" project at cambium.nrel.gov.
What assumptions does this approach make about the grid's response to an intervention?
If the levelized LRMER values are applied directly from this workbook, there is an implicit assumption that the grid structurally adapts to the intervention immediately when it is introduced. This may be appropriate when the intervention is anticipated by the relevant resource planners (either because it is significant enough to warrant their attention, or if the intervention is incorporated into their projections), but it may not be appropriate for situations where the resource planners would not anticipate or plan for the intervention. In those situations, it may be appropriate to use a short-run marginal emission rate for the first several years of an intervention, and then either switch or phase into a long-run marginal emission rate.
Details about timestamps:
The hour and month columns are in Standard Time -- they do not incorporate the effects of Daylight Savings Time.
All hourly data is specified as hour-starting. E.g., 0 is midnight to 1:00am, 1 is 1:00am to 2:00am, etc.
The timezones that each GEA region is reported in is given in the Timezones tab.
I see non-zero LRMER values in a region with a nominal 100% clean portfolio standard. What is happening?
In our models we represent legislation as currently enacted, which can sometimes leave room for emitting generation even under a nominal 100% clean policy. Many state portfolio standards, for example, only cover some of the utilities in a state. Additionally, the regulations for portfolio standards often require Renewable Energy Certificates (RECs) to be retired equaling a certain quantity of retail sales -- because of losses within the generation, transmission, and distribution of electricity as well as the accounting around behind-the-meter clean generation, however, this can result in emitting generation being allowed even under a 100% clean policy.
How are the decarbonization scenarios defined?
The decarbonization scenarios have modeled constraints representing a nation-wide decarbonization policy, imposed at the state level but with unlimited and unrestricted trading of carbon credits between states. Therefore, each state generally follows the same nominal decarbonization trajectory, unless they have a state portfolio standard that exceeds the national decarbonization policy.
The two decarbonization scenarios follow trajectories that achieve 95% reduction in CO2 from direct combustion for the electric sector (using 2004 as a reference year) by 2035 and 2050, respectively. For a more detailed discussion of how the decarbonization scenarios were implemented, see the Treatment of National Decarbonization Scenarios in the 2021 Cambium Documentation (https://www.nrel.gov/docs/fy22osti/81611.pdf)
What was the geographic resolution of the models used to create this data?
Both the ReEDS and the PLEXOS models are run using 134 nodes that cover the contiguous United States. States and GEA regions are composed of aggregations of those 134 nodes. For figures showing the nodes, see Figure 1 in the Cambium documentation (https://www.nrel.gov/docs/fy22osti/81611.pdf)

## Levelized LRMER
Long-run Marginal Emission Rates for Electricity
From the 2021 Cambium dataset
Released January 2022
User Inputs
Emission |  | CO2 | Specify the emission: Carbon dioxide (CO2), methane (CH4), nitrous oxide (N2O), or CO2-equivalent (CO2e, which combines all three per the GWP values selected below). Default is CO2.
Emission stage |  | Combustion | Specify the emission stage: Direct combustion, precombustion processes (fuel extraction, processing, and transport), or the combination of the two. Default is combustion.
Start year |  | 2023 | Enter the year that the intervention being studied would take effect. Start year must be between 2022 and 2050. Default is 2023.
Evaluation period (years) |  | 20 | Enter the expected lifetime or analysis period of the intervention being studied. Default is 20.
Discount rate (real) |  | 0.03 | Enter 0 for a simple average over the timespan. Enter a positive value for a damages-equivalent levelization that places greater weight on near-term years. Default is 0.03.
Scenario |  | Mid-case | Specify which scenario (i.e., different potential futures) to draw from. See the discussion about scenarios in the Description and Guidance tab for guidance on scenario selection.
Global Warming Potentials |  | 100-year (AR5) | Specify what global warming potential values to use. Values from the IPCC's Fifth Assessment Report are given, and custom values can be entered on the GWP tab. Default is 100-year (AR5).
Location |  | End-use | Specify the location of the intervention being studied. Most electrical consumption would be end-use, whereas large scale generators would typically be at the busbar. Default is end-use.
2050 Fraction |  | 0 | Values beyond 2050 are estimated with the 2050 values. Analysts are advised to use caution when selecting values that place significant weight on 2050 (e.g., greater than 50%)
Cell Color Reference | [5 empty] | Levelization weight calculations
User inputs | [5 empty] | 2022 | 2024 | 2026 | 2028 | 2030 | 2032 | 2034 | 2036 | 2038 | 2040 | 2042 | 2044 | 2046 | 2048 | 2050
Calculations | [5 empty] | 0 | 1.9709 | 1.8577 | 1.7511 | 1.6506 | 1.5558 | 1.4665 | 1.3823 | 1.303 | 1.2282 | 1.1577 | 0 | 0 | 0 | 0
Outputs
Levelized Long-run Marginal Emission Rates (Annual)
For mappings of ZIP codes and counties to GEA regions, see the County Mapping and ZIP Mapping tabs.
|  |  |  | Units: kg of CO2 per MWh at the point of end-use | [19 empty] | For the time zone that each GEA region is reported in, see the Timezones tab.
|  |  |  | AZNMc | CAMXc | ERCTc | FRCCc | MROEc | MROWc | NEWEc | NWPPc | NYSTc | RFCEc | RFCMc | RFCWc | RMPAc | SPNOc | SPSOc | SRMVc | SRMWc | SRSOc | SRTVc | SRVCc
|  |  |  | 259.0328 | 137.4099 | 285.9889 | 379.1662 | 309.7373 | 266.595 | 263.8032 | 236.8051 | 155.7215 | 344.3734 | 348.9789 | 366.2718 | 227.1582 | 287.8266 | 275.7453 | 355.7335 | 324.3383 | 398.8092 | 395.5884 | 347.548
Levelized Long-run Marginal Emission Rates (Time-of-day)
Units: kg of CO2 per MWh at the point of end-use
|  |  | Hour of the day | AZNMc | CAMXc | ERCTc | FRCCc | MROEc | MROWc | NEWEc | NWPPc | NYSTc | RFCEc | RFCMc | RFCWc | RMPAc | SPNOc | SPSOc | SRMVc | SRMWc | SRSOc | SRTVc | SRVCc
|  |  | 0 | 287.0715 | 167.5564 | 301.8731 | 443.7727 | 391.6257 | 351.3688 | 278.2355 | 261.5903 | 178.8379 | 415.1836 | 391.2225 | 461.432 | 245.4358 | 374.4984 | 305.0538 | 400.1172 | 417.6525 | 483.5723 | 440.9681 | 437.809
|  |  | 1 | 292.5268 | 174.2928 | 301.2857 | 433.9384 | 392.287 | 352.5403 | 277.2025 | 261.9071 | 179.4469 | 411.8678 | 391.3757 | 458.9343 | 246.291 | 374.7197 | 304.889 | 399.4587 | 417.4376 | 480.1242 | 443.0028 | 431.1406
|  |  | 2 | 295.604 | 178.1685 | 302.86 | 431.443 | 393.88 | 351.1632 | 276.1388 | 261.3316 | 177.7679 | 410.4915 | 389.6733 | 457.8313 | 250.1791 | 374.2206 | 306.9101 | 399.502 | 417.9822 | 480.904 | 442.8118 | 429.4555
|  |  | 3 | 296.5405 | 175.0087 | 306.8513 | 428.4383 | 400.1652 | 358.3468 | 275.7614 | 260.214 | 179.3914 | 411.8789 | 392.4383 | 461.09 | 248.841 | 377.7652 | 310.64 | 398.6893 | 423.1957 | 478.928 | 441.6402 | 431.2527
|  |  | 4 | 295.4014 | 171.9143 | 312.2087 | 430.6584 | 380.3939 | 349.0999 | 273.7976 | 259.1576 | 174.7315 | 419.1302 | 390.553 | 473.8365 | 243.1301 | 366.8052 | 317.5834 | 398.0345 | 405.1193 | 478.5277 | 432.8433 | 434.9182
|  |  | 5 | 288.0802 | 149.9081 | 313.5672 | 431.0886 | 325.1457 | 297.2512 | 265.4697 | 249.8415 | 156.9729 | 409.134 | 375.6278 | 455.3717 | 232.2672 | 317.4085 | 313.4862 | 381.5284 | 344.694 | 477.3146 | 405.9083 | 428.3047
|  |  | 6 | 262.3761 | 129.7397 | 295.9762 | 377.7591 | 278.352 | 250.677 | 254.3871 | 233.9242 | 142.251 | 364.1526 | 352.0127 | 389.3784 | 221.4699 | 268.9201 | 286.301 | 347.4978 | 293.5588 | 436.7536 | 379.9068 | 377.5977
|  |  | 7 | 242.4387 | 115.6606 | 265.6774 | 326.8579 | 236.5016 | 213.8421 | 242.0117 | 215.8759 | 129.6505 | 313.4193 | 330.9554 | 328.5084 | 213.0177 | 229.8233 | 249.4968 | 315.152 | 245.6947 | 371.255 | 357.1177 | 321.5483
|  |  | 8 | 227.9982 | 110.327 | 246.6534 | 310.9329 | 218.2854 | 189.5519 | 231.3081 | 209.6478 | 117.6925 | 263.8243 | 308.9091 | 270.8954 | 211.8218 | 209.8191 | 226.1732 | 299.6744 | 230.2036 | 317.7802 | 353.2572 | 266.0155
|  |  | 9 | 223.2005 | 110.9785 | 243.3046 | 308.8593 | 214.7536 | 181.3397 | 228.4292 | 206.9773 | 112.2018 | 243.9676 | 301.6023 | 252.8092 | 206.1922 | 207.181 | 220.4898 | 298.2089 | 227.0467 | 293.6864 | 351.4608 | 242.9143
|  |  | 10 | 222.6315 | 110.6872 | 244.8576 | 312.6424 | 212.8781 | 178.0024 | 229.0306 | 205.374 | 112.4263 | 240.7457 | 302.0526 | 249.0656 | 208.6467 | 207.5609 | 220.0284 | 298.5528 | 226.9775 | 287.7348 | 352.9376 | 236.7757
|  |  | 11 | 222.2234 | 111.2139 | 247.691 | 317.7063 | 209.8633 | 176.5055 | 230.2734 | 204.5978 | 112.4872 | 239.7217 | 300.2739 | 246.733 | 208.5504 | 207.6718 | 222.246 | 298.6636 | 224.8386 | 286.0377 | 353.0819 | 235.4841
|  |  | 12 | 221.7155 | 112.1496 | 250.901 | 322.5847 | 210.2595 | 175.6041 | 232.5488 | 204.1488 | 114.3812 | 239.4594 | 299.4504 | 244.3972 | 205.4957 | 207.9726 | 222.9086 | 298.8576 | 224.5897 | 288.2328 | 351.7972 | 234.4364
|  |  | 13 | 222.6525 | 112.685 | 254.4946 | 326.1566 | 210.6012 | 175.4806 | 232.282 | 201.55 | 115.5707 | 241.3405 | 300.1042 | 244.5384 | 204.8989 | 207.9015 | 225.5316 | 300.7693 | 225.4788 | 291.213 | 351.2526 | 237.948
|  |  | 14 | 223.3663 | 114.2564 | 255.674 | 331.5573 | 216.5517 | 175.8688 | 235.3402 | 201.815 | 119.1922 | 244.3913 | 302.657 | 246.7402 | 203.9549 | 208.7147 | 226.4733 | 303.5142 | 230.4283 | 297.2481 | 355.838 | 243.0621
|  |  | 15 | 228.2921 | 120.0392 | 256.4623 | 339.2245 | 246.415 | 190.1318 | 247.6332 | 209.8215 | 130.8982 | 259.7507 | 305.7373 | 256.8264 | 206.3966 | 222.9482 | 230.9389 | 311.09 | 256.1337 | 309.0665 | 364.8724 | 254.7905
|  |  | 16 | 249.3395 | 134.8072 | 268.0676 | 356.5148 | 293.8938 | 229.7876 | 268.4594 | 232.3973 | 155.894 | 313.2866 | 321.8259 | 305.2774 | 217.0062 | 254.3632 | 253.9479 | 336.2252 | 302.1096 | 344.6617 | 387.8137 | 300.7691
|  |  | 17 | 269.0201 | 142.3369 | 308.0569 | 395.4592 | 348.0125 | 280.2826 | 293.753 | 256.295 | 186.0851 | 374.2856 | 346.6217 | 367.3202 | 231.9866 | 307.436 | 305.4338 | 376.7414 | 358.5119 | 406.9684 | 414.598 | 361.2331
|  |  | 18 | 279.3733 | 147.1207 | 342.5402 | 432.0775 | 387.5778 | 328.347 | 304.7862 | 263.5267 | 209.594 | 427.7257 | 375.3619 | 428.4092 | 240.4093 | 348.8358 | 340.653 | 407.4122 | 398.2847 | 459.1738 | 430.2465 | 411.7894
|  |  | 19 | 282.9285 | 144.9144 | 337.3443 | 435.4132 | 387.5611 | 339.4037 | 303.5892 | 264.3502 | 206.116 | 446.161 | 392.2274 | 465.4016 | 245.0414 | 347.3966 | 338.3269 | 410.089 | 392.5127 | 482.2851 | 422.0818 | 426.4544
|  |  | 20 | 279.5703 | 142.8517 | 322.3036 | 428.1975 | 394.4647 | 336.9073 | 299.4059 | 264.4395 | 194.3832 | 428.7538 | 387.294 | 458.4625 | 242.1602 | 348.8723 | 325.3653 | 403.1749 | 398.696 | 473.9679 | 417.4138 | 412.6404
|  |  | 21 | 278.2811 | 149.9306 | 314.9533 | 420.9352 | 401.5382 | 345.2586 | 294.1574 | 263.5097 | 193.2339 | 440.1156 | 384.6031 | 472.6226 | 241.8789 | 360.4164 | 313.9119 | 403.448 | 411.0224 | 470.3846 | 422.4027 | 431.3617
|  |  | 22 | 279.7415 | 152.6508 | 311.2738 | 426.9722 | 398.4987 | 349.4102 | 288.3209 | 261.3716 | 188.3583 | 431.8091 | 389.7186 | 480.5864 | 242.6337 | 369.5955 | 310.8164 | 404.8392 | 417.107 | 484.3373 | 433.7842 | 457.0928
|  |  | 23 | 281.7101 | 161.3725 | 307.0475 | 444.0951 | 393.0454 | 350.2515 | 282.9092 | 261.6602 | 181.4496 | 420.1491 | 395.0837 | 470.9855 | 243.087 | 372.5233 | 307.6813 | 401.7431 | 416.6675 | 489.5116 | 440.345 | 449.1818
Levelized Long-run Marginal Emission Rates (Month-hour)
Units: kg of CO2 per MWh at the point of end-use
|  | Month | Hour of the day | AZNMc | CAMXc | ERCTc | FRCCc | MROEc | MROWc | NEWEc | NWPPc | NYSTc | RFCEc | RFCMc | RFCWc | RMPAc | SPNOc | SPSOc | SRMVc | SRMWc | SRSOc | SRTVc | SRVCc
|  | 1 | 0 | 291.478 | 202.4677 | 318.7152 | 454.1474 | 410.5404 | 365.0986 | 285.2976 | 268.0189 | 184.4974 | 460.1559 | 384.4864 | 508.981 | 233.0253 | 389.0838 | 315.4339 | 412.0415 | 451.7206 | 500.7797 | 438.8688 | 463.0705
|  |  | 1 | 294.6665 | 211.0634 | 325.4161 | 445.7311 | 411.742 | 367.3072 | 283.9959 | 267.4035 | 183.4298 | 458.0872 | 379.0412 | 508.902 | 237.652 | 380.1292 | 323.0967 | 414.6086 | 448.1075 | 499.0043 | 441.3702 | 457.0859
|  |  | 2 | 298.1276 | 215.3807 | 319.3569 | 444.1348 | 413.8207 | 362.9007 | 284.6052 | 266.5856 | 180.2833 | 458.0855 | 381.2097 | 508.1323 | 231.6259 | 375.1269 | 318.461 | 415.8864 | 445.8812 | 498.1575 | 439.6514 | 456.0368
|  |  | 3 | 296.5582 | 208.6227 | 322.1481 | 435.6471 | 417.0537 | 370.4743 | 284.2338 | 264.1697 | 183.6186 | 460.3541 | 380.6596 | 510.0004 | 230.3829 | 374.5239 | 310.796 | 411.7736 | 440.805 | 497.1811 | 440.7756 | 457.2499
|  |  | 4 | 294.0505 | 193.4479 | 320.9075 | 434.0337 | 423.7769 | 368.0369 | 286.1728 | 261.9066 | 180.3386 | 478.2461 | 381.1528 | 519.0017 | 229.9051 | 375.7133 | 313.1722 | 405.3936 | 444.1468 | 494.762 | 436.2117 | 458.5382
|  |  | 5 | 287.3181 | 183.032 | 323.566 | 439.583 | 417.8029 | 357.2948 | 285.4358 | 263.885 | 176.4469 | 494.6548 | 376.3545 | 532.7702 | 222.6812 | 360.6152 | 323.5105 | 403.801 | 431.1776 | 496.4261 | 428.8823 | 458.4651
|  |  | 6 | 282.3185 | 175.5669 | 324.0177 | 419.6645 | 413.8717 | 351.4548 | 288.5337 | 264.4488 | 176.4349 | 511.1339 | 377.6197 | 536.8649 | 221.2743 | 356.3062 | 325.4621 | 398.4169 | 421.5113 | 487.5497 | 426.1654 | 468.8989
|  |  | 7 | 272.8354 | 155.0068 | 303.5123 | 357.5709 | 328.0133 | 310.908 | 282.4281 | 248.4621 | 170.9254 | 482.4104 | 377.3244 | 519.9362 | 214.5336 | 310.9683 | 296.1734 | 356.022 | 329.5941 | 471.8163 | 386.9617 | 459.1565
|  |  | 8 | 244.6455 | 115.0793 | 246.1917 | 322.8334 | 257.1421 | 211.5007 | 260.9207 | 225.9661 | 149.6337 | 380.4161 | 338.9675 | 385.4732 | 197.6962 | 241.3912 | 248.6218 | 311.5665 | 278.3187 | 391.9497 | 373.6876 | 366.8837
|  |  | 9 | 236.7187 | 116.5212 | 239.1009 | 313.9195 | 252.1556 | 187.4874 | 251.8362 | 217.3864 | 136.8028 | 323.4873 | 318.5867 | 320.8453 | 195.2827 | 240.4058 | 231.7197 | 304.9999 | 272.2542 | 345.882 | 375.9528 | 303.0013
|  |  | 10 | 234.8368 | 113.4651 | 232.0901 | 314.099 | 245.553 | 179.3881 | 253.0511 | 213.2801 | 132.9726 | 307.1868 | 320.4479 | 307.0137 | 200.7629 | 231.9804 | 224.2272 | 298.1018 | 263.7141 | 320.3299 | 373.4692 | 288.1103
|  |  | 11 | 236.9474 | 113.5843 | 230.5812 | 312.6449 | 243.2461 | 182.6243 | 258.442 | 216.2402 | 130.4016 | 293.9007 | 315.1731 | 295.5146 | 204.6722 | 235.7241 | 223.7376 | 298.1642 | 262.4151 | 315.881 | 369.3884 | 283.2057
|  |  | 12 | 236.136 | 115.2561 | 232.1874 | 308.6115 | 242.5389 | 185.1265 | 256.457 | 214.4195 | 130.0165 | 287.8144 | 309.63 | 290.9811 | 205.6964 | 242.6683 | 224.3027 | 298.6241 | 265.6186 | 323.842 | 367.5615 | 280.0416
|  |  | 13 | 236.2372 | 114.704 | 228.7242 | 310.1092 | 242.5899 | 183.1905 | 253.8199 | 215.186 | 128.2525 | 291.6075 | 312.4174 | 291.8393 | 200.3537 | 243.8688 | 223.4918 | 295.1813 | 270.7211 | 317.5085 | 364.5801 | 279.8174
|  |  | 14 | 235.3256 | 118.5961 | 229.1009 | 309.5161 | 248.4827 | 182.9658 | 258.2953 | 218.1688 | 133.6446 | 303.2981 | 314.2148 | 300.4811 | 201.1836 | 236.6464 | 221.722 | 293.7405 | 267.8962 | 318.3739 | 365.9772 | 287.3203
|  |  | 15 | 243.5662 | 136.7362 | 233.8731 | 315.9906 | 310.8745 | 207.0523 | 278.2185 | 225.2658 | 152.2328 | 321.9994 | 315.0098 | 309.0496 | 214.082 | 260.2719 | 225.7386 | 301.5873 | 320.5697 | 328.8266 | 380.8487 | 298.0363
|  |  | 16 | 262.989 | 172.5675 | 251.7227 | 336.3157 | 408.508 | 333.735 | 297.118 | 257.3914 | 197.3145 | 440.829 | 341.1784 | 417.4774 | 222.8636 | 318.7834 | 262.4509 | 352.0629 | 401.5653 | 378.3267 | 412.4554 | 395.7224
|  |  | 17 | 281.0253 | 170.5436 | 319.5002 | 387.4754 | 414.0231 | 363.3044 | 301.931 | 263.7426 | 208.9616 | 500.9344 | 374.5835 | 524.4197 | 227.3397 | 362.9084 | 327.6758 | 391.1435 | 424.5086 | 464.616 | 420.2506 | 454.8374
|  |  | 18 | 282.1044 | 168.6114 | 322.8355 | 395.9514 | 415.8177 | 369.0902 | 302.8062 | 264.9363 | 210.0383 | 511.0611 | 380.2851 | 527.7691 | 223.8869 | 365.8105 | 327.854 | 394.4038 | 424.7975 | 473.8667 | 420.3202 | 461.6276
|  |  | 19 | 281.1005 | 167.7833 | 315.7019 | 397.1408 | 411.9615 | 362.547 | 300.987 | 266.5966 | 202.2769 | 509.1205 | 378.386 | 526.3002 | 226.6523 | 365.9524 | 324.4808 | 393.3493 | 423.1705 | 476.1542 | 419.8924 | 461.7746
|  |  | 20 | 279.6093 | 167.25 | 309.564 | 392.1924 | 415.2279 | 365.888 | 297.9268 | 269.0312 | 197.945 | 502.8255 | 377.0866 | 526.8925 | 225.9037 | 363.8185 | 312.3561 | 396.4874 | 421.663 | 473.7129 | 420.626 | 460.9963
|  |  | 21 | 280.6145 | 172.1218 | 311.8962 | 395.1332 | 414.3541 | 363.7885 | 296.3131 | 270.6281 | 205.3319 | 499.5889 | 369.4527 | 526.2836 | 222.6686 | 374.2132 | 301.528 | 401.3499 | 432.3314 | 474.9894 | 429.0021 | 464.5815
|  |  | 22 | 280.6035 | 178.5128 | 321.8466 | 437.6169 | 414.1033 | 353.7296 | 289.632 | 269.7549 | 198.4174 | 480.6974 | 372.8693 | 522.8527 | 232.9013 | 368.4157 | 308.2228 | 407.0231 | 435.47 | 505.3731 | 434.7519 | 467.6699
|  |  | 23 | 283.7879 | 192.9486 | 316.9134 | 468.1497 | 411.6947 | 361.3716 | 288.7577 | 269.3115 | 192.8153 | 471.6823 | 377.1158 | 514.6774 | 239.6493 | 385.7823 | 308.3165 | 405.2228 | 450.0811 | 514.3231 | 438.2858 | 470.4141
|  | 2 | 0 | 276.8879 | 174.3177 | 316.7696 | 447.9187 | 417.6742 | 374.8701 | 280.0028 | 257.6288 | 182.0887 | 439.0387 | 368.1036 | 488.9672 | 228.6342 | 379.469 | 309.3699 | 392.1953 | 436.7108 | 482.2538 | 439.4824 | 469.7637
|  |  | 1 | 280.5881 | 177.2385 | 317.0502 | 432.0757 | 419.1301 | 380.0476 | 277.3106 | 256.3382 | 180.9274 | 442.182 | 366.0121 | 490.0175 | 226.2504 | 387.1491 | 311.1213 | 392.578 | 441.0693 | 481.4467 | 442.3021 | 467.0839
|  |  | 2 | 279.9869 | 176.318 | 320.3947 | 424.8675 | 417.6225 | 381.5475 | 275.8537 | 258.4727 | 179.0947 | 441.7057 | 366.0421 | 490.128 | 227.1831 | 386.8742 | 316.7075 | 395.7936 | 439.5293 | 478.7494 | 440.4334 | 463.0225
|  |  | 3 | 279.8002 | 174.0395 | 325.1837 | 423.2517 | 417.2834 | 381.2692 | 275.1475 | 256.7556 | 175.4218 | 436.2342 | 364.3272 | 488.5479 | 225.8026 | 377.0405 | 317.4543 | 393.5505 | 433.6365 | 476.5315 | 440.1598 | 460.6165
|  |  | 4 | 277.9584 | 171.4617 | 323.1671 | 425.7358 | 414.4266 | 364.08 | 276.8595 | 255.1884 | 175.0815 | 446.7659 | 368.2665 | 498.0591 | 224.7006 | 357.3127 | 322.5725 | 390.6596 | 418.7138 | 482.6838 | 434.2746 | 464.4612
|  |  | 5 | 274.1338 | 168.3566 | 329.5004 | 441.1827 | 399.4928 | 343.8917 | 281.3351 | 255.4604 | 172.5525 | 477.3931 | 368.2225 | 511.2503 | 220.2459 | 350.6644 | 327.1671 | 387.6 | 408.4413 | 498.2142 | 420.3698 | 466.3897
|  |  | 6 | 271.1707 | 160.4784 | 334.4663 | 422.27 | 371.5033 | 338.3992 | 285.277 | 250.3008 | 175.3219 | 488.8223 | 372.4597 | 505.4116 | 206.0204 | 337.8304 | 325.5652 | 384.2157 | 374.5924 | 489.5755 | 411.3679 | 460.1444
|  |  | 7 | 256.6495 | 116.5487 | 302.0912 | 348.4603 | 260.4154 | 242.9814 | 264.0588 | 218.4189 | 151.3837 | 425.0654 | 365.5346 | 445.3506 | 200.229 | 264.5646 | 290.0005 | 342.2777 | 277.4693 | 455.4791 | 370.9569 | 433.4974
|  |  | 8 | 231.0118 | 112.6153 | 266.1639 | 319.0612 | 236.8923 | 205.4004 | 242.8008 | 203.6722 | 131.3783 | 326.093 | 308.6984 | 314.1398 | 189.2298 | 231.3081 | 245.5581 | 309.4437 | 257.6061 | 372.9583 | 362.8146 | 327.4317
|  |  | 9 | 213.9892 | 115.1386 | 258.561 | 313.4937 | 225.9664 | 197.7095 | 235.721 | 200.933 | 120.0967 | 288.1765 | 301.4864 | 285.8785 | 190.8767 | 226.1623 | 225.2283 | 299.1985 | 245.1957 | 336.6121 | 361.9507 | 288.6862
|  |  | 10 | 212.7528 | 115.0872 | 248.3465 | 315.2369 | 223.1788 | 198.7991 | 232.9329 | 202.5606 | 119.9003 | 276.6142 | 304.496 | 267.466 | 191.8411 | 226.2439 | 215.8553 | 293.2017 | 245.7361 | 324.331 | 364.4371 | 272.8322
|  |  | 11 | 213.2898 | 112.0679 | 238.0925 | 315.6275 | 215.194 | 192.3756 | 237.4306 | 200.3747 | 117.9563 | 269.4196 | 301.4812 | 263.8349 | 197.2718 | 213.8134 | 207.1119 | 289.426 | 234.3739 | 321.1824 | 361.9905 | 268.1599
|  |  | 12 | 211.265 | 114.3292 | 234.8524 | 317.5093 | 218.3507 | 190.1578 | 237.1065 | 205.1109 | 121.4907 | 262.1349 | 299.1644 | 256.4957 | 192.5275 | 217.8191 | 208.2371 | 289.1959 | 235.9889 | 314.7658 | 360.3576 | 267.8668
|  |  | 13 | 214.1084 | 118.4392 | 237.8027 | 319.0484 | 221.7507 | 195.9744 | 234.7617 | 202.104 | 121.3188 | 262.0133 | 296.891 | 254.5371 | 197.8872 | 215.7234 | 211.7336 | 288.146 | 236.9693 | 321.6158 | 357.4461 | 269.4261
|  |  | 14 | 214.6534 | 114.4727 | 230.5336 | 318.6263 | 229.3199 | 194.1109 | 236.2586 | 201.1188 | 117.6441 | 259.8765 | 297.5952 | 259.1509 | 199.6001 | 220.6972 | 208.1802 | 288.7274 | 244.9402 | 315.149 | 359.4603 | 272.3664
|  |  | 15 | 216.387 | 117.9339 | 234.6218 | 325.9375 | 253.8435 | 206.4668 | 251.3149 | 201.7419 | 128.3855 | 280.5309 | 306.3366 | 273.6499 | 213.0071 | 239.0142 | 218.2759 | 299.5297 | 274.8577 | 319.8203 | 373.8124 | 283.9768
|  |  | 16 | 244.3933 | 147.4186 | 245.5204 | 341.1986 | 354.6792 | 244.7872 | 283.247 | 236.7993 | 168.9863 | 336.3834 | 317.5471 | 322.778 | 212.4613 | 266.6692 | 232.6965 | 324.4814 | 351.0321 | 357.3408 | 393.7099 | 333.479
|  |  | 17 | 265.7359 | 155.5498 | 294.3817 | 380.8648 | 408.2857 | 343.3303 | 294.31 | 253.6721 | 185.123 | 463.1372 | 358.2647 | 468.0549 | 211.1126 | 342.6428 | 297.4324 | 368.8566 | 405.2626 | 444.2046 | 411.4584 | 436.9492
|  |  | 18 | 265.3031 | 152.6984 | 324.2704 | 397.2089 | 406.3726 | 342.2797 | 297.092 | 257.2778 | 197.3824 | 498.3487 | 374.0552 | 505.1013 | 211.7759 | 356.063 | 321.4981 | 382.9191 | 412.8323 | 474.7465 | 413.9739 | 454.9619
|  |  | 19 | 266.0236 | 155.039 | 314.2698 | 400.0079 | 401.9082 | 339.1828 | 295.0856 | 256.2739 | 189.8903 | 496.2222 | 372.5599 | 505.736 | 212.916 | 355.7506 | 306.4681 | 380.3619 | 407.1337 | 478.8118 | 413.2374 | 463.3556
|  |  | 20 | 266.6739 | 154.9028 | 309.4919 | 390.589 | 403.3833 | 340.9897 | 292.6874 | 257.202 | 187.0843 | 490.3178 | 372.0981 | 500.8485 | 213.4112 | 348.403 | 302.2087 | 383.4102 | 403.2912 | 480.9438 | 414.6099 | 459.56
|  |  | 21 | 269.0144 | 160.0877 | 309.3922 | 390.3213 | 411.6961 | 345.3295 | 290.8721 | 256.9703 | 194.8438 | 487.5503 | 365.6389 | 501.6554 | 221.4818 | 354.7065 | 297.4561 | 389.5194 | 400.7124 | 479.7463 | 424.2533 | 464.5632
|  |  | 22 | 268.1876 | 164.6628 | 312.8571 | 432.0238 | 416.4983 | 358.345 | 288.7868 | 254.5755 | 186.2899 | 460.8061 | 364.394 | 493.7655 | 220.1925 | 366.5807 | 308.3009 | 395.1647 | 420.598 | 498.6598 | 434.437 | 479.3939
|  |  | 23 | 270.3589 | 168.9705 | 319.7961 | 456.2729 | 415.6379 | 364.4032 | 283.7166 | 255.3915 | 185.3941 | 437.2111 | 367.9944 | 491.0234 | 221.468 | 373.9825 | 302.3774 | 392.4197 | 429.8268 | 501.7394 | 436.1556 | 477.2676
|  | 3 | 0 | 253.2462 | 125.5342 | 289.0161 | 432.5398 | 384.232 | 339.9748 | 267.4091 | 247.9986 | 152.2735 | 375.0614 | 377.6487 | 448.9481 | 264.3021 | 362.4927 | 287.1409 | 395.271 | 405.8253 | 483.6766 | 461.1876 | 429.5574
|  |  | 1 | 262.5931 | 131.0444 | 283.4667 | 418.7173 | 380.1076 | 330.0358 | 265.1466 | 253.6222 | 149.5749 | 376.5061 | 380.9008 | 444.8213 | 269.5889 | 358.4534 | 279.27 | 396.1387 | 402.1281 | 473.3701 | 464.9336 | 418.9991
|  |  | 2 | 263.5653 | 135.8513 | 291.0781 | 411.6742 | 384.5405 | 335.5269 | 260.5792 | 247.7216 | 144.5353 | 375.4866 | 379.0922 | 444.3686 | 277.4084 | 355.3677 | 283.3152 | 397.8157 | 404.2531 | 475.5911 | 463.9581 | 418.7227
|  |  | 3 | 264.1589 | 130.1984 | 289.2427 | 412.0363 | 387.799 | 341.3142 | 262.8126 | 246.403 | 149.8913 | 380.1326 | 371.192 | 451.4633 | 271.2755 | 372.339 | 283.2459 | 393.1473 | 420.0701 | 479.9654 | 442.538 | 423.7
|  |  | 4 | 261.2274 | 124.6664 | 304.441 | 414.7681 | 380.6846 | 343.4931 | 260.9789 | 241.4607 | 143.0261 | 391.8878 | 367.2511 | 466.2865 | 273.7379 | 368.8837 | 287.6831 | 388.66 | 412.3102 | 479.016 | 419.5003 | 433.7599
|  |  | 5 | 252.9681 | 122.7595 | 306.8452 | 438.064 | 354.9638 | 344.6379 | 263.154 | 240.6824 | 145.0391 | 393.924 | 372.8606 | 462.2832 | 251.3414 | 360.5473 | 286.6667 | 391.0282 | 381.8691 | 490.7133 | 412.9919 | 428.687
|  |  | 6 | 240.3948 | 119.008 | 298.9083 | 397.0286 | 267.5146 | 277.6835 | 255.8872 | 210.4147 | 120.415 | 358.4368 | 351.1822 | 418.2314 | 248.2372 | 304.7625 | 285.2401 | 359.4324 | 290.3745 | 486.4237 | 368.21 | 409.997
|  |  | 7 | 225.6834 | 104.4534 | 252.9819 | 317.9833 | 222.7224 | 207.1428 | 233.2138 | 190.0941 | 101.9435 | 275.6492 | 307.9024 | 296.5317 | 244.6474 | 231.9139 | 241.8809 | 317.1568 | 236.622 | 385.4947 | 357.9204 | 312.6173
|  |  | 8 | 206.4608 | 104.7265 | 241.594 | 301.507 | 213.4714 | 204.7983 | 225.3084 | 201.7675 | 94.0031 | 223.447 | 293.6876 | 248.1995 | 264.0017 | 212.0562 | 217.5924 | 302.0296 | 222.2594 | 322.7968 | 357.9865 | 256.5934
|  |  | 9 | 201.2496 | 100.8618 | 227.3783 | 297.2288 | 207.5288 | 188.6847 | 217.5938 | 190.9278 | 86.7822 | 205.0126 | 285.5158 | 235.0778 | 274.5095 | 210.5935 | 204.6519 | 293.6884 | 220.5601 | 305.7277 | 348.1677 | 235.1297
|  |  | 10 | 194.6114 | 99.752 | 225.7506 | 293.856 | 206.124 | 183.4219 | 220.0432 | 187.1806 | 84.518 | 197.1978 | 285.2282 | 229.1451 | 274.803 | 207.757 | 196.7742 | 289.8664 | 217.6004 | 288.4514 | 345.4325 | 226.5405
|  |  | 11 | 195.5193 | 101.1675 | 220.7816 | 292.3068 | 203.832 | 180.136 | 213.5682 | 190.6739 | 81.4948 | 192.3791 | 275.7391 | 226.5499 | 263.9171 | 205.3531 | 193.1348 | 287.8344 | 213.8992 | 276.0217 | 344.855 | 222.3802
|  |  | 12 | 194.2367 | 102.9574 | 216.8571 | 296.3722 | 204.4308 | 180.4152 | 212.9905 | 195.0265 | 85.3596 | 192.4796 | 278.2409 | 224.2184 | 254.0619 | 205.1886 | 188.9304 | 286.9767 | 214.5511 | 270.4453 | 346.8663 | 222.0429
|  |  | 13 | 199.3555 | 102.318 | 214.167 | 303.6494 | 203.827 | 178.0572 | 211.7303 | 188.5623 | 84.4909 | 196.4385 | 281.3517 | 224.5074 | 256.9101 | 204.4972 | 191.4577 | 290.394 | 215.4137 | 276.1649 | 340.6679 | 224.1194
|  |  | 14 | 199.6329 | 103.9799 | 215.545 | 303.9488 | 205.7985 | 175.6709 | 216.3466 | 186.7825 | 88.2099 | 197.0616 | 282.4629 | 224.5839 | 250.0331 | 204.457 | 193.3819 | 293.9497 | 216.5522 | 282.677 | 348.8625 | 222.9691
|  |  | 15 | 203.6705 | 105.2023 | 217.8578 | 306.3353 | 216.4865 | 183.2742 | 221.8667 | 194.8055 | 93.326 | 198.8711 | 284.5712 | 227.2428 | 247.5963 | 221.2629 | 195.8052 | 298.834 | 233.416 | 293.6821 | 347.9198 | 234.4003
|  |  | 16 | 228.1665 | 107.979 | 227.0647 | 313.9926 | 262.8247 | 204.4618 | 244.3114 | 217.308 | 109.1377 | 229.0903 | 296.9205 | 246.6326 | 273.1938 | 258.8801 | 217.3988 | 322.8437 | 290.8576 | 325.2017 | 361.5646 | 260.5686
|  |  | 17 | 246.9595 | 113.2012 | 279.8447 | 354.6391 | 366.4427 | 316.3992 | 279.2521 | 242.0368 | 158.2576 | 323.3594 | 318.9702 | 327.1577 | 275.2053 | 339.6236 | 286.6968 | 376.0273 | 377.2394 | 410.6742 | 396.8677 | 366.3814
|  |  | 18 | 246.9354 | 112.9041 | 335.9516 | 398.0356 | 380.1571 | 359.3671 | 286.872 | 246.6996 | 182.9218 | 388.809 | 360.3724 | 435.0985 | 282.2242 | 373.0443 | 338.4973 | 405.0499 | 393.1456 | 489.0595 | 401.2393 | 422.3574
|  |  | 19 | 244.3103 | 111.6952 | 328.3259 | 402.0605 | 369.0672 | 348.4727 | 287.4937 | 245.9356 | 181.9169 | 399.3109 | 366.1201 | 442.5654 | 282.4171 | 367.419 | 311.8737 | 399.9753 | 386.3326 | 497.9789 | 397.4305 | 429.9816
|  |  | 20 | 245.6753 | 111.4815 | 309.6119 | 390.0879 | 381.6566 | 345.4147 | 281.802 | 243.1514 | 156.5559 | 384.5445 | 359.1705 | 430.2256 | 279.8524 | 376.523 | 292.3147 | 390.7302 | 407.656 | 492.5695 | 392.8486 | 409.9617
|  |  | 21 | 245.5173 | 117.3598 | 301.5683 | 385.7844 | 389.9462 | 352.515 | 278.6639 | 245.7072 | 164.6141 | 391.384 | 358.049 | 452.3852 | 265.589 | 384.8913 | 286.0716 | 392.3392 | 427.791 | 473.5604 | 398.4115 | 426.781
|  |  | 22 | 246.2975 | 116.628 | 296.9518 | 409.6686 | 391.3893 | 345.6569 | 274.3775 | 245.0315 | 159.5657 | 386.6944 | 356.1842 | 463.0651 | 263.559 | 361.639 | 283.6296 | 396.8775 | 407.9651 | 478.491 | 416.4246 | 469.8988
|  |  | 23 | 249.8634 | 121.487 | 288.445 | 429.3789 | 386.4554 | 331.6818 | 269.3919 | 246.4391 | 153.0616 | 384.5061 | 372.2336 | 457.3338 | 254.6689 | 360.167 | 275.7063 | 390.919 | 403.6759 | 491.9529 | 448.9039 | 453.448
|  | 4 | 0 | 269.8046 | 128.4495 | 257.3005 | 402.1269 | 312.6845 | 264.3462 | 228.0726 | 206.1884 | 122.0465 | 316.5312 | 402.9564 | 371.8294 | 270.7577 | 328.622 | 258.1419 | 380.2077 | 335.814 | 441.237 | 434.8634 | 367.1938
|  |  | 1 | 273.8264 | 135.1737 | 258.6785 | 408.0926 | 314.0132 | 263.9843 | 224.2642 | 208.0196 | 120.687 | 315.2174 | 397.4422 | 367.336 | 258.4393 | 329.8887 | 255.5093 | 377.2348 | 334.2012 | 467.0483 | 435.6484 | 362.8495
|  |  | 2 | 277.8641 | 139.8879 | 258.0947 | 407.4224 | 322.7567 | 269.1587 | 224.3055 | 205.7052 | 120.3951 | 318.7157 | 398.5835 | 370.579 | 264.4215 | 327.1812 | 253.0674 | 375.2641 | 338.9284 | 466.9936 | 439.93 | 362.8994
|  |  | 3 | 276.206 | 135.5158 | 265.8756 | 406.3325 | 336.7306 | 272.2897 | 220.7789 | 205.2992 | 120.4704 | 325.989 | 414.9656 | 383.8504 | 262.7483 | 338.519 | 260.0889 | 377.0206 | 355.8635 | 460.2054 | 438.9726 | 373.9819
|  |  | 4 | 276.5013 | 130.8778 | 276.4452 | 401.0158 | 331.782 | 289.8235 | 220.8356 | 199.0282 | 115.6764 | 342.8934 | 417.5578 | 407.2358 | 257.0473 | 344.6756 | 269.8123 | 381.3201 | 355.977 | 446.0824 | 427.8859 | 383.3762
|  |  | 5 | 271.5629 | 124.4987 | 276.5657 | 386.6232 | 256.9904 | 248.3019 | 211.1146 | 187.7799 | 103.6738 | 318.7997 | 384.7903 | 389.7541 | 240.448 | 305.4994 | 266.3869 | 363.1859 | 274.1348 | 422.3077 | 385.2077 | 381.1027
|  |  | 6 | 249.9786 | 108.762 | 245.0673 | 325.0514 | 193.4808 | 167.5507 | 177.3926 | 155.7145 | 86.4057 | 251.3468 | 343.2324 | 279.7204 | 228.7834 | 209.3065 | 234.7414 | 309.8422 | 203.7198 | 357.2934 | 342.8522 | 307.0769
|  |  | 7 | 203.7911 | 103.6457 | 217.0714 | 297.4086 | 175.4977 | 154.4703 | 161.5183 | 141.5724 | 76.9151 | 186.3379 | 305.9054 | 220.11 | 213.5762 | 188.3828 | 202.3954 | 289.8981 | 187.0756 | 280.4056 | 329.5504 | 213.5343
|  |  | 8 | 197.0017 | 104.4996 | 204.2223 | 285.9716 | 170.7715 | 153.3065 | 156.7426 | 139.0196 | 68.8931 | 164.4159 | 289.2777 | 201.3428 | 209.7428 | 187.6361 | 185.5126 | 279.8679 | 180.5931 | 255.533 | 327.0577 | 190.0789
|  |  | 9 | 192.9599 | 104.6643 | 202.4085 | 289.3849 | 167.7597 | 148.617 | 156.7729 | 138.4465 | 68.6138 | 162.3713 | 283.3245 | 196.3034 | 200.6243 | 176.4551 | 181.753 | 276.685 | 174.3548 | 244.934 | 329.9547 | 185.5005
|  |  | 10 | 190.9101 | 104.2379 | 205.9594 | 291.0188 | 164.8492 | 145.5857 | 157.208 | 136.1872 | 67.3797 | 158.077 | 280.8154 | 192.7554 | 214.3192 | 174.7946 | 178.6704 | 275.3256 | 175.4005 | 244.2532 | 328.5486 | 180.6384
|  |  | 11 | 192.7904 | 103.5415 | 205.9068 | 296.0472 | 162.4507 | 144.2666 | 158.3777 | 138.669 | 65.155 | 157.1046 | 273.4253 | 191.6582 | 209.7667 | 180.1712 | 180.0882 | 277.5193 | 174.6418 | 245.0139 | 333.8852 | 180.9465
|  |  | 12 | 196.9469 | 105.5323 | 210.9676 | 300.2274 | 162.9744 | 141.7656 | 161.5535 | 141.2656 | 66.1339 | 153.8525 | 270.7406 | 189.8364 | 215.6394 | 176.5592 | 180.6517 | 279.4652 | 173.5407 | 252.7765 | 331.5026 | 180.9513
|  |  | 13 | 200.7967 | 106.1759 | 216.8877 | 301.633 | 163.0497 | 142.7818 | 159.3693 | 142.2081 | 67.0629 | 152.3974 | 266.7652 | 189.3677 | 217.9707 | 187.4964 | 182.8497 | 281.5415 | 178.9615 | 254.0342 | 330.1973 | 187.3755
|  |  | 14 | 203.889 | 103.1278 | 222.6457 | 302.1219 | 169.6883 | 146.3899 | 161.64 | 142.5225 | 68.2314 | 155.5927 | 271.0949 | 191.5108 | 213.6125 | 187.1278 | 190.5661 | 284.0815 | 182.5765 | 256.7774 | 335.2102 | 192.7341
|  |  | 15 | 204.7774 | 104.0542 | 222.7517 | 303.3111 | 173.3672 | 152.81 | 165.2002 | 148.6675 | 71.5186 | 163.3849 | 277.8101 | 197.6726 | 218.6274 | 206.9262 | 193.8322 | 290.9891 | 195.5151 | 262.5379 | 332.9248 | 200.7222
|  |  | 16 | 216.8468 | 113.3681 | 224.0564 | 314.6254 | 198.0876 | 160.1022 | 185.0794 | 173.6273 | 82.917 | 175.9506 | 279.0369 | 206.2081 | 228.6531 | 231.783 | 203.3766 | 309.943 | 232.3853 | 282.5587 | 351.535 | 224.3641
|  |  | 17 | 254.339 | 116.3532 | 256.3089 | 348.1797 | 299.1033 | 221.3275 | 231.9429 | 206.7148 | 108.026 | 236.105 | 318.7128 | 249.4535 | 260.7844 | 306.6597 | 251.6863 | 360.3682 | 324.2255 | 310.8961 | 396.2255 | 290.9816
|  |  | 18 | 269.1768 | 118.0352 | 328.4522 | 406.5692 | 361.9535 | 323.8294 | 252.6041 | 213.6715 | 145.3928 | 326.1821 | 375.8635 | 368.1201 | 280.1747 | 381.138 | 317.4088 | 411.5685 | 380.347 | 394.5253 | 413.9096 | 359.0604
|  |  | 19 | 267.7931 | 117.9403 | 317.4301 | 411.1986 | 345.9368 | 319.4048 | 255.4751 | 212.9512 | 149.3172 | 336.4435 | 391.9879 | 409.4117 | 282.1228 | 364.5465 | 307.5805 | 412.3756 | 364.9894 | 430.6671 | 409.484 | 378.2535
|  |  | 20 | 264.3845 | 116.4148 | 297.4007 | 404.5594 | 343.2915 | 303.3676 | 247.44 | 211.1012 | 134.5831 | 317.2282 | 380.4821 | 391.0538 | 281.114 | 353.4534 | 286.0557 | 390.3877 | 357.951 | 419.1801 | 400.0535 | 362.5703
|  |  | 21 | 263.5798 | 121.7231 | 281.7297 | 390.3606 | 357.1641 | 307.0182 | 242.7088 | 207.0528 | 137.8577 | 327.3345 | 386.2474 | 394.3918 | 277.5546 | 372.6377 | 272.7536 | 382.3272 | 386.2649 | 400.2181 | 409.8136 | 372.4872
|  |  | 22 | 262.685 | 122.8277 | 270.5398 | 388.9229 | 343.6588 | 303.0438 | 237.8497 | 209.0367 | 135.738 | 338.6616 | 421.7452 | 428.3848 | 278.7374 | 362.1566 | 264.5352 | 389.187 | 376.3905 | 404.0419 | 422.8591 | 431.1914
|  |  | 23 | 266.0179 | 125.8724 | 262.6888 | 387.1496 | 316.3948 | 281.0689 | 233.3785 | 206.2633 | 122.8894 | 322.6905 | 443.2216 | 405.4198 | 276.0883 | 344.5657 | 257.582 | 387.6847 | 349.1733 | 420.4886 | 435.4645 | 388.0086
|  | 5 | 0 | 278.0918 | 126.8818 | 284.7699 | 431.1026 | 354.967 | 304.6216 | 253.6725 | 209.1805 | 150.2559 | 364.2272 | 404.875 | 428.0425 | 251.6656 | 372.5109 | 287.385 | 399.0646 | 404.0997 | 472.9223 | 449.2189 | 419.9427
|  |  | 1 | 288.6987 | 133.5793 | 281.1295 | 432.5018 | 350.4298 | 303.8411 | 254.2244 | 211.5859 | 153.1298 | 361.3673 | 410.9103 | 415.09 | 263.5288 | 357.3879 | 280.9681 | 397.1156 | 391.8464 | 492.9539 | 451.0254 | 408.9184
|  |  | 2 | 290.2266 | 140.6708 | 285.0272 | 439.0924 | 353.7441 | 301.3425 | 253.8993 | 210.7002 | 154.3588 | 360.0045 | 409.5845 | 409.3458 | 267.7225 | 365.5231 | 290.2127 | 397.122 | 396.1236 | 502.6344 | 452.1883 | 401.248
|  |  | 3 | 293.6604 | 136.8142 | 285.826 | 431.5462 | 365.488 | 305.8947 | 253.2429 | 207.1343 | 157.4792 | 362.986 | 411.5845 | 415.968 | 265.8477 | 370.6631 | 291.8371 | 394.7569 | 404.3063 | 496.3729 | 441.2067 | 401.7653
|  |  | 4 | 291.9118 | 136.5886 | 291.0142 | 436.8954 | 316.3953 | 299.5336 | 252.7692 | 213.0034 | 151.9459 | 364.5657 | 399.939 | 430.3196 | 253.0172 | 373.9067 | 298.9999 | 396.4549 | 382.0659 | 490.6187 | 438.346 | 403.3524
|  |  | 5 | 276.2486 | 108.639 | 283.9034 | 405.9675 | 229.8372 | 191.3615 | 233.3276 | 177.3534 | 122.2215 | 325.7625 | 351.297 | 368.5965 | 248.9284 | 272.2903 | 287.8227 | 346.1885 | 272.2188 | 469.6323 | 383.2884 | 388.1272
|  |  | 6 | 220.2032 | 102.1916 | 248.9875 | 344.1754 | 202.5853 | 163.6849 | 219.1759 | 159.4808 | 107.0701 | 250.2297 | 315.5152 | 263.539 | 229.4364 | 217.9077 | 238.8037 | 306.955 | 223.5619 | 361.731 | 349.0413 | 287.8203
|  |  | 7 | 199.4869 | 102.5244 | 230.7227 | 313.7498 | 196.0847 | 163.4905 | 216.8 | 155.6338 | 101.3698 | 223.9206 | 297.4419 | 232.1002 | 233.5233 | 201.3453 | 210.618 | 291.1129 | 203.3108 | 301.7852 | 342.0528 | 240.3811
|  |  | 8 | 200.0269 | 102.6259 | 222.1953 | 304.8301 | 191.1001 | 163.6246 | 205.2464 | 156.9634 | 93.3448 | 206.8963 | 294.3437 | 222.1277 | 230.2044 | 201.6629 | 200.6775 | 287.6949 | 202.6689 | 275.7704 | 339.8177 | 217.078
|  |  | 9 | 203.4218 | 104.0047 | 219.4806 | 301.723 | 188.8293 | 161.2285 | 200.9892 | 154.8197 | 87.2651 | 197.8581 | 293.8882 | 216.0769 | 224.2081 | 191.3185 | 195.6443 | 289.1608 | 200.4332 | 268.222 | 336.8928 | 204.3652
|  |  | 10 | 201.4247 | 103.2041 | 224.4367 | 313.5405 | 189.7346 | 162.5184 | 200.8891 | 154.1025 | 86.8531 | 197.4395 | 294.8624 | 216.5399 | 221.388 | 199.0748 | 199.6728 | 294.5668 | 206.3903 | 272.1386 | 340.5286 | 201.544
|  |  | 11 | 204.3369 | 104.1608 | 230.7716 | 321.0862 | 189.8477 | 166.3727 | 195.915 | 154.2608 | 87.7472 | 204.9977 | 289.7279 | 219.5342 | 218.3551 | 203.5358 | 204.6031 | 297.9021 | 205.8352 | 272.0256 | 345.0435 | 207.1183
|  |  | 12 | 205.2623 | 102.2183 | 241.2865 | 327.1779 | 191.2175 | 164.2936 | 196.2495 | 154.6226 | 87.5224 | 201.5503 | 290.4951 | 220.1969 | 214.6256 | 206.1225 | 210.3614 | 298.7861 | 208.4335 | 273.0358 | 336.2056 | 209.2673
|  |  | 13 | 208.771 | 100.228 | 247.8518 | 338.8157 | 190.722 | 158.359 | 194.0678 | 154.0445 | 89.5419 | 202.0728 | 288.8532 | 219.7723 | 215.7043 | 210.83 | 216.6614 | 299.2931 | 209.4179 | 286.3621 | 336.9539 | 216.309
|  |  | 14 | 209.8236 | 99.0464 | 253.4324 | 349.4372 | 192.0012 | 158.2248 | 195.5685 | 147.9469 | 91.0274 | 206.1149 | 288.7502 | 219.3602 | 213.4234 | 204.2531 | 217.9095 | 301.5405 | 209.0645 | 303.2788 | 345.8498 | 220.2606
|  |  | 15 | 211.8687 | 101.9726 | 252.9359 | 359.2605 | 195.6103 | 158.3569 | 203.6889 | 148.2532 | 93.6348 | 213.3521 | 287.087 | 223.9843 | 203.1102 | 213.1649 | 221.9547 | 306.2979 | 221.7693 | 319.975 | 356.7317 | 232.5461
|  |  | 16 | 222.1723 | 104.1348 | 253.7569 | 366.616 | 212.9117 | 158.0674 | 214.0047 | 164.4997 | 99.3309 | 232.8025 | 292.2316 | 235.4539 | 204.4163 | 207.944 | 228.629 | 315.9029 | 231.0126 | 339.739 | 375.6289 | 250.605
|  |  | 17 | 250.6027 | 110.5102 | 267.6872 | 399.7378 | 281.375 | 187.5922 | 252.227 | 204.5264 | 124.347 | 267.3699 | 311.5628 | 258.7088 | 234.0944 | 256.7274 | 260.8468 | 348.8258 | 296.8371 | 386.4895 | 411.6642 | 307.7601
|  |  | 18 | 269.3148 | 118.2108 | 332.5853 | 465.7481 | 372.2501 | 295.7711 | 275.0576 | 219.254 | 168.5394 | 362.1034 | 357.0524 | 346.984 | 250.2264 | 358.5971 | 336.2726 | 408.9741 | 394.9343 | 461.3882 | 443.0532 | 392.2101
|  |  | 19 | 279.7434 | 116.7591 | 340.853 | 473.2041 | 373.658 | 317.6643 | 274.1311 | 220.58 | 166.885 | 395.9666 | 398.0921 | 429.1655 | 262.2995 | 351.2123 | 357.1332 | 432.1293 | 382.4146 | 510.6623 | 434.1454 | 421.5323
|  |  | 20 | 270.0827 | 115.8818 | 320.2276 | 453.4269 | 385.5378 | 312.1538 | 271.5855 | 220.5246 | 150.2092 | 367.3624 | 385.9958 | 413.7349 | 261.2474 | 350.6082 | 348.7721 | 420.8759 | 388.1132 | 491.3758 | 422.7277 | 392.4574
|  |  | 21 | 271.2573 | 120.0126 | 299.8394 | 444.8819 | 390.3022 | 309.0077 | 271.0066 | 220.7184 | 170.7999 | 397.7601 | 389.3864 | 445.7222 | 257.2967 | 367.5439 | 317.0333 | 404.3937 | 402.1823 | 476.7979 | 425.8763 | 434.8648
|  |  | 22 | 271.0012 | 115.5395 | 293.784 | 403.7349 | 382.1604 | 325.3274 | 273.4802 | 208.158 | 166.9993 | 395.2432 | 385.168 | 461.554 | 258.8674 | 401.0966 | 314.9973 | 410.9309 | 437.8806 | 491.1465 | 464.1277 | 469.5023
|  |  | 23 | 271.7291 | 121.8476 | 289.32 | 411.4314 | 369.8021 | 314.9389 | 265.3278 | 209.5724 | 151.8257 | 374.2323 | 396.8375 | 451.7629 | 253.4612 | 374.5626 | 295.3718 | 406.1232 | 414.7402 | 480.5037 | 462.2033 | 440.3486
|  | 6 | 0 | 246.0454 | 125.349 | 296.82 | 447.8412 | 379.1049 | 323.2269 | 277.7033 | 234.3628 | 181.7695 | 402.967 | 391.5695 | 452.4031 | 229.3451 | 364.4871 | 297.7818 | 408.3732 | 421.7231 | 476.2958 | 456.966 | 447.0612
|  |  | 1 | 250.7804 | 127.4554 | 293.6894 | 450.6895 | 374.6158 | 318.4621 | 279.2888 | 234.7215 | 188.0781 | 399.1147 | 398.201 | 448.9021 | 242.8122 | 359.385 | 289.8312 | 405.0112 | 412.594 | 470 | 462.88 | 420.6883
|  |  | 2 | 258.5146 | 127.2912 | 297.7965 | 463.3425 | 372.6899 | 315.7397 | 276.6445 | 231.8796 | 179.1247 | 387.9224 | 388.4553 | 441.4824 | 256.5438 | 351.6035 | 292.9087 | 408.0538 | 406.6295 | 477.2352 | 451.5891 | 415.1702
|  |  | 3 | 259.8811 | 128.4954 | 304.3153 | 466.2747 | 380.7173 | 327.1341 | 274.9365 | 230.9143 | 186.8608 | 391.2175 | 397.8217 | 439.705 | 257.8764 | 364.4126 | 301.4353 | 406.7314 | 415.8047 | 477.7291 | 456.1225 | 410.6345
|  |  | 4 | 259.1297 | 131.61 | 312.1038 | 465.3517 | 292.9801 | 301.4038 | 259.8577 | 230.087 | 168.2301 | 394.6528 | 393.3788 | 448.6351 | 236.1931 | 339.8365 | 312.7337 | 396.1133 | 335.2767 | 479.0711 | 420.8054 | 416.218
|  |  | 5 | 253.9978 | 105.52 | 302.3671 | 416.8612 | 213.2834 | 184.5685 | 231.2371 | 185.9042 | 127.5978 | 320.8922 | 343.67 | 327.6427 | 226.4188 | 229.7824 | 287.2868 | 342.5638 | 240.6275 | 449.7879 | 357.1574 | 355.9331
|  |  | 6 | 213.3674 | 96.1732 | 267.3734 | 356.8536 | 200.0316 | 168.0333 | 213.3775 | 188.8609 | 107.4667 | 247.7846 | 307.861 | 251.5589 | 204.2593 | 213.7974 | 244.3072 | 306.6222 | 225.4541 | 348.0843 | 337.3061 | 257.3602
|  |  | 7 | 213.256 | 95.0458 | 249.0074 | 334.4976 | 201.1358 | 170.4375 | 209.7423 | 179.1552 | 107.7672 | 224.3916 | 304.5293 | 231.3229 | 207.6373 | 203.3687 | 221.9501 | 297.414 | 215.4031 | 294.8518 | 329.0017 | 229.1643
|  |  | 8 | 211.1179 | 96.742 | 241.6177 | 324.5129 | 193.8434 | 168.1288 | 203.2262 | 178.7979 | 103.6916 | 215.4003 | 300.1647 | 227.3639 | 222.4893 | 192.6274 | 215.0105 | 297.1077 | 206.1935 | 277.7605 | 331.9433 | 218.7004
|  |  | 9 | 208.7012 | 99.4129 | 248.9096 | 326.4399 | 199.5673 | 167.6567 | 201.7725 | 178.3071 | 100.8141 | 215.1809 | 293.3879 | 228.3465 | 201.2184 | 195.1189 | 217.9846 | 300.9159 | 214.4391 | 269.8932 | 336.8715 | 210.4017
|  |  | 10 | 212.259 | 99.9568 | 255.6424 | 326.7876 | 195.4264 | 160.8229 | 208.7111 | 173.5212 | 103.9216 | 212.6012 | 296.9525 | 233.9469 | 206.6461 | 203.5192 | 221.0105 | 304.3541 | 222.5399 | 270.5747 | 341.3031 | 213.9196
|  |  | 11 | 209.7849 | 99.0068 | 256.75 | 335.7036 | 190.1003 | 155.9409 | 209.8307 | 169.5767 | 104.2818 | 219.6781 | 296.0262 | 233.5203 | 218.1669 | 206.4939 | 224.4374 | 301.7101 | 218.9597 | 270.5637 | 342.2569 | 212.3929
|  |  | 12 | 209.7126 | 100.8707 | 261.4796 | 340.0755 | 192.3495 | 158.1859 | 215.0651 | 170.0526 | 104.2276 | 223.7733 | 292.5991 | 230.8187 | 207.4918 | 205.9642 | 226.0237 | 302.4886 | 213.8255 | 275.5228 | 340.9836 | 212.526
|  |  | 13 | 205.6196 | 102.6702 | 268.5147 | 336.8528 | 191.8437 | 157.6823 | 212.1765 | 165.2605 | 104.5951 | 225.1442 | 290.7521 | 229.2278 | 200.4358 | 206.6664 | 232.3402 | 306.1704 | 212.124 | 279.8606 | 337.8619 | 213.0375
|  |  | 14 | 204.5728 | 105.7851 | 266.6908 | 346.481 | 192.9513 | 158.7759 | 215.7845 | 165.2118 | 105.4991 | 225.4151 | 291.6124 | 229.6034 | 193.1844 | 210.2643 | 233.4033 | 309.0376 | 217.4418 | 292.9662 | 339.6613 | 219.9395
|  |  | 15 | 206.3911 | 106.7376 | 263.6445 | 361.9802 | 197.7503 | 156.1053 | 219.924 | 164.6748 | 106.8468 | 233.5313 | 291.2627 | 235.7933 | 188.9984 | 213.2254 | 231.1654 | 311.7774 | 223.2394 | 311.3039 | 347.3437 | 229.9474
|  |  | 16 | 214.8462 | 109.7404 | 263.8149 | 384.1657 | 207.3372 | 155.4661 | 235.6078 | 167.4818 | 115.3073 | 241.682 | 296.1365 | 240.4407 | 188.4935 | 217.6318 | 241.1284 | 320.0835 | 232.377 | 331.7706 | 359.9802 | 241.6577
|  |  | 17 | 233.7401 | 108.9367 | 276.304 | 411.4609 | 243.9829 | 168.692 | 269.1635 | 225.0598 | 139.8975 | 268.9275 | 309.9821 | 254.055 | 208.8611 | 234.842 | 266.5679 | 349.2262 | 273.1647 | 362.459 | 387.0335 | 271.6822
|  |  | 18 | 250.2576 | 127.5841 | 330.3991 | 475.7804 | 337.0574 | 250.4347 | 299.4581 | 243.9048 | 185.7369 | 347.279 | 344.7113 | 315.9425 | 229.6793 | 315.3053 | 333.5346 | 407.6658 | 369.7717 | 421.1083 | 435.195 | 352.9986
|  |  | 19 | 265.1929 | 123.1578 | 345.623 | 489.0265 | 363.5489 | 308.5818 | 303.6354 | 248.6361 | 205.1061 | 418.6183 | 399.213 | 431.0109 | 251.5308 | 332.5883 | 352.3268 | 419.6542 | 379.8596 | 491.7111 | 422.2167 | 406.3147
|  |  | 20 | 261.2864 | 116.85 | 327.9269 | 489.0925 | 380.1163 | 309.1701 | 300.4257 | 249.26 | 182.5688 | 396.2718 | 391.9887 | 433.3302 | 248.5424 | 344.1489 | 343.1452 | 411.0675 | 390.9058 | 476.4449 | 411.103 | 379.1372
|  |  | 21 | 252.8335 | 119.4506 | 323.4027 | 473.9352 | 396.0543 | 327.1501 | 296.8052 | 240.8708 | 187.8688 | 431.7853 | 391.5724 | 459.8706 | 244.9268 | 367.6003 | 328.3678 | 414.7004 | 408.348 | 480.5948 | 418.1034 | 408.1139
|  |  | 22 | 253.9027 | 109.7118 | 314.7654 | 455.6235 | 394.405 | 328.0724 | 291.1723 | 237.4403 | 191.1683 | 422.4871 | 394.6661 | 480.3731 | 237.8859 | 376.9475 | 312.6677 | 415.0723 | 422.0997 | 510.1256 | 444.0918 | 455.136
|  |  | 23 | 246.857 | 117.6746 | 305.291 | 453.7473 | 381.5296 | 327.667 | 284.715 | 239.506 | 183.1093 | 402.8117 | 401.3896 | 470.2964 | 233.0242 | 379.2114 | 305.8664 | 409.942 | 424.9724 | 511.4884 | 464.1016 | 475.3398
|  | 7 | 0 | 307.7266 | 173.815 | 305.0765 | 452.194 | 431.5329 | 396.494 | 305.1973 | 269.997 | 212.7416 | 483.6198 | 398.9748 | 499.7667 | 238.6215 | 402.9461 | 325.4961 | 415.1368 | 438.345 | 496.9499 | 445.959 | 469.1352
|  |  | 1 | 313.34 | 174.673 | 299.3977 | 431.0517 | 439.9915 | 410.6674 | 303.9952 | 268.8344 | 213.5069 | 470.5684 | 407.2007 | 504.897 | 235.9532 | 412.5079 | 322.7657 | 411.5559 | 449.6646 | 497.5832 | 455.1246 | 462.5932
|  |  | 2 | 314.6611 | 175.2706 | 300.5782 | 426.5428 | 442.7976 | 407.3994 | 303.186 | 270.0587 | 209.054 | 470.3272 | 397.5081 | 505.7915 | 242.6083 | 410.4392 | 324.9762 | 411.0793 | 451.189 | 493.5778 | 455.8844 | 463.9359
|  |  | 3 | 317.6316 | 173.0448 | 307.2198 | 422.9416 | 445.674 | 405.6686 | 303.8633 | 270.4242 | 212.8035 | 475.5732 | 399.3722 | 509.0115 | 245.6781 | 409.831 | 332.6434 | 414.7159 | 454.9383 | 486.9921 | 457.0754 | 464.7499
|  |  | 4 | 319.6405 | 177.2639 | 310.8066 | 424.1589 | 378.6308 | 371.7838 | 298.6078 | 270.9704 | 202.0547 | 477.4205 | 408.5028 | 517.4499 | 233.4254 | 375.6616 | 346.7408 | 414.6185 | 401.7816 | 484.1331 | 446.9673 | 462.797
|  |  | 5 | 307.7846 | 114.5136 | 320.6382 | 411.1147 | 261.6807 | 219.5383 | 272.8021 | 245.4868 | 159.3592 | 398.7552 | 374.4651 | 436.3455 | 221.3989 | 260.3991 | 329.5918 | 377.2621 | 277.3819 | 484.7367 | 392.8785 | 437.2936
|  |  | 6 | 248.218 | 115.2731 | 290.8813 | 327.4684 | 236.484 | 176.457 | 255.8768 | 222.0163 | 137.0444 | 288.2424 | 343.5797 | 294.6558 | 200.6414 | 198.8357 | 274.8866 | 324.3575 | 236.3741 | 380.5681 | 372.4009 | 317.1761
|  |  | 7 | 245.5732 | 109.2192 | 268.5814 | 302.8829 | 235.031 | 185.6333 | 250.6212 | 205.1692 | 130.6203 | 265.6327 | 321.8738 | 267.2049 | 194.4335 | 203.8172 | 245.022 | 311.2256 | 233.2718 | 303.5329 | 359.0344 | 265.438
|  |  | 8 | 236.7981 | 108.7589 | 264.0512 | 305.798 | 229.2541 | 183.938 | 245.7197 | 204.4871 | 123.6798 | 254.5162 | 312.1076 | 260.2336 | 187.0986 | 203.2917 | 239.6654 | 308.612 | 228.3317 | 274.6108 | 361.9922 | 249.949
|  |  | 9 | 229.0904 | 108.89 | 258.8875 | 298.4659 | 228.6047 | 175.7208 | 239.7261 | 203.8739 | 121.4326 | 246.0035 | 308.6903 | 253.6873 | 183.5806 | 205.6636 | 240.6127 | 318.7469 | 231.6442 | 257.3416 | 359.9413 | 241.1192
|  |  | 10 | 226.8541 | 107.8685 | 265.8157 | 319.6877 | 226.321 | 176.3687 | 237.6473 | 200.5865 | 124.1874 | 251.5427 | 315.4923 | 255.9137 | 184.4417 | 203.4739 | 247.9222 | 319.9398 | 230.5385 | 276.2929 | 364.4034 | 239.8122
|  |  | 11 | 217.719 | 106.4562 | 276.1918 | 336.4464 | 224.7757 | 179.0596 | 243.1549 | 194.366 | 127.0922 | 258.4454 | 317.298 | 257.2972 | 178.6022 | 204.3386 | 259.2582 | 318.4226 | 231.3313 | 293.2136 | 366.2267 | 238.7632
|  |  | 12 | 213.7079 | 107.3002 | 283.0389 | 342.2363 | 219.8985 | 172.5571 | 251.8703 | 196.3999 | 130.207 | 263.156 | 319.957 | 259.943 | 176.7499 | 206.0401 | 258.9693 | 319.0775 | 232.5453 | 302.0197 | 370.5285 | 239.214
|  |  | 13 | 216.0506 | 106.8079 | 287.4262 | 348.3679 | 223.3751 | 170.8897 | 254.0689 | 192.896 | 134.0802 | 265.0899 | 318.6812 | 257.4479 | 177.9623 | 208.9438 | 261.6082 | 324.283 | 236.3697 | 300.7702 | 372.8607 | 245.8208
|  |  | 14 | 219.2338 | 106.6318 | 287.8468 | 356.4686 | 225.4572 | 167.394 | 265.7431 | 191.5756 | 145.7875 | 272.2585 | 323.9682 | 260.4894 | 174.4608 | 209.7156 | 260.846 | 327.2433 | 236.7278 | 304.4926 | 379.585 | 255.7036
|  |  | 15 | 223.7631 | 109.0146 | 283.8366 | 358.877 | 227.5326 | 166.1436 | 270.6027 | 200.9322 | 152.7916 | 286.1747 | 323.9668 | 263.1677 | 171.7125 | 209.6552 | 260.9913 | 330.9611 | 240.1224 | 313.2708 | 386.4061 | 264.0465
|  |  | 16 | 237.7149 | 114.0848 | 284.7388 | 358.7876 | 239.8609 | 162.6506 | 288.1959 | 214.3818 | 169.9328 | 292.4701 | 328.886 | 270.9361 | 190.4689 | 213.9897 | 267.2922 | 339.1122 | 258.0435 | 328.3327 | 400.1804 | 277.156
|  |  | 17 | 259.6545 | 127.18 | 296.9764 | 382.0855 | 287.8029 | 188.9934 | 320.7247 | 247.4093 | 208.1494 | 342.8777 | 334.9682 | 292.2404 | 212.702 | 257.1332 | 302.4571 | 363.7835 | 314.8174 | 368.5671 | 426.9998 | 317.0314
|  |  | 18 | 281.729 | 149.3266 | 338.4421 | 443.726 | 381.9097 | 276.2945 | 343.9593 | 268.8748 | 261.7465 | 427.7215 | 364.7485 | 363.591 | 224.7466 | 329.8996 | 350.6168 | 411.2492 | 404.6665 | 425.7244 | 471.1735 | 394.4432
|  |  | 19 | 296.6184 | 143.6717 | 349.7553 | 459.4911 | 400.9899 | 319.5918 | 346.2914 | 274.3226 | 266.3336 | 489.8858 | 415.3036 | 471.0072 | 243.4354 | 331.9761 | 367.0919 | 428.1252 | 403.4887 | 475.5186 | 454.9838 | 439.79
|  |  | 20 | 290.7374 | 138.666 | 336.3982 | 453.5111 | 402.5975 | 314.7299 | 342.9358 | 275.1582 | 244.453 | 454.0464 | 413.3748 | 468.5265 | 229.8242 | 326.3361 | 363.7872 | 434.2559 | 404.8591 | 477.1976 | 444.6829 | 418.7132
|  |  | 21 | 286.9887 | 148.1994 | 328.7489 | 444.5867 | 414.3308 | 330.7222 | 333.7868 | 273.4107 | 227.9618 | 461.2119 | 414.1653 | 477.0523 | 231.9227 | 327.3805 | 353.1111 | 431.8328 | 411.1943 | 475.2903 | 432.3996 | 423.2285
|  |  | 22 | 291.3412 | 159.1157 | 332.7413 | 433.1933 | 416.6042 | 343.2831 | 320.3329 | 271.125 | 217.021 | 481.2683 | 423.4845 | 495.1071 | 235.9381 | 352.5593 | 344.5983 | 421.3422 | 415.3099 | 457.2989 | 430.6419 | 453.6748
|  |  | 23 | 296.7478 | 168.9364 | 314.3145 | 424.8851 | 421.1347 | 374.632 | 307.9288 | 266.8668 | 210.862 | 481.6145 | 412.5246 | 494.1207 | 239.1454 | 373.0405 | 340.4364 | 414.3063 | 421.8531 | 461.6861 | 436.2408 | 454.9854
|  | 8 | 0 | 323.9668 | 198.0572 | 318.3547 | 462.21 | 413.5079 | 383.9348 | 300.6957 | 302.6688 | 200.9911 | 449.5394 | 388.0152 | 471.5409 | 259.5606 | 382.9837 | 336.0267 | 405.5692 | 420.5287 | 490.6071 | 432.2899 | 438.8181
|  |  | 1 | 332.2126 | 207.3829 | 319.8431 | 434.9393 | 430.234 | 392.3589 | 298.8742 | 304.5912 | 206.5784 | 440.7566 | 390.0091 | 470.8598 | 257.689 | 391.7363 | 345.3245 | 408.7089 | 431.0377 | 458.2402 | 430.537 | 440.9053
|  |  | 2 | 338.3937 | 204.8082 | 318.822 | 417.6985 | 427.7495 | 379.9613 | 298.5256 | 306.6509 | 207.9092 | 443.3879 | 389.8913 | 478.4143 | 263.1767 | 390.6391 | 352.9719 | 408.6994 | 428.51 | 455.3294 | 430.2279 | 450.9764
|  |  | 3 | 339.9568 | 201.1879 | 325.0865 | 408.9608 | 422.8653 | 391.0939 | 297.841 | 309.3132 | 208.0541 | 443.0472 | 390.8649 | 477.6036 | 266.7354 | 378.5513 | 359.5767 | 407.4187 | 418.4468 | 449.2348 | 432.5826 | 447.5648
|  |  | 4 | 341.9903 | 202.3491 | 330.1339 | 417.2551 | 406.821 | 377.6877 | 298.6986 | 307.5374 | 211.0624 | 442.8447 | 386.614 | 478.9037 | 253.727 | 359.381 | 358.9015 | 407.5604 | 402.1298 | 454.3749 | 431.0706 | 439.7569
|  |  | 5 | 330.8258 | 150.5634 | 335.2971 | 452.0189 | 274.7381 | 264.0687 | 278.9688 | 304.405 | 166.5283 | 419.3464 | 385.0316 | 465.5873 | 238.6744 | 274.3477 | 351.0475 | 388.1068 | 276.1449 | 469.0914 | 388.355 | 437.0757
|  |  | 6 | 291.5259 | 118.8911 | 291.0989 | 342.4041 | 218.5996 | 173.1411 | 252.2275 | 268.3967 | 137.1424 | 309.2911 | 330.7789 | 304.5891 | 232.0729 | 194.8313 | 281.7181 | 328.5772 | 221.4243 | 397.0301 | 355.4615 | 327.1911
|  |  | 7 | 261.5764 | 120.8884 | 280.0145 | 314.2888 | 218.8412 | 187.1045 | 245.5508 | 253.2196 | 129.472 | 261.946 | 311.6472 | 250.1421 | 205.878 | 182.8768 | 250.2726 | 307.7393 | 209.9777 | 315.6662 | 344.1568 | 264.7712
|  |  | 8 | 253.1342 | 115.5171 | 268.6372 | 310.6997 | 207.9391 | 179.1051 | 238.7403 | 244.3528 | 125.0881 | 245.2726 | 308.4026 | 237.4435 | 202.508 | 177.9857 | 240.2762 | 302.8207 | 202.7103 | 284.5834 | 337.0777 | 233.4547
|  |  | 9 | 247.9394 | 117.7417 | 266.6459 | 308.6292 | 202.3013 | 172.7564 | 238.677 | 245.1997 | 120.7732 | 237.9402 | 300.4182 | 232.1512 | 195.7803 | 178.2152 | 237.3858 | 304.8061 | 200.2002 | 268.7732 | 343.4534 | 223.4663
|  |  | 10 | 248.1546 | 119.0959 | 272.3545 | 308.917 | 210.8663 | 169.6876 | 242.976 | 239.8171 | 128.3549 | 240.4551 | 296.4445 | 231.0141 | 197.7757 | 182.2939 | 241.6787 | 313.1624 | 205.5216 | 265.372 | 347.9941 | 222.4842
|  |  | 11 | 246.675 | 120.7879 | 278.8885 | 316.3155 | 208.2634 | 168.0065 | 244.0578 | 234.6628 | 131.1565 | 244.1055 | 307.9505 | 235.0367 | 194.256 | 181.1713 | 242.2732 | 312.8906 | 205.8843 | 266.2373 | 348.1378 | 226.3476
|  |  | 12 | 243.9719 | 122.3781 | 284.063 | 326.3288 | 211.5971 | 165.6248 | 251.3581 | 227.0489 | 133.3371 | 247.643 | 307.0527 | 236.0402 | 195.4587 | 177.2788 | 242.0018 | 312.7897 | 204.7869 | 272.1427 | 348.7038 | 222.4802
|  |  | 13 | 243.6154 | 123.3596 | 287.9907 | 330.733 | 208.6902 | 167.3072 | 256.7576 | 228.1419 | 134.0246 | 252.4002 | 313.4431 | 236.3277 | 190.9489 | 180.8066 | 248.8115 | 318.9198 | 208.592 | 274.0516 | 352.3061 | 229.8435
|  |  | 14 | 245.0693 | 125.0771 | 289.15 | 339.0547 | 212.2838 | 168.5951 | 254.4489 | 233.0132 | 140.3517 | 253.2306 | 316.7979 | 238.4454 | 186.5882 | 184.0085 | 251.719 | 323.816 | 213.1605 | 281.2881 | 356.8109 | 235.1679
|  |  | 15 | 254.0876 | 132.0818 | 288.6118 | 344.0313 | 213.6879 | 163.321 | 263.8346 | 243.7916 | 148.402 | 257.1759 | 316.2116 | 241.0078 | 192.6087 | 190.1926 | 254.0742 | 328.8669 | 220.3294 | 293.3051 | 364.4909 | 237.9241
|  |  | 16 | 278.8766 | 136.9673 | 289.0424 | 358.3192 | 232.681 | 168.1863 | 286.8247 | 256.7683 | 162.6729 | 268.9928 | 317.7411 | 248.4643 | 214.5572 | 204.5223 | 263.2398 | 340.8328 | 246.1054 | 316.5251 | 381.2047 | 254.1072
|  |  | 17 | 290.4265 | 157.6013 | 312.7389 | 397.4933 | 315.7253 | 230.9243 | 331.728 | 286.0483 | 216.406 | 335.7425 | 341.6291 | 284.1209 | 237.7201 | 263.3545 | 323.9377 | 387.3939 | 327.4728 | 375.0342 | 431.5207 | 310.0876
|  |  | 18 | 311.693 | 167.9701 | 365.3805 | 443.0466 | 396.0169 | 315.1719 | 352.8334 | 303.1701 | 271.9301 | 441.9024 | 387.4119 | 396.4063 | 254.7661 | 325.3403 | 365.8266 | 431.7984 | 395.5101 | 449.5858 | 457.4846 | 395.5103
|  |  | 19 | 318.7931 | 161.7191 | 363.5244 | 448.772 | 391.2149 | 331.5707 | 348.2426 | 305.5041 | 261.2139 | 471.8339 | 415.8604 | 464.348 | 256.604 | 326.2596 | 375.8811 | 439.1233 | 386.6039 | 477.4286 | 434.3552 | 416.4087
|  |  | 20 | 313.0978 | 157.1274 | 342.2266 | 435.4046 | 392.925 | 326.4641 | 340.0286 | 304.7956 | 239.5205 | 431.835 | 407.2597 | 449.1435 | 240.7391 | 321.0624 | 360.8586 | 416.3828 | 386.3911 | 456.5981 | 416.7215 | 388.9188
|  |  | 21 | 311.7425 | 175.8771 | 336.6929 | 429.9589 | 403.4693 | 340.3124 | 323.1409 | 304.8953 | 217.4583 | 451.4608 | 398.7241 | 464.974 | 253.5141 | 332.0145 | 348.2733 | 414.9842 | 395.1228 | 439.9893 | 417.8955 | 415.7512
|  |  | 22 | 315.1898 | 189.2368 | 330.0995 | 427.7457 | 402.3928 | 360.5265 | 312.7512 | 300.936 | 213.0772 | 459.5708 | 406.4654 | 481.0722 | 250.1765 | 347.211 | 341.4962 | 408.4297 | 396.0471 | 478.5476 | 428.8744 | 445.7321
|  |  | 23 | 319.8167 | 202.9772 | 329.7231 | 448.8049 | 405.4192 | 373.5163 | 304.7195 | 302.1054 | 205.6861 | 454.0413 | 398.4996 | 473.5088 | 251.4964 | 367.1651 | 343.4648 | 408.7175 | 408.2158 | 493.9322 | 433.4632 | 448.6673
|  | 9 | 0 | 309.9616 | 211.9786 | 313.809 | 430.3548 | 393.1594 | 329.2053 | 284.1529 | 308.7374 | 176.2601 | 397.8275 | 384.6092 | 453.3641 | 256.9957 | 388.3767 | 332.6595 | 398.4926 | 430.1669 | 469.5519 | 431.3012 | 421.696
|  |  | 1 | 317.2976 | 221.1056 | 313.6356 | 417.2898 | 385.9734 | 330.109 | 282.6732 | 310.2706 | 176.4966 | 393.7214 | 383.5715 | 452.4038 | 258.3217 | 394.8285 | 334.0284 | 398.7733 | 428.6508 | 455.1088 | 430.1054 | 421.4963
|  |  | 2 | 324.7712 | 229.9391 | 315.7155 | 417.0486 | 391.7294 | 330.6235 | 282.705 | 311.5059 | 177.0517 | 393.665 | 377.6064 | 448.2296 | 266.6187 | 399.5501 | 340.885 | 395.7781 | 431.3075 | 456.2391 | 435.247 | 413.3299
|  |  | 3 | 326.0988 | 226.1311 | 320.5688 | 414.3647 | 409.9136 | 358.7448 | 281.8244 | 310.3625 | 177.0629 | 396.6404 | 387.5445 | 453.8892 | 262.022 | 407.8963 | 349.0519 | 400.2794 | 441.1904 | 453.016 | 432.1539 | 419.7139
|  |  | 4 | 324.6259 | 226.7922 | 324.8077 | 420.9942 | 405.9403 | 339.618 | 280.0513 | 308.0657 | 180.3595 | 408.295 | 392.22 | 473.0388 | 260.8645 | 392.5796 | 352.854 | 399.3365 | 437.0837 | 449.2253 | 437.5445 | 423.3938
|  |  | 5 | 320.7248 | 196.846 | 321.3374 | 419.0708 | 327.2899 | 309.4731 | 276.4565 | 304.7072 | 169.778 | 427.5116 | 392.0859 | 488.5849 | 245.8552 | 343.2816 | 343.6203 | 394.4833 | 350.7905 | 460.7548 | 407.0072 | 437.888
|  |  | 6 | 289.3626 | 121.6483 | 292.9911 | 353.0723 | 219.0928 | 177.2898 | 251.7931 | 272.9241 | 127.4747 | 341.8986 | 348.6225 | 371.4339 | 233.0991 | 235.383 | 300.7895 | 330.767 | 249.3228 | 426.258 | 360.279 | 360.7617
|  |  | 7 | 255.0235 | 115.9336 | 261.9516 | 316.7224 | 210.0654 | 168.2323 | 231.8734 | 256.6463 | 109.3739 | 263.0658 | 314.5163 | 264.9973 | 215.8432 | 209.8448 | 251.4154 | 300.5861 | 222.3142 | 331.9633 | 342.0968 | 262.2646
|  |  | 8 | 238.1023 | 114.8119 | 265.2724 | 296.0052 | 206.0347 | 172.3161 | 229.1795 | 244.0216 | 102.7606 | 235.2428 | 304.3953 | 239.3413 | 222.5251 | 204.7511 | 239.6587 | 293.7159 | 219.9939 | 283.2283 | 331.3285 | 229.8242
|  |  | 9 | 236.3927 | 113.9545 | 264.0441 | 307.0441 | 202.4914 | 171.8048 | 230.5019 | 244.1676 | 101.644 | 222.554 | 303.0881 | 233.082 | 202.8453 | 202.2539 | 235.8756 | 293.3499 | 218.2222 | 266.9012 | 331.3827 | 219.145
|  |  | 10 | 232.8873 | 116.32 | 264.9669 | 311.1559 | 198.201 | 159.7865 | 227.0507 | 244.4127 | 103.1794 | 221.2284 | 299.7372 | 234.8174 | 201.9902 | 202.987 | 229.7953 | 295.5666 | 217.7513 | 267.9544 | 334.4766 | 216.7422
|  |  | 11 | 233.5368 | 119.3677 | 274.6754 | 316.1524 | 198.622 | 164.9314 | 227.0571 | 243.9206 | 103.4249 | 222.5436 | 295.9651 | 235.0227 | 205.1463 | 211.6578 | 236.821 | 299.708 | 221.1221 | 266.5774 | 337.6655 | 220.5284
|  |  | 12 | 233.7111 | 116.664 | 283.7324 | 327.7196 | 200.6731 | 164.9305 | 228.9768 | 240.124 | 105.6348 | 230.554 | 299.9274 | 234.2483 | 199.0494 | 218.2453 | 242.2827 | 301.106 | 221.6869 | 272.6913 | 337.7896 | 223.2721
|  |  | 13 | 235.7733 | 121.0353 | 290.556 | 328.7794 | 198.181 | 164.0766 | 230.7738 | 227.8314 | 111.3748 | 232.6634 | 297.636 | 238.6755 | 199.0294 | 207.0387 | 240.2834 | 304.0929 | 217.9689 | 280.1192 | 343.8694 | 225.331
|  |  | 14 | 237.3645 | 121.9855 | 298.0961 | 335.5312 | 201.1552 | 164.3089 | 229.6806 | 226.4704 | 112.8468 | 238.0022 | 301.2846 | 238.6921 | 197.5087 | 210.1677 | 246.3032 | 308.3201 | 223.0434 | 284.8011 | 345.7387 | 229.6068
|  |  | 15 | 236.0395 | 124.4468 | 295.9658 | 355.4729 | 214.6765 | 170.4637 | 242.6406 | 231.2652 | 118.8631 | 242.7218 | 304.7893 | 243.6258 | 191.5703 | 207.7176 | 248.3017 | 312.7579 | 235.6454 | 300.5462 | 350.6979 | 236.2021
|  |  | 16 | 265.1139 | 151.4238 | 300.662 | 367.1934 | 262.1071 | 184.6351 | 271.9675 | 267.9233 | 146.1267 | 276.3549 | 311.4725 | 264.8297 | 219.9302 | 235.5889 | 274.387 | 340.0636 | 282.6176 | 336.0128 | 387.5535 | 270.7089
|  |  | 17 | 291.9131 | 171.6072 | 351.0557 | 428.221 | 368.274 | 287.8739 | 302.679 | 294.0287 | 200.5645 | 368.0259 | 351.8333 | 341.8318 | 241.6384 | 333.4108 | 354.5974 | 405.9518 | 386.0909 | 400.8101 | 429.8226 | 352.1119
|  |  | 18 | 299.7938 | 171.5447 | 384.8718 | 455.9196 | 381.2679 | 321.5661 | 302.9385 | 300.0703 | 206.8165 | 420.1763 | 401.5672 | 447.0304 | 252.478 | 348.9127 | 382.3701 | 430.9739 | 392.0879 | 478.6204 | 430.9806 | 409.3886
|  |  | 19 | 296.2332 | 171.1483 | 352.2732 | 451.8944 | 376.4989 | 322.5666 | 299.3946 | 296.8953 | 188.8972 | 409.2969 | 402.7562 | 446.6311 | 247.73 | 335.3795 | 363.2005 | 414.4802 | 377.3716 | 477.0493 | 417.0326 | 390.5307
|  |  | 20 | 295.0002 | 171.8118 | 332.9713 | 448.0494 | 395.4581 | 331.74 | 292.9342 | 301.044 | 181.8187 | 394.4296 | 393.8988 | 440.1374 | 245.3464 | 347.4094 | 337.6586 | 402.2157 | 394.4877 | 460.1304 | 417.7658 | 383.3252
|  |  | 21 | 294.6447 | 180.9666 | 325.2669 | 420.2639 | 408.9535 | 349.5944 | 291.7173 | 302.4946 | 178.9926 | 433.5339 | 381.0654 | 473.295 | 245.2958 | 371.2788 | 329.2849 | 403.8652 | 419.9107 | 483.4329 | 427.5755 | 426.0261
|  |  | 22 | 299.0978 | 185.0576 | 316.3469 | 429.9758 | 392.6821 | 340.1387 | 288.6836 | 302.3743 | 178.0748 | 421.6677 | 399.7753 | 483.2993 | 248.5898 | 393.9471 | 327.4291 | 400.5185 | 431.7204 | 495.8842 | 434.7652 | 446.5584
|  |  | 23 | 300.6498 | 199.1817 | 313.2599 | 452.627 | 395.793 | 333.7374 | 285.7888 | 305.7323 | 177.5926 | 411.3775 | 386.0652 | 459.0158 | 249.725 | 400.402 | 330.0695 | 402.9982 | 432.6662 | 485.9634 | 434.3254 | 430.4966
|  | 10 | 0 | 295.6371 | 152.0613 | 294.2838 | 437.5226 | 358.5475 | 323.3907 | 273.5415 | 275.6159 | 170.8402 | 354.9391 | 417.3606 | 424.9197 | 235.4107 | 351.3332 | 271.4395 | 388.791 | 386.1539 | 451.2717 | 422.7445 | 410.1171
|  |  | 1 | 298.9862 | 159.752 | 294.2727 | 429.7164 | 358.9123 | 321.8441 | 272.0654 | 276.0303 | 169.7888 | 352.413 | 407.6715 | 418.3752 | 234.7435 | 347.8678 | 281.0648 | 388.9857 | 382.6696 | 449.7968 | 422.3603 | 403.102
|  |  | 2 | 301.0275 | 169.0368 | 295.6008 | 429.9068 | 363.9391 | 326.8311 | 271.6484 | 277.341 | 171.8925 | 353.8753 | 418.7739 | 416.385 | 235.0763 | 349.358 | 276.5721 | 384.5582 | 386.0709 | 449.8635 | 424.2669 | 402.9983
|  |  | 3 | 304.2279 | 165.71 | 299.1589 | 431.0668 | 378.3129 | 342.162 | 273.4706 | 277.098 | 171.6157 | 359.7676 | 413.8448 | 423.9586 | 234.4383 | 365.359 | 281.5505 | 381.7977 | 408.4978 | 452.4422 | 434.9894 | 406.8359
|  |  | 4 | 302.4278 | 158.6499 | 304.8743 | 430.7856 | 387.5613 | 350.8197 | 272.8064 | 276.7612 | 173.9262 | 375.6176 | 394.4044 | 453.5678 | 241.6508 | 371.0343 | 290.9547 | 384.2728 | 408.2296 | 450.4002 | 428.4639 | 424.4569
|  |  | 5 | 297.368 | 151.8695 | 305.7253 | 458.5501 | 364.6271 | 335.8708 | 274.0842 | 279.3131 | 171.6073 | 374.9481 | 402.6608 | 458.0111 | 222.6848 | 351.8474 | 291.1283 | 386.0851 | 372.3393 | 464.0718 | 417.3023 | 432.2578
|  |  | 6 | 284.3135 | 104.5258 | 294.2494 | 396.9653 | 258.5323 | 259.0586 | 264.0891 | 264.1721 | 153.5964 | 346.2465 | 380.6205 | 411.5412 | 218.41 | 281.4383 | 272.8663 | 335.408 | 269.9148 | 466.955 | 374.8112 | 394.1722
|  |  | 7 | 253.0337 | 107.0866 | 245.1371 | 339.9499 | 212.809 | 182.4061 | 245.0224 | 237.5605 | 128.4112 | 268.7317 | 324.5407 | 284.6902 | 211.5105 | 220.4165 | 226.1054 | 292.59 | 232.126 | 341.1837 | 351.0508 | 286.0729
|  |  | 8 | 227.0817 | 110.8948 | 236.2484 | 318.1691 | 207.2424 | 178.7109 | 241.3197 | 226.3563 | 119.3021 | 235.7305 | 305.8428 | 247.5565 | 214.2897 | 207.7064 | 205.3646 | 278.021 | 218.8965 | 287.5594 | 347.303 | 239.5125
|  |  | 9 | 226.981 | 112.5148 | 238.5536 | 319.3432 | 205.5631 | 180.6545 | 244.6845 | 228.7276 | 116.8706 | 225.426 | 301.7038 | 235.908 | 208.4143 | 217.5846 | 202.558 | 277.0701 | 220.3321 | 276.1567 | 343.3891 | 228.1912
|  |  | 10 | 231.74 | 107.7653 | 235.5869 | 326.0107 | 205.6634 | 174.0029 | 242.5286 | 229.6629 | 112.3928 | 224.139 | 298.5054 | 235.259 | 218.1924 | 220.1649 | 201.5872 | 275.6735 | 223.2567 | 271.4461 | 344.9136 | 221.7962
|  |  | 11 | 232.8816 | 109.0344 | 237.7978 | 329.3449 | 203.8154 | 168.274 | 243.6998 | 227.2958 | 109.7508 | 222.1367 | 295.1145 | 234.0478 | 217.2451 | 219.3984 | 199.5303 | 278.4372 | 222.1017 | 268.4134 | 343.921 | 219.1995
|  |  | 12 | 232.3051 | 107.8805 | 235.5471 | 333.2781 | 201.2031 | 167.3047 | 243.0843 | 222.4524 | 109.5308 | 222.6825 | 293.9446 | 233.3766 | 209.9041 | 219.4024 | 200.3095 | 279.1278 | 221.9901 | 273.593 | 340.3865 | 219.0568
|  |  | 13 | 230.6763 | 108.3639 | 240.3893 | 340.7297 | 200.3911 | 172.5237 | 242.236 | 219.5733 | 114.4096 | 226.1863 | 295.1731 | 233.9249 | 207.7774 | 215.2743 | 202.2736 | 280.1739 | 218.986 | 282.9309 | 341.6368 | 227.6266
|  |  | 14 | 230.2153 | 107.7136 | 237.8297 | 350.9031 | 207.8557 | 177.4157 | 244.099 | 220.4846 | 118.3895 | 228.3281 | 295.7237 | 236.899 | 202.055 | 215.9534 | 202.1252 | 283.2933 | 227.5365 | 295.197 | 344.6766 | 237.3248
|  |  | 15 | 238.8514 | 107.0998 | 238.4097 | 354.4119 | 255.3272 | 196.8686 | 259.9353 | 231.9662 | 133.5932 | 244.3198 | 300.6102 | 246.7456 | 218.5046 | 235.2376 | 207.2886 | 299.8505 | 264.2446 | 302.7885 | 355.4682 | 250.916
|  |  | 16 | 275.1985 | 130.3859 | 258.945 | 383.6762 | 351.9911 | 276.3908 | 284.1784 | 263.1075 | 165.9025 | 306.9575 | 340.8693 | 304.7168 | 222.9495 | 294.751 | 247.1277 | 338.9036 | 352.4184 | 353.8489 | 388.4323 | 331.9238
|  |  | 17 | 290.3499 | 132.9882 | 342.0626 | 438.2503 | 377.4101 | 336.8915 | 295.2591 | 276.6392 | 184.8213 | 369.5458 | 379.8334 | 419.3065 | 230.1068 | 361.8463 | 318.5303 | 390.6438 | 392.5018 | 441.2007 | 402.8817 | 396.9163
|  |  | 18 | 293.1534 | 132.4095 | 341.5194 | 444.5724 | 375.6288 | 339.9197 | 299.5219 | 276.0644 | 183.4379 | 380.8356 | 384.3966 | 437.5209 | 234.1258 | 352.7604 | 325.6635 | 394.6116 | 386.4259 | 470.5638 | 399.1311 | 413.2076
|  |  | 19 | 288.6772 | 132.9681 | 324.5233 | 440.443 | 372.8892 | 344.9343 | 293.6361 | 275.7389 | 175.9692 | 375.869 | 387.4881 | 433.1318 | 234.295 | 352.312 | 298.226 | 385.5175 | 375.789 | 466.8785 | 399.7098 | 403.0255
|  |  | 20 | 288.4999 | 132.2093 | 311.6177 | 433.1753 | 389.7896 | 342.9505 | 290.6772 | 275.3063 | 183.261 | 372.8913 | 388.7815 | 423.6231 | 233.2848 | 360.349 | 279.4051 | 384.4635 | 399.8595 | 463.1155 | 408.7811 | 404.3243
|  |  | 21 | 286.209 | 138.6757 | 305.9302 | 435.7101 | 389.8817 | 351.8254 | 285.7003 | 275.8579 | 173.0428 | 375.6394 | 389.0136 | 455.817 | 232.739 | 382.723 | 279.8436 | 394.1583 | 423.2175 | 467.5328 | 423.7078 | 432.4228
|  |  | 22 | 286.6453 | 142.0298 | 300.034 | 439.232 | 374.4149 | 343.8901 | 280.8804 | 275.0652 | 174.3912 | 369.651 | 387.0415 | 455.501 | 227.7562 | 379.5362 | 271.7462 | 396.8914 | 422.9674 | 465.5221 | 423.6995 | 438.5619
|  |  | 23 | 291.3851 | 147.9732 | 297.4904 | 481.8323 | 367.0354 | 336.3113 | 275.6015 | 275.897 | 173.026 | 361.346 | 406.7672 | 441.0311 | 230.3425 | 353.263 | 274.9612 | 389.439 | 395.3595 | 472.614 | 421.9266 | 420.3109
|  | 11 | 0 | 285.7611 | 179.8728 | 319.0925 | 470.5908 | 404.0688 | 386.823 | 277.4721 | 267.6425 | 187.1156 | 442.3908 | 387.7613 | 477.4566 | 237.0616 | 385.6557 | 327.5501 | 400.3611 | 435.8609 | 509.6991 | 439.0557 | 434.6236
|  |  | 1 | 285.5831 | 187.6757 | 319.1272 | 462.7879 | 403.3822 | 380.0782 | 278.0271 | 264.9503 | 188.856 | 441.447 | 385.5414 | 472.73 | 227.889 | 388.6441 | 324.8056 | 399.9005 | 437.4162 | 508.8597 | 436.9931 | 429.6191
|  |  | 2 | 287.1671 | 196.0438 | 320.4846 | 456.8292 | 400.237 | 378.2565 | 277.8458 | 263.5812 | 186.7538 | 437.3826 | 381.2806 | 472.7429 | 231.1537 | 388.0936 | 318.2114 | 401.5194 | 437.2922 | 504.8341 | 439.9161 | 427.361
|  |  | 3 | 287.3388 | 192.0412 | 323.4799 | 457.3269 | 403.1571 | 378.0173 | 275.8601 | 263.0694 | 187.0895 | 434.5286 | 387.682 | 474.0719 | 228.2286 | 384.4205 | 330.2884 | 402.6646 | 438.9315 | 507.8584 | 437.6969 | 433.5426
|  |  | 4 | 282.9189 | 180.675 | 332.0257 | 461.9718 | 404.9493 | 373.9552 | 276.1911 | 262.373 | 178.6652 | 429.1928 | 386.2964 | 485.1531 | 224.5081 | 368.6578 | 339.2818 | 404.9755 | 426.4362 | 513.3722 | 434.8543 | 436.7696
|  |  | 5 | 281.9806 | 170.397 | 334.303 | 465.9535 | 405.4833 | 373.0309 | 275.6948 | 262.6242 | 173.0678 | 461.1563 | 375.6412 | 497.492 | 222.9331 | 367.1012 | 341.837 | 399.3316 | 420.2601 | 511.1621 | 427.8259 | 439.9057
|  |  | 6 | 273.2089 | 147.9097 | 337.3243 | 436.3397 | 350.7448 | 359.4792 | 281.6513 | 252.9972 | 180.3094 | 462.6835 | 382.2589 | 488.7969 | 214.0617 | 354.7938 | 344.1072 | 386.2254 | 368.0699 | 507.1598 | 405.4153 | 428.8358
|  |  | 7 | 248.7747 | 120.819 | 283.0534 | 336.5996 | 236.5506 | 239.6987 | 262.8942 | 231.9664 | 150.6023 | 392.0628 | 359.8605 | 397.6231 | 206.8398 | 251.814 | 279.2022 | 320.4797 | 256.0637 | 448.7447 | 366.4185 | 380.1562
|  |  | 8 | 236.5582 | 116.7635 | 244.962 | 318.4996 | 219.1695 | 197.3381 | 242.5404 | 225.462 | 127.5841 | 276.884 | 305.0227 | 269.617 | 206.0399 | 221.818 | 230.3981 | 299.213 | 243.9846 | 354.6107 | 379.0483 | 263.3765
|  |  | 9 | 231.7642 | 116.0798 | 238.8873 | 310.4923 | 215.6946 | 196.5245 | 240.8559 | 222.2104 | 121.4703 | 254.5056 | 299.1146 | 251.7854 | 206.6009 | 229.6 | 231.2865 | 294.9477 | 242.6389 | 318.1607 | 367.1473 | 239.1518
|  |  | 10 | 236.986 | 118.3222 | 239.9506 | 307.0375 | 218.5655 | 200.222 | 240.0043 | 223.9828 | 116.0643 | 250.7645 | 298.7925 | 248.6597 | 204.2072 | 228.4022 | 229.3524 | 293.4966 | 244.0823 | 306.9818 | 369.5793 | 234.0326
|  |  | 11 | 240.9187 | 120.297 | 243.8544 | 309.7713 | 216.0594 | 195.5672 | 241.6597 | 224.2429 | 115.2011 | 248.1049 | 302.9096 | 249.8034 | 208.3502 | 222.3632 | 233.7681 | 296.4303 | 242.1264 | 305.0134 | 367.7568 | 233.4531
|  |  | 12 | 243.932 | 122.7475 | 238.786 | 311.4615 | 210.6945 | 194.7703 | 243.4815 | 226.2206 | 120.175 | 250.3471 | 297.287 | 247.7531 | 210.8057 | 219.1463 | 233.6695 | 292.643 | 237.4654 | 306.2413 | 361.6389 | 233.4112
|  |  | 13 | 243.0277 | 122.914 | 238.4197 | 313.316 | 212.4189 | 191.0427 | 243.4151 | 225.5748 | 120.1762 | 247.8579 | 299.9673 | 244.3658 | 210.8533 | 213.8255 | 229.5322 | 289.2916 | 236.652 | 305.2948 | 357.6571 | 234.9093
|  |  | 14 | 240.6459 | 128.4906 | 237.7521 | 314.5535 | 231.7631 | 197.8542 | 249.6174 | 221.8108 | 124.8498 | 248.6754 | 305.0751 | 246.5828 | 219.8101 | 216.0398 | 225.2408 | 291.1241 | 251.0219 | 304.1226 | 363.5409 | 238.2669
|  |  | 15 | 251.3917 | 141.1436 | 249.4169 | 319.9571 | 332.6956 | 247.3484 | 277.5771 | 243.0872 | 150.1873 | 279.7983 | 316.7168 | 274.3523 | 220.7753 | 251.4366 | 243.3632 | 308.0926 | 327.2246 | 319.4141 | 380.9332 | 267.4959
|  |  | 16 | 278.6327 | 159.4077 | 300.3641 | 369.9862 | 408.3863 | 372.6722 | 295.0585 | 261.6417 | 206.9481 | 441.9903 | 363.1329 | 429.6079 | 218.8709 | 340.6676 | 307.687 | 369.2193 | 412.4129 | 401.6467 | 418.5066 | 392.3733
|  |  | 17 | 281.9953 | 155.4623 | 359.4262 | 413.2563 | 415.0592 | 381.0634 | 299.9199 | 265.6469 | 216.556 | 490.1022 | 375.1379 | 495.0785 | 224.945 | 369.3124 | 350.1611 | 396.0723 | 421.4656 | 507.8196 | 423.3982 | 429.1115
|  |  | 18 | 282.2329 | 152.8831 | 345.4937 | 418.1612 | 414.7041 | 384.4455 | 299.9985 | 262.9372 | 214.1685 | 492.862 | 384.608 | 497.7665 | 221.2317 | 375.1306 | 344.1708 | 397.1064 | 420.4943 | 511.9824 | 422.6066 | 438.3974
|  |  | 19 | 281.8445 | 150.961 | 335.7068 | 415.0742 | 409.5242 | 381.1353 | 298.6867 | 262.4404 | 209.1474 | 489.9251 | 379.5456 | 494.8386 | 217.7385 | 374.5081 | 339.4839 | 395.6277 | 416.3775 | 508.6094 | 419.847 | 438.0164
|  |  | 20 | 277.6279 | 152.0595 | 329.3288 | 416.431 | 410.5562 | 374.1386 | 296.5373 | 262.4041 | 203.6791 | 478.6918 | 377.8128 | 490.3022 | 221.9165 | 376.9041 | 330.4662 | 393.7623 | 420.9271 | 507.0931 | 421.8676 | 430.7065
|  |  | 21 | 278.6381 | 159.0526 | 321.5257 | 415.2457 | 409.3752 | 381.2459 | 293.1565 | 263.451 | 210.6618 | 467.812 | 374.9335 | 489.7475 | 218.218 | 374.1088 | 321.2325 | 397.7704 | 420.9994 | 501.017 | 426.2745 | 438.9062
|  |  | 22 | 279.9414 | 159.411 | 321.428 | 435.7231 | 415.9978 | 389.9227 | 287.3387 | 265.5763 | 195.4342 | 433.6912 | 371.957 | 485.0488 | 220.3883 | 381.7531 | 329.2883 | 405.9502 | 427.7403 | 513.1278 | 435.7056 | 453.2002
|  |  | 23 | 282.0773 | 168.0659 | 327.1484 | 472.688 | 410.6206 | 391.2197 | 286.0974 | 268.2107 | 191.035 | 438.1099 | 386.4066 | 480.7736 | 230.0744 | 389.2244 | 331.3108 | 403.5752 | 438.4213 | 514.6952 | 438.092 | 441.7352
|  | 12 | 0 | 290.3124 | 203.035 | 301.0109 | 454.1751 | 417.8462 | 385.0311 | 287.2943 | 285.2658 | 201.4089 | 442.6405 | 387.0176 | 480.0662 | 243.9762 | 367.0242 | 292.4089 | 396.2075 | 420.1196 | 514.5901 | 438.156 | 455.0724
|  |  | 1 | 293.9217 | 216.5669 | 302.8775 | 445.7143 | 414.7736 | 389.1709 | 288.7568 | 282.2245 | 198.7275 | 443.1845 | 385.5216 | 480.2005 | 245.7943 | 367.6833 | 290.6787 | 393.4575 | 421.1093 | 500.4524 | 440.5142 | 450.7752
|  |  | 2 | 293.144 | 219.485 | 305.375 | 439.9365 | 413.4769 | 387.2165 | 286.9696 | 282.6296 | 200.963 | 440.8517 | 386.1963 | 477.1411 | 243.9413 | 373.3761 | 294.3117 | 393.2463 | 423.6709 | 503.7842 | 439.3301 | 446.2741
|  |  | 3 | 293.5755 | 220.2533 | 307.6584 | 434.172 | 419.7909 | 394.6877 | 288.6704 | 280.1285 | 200.8688 | 439.6677 | 388.2653 | 479.6121 | 239.7942 | 378.7936 | 291.8118 | 390.8824 | 427.4139 | 502.3504 | 443.7282 | 446.8994
|  |  | 4 | 292.5234 | 218.1302 | 311.9511 | 435.9308 | 421.8894 | 387.5124 | 286.1133 | 283.4516 | 198.1131 | 450.148 | 387.6738 | 490.9844 | 235.3917 | 370.969 | 301.7731 | 398.9193 | 426.5255 | 507.9439 | 434.9889 | 451.0308
|  |  | 5 | 286.9558 | 204.6449 | 316.9813 | 441.9582 | 420.132 | 389.7058 | 288.6217 | 286.9681 | 194.3352 | 472.4464 | 380.0042 | 506.7661 | 229.8953 | 353.3806 | 310.6835 | 396.4016 | 419.7427 | 497.4262 | 436.2954 | 452.4993
|  |  | 6 | 281.1339 | 190.1227 | 329.7756 | 431.7513 | 418.1169 | 378.7671 | 290.1539 | 288.3537 | 205.172 | 497.3905 | 376.7369 | 515.9289 | 223.8204 | 347.6741 | 310.0022 | 394.7577 | 409.9809 | 513.0614 | 430.3425 | 459.2423
|  |  | 7 | 266.0925 | 135.31 | 291.8353 | 345.7998 | 337.1895 | 330.4922 | 284.1016 | 264.1253 | 196.3347 | 477.2507 | 382.7446 | 496.8569 | 211.1387 | 301.203 | 281.0885 | 350.3681 | 325.6288 | 480.8204 | 392.8049 | 445.3012
|  |  | 8 | 245.1374 | 120.3693 | 246.4103 | 324.1418 | 283.5972 | 248.8506 | 270.103 | 256.4896 | 168.4581 | 387.1425 | 342.5899 | 379.703 | 203.4939 | 247.5483 | 235.2739 | 321.1006 | 292.3709 | 406.9927 | 380.5834 | 367.8388
|  |  | 9 | 240.0549 | 121.3591 | 238.7582 | 320.6905 | 276.1781 | 225.2381 | 269.6448 | 250.9294 | 157.7523 | 336.7922 | 326.9726 | 334.1735 | 197.3175 | 227.2989 | 223.52 | 314.6599 | 278.0502 | 361.2966 | 376.6028 | 325.0648
|  |  | 10 | 238.6622 | 122.2495 | 238.6006 | 318.6492 | 264.6879 | 224.9143 | 272.0415 | 250.856 | 158.9691 | 337.8532 | 327.629 | 326.5818 | 196.3722 | 225.7627 | 226.5242 | 312.9257 | 267.9174 | 347.5149 | 376.138 | 317.9571
|  |  | 11 | 237.6832 | 123.0804 | 236.4988 | 316.6761 | 256.1492 | 219.6062 | 275.8883 | 251.713 | 162.4795 | 325.7381 | 322.747 | 310.1887 | 197.3724 | 222.8053 | 225.7026 | 308.4933 | 262.7487 | 337.5745 | 373.1137 | 314.7122
|  |  | 12 | 236.8634 | 126.6568 | 233.7855 | 318.6665 | 262.3376 | 224.5526 | 274.6454 | 247.7505 | 164.9142 | 314.2396 | 322.7968 | 298.9688 | 195.5363 | 218.1199 | 219.5166 | 307.2309 | 264.6664 | 328.7764 | 375.3841 | 311.0793
|  |  | 13 | 237.2952 | 123.8673 | 232.776 | 316.8377 | 265.4769 | 228.5826 | 273.2069 | 246.947 | 161.6157 | 317.5081 | 326.6528 | 306.0621 | 197.3512 | 214.4575 | 220.9534 | 306.7354 | 263.8581 | 327.5269 | 373.5846 | 312.0442
|  |  | 14 | 237.8773 | 135.0457 | 232.45 | 317.9742 | 281.9516 | 226.5199 | 273.735 | 253.6327 | 162.8944 | 317.6555 | 328.7205 | 307.5308 | 212.7891 | 218.4743 | 219.59 | 309.864 | 281.6428 | 336.8912 | 379.2772 | 314.9384
|  |  | 15 | 250.5044 | 157.2415 | 239.5688 | 329.1435 | 391.0849 | 294.8015 | 295.8667 | 267.1416 | 204.997 | 368.8864 | 334.286 | 343.9215 | 215.009 | 259.1826 | 234.4658 | 325.0485 | 355.6558 | 351.2607 | 397.2008 | 339.9618
|  |  | 16 | 280.1046 | 179.4221 | 291.4401 | 366.7142 | 424.0135 | 378.9464 | 310.472 | 289.8355 | 235.7599 | 495.5628 | 377.4892 | 489.4818 | 220.6406 | 325.0311 | 290.7663 | 372.9087 | 408.3853 | 428.949 | 425.1337 | 433.5533
|  |  | 17 | 288.0274 | 178.3376 | 349.5586 | 391.9754 | 426.6864 | 382.781 | 315.0219 | 293.6575 | 250.4747 | 513.903 | 390.2943 | 517.0823 | 230.6116 | 336.8527 | 327.1324 | 394.3891 | 409.2653 | 488.5828 | 428.893 | 457.0833
|  |  | 18 | 287.0891 | 176.8429 | 344.7784 | 404.5922 | 426.5176 | 384.5159 | 313.8943 | 291.3508 | 246.3789 | 513.1774 | 392.5729 | 516.7285 | 230.5842 | 337.9467 | 325.4107 | 395.9262 | 403.3161 | 491.0449 | 428.0051 | 460.2234
|  |  | 19 | 285.5735 | 175.8707 | 335.2811 | 399.0244 | 424.1432 | 380.2768 | 313.8117 | 293.7264 | 238.905 | 512.4421 | 387.1828 | 515.663 | 227.6974 | 333.9772 | 318.0013 | 394.9934 | 400.8749 | 491.6163 | 426.5172 | 462.1044
|  |  | 20 | 284.7895 | 174.6578 | 323.58 | 396.9573 | 424.133 | 377.7442 | 312.641 | 293.7895 | 237.0465 | 507.833 | 386.3471 | 511.7703 | 231.7674 | 340.7224 | 307.9267 | 392.2993 | 404.6799 | 491.4483 | 426.6612 | 458.2768
|  |  | 21 | 285.2625 | 178.5339 | 316.8206 | 396.0444 | 421.8312 | 380.3628 | 303.1552 | 290.6857 | 223.4926 | 505.7651 | 384.388 | 508.942 | 235.1842 | 342.0943 | 297.7731 | 396.6184 | 404.9926 | 492.7048 | 431.0391 | 463.3349
|  |  | 22 | 286.377 | 179.2491 | 308.3369 | 426.9227 | 423.6916 | 388.7038 | 294.454 | 288.6699 | 218.2136 | 476.3588 | 382.0794 | 496.6806 | 240.8741 | 354.936 | 295.4825 | 400.2443 | 408.0972 | 513.4657 | 432.1173 | 470.5534
|  |  | 23 | 286.3427 | 188.4423 | 309.9506 | 448.6892 | 417.0232 | 383.3726 | 291.8034 | 287.4172 | 204.9996 | 447.7326 | 389.6481 | 487.9848 | 241.3634 | 363.7992 | 299.4537 | 399.3489 | 415.4976 | 523.1708 | 434.0445 | 470.5451
Levelized Long-run Marginal Emission Rates (Hourly)
Units: kg of CO2 per MWh at the point of end-use
Hour of the year | Hour of the day | Day of the year | Month | AZNMc | CAMXc | ERCTc | FRCCc | MROEc | MROWc | NEWEc | NWPPc | NYSTc | RFCEc | RFCMc | RFCWc | RMPAc | SPNOc | SPSOc | SRMVc | SRMWc | SRSOc | SRTVc | SRVCc
0 | 0 | 1 | 1 | 291.478 | 202.4677 | 318.7152 | 454.1474 | 410.5404 | 365.0986 | 285.2976 | 268.0189 | 184.4974 | 460.1559 | 384.4864 | 508.981 | 233.0253 | 389.0838 | 315.4339 | 412.0415 | 451.7206 | 500.7797 | 438.8688 | 463.0705
1 | 1 | 1 | 1 | 294.6665 | 211.0634 | 325.4161 | 445.7311 | 411.742 | 367.3072 | 283.9959 | 267.4035 | 183.4298 | 458.0872 | 379.0412 | 508.902 | 237.652 | 380.1292 | 323.0967 | 414.6086 | 448.1075 | 499.0043 | 441.3702 | 457.0859
2 | 2 | 1 | 1 | 298.1276 | 215.3807 | 319.3569 | 444.1348 | 413.8207 | 362.9007 | 284.6052 | 266.5856 | 180.2833 | 458.0855 | 381.2097 | 508.1323 | 231.6259 | 375.1269 | 318.461 | 415.8864 | 445.8812 | 498.1575 | 439.6514 | 456.0368
3 | 3 | 1 | 1 | 296.5582 | 208.6227 | 322.1481 | 435.6471 | 417.0537 | 370.4743 | 284.2338 | 264.1697 | 183.6186 | 460.3541 | 380.6596 | 510.0004 | 230.3829 | 374.5239 | 310.796 | 411.7736 | 440.805 | 497.1811 | 440.7756 | 457.2499
4 | 4 | 1 | 1 | 294.0505 | 193.4479 | 320.9075 | 434.0337 | 423.7769 | 368.0369 | 286.1728 | 261.9066 | 180.3386 | 478.2461 | 381.1528 | 519.0017 | 229.9051 | 375.7133 | 313.1722 | 405.3936 | 444.1468 | 494.762 | 436.2117 | 458.5382
5 | 5 | 1 | 1 | 287.3181 | 183.032 | 323.566 | 439.583 | 417.8029 | 357.2948 | 285.4358 | 263.885 | 176.4469 | 494.6548 | 376.3545 | 532.7702 | 222.6812 | 360.6152 | 323.5105 | 403.801 | 431.1776 | 496.4261 | 428.8823 | 458.4651
6 | 6 | 1 | 1 | 282.3185 | 175.5669 | 324.0177 | 419.6645 | 413.8717 | 351.4548 | 288.5337 | 264.4488 | 176.4349 | 511.1339 | 377.6197 | 536.8649 | 221.2743 | 356.3062 | 325.4621 | 398.4169 | 421.5113 | 487.5497 | 426.1654 | 468.8989
7 | 7 | 1 | 1 | 272.8354 | 155.0068 | 303.5123 | 357.5709 | 328.0133 | 310.908 | 282.4281 | 248.4621 | 170.9254 | 482.4104 | 377.3244 | 519.9362 | 214.5336 | 310.9683 | 296.1734 | 356.022 | 329.5941 | 471.8163 | 386.9617 | 459.1565
8 | 8 | 1 | 1 | 244.6455 | 115.0793 | 246.1917 | 322.8334 | 257.1421 | 211.5007 | 260.9207 | 225.9661 | 149.6337 | 380.4161 | 338.9675 | 385.4732 | 197.6962 | 241.3912 | 248.6218 | 311.5665 | 278.3187 | 391.9497 | 373.6876 | 366.8837
9 | 9 | 1 | 1 | 236.7187 | 116.5212 | 239.1009 | 313.9195 | 252.1556 | 187.4874 | 251.8362 | 217.3864 | 136.8028 | 323.4873 | 318.5867 | 320.8453 | 195.2827 | 240.4058 | 231.7197 | 304.9999 | 272.2542 | 345.882 | 375.9528 | 303.0013
10 | 10 | 1 | 1 | 234.8368 | 113.4651 | 232.0901 | 314.099 | 245.553 | 179.3881 | 253.0511 | 213.2801 | 132.9726 | 307.1868 | 320.4479 | 307.0137 | 200.7629 | 231.9804 | 224.2272 | 298.1018 | 263.7141 | 320.3299 | 373.4692 | 288.1103
11 | 11 | 1 | 1 | 236.9474 | 113.5843 | 230.5812 | 312.6449 | 243.2461 | 182.6243 | 258.442 | 216.2402 | 130.4016 | 293.9007 | 315.1731 | 295.5146 | 204.6722 | 235.7241 | 223.7376 | 298.1642 | 262.4151 | 315.881 | 369.3884 | 283.2057
12 | 12 | 1 | 1 | 236.136 | 115.2561 | 232.1874 | 308.6115 | 242.5389 | 185.1265 | 256.457 | 214.4195 | 130.0165 | 287.8144 | 309.63 | 290.9811 | 205.6964 | 242.6683 | 224.3027 | 298.6241 | 265.6186 | 323.842 | 367.5615 | 280.0416
13 | 13 | 1 | 1 | 236.2372 | 114.704 | 228.7242 | 310.1092 | 242.5899 | 183.1905 | 253.8199 | 215.186 | 128.2525 | 291.6075 | 312.4174 | 291.8393 | 200.3537 | 243.8688 | 223.4918 | 295.1813 | 270.7211 | 317.5085 | 364.5801 | 279.8174
14 | 14 | 1 | 1 | 235.3256 | 118.5961 | 229.1009 | 309.5161 | 248.4827 | 182.9658 | 258.2953 | 218.1688 | 133.6446 | 303.2981 | 314.2148 | 300.4811 | 201.1836 | 236.6464 | 221.722 | 293.7405 | 267.8962 | 318.3739 | 365.9772 | 287.3203
15 | 15 | 1 | 1 | 243.5662 | 136.7362 | 233.8731 | 315.9906 | 310.8745 | 207.0523 | 278.2185 | 225.2658 | 152.2328 | 321.9994 | 315.0098 | 309.0496 | 214.082 | 260.2719 | 225.7386 | 301.5873 | 320.5697 | 328.8266 | 380.8487 | 298.0363
16 | 16 | 1 | 1 | 262.989 | 172.5675 | 251.7227 | 336.3157 | 408.508 | 333.735 | 297.118 | 257.3914 | 197.3145 | 440.829 | 341.1784 | 417.4774 | 222.8636 | 318.7834 | 262.4509 | 352.0629 | 401.5653 | 378.3267 | 412.4554 | 395.7224
17 | 17 | 1 | 1 | 281.0253 | 170.5436 | 319.5002 | 387.4754 | 414.0231 | 363.3044 | 301.931 | 263.7426 | 208.9616 | 500.9344 | 374.5835 | 524.4197 | 227.3397 | 362.9084 | 327.6758 | 391.1435 | 424.5086 | 464.616 | 420.2506 | 454.8374
18 | 18 | 1 | 1 | 282.1044 | 168.6114 | 322.8355 | 395.9514 | 415.8177 | 369.0902 | 302.8062 | 264.9363 | 210.0383 | 511.0611 | 380.2851 | 527.7691 | 223.8869 | 365.8105 | 327.854 | 394.4038 | 424.7975 | 473.8667 | 420.3202 | 461.6276
19 | 19 | 1 | 1 | 281.1005 | 167.7833 | 315.7019 | 397.1408 | 411.9615 | 362.547 | 300.987 | 266.5966 | 202.2769 | 509.1205 | 378.386 | 526.3002 | 226.6523 | 365.9524 | 324.4808 | 393.3493 | 423.1705 | 476.1542 | 419.8924 | 461.7746
20 | 20 | 1 | 1 | 279.6093 | 167.25 | 309.564 | 392.1924 | 415.2279 | 365.888 | 297.9268 | 269.0312 | 197.945 | 502.8255 | 377.0866 | 526.8925 | 225.9037 | 363.8185 | 312.3561 | 396.4874 | 421.663 | 473.7129 | 420.626 | 460.9963
21 | 21 | 1 | 1 | 280.6145 | 172.1218 | 311.8962 | 395.1332 | 414.3541 | 363.7885 | 296.3131 | 270.6281 | 205.3319 | 499.5889 | 369.4527 | 526.2836 | 222.6686 | 374.2132 | 301.528 | 401.3499 | 432.3314 | 474.9894 | 429.0021 | 464.5815
22 | 22 | 1 | 1 | 280.6035 | 178.5128 | 321.8466 | 437.6169 | 414.1033 | 353.7296 | 289.632 | 269.7549 | 198.4174 | 480.6974 | 372.8693 | 522.8527 | 232.9013 | 368.4157 | 308.2228 | 407.0231 | 435.47 | 505.3731 | 434.7519 | 467.6699
23 | 23 | 1 | 1 | 283.7879 | 192.9486 | 316.9134 | 468.1497 | 411.6947 | 361.3716 | 288.7577 | 269.3115 | 192.8153 | 471.6823 | 377.1158 | 514.6774 | 239.6493 | 385.7823 | 308.3165 | 405.2228 | 450.0811 | 514.3231 | 438.2858 | 470.4141
24 | 0 | 2 | 1 | 291.478 | 202.4677 | 318.7152 | 454.1474 | 410.5404 | 365.0986 | 285.2976 | 268.0189 | 184.4974 | 460.1559 | 384.4864 | 508.981 | 233.0253 | 389.0838 | 315.4339 | 412.0415 | 451.7206 | 500.7797 | 438.8688 | 463.0705
25 | 1 | 2 | 1 | 294.6665 | 211.0634 | 325.4161 | 445.7311 | 411.742 | 367.3072 | 283.9959 | 267.4035 | 183.4298 | 458.0872 | 379.0412 | 508.902 | 237.652 | 380.1292 | 323.0967 | 414.6086 | 448.1075 | 499.0043 | 441.3702 | 457.0859
26 | 2 | 2 | 1 | 298.1276 | 215.3807 | 319.3569 | 444.1348 | 413.8207 | 362.9007 | 284.6052 | 266.5856 | 180.2833 | 458.0855 | 381.2097 | 508.1323 | 231.6259 | 375.1269 | 318.461 | 415.8864 | 445.8812 | 498.1575 | 439.6514 | 456.0368
27 | 3 | 2 | 1 | 296.5582 | 208.6227 | 322.1481 | 435.6471 | 417.0537 | 370.4743 | 284.2338 | 264.1697 | 183.6186 | 460.3541 | 380.6596 | 510.0004 | 230.3829 | 374.5239 | 310.796 | 411.7736 | 440.805 | 497.1811 | 440.7756 | 457.2499
28 | 4 | 2 | 1 | 294.0505 | 193.4479 | 320.9075 | 434.0337 | 423.7769 | 368.0369 | 286.1728 | 261.9066 | 180.3386 | 478.2461 | 381.1528 | 519.0017 | 229.9051 | 375.7133 | 313.1722 | 405.3936 | 444.1468 | 494.762 | 436.2117 | 458.5382
29 | 5 | 2 | 1 | 287.3181 | 183.032 | 323.566 | 439.583 | 417.8029 | 357.2948 | 285.4358 | 263.885 | 176.4469 | 494.6548 | 376.3545 | 532.7702 | 222.6812 | 360.6152 | 323.5105 | 403.801 | 431.1776 | 496.4261 | 428.8823 | 458.4651
30 | 6 | 2 | 1 | 282.3185 | 175.5669 | 324.0177 | 419.6645 | 413.8717 | 351.4548 | 288.5337 | 264.4488 | 176.4349 | 511.1339 | 377.6197 | 536.8649 | 221.2743 | 356.3062 | 325.4621 | 398.4169 | 421.5113 | 487.5497 | 426.1654 | 468.8989
31 | 7 | 2 | 1 | 272.8354 | 155.0068 | 303.5123 | 357.5709 | 328.0133 | 310.908 | 282.4281 | 248.4621 | 170.9254 | 482.4104 | 377.3244 | 519.9362 | 214.5336 | 310.9683 | 296.1734 | 356.022 | 329.5941 | 471.8163 | 386.9617 | 459.1565
32 | 8 | 2 | 1 | 244.6455 | 115.0793 | 246.1917 | 322.8334 | 257.1421 | 211.5007 | 260.9207 | 225.9661 | 149.6337 | 380.4161 | 338.9675 | 385.4732 | 197.6962 | 241.3912 | 248.6218 | 311.5665 | 278.3187 | 391.9497 | 373.6876 | 366.8837
33 | 9 | 2 | 1 | 236.7187 | 116.5212 | 239.1009 | 313.9195 | 252.1556 | 187.4874 | 251.8362 | 217.3864 | 136.8028 | 323.4873 | 318.5867 | 320.8453 | 195.2827 | 240.4058 | 231.7197 | 304.9999 | 272.2542 | 345.882 | 375.9528 | 303.0013
34 | 10 | 2 | 1 | 234.8368 | 113.4651 | 232.0901 | 314.099 | 245.553 | 179.3881 | 253.0511 | 213.2801 | 132.9726 | 307.1868 | 320.4479 | 307.0137 | 200.7629 | 231.9804 | 224.2272 | 298.1018 | 263.7141 | 320.3299 | 373.4692 | 288.1103
35 | 11 | 2 | 1 | 236.9474 | 113.5843 | 230.5812 | 312.6449 | 243.2461 | 182.6243 | 258.442 | 216.2402 | 130.4016 | 293.9007 | 315.1731 | 295.5146 | 204.6722 | 235.7241 | 223.7376 | 298.1642 | 262.4151 | 315.881 | 369.3884 | 283.2057
36 | 12 | 2 | 1 | 236.136 | 115.2561 | 232.1874 | 308.6115 | 242.5389 | 185.1265 | 256.457 | 214.4195 | 130.0165 | 287.8144 | 309.63 | 290.9811 | 205.6964 | 242.6683 | 224.3027 | 298.6241 | 265.6186 | 323.842 | 367.5615 | 280.0416
37 | 13 | 2 | 1 | 236.2372 | 114.704 | 228.7242 | 310.1092 | 242.5899 | 183.1905 | 253.8199 | 215.186 | 128.2525 | 291.6075 | 312.4174 | 291.8393 | 200.3537 | 243.8688 | 223.4918 | 295.1813 | 270.7211 | 317.5085 | 364.5801 | 279.8174
38 | 14 | 2 | 1 | 235.3256 | 118.5961 | 229.1009 | 309.5161 | 248.4827 | 182.9658 | 258.2953 | 218.1688 | 133.6446 | 303.2981 | 314.2148 | 300.4811 | 201.1836 | 236.6464 | 221.722 | 293.7405 | 267.8962 | 318.3739 | 365.9772 | 287.3203
39 | 15 | 2 | 1 | 243.5662 | 136.7362 | 233.8731 | 315.9906 | 310.8745 | 207.0523 | 278.2185 | 225.2658 | 152.2328 | 321.9994 | 315.0098 | 309.0496 | 214.082 | 260.2719 | 225.7386 | 301.5873 | 320.5697 | 328.8266 | 380.8487 | 298.0363
40 | 16 | 2 | 1 | 262.989 | 172.5675 | 251.7227 | 336.3157 | 408.508 | 333.735 | 297.118 | 257.3914 | 197.3145 | 440.829 | 341.1784 | 417.4774 | 222.8636 | 318.7834 | 262.4509 | 352.0629 | 401.5653 | 378.3267 | 412.4554 | 395.7224
41 | 17 | 2 | 1 | 281.0253 | 170.5436 | 319.5002 | 387.4754 | 414.0231 | 363.3044 | 301.931 | 263.7426 | 208.9616 | 500.9344 | 374.5835 | 524.4197 | 227.3397 | 362.9084 | 327.6758 | 391.1435 | 424.5086 | 464.616 | 420.2506 | 454.8374
42 | 18 | 2 | 1 | 282.1044 | 168.6114 | 322.8355 | 395.9514 | 415.8177 | 369.0902 | 302.8062 | 264.9363 | 210.0383 | 511.0611 | 380.2851 | 527.7691 | 223.8869 | 365.8105 | 327.854 | 394.4038 | 424.7975 | 473.8667 | 420.3202 | 461.6276
43 | 19 | 2 | 1 | 281.1005 | 167.7833 | 315.7019 | 397.1408 | 411.9615 | 362.547 | 300.987 | 266.5966 | 202.2769 | 509.1205 | 378.386 | 526.3002 | 226.6523 | 365.9524 | 324.4808 | 393.3493 | 423.1705 | 476.1542 | 419.8924 | 461.7746
44 | 20 | 2 | 1 | 279.6093 | 167.25 | 309.564 | 392.1924 | 415.2279 | 365.888 | 297.9268 | 269.0312 | 197.945 | 502.8255 | 377.0866 | 526.8925 | 225.9037 | 363.8185 | 312.3561 | 396.4874 | 421.663 | 473.7129 | 420.626 | 460.9963
45 | 21 | 2 | 1 | 280.6145 | 172.1218 | 311.8962 | 395.1332 | 414.3541 | 363.7885 | 296.3131 | 270.6281 | 205.3319 | 499.5889 | 369.4527 | 526.2836 | 222.6686 | 374.2132 | 301.528 | 401.3499 | 432.3314 | 474.9894 | 429.0021 | 464.5815
46 | 22 | 2 | 1 | 280.6035 | 178.5128 | 321.8466 | 437.6169 | 414.1033 | 353.7296 | 289.632 | 269.7549 | 198.4174 | 480.6974 | 372.8693 | 522.8527 | 232.9013 | 368.4157 | 308.2228 | 407.0231 | 435.47 | 505.3731 | 434.7519 | 467.6699
47 | 23 | 2 | 1 | 283.7879 | 192.9486 | 316.9134 | 468.1497 | 411.6947 | 361.3716 | 288.7577 | 269.3115 | 192.8153 | 471.6823 | 377.1158 | 514.6774 | 239.6493 | 385.7823 | 308.3165 | 405.2228 | 450.0811 | 514.3231 | 438.2858 | 470.4141
48 | 0 | 3 | 1 | 291.478 | 202.4677 | 318.7152 | 454.1474 | 410.5404 | 365.0986 | 285.2976 | 268.0189 | 184.4974 | 460.1559 | 384.4864 | 508.981 | 233.0253 | 389.0838 | 315.4339 | 412.0415 | 451.7206 | 500.7797 | 438.8688 | 463.0705
49 | 1 | 3 | 1 | 294.6665 | 211.0634 | 325.4161 | 445.7311 | 411.742 | 367.3072 | 283.9959 | 267.4035 | 183.4298 | 458.0872 | 379.0412 | 508.902 | 237.652 | 380.1292 | 323.0967 | 414.6086 | 448.1075 | 499.0043 | 441.3702 | 457.0859
50 | 2 | 3 | 1 | 298.1276 | 215.3807 | 319.3569 | 444.1348 | 413.8207 | 362.9007 | 284.6052 | 266.5856 | 180.2833 | 458.0855 | 381.2097 | 508.1323 | 231.6259 | 375.1269 | 318.461 | 415.8864 | 445.8812 | 498.1575 | 439.6514 | 456.0368
51 | 3 | 3 | 1 | 296.5582 | 208.6227 | 322.1481 | 435.6471 | 417.0537 | 370.4743 | 284.2338 | 264.1697 | 183.6186 | 460.3541 | 380.6596 | 510.0004 | 230.3829 | 374.5239 | 310.796 | 411.7736 | 440.805 | 497.1811 | 440.7756 | 457.2499
52 | 4 | 3 | 1 | 294.0505 | 193.4479 | 320.9075 | 434.0337 | 423.7769 | 368.0369 | 286.1728 | 261.9066 | 180.3386 | 478.2461 | 381.1528 | 519.0017 | 229.9051 | 375.7133 | 313.1722 | 405.3936 | 444.1468 | 494.762 | 436.2117 | 458.5382
53 | 5 | 3 | 1 | 287.3181 | 183.032 | 323.566 | 439.583 | 417.8029 | 357.2948 | 285.4358 | 263.885 | 176.4469 | 494.6548 | 376.3545 | 532.7702 | 222.6812 | 360.6152 | 323.5105 | 403.801 | 431.1776 | 496.4261 | 428.8823 | 458.4651
54 | 6 | 3 | 1 | 282.3185 | 175.5669 | 324.0177 | 419.6645 | 413.8717 | 351.4548 | 288.5337 | 264.4488 | 176.4349 | 511.1339 | 377.6197 | 536.8649 | 221.2743 | 356.3062 | 325.4621 | 398.4169 | 421.5113 | 487.5497 | 426.1654 | 468.8989
55 | 7 | 3 | 1 | 272.8354 | 155.0068 | 303.5123 | 357.5709 | 328.0133 | 310.908 | 282.4281 | 248.4621 | 170.9254 | 482.4104 | 377.3244 | 519.9362 | 214.5336 | 310.9683 | 296.1734 | 356.022 | 329.5941 | 471.8163 | 386.9617 | 459.1565
56 | 8 | 3 | 1 | 244.6455 | 115.0793 | 246.1917 | 322.8334 | 257.1421 | 211.5007 | 260.9207 | 225.9661 | 149.6337 | 380.4161 | 338.9675 | 385.4732 | 197.6962 | 241.3912 | 248.6218 | 311.5665 | 278.3187 | 391.9497 | 373.6876 | 366.8837
57 | 9 | 3 | 1 | 236.7187 | 116.5212 | 239.1009 | 313.9195 | 252.1556 | 187.4874 | 251.8362 | 217.3864 | 136.8028 | 323.4873 | 318.5867 | 320.8453 | 195.2827 | 240.4058 | 231.7197 | 304.9999 | 272.2542 | 345.882 | 375.9528 | 303.0013
58 | 10 | 3 | 1 | 234.8368 | 113.4651 | 232.0901 | 314.099 | 245.553 | 179.3881 | 253.0511 | 213.2801 | 132.9726 | 307.1868 | 320.4479 | 307.0137 | 200.7629 | 231.9804 | 224.2272 | 298.1018 | 263.7141 | 320.3299 | 373.4692 | 288.1103
59 | 11 | 3 | 1 | 236.9474 | 113.5843 | 230.5812 | 312.6449 | 243.2461 | 182.6243 | 258.442 | 216.2402 | 130.4016 | 293.9007 | 315.1731 | 295.5146 | 204.6722 | 235.7241 | 223.7376 | 298.1642 | 262.4151 | 315.881 | 369.3884 | 283.2057
60 | 12 | 3 | 1 | 236.136 | 115.2561 | 232.1874 | 308.6115 | 242.5389 | 185.1265 | 256.457 | 214.4195 | 130.0165 | 287.8144 | 309.63 | 290.9811 | 205.6964 | 242.6683 | 224.3027 | 298.6241 | 265.6186 | 323.842 | 367.5615 | 280.0416
61 | 13 | 3 | 1 | 236.2372 | 114.704 | 228.7242 | 310.1092 | 242.5899 | 183.1905 | 253.8199 | 215.186 | 128.2525 | 291.6075 | 312.4174 | 291.8393 | 200.3537 | 243.8688 | 223.4918 | 295.1813 | 270.7211 | 317.5085 | 364.5801 | 279.8174
62 | 14 | 3 | 1 | 235.3256 | 118.5961 | 229.1009 | 309.5161 | 248.4827 | 182.9658 | 258.2953 | 218.1688 | 133.6446 | 303.2981 | 314.2148 | 300.4811 | 201.1836 | 236.6464 | 221.722 | 293.7405 | 267.8962 | 318.3739 | 365.9772 | 287.3203
63 | 15 | 3 | 1 | 243.5662 | 136.7362 | 233.8731 | 315.9906 | 310.8745 | 207.0523 | 278.2185 | 225.2658 | 152.2328 | 321.9994 | 315.0098 | 309.0496 | 214.082 | 260.2719 | 225.7386 | 301.5873 | 320.5697 | 328.8266 | 380.8487 | 298.0363
64 | 16 | 3 | 1 | 262.989 | 172.5675 | 251.7227 | 336.3157 | 408.508 | 333.735 | 297.118 | 257.3914 | 197.3145 | 440.829 | 341.1784 | 417.4774 | 222.8636 | 318.7834 | 262.4509 | 352.0629 | 401.5653 | 378.3267 | 412.4554 | 395.7224
65 | 17 | 3 | 1 | 281.0253 | 170.5436 | 319.5002 | 387.4754 | 414.0231 | 363.3044 | 301.931 | 263.7426 | 208.9616 | 500.9344 | 374.5835 | 524.4197 | 227.3397 | 362.9084 | 327.6758 | 391.1435 | 424.5086 | 464.616 | 420.2506 | 454.8374
66 | 18 | 3 | 1 | 282.1044 | 168.6114 | 322.8355 | 395.9514 | 415.8177 | 369.0902 | 302.8062 | 264.9363 | 210.0383 | 511.0611 | 380.2851 | 527.7691 | 223.8869 | 365.8105 | 327.854 | 394.4038 | 424.7975 | 473.8667 | 420.3202 | 461.6276
67 | 19 | 3 | 1 | 281.1005 | 167.7833 | 315.7019 | 397.1408 | 411.9615 | 362.547 | 300.987 | 266.5966 | 202.2769 | 509.1205 | 378.386 | 526.3002 | 226.6523 | 365.9524 | 324.4808 | 393.3493 | 423.1705 | 476.1542 | 419.8924 | 461.7746
68 | 20 | 3 | 1 | 279.6093 | 167.25 | 309.564 | 392.1924 | 415.2279 | 365.888 | 297.9268 | 269.0312 | 197.945 | 502.8255 | 377.0866 | 526.8925 | 225.9037 | 363.8185 | 312.3561 | 396.4874 | 421.663 | 473.7129 | 420.626 | 460.9963
69 | 21 | 3 | 1 | 280.6145 | 172.1218 | 311.8962 | 395.1332 | 414.3541 | 363.7885 | 296.3131 | 270.6281 | 205.3319 | 499.5889 | 369.4527 | 526.2836 | 222.6686 | 374.2132 | 301.528 | 401.3499 | 432.3314 | 474.9894 | 429.0021 | 464.5815
70 | 22 | 3 | 1 | 280.6035 | 178.5128 | 321.8466 | 437.6169 | 414.1033 | 353.7296 | 289.632 | 269.7549 | 198.4174 | 480.6974 | 372.8693 | 522.8527 | 232.9013 | 368.4157 | 308.2228 | 407.0231 | 435.47 | 505.3731 | 434.7519 | 467.6699
71 | 23 | 3 | 1 | 283.7879 | 192.9486 | 316.9134 | 468.1497 | 411.6947 | 361.3716 | 288.7577 | 269.3115 | 192.8153 | 471.6823 | 377.1158 | 514.6774 | 239.6493 | 385.7823 | 308.3165 | 405.2228 | 450.0811 | 514.3231 | 438.2858 | 470.4141
72 | 0 | 4 | 1 | 291.478 | 202.4677 | 318.7152 | 454.1474 | 410.5404 | 365.0986 | 285.2976 | 268.0189 | 184.4974 | 460.1559 | 384.4864 | 508.981 | 233.0253 | 389.0838 | 315.4339 | 412.0415 | 451.7206 | 500.7797 | 438.8688 | 463.0705
73 | 1 | 4 | 1 | 294.6665 | 211.0634 | 325.4161 | 445.7311 | 411.742 | 367.3072 | 283.9959 | 267.4035 | 183.4298 | 458.0872 | 379.0412 | 508.902 | 237.652 | 380.1292 | 323.0967 | 414.6086 | 448.1075 | 499.0043 | 441.3702 | 457.0859
74 | 2 | 4 | 1 | 298.1276 | 215.3807 | 319.3569 | 444.1348 | 413.8207 | 362.9007 | 284.6052 | 266.5856 | 180.2833 | 458.0855 | 381.2097 | 508.1323 | 231.6259 | 375.1269 | 318.461 | 415.8864 | 445.8812 | 498.1575 | 439.6514 | 456.0368
75 | 3 | 4 | 1 | 296.5582 | 208.6227 | 322.1481 | 435.6471 | 417.0537 | 370.4743 | 284.2338 | 264.1697 | 183.6186 | 460.3541 | 380.6596 | 510.0004 | 230.3829 | 374.5239 | 310.796 | 411.7736 | 440.805 | 497.1811 | 440.7756 | 457.2499
76 | 4 | 4 | 1 | 294.0505 | 193.4479 | 320.9075 | 434.0337 | 423.7769 | 368.0369 | 286.1728 | 261.9066 | 180.3386 | 478.2461 | 381.1528 | 519.0017 | 229.9051 | 375.7133 | 313.1722 | 405.3936 | 444.1468 | 494.762 | 436.2117 | 458.5382
77 | 5 | 4 | 1 | 287.3181 | 183.032 | 323.566 | 439.583 | 417.8029 | 357.2948 | 285.4358 | 263.885 | 176.4469 | 494.6548 | 376.3545 | 532.7702 | 222.6812 | 360.6152 | 323.5105 | 403.801 | 431.1776 | 496.4261 | 428.8823 | 458.4651
78 | 6 | 4 | 1 | 282.3185 | 175.5669 | 324.0177 | 419.6645 | 413.8717 | 351.4548 | 288.5337 | 264.4488 | 176.4349 | 511.1339 | 377.6197 | 536.8649 | 221.2743 | 356.3062 | 325.4621 | 398.4169 | 421.5113 | 487.5497 | 426.1654 | 468.8989
79 | 7 | 4 | 1 | 272.8354 | 155.0068 | 303.5123 | 357.5709 | 328.0133 | 310.908 | 282.4281 | 248.4621 | 170.9254 | 482.4104 | 377.3244 | 519.9362 | 214.5336 | 310.9683 | 296.1734 | 356.022 | 329.5941 | 471.8163 | 386.9617 | 459.1565
80 | 8 | 4 | 1 | 244.6455 | 115.0793 | 246.1917 | 322.8334 | 257.1421 | 211.5007 | 260.9207 | 225.9661 | 149.6337 | 380.4161 | 338.9675 | 385.4732 | 197.6962 | 241.3912 | 248.6218 | 311.5665 | 278.3187 | 391.9497 | 373.6876 | 366.8837
81 | 9 | 4 | 1 | 236.7187 | 116.5212 | 239.1009 | 313.9195 | 252.1556 | 187.4874 | 251.8362 | 217.3864 | 136.8028 | 323.4873 | 318.5867 | 320.8453 | 195.2827 | 240.4058 | 231.7197 | 304.9999 | 272.2542 | 345.882 | 375.9528 | 303.0013
82 | 10 | 4 | 1 | 234.8368 | 113.4651 | 232.0901 | 314.099 | 245.553 | 179.3881 | 253.0511 | 213.2801 | 132.9726 | 307.1868 | 320.4479 | 307.0137 | 200.7629 | 231.9804 | 224.2272 | 298.1018 | 263.7141 | 320.3299 | 373.4692 | 288.1103
83 | 11 | 4 | 1 | 236.9474 | 113.5843 | 230.5812 | 312.6449 | 243.2461 | 182.6243 | 258.442 | 216.2402 | 130.4016 | 293.9007 | 315.1731 | 295.5146 | 204.6722 | 235.7241 | 223.7376 | 298.1642 | 262.4151 | 315.881 | 369.3884 | 283.2057
84 | 12 | 4 | 1 | 236.136 | 115.2561 | 232.1874 | 308.6115 | 242.5389 | 185.1265 | 256.457 | 214.4195 | 130.0165 | 287.8144 | 309.63 | 290.9811 | 205.6964 | 242.6683 | 224.3027 | 298.6241 | 265.6186 | 323.842 | 367.5615 | 280.0416
85 | 13 | 4 | 1 | 236.2372 | 114.704 | 228.7242 | 310.1092 | 242.5899 | 183.1905 | 253.8199 | 215.186 | 128.2525 | 291.6075 | 312.4174 | 291.8393 | 200.3537 | 243.8688 | 223.4918 | 295.1813 | 270.7211 | 317.5085 | 364.5801 | 279.8174
86 | 14 | 4 | 1 | 235.3256 | 118.5961 | 229.1009 | 309.5161 | 248.4827 | 182.9658 | 258.2953 | 218.1688 | 133.6446 | 303.2981 | 314.2148 | 300.4811 | 201.1836 | 236.6464 | 221.722 | 293.7405 | 267.8962 | 318.3739 | 365.9772 | 287.3203
87 | 15 | 4 | 1 | 243.5662 | 136.7362 | 233.8731 | 315.9906 | 310.8745 | 207.0523 | 278.2185 | 225.2658 | 152.2328 | 321.9994 | 315.0098 | 309.0496 | 214.082 | 260.2719 | 225.7386 | 301.5873 | 320.5697 | 328.8266 | 380.8487 | 298.0363
88 | 16 | 4 | 1 | 262.989 | 172.5675 | 251.7227 | 336.3157 | 408.508 | 333.735 | 297.118 | 257.3914 | 197.3145 | 440.829 | 341.1784 | 417.4774 | 222.8636 | 318.7834 | 262.4509 | 352.0629 | 401.5653 | 378.3267 | 412.4554 | 395.7224
89 | 17 | 4 | 1 | 281.0253 | 170.5436 | 319.5002 | 387.4754 | 414.0231 | 363.3044 | 301.931 | 263.7426 | 208.9616 | 500.9344 | 374.5835 | 524.4197 | 227.3397 | 362.9084 | 327.6758 | 391.1435 | 424.5086 | 464.616 | 420.2506 | 454.8374
90 | 18 | 4 | 1 | 282.1044 | 168.6114 | 322.8355 | 395.9514 | 415.8177 | 369.0902 | 302.8062 | 264.9363 | 210.0383 | 511.0611 | 380.2851 | 527.7691 | 223.8869 | 365.8105 | 327.854 | 394.4038 | 424.7975 | 473.8667 | 420.3202 | 461.6276
91 | 19 | 4 | 1 | 281.1005 | 167.7833 | 315.7019 | 397.1408 | 411.9615 | 362.547 | 300.987 | 266.5966 | 202.2769 | 509.1205 | 378.386 | 526.3002 | 226.6523 | 365.9524 | 324.4808 | 393.3493 | 423.1705 | 476.1542 | 419.8924 | 461.7746
92 | 20 | 4 | 1 | 279.6093 | 167.25 | 309.564 | 392.1924 | 415.2279 | 365.888 | 297.9268 | 269.0312 | 197.945 | 502.8255 | 377.0866 | 526.8925 | 225.9037 | 363.8185 | 312.3561 | 396.4874 | 421.663 | 473.7129 | 420.626 | 460.9963
93 | 21 | 4 | 1 | 280.6145 | 172.1218 | 311.8962 | 395.1332 | 414.3541 | 363.7885 | 296.3131 | 270.6281 | 205.3319 | 499.5889 | 369.4527 | 526.2836 | 222.6686 | 374.2132 | 301.528 | 401.3499 | 432.3314 | 474.9894 | 429.0021 | 464.5815
94 | 22 | 4 | 1 | 280.6035 | 178.5128 | 321.8466 | 437.6169 | 414.1033 | 353.7296 | 289.632 | 269.7549 | 198.4174 | 480.6974 | 372.8693 | 522.8527 | 232.9013 | 368.4157 | 308.2228 | 407.0231 | 435.47 | 505.3731 | 434.7519 | 467.6699
95 | 23 | 4 | 1 | 283.7879 | 192.9486 | 316.9134 | 468.1497 | 411.6947 | 361.3716 | 288.7577 | 269.3115 | 192.8153 | 471.6823 | 377.1158 | 514.6774 | 239.6493 | 385.7823 | 308.3165 | 405.2228 | 450.0811 | 514.3231 | 438.2858 | 470.4141
96 | 0 | 5 | 1 | 291.478 | 202.4677 | 318.7152 | 454.1474 | 410.5404 | 365.0986 | 285.2976 | 268.0189 | 184.4974 | 460.1559 | 384.4864 | 508.981 | 233.0253 | 389.0838 | 315.4339 | 412.0415 | 451.7206 | 500.7797 | 438.8688 | 463.0705
97 | 1 | 5 | 1 | 294.6665 | 211.0634 | 325.4161 | 445.7311 | 411.742 | 367.3072 | 283.9959 | 267.4035 | 183.4298 | 458.0872 | 379.0412 | 508.902 | 237.652 | 380.1292 | 323.0967 | 414.6086 | 448.1075 | 499.0043 | 441.3702 | 457.0859
98 | 2 | 5 | 1 | 298.1276 | 215.3807 | 319.3569 | 444.1348 | 413.8207 | 362.9007 | 284.6052 | 266.5856 | 180.2833 | 458.0855 | 381.2097 | 508.1323 | 231.6259 | 375.1269 | 318.461 | 415.8864 | 445.8812 | 498.1575 | 439.6514 | 456.0368
99 | 3 | 5 | 1 | 296.5582 | 208.6227 | 322.1481 | 435.6471 | 417.0537 | 370.4743 | 284.2338 | 264.1697 | 183.6186 | 460.3541 | 380.6596 | 510.0004 | 230.3829 | 374.5239 | 310.796 | 411.7736 | 440.805 | 497.1811 | 440.7756 | 457.2499
100 | 4 | 5 | 1 | 294.0505 | 193.4479 | 320.9075 | 434.0337 | 423.7769 | 368.0369 | 286.1728 | 261.9066 | 180.3386 | 478.2461 | 381.1528 | 519.0017 | 229.9051 | 375.7133 | 313.1722 | 405.3936 | 444.1468 | 494.762 | 436.2117 | 458.5382
101 | 5 | 5 | 1 | 287.3181 | 183.032 | 323.566 | 439.583 | 417.8029 | 357.2948 | 285.4358 | 263.885 | 176.4469 | 494.6548 | 376.3545 | 532.7702 | 222.6812 | 360.6152 | 323.5105 | 403.801 | 431.1776 | 496.4261 | 428.8823 | 458.4651
102 | 6 | 5 | 1 | 282.3185 | 175.5669 | 324.0177 | 419.6645 | 413.8717 | 351.4548 | 288.5337 | 264.4488 | 176.4349 | 511.1339 | 377.6197 | 536.8649 | 221.2743 | 356.3062 | 325.4621 | 398.4169 | 421.5113 | 487.5497 | 426.1654 | 468.8989
103 | 7 | 5 | 1 | 272.8354 | 155.0068 | 303.5123 | 357.5709 | 328.0133 | 310.908 | 282.4281 | 248.4621 | 170.9254 | 482.4104 | 377.3244 | 519.9362 | 214.5336 | 310.9683 | 296.1734 | 356.022 | 329.5941 | 471.8163 | 386.9617 | 459.1565
104 | 8 | 5 | 1 | 244.6455 | 115.0793 | 246.1917 | 322.8334 | 257.1421 | 211.5007 | 260.9207 | 225.9661 | 149.6337 | 380.4161 | 338.9675 | 385.4732 | 197.6962 | 241.3912 | 248.6218 | 311.5665 | 278.3187 | 391.9497 | 373.6876 | 366.8837
105 | 9 | 5 | 1 | 236.7187 | 116.5212 | 239.1009 | 313.9195 | 252.1556 | 187.4874 | 251.8362 | 217.3864 | 136.8028 | 323.4873 | 318.5867 | 320.8453 | 195.2827 | 240.4058 | 231.7197 | 304.9999 | 272.2542 | 345.882 | 375.9528 | 303.0013
106 | 10 | 5 | 1 | 234.8368 | 113.4651 | 232.0901 | 314.099 | 245.553 | 179.3881 | 253.0511 | 213.2801 | 132.9726 | 307.1868 | 320.4479 | 307.0137 | 200.7629 | 231.9804 | 224.2272 | 298.1018 | 263.7141 | 320.3299 | 373.4692 | 288.1103
107 | 11 | 5 | 1 | 236.9474 | 113.5843 | 230.5812 | 312.6449 | 243.2461 | 182.6243 | 258.442 | 216.2402 | 130.4016 | 293.9007 | 315.1731 | 295.5146 | 204.6722 | 235.7241 | 223.7376 | 298.1642 | 262.4151 | 315.881 | 369.3884 | 283.2057
108 | 12 | 5 | 1 | 236.136 | 115.2561 | 232.1874 | 308.6115 | 242.5389 | 185.1265 | 256.457 | 214.4195 | 130.0165 | 287.8144 | 309.63 | 290.9811 | 205.6964 | 242.6683 | 224.3027 | 298.6241 | 265.6186 | 323.842 | 367.5615 | 280.0416
109 | 13 | 5 | 1 | 236.2372 | 114.704 | 228.7242 | 310.1092 | 242.5899 | 183.1905 | 253.8199 | 215.186 | 128.2525 | 291.6075 | 312.4174 | 291.8393 | 200.3537 | 243.8688 | 223.4918 | 295.1813 | 270.7211 | 317.5085 | 364.5801 | 279.8174
110 | 14 | 5 | 1 | 235.3256 | 118.5961 | 229.1009 | 309.5161 | 248.4827 | 182.9658 | 258.2953 | 218.1688 | 133.6446 | 303.2981 | 314.2148 | 300.4811 | 201.1836 | 236.6464 | 221.722 | 293.7405 | 267.8962 | 318.3739 | 365.9772 | 287.3203
111 | 15 | 5 | 1 | 243.5662 | 136.7362 | 233.8731 | 315.9906 | 310.8745 | 207.0523 | 278.2185 | 225.2658 | 152.2328 | 321.9994 | 315.0098 | 309.0496 | 214.082 | 260.2719 | 225.7386 | 301.5873 | 320.5697 | 328.8266 | 380.8487 | 298.0363
112 | 16 | 5 | 1 | 262.989 | 172.5675 | 251.7227 | 336.3157 | 408.508 | 333.735 | 297.118 | 257.3914 | 197.3145 | 440.829 | 341.1784 | 417.4774 | 222.8636 | 318.7834 | 262.4509 | 352.0629 | 401.5653 | 378.3267 | 412.4554 | 395.7224
113 | 17 | 5 | 1 | 281.0253 | 170.5436 | 319.5002 | 387.4754 | 414.0231 | 363.3044 | 301.931 | 263.7426 | 208.9616 | 500.9344 | 374.5835 | 524.4197 | 227.3397 | 362.9084 | 327.6758 | 391.1435 | 424.5086 | 464.616 | 420.2506 | 454.8374
114 | 18 | 5 | 1 | 282.1044 | 168.6114 | 322.8355 | 395.9514 | 415.8177 | 369.0902 | 302.8062 | 264.9363 | 210.0383 | 511.0611 | 380.2851 | 527.7691 | 223.8869 | 365.8105 | 327.854 | 394.4038 | 424.7975 | 473.8667 | 420.3202 | 461.6276
115 | 19 | 5 | 1 | 281.1005 | 167.7833 | 315.7019 | 397.1408 | 411.9615 | 362.547 | 300.987 | 266.5966 | 202.2769 | 509.1205 | 378.386 | 526.3002 | 226.6523 | 365.9524 | 324.4808 | 393.3493 | 423.1705 | 476.1542 | 419.8924 | 461.7746
116 | 20 | 5 | 1 | 279.6093 | 167.25 | 309.564 | 392.1924 | 415.2279 | 365.888 | 297.9268 | 269.0312 | 197.945 | 502.8255 | 377.0866 | 526.8925 | 225.9037 | 363.8185 | 312.3561 | 396.4874 | 421.663 | 473.7129 | 420.626 | 460.9963
117 | 21 | 5 | 1 | 280.6145 | 172.1218 | 311.8962 | 395.1332 | 414.3541 | 363.7885 | 296.3131 | 270.6281 | 205.3319 | 499.5889 | 369.4527 | 526.2836 | 222.6686 | 374.2132 | 301.528 | 401.3499 | 432.3314 | 474.9894 | 429.0021 | 464.5815
118 | 22 | 5 | 1 | 280.6035 | 178.5128 | 321.8466 | 437.6169 | 414.1033 | 353.7296 | 289.632 | 269.7549 | 198.4174 | 480.6974 | 372.8693 | 522.8527 | 232.9013 | 368.4157 | 308.2228 | 407.0231 | 435.47 | 505.3731 | 434.7519 | 467.6699
119 | 23 | 5 | 1 | 283.7879 | 192.9486 | 316.9134 | 468.1497 | 411.6947 | 361.3716 | 288.7577 | 269.3115 | 192.8153 | 471.6823 | 377.1158 | 514.6774 | 239.6493 | 385.7823 | 308.3165 | 405.2228 | 450.0811 | 514.3231 | 438.2858 | 470.4141
120 | 0 | 6 | 1 | 291.478 | 202.4677 | 318.7152 | 454.1474 | 410.5404 | 365.0986 | 285.2976 | 268.0189 | 184.4974 | 460.1559 | 384.4864 | 508.981 | 233.0253 | 389.0838 | 315.4339 | 412.0415 | 451.7206 | 500.7797 | 438.8688 | 463.0705
121 | 1 | 6 | 1 | 294.6665 | 211.0634 | 325.4161 | 445.7311 | 411.742 | 367.3072 | 283.9959 | 267.4035 | 183.4298 | 458.0872 | 379.0412 | 508.902 | 237.652 | 380.1292 | 323.0967 | 414.6086 | 448.1075 | 499.0043 | 441.3702 | 457.0859
122 | 2 | 6 | 1 | 298.1276 | 215.3807 | 319.3569 | 444.1348 | 413.8207 | 362.9007 | 284.6052 | 266.5856 | 180.2833 | 458.0855 | 381.2097 | 508.1323 | 231.6259 | 375.1269 | 318.461 | 415.8864 | 445.8812 | 498.1575 | 439.6514 | 456.0368
123 | 3 | 6 | 1 | 296.5582 | 208.6227 | 322.1481 | 435.6471 | 417.0537 | 370.4743 | 284.2338 | 264.1697 | 183.6186 | 460.3541 | 380.6596 | 510.0004 | 230.3829 | 374.5239 | 310.796 | 411.7736 | 440.805 | 497.1811 | 440.7756 | 457.2499
124 | 4 | 6 | 1 | 294.0505 | 193.4479 | 320.9075 | 434.0337 | 423.7769 | 368.0369 | 286.1728 | 261.9066 | 180.3386 | 478.2461 | 381.1528 | 519.0017 | 229.9051 | 375.7133 | 313.1722 | 405.3936 | 444.1468 | 494.762 | 436.2117 | 458.5382
125 | 5 | 6 | 1 | 287.3181 | 183.032 | 323.566 | 439.583 | 417.8029 | 357.2948 | 285.4358 | 263.885 | 176.4469 | 494.6548 | 376.3545 | 532.7702 | 222.6812 | 360.6152 | 323.5105 | 403.801 | 431.1776 | 496.4261 | 428.8823 | 458.4651
126 | 6 | 6 | 1 | 282.3185 | 175.5669 | 324.0177 | 419.6645 | 413.8717 | 351.4548 | 288.5337 | 264.4488 | 176.4349 | 511.1339 | 377.6197 | 536.8649 | 221.2743 | 356.3062 | 325.4621 | 398.4169 | 421.5113 | 487.5497 | 426.1654 | 468.8989
127 | 7 | 6 | 1 | 272.8354 | 155.0068 | 303.5123 | 357.5709 | 328.0133 | 310.908 | 282.4281 | 248.4621 | 170.9254 | 482.4104 | 377.3244 | 519.9362 | 214.5336 | 310.9683 | 296.1734 | 356.022 | 329.5941 | 471.8163 | 386.9617 | 459.1565
128 | 8 | 6 | 1 | 244.6455 | 115.0793 | 246.1917 | 322.8334 | 257.1421 | 211.5007 | 260.9207 | 225.9661 | 149.6337 | 380.4161 | 338.9675 | 385.4732 | 197.6962 | 241.3912 | 248.6218 | 311.5665 | 278.3187 | 391.9497 | 373.6876 | 366.8837
129 | 9 | 6 | 1 | 236.7187 | 116.5212 | 239.1009 | 313.9195 | 252.1556 | 187.4874 | 251.8362 | 217.3864 | 136.8028 | 323.4873 | 318.5867 | 320.8453 | 195.2827 | 240.4058 | 231.7197 | 304.9999 | 272.2542 | 345.882 | 375.9528 | 303.0013
130 | 10 | 6 | 1 | 234.8368 | 113.4651 | 232.0901 | 314.099 | 245.553 | 179.3881 | 253.0511 | 213.2801 | 132.9726 | 307.1868 | 320.4479 | 307.0137 | 200.7629 | 231.9804 | 224.2272 | 298.1018 | 263.7141 | 320.3299 | 373.4692 | 288.1103
131 | 11 | 6 | 1 | 236.9474 | 113.5843 | 230.5812 | 312.6449 | 243.2461 | 182.6243 | 258.442 | 216.2402 | 130.4016 | 293.9007 | 315.1731 | 295.5146 | 204.6722 | 235.7241 | 223.7376 | 298.1642 | 262.4151 | 315.881 | 369.3884 | 283.2057
132 | 12 | 6 | 1 | 236.136 | 115.2561 | 232.1874 | 308.6115 | 242.5389 | 185.1265 | 256.457 | 214.4195 | 130.0165 | 287.8144 | 309.63 | 290.9811 | 205.6964 | 242.6683 | 224.3027 | 298.6241 | 265.6186 | 323.842 | 367.5615 | 280.0416
133 | 13 | 6 | 1 | 236.2372 | 114.704 | 228.7242 | 310.1092 | 242.5899 | 183.1905 | 253.8199 | 215.186 | 128.2525 | 291.6075 | 312.4174 | 291.8393 | 200.3537 | 243.8688 | 223.4918 | 295.1813 | 270.7211 | 317.5085 | 364.5801 | 279.8174
134 | 14 | 6 | 1 | 235.3256 | 118.5961 | 229.1009 | 309.5161 | 248.4827 | 182.9658 | 258.2953 | 218.1688 | 133.6446 | 303.2981 | 314.2148 | 300.4811 | 201.1836 | 236.6464 | 221.722 | 293.7405 | 267.8962 | 318.3739 | 365.9772 | 287.3203
135 | 15 | 6 | 1 | 243.5662 | 136.7362 | 233.8731 | 315.9906 | 310.8745 | 207.0523 | 278.2185 | 225.2658 | 152.2328 | 321.9994 | 315.0098 | 309.0496 | 214.082 | 260.2719 | 225.7386 | 301.5873 | 320.5697 | 328.8266 | 380.8487 | 298.0363
136 | 16 | 6 | 1 | 262.989 | 172.5675 | 251.7227 | 336.3157 | 408.508 | 333.735 | 297.118 | 257.3914 | 197.3145 | 440.829 | 341.1784 | 417.4774 | 222.8636 | 318.7834 | 262.4509 | 352.0629 | 401.5653 | 378.3267 | 412.4554 | 395.7224
137 | 17 | 6 | 1 | 281.0253 | 170.5436 | 319.5002 | 387.4754 | 414.0231 | 363.3044 | 301.931 | 263.7426 | 208.9616 | 500.9344 | 374.5835 | 524.4197 | 227.3397 | 362.9084 | 327.6758 | 391.1435 | 424.5086 | 464.616 | 420.2506 | 454.8374
138 | 18 | 6 | 1 | 282.1044 | 168.6114 | 322.8355 | 395.9514 | 415.8177 | 369.0902 | 302.8062 | 264.9363 | 210.0383 | 511.0611 | 380.2851 | 527.7691 | 223.8869 | 365.8105 | 327.854 | 394.4038 | 424.7975 | 473.8667 | 420.3202 | 461.6276
139 | 19 | 6 | 1 | 281.1005 | 167.7833 | 315.7019 | 397.1408 | 411.9615 | 362.547 | 300.987 | 266.5966 | 202.2769 | 509.1205 | 378.386 | 526.3002 | 226.6523 | 365.9524 | 324.4808 | 393.3493 | 423.1705 | 476.1542 | 419.8924 | 461.7746
140 | 20 | 6 | 1 | 279.6093 | 167.25 | 309.564 | 392.1924 | 415.2279 | 365.888 | 297.9268 | 269.0312 | 197.945 | 502.8255 | 377.0866 | 526.8925 | 225.9037 | 363.8185 | 312.3561 | 396.4874 | 421.663 | 473.7129 | 420.626 | 460.9963
141 | 21 | 6 | 1 | 280.6145 | 172.1218 | 311.8962 | 395.1332 | 414.3541 | 363.7885 | 296.3131 | 270.6281 | 205.3319 | 499.5889 | 369.4527 | 526.2836 | 222.6686 | 374.2132 | 301.528 | 401.3499 | 432.3314 | 474.9894 | 429.0021 | 464.5815
142 | 22 | 6 | 1 | 280.6035 | 178.5128 | 321.8466 | 437.6169 | 414.1033 | 353.7296 | 289.632 | 269.7549 | 198.4174 | 480.6974 | 372.8693 | 522.8527 | 232.9013 | 368.4157 | 308.2228 | 407.0231 | 435.47 | 505.3731 | 434.7519 | 467.6699
143 | 23 | 6 | 1 | 283.7879 | 192.9486 | 316.9134 | 468.1497 | 411.6947 | 361.3716 | 288.7577 | 269.3115 | 192.8153 | 471.6823 | 377.1158 | 514.6774 | 239.6493 | 385.7823 | 308.3165 | 405.2228 | 450.0811 | 514.3231 | 438.2858 | 470.4141
144 | 0 | 7 | 1 | 291.478 | 202.4677 | 318.7152 | 454.1474 | 410.5404 | 365.0986 | 285.2976 | 268.0189 | 184.4974 | 460.1559 | 384.4864 | 508.981 | 233.0253 | 389.0838 | 315.4339 | 412.0415 | 451.7206 | 500.7797 | 438.8688 | 463.0705
145 | 1 | 7 | 1 | 294.6665 | 211.0634 | 325.4161 | 445.7311 | 411.742 | 367.3072 | 283.9959 | 267.4035 | 183.4298 | 458.0872 | 379.0412 | 508.902 | 237.652 | 380.1292 | 323.0967 | 414.6086 | 448.1075 | 499.0043 | 441.3702 | 457.0859
146 | 2 | 7 | 1 | 298.1276 | 215.3807 | 319.3569 | 444.1348 | 413.8207 | 362.9007 | 284.6052 | 266.5856 | 180.2833 | 458.0855 | 381.2097 | 508.1323 | 231.6259 | 375.1269 | 318.461 | 415.8864 | 445.8812 | 498.1575 | 439.6514 | 456.0368
147 | 3 | 7 | 1 | 296.5582 | 208.6227 | 322.1481 | 435.6471 | 417.0537 | 370.4743 | 284.2338 | 264.1697 | 183.6186 | 460.3541 | 380.6596 | 510.0004 | 230.3829 | 374.5239 | 310.796 | 411.7736 | 440.805 | 497.1811 | 440.7756 | 457.2499
148 | 4 | 7 | 1 | 294.0505 | 193.4479 | 320.9075 | 434.0337 | 423.7769 | 368.0369 | 286.1728 | 261.9066 | 180.3386 | 478.2461 | 381.1528 | 519.0017 | 229.9051 | 375.7133 | 313.1722 | 405.3936 | 444.1468 | 494.762 | 436.2117 | 458.5382
149 | 5 | 7 | 1 | 287.3181 | 183.032 | 323.566 | 439.583 | 417.8029 | 357.2948 | 285.4358 | 263.885 | 176.4469 | 494.6548 | 376.3545 | 532.7702 | 222.6812 | 360.6152 | 323.5105 | 403.801 | 431.1776 | 496.4261 | 428.8823 | 458.4651
150 | 6 | 7 | 1 | 282.3185 | 175.5669 | 324.0177 | 419.6645 | 413.8717 | 351.4548 | 288.5337 | 264.4488 | 176.4349 | 511.1339 | 377.6197 | 536.8649 | 221.2743 | 356.3062 | 325.4621 | 398.4169 | 421.5113 | 487.5497 | 426.1654 | 468.8989
151 | 7 | 7 | 1 | 272.8354 | 155.0068 | 303.5123 | 357.5709 | 328.0133 | 310.908 | 282.4281 | 248.4621 | 170.9254 | 482.4104 | 377.3244 | 519.9362 | 214.5336 | 310.9683 | 296.1734 | 356.022 | 329.5941 | 471.8163 | 386.9617 | 459.1565
152 | 8 | 7 | 1 | 244.6455 | 115.0793 | 246.1917 | 322.8334 | 257.1421 | 211.5007 | 260.9207 | 225.9661 | 149.6337 | 380.4161 | 338.9675 | 385.4732 | 197.6962 | 241.3912 | 248.6218 | 311.5665 | 278.3187 | 391.9497 | 373.6876 | 366.8837
153 | 9 | 7 | 1 | 236.7187 | 116.5212 | 239.1009 | 313.9195 | 252.1556 | 187.4874 | 251.8362 | 217.3864 | 136.8028 | 323.4873 | 318.5867 | 320.8453 | 195.2827 | 240.4058 | 231.7197 | 304.9999 | 272.2542 | 345.882 | 375.9528 | 303.0013
154 | 10 | 7 | 1 | 234.8368 | 113.4651 | 232.0901 | 314.099 | 245.553 | 179.3881 | 253.0511 | 213.2801 | 132.9726 | 307.1868 | 320.4479 | 307.0137 | 200.7629 | 231.9804 | 224.2272 | 298.1018 | 263.7141 | 320.3299 | 373.4692 | 288.1103
155 | 11 | 7 | 1 | 236.9474 | 113.5843 | 230.5812 | 312.6449 | 243.2461 | 182.6243 | 258.442 | 216.2402 | 130.4016 | 293.9007 | 315.1731 | 295.5146 | 204.6722 | 235.7241 | 223.7376 | 298.1642 | 262.4151 | 315.881 | 369.3884 | 283.2057
156 | 12 | 7 | 1 | 236.136 | 115.2561 | 232.1874 | 308.6115 | 242.5389 | 185.1265 | 256.457 | 214.4195 | 130.0165 | 287.8144 | 309.63 | 290.9811 | 205.6964 | 242.6683 | 224.3027 | 298.6241 | 265.6186 | 323.842 | 367.5615 | 280.0416
157 | 13 | 7 | 1 | 236.2372 | 114.704 | 228.7242 | 310.1092 | 242.5899 | 183.1905 | 253.8199 | 215.186 | 128.2525 | 291.6075 | 312.4174 | 291.8393 | 200.3537 | 243.8688 | 223.4918 | 295.1813 | 270.7211 | 317.5085 | 364.5801 | 279.8174
158 | 14 | 7 | 1 | 235.3256 | 118.5961 | 229.1009 | 309.5161 | 248.4827 | 182.9658 | 258.2953 | 218.1688 | 133.6446 | 303.2981 | 314.2148 | 300.4811 | 201.1836 | 236.6464 | 221.722 | 293.7405 | 267.8962 | 318.3739 | 365.9772 | 287.3203
159 | 15 | 7 | 1 | 243.5662 | 136.7362 | 233.8731 | 315.9906 | 310.8745 | 207.0523 | 278.2185 | 225.2658 | 152.2328 | 321.9994 | 315.0098 | 309.0496 | 214.082 | 260.2719 | 225.7386 | 301.5873 | 320.5697 | 328.8266 | 380.8487 | 298.0363
160 | 16 | 7 | 1 | 262.989 | 172.5675 | 251.7227 | 336.3157 | 408.508 | 333.735 | 297.118 | 257.3914 | 197.3145 | 440.829 | 341.1784 | 417.4774 | 222.8636 | 318.7834 | 262.4509 | 352.0629 | 401.5653 | 378.3267 | 412.4554 | 395.7224
161 | 17 | 7 | 1 | 281.0253 | 170.5436 | 319.5002 | 387.4754 | 414.0231 | 363.3044 | 301.931 | 263.7426 | 208.9616 | 500.9344 | 374.5835 | 524.4197 | 227.3397 | 362.9084 | 327.6758 | 391.1435 | 424.5086 | 464.616 | 420.2506 | 454.8374
162 | 18 | 7 | 1 | 282.1044 | 168.6114 | 322.8355 | 395.9514 | 415.8177 | 369.0902 | 302.8062 | 264.9363 | 210.0383 | 511.0611 | 380.2851 | 527.7691 | 223.8869 | 365.8105 | 327.854 | 394.4038 | 424.7975 | 473.8667 | 420.3202 | 461.6276
163 | 19 | 7 | 1 | 281.1005 | 167.7833 | 315.7019 | 397.1408 | 411.9615 | 362.547 | 300.987 | 266.5966 | 202.2769 | 509.1205 | 378.386 | 526.3002 | 226.6523 | 365.9524 | 324.4808 | 393.3493 | 423.1705 | 476.1542 | 419.8924 | 461.7746
164 | 20 | 7 | 1 | 279.6093 | 167.25 | 309.564 | 392.1924 | 415.2279 | 365.888 | 297.9268 | 269.0312 | 197.945 | 502.8255 | 377.0866 | 526.8925 | 225.9037 | 363.8185 | 312.3561 | 396.4874 | 421.663 | 473.7129 | 420.626 | 460.9963
165 | 21 | 7 | 1 | 280.6145 | 172.1218 | 311.8962 | 395.1332 | 414.3541 | 363.7885 | 296.3131 | 270.6281 | 205.3319 | 499.5889 | 369.4527 | 526.2836 | 222.6686 | 374.2132 | 301.528 | 401.3499 | 432.3314 | 474.9894 | 429.0021 | 464.5815
166 | 22 | 7 | 1 | 280.6035 | 178.5128 | 321.8466 | 437.6169 | 414.1033 | 353.7296 | 289.632 | 269.7549 | 198.4174 | 480.6974 | 372.8693 | 522.8527 | 232.9013 | 368.4157 | 308.2228 | 407.0231 | 435.47 | 505.3731 | 434.7519 | 467.6699
167 | 23 | 7 | 1 | 283.7879 | 192.9486 | 316.9134 | 468.1497 | 411.6947 | 361.3716 | 288.7577 | 269.3115 | 192.8153 | 471.6823 | 377.1158 | 514.6774 | 239.6493 | 385.7823 | 308.3165 | 405.2228 | 450.0811 | 514.3231 | 438.2858 | 470.4141
168 | 0 | 8 | 1 | 291.478 | 202.4677 | 318.7152 | 454.1474 | 410.5404 | 365.0986 | 285.2976 | 268.0189 | 184.4974 | 460.1559 | 384.4864 | 508.981 | 233.0253 | 389.0838 | 315.4339 | 412.0415 | 451.7206 | 500.7797 | 438.8688 | 463.0705
169 | 1 | 8 | 1 | 294.6665 | 211.0634 | 325.4161 | 445.7311 | 411.742 | 367.3072 | 283.9959 | 267.4035 | 183.4298 | 458.0872 | 379.0412 | 508.902 | 237.652 | 380.1292 | 323.0967 | 414.6086 | 448.1075 | 499.0043 | 441.3702 | 457.0859
170 | 2 | 8 | 1 | 298.1276 | 215.3807 | 319.3569 | 444.1348 | 413.8207 | 362.9007 | 284.6052 | 266.5856 | 180.2833 | 458.0855 | 381.2097 | 508.1323 | 231.6259 | 375.1269 | 318.461 | 415.8864 | 445.8812 | 498.1575 | 439.6514 | 456.0368
171 | 3 | 8 | 1 | 296.5582 | 208.6227 | 322.1481 | 435.6471 | 417.0537 | 370.4743 | 284.2338 | 264.1697 | 183.6186 | 460.3541 | 380.6596 | 510.0004 | 230.3829 | 374.5239 | 310.796 | 411.7736 | 440.805 | 497.1811 | 440.7756 | 457.2499
172 | 4 | 8 | 1 | 294.0505 | 193.4479 | 320.9075 | 434.0337 | 423.7769 | 368.0369 | 286.1728 | 261.9066 | 180.3386 | 478.2461 | 381.1528 | 519.0017 | 229.9051 | 375.7133 | 313.1722 | 405.3936 | 444.1468 | 494.762 | 436.2117 | 458.5382
173 | 5 | 8 | 1 | 287.3181 | 183.032 | 323.566 | 439.583 | 417.8029 | 357.2948 | 285.4358 | 263.885 | 176.4469 | 494.6548 | 376.3545 | 532.7702 | 222.6812 | 360.6152 | 323.5105 | 403.801 | 431.1776 | 496.4261 | 428.8823 | 458.4651
174 | 6 | 8 | 1 | 282.3185 | 175.5669 | 324.0177 | 419.6645 | 413.8717 | 351.4548 | 288.5337 | 264.4488 | 176.4349 | 511.1339 | 377.6197 | 536.8649 | 221.2743 | 356.3062 | 325.4621 | 398.4169 | 421.5113 | 487.5497 | 426.1654 | 468.8989
175 | 7 | 8 | 1 | 272.8354 | 155.0068 | 303.5123 | 357.5709 | 328.0133 | 310.908 | 282.4281 | 248.4621 | 170.9254 | 482.4104 | 377.3244 | 519.9362 | 214.5336 | 310.9683 | 296.1734 | 356.022 | 329.5941 | 471.8163 | 386.9617 | 459.1565
176 | 8 | 8 | 1 | 244.6455 | 115.0793 | 246.1917 | 322.8334 | 257.1421 | 211.5007 | 260.9207 | 225.9661 | 149.6337 | 380.4161 | 338.9675 | 385.4732 | 197.6962 | 241.3912 | 248.6218 | 311.5665 | 278.3187 | 391.9497 | 373.6876 | 366.8837
177 | 9 | 8 | 1 | 236.7187 | 116.5212 | 239.1009 | 313.9195 | 252.1556 | 187.4874 | 251.8362 | 217.3864 | 136.8028 | 323.4873 | 318.5867 | 320.8453 | 195.2827 | 240.4058 | 231.7197 | 304.9999 | 272.2542 | 345.882 | 375.9528 | 303.0013
178 | 10 | 8 | 1 | 234.8368 | 113.4651 | 232.0901 | 314.099 | 245.553 | 179.3881 | 253.0511 | 213.2801 | 132.9726 | 307.1868 | 320.4479 | 307.0137 | 200.7629 | 231.9804 | 224.2272 | 298.1018 | 263.7141 | 320.3299 | 373.4692 | 288.1103
179 | 11 | 8 | 1 | 236.9474 | 113.5843 | 230.5812 | 312.6449 | 243.2461 | 182.6243 | 258.442 | 216.2402 | 130.4016 | 293.9007 | 315.1731 | 295.5146 | 204.6722 | 235.7241 | 223.7376 | 298.1642 | 262.4151 | 315.881 | 369.3884 | 283.2057
180 | 12 | 8 | 1 | 236.136 | 115.2561 | 232.1874 | 308.6115 | 242.5389 | 185.1265 | 256.457 | 214.4195 | 130.0165 | 287.8144 | 309.63 | 290.9811 | 205.6964 | 242.6683 | 224.3027 | 298.6241 | 265.6186 | 323.842 | 367.5615 | 280.0416
181 | 13 | 8 | 1 | 236.2372 | 114.704 | 228.7242 | 310.1092 | 242.5899 | 183.1905 | 253.8199 | 215.186 | 128.2525 | 291.6075 | 312.4174 | 291.8393 | 200.3537 | 243.8688 | 223.4918 | 295.1813 | 270.7211 | 317.5085 | 364.5801 | 279.8174
182 | 14 | 8 | 1 | 235.3256 | 118.5961 | 229.1009 | 309.5161 | 248.4827 | 182.9658 | 258.2953 | 218.1688 | 133.6446 | 303.2981 | 314.2148 | 300.4811 | 201.1836 | 236.6464 | 221.722 | 293.7405 | 267.8962 | 318.3739 | 365.9772 | 287.3203
183 | 15 | 8 | 1 | 243.5662 | 136.7362 | 233.8731 | 315.9906 | 310.8745 | 207.0523 | 278.2185 | 225.2658 | 152.2328 | 321.9994 | 315.0098 | 309.0496 | 214.082 | 260.2719 | 225.7386 | 301.5873 | 320.5697 | 328.8266 | 380.8487 | 298.0363
184 | 16 | 8 | 1 | 262.989 | 172.5675 | 251.7227 | 336.3157 | 408.508 | 333.735 | 297.118 | 257.3914 | 197.3145 | 440.829 | 341.1784 | 417.4774 | 222.8636 | 318.7834 | 262.4509 | 352.0629 | 401.5653 | 378.3267 | 412.4554 | 395.7224
185 | 17 | 8 | 1 | 281.0253 | 170.5436 | 319.5002 | 387.4754 | 414.0231 | 363.3044 | 301.931 | 263.7426 | 208.9616 | 500.9344 | 374.5835 | 524.4197 | 227.3397 | 362.9084 | 327.6758 | 391.1435 | 424.5086 | 464.616 | 420.2506 | 454.8374
186 | 18 | 8 | 1 | 282.1044 | 168.6114 | 322.8355 | 395.9514 | 415.8177 | 369.0902 | 302.8062 | 264.9363 | 210.0383 | 511.0611 | 380.2851 | 527.7691 | 223.8869 | 365.8105 | 327.854 | 394.4038 | 424.7975 | 473.8667 | 420.3202 | 461.6276
187 | 19 | 8 | 1 | 281.1005 | 167.7833 | 315.7019 | 397.1408 | 411.9615 | 362.547 | 300.987 | 266.5966 | 202.2769 | 509.1205 | 378.386 | 526.3002 | 226.6523 | 365.9524 | 324.4808 | 393.3493 | 423.1705 | 476.1542 | 419.8924 | 461.7746
188 | 20 | 8 | 1 | 279.6093 | 167.25 | 309.564 | 392.1924 | 415.2279 | 365.888 | 297.9268 | 269.0312 | 197.945 | 502.8255 | 377.0866 | 526.8925 | 225.9037 | 363.8185 | 312.3561 | 396.4874 | 421.663 | 473.7129 | 420.626 | 460.9963
189 | 21 | 8 | 1 | 280.6145 | 172.1218 | 311.8962 | 395.1332 | 414.3541 | 363.7885 | 296.3131 | 270.6281 | 205.3319 | 499.5889 | 369.4527 | 526.2836 | 222.6686 | 374.2132 | 301.528 | 401.3499 | 432.3314 | 474.9894 | 429.0021 | 464.5815
190 | 22 | 8 | 1 | 280.6035 | 178.5128 | 321.8466 | 437.6169 | 414.1033 | 353.7296 | 289.632 | 269.7549 | 198.4174 | 480.6974 | 372.8693 | 522.8527 | 232.9013 | 368.4157 | 308.2228 | 407.0231 | 435.47 | 505.3731 | 434.7519 | 467.6699
191 | 23 | 8 | 1 | 283.7879 | 192.9486 | 316.9134 | 468.1497 | 411.6947 | 361.3716 | 288.7577 | 269.3115 | 192.8153 | 471.6823 | 377.1158 | 514.6774 | 239.6493 | 385.7823 | 308.3165 | 405.2228 | 450.0811 | 514.3231 | 438.2858 | 470.4141
192 | 0 | 9 | 1 | 291.478 | 202.4677 | 318.7152 | 454.1474 | 410.5404 | 365.0986 | 285.2976 | 268.0189 | 184.4974 | 460.1559 | 384.4864 | 508.981 | 233.0253 | 389.0838 | 315.4339 | 412.0415 | 451.7206 | 500.7797 | 438.8688 | 463.0705
193 | 1 | 9 | 1 | 294.6665 | 211.0634 | 325.4161 | 445.7311 | 411.742 | 367.3072 | 283.9959 | 267.4035 | 183.4298 | 458.0872 | 379.0412 | 508.902 | 237.652 | 380.1292 | 323.0967 | 414.6086 | 448.1075 | 499.0043 | 441.3702 | 457.0859
194 | 2 | 9 | 1 | 298.1276 | 215.3807 | 319.3569 | 444.1348 | 413.8207 | 362.9007 | 284.6052 | 266.5856 | 180.2833 | 458.0855 | 381.2097 | 508.1323 | 231.6259 | 375.1269 | 318.461 | 415.8864 | 445.8812 | 498.1575 | 439.6514 | 456.0368
195 | 3 | 9 | 1 | 296.5582 | 208.6227 | 322.1481 | 435.6471 | 417.0537 | 370.4743 | 284.2338 | 264.1697 | 183.6186 | 460.3541 | 380.6596 | 510.0004 | 230.3829 | 374.5239 | 310.796 | 411.7736 | 440.805 | 497.1811 | 440.7756 | 457.2499
196 | 4 | 9 | 1 | 294.0505 | 193.4479 | 320.9075 | 434.0337 | 423.7769 | 368.0369 | 286.1728 | 261.9066 | 180.3386 | 478.2461 | 381.1528 | 519.0017 | 229.9051 | 375.7133 | 313.1722 | 405.3936 | 444.1468 | 494.762 | 436.2117 | 458.5382
197 | 5 | 9 | 1 | 287.3181 | 183.032 | 323.566 | 439.583 | 417.8029 | 357.2948 | 285.4358 | 263.885 | 176.4469 | 494.6548 | 376.3545 | 532.7702 | 222.6812 | 360.6152 | 323.5105 | 403.801 | 431.1776 | 496.4261 | 428.8823 | 458.4651
198 | 6 | 9 | 1 | 282.3185 | 175.5669 | 324.0177 | 419.6645 | 413.8717 | 351.4548 | 288.5337 | 264.4488 | 176.4349 | 511.1339 | 377.6197 | 536.8649 | 221.2743 | 356.3062 | 325.4621 | 398.4169 | 421.5113 | 487.5497 | 426.1654 | 468.8989
199 | 7 | 9 | 1 | 272.8354 | 155.0068 | 303.5123 | 357.5709 | 328.0133 | 310.908 | 282.4281 | 248.4621 | 170.9254 | 482.4104 | 377.3244 | 519.9362 | 214.5336 | 310.9683 | 296.1734 | 356.022 | 329.5941 | 471.8163 | 386.9617 | 459.1565
200 | 8 | 9 | 1 | 244.6455 | 115.0793 | 246.1917 | 322.8334 | 257.1421 | 211.5007 | 260.9207 | 225.9661 | 149.6337 | 380.4161 | 338.9675 | 385.4732 | 197.6962 | 241.3912 | 248.6218 | 311.5665 | 278.3187 | 391.9497 | 373.6876 | 366.8837
201 | 9 | 9 | 1 | 236.7187 | 116.5212 | 239.1009 | 313.9195 | 252.1556 | 187.4874 | 251.8362 | 217.3864 | 136.8028 | 323.4873 | 318.5867 | 320.8453 | 195.2827 | 240.4058 | 231.7197 | 304.9999 | 272.2542 | 345.882 | 375.9528 | 303.0013
202 | 10 | 9 | 1 | 234.8368 | 113.4651 | 232.0901 | 314.099 | 245.553 | 179.3881 | 253.0511 | 213.2801 | 132.9726 | 307.1868 | 320.4479 | 307.0137 | 200.7629 | 231.9804 | 224.2272 | 298.1018 | 263.7141 | 320.3299 | 373.4692 | 288.1103
203 | 11 | 9 | 1 | 236.9474 | 113.5843 | 230.5812 | 312.6449 | 243.2461 | 182.6243 | 258.442 | 216.2402 | 130.4016 | 293.9007 | 315.1731 | 295.5146 | 204.6722 | 235.7241 | 223.7376 | 298.1642 | 262.4151 | 315.881 | 369.3884 | 283.2057
204 | 12 | 9 | 1 | 236.136 | 115.2561 | 232.1874 | 308.6115 | 242.5389 | 185.1265 | 256.457 | 214.4195 | 130.0165 | 287.8144 | 309.63 | 290.9811 | 205.6964 | 242.6683 | 224.3027 | 298.6241 | 265.6186 | 323.842 | 367.5615 | 280.0416
205 | 13 | 9 | 1 | 236.2372 | 114.704 | 228.7242 | 310.1092 | 242.5899 | 183.1905 | 253.8199 | 215.186 | 128.2525 | 291.6075 | 312.4174 | 291.8393 | 200.3537 | 243.8688 | 223.4918 | 295.1813 | 270.7211 | 317.5085 | 364.5801 | 279.8174
206 | 14 | 9 | 1 | 235.3256 | 118.5961 | 229.1009 | 309.5161 | 248.4827 | 182.9658 | 258.2953 | 218.1688 | 133.6446 | 303.2981 | 314.2148 | 300.4811 | 201.1836 | 236.6464 | 221.722 | 293.7405 | 267.8962 | 318.3739 | 365.9772 | 287.3203
207 | 15 | 9 | 1 | 243.5662 | 136.7362 | 233.8731 | 315.9906 | 310.8745 | 207.0523 | 278.2185 | 225.2658 | 152.2328 | 321.9994 | 315.0098 | 309.0496 | 214.082 | 260.2719 | 225.7386 | 301.5873 | 320.5697 | 328.8266 | 380.8487 | 298.0363
208 | 16 | 9 | 1 | 262.989 | 172.5675 | 251.7227 | 336.3157 | 408.508 | 333.735 | 297.118 | 257.3914 | 197.3145 | 440.829 | 341.1784 | 417.4774 | 222.8636 | 318.7834 | 262.4509 | 352.0629 | 401.5653 | 378.3267 | 412.4554 | 395.7224
209 | 17 | 9 | 1 | 281.0253 | 170.5436 | 319.5002 | 387.4754 | 414.0231 | 363.3044 | 301.931 | 263.7426 | 208.9616 | 500.9344 | 374.5835 | 524.4197 | 227.3397 | 362.9084 | 327.6758 | 391.1435 | 424.5086 | 464.616 | 420.2506 | 454.8374
210 | 18 | 9 | 1 | 282.1044 | 168.6114 | 322.8355 | 395.9514 | 415.8177 | 369.0902 | 302.8062 | 264.9363 | 210.0383 | 511.0611 | 380.2851 | 527.7691 | 223.8869 | 365.8105 | 327.854 | 394.4038 | 424.7975 | 473.8667 | 420.3202 | 461.6276
211 | 19 | 9 | 1 | 281.1005 | 167.7833 | 315.7019 | 397.1408 | 411.9615 | 362.547 | 300.987 | 266.5966 | 202.2769 | 509.1205 | 378.386 | 526.3002 | 226.6523 | 365.9524 | 324.4808 | 393.3493 | 423.1705 | 476.1542 | 419.8924 | 461.7746
212 | 20 | 9 | 1 | 279.6093 | 167.25 | 309.564 | 392.1924 | 415.2279 | 365.888 | 297.9268 | 269.0312 | 197.945 | 502.8255 | 377.0866 | 526.8925 | 225.9037 | 363.8185 | 312.3561 | 396.4874 | 421.663 | 473.7129 | 420.626 | 460.9963
213 | 21 | 9 | 1 | 280.6145 | 172.1218 | 311.8962 | 395.1332 | 414.3541 | 363.7885 | 296.3131 | 270.6281 | 205.3319 | 499.5889 | 369.4527 | 526.2836 | 222.6686 | 374.2132 | 301.528 | 401.3499 | 432.3314 | 474.9894 | 429.0021 | 464.5815
214 | 22 | 9 | 1 | 280.6035 | 178.5128 | 321.8466 | 437.6169 | 414.1033 | 353.7296 | 289.632 | 269.7549 | 198.4174 | 480.6974 | 372.8693 | 522.8527 | 232.9013 | 368.4157 | 308.2228 | 407.0231 | 435.47 | 505.3731 | 434.7519 | 467.6699
215 | 23 | 9 | 1 | 283.7879 | 192.9486 | 316.9134 | 468.1497 | 411.6947 | 361.3716 | 288.7577 | 269.3115 | 192.8153 | 471.6823 | 377.1158 | 514.6774 | 239.6493 | 385.7823 | 308.3165 | 405.2228 | 450.0811 | 514.3231 | 438.2858 | 470.4141
216 | 0 | 10 | 1 | 291.478 | 202.4677 | 318.7152 | 454.1474 | 410.5404 | 365.0986 | 285.2976 | 268.0189 | 184.4974 | 460.1559 | 384.4864 | 508.981 | 233.0253 | 389.0838 | 315.4339 | 412.0415 | 451.7206 | 500.7797 | 438.8688 | 463.0705
217 | 1 | 10 | 1 | 294.6665 | 211.0634 | 325.4161 | 445.7311 | 411.742 | 367.3072 | 283.9959 | 267.4035 | 183.4298 | 458.0872 | 379.0412 | 508.902 | 237.652 | 380.1292 | 323.0967 | 414.6086 | 448.1075 | 499.0043 | 441.3702 | 457.0859
218 | 2 | 10 | 1 | 298.1276 | 215.3807 | 319.3569 | 444.1348 | 413.8207 | 362.9007 | 284.6052 | 266.5856 | 180.2833 | 458.0855 | 381.2097 | 508.1323 | 231.6259 | 375.1269 | 318.461 | 415.8864 | 445.8812 | 498.1575 | 439.6514 | 456.0368
219 | 3 | 10 | 1 | 296.5582 | 208.6227 | 322.1481 | 435.6471 | 417.0537 | 370.4743 | 284.2338 | 264.1697 | 183.6186 | 460.3541 | 380.6596 | 510.0004 | 230.3829 | 374.5239 | 310.796 | 411.7736 | 440.805 | 497.1811 | 440.7756 | 457.2499
220 | 4 | 10 | 1 | 294.0505 | 193.4479 | 320.9075 | 434.0337 | 423.7769 | 368.0369 | 286.1728 | 261.9066 | 180.3386 | 478.2461 | 381.1528 | 519.0017 | 229.9051 | 375.7133 | 313.1722 | 405.3936 | 444.1468 | 494.762 | 436.2117 | 458.5382
221 | 5 | 10 | 1 | 287.3181 | 183.032 | 323.566 | 439.583 | 417.8029 | 357.2948 | 285.4358 | 263.885 | 176.4469 | 494.6548 | 376.3545 | 532.7702 | 222.6812 | 360.6152 | 323.5105 | 403.801 | 431.1776 | 496.4261 | 428.8823 | 458.4651
222 | 6 | 10 | 1 | 282.3185 | 175.5669 | 324.0177 | 419.6645 | 413.8717 | 351.4548 | 288.5337 | 264.4488 | 176.4349 | 511.1339 | 377.6197 | 536.8649 | 221.2743 | 356.3062 | 325.4621 | 398.4169 | 421.5113 | 487.5497 | 426.1654 | 468.8989
223 | 7 | 10 | 1 | 272.8354 | 155.0068 | 303.5123 | 357.5709 | 328.0133 | 310.908 | 282.4281 | 248.4621 | 170.9254 | 482.4104 | 377.3244 | 519.9362 | 214.5336 | 310.9683 | 296.1734 | 356.022 | 329.5941 | 471.8163 | 386.9617 | 459.1565
224 | 8 | 10 | 1 | 244.6455 | 115.0793 | 246.1917 | 322.8334 | 257.1421 | 211.5007 | 260.9207 | 225.9661 | 149.6337 | 380.4161 | 338.9675 | 385.4732 | 197.6962 | 241.3912 | 248.6218 | 311.5665 | 278.3187 | 391.9497 | 373.6876 | 366.8837
225 | 9 | 10 | 1 | 236.7187 | 116.5212 | 239.1009 | 313.9195 | 252.1556 | 187.4874 | 251.8362 | 217.3864 | 136.8028 | 323.4873 | 318.5867 | 320.8453 | 195.2827 | 240.4058 | 231.7197 | 304.9999 | 272.2542 | 345.882 | 375.9528 | 303.0013
226 | 10 | 10 | 1 | 234.8368 | 113.4651 | 232.0901 | 314.099 | 245.553 | 179.3881 | 253.0511 | 213.2801 | 132.9726 | 307.1868 | 320.4479 | 307.0137 | 200.7629 | 231.9804 | 224.2272 | 298.1018 | 263.7141 | 320.3299 | 373.4692 | 288.1103
227 | 11 | 10 | 1 | 236.9474 | 113.5843 | 230.5812 | 312.6449 | 243.2461 | 182.6243 | 258.442 | 216.2402 | 130.4016 | 293.9007 | 315.1731 | 295.5146 | 204.6722 | 235.7241 | 223.7376 | 298.1642 | 262.4151 | 315.881 | 369.3884 | 283.2057
228 | 12 | 10 | 1 | 236.136 | 115.2561 | 232.1874 | 308.6115 | 242.5389 | 185.1265 | 256.457 | 214.4195 | 130.0165 | 287.8144 | 309.63 | 290.9811 | 205.6964 | 242.6683 | 224.3027 | 298.6241 | 265.6186 | 323.842 | 367.5615 | 280.0416
229 | 13 | 10 | 1 | 236.2372 | 114.704 | 228.7242 | 310.1092 | 242.5899 | 183.1905 | 253.8199 | 215.186 | 128.2525 | 291.6075 | 312.4174 | 291.8393 | 200.3537 | 243.8688 | 223.4918 | 295.1813 | 270.7211 | 317.5085 | 364.5801 | 279.8174
230 | 14 | 10 | 1 | 235.3256 | 118.5961 | 229.1009 | 309.5161 | 248.4827 | 182.9658 | 258.2953 | 218.1688 | 133.6446 | 303.2981 | 314.2148 | 300.4811 | 201.1836 | 236.6464 | 221.722 | 293.7405 | 267.8962 | 318.3739 | 365.9772 | 287.3203
231 | 15 | 10 | 1 | 243.5662 | 136.7362 | 233.8731 | 315.9906 | 310.8745 | 207.0523 | 278.2185 | 225.2658 | 152.2328 | 321.9994 | 315.0098 | 309.0496 | 214.082 | 260.2719 | 225.7386 | 301.5873 | 320.5697 | 328.8266 | 380.8487 | 298.0363
232 | 16 | 10 | 1 | 262.989 | 172.5675 | 251.7227 | 336.3157 | 408.508 | 333.735 | 297.118 | 257.3914 | 197.3145 | 440.829 | 341.1784 | 417.4774 | 222.8636 | 318.7834 | 262.4509 | 352.0629 | 401.5653 | 378.3267 | 412.4554 | 395.7224
233 | 17 | 10 | 1 | 281.0253 | 170.5436 | 319.5002 | 387.4754 | 414.0231 | 363.3044 | 301.931 | 263.7426 | 208.9616 | 500.9344 | 374.5835 | 524.4197 | 227.3397 | 362.9084 | 327.6758 | 391.1435 | 424.5086 | 464.616 | 420.2506 | 454.8374
234 | 18 | 10 | 1 | 282.1044 | 168.6114 | 322.8355 | 395.9514 | 415.8177 | 369.0902 | 302.8062 | 264.9363 | 210.0383 | 511.0611 | 380.2851 | 527.7691 | 223.8869 | 365.8105 | 327.854 | 394.4038 | 424.7975 | 473.8667 | 420.3202 | 461.6276
235 | 19 | 10 | 1 | 281.1005 | 167.7833 | 315.7019 | 397.1408 | 411.9615 | 362.547 | 300.987 | 266.5966 | 202.2769 | 509.1205 | 378.386 | 526.3002 | 226.6523 | 365.9524 | 324.4808 | 393.3493 | 423.1705 | 476.1542 | 419.8924 | 461.7746
236 | 20 | 10 | 1 | 279.6093 | 167.25 | 309.564 | 392.1924 | 415.2279 | 365.888 | 297.9268 | 269.0312 | 197.945 | 502.8255 | 377.0866 | 526.8925 | 225.9037 | 363.8185 | 312.3561 | 396.4874 | 421.663 | 473.7129 | 420.626 | 460.9963
237 | 21 | 10 | 1 | 280.6145 | 172.1218 | 311.8962 | 395.1332 | 414.3541 | 363.7885 | 296.3131 | 270.6281 | 205.3319 | 499.5889 | 369.4527 | 526.2836 | 222.6686 | 374.2132 | 301.528 | 401.3499 | 432.3314 | 474.9894 | 429.0021 | 464.5815
238 | 22 | 10 | 1 | 280.6035 | 178.5128 | 321.8466 | 437.6169 | 414.1033 | 353.7296 | 289.632 | 269.7549 | 198.4174 | 480.6974 | 372.8693 | 522.8527 | 232.9013 | 368.4157 | 308.2228 | 407.0231 | 435.47 | 505.3731 | 434.7519 | 467.6699
239 | 23 | 10 | 1 | 283.7879 | 192.9486 | 316.9134 | 468.1497 | 411.6947 | 361.3716 | 288.7577 | 269.3115 | 192.8153 | 471.6823 | 377.1158 | 514.6774 | 239.6493 | 385.7823 | 308.3165 | 405.2228 | 450.0811 | 514.3231 | 438.2858 | 470.4141
240 | 0 | 11 | 1 | 291.478 | 202.4677 | 318.7152 | 454.1474 | 410.5404 | 365.0986 | 285.2976 | 268.0189 | 184.4974 | 460.1559 | 384.4864 | 508.981 | 233.0253 | 389.0838 | 315.4339 | 412.0415 | 451.7206 | 500.7797 | 438.8688 | 463.0705
241 | 1 | 11 | 1 | 294.6665 | 211.0634 | 325.4161 | 445.7311 | 411.742 | 367.3072 | 283.9959 | 267.4035 | 183.4298 | 458.0872 | 379.0412 | 508.902 | 237.652 | 380.1292 | 323.0967 | 414.6086 | 448.1075 | 499.0043 | 441.3702 | 457.0859
242 | 2 | 11 | 1 | 298.1276 | 215.3807 | 319.3569 | 444.1348 | 413.8207 | 362.9007 | 284.6052 | 266.5856 | 180.2833 | 458.0855 | 381.2097 | 508.1323 | 231.6259 | 375.1269 | 318.461 | 415.8864 | 445.8812 | 498.1575 | 439.6514 | 456.0368
243 | 3 | 11 | 1 | 296.5582 | 208.6227 | 322.1481 | 435.6471 | 417.0537 | 370.4743 | 284.2338 | 264.1697 | 183.6186 | 460.3541 | 380.6596 | 510.0004 | 230.3829 | 374.5239 | 310.796 | 411.7736 | 440.805 | 497.1811 | 440.7756 | 457.2499
244 | 4 | 11 | 1 | 294.0505 | 193.4479 | 320.9075 | 434.0337 | 423.7769 | 368.0369 | 286.1728 | 261.9066 | 180.3386 | 478.2461 | 381.1528 | 519.0017 | 229.9051 | 375.7133 | 313.1722 | 405.3936 | 444.1468 | 494.762 | 436.2117 | 458.5382
245 | 5 | 11 | 1 | 287.3181 | 183.032 | 323.566 | 439.583 | 417.8029 | 357.2948 | 285.4358 | 263.885 | 176.4469 | 494.6548 | 376.3545 | 532.7702 | 222.6812 | 360.6152 | 323.5105 | 403.801 | 431.1776 | 496.4261 | 428.8823 | 458.4651
246 | 6 | 11 | 1 | 282.3185 | 175.5669 | 324.0177 | 419.6645 | 413.8717 | 351.4548 | 288.5337 | 264.4488 | 176.4349 | 511.1339 | 377.6197 | 536.8649 | 221.2743 | 356.3062 | 325.4621 | 398.4169 | 421.5113 | 487.5497 | 426.1654 | 468.8989
247 | 7 | 11 | 1 | 272.8354 | 155.0068 | 303.5123 | 357.5709 | 328.0133 | 310.908 | 282.4281 | 248.4621 | 170.9254 | 482.4104 | 377.3244 | 519.9362 | 214.5336 | 310.9683 | 296.1734 | 356.022 | 329.5941 | 471.8163 | 386.9617 | 459.1565
248 | 8 | 11 | 1 | 244.6455 | 115.0793 | 246.1917 | 322.8334 | 257.1421 | 211.5007 | 260.9207 | 225.9661 | 149.6337 | 380.4161 | 338.9675 | 385.4732 | 197.6962 | 241.3912 | 248.6218 | 311.5665 | 278.3187 | 391.9497 | 373.6876 | 366.8837
249 | 9 | 11 | 1 | 236.7187 | 116.5212 | 239.1009 | 313.9195 | 252.1556 | 187.4874 | 251.8362 | 217.3864 | 136.8028 | 323.4873 | 318.5867 | 320.8453 | 195.2827 | 240.4058 | 231.7197 | 304.9999 | 272.2542 | 345.882 | 375.9528 | 303.0013
250 | 10 | 11 | 1 | 234.8368 | 113.4651 | 232.0901 | 314.099 | 245.553 | 179.3881 | 253.0511 | 213.2801 | 132.9726 | 307.1868 | 320.4479 | 307.0137 | 200.7629 | 231.9804 | 224.2272 | 298.1018 | 263.7141 | 320.3299 | 373.4692 | 288.1103
251 | 11 | 11 | 1 | 236.9474 | 113.5843 | 230.5812 | 312.6449 | 243.2461 | 182.6243 | 258.442 | 216.2402 | 130.4016 | 293.9007 | 315.1731 | 295.5146 | 204.6722 | 235.7241 | 223.7376 | 298.1642 | 262.4151 | 315.881 | 369.3884 | 283.2057
252 | 12 | 11 | 1 | 236.136 | 115.2561 | 232.1874 | 308.6115 | 242.5389 | 185.1265 | 256.457 | 214.4195 | 130.0165 | 287.8144 | 309.63 | 290.9811 | 205.6964 | 242.6683 | 224.3027 | 298.6241 | 265.6186 | 323.842 | 367.5615 | 280.0416
253 | 13 | 11 | 1 | 236.2372 | 114.704 | 228.7242 | 310.1092 | 242.5899 | 183.1905 | 253.8199 | 215.186 | 128.2525 | 291.6075 | 312.4174 | 291.8393 | 200.3537 | 243.8688 | 223.4918 | 295.1813 | 270.7211 | 317.5085 | 364.5801 | 279.8174
254 | 14 | 11 | 1 | 235.3256 | 118.5961 | 229.1009 | 309.5161 | 248.4827 | 182.9658 | 258.2953 | 218.1688 | 133.6446 | 303.2981 | 314.2148 | 300.4811 | 201.1836 | 236.6464 | 221.722 | 293.7405 | 267.8962 | 318.3739 | 365.9772 | 287.3203
255 | 15 | 11 | 1 | 243.5662 | 136.7362 | 233.8731 | 315.9906 | 310.8745 | 207.0523 | 278.2185 | 225.2658 | 152.2328 | 321.9994 | 315.0098 | 309.0496 | 214.082 | 260.2719 | 225.7386 | 301.5873 | 320.5697 | 328.8266 | 380.8487 | 298.0363
256 | 16 | 11 | 1 | 262.989 | 172.5675 | 251.7227 | 336.3157 | 408.508 | 333.735 | 297.118 | 257.3914 | 197.3145 | 440.829 | 341.1784 | 417.4774 | 222.8636 | 318.7834 | 262.4509 | 352.0629 | 401.5653 | 378.3267 | 412.4554 | 395.7224
257 | 17 | 11 | 1 | 281.0253 | 170.5436 | 319.5002 | 387.4754 | 414.0231 | 363.3044 | 301.931 | 263.7426 | 208.9616 | 500.9344 | 374.5835 | 524.4197 | 227.3397 | 362.9084 | 327.6758 | 391.1435 | 424.5086 | 464.616 | 420.2506 | 454.8374
258 | 18 | 11 | 1 | 282.1044 | 168.6114 | 322.8355 | 395.9514 | 415.8177 | 369.0902 | 302.8062 | 264.9363 | 210.0383 | 511.0611 | 380.2851 | 527.7691 | 223.8869 | 365.8105 | 327.854 | 394.4038 | 424.7975 | 473.8667 | 420.3202 | 461.6276
259 | 19 | 11 | 1 | 281.1005 | 167.7833 | 315.7019 | 397.1408 | 411.9615 | 362.547 | 300.987 | 266.5966 | 202.2769 | 509.1205 | 378.386 | 526.3002 | 226.6523 | 365.9524 | 324.4808 | 393.3493 | 423.1705 | 476.1542 | 419.8924 | 461.7746
260 | 20 | 11 | 1 | 279.6093 | 167.25 | 309.564 | 392.1924 | 415.2279 | 365.888 | 297.9268 | 269.0312 | 197.945 | 502.8255 | 377.0866 | 526.8925 | 225.9037 | 363.8185 | 312.3561 | 396.4874 | 421.663 | 473.7129 | 420.626 | 460.9963
261 | 21 | 11 | 1 | 280.6145 | 172.1218 | 311.8962 | 395.1332 | 414.3541 | 363.7885 | 296.3131 | 270.6281 | 205.3319 | 499.5889 | 369.4527 | 526.2836 | 222.6686 | 374.2132 | 301.528 | 401.3499 | 432.3314 | 474.9894 | 429.0021 | 464.5815
262 | 22 | 11 | 1 | 280.6035 | 178.5128 | 321.8466 | 437.6169 | 414.1033 | 353.7296 | 289.632 | 269.7549 | 198.4174 | 480.6974 | 372.8693 | 522.8527 | 232.9013 | 368.4157 | 308.2228 | 407.0231 | 435.47 | 505.3731 | 434.7519 | 467.6699
263 | 23 | 11 | 1 | 283.7879 | 192.9486 | 316.9134 | 468.1497 | 411.6947 | 361.3716 | 288.7577 | 269.3115 | 192.8153 | 471.6823 | 377.1158 | 514.6774 | 239.6493 | 385.7823 | 308.3165 | 405.2228 | 450.0811 | 514.3231 | 438.2858 | 470.4141
264 | 0 | 12 | 1 | 291.478 | 202.4677 | 318.7152 | 454.1474 | 410.5404 | 365.0986 | 285.2976 | 268.0189 | 184.4974 | 460.1559 | 384.4864 | 508.981 | 233.0253 | 389.0838 | 315.4339 | 412.0415 | 451.7206 | 500.7797 | 438.8688 | 463.0705
265 | 1 | 12 | 1 | 294.6665 | 211.0634 | 325.4161 | 445.7311 | 411.742 | 367.3072 | 283.9959 | 267.4035 | 183.4298 | 458.0872 | 379.0412 | 508.902 | 237.652 | 380.1292 | 323.0967 | 414.6086 | 448.1075 | 499.0043 | 441.3702 | 457.0859
266 | 2 | 12 | 1 | 298.1276 | 215.3807 | 319.3569 | 444.1348 | 413.8207 | 362.9007 | 284.6052 | 266.5856 | 180.2833 | 458.0855 | 381.2097 | 508.1323 | 231.6259 | 375.1269 | 318.461 | 415.8864 | 445.8812 | 498.1575 | 439.6514 | 456.0368
267 | 3 | 12 | 1 | 296.5582 | 208.6227 | 322.1481 | 435.6471 | 417.0537 | 370.4743 | 284.2338 | 264.1697 | 183.6186 | 460.3541 | 380.6596 | 510.0004 | 230.3829 | 374.5239 | 310.796 | 411.7736 | 440.805 | 497.1811 | 440.7756 | 457.2499
268 | 4 | 12 | 1 | 294.0505 | 193.4479 | 320.9075 | 434.0337 | 423.7769 | 368.0369 | 286.1728 | 261.9066 | 180.3386 | 478.2461 | 381.1528 | 519.0017 | 229.9051 | 375.7133 | 313.1722 | 405.3936 | 444.1468 | 494.762 | 436.2117 | 458.5382
269 | 5 | 12 | 1 | 287.3181 | 183.032 | 323.566 | 439.583 | 417.8029 | 357.2948 | 285.4358 | 263.885 | 176.4469 | 494.6548 | 376.3545 | 532.7702 | 222.6812 | 360.6152 | 323.5105 | 403.801 | 431.1776 | 496.4261 | 428.8823 | 458.4651
270 | 6 | 12 | 1 | 282.3185 | 175.5669 | 324.0177 | 419.6645 | 413.8717 | 351.4548 | 288.5337 | 264.4488 | 176.4349 | 511.1339 | 377.6197 | 536.8649 | 221.2743 | 356.3062 | 325.4621 | 398.4169 | 421.5113 | 487.5497 | 426.1654 | 468.8989
271 | 7 | 12 | 1 | 272.8354 | 155.0068 | 303.5123 | 357.5709 | 328.0133 | 310.908 | 282.4281 | 248.4621 | 170.9254 | 482.4104 | 377.3244 | 519.9362 | 214.5336 | 310.9683 | 296.1734 | 356.022 | 329.5941 | 471.8163 | 386.9617 | 459.1565
272 | 8 | 12 | 1 | 244.6455 | 115.0793 | 246.1917 | 322.8334 | 257.1421 | 211.5007 | 260.9207 | 225.9661 | 149.6337 | 380.4161 | 338.9675 | 385.4732 | 197.6962 | 241.3912 | 248.6218 | 311.5665 | 278.3187 | 391.9497 | 373.6876 | 366.8837
273 | 9 | 12 | 1 | 236.7187 | 116.5212 | 239.1009 | 313.9195 | 252.1556 | 187.4874 | 251.8362 | 217.3864 | 136.8028 | 323.4873 | 318.5867 | 320.8453 | 195.2827 | 240.4058 | 231.7197 | 304.9999 | 272.2542 | 345.882 | 375.9528 | 303.0013
274 | 10 | 12 | 1 | 234.8368 | 113.4651 | 232.0901 | 314.099 | 245.553 | 179.3881 | 253.0511 | 213.2801 | 132.9726 | 307.1868 | 320.4479 | 307.0137 | 200.7629 | 231.9804 | 224.2272 | 298.1018 | 263.7141 | 320.3299 | 373.4692 | 288.1103
275 | 11 | 12 | 1 | 236.9474 | 113.5843 | 230.5812 | 312.6449 | 243.2461 | 182.6243 | 258.442 | 216.2402 | 130.4016 | 293.9007 | 315.1731 | 295.5146 | 204.6722 | 235.7241 | 223.7376 | 298.1642 | 262.4151 | 315.881 | 369.3884 | 283.2057
276 | 12 | 12 | 1 | 236.136 | 115.2561 | 232.1874 | 308.6115 | 242.5389 | 185.1265 | 256.457 | 214.4195 | 130.0165 | 287.8144 | 309.63 | 290.9811 | 205.6964 | 242.6683 | 224.3027 | 298.6241 | 265.6186 | 323.842 | 367.5615 | 280.0416
277 | 13 | 12 | 1 | 236.2372 | 114.704 | 228.7242 | 310.1092 | 242.5899 | 183.1905 | 253.8199 | 215.186 | 128.2525 | 291.6075 | 312.4174 | 291.8393 | 200.3537 | 243.8688 | 223.4918 | 295.1813 | 270.7211 | 317.5085 | 364.5801 | 279.8174
278 | 14 | 12 | 1 | 235.3256 | 118.5961 | 229.1009 | 309.5161 | 248.4827 | 182.9658 | 258.2953 | 218.1688 | 133.6446 | 303.2981 | 314.2148 | 300.4811 | 201.1836 | 236.6464 | 221.722 | 293.7405 | 267.8962 | 318.3739 | 365.9772 | 287.3203
279 | 15 | 12 | 1 | 243.5662 | 136.7362 | 233.8731 | 315.9906 | 310.8745 | 207.0523 | 278.2185 | 225.2658 | 152.2328 | 321.9994 | 315.0098 | 309.0496 | 214.082 | 260.2719 | 225.7386 | 301.5873 | 320.5697 | 328.8266 | 380.8487 | 298.0363
280 | 16 | 12 | 1 | 262.989 | 172.5675 | 251.7227 | 336.3157 | 408.508 | 333.735 | 297.118 | 257.3914 | 197.3145 | 440.829 | 341.1784 | 417.4774 | 222.8636 | 318.7834 | 262.4509 | 352.0629 | 401.5653 | 378.3267 | 412.4554 | 395.7224
281 | 17 | 12 | 1 | 281.0253 | 170.5436 | 319.5002 | 387.4754 | 414.0231 | 363.3044 | 301.931 | 263.7426 | 208.9616 | 500.9344 | 374.5835 | 524.4197 | 227.3397 | 362.9084 | 327.6758 | 391.1435 | 424.5086 | 464.616 | 420.2506 | 454.8374
282 | 18 | 12 | 1 | 282.1044 | 168.6114 | 322.8355 | 395.9514 | 415.8177 | 369.0902 | 302.8062 | 264.9363 | 210.0383 | 511.0611 | 380.2851 | 527.7691 | 223.8869 | 365.8105 | 327.854 | 394.4038 | 424.7975 | 473.8667 | 420.3202 | 461.6276
283 | 19 | 12 | 1 | 281.1005 | 167.7833 | 315.7019 | 397.1408 | 411.9615 | 362.547 | 300.987 | 266.5966 | 202.2769 | 509.1205 | 378.386 | 526.3002 | 226.6523 | 365.9524 | 324.4808 | 393.3493 | 423.1705 | 476.1542 | 419.8924 | 461.7746
284 | 20 | 12 | 1 | 279.6093 | 167.25 | 309.564 | 392.1924 | 415.2279 | 365.888 | 297.9268 | 269.0312 | 197.945 | 502.8255 | 377.0866 | 526.8925 | 225.9037 | 363.8185 | 312.3561 | 396.4874 | 421.663 | 473.7129 | 420.626 | 460.9963
285 | 21 | 12 | 1 | 280.6145 | 172.1218 | 311.8962 | 395.1332 | 414.3541 | 363.7885 | 296.3131 | 270.6281 | 205.3319 | 499.5889 | 369.4527 | 526.2836 | 222.6686 | 374.2132 | 301.528 | 401.3499 | 432.3314 | 474.9894 | 429.0021 | 464.5815
286 | 22 | 12 | 1 | 280.6035 | 178.5128 | 321.8466 | 437.6169 | 414.1033 | 353.7296 | 289.632 | 269.7549 | 198.4174 | 480.6974 | 372.8693 | 522.8527 | 232.9013 | 368.4157 | 308.2228 | 407.0231 | 435.47 | 505.3731 | 434.7519 | 467.6699
287 | 23 | 12 | 1 | 283.7879 | 192.9486 | 316.9134 | 468.1497 | 411.6947 | 361.3716 | 288.7577 | 269.3115 | 192.8153 | 471.6823 | 377.1158 | 514.6774 | 239.6493 | 385.7823 | 308.3165 | 405.2228 | 450.0811 | 514.3231 | 438.2858 | 470.4141
288 | 0 | 13 | 1 | 291.478 | 202.4677 | 318.7152 | 454.1474 | 410.5404 | 365.0986 | 285.2976 | 268.0189 | 184.4974 | 460.1559 | 384.4864 | 508.981 | 233.0253 | 389.0838 | 315.4339 | 412.0415 | 451.7206 | 500.7797 | 438.8688 | 463.0705
289 | 1 | 13 | 1 | 294.6665 | 211.0634 | 325.4161 | 445.7311 | 411.742 | 367.3072 | 283.9959 | 267.4035 | 183.4298 | 458.0872 | 379.0412 | 508.902 | 237.652 | 380.1292 | 323.0967 | 414.6086 | 448.1075 | 499.0043 | 441.3702 | 457.0859
290 | 2 | 13 | 1 | 298.1276 | 215.3807 | 319.3569 | 444.1348 | 413.8207 | 362.9007 | 284.6052 | 266.5856 | 180.2833 | 458.0855 | 381.2097 | 508.1323 | 231.6259 | 375.1269 | 318.461 | 415.8864 | 445.8812 | 498.1575 | 439.6514 | 456.0368
291 | 3 | 13 | 1 | 296.5582 | 208.6227 | 322.1481 | 435.6471 | 417.0537 | 370.4743 | 284.2338 | 264.1697 | 183.6186 | 460.3541 | 380.6596 | 510.0004 | 230.3829 | 374.5239 | 310.796 | 411.7736 | 440.805 | 497.1811 | 440.7756 | 457.2499
292 | 4 | 13 | 1 | 294.0505 | 193.4479 | 320.9075 | 434.0337 | 423.7769 | 368.0369 | 286.1728 | 261.9066 | 180.3386 | 478.2461 | 381.1528 | 519.0017 | 229.9051 | 375.7133 | 313.1722 | 405.3936 | 444.1468 | 494.762 | 436.2117 | 458.5382
293 | 5 | 13 | 1 | 287.3181 | 183.032 | 323.566 | 439.583 | 417.8029 | 357.2948 | 285.4358 | 263.885 | 176.4469 | 494.6548 | 376.3545 | 532.7702 | 222.6812 | 360.6152 | 323.5105 | 403.801 | 431.1776 | 496.4261 | 428.8823 | 458.4651
294 | 6 | 13 | 1 | 282.3185 | 175.5669 | 324.0177 | 419.6645 | 413.8717 | 351.4548 | 288.5337 | 264.4488 | 176.4349 | 511.1339 | 377.6197 | 536.8649 | 221.2743 | 356.3062 | 325.4621 | 398.4169 | 421.5113 | 487.5497 | 426.1654 | 468.8989
295 | 7 | 13 | 1 | 272.8354 | 155.0068 | 303.5123 | 357.5709 | 328.0133 | 310.908 | 282.4281 | 248.4621 | 170.9254 | 482.4104 | 377.3244 | 519.9362 | 214.5336 | 310.9683 | 296.1734 | 356.022 | 329.5941 | 471.8163 | 386.9617 | 459.1565
296 | 8 | 13 | 1 | 244.6455 | 115.0793 | 246.1917 | 322.8334 | 257.1421 | 211.5007 | 260.9207 | 225.9661 | 149.6337 | 380.4161 | 338.9675 | 385.4732 | 197.6962 | 241.3912 | 248.6218 | 311.5665 | 278.3187 | 391.9497 | 373.6876 | 366.8837
297 | 9 | 13 | 1 | 236.7187 | 116.5212 | 239.1009 | 313.9195 | 252.1556 | 187.4874 | 251.8362 | 217.3864 | 136.8028 | 323.4873 | 318.5867 | 320.8453 | 195.2827 | 240.4058 | 231.7197 | 304.9999 | 272.2542 | 345.882 | 375.9528 | 303.0013
298 | 10 | 13 | 1 | 234.8368 | 113.4651 | 232.0901 | 314.099 | 245.553 | 179.3881 | 253.0511 | 213.2801 | 132.9726 | 307.1868 | 320.4479 | 307.0137 | 200.7629 | 231.9804 | 224.2272 | 298.1018 | 263.7141 | 320.3299 | 373.4692 | 288.1103
299 | 11 | 13 | 1 | 236.9474 | 113.5843 | 230.5812 | 312.6449 | 243.2461 | 182.6243 | 258.442 | 216.2402 | 130.4016 | 293.9007 | 315.1731 | 295.5146 | 204.6722 | 235.7241 | 223.7376 | 298.1642 | 262.4151 | 315.881 | 369.3884 | 283.2057
300 | 12 | 13 | 1 | 236.136 | 115.2561 | 232.1874 | 308.6115 | 242.5389 | 185.1265 | 256.457 | 214.4195 | 130.0165 | 287.8144 | 309.63 | 290.9811 | 205.6964 | 242.6683 | 224.3027 | 298.6241 | 265.6186 | 323.842 | 367.5615 | 280.0416
301 | 13 | 13 | 1 | 236.2372 | 114.704 | 228.7242 | 310.1092 | 242.5899 | 183.1905 | 253.8199 | 215.186 | 128.2525 | 291.6075 | 312.4174 | 291.8393 | 200.3537 | 243.8688 | 223.4918 | 295.1813 | 270.7211 | 317.5085 | 364.5801 | 279.8174
302 | 14 | 13 | 1 | 235.3256 | 118.5961 | 229.1009 | 309.5161 | 248.4827 | 182.9658 | 258.2953 | 218.1688 | 133.6446 | 303.2981 | 314.2148 | 300.4811 | 201.1836 | 236.6464 | 221.722 | 293.7405 | 267.8962 | 318.3739 | 365.9772 | 287.3203
303 | 15 | 13 | 1 | 243.5662 | 136.7362 | 233.8731 | 315.9906 | 310.8745 | 207.0523 | 278.2185 | 225.2658 | 152.2328 | 321.9994 | 315.0098 | 309.0496 | 214.082 | 260.2719 | 225.7386 | 301.5873 | 320.5697 | 328.8266 | 380.8487 | 298.0363
304 | 16 | 13 | 1 | 262.989 | 172.5675 | 251.7227 | 336.3157 | 408.508 | 333.735 | 297.118 | 257.3914 | 197.3145 | 440.829 | 341.1784 | 417.4774 | 222.8636 | 318.7834 | 262.4509 | 352.0629 | 401.5653 | 378.3267 | 412.4554 | 395.7224
305 | 17 | 13 | 1 | 281.0253 | 170.5436 | 319.5002 | 387.4754 | 414.0231 | 363.3044 | 301.931 | 263.7426 | 208.9616 | 500.9344 | 374.5835 | 524.4197 | 227.3397 | 362.9084 | 327.6758 | 391.1435 | 424.5086 | 464.616 | 420.2506 | 454.8374
306 | 18 | 13 | 1 | 282.1044 | 168.6114 | 322.8355 | 395.9514 | 415.8177 | 369.0902 | 302.8062 | 264.9363 | 210.0383 | 511.0611 | 380.2851 | 527.7691 | 223.8869 | 365.8105 | 327.854 | 394.4038 | 424.7975 | 473.8667 | 420.3202 | 461.6276
307 | 19 | 13 | 1 | 281.1005 | 167.7833 | 315.7019 | 397.1408 | 411.9615 | 362.547 | 300.987 | 266.5966 | 202.2769 | 509.1205 | 378.386 | 526.3002 | 226.6523 | 365.9524 | 324.4808 | 393.3493 | 423.1705 | 476.1542 | 419.8924 | 461.7746
308 | 20 | 13 | 1 | 279.6093 | 167.25 | 309.564 | 392.1924 | 415.2279 | 365.888 | 297.9268 | 269.0312 | 197.945 | 502.8255 | 377.0866 | 526.8925 | 225.9037 | 363.8185 | 312.3561 | 396.4874 | 421.663 | 473.7129 | 420.626 | 460.9963
309 | 21 | 13 | 1 | 280.6145 | 172.1218 | 311.8962 | 395.1332 | 414.3541 | 363.7885 | 296.3131 | 270.6281 | 205.3319 | 499.5889 | 369.4527 | 526.2836 | 222.6686 | 374.2132 | 301.528 | 401.3499 | 432.3314 | 474.9894 | 429.0021 | 464.5815
310 | 22 | 13 | 1 | 280.6035 | 178.5128 | 321.8466 | 437.6169 | 414.1033 | 353.7296 | 289.632 | 269.7549 | 198.4174 | 480.6974 | 372.8693 | 522.8527 | 232.9013 | 368.4157 | 308.2228 | 407.0231 | 435.47 | 505.3731 | 434.7519 | 467.6699
311 | 23 | 13 | 1 | 283.7879 | 192.9486 | 316.9134 | 468.1497 | 411.6947 | 361.3716 | 288.7577 | 269.3115 | 192.8153 | 471.6823 | 377.1158 | 514.6774 | 239.6493 | 385.7823 | 308.3165 | 405.2228 | 450.0811 | 514.3231 | 438.2858 | 470.4141
312 | 0 | 14 | 1 | 291.478 | 202.4677 | 318.7152 | 454.1474 | 410.5404 | 365.0986 | 285.2976 | 268.0189 | 184.4974 | 460.1559 | 384.4864 | 508.981 | 233.0253 | 389.0838 | 315.4339 | 412.0415 | 451.7206 | 500.7797 | 438.8688 | 463.0705
313 | 1 | 14 | 1 | 294.6665 | 211.0634 | 325.4161 | 445.7311 | 411.742 | 367.3072 | 283.9959 | 267.4035 | 183.4298 | 458.0872 | 379.0412 | 508.902 | 237.652 | 380.1292 | 323.0967 | 414.6086 | 448.1075 | 499.0043 | 441.3702 | 457.0859
314 | 2 | 14 | 1 | 298.1276 | 215.3807 | 319.3569 | 444.1348 | 413.8207 | 362.9007 | 284.6052 | 266.5856 | 180.2833 | 458.0855 | 381.2097 | 508.1323 | 231.6259 | 375.1269 | 318.461 | 415.8864 | 445.8812 | 498.1575 | 439.6514 | 456.0368
315 | 3 | 14 | 1 | 296.5582 | 208.6227 | 322.1481 | 435.6471 | 417.0537 | 370.4743 | 284.2338 | 264.1697 | 183.6186 | 460.3541 | 380.6596 | 510.0004 | 230.3829 | 374.5239 | 310.796 | 411.7736 | 440.805 | 497.1811 | 440.7756 | 457.2499
316 | 4 | 14 | 1 | 294.0505 | 193.4479 | 320.9075 | 434.0337 | 423.7769 | 368.0369 | 286.1728 | 261.9066 | 180.3386 | 478.2461 | 381.1528 | 519.0017 | 229.9051 | 375.7133 | 313.1722 | 405.3936 | 444.1468 | 494.762 | 436.2117 | 458.5382
317 | 5 | 14 | 1 | 287.3181 | 183.032 | 323.566 | 439.583 | 417.8029 | 357.2948 | 285.4358 | 263.885 | 176.4469 | 494.6548 | 376.3545 | 532.7702 | 222.6812 | 360.6152 | 323.5105 | 403.801 | 431.1776 | 496.4261 | 428.8823 | 458.4651
318 | 6 | 14 | 1 | 282.3185 | 175.5669 | 324.0177 | 419.6645 | 413.8717 | 351.4548 | 288.5337 | 264.4488 | 176.4349 | 511.1339 | 377.6197 | 536.8649 | 221.2743 | 356.3062 | 325.4621 | 398.4169 | 421.5113 | 487.5497 | 426.1654 | 468.8989
319 | 7 | 14 | 1 | 272.8354 | 155.0068 | 303.5123 | 357.5709 | 328.0133 | 310.908 | 282.4281 | 248.4621 | 170.9254 | 482.4104 | 377.3244 | 519.9362 | 214.5336 | 310.9683 | 296.1734 | 356.022 | 329.5941 | 471.8163 | 386.9617 | 459.1565
320 | 8 | 14 | 1 | 244.6455 | 115.0793 | 246.1917 | 322.8334 | 257.1421 | 211.5007 | 260.9207 | 225.9661 | 149.6337 | 380.4161 | 338.9675 | 385.4732 | 197.6962 | 241.3912 | 248.6218 | 311.5665 | 278.3187 | 391.9497 | 373.6876 | 366.8837
321 | 9 | 14 | 1 | 236.7187 | 116.5212 | 239.1009 | 313.9195 | 252.1556 | 187.4874 | 251.8362 | 217.3864 | 136.8028 | 323.4873 | 318.5867 | 320.8453 | 195.2827 | 240.4058 | 231.7197 | 304.9999 | 272.2542 | 345.882 | 375.9528 | 303.0013
322 | 10 | 14 | 1 | 234.8368 | 113.4651 | 232.0901 | 314.099 | 245.553 | 179.3881 | 253.0511 | 213.2801 | 132.9726 | 307.1868 | 320.4479 | 307.0137 | 200.7629 | 231.9804 | 224.2272 | 298.1018 | 263.7141 | 320.3299 | 373.4692 | 288.1103
323 | 11 | 14 | 1 | 236.9474 | 113.5843 | 230.5812 | 312.6449 | 243.2461 | 182.6243 | 258.442 | 216.2402 | 130.4016 | 293.9007 | 315.1731 | 295.5146 | 204.6722 | 235.7241 | 223.7376 | 298.1642 | 262.4151 | 315.881 | 369.3884 | 283.2057
324 | 12 | 14 | 1 | 236.136 | 115.2561 | 232.1874 | 308.6115 | 242.5389 | 185.1265 | 256.457 | 214.4195 | 130.0165 | 287.8144 | 309.63 | 290.9811 | 205.6964 | 242.6683 | 224.3027 | 298.6241 | 265.6186 | 323.842 | 367.5615 | 280.0416
325 | 13 | 14 | 1 | 236.2372 | 114.704 | 228.7242 | 310.1092 | 242.5899 | 183.1905 | 253.8199 | 215.186 | 128.2525 | 291.6075 | 312.4174 | 291.8393 | 200.3537 | 243.8688 | 223.4918 | 295.1813 | 270.7211 | 317.5085 | 364.5801 | 279.8174
326 | 14 | 14 | 1 | 235.3256 | 118.5961 | 229.1009 | 309.5161 | 248.4827 | 182.9658 | 258.2953 | 218.1688 | 133.6446 | 303.2981 | 314.2148 | 300.4811 | 201.1836 | 236.6464 | 221.722 | 293.7405 | 267.8962 | 318.3739 | 365.9772 | 287.3203
327 | 15 | 14 | 1 | 243.5662 | 136.7362 | 233.8731 | 315.9906 | 310.8745 | 207.0523 | 278.2185 | 225.2658 | 152.2328 | 321.9994 | 315.0098 | 309.0496 | 214.082 | 260.2719 | 225.7386 | 301.5873 | 320.5697 | 328.8266 | 380.8487 | 298.0363
328 | 16 | 14 | 1 | 262.989 | 172.5675 | 251.7227 | 336.3157 | 408.508 | 333.735 | 297.118 | 257.3914 | 197.3145 | 440.829 | 341.1784 | 417.4774 | 222.8636 | 318.7834 | 262.4509 | 352.0629 | 401.5653 | 378.3267 | 412.4554 | 395.7224
329 | 17 | 14 | 1 | 281.0253 | 170.5436 | 319.5002 | 387.4754 | 414.0231 | 363.3044 | 301.931 | 263.7426 | 208.9616 | 500.9344 | 374.5835 | 524.4197 | 227.3397 | 362.9084 | 327.6758 | 391.1435 | 424.5086 | 464.616 | 420.2506 | 454.8374
330 | 18 | 14 | 1 | 282.1044 | 168.6114 | 322.8355 | 395.9514 | 415.8177 | 369.0902 | 302.8062 | 264.9363 | 210.0383 | 511.0611 | 380.2851 | 527.7691 | 223.8869 | 365.8105 | 327.854 | 394.4038 | 424.7975 | 473.8667 | 420.3202 | 461.6276
331 | 19 | 14 | 1 | 281.1005 | 167.7833 | 315.7019 | 397.1408 | 411.9615 | 362.547 | 300.987 | 266.5966 | 202.2769 | 509.1205 | 378.386 | 526.3002 | 226.6523 | 365.9524 | 324.4808 | 393.3493 | 423.1705 | 476.1542 | 419.8924 | 461.7746
332 | 20 | 14 | 1 | 279.6093 | 167.25 | 309.564 | 392.1924 | 415.2279 | 365.888 | 297.9268 | 269.0312 | 197.945 | 502.8255 | 377.0866 | 526.8925 | 225.9037 | 363.8185 | 312.3561 | 396.4874 | 421.663 | 473.7129 | 420.626 | 460.9963
333 | 21 | 14 | 1 | 280.6145 | 172.1218 | 311.8962 | 395.1332 | 414.3541 | 363.7885 | 296.3131 | 270.6281 | 205.3319 | 499.5889 | 369.4527 | 526.2836 | 222.6686 | 374.2132 | 301.528 | 401.3499 | 432.3314 | 474.9894 | 429.0021 | 464.5815
334 | 22 | 14 | 1 | 280.6035 | 178.5128 | 321.8466 | 437.6169 | 414.1033 | 353.7296 | 289.632 | 269.7549 | 198.4174 | 480.6974 | 372.8693 | 522.8527 | 232.9013 | 368.4157 | 308.2228 | 407.0231 | 435.47 | 505.3731 | 434.7519 | 467.6699
335 | 23 | 14 | 1 | 283.7879 | 192.9486 | 316.9134 | 468.1497 | 411.6947 | 361.3716 | 288.7577 | 269.3115 | 192.8153 | 471.6823 | 377.1158 | 514.6774 | 239.6493 | 385.7823 | 308.3165 | 405.2228 | 450.0811 | 514.3231 | 438.2858 | 470.4141
336 | 0 | 15 | 1 | 291.478 | 202.4677 | 318.7152 | 454.1474 | 410.5404 | 365.0986 | 285.2976 | 268.0189 | 184.4974 | 460.1559 | 384.4864 | 508.981 | 233.0253 | 389.0838 | 315.4339 | 412.0415 | 451.7206 | 500.7797 | 438.8688 | 463.0705
337 | 1 | 15 | 1 | 294.6665 | 211.0634 | 325.4161 | 445.7311 | 411.742 | 367.3072 | 283.9959 | 267.4035 | 183.4298 | 458.0872 | 379.0412 | 508.902 | 237.652 | 380.1292 | 323.0967 | 414.6086 | 448.1075 | 499.0043 | 441.3702 | 457.0859
338 | 2 | 15 | 1 | 298.1276 | 215.3807 | 319.3569 | 444.1348 | 413.8207 | 362.9007 | 284.6052 | 266.5856 | 180.2833 | 458.0855 | 381.2097 | 508.1323 | 231.6259 | 375.1269 | 318.461 | 415.8864 | 445.8812 | 498.1575 | 439.6514 | 456.0368
339 | 3 | 15 | 1 | 296.5582 | 208.6227 | 322.1481 | 435.6471 | 417.0537 | 370.4743 | 284.2338 | 264.1697 | 183.6186 | 460.3541 | 380.6596 | 510.0004 | 230.3829 | 374.5239 | 310.796 | 411.7736 | 440.805 | 497.1811 | 440.7756 | 457.2499
340 | 4 | 15 | 1 | 294.0505 | 193.4479 | 320.9075 | 434.0337 | 423.7769 | 368.0369 | 286.1728 | 261.9066 | 180.3386 | 478.2461 | 381.1528 | 519.0017 | 229.9051 | 375.7133 | 313.1722 | 405.3936 | 444.1468 | 494.762 | 436.2117 | 458.5382
341 | 5 | 15 | 1 | 287.3181 | 183.032 | 323.566 | 439.583 | 417.8029 | 357.2948 | 285.4358 | 263.885 | 176.4469 | 494.6548 | 376.3545 | 532.7702 | 222.6812 | 360.6152 | 323.5105 | 403.801 | 431.1776 | 496.4261 | 428.8823 | 458.4651
342 | 6 | 15 | 1 | 282.3185 | 175.5669 | 324.0177 | 419.6645 | 413.8717 | 351.4548 | 288.5337 | 264.4488 | 176.4349 | 511.1339 | 377.6197 | 536.8649 | 221.2743 | 356.3062 | 325.4621 | 398.4169 | 421.5113 | 487.5497 | 426.1654 | 468.8989
343 | 7 | 15 | 1 | 272.8354 | 155.0068 | 303.5123 | 357.5709 | 328.0133 | 310.908 | 282.4281 | 248.4621 | 170.9254 | 482.4104 | 377.3244 | 519.9362 | 214.5336 | 310.9683 | 296.1734 | 356.022 | 329.5941 | 471.8163 | 386.9617 | 459.1565
344 | 8 | 15 | 1 | 244.6455 | 115.0793 | 246.1917 | 322.8334 | 257.1421 | 211.5007 | 260.9207 | 225.9661 | 149.6337 | 380.4161 | 338.9675 | 385.4732 | 197.6962 | 241.3912 | 248.6218 | 311.5665 | 278.3187 | 391.9497 | 373.6876 | 366.8837
345 | 9 | 15 | 1 | 236.7187 | 116.5212 | 239.1009 | 313.9195 | 252.1556 | 187.4874 | 251.8362 | 217.3864 | 136.8028 | 323.4873 | 318.5867 | 320.8453 | 195.2827 | 240.4058 | 231.7197 | 304.9999 | 272.2542 | 345.882 | 375.9528 | 303.0013
346 | 10 | 15 | 1 | 234.8368 | 113.4651 | 232.0901 | 314.099 | 245.553 | 179.3881 | 253.0511 | 213.2801 | 132.9726 | 307.1868 | 320.4479 | 307.0137 | 200.7629 | 231.9804 | 224.2272 | 298.1018 | 263.7141 | 320.3299 | 373.4692 | 288.1103
347 | 11 | 15 | 1 | 236.9474 | 113.5843 | 230.5812 | 312.6449 | 243.2461 | 182.6243 | 258.442 | 216.2402 | 130.4016 | 293.9007 | 315.1731 | 295.5146 | 204.6722 | 235.7241 | 223.7376 | 298.1642 | 262.4151 | 315.881 | 369.3884 | 283.2057
348 | 12 | 15 | 1 | 236.136 | 115.2561 | 232.1874 | 308.6115 | 242.5389 | 185.1265 | 256.457 | 214.4195 | 130.0165 | 287.8144 | 309.63 | 290.9811 | 205.6964 | 242.6683 | 224.3027 | 298.6241 | 265.6186 | 323.842 | 367.5615 | 280.0416
349 | 13 | 15 | 1 | 236.2372 | 114.704 | 228.7242 | 310.1092 | 242.5899 | 183.1905 | 253.8199 | 215.186 | 128.2525 | 291.6075 | 312.4174 | 291.8393 | 200.3537 | 243.8688 | 223.4918 | 295.1813 | 270.7211 | 317.5085 | 364.5801 | 279.8174
350 | 14 | 15 | 1 | 235.3256 | 118.5961 | 229.1009 | 309.5161 | 248.4827 | 182.9658 | 258.2953 | 218.1688 | 133.6446 | 303.2981 | 314.2148 | 300.4811 | 201.1836 | 236.6464 | 221.722 | 293.7405 | 267.8962 | 318.3739 | 365.9772 | 287.3203
351 | 15 | 15 | 1 | 243.5662 | 136.7362 | 233.8731 | 315.9906 | 310.8745 | 207.0523 | 278.2185 | 225.2658 | 152.2328 | 321.9994 | 315.0098 | 309.0496 | 214.082 | 260.2719 | 225.7386 | 301.5873 | 320.5697 | 328.8266 | 380.8487 | 298.0363
352 | 16 | 15 | 1 | 262.989 | 172.5675 | 251.7227 | 336.3157 | 408.508 | 333.735 | 297.118 | 257.3914 | 197.3145 | 440.829 | 341.1784 | 417.4774 | 222.8636 | 318.7834 | 262.4509 | 352.0629 | 401.5653 | 378.3267 | 412.4554 | 395.7224
353 | 17 | 15 | 1 | 281.0253 | 170.5436 | 319.5002 | 387.4754 | 414.0231 | 363.3044 | 301.931 | 263.7426 | 208.9616 | 500.9344 | 374.5835 | 524.4197 | 227.3397 | 362.9084 | 327.6758 | 391.1435 | 424.5086 | 464.616 | 420.2506 | 454.8374
354 | 18 | 15 | 1 | 282.1044 | 168.6114 | 322.8355 | 395.9514 | 415.8177 | 369.0902 | 302.8062 | 264.9363 | 210.0383 | 511.0611 | 380.2851 | 527.7691 | 223.8869 | 365.8105 | 327.854 | 394.4038 | 424.7975 | 473.8667 | 420.3202 | 461.6276
355 | 19 | 15 | 1 | 281.1005 | 167.7833 | 315.7019 | 397.1408 | 411.9615 | 362.547 | 300.987 | 266.5966 | 202.2769 | 509.1205 | 378.386 | 526.3002 | 226.6523 | 365.9524 | 324.4808 | 393.3493 | 423.1705 | 476.1542 | 419.8924 | 461.7746
356 | 20 | 15 | 1 | 279.6093 | 167.25 | 309.564 | 392.1924 | 415.2279 | 365.888 | 297.9268 | 269.0312 | 197.945 | 502.8255 | 377.0866 | 526.8925 | 225.9037 | 363.8185 | 312.3561 | 396.4874 | 421.663 | 473.7129 | 420.626 | 460.9963
357 | 21 | 15 | 1 | 280.6145 | 172.1218 | 311.8962 | 395.1332 | 414.3541 | 363.7885 | 296.3131 | 270.6281 | 205.3319 | 499.5889 | 369.4527 | 526.2836 | 222.6686 | 374.2132 | 301.528 | 401.3499 | 432.3314 | 474.9894 | 429.0021 | 464.5815
358 | 22 | 15 | 1 | 280.6035 | 178.5128 | 321.8466 | 437.6169 | 414.1033 | 353.7296 | 289.632 | 269.7549 | 198.4174 | 480.6974 | 372.8693 | 522.8527 | 232.9013 | 368.4157 | 308.2228 | 407.0231 | 435.47 | 505.3731 | 434.7519 | 467.6699
359 | 23 | 15 | 1 | 283.7879 | 192.9486 | 316.9134 | 468.1497 | 411.6947 | 361.3716 | 288.7577 | 269.3115 | 192.8153 | 471.6823 | 377.1158 | 514.6774 | 239.6493 | 385.7823 | 308.3165 | 405.2228 | 450.0811 | 514.3231 | 438.2858 | 470.4141
360 | 0 | 16 | 1 | 291.478 | 202.4677 | 318.7152 | 454.1474 | 410.5404 | 365.0986 | 285.2976 | 268.0189 | 184.4974 | 460.1559 | 384.4864 | 508.981 | 233.0253 | 389.0838 | 315.4339 | 412.0415 | 451.7206 | 500.7797 | 438.8688 | 463.0705
361 | 1 | 16 | 1 | 294.6665 | 211.0634 | 325.4161 | 445.7311 | 411.742 | 367.3072 | 283.9959 | 267.4035 | 183.4298 | 458.0872 | 379.0412 | 508.902 | 237.652 | 380.1292 | 323.0967 | 414.6086 | 448.1075 | 499.0043 | 441.3702 | 457.0859
362 | 2 | 16 | 1 | 298.1276 | 215.3807 | 319.3569 | 444.1348 | 413.8207 | 362.9007 | 284.6052 | 266.5856 | 180.2833 | 458.0855 | 381.2097 | 508.1323 | 231.6259 | 375.1269 | 318.461 | 415.8864 | 445.8812 | 498.1575 | 439.6514 | 456.0368
363 | 3 | 16 | 1 | 296.5582 | 208.6227 | 322.1481 | 435.6471 | 417.0537 | 370.4743 | 284.2338 | 264.1697 | 183.6186 | 460.3541 | 380.6596 | 510.0004 | 230.3829 | 374.5239 | 310.796 | 411.7736 | 440.805 | 497.1811 | 440.7756 | 457.2499
364 | 4 | 16 | 1 | 294.0505 | 193.4479 | 320.9075 | 434.0337 | 423.7769 | 368.0369 | 286.1728 | 261.9066 | 180.3386 | 478.2461 | 381.1528 | 519.0017 | 229.9051 | 375.7133 | 313.1722 | 405.3936 | 444.1468 | 494.762 | 436.2117 | 458.5382
365 | 5 | 16 | 1 | 287.3181 | 183.032 | 323.566 | 439.583 | 417.8029 | 357.2948 | 285.4358 | 263.885 | 176.4469 | 494.6548 | 376.3545 | 532.7702 | 222.6812 | 360.6152 | 323.5105 | 403.801 | 431.1776 | 496.4261 | 428.8823 | 458.4651
366 | 6 | 16 | 1 | 282.3185 | 175.5669 | 324.0177 | 419.6645 | 413.8717 | 351.4548 | 288.5337 | 264.4488 | 176.4349 | 511.1339 | 377.6197 | 536.8649 | 221.2743 | 356.3062 | 325.4621 | 398.4169 | 421.5113 | 487.5497 | 426.1654 | 468.8989
367 | 7 | 16 | 1 | 272.8354 | 155.0068 | 303.5123 | 357.5709 | 328.0133 | 310.908 | 282.4281 | 248.4621 | 170.9254 | 482.4104 | 377.3244 | 519.9362 | 214.5336 | 310.9683 | 296.1734 | 356.022 | 329.5941 | 471.8163 | 386.9617 | 459.1565
368 | 8 | 16 | 1 | 244.6455 | 115.0793 | 246.1917 | 322.8334 | 257.1421 | 211.5007 | 260.9207 | 225.9661 | 149.6337 | 380.4161 | 338.9675 | 385.4732 | 197.6962 | 241.3912 | 248.6218 | 311.5665 | 278.3187 | 391.9497 | 373.6876 | 366.8837
369 | 9 | 16 | 1 | 236.7187 | 116.5212 | 239.1009 | 313.9195 | 252.1556 | 187.4874 | 251.8362 | 217.3864 | 136.8028 | 323.4873 | 318.5867 | 320.8453 | 195.2827 | 240.4058 | 231.7197 | 304.9999 | 272.2542 | 345.882 | 375.9528 | 303.0013
370 | 10 | 16 | 1 | 234.8368 | 113.4651 | 232.0901 | 314.099 | 245.553 | 179.3881 | 253.0511 | 213.2801 | 132.9726 | 307.1868 | 320.4479 | 307.0137 | 200.7629 | 231.9804 | 224.2272 | 298.1018 | 263.7141 | 320.3299 | 373.4692 | 288.1103
371 | 11 | 16 | 1 | 236.9474 | 113.5843 | 230.5812 | 312.6449 | 243.2461 | 182.6243 | 258.442 | 216.2402 | 130.4016 | 293.9007 | 315.1731 | 295.5146 | 204.6722 | 235.7241 | 223.7376 | 298.1642 | 262.4151 | 315.881 | 369.3884 | 283.2057
372 | 12 | 16 | 1 | 236.136 | 115.2561 | 232.1874 | 308.6115 | 242.5389 | 185.1265 | 256.457 | 214.4195 | 130.0165 | 287.8144 | 309.63 | 290.9811 | 205.6964 | 242.6683 | 224.3027 | 298.6241 | 265.6186 | 323.842 | 367.5615 | 280.0416
373 | 13 | 16 | 1 | 236.2372 | 114.704 | 228.7242 | 310.1092 | 242.5899 | 183.1905 | 253.8199 | 215.186 | 128.2525 | 291.6075 | 312.4174 | 291.8393 | 200.3537 | 243.8688 | 223.4918 | 295.1813 | 270.7211 | 317.5085 | 364.5801 | 279.8174
374 | 14 | 16 | 1 | 235.3256 | 118.5961 | 229.1009 | 309.5161 | 248.4827 | 182.9658 | 258.2953 | 218.1688 | 133.6446 | 303.2981 | 314.2148 | 300.4811 | 201.1836 | 236.6464 | 221.722 | 293.7405 | 267.8962 | 318.3739 | 365.9772 | 287.3203
375 | 15 | 16 | 1 | 243.5662 | 136.7362 | 233.8731 | 315.9906 | 310.8745 | 207.0523 | 278.2185 | 225.2658 | 152.2328 | 321.9994 | 315.0098 | 309.0496 | 214.082 | 260.2719 | 225.7386 | 301.5873 | 320.5697 | 328.8266 | 380.8487 | 298.0363
376 | 16 | 16 | 1 | 262.989 | 172.5675 | 251.7227 | 336.3157 | 408.508 | 333.735 | 297.118 | 257.3914 | 197.3145 | 440.829 | 341.1784 | 417.4774 | 222.8636 | 318.7834 | 262.4509 | 352.0629 | 401.5653 | 378.3267 | 412.4554 | 395.7224
377 | 17 | 16 | 1 | 281.0253 | 170.5436 | 319.5002 | 387.4754 | 414.0231 | 363.3044 | 301.931 | 263.7426 | 208.9616 | 500.9344 | 374.5835 | 524.4197 | 227.3397 | 362.9084 | 327.6758 | 391.1435 | 424.5086 | 464.616 | 420.2506 | 454.8374
378 | 18 | 16 | 1 | 282.1044 | 168.6114 | 322.8355 | 395.9514 | 415.8177 | 369.0902 | 302.8062 | 264.9363 | 210.0383 | 511.0611 | 380.2851 | 527.7691 | 223.8869 | 365.8105 | 327.854 | 394.4038 | 424.7975 | 473.8667 | 420.3202 | 461.6276
379 | 19 | 16 | 1 | 281.1005 | 167.7833 | 315.7019 | 397.1408 | 411.9615 | 362.547 | 300.987 | 266.5966 | 202.2769 | 509.1205 | 378.386 | 526.3002 | 226.6523 | 365.9524 | 324.4808 | 393.3493 | 423.1705 | 476.1542 | 419.8924 | 461.7746
380 | 20 | 16 | 1 | 279.6093 | 167.25 | 309.564 | 392.1924 | 415.2279 | 365.888 | 297.9268 | 269.0312 | 197.945 | 502.8255 | 377.0866 | 526.8925 | 225.9037 | 363.8185 | 312.3561 | 396.4874 | 421.663 | 473.7129 | 420.626 | 460.9963
381 | 21 | 16 | 1 | 280.6145 | 172.1218 | 311.8962 | 395.1332 | 414.3541 | 363.7885 | 296.3131 | 270.6281 | 205.3319 | 499.5889 | 369.4527 | 526.2836 | 222.6686 | 374.2132 | 301.528 | 401.3499 | 432.3314 | 474.9894 | 429.0021 | 464.5815
382 | 22 | 16 | 1 | 280.6035 | 178.5128 | 321.8466 | 437.6169 | 414.1033 | 353.7296 | 289.632 | 269.7549 | 198.4174 | 480.6974 | 372.8693 | 522.8527 | 232.9013 | 368.4157 | 308.2228 | 407.0231 | 435.47 | 505.3731 | 434.7519 | 467.6699
383 | 23 | 16 | 1 | 283.7879 | 192.9486 | 316.9134 | 468.1497 | 411.6947 | 361.3716 | 288.7577 | 269.3115 | 192.8153 | 471.6823 | 377.1158 | 514.6774 | 239.6493 | 385.7823 | 308.3165 | 405.2228 | 450.0811 | 514.3231 | 438.2858 | 470.4141
384 | 0 | 17 | 1 | 291.478 | 202.4677 | 318.7152 | 454.1474 | 410.5404 | 365.0986 | 285.2976 | 268.0189 | 184.4974 | 460.1559 | 384.4864 | 508.981 | 233.0253 | 389.0838 | 315.4339 | 412.0415 | 451.7206 | 500.7797 | 438.8688 | 463.0705
385 | 1 | 17 | 1 | 294.6665 | 211.0634 | 325.4161 | 445.7311 | 411.742 | 367.3072 | 283.9959 | 267.4035 | 183.4298 | 458.0872 | 379.0412 | 508.902 | 237.652 | 380.1292 | 323.0967 | 414.6086 | 448.1075 | 499.0043 | 441.3702 | 457.0859
386 | 2 | 17 | 1 | 298.1276 | 215.3807 | 319.3569 | 444.1348 | 413.8207 | 362.9007 | 284.6052 | 266.5856 | 180.2833 | 458.0855 | 381.2097 | 508.1323 | 231.6259 | 375.1269 | 318.461 | 415.8864 | 445.8812 | 498.1575 | 439.6514 | 456.0368
387 | 3 | 17 | 1 | 296.5582 | 208.6227 | 322.1481 | 435.6471 | 417.0537 | 370.4743 | 284.2338 | 264.1697 | 183.6186 | 460.3541 | 380.6596 | 510.0004 | 230.3829 | 374.5239 | 310.796 | 411.7736 | 440.805 | 497.1811 | 440.7756 | 457.2499
388 | 4 | 17 | 1 | 294.0505 | 193.4479 | 320.9075 | 434.0337 | 423.7769 | 368.0369 | 286.1728 | 261.9066 | 180.3386 | 478.2461 | 381.1528 | 519.0017 | 229.9051 | 375.7133 | 313.1722 | 405.3936 | 444.1468 | 494.762 | 436.2117 | 458.5382
389 | 5 | 17 | 1 | 287.3181 | 183.032 | 323.566 | 439.583 | 417.8029 | 357.2948 | 285.4358 | 263.885 | 176.4469 | 494.6548 | 376.3545 | 532.7702 | 222.6812 | 360.6152 | 323.5105 | 403.801 | 431.1776 | 496.4261 | 428.8823 | 458.4651
390 | 6 | 17 | 1 | 282.3185 | 175.5669 | 324.0177 | 419.6645 | 413.8717 | 351.4548 | 288.5337 | 264.4488 | 176.4349 | 511.1339 | 377.6197 | 536.8649 | 221.2743 | 356.3062 | 325.4621 | 398.4169 | 421.5113 | 487.5497 | 426.1654 | 468.8989
391 | 7 | 17 | 1 | 272.8354 | 155.0068 | 303.5123 | 357.5709 | 328.0133 | 310.908 | 282.4281 | 248.4621 | 170.9254 | 482.4104 | 377.3244 | 519.9362 | 214.5336 | 310.9683 | 296.1734 | 356.022 | 329.5941 | 471.8163 | 386.9617 | 459.1565
392 | 8 | 17 | 1 | 244.6455 | 115.0793 | 246.1917 | 322.8334 | 257.1421 | 211.5007 | 260.9207 | 225.9661 | 149.6337 | 380.4161 | 338.9675 | 385.4732 | 197.6962 | 241.3912 | 248.6218 | 311.5665 | 278.3187 | 391.9497 | 373.6876 | 366.8837
393 | 9 | 17 | 1 | 236.7187 | 116.5212 | 239.1009 | 313.9195 | 252.1556 | 187.4874 | 251.8362 | 217.3864 | 136.8028 | 323.4873 | 318.5867 | 320.8453 | 195.2827 | 240.4058 | 231.7197 | 304.9999 | 272.2542 | 345.882 | 375.9528 | 303.0013
394 | 10 | 17 | 1 | 234.8368 | 113.4651 | 232.0901 | 314.099 | 245.553 | 179.3881 | 253.0511 | 213.2801 | 132.9726 | 307.1868 | 320.4479 | 307.0137 | 200.7629 | 231.9804 | 224.2272 | 298.1018 | 263.7141 | 320.3299 | 373.4692 | 288.1103
395 | 11 | 17 | 1 | 236.9474 | 113.5843 | 230.5812 | 312.6449 | 243.2461 | 182.6243 | 258.442 | 216.2402 | 130.4016 | 293.9007 | 315.1731 | 295.5146 | 204.6722 | 235.7241 | 223.7376 | 298.1642 | 262.4151 | 315.881 | 369.3884 | 283.2057
396 | 12 | 17 | 1 | 236.136 | 115.2561 | 232.1874 | 308.6115 | 242.5389 | 185.1265 | 256.457 | 214.4195 | 130.0165 | 287.8144 | 309.63 | 290.9811 | 205.6964 | 242.6683 | 224.3027 | 298.6241 | 265.6186 | 323.842 | 367.5615 | 280.0416
397 | 13 | 17 | 1 | 236.2372 | 114.704 | 228.7242 | 310.1092 | 242.5899 | 183.1905 | 253.8199 | 215.186 | 128.2525 | 291.6075 | 312.4174 | 291.8393 | 200.3537 | 243.8688 | 223.4918 | 295.1813 | 270.7211 | 317.5085 | 364.5801 | 279.8174
398 | 14 | 17 | 1 | 235.3256 | 118.5961 | 229.1009 | 309.5161 | 248.4827 | 182.9658 | 258.2953 | 218.1688 | 133.6446 | 303.2981 | 314.2148 | 300.4811 | 201.1836 | 236.6464 | 221.722 | 293.7405 | 267.8962 | 318.3739 | 365.9772 | 287.3203
399 | 15 | 17 | 1 | 243.5662 | 136.7362 | 233.8731 | 315.9906 | 310.8745 | 207.0523 | 278.2185 | 225.2658 | 152.2328 | 321.9994 | 315.0098 | 309.0496 | 214.082 | 260.2719 | 225.7386 | 301.5873 | 320.5697 | 328.8266 | 380.8487 | 298.0363
400 | 16 | 17 | 1 | 262.989 | 172.5675 | 251.7227 | 336.3157 | 408.508 | 333.735 | 297.118 | 257.3914 | 197.3145 | 440.829 | 341.1784 | 417.4774 | 222.8636 | 318.7834 | 262.4509 | 352.0629 | 401.5653 | 378.3267 | 412.4554 | 395.7224
401 | 17 | 17 | 1 | 281.0253 | 170.5436 | 319.5002 | 387.4754 | 414.0231 | 363.3044 | 301.931 | 263.7426 | 208.9616 | 500.9344 | 374.5835 | 524.4197 | 227.3397 | 362.9084 | 327.6758 | 391.1435 | 424.5086 | 464.616 | 420.2506 | 454.8374
402 | 18 | 17 | 1 | 282.1044 | 168.6114 | 322.8355 | 395.9514 | 415.8177 | 369.0902 | 302.8062 | 264.9363 | 210.0383 | 511.0611 | 380.2851 | 527.7691 | 223.8869 | 365.8105 | 327.854 | 394.4038 | 424.7975 | 473.8667 | 420.3202 | 461.6276
403 | 19 | 17 | 1 | 281.1005 | 167.7833 | 315.7019 | 397.1408 | 411.9615 | 362.547 | 300.987 | 266.5966 | 202.2769 | 509.1205 | 378.386 | 526.3002 | 226.6523 | 365.9524 | 324.4808 | 393.3493 | 423.1705 | 476.1542 | 419.8924 | 461.7746
404 | 20 | 17 | 1 | 279.6093 | 167.25 | 309.564 | 392.1924 | 415.2279 | 365.888 | 297.9268 | 269.0312 | 197.945 | 502.8255 | 377.0866 | 526.8925 | 225.9037 | 363.8185 | 312.3561 | 396.4874 | 421.663 | 473.7129 | 420.626 | 460.9963
405 | 21 | 17 | 1 | 280.6145 | 172.1218 | 311.8962 | 395.1332 | 414.3541 | 363.7885 | 296.3131 | 270.6281 | 205.3319 | 499.5889 | 369.4527 | 526.2836 | 222.6686 | 374.2132 | 301.528 | 401.3499 | 432.3314 | 474.9894 | 429.0021 | 464.5815
406 | 22 | 17 | 1 | 280.6035 | 178.5128 | 321.8466 | 437.6169 | 414.1033 | 353.7296 | 289.632 | 269.7549 | 198.4174 | 480.6974 | 372.8693 | 522.8527 | 232.9013 | 368.4157 | 308.2228 | 407.0231 | 435.47 | 505.3731 | 434.7519 | 467.6699
407 | 23 | 17 | 1 | 283.7879 | 192.9486 | 316.9134 | 468.1497 | 411.6947 | 361.3716 | 288.7577 | 269.3115 | 192.8153 | 471.6823 | 377.1158 | 514.6774 | 239.6493 | 385.7823 | 308.3165 | 405.2228 | 450.0811 | 514.3231 | 438.2858 | 470.4141
408 | 0 | 18 | 1 | 291.478 | 202.4677 | 318.7152 | 454.1474 | 410.5404 | 365.0986 | 285.2976 | 268.0189 | 184.4974 | 460.1559 | 384.4864 | 508.981 | 233.0253 | 389.0838 | 315.4339 | 412.0415 | 451.7206 | 500.7797 | 438.8688 | 463.0705
409 | 1 | 18 | 1 | 294.6665 | 211.0634 | 325.4161 | 445.7311 | 411.742 | 367.3072 | 283.9959 | 267.4035 | 183.4298 | 458.0872 | 379.0412 | 508.902 | 237.652 | 380.1292 | 323.0967 | 414.6086 | 448.1075 | 499.0043 | 441.3702 | 457.0859
410 | 2 | 18 | 1 | 298.1276 | 215.3807 | 319.3569 | 444.1348 | 413.8207 | 362.9007 | 284.6052 | 266.5856 | 180.2833 | 458.0855 | 381.2097 | 508.1323 | 231.6259 | 375.1269 | 318.461 | 415.8864 | 445.8812 | 498.1575 | 439.6514 | 456.0368
411 | 3 | 18 | 1 | 296.5582 | 208.6227 | 322.1481 | 435.6471 | 417.0537 | 370.4743 | 284.2338 | 264.1697 | 183.6186 | 460.3541 | 380.6596 | 510.0004 | 230.3829 | 374.5239 | 310.796 | 411.7736 | 440.805 | 497.1811 | 440.7756 | 457.2499
412 | 4 | 18 | 1 | 294.0505 | 193.4479 | 320.9075 | 434.0337 | 423.7769 | 368.0369 | 286.1728 | 261.9066 | 180.3386 | 478.2461 | 381.1528 | 519.0017 | 229.9051 | 375.7133 | 313.1722 | 405.3936 | 444.1468 | 494.762 | 436.2117 | 458.5382
413 | 5 | 18 | 1 | 287.3181 | 183.032 | 323.566 | 439.583 | 417.8029 | 357.2948 | 285.4358 | 263.885 | 176.4469 | 494.6548 | 376.3545 | 532.7702 | 222.6812 | 360.6152 | 323.5105 | 403.801 | 431.1776 | 496.4261 | 428.8823 | 458.4651
414 | 6 | 18 | 1 | 282.3185 | 175.5669 | 324.0177 | 419.6645 | 413.8717 | 351.4548 | 288.5337 | 264.4488 | 176.4349 | 511.1339 | 377.6197 | 536.8649 | 221.2743 | 356.3062 | 325.4621 | 398.4169 | 421.5113 | 487.5497 | 426.1654 | 468.8989
415 | 7 | 18 | 1 | 272.8354 | 155.0068 | 303.5123 | 357.5709 | 328.0133 | 310.908 | 282.4281 | 248.4621 | 170.9254 | 482.4104 | 377.3244 | 519.9362 | 214.5336 | 310.9683 | 296.1734 | 356.022 | 329.5941 | 471.8163 | 386.9617 | 459.1565
416 | 8 | 18 | 1 | 244.6455 | 115.0793 | 246.1917 | 322.8334 | 257.1421 | 211.5007 | 260.9207 | 225.9661 | 149.6337 | 380.4161 | 338.9675 | 385.4732 | 197.6962 | 241.3912 | 248.6218 | 311.5665 | 278.3187 | 391.9497 | 373.6876 | 366.8837
417 | 9 | 18 | 1 | 236.7187 | 116.5212 | 239.1009 | 313.9195 | 252.1556 | 187.4874 | 251.8362 | 217.3864 | 136.8028 | 323.4873 | 318.5867 | 320.8453 | 195.2827 | 240.4058 | 231.7197 | 304.9999 | 272.2542 | 345.882 | 375.9528 | 303.0013
418 | 10 | 18 | 1 | 234.8368 | 113.4651 | 232.0901 | 314.099 | 245.553 | 179.3881 | 253.0511 | 213.2801 | 132.9726 | 307.1868 | 320.4479 | 307.0137 | 200.7629 | 231.9804 | 224.2272 | 298.1018 | 263.7141 | 320.3299 | 373.4692 | 288.1103
419 | 11 | 18 | 1 | 236.9474 | 113.5843 | 230.5812 | 312.6449 | 243.2461 | 182.6243 | 258.442 | 216.2402 | 130.4016 | 293.9007 | 315.1731 | 295.5146 | 204.6722 | 235.7241 | 223.7376 | 298.1642 | 262.4151 | 315.881 | 369.3884 | 283.2057
420 | 12 | 18 | 1 | 236.136 | 115.2561 | 232.1874 | 308.6115 | 242.5389 | 185.1265 | 256.457 | 214.4195 | 130.0165 | 287.8144 | 309.63 | 290.9811 | 205.6964 | 242.6683 | 224.3027 | 298.6241 | 265.6186 | 323.842 | 367.5615 | 280.0416
421 | 13 | 18 | 1 | 236.2372 | 114.704 | 228.7242 | 310.1092 | 242.5899 | 183.1905 | 253.8199 | 215.186 | 128.2525 | 291.6075 | 312.4174 | 291.8393 | 200.3537 | 243.8688 | 223.4918 | 295.1813 | 270.7211 | 317.5085 | 364.5801 | 279.8174
422 | 14 | 18 | 1 | 235.3256 | 118.5961 | 229.1009 | 309.5161 | 248.4827 | 182.9658 | 258.2953 | 218.1688 | 133.6446 | 303.2981 | 314.2148 | 300.4811 | 201.1836 | 236.6464 | 221.722 | 293.7405 | 267.8962 | 318.3739 | 365.9772 | 287.3203
423 | 15 | 18 | 1 | 243.5662 | 136.7362 | 233.8731 | 315.9906 | 310.8745 | 207.0523 | 278.2185 | 225.2658 | 152.2328 | 321.9994 | 315.0098 | 309.0496 | 214.082 | 260.2719 | 225.7386 | 301.5873 | 320.5697 | 328.8266 | 380.8487 | 298.0363
424 | 16 | 18 | 1 | 262.989 | 172.5675 | 251.7227 | 336.3157 | 408.508 | 333.735 | 297.118 | 257.3914 | 197.3145 | 440.829 | 341.1784 | 417.4774 | 222.8636 | 318.7834 | 262.4509 | 352.0629 | 401.5653 | 378.3267 | 412.4554 | 395.7224
425 | 17 | 18 | 1 | 281.0253 | 170.5436 | 319.5002 | 387.4754 | 414.0231 | 363.3044 | 301.931 | 263.7426 | 208.9616 | 500.9344 | 374.5835 | 524.4197 | 227.3397 | 362.9084 | 327.6758 | 391.1435 | 424.5086 | 464.616 | 420.2506 | 454.8374
426 | 18 | 18 | 1 | 282.1044 | 168.6114 | 322.8355 | 395.9514 | 415.8177 | 369.0902 | 302.8062 | 264.9363 | 210.0383 | 511.0611 | 380.2851 | 527.7691 | 223.8869 | 365.8105 | 327.854 | 394.4038 | 424.7975 | 473.8667 | 420.3202 | 461.6276
427 | 19 | 18 | 1 | 281.1005 | 167.7833 | 315.7019 | 397.1408 | 411.9615 | 362.547 | 300.987 | 266.5966 | 202.2769 | 509.1205 | 378.386 | 526.3002 | 226.6523 | 365.9524 | 324.4808 | 393.3493 | 423.1705 | 476.1542 | 419.8924 | 461.7746
428 | 20 | 18 | 1 | 279.6093 | 167.25 | 309.564 | 392.1924 | 415.2279 | 365.888 | 297.9268 | 269.0312 | 197.945 | 502.8255 | 377.0866 | 526.8925 | 225.9037 | 363.8185 | 312.3561 | 396.4874 | 421.663 | 473.7129 | 420.626 | 460.9963
429 | 21 | 18 | 1 | 280.6145 | 172.1218 | 311.8962 | 395.1332 | 414.3541 | 363.7885 | 296.3131 | 270.6281 | 205.3319 | 499.5889 | 369.4527 | 526.2836 | 222.6686 | 374.2132 | 301.528 | 401.3499 | 432.3314 | 474.9894 | 429.0021 | 464.5815
430 | 22 | 18 | 1 | 280.6035 | 178.5128 | 321.8466 | 437.6169 | 414.1033 | 353.7296 | 289.632 | 269.7549 | 198.4174 | 480.6974 | 372.8693 | 522.8527 | 232.9013 | 368.4157 | 308.2228 | 407.0231 | 435.47 | 505.3731 | 434.7519 | 467.6699
431 | 23 | 18 | 1 | 283.7879 | 192.9486 | 316.9134 | 468.1497 | 411.6947 | 361.3716 | 288.7577 | 269.3115 | 192.8153 | 471.6823 | 377.1158 | 514.6774 | 239.6493 | 385.7823 | 308.3165 | 405.2228 | 450.0811 | 514.3231 | 438.2858 | 470.4141
432 | 0 | 19 | 1 | 291.478 | 202.4677 | 318.7152 | 454.1474 | 410.5404 | 365.0986 | 285.2976 | 268.0189 | 184.4974 | 460.1559 | 384.4864 | 508.981 | 233.0253 | 389.0838 | 315.4339 | 412.0415 | 451.7206 | 500.7797 | 438.8688 | 463.0705
433 | 1 | 19 | 1 | 294.6665 | 211.0634 | 325.4161 | 445.7311 | 411.742 | 367.3072 | 283.9959 | 267.4035 | 183.4298 | 458.0872 | 379.0412 | 508.902 | 237.652 | 380.1292 | 323.0967 | 414.6086 | 448.1075 | 499.0043 | 441.3702 | 457.0859
434 | 2 | 19 | 1 | 298.1276 | 215.3807 | 319.3569 | 444.1348 | 413.8207 | 362.9007 | 284.6052 | 266.5856 | 180.2833 | 458.0855 | 381.2097 | 508.1323 | 231.6259 | 375.1269 | 318.461 | 415.8864 | 445.8812 | 498.1575 | 439.6514 | 456.0368
435 | 3 | 19 | 1 | 296.5582 | 208.6227 | 322.1481 | 435.6471 | 417.0537 | 370.4743 | 284.2338 | 264.1697 | 183.6186 | 460.3541 | 380.6596 | 510.0004 | 230.3829 | 374.5239 | 310.796 | 411.7736 | 440.805 | 497.1811 | 440.7756 | 457.2499
436 | 4 | 19 | 1 | 294.0505 | 193.4479 | 320.9075 | 434.0337 | 423.7769 | 368.0369 | 286.1728 | 261.9066 | 180.3386 | 478.2461 | 381.1528 | 519.0017 | 229.9051 | 375.7133 | 313.1722 | 405.3936 | 444.1468 | 494.762 | 436.2117 | 458.5382
437 | 5 | 19 | 1 | 287.3181 | 183.032 | 323.566 | 439.583 | 417.8029 | 357.2948 | 285.4358 | 263.885 | 176.4469 | 494.6548 | 376.3545 | 532.7702 | 222.6812 | 360.6152 | 323.5105 | 403.801 | 431.1776 | 496.4261 | 428.8823 | 458.4651
438 | 6 | 19 | 1 | 282.3185 | 175.5669 | 324.0177 | 419.6645 | 413.8717 | 351.4548 | 288.5337 | 264.4488 | 176.4349 | 511.1339 | 377.6197 | 536.8649 | 221.2743 | 356.3062 | 325.4621 | 398.4169 | 421.5113 | 487.5497 | 426.1654 | 468.8989
439 | 7 | 19 | 1 | 272.8354 | 155.0068 | 303.5123 | 357.5709 | 328.0133 | 310.908 | 282.4281 | 248.4621 | 170.9254 | 482.4104 | 377.3244 | 519.9362 | 214.5336 | 310.9683 | 296.1734 | 356.022 | 329.5941 | 471.8163 | 386.9617 | 459.1565
440 | 8 | 19 | 1 | 244.6455 | 115.0793 | 246.1917 | 322.8334 | 257.1421 | 211.5007 | 260.9207 | 225.9661 | 149.6337 | 380.4161 | 338.9675 | 385.4732 | 197.6962 | 241.3912 | 248.6218 | 311.5665 | 278.3187 | 391.9497 | 373.6876 | 366.8837
441 | 9 | 19 | 1 | 236.7187 | 116.5212 | 239.1009 | 313.9195 | 252.1556 | 187.4874 | 251.8362 | 217.3864 | 136.8028 | 323.4873 | 318.5867 | 320.8453 | 195.2827 | 240.4058 | 231.7197 | 304.9999 | 272.2542 | 345.882 | 375.9528 | 303.0013
442 | 10 | 19 | 1 | 234.8368 | 113.4651 | 232.0901 | 314.099 | 245.553 | 179.3881 | 253.0511 | 213.2801 | 132.9726 | 307.1868 | 320.4479 | 307.0137 | 200.7629 | 231.9804 | 224.2272 | 298.1018 | 263.7141 | 320.3299 | 373.4692 | 288.1103
443 | 11 | 19 | 1 | 236.9474 | 113.5843 | 230.5812 | 312.6449 | 243.2461 | 182.6243 | 258.442 | 216.2402 | 130.4016 | 293.9007 | 315.1731 | 295.5146 | 204.6722 | 235.7241 | 223.7376 | 298.1642 | 262.4151 | 315.881 | 369.3884 | 283.2057
444 | 12 | 19 | 1 | 236.136 | 115.2561 | 232.1874 | 308.6115 | 242.5389 | 185.1265 | 256.457 | 214.4195 | 130.0165 | 287.8144 | 309.63 | 290.9811 | 205.6964 | 242.6683 | 224.3027 | 298.6241 | 265.6186 | 323.842 | 367.5615 | 280.0416
445 | 13 | 19 | 1 | 236.2372 | 114.704 | 228.7242 | 310.1092 | 242.5899 | 183.1905 | 253.8199 | 215.186 | 128.2525 | 291.6075 | 312.4174 | 291.8393 | 200.3537 | 243.8688 | 223.4918 | 295.1813 | 270.7211 | 317.5085 | 364.5801 | 279.8174
446 | 14 | 19 | 1 | 235.3256 | 118.5961 | 229.1009 | 309.5161 | 248.4827 | 182.9658 | 258.2953 | 218.1688 | 133.6446 | 303.2981 | 314.2148 | 300.4811 | 201.1836 | 236.6464 | 221.722 | 293.7405 | 267.8962 | 318.3739 | 365.9772 | 287.3203
447 | 15 | 19 | 1 | 243.5662 | 136.7362 | 233.8731 | 315.9906 | 310.8745 | 207.0523 | 278.2185 | 225.2658 | 152.2328 | 321.9994 | 315.0098 | 309.0496 | 214.082 | 260.2719 | 225.7386 | 301.5873 | 320.5697 | 328.8266 | 380.8487 | 298.0363
448 | 16 | 19 | 1 | 262.989 | 172.5675 | 251.7227 | 336.3157 | 408.508 | 333.735 | 297.118 | 257.3914 | 197.3145 | 440.829 | 341.1784 | 417.4774 | 222.8636 | 318.7834 | 262.4509 | 352.0629 | 401.5653 | 378.3267 | 412.4554 | 395.7224
449 | 17 | 19 | 1 | 281.0253 | 170.5436 | 319.5002 | 387.4754 | 414.0231 | 363.3044 | 301.931 | 263.7426 | 208.9616 | 500.9344 | 374.5835 | 524.4197 | 227.3397 | 362.9084 | 327.6758 | 391.1435 | 424.5086 | 464.616 | 420.2506 | 454.8374
450 | 18 | 19 | 1 | 282.1044 | 168.6114 | 322.8355 | 395.9514 | 415.8177 | 369.0902 | 302.8062 | 264.9363 | 210.0383 | 511.0611 | 380.2851 | 527.7691 | 223.8869 | 365.8105 | 327.854 | 394.4038 | 424.7975 | 473.8667 | 420.3202 | 461.6276
451 | 19 | 19 | 1 | 281.1005 | 167.7833 | 315.7019 | 397.1408 | 411.9615 | 362.547 | 300.987 | 266.5966 | 202.2769 | 509.1205 | 378.386 | 526.3002 | 226.6523 | 365.9524 | 324.4808 | 393.3493 | 423.1705 | 476.1542 | 419.8924 | 461.7746
452 | 20 | 19 | 1 | 279.6093 | 167.25 | 309.564 | 392.1924 | 415.2279 | 365.888 | 297.9268 | 269.0312 | 197.945 | 502.8255 | 377.0866 | 526.8925 | 225.9037 | 363.8185 | 312.3561 | 396.4874 | 421.663 | 473.7129 | 420.626 | 460.9963
453 | 21 | 19 | 1 | 280.6145 | 172.1218 | 311.8962 | 395.1332 | 414.3541 | 363.7885 | 296.3131 | 270.6281 | 205.3319 | 499.5889 | 369.4527 | 526.2836 | 222.6686 | 374.2132 | 301.528 | 401.3499 | 432.3314 | 474.9894 | 429.0021 | 464.5815
454 | 22 | 19 | 1 | 280.6035 | 178.5128 | 321.8466 | 437.6169 | 414.1033 | 353.7296 | 289.632 | 269.7549 | 198.4174 | 480.6974 | 372.8693 | 522.8527 | 232.9013 | 368.4157 | 308.2228 | 407.0231 | 435.47 | 505.3731 | 434.7519 | 467.6699
455 | 23 | 19 | 1 | 283.7879 | 192.9486 | 316.9134 | 468.1497 | 411.6947 | 361.3716 | 288.7577 | 269.3115 | 192.8153 | 471.6823 | 377.1158 | 514.6774 | 239.6493 | 385.7823 | 308.3165 | 405.2228 | 450.0811 | 514.3231 | 438.2858 | 470.4141
456 | 0 | 20 | 1 | 291.478 | 202.4677 | 318.7152 | 454.1474 | 410.5404 | 365.0986 | 285.2976 | 268.0189 | 184.4974 | 460.1559 | 384.4864 | 508.981 | 233.0253 | 389.0838 | 315.4339 | 412.0415 | 451.7206 | 500.7797 | 438.8688 | 463.0705
457 | 1 | 20 | 1 | 294.6665 | 211.0634 | 325.4161 | 445.7311 | 411.742 | 367.3072 | 283.9959 | 267.4035 | 183.4298 | 458.0872 | 379.0412 | 508.902 | 237.652 | 380.1292 | 323.0967 | 414.6086 | 448.1075 | 499.0043 | 441.3702 | 457.0859
458 | 2 | 20 | 1 | 298.1276 | 215.3807 | 319.3569 | 444.1348 | 413.8207 | 362.9007 | 284.6052 | 266.5856 | 180.2833 | 458.0855 | 381.2097 | 508.1323 | 231.6259 | 375.1269 | 318.461 | 415.8864 | 445.8812 | 498.1575 | 439.6514 | 456.0368
459 | 3 | 20 | 1 | 296.5582 | 208.6227 | 322.1481 | 435.6471 | 417.0537 | 370.4743 | 284.2338 | 264.1697 | 183.6186 | 460.3541 | 380.6596 | 510.0004 | 230.3829 | 374.5239 | 310.796 | 411.7736 | 440.805 | 497.1811 | 440.7756 | 457.2499
460 | 4 | 20 | 1 | 294.0505 | 193.4479 | 320.9075 | 434.0337 | 423.7769 | 368.0369 | 286.1728 | 261.9066 | 180.3386 | 478.2461 | 381.1528 | 519.0017 | 229.9051 | 375.7133 | 313.1722 | 405.3936 | 444.1468 | 494.762 | 436.2117 | 458.5382
461 | 5 | 20 | 1 | 287.3181 | 183.032 | 323.566 | 439.583 | 417.8029 | 357.2948 | 285.4358 | 263.885 | 176.4469 | 494.6548 | 376.3545 | 532.7702 | 222.6812 | 360.6152 | 323.5105 | 403.801 | 431.1776 | 496.4261 | 428.8823 | 458.4651
462 | 6 | 20 | 1 | 282.3185 | 175.5669 | 324.0177 | 419.6645 | 413.8717 | 351.4548 | 288.5337 | 264.4488 | 176.4349 | 511.1339 | 377.6197 | 536.8649 | 221.2743 | 356.3062 | 325.4621 | 398.4169 | 421.5113 | 487.5497 | 426.1654 | 468.8989
463 | 7 | 20 | 1 | 272.8354 | 155.0068 | 303.5123 | 357.5709 | 328.0133 | 310.908 | 282.4281 | 248.4621 | 170.9254 | 482.4104 | 377.3244 | 519.9362 | 214.5336 | 310.9683 | 296.1734 | 356.022 | 329.5941 | 471.8163 | 386.9617 | 459.1565
464 | 8 | 20 | 1 | 244.6455 | 115.0793 | 246.1917 | 322.8334 | 257.1421 | 211.5007 | 260.9207 | 225.9661 | 149.6337 | 380.4161 | 338.9675 | 385.4732 | 197.6962 | 241.3912 | 248.6218 | 311.5665 | 278.3187 | 391.9497 | 373.6876 | 366.8837
465 | 9 | 20 | 1 | 236.7187 | 116.5212 | 239.1009 | 313.9195 | 252.1556 | 187.4874 | 251.8362 | 217.3864 | 136.8028 | 323.4873 | 318.5867 | 320.8453 | 195.2827 | 240.4058 | 231.7197 | 304.9999 | 272.2542 | 345.882 | 375.9528 | 303.0013
466 | 10 | 20 | 1 | 234.8368 | 113.4651 | 232.0901 | 314.099 | 245.553 | 179.3881 | 253.0511 | 213.2801 | 132.9726 | 307.1868 | 320.4479 | 307.0137 | 200.7629 | 231.9804 | 224.2272 | 298.1018 | 263.7141 | 320.3299 | 373.4692 | 288.1103
467 | 11 | 20 | 1 | 236.9474 | 113.5843 | 230.5812 | 312.6449 | 243.2461 | 182.6243 | 258.442 | 216.2402 | 130.4016 | 293.9007 | 315.1731 | 295.5146 | 204.6722 | 235.7241 | 223.7376 | 298.1642 | 262.4151 | 315.881 | 369.3884 | 283.2057
468 | 12 | 20 | 1 | 236.136 | 115.2561 | 232.1874 | 308.6115 | 242.5389 | 185.1265 | 256.457 | 214.4195 | 130.0165 | 287.8144 | 309.63 | 290.9811 | 205.6964 | 242.6683 | 224.3027 | 298.6241 | 265.6186 | 323.842 | 367.5615 | 280.0416
469 | 13 | 20 | 1 | 236.2372 | 114.704 | 228.7242 | 310.1092 | 242.5899 | 183.1905 | 253.8199 | 215.186 | 128.2525 | 291.6075 | 312.4174 | 291.8393 | 200.3537 | 243.8688 | 223.4918 | 295.1813 | 270.7211 | 317.5085 | 364.5801 | 279.8174
470 | 14 | 20 | 1 | 235.3256 | 118.5961 | 229.1009 | 309.5161 | 248.4827 | 182.9658 | 258.2953 | 218.1688 | 133.6446 | 303.2981 | 314.2148 | 300.4811 | 201.1836 | 236.6464 | 221.722 | 293.7405 | 267.8962 | 318.3739 | 365.9772 | 287.3203
471 | 15 | 20 | 1 | 243.5662 | 136.7362 | 233.8731 | 315.9906 | 310.8745 | 207.0523 | 278.2185 | 225.2658 | 152.2328 | 321.9994 | 315.0098 | 309.0496 | 214.082 | 260.2719 | 225.7386 | 301.5873 | 320.5697 | 328.8266 | 380.8487 | 298.0363
472 | 16 | 20 | 1 | 262.989 | 172.5675 | 251.7227 | 336.3157 | 408.508 | 333.735 | 297.118 | 257.3914 | 197.3145 | 440.829 | 341.1784 | 417.4774 | 222.8636 | 318.7834 | 262.4509 | 352.0629 | 401.5653 | 378.3267 | 412.4554 | 395.7224
473 | 17 | 20 | 1 | 281.0253 | 170.5436 | 319.5002 | 387.4754 | 414.0231 | 363.3044 | 301.931 | 263.7426 | 208.9616 | 500.9344 | 374.5835 | 524.4197 | 227.3397 | 362.9084 | 327.6758 | 391.1435 | 424.5086 | 464.616 | 420.2506 | 454.8374
474 | 18 | 20 | 1 | 282.1044 | 168.6114 | 322.8355 | 395.9514 | 415.8177 | 369.0902 | 302.8062 | 264.9363 | 210.0383 | 511.0611 | 380.2851 | 527.7691 | 223.8869 | 365.8105 | 327.854 | 394.4038 | 424.7975 | 473.8667 | 420.3202 | 461.6276
475 | 19 | 20 | 1 | 281.1005 | 167.7833 | 315.7019 | 397.1408 | 411.9615 | 362.547 | 300.987 | 266.5966 | 202.2769 | 509.1205 | 378.386 | 526.3002 | 226.6523 | 365.9524 | 324.4808 | 393.3493 | 423.1705 | 476.1542 | 419.8924 | 461.7746
476 | 20 | 20 | 1 | 279.6093 | 167.25 | 309.564 | 392.1924 | 415.2279 | 365.888 | 297.9268 | 269.0312 | 197.945 | 502.8255 | 377.0866 | 526.8925 | 225.9037 | 363.8185 | 312.3561 | 396.4874 | 421.663 | 473.7129 | 420.626 | 460.9963
477 | 21 | 20 | 1 | 280.6145 | 172.1218 | 311.8962 | 395.1332 | 414.3541 | 363.7885 | 296.3131 | 270.6281 | 205.3319 | 499.5889 | 369.4527 | 526.2836 | 222.6686 | 374.2132 | 301.528 | 401.3499 | 432.3314 | 474.9894 | 429.0021 | 464.5815
478 | 22 | 20 | 1 | 280.6035 | 178.5128 | 321.8466 | 437.6169 | 414.1033 | 353.7296 | 289.632 | 269.7549 | 198.4174 | 480.6974 | 372.8693 | 522.8527 | 232.9013 | 368.4157 | 308.2228 | 407.0231 | 435.47 | 505.3731 | 434.7519 | 467.6699
479 | 23 | 20 | 1 | 283.7879 | 192.9486 | 316.9134 | 468.1497 | 411.6947 | 361.3716 | 288.7577 | 269.3115 | 192.8153 | 471.6823 | 377.1158 | 514.6774 | 239.6493 | 385.7823 | 308.3165 | 405.2228 | 450.0811 | 514.3231 | 438.2858 | 470.4141
480 | 0 | 21 | 1 | 291.478 | 202.4677 | 318.7152 | 454.1474 | 410.5404 | 365.0986 | 285.2976 | 268.0189 | 184.4974 | 460.1559 | 384.4864 | 508.981 | 233.0253 | 389.0838 | 315.4339 | 412.0415 | 451.7206 | 500.7797 | 438.8688 | 463.0705
481 | 1 | 21 | 1 | 294.6665 | 211.0634 | 325.4161 | 445.7311 | 411.742 | 367.3072 | 283.9959 | 267.4035 | 183.4298 | 458.0872 | 379.0412 | 508.902 | 237.652 | 380.1292 | 323.0967 | 414.6086 | 448.1075 | 499.0043 | 441.3702 | 457.0859
482 | 2 | 21 | 1 | 298.1276 | 215.3807 | 319.3569 | 444.1348 | 413.8207 | 362.9007 | 284.6052 | 266.5856 | 180.2833 | 458.0855 | 381.2097 | 508.1323 | 231.6259 | 375.1269 | 318.461 | 415.8864 | 445.8812 | 498.1575 | 439.6514 | 456.0368
483 | 3 | 21 | 1 | 296.5582 | 208.6227 | 322.1481 | 435.6471 | 417.0537 | 370.4743 | 284.2338 | 264.1697 | 183.6186 | 460.3541 | 380.6596 | 510.0004 | 230.3829 | 374.5239 | 310.796 | 411.7736 | 440.805 | 497.1811 | 440.7756 | 457.2499
484 | 4 | 21 | 1 | 294.0505 | 193.4479 | 320.9075 | 434.0337 | 423.7769 | 368.0369 | 286.1728 | 261.9066 | 180.3386 | 478.2461 | 381.1528 | 519.0017 | 229.9051 | 375.7133 | 313.1722 | 405.3936 | 444.1468 | 494.762 | 436.2117 | 458.5382
485 | 5 | 21 | 1 | 287.3181 | 183.032 | 323.566 | 439.583 | 417.8029 | 357.2948 | 285.4358 | 263.885 | 176.4469 | 494.6548 | 376.3545 | 532.7702 | 222.6812 | 360.6152 | 323.5105 | 403.801 | 431.1776 | 496.4261 | 428.8823 | 458.4651
486 | 6 | 21 | 1 | 282.3185 | 175.5669 | 324.0177 | 419.6645 | 413.8717 | 351.4548 | 288.5337 | 264.4488 | 176.4349 | 511.1339 | 377.6197 | 536.8649 | 221.2743 | 356.3062 | 325.4621 | 398.4169 | 421.5113 | 487.5497 | 426.1654 | 468.8989
487 | 7 | 21 | 1 | 272.8354 | 155.0068 | 303.5123 | 357.5709 | 328.0133 | 310.908 | 282.4281 | 248.4621 | 170.9254 | 482.4104 | 377.3244 | 519.9362 | 214.5336 | 310.9683 | 296.1734 | 356.022 | 329.5941 | 471.8163 | 386.9617 | 459.1565
488 | 8 | 21 | 1 | 244.6455 | 115.0793 | 246.1917 | 322.8334 | 257.1421 | 211.5007 | 260.9207 | 225.9661 | 149.6337 | 380.4161 | 338.9675 | 385.4732 | 197.6962 | 241.3912 | 248.6218 | 311.5665 | 278.3187 | 391.9497 | 373.6876 | 366.8837
489 | 9 | 21 | 1 | 236.7187 | 116.5212 | 239.1009 | 313.9195 | 252.1556 | 187.4874 | 251.8362 | 217.3864 | 136.8028 | 323.4873 | 318.5867 | 320.8453 | 195.2827 | 240.4058 | 231.7197 | 304.9999 | 272.2542 | 345.882 | 375.9528 | 303.0013
490 | 10 | 21 | 1 | 234.8368 | 113.4651 | 232.0901 | 314.099 | 245.553 | 179.3881 | 253.0511 | 213.2801 | 132.9726 | 307.1868 | 320.4479 | 307.0137 | 200.7629 | 231.9804 | 224.2272 | 298.1018 | 263.7141 | 320.3299 | 373.4692 | 288.1103
491 | 11 | 21 | 1 | 236.9474 | 113.5843 | 230.5812 | 312.6449 | 243.2461 | 182.6243 | 258.442 | 216.2402 | 130.4016 | 293.9007 | 315.1731 | 295.5146 | 204.6722 | 235.7241 | 223.7376 | 298.1642 | 262.4151 | 315.881 | 369.3884 | 283.2057
492 | 12 | 21 | 1 | 236.136 | 115.2561 | 232.1874 | 308.6115 | 242.5389 | 185.1265 | 256.457 | 214.4195 | 130.0165 | 287.8144 | 309.63 | 290.9811 | 205.6964 | 242.6683 | 224.3027 | 298.6241 | 265.6186 | 323.842 | 367.5615 | 280.0416
493 | 13 | 21 | 1 | 236.2372 | 114.704 | 228.7242 | 310.1092 | 242.5899 | 183.1905 | 253.8199 | 215.186 | 128.2525 | 291.6075 | 312.4174 | 291.8393 | 200.3537 | 243.8688 | 223.4918 | 295.1813 | 270.7211 | 317.5085 | 364.5801 | 279.8174
494 | 14 | 21 | 1 | 235.3256 | 118.5961 | 229.1009 | 309.5161 | 248.4827 | 182.9658 | 258.2953 | 218.1688 | 133.6446 | 303.2981 | 314.2148 | 300.4811 | 201.1836 | 236.6464 | 221.722 | 293.7405 | 267.8962 | 318.3739 | 365.9772 | 287.3203
495 | 15 | 21 | 1 | 243.5662 | 136.7362 | 233.8731 | 315.9906 | 310.8745 | 207.0523 | 278.2185 | 225.2658 | 152.2328 | 321.9994 | 315.0098 | 309.0496 | 214.082 | 260.2719 | 225.7386 | 301.5873 | 320.5697 | 328.8266 | 380.8487 | 298.0363
496 | 16 | 21 | 1 | 262.989 | 172.5675 | 251.7227 | 336.3157 | 408.508 | 333.735 | 297.118 | 257.3914 | 197.3145 | 440.829 | 341.1784 | 417.4774 | 222.8636 | 318.7834 | 262.4509 | 352.0629 | 401.5653 | 378.3267 | 412.4554 | 395.7224
497 | 17 | 21 | 1 | 281.0253 | 170.5436 | 319.5002 | 387.4754 | 414.0231 | 363.3044 | 301.931 | 263.7426 | 208.9616 | 500.9344 | 374.5835 | 524.4197 | 227.3397 | 362.9084 | 327.6758 | 391.1435 | 424.5086 | 464.616 | 420.2506 | 454.8374
498 | 18 | 21 | 1 | 282.1044 | 168.6114 | 322.8355 | 395.9514 | 415.8177 | 369.0902 | 302.8062 | 264.9363 | 210.0383 | 511.0611 | 380.2851 | 527.7691 | 223.8869 | 365.8105 | 327.854 | 394.4038 | 424.7975 | 473.8667 | 420.3202 | 461.6276
499 | 19 | 21 | 1 | 281.1005 | 167.7833 | 315.7019 | 397.1408 | 411.9615 | 362.547 | 300.987 | 266.5966 | 202.2769 | 509.1205 | 378.386 | 526.3002 | 226.6523 | 365.9524 | 324.4808 | 393.3493 | 423.1705 | 476.1542 | 419.8924 | 461.7746
500 | 20 | 21 | 1 | 279.6093 | 167.25 | 309.564 | 392.1924 | 415.2279 | 365.888 | 297.9268 | 269.0312 | 197.945 | 502.8255 | 377.0866 | 526.8925 | 225.9037 | 363.8185 | 312.3561 | 396.4874 | 421.663 | 473.7129 | 420.626 | 460.9963
501 | 21 | 21 | 1 | 280.6145 | 172.1218 | 311.8962 | 395.1332 | 414.3541 | 363.7885 | 296.3131 | 270.6281 | 205.3319 | 499.5889 | 369.4527 | 526.2836 | 222.6686 | 374.2132 | 301.528 | 401.3499 | 432.3314 | 474.9894 | 429.0021 | 464.5815
502 | 22 | 21 | 1 | 280.6035 | 178.5128 | 321.8466 | 437.6169 | 414.1033 | 353.7296 | 289.632 | 269.7549 | 198.4174 | 480.6974 | 372.8693 | 522.8527 | 232.9013 | 368.4157 | 308.2228 | 407.0231 | 435.47 | 505.3731 | 434.7519 | 467.6699
503 | 23 | 21 | 1 | 283.7879 | 192.9486 | 316.9134 | 468.1497 | 411.6947 | 361.3716 | 288.7577 | 269.3115 | 192.8153 | 471.6823 | 377.1158 | 514.6774 | 239.6493 | 385.7823 | 308.3165 | 405.2228 | 450.0811 | 514.3231 | 438.2858 | 470.4141
504 | 0 | 22 | 1 | 291.478 | 202.4677 | 318.7152 | 454.1474 | 410.5404 | 365.0986 | 285.2976 | 268.0189 | 184.4974 | 460.1559 | 384.4864 | 508.981 | 233.0253 | 389.0838 | 315.4339 | 412.0415 | 451.7206 | 500.7797 | 438.8688 | 463.0705
505 | 1 | 22 | 1 | 294.6665 | 211.0634 | 325.4161 | 445.7311 | 411.742 | 367.3072 | 283.9959 | 267.4035 | 183.4298 | 458.0872 | 379.0412 | 508.902 | 237.652 | 380.1292 | 323.0967 | 414.6086 | 448.1075 | 499.0043 | 441.3702 | 457.0859
506 | 2 | 22 | 1 | 298.1276 | 215.3807 | 319.3569 | 444.1348 | 413.8207 | 362.9007 | 284.6052 | 266.5856 | 180.2833 | 458.0855 | 381.2097 | 508.1323 | 231.6259 | 375.1269 | 318.461 | 415.8864 | 445.8812 | 498.1575 | 439.6514 | 456.0368
507 | 3 | 22 | 1 | 296.5582 | 208.6227 | 322.1481 | 435.6471 | 417.0537 | 370.4743 | 284.2338 | 264.1697 | 183.6186 | 460.3541 | 380.6596 | 510.0004 | 230.3829 | 374.5239 | 310.796 | 411.7736 | 440.805 | 497.1811 | 440.7756 | 457.2499
508 | 4 | 22 | 1 | 294.0505 | 193.4479 | 320.9075 | 434.0337 | 423.7769 | 368.0369 | 286.1728 | 261.9066 | 180.3386 | 478.2461 | 381.1528 | 519.0017 | 229.9051 | 375.7133 | 313.1722 | 405.3936 | 444.1468 | 494.762 | 436.2117 | 458.5382
509 | 5 | 22 | 1 | 287.3181 | 183.032 | 323.566 | 439.583 | 417.8029 | 357.2948 | 285.4358 | 263.885 | 176.4469 | 494.6548 | 376.3545 | 532.7702 | 222.6812 | 360.6152 | 323.5105 | 403.801 | 431.1776 | 496.4261 | 428.8823 | 458.4651
510 | 6 | 22 | 1 | 282.3185 | 175.5669 | 324.0177 | 419.6645 | 413.8717 | 351.4548 | 288.5337 | 264.4488 | 176.4349 | 511.1339 | 377.6197 | 536.8649 | 221.2743 | 356.3062 | 325.4621 | 398.4169 | 421.5113 | 487.5497 | 426.1654 | 468.8989
511 | 7 | 22 | 1 | 272.8354 | 155.0068 | 303.5123 | 357.5709 | 328.0133 | 310.908 | 282.4281 | 248.4621 | 170.9254 | 482.4104 | 377.3244 | 519.9362 | 214.5336 | 310.9683 | 296.1734 | 356.022 | 329.5941 | 471.8163 | 386.9617 | 459.1565
512 | 8 | 22 | 1 | 244.6455 | 115.0793 | 246.1917 | 322.8334 | 257.1421 | 211.5007 | 260.9207 | 225.9661 | 149.6337 | 380.4161 | 338.9675 | 385.4732 | 197.6962 | 241.3912 | 248.6218 | 311.5665 | 278.3187 | 391.9497 | 373.6876 | 366.8837
513 | 9 | 22 | 1 | 236.7187 | 116.5212 | 239.1009 | 313.9195 | 252.1556 | 187.4874 | 251.8362 | 217.3864 | 136.8028 | 323.4873 | 318.5867 | 320.8453 | 195.2827 | 240.4058 | 231.7197 | 304.9999 | 272.2542 | 345.882 | 375.9528 | 303.0013
514 | 10 | 22 | 1 | 234.8368 | 113.4651 | 232.0901 | 314.099 | 245.553 | 179.3881 | 253.0511 | 213.2801 | 132.9726 | 307.1868 | 320.4479 | 307.0137 | 200.7629 | 231.9804 | 224.2272 | 298.1018 | 263.7141 | 320.3299 | 373.4692 | 288.1103
515 | 11 | 22 | 1 | 236.9474 | 113.5843 | 230.5812 | 312.6449 | 243.2461 | 182.6243 | 258.442 | 216.2402 | 130.4016 | 293.9007 | 315.1731 | 295.5146 | 204.6722 | 235.7241 | 223.7376 | 298.1642 | 262.4151 | 315.881 | 369.3884 | 283.2057
516 | 12 | 22 | 1 | 236.136 | 115.2561 | 232.1874 | 308.6115 | 242.5389 | 185.1265 | 256.457 | 214.4195 | 130.0165 | 287.8144 | 309.63 | 290.9811 | 205.6964 | 242.6683 | 224.3027 | 298.6241 | 265.6186 | 323.842 | 367.5615 | 280.0416
517 | 13 | 22 | 1 | 236.2372 | 114.704 | 228.7242 | 310.1092 | 242.5899 | 183.1905 | 253.8199 | 215.186 | 128.2525 | 291.6075 | 312.4174 | 291.8393 | 200.3537 | 243.8688 | 223.4918 | 295.1813 | 270.7211 | 317.5085 | 364.5801 | 279.8174
518 | 14 | 22 | 1 | 235.3256 | 118.5961 | 229.1009 | 309.5161 | 248.4827 | 182.9658 | 258.2953 | 218.1688 | 133.6446 | 303.2981 | 314.2148 | 300.4811 | 201.1836 | 236.6464 | 221.722 | 293.7405 | 267.8962 | 318.3739 | 365.9772 | 287.3203
519 | 15 | 22 | 1 | 243.5662 | 136.7362 | 233.8731 | 315.9906 | 310.8745 | 207.0523 | 278.2185 | 225.2658 | 152.2328 | 321.9994 | 315.0098 | 309.0496 | 214.082 | 260.2719 | 225.7386 | 301.5873 | 320.5697 | 328.8266 | 380.8487 | 298.0363
520 | 16 | 22 | 1 | 262.989 | 172.5675 | 251.7227 | 336.3157 | 408.508 | 333.735 | 297.118 | 257.3914 | 197.3145 | 440.829 | 341.1784 | 417.4774 | 222.8636 | 318.7834 | 262.4509 | 352.0629 | 401.5653 | 378.3267 | 412.4554 | 395.7224
521 | 17 | 22 | 1 | 281.0253 | 170.5436 | 319.5002 | 387.4754 | 414.0231 | 363.3044 | 301.931 | 263.7426 | 208.9616 | 500.9344 | 374.5835 | 524.4197 | 227.3397 | 362.9084 | 327.6758 | 391.1435 | 424.5086 | 464.616 | 420.2506 | 454.8374
522 | 18 | 22 | 1 | 282.1044 | 168.6114 | 322.8355 | 395.9514 | 415.8177 | 369.0902 | 302.8062 | 264.9363 | 210.0383 | 511.0611 | 380.2851 | 527.7691 | 223.8869 | 365.8105 | 327.854 | 394.4038 | 424.7975 | 473.8667 | 420.3202 | 461.6276
523 | 19 | 22 | 1 | 281.1005 | 167.7833 | 315.7019 | 397.1408 | 411.9615 | 362.547 | 300.987 | 266.5966 | 202.2769 | 509.1205 | 378.386 | 526.3002 | 226.6523 | 365.9524 | 324.4808 | 393.3493 | 423.1705 | 476.1542 | 419.8924 | 461.7746
524 | 20 | 22 | 1 | 279.6093 | 167.25 | 309.564 | 392.1924 | 415.2279 | 365.888 | 297.9268 | 269.0312 | 197.945 | 502.8255 | 377.0866 | 526.8925 | 225.9037 | 363.8185 | 312.3561 | 396.4874 | 421.663 | 473.7129 | 420.626 | 460.9963
525 | 21 | 22 | 1 | 280.6145 | 172.1218 | 311.8962 | 395.1332 | 414.3541 | 363.7885 | 296.3131 | 270.6281 | 205.3319 | 499.5889 | 369.4527 | 526.2836 | 222.6686 | 374.2132 | 301.528 | 401.3499 | 432.3314 | 474.9894 | 429.0021 | 464.5815
526 | 22 | 22 | 1 | 280.6035 | 178.5128 | 321.8466 | 437.6169 | 414.1033 | 353.7296 | 289.632 | 269.7549 | 198.4174 | 480.6974 | 372.8693 | 522.8527 | 232.9013 | 368.4157 | 308.2228 | 407.0231 | 435.47 | 505.3731 | 434.7519 | 467.6699
527 | 23 | 22 | 1 | 283.7879 | 192.9486 | 316.9134 | 468.1497 | 411.6947 | 361.3716 | 288.7577 | 269.3115 | 192.8153 | 471.6823 | 377.1158 | 514.6774 | 239.6493 | 385.7823 | 308.3165 | 405.2228 | 450.0811 | 514.3231 | 438.2858 | 470.4141
528 | 0 | 23 | 1 | 291.478 | 202.4677 | 318.7152 | 454.1474 | 410.5404 | 365.0986 | 285.2976 | 268.0189 | 184.4974 | 460.1559 | 384.4864 | 508.981 | 233.0253 | 389.0838 | 315.4339 | 412.0415 | 451.7206 | 500.7797 | 438.8688 | 463.0705
529 | 1 | 23 | 1 | 294.6665 | 211.0634 | 325.4161 | 445.7311 | 411.742 | 367.3072 | 283.9959 | 267.4035 | 183.4298 | 458.0872 | 379.0412 | 508.902 | 237.652 | 380.1292 | 323.0967 | 414.6086 | 448.1075 | 499.0043 | 441.3702 | 457.0859
530 | 2 | 23 | 1 | 298.1276 | 215.3807 | 319.3569 | 444.1348 | 413.8207 | 362.9007 | 284.6052 | 266.5856 | 180.2833 | 458.0855 | 381.2097 | 508.1323 | 231.6259 | 375.1269 | 318.461 | 415.8864 | 445.8812 | 498.1575 | 439.6514 | 456.0368
531 | 3 | 23 | 1 | 296.5582 | 208.6227 | 322.1481 | 435.6471 | 417.0537 | 370.4743 | 284.2338 | 264.1697 | 183.6186 | 460.3541 | 380.6596 | 510.0004 | 230.3829 | 374.5239 | 310.796 | 411.7736 | 440.805 | 497.1811 | 440.7756 | 457.2499
532 | 4 | 23 | 1 | 294.0505 | 193.4479 | 320.9075 | 434.0337 | 423.7769 | 368.0369 | 286.1728 | 261.9066 | 180.3386 | 478.2461 | 381.1528 | 519.0017 | 229.9051 | 375.7133 | 313.1722 | 405.3936 | 444.1468 | 494.762 | 436.2117 | 458.5382
533 | 5 | 23 | 1 | 287.3181 | 183.032 | 323.566 | 439.583 | 417.8029 | 357.2948 | 285.4358 | 263.885 | 176.4469 | 494.6548 | 376.3545 | 532.7702 | 222.6812 | 360.6152 | 323.5105 | 403.801 | 431.1776 | 496.4261 | 428.8823 | 458.4651
534 | 6 | 23 | 1 | 282.3185 | 175.5669 | 324.0177 | 419.6645 | 413.8717 | 351.4548 | 288.5337 | 264.4488 | 176.4349 | 511.1339 | 377.6197 | 536.8649 | 221.2743 | 356.3062 | 325.4621 | 398.4169 | 421.5113 | 487.5497 | 426.1654 | 468.8989
535 | 7 | 23 | 1 | 272.8354 | 155.0068 | 303.5123 | 357.5709 | 328.0133 | 310.908 | 282.4281 | 248.4621 | 170.9254 | 482.4104 | 377.3244 | 519.9362 | 214.5336 | 310.9683 | 296.1734 | 356.022 | 329.5941 | 471.8163 | 386.9617 | 459.1565
536 | 8 | 23 | 1 | 244.6455 | 115.0793 | 246.1917 | 322.8334 | 257.1421 | 211.5007 | 260.9207 | 225.9661 | 149.6337 | 380.4161 | 338.9675 | 385.4732 | 197.6962 | 241.3912 | 248.6218 | 311.5665 | 278.3187 | 391.9497 | 373.6876 | 366.8837
537 | 9 | 23 | 1 | 236.7187 | 116.5212 | 239.1009 | 313.9195 | 252.1556 | 187.4874 | 251.8362 | 217.3864 | 136.8028 | 323.4873 | 318.5867 | 320.8453 | 195.2827 | 240.4058 | 231.7197 | 304.9999 | 272.2542 | 345.882 | 375.9528 | 303.0013
538 | 10 | 23 | 1 | 234.8368 | 113.4651 | 232.0901 | 314.099 | 245.553 | 179.3881 | 253.0511 | 213.2801 | 132.9726 | 307.1868 | 320.4479 | 307.0137 | 200.7629 | 231.9804 | 224.2272 | 298.1018 | 263.7141 | 320.3299 | 373.4692 | 288.1103
539 | 11 | 23 | 1 | 236.9474 | 113.5843 | 230.5812 | 312.6449 | 243.2461 | 182.6243 | 258.442 | 216.2402 | 130.4016 | 293.9007 | 315.1731 | 295.5146 | 204.6722 | 235.7241 | 223.7376 | 298.1642 | 262.4151 | 315.881 | 369.3884 | 283.2057
540 | 12 | 23 | 1 | 236.136 | 115.2561 | 232.1874 | 308.6115 | 242.5389 | 185.1265 | 256.457 | 214.4195 | 130.0165 | 287.8144 | 309.63 | 290.9811 | 205.6964 | 242.6683 | 224.3027 | 298.6241 | 265.6186 | 323.842 | 367.5615 | 280.0416
541 | 13 | 23 | 1 | 236.2372 | 114.704 | 228.7242 | 310.1092 | 242.5899 | 183.1905 | 253.8199 | 215.186 | 128.2525 | 291.6075 | 312.4174 | 291.8393 | 200.3537 | 243.8688 | 223.4918 | 295.1813 | 270.7211 | 317.5085 | 364.5801 | 279.8174
542 | 14 | 23 | 1 | 235.3256 | 118.5961 | 229.1009 | 309.5161 | 248.4827 | 182.9658 | 258.2953 | 218.1688 | 133.6446 | 303.2981 | 314.2148 | 300.4811 | 201.1836 | 236.6464 | 221.722 | 293.7405 | 267.8962 | 318.3739 | 365.9772 | 287.3203
543 | 15 | 23 | 1 | 243.5662 | 136.7362 | 233.8731 | 315.9906 | 310.8745 | 207.0523 | 278.2185 | 225.2658 | 152.2328 | 321.9994 | 315.0098 | 309.0496 | 214.082 | 260.2719 | 225.7386 | 301.5873 | 320.5697 | 328.8266 | 380.8487 | 298.0363
544 | 16 | 23 | 1 | 262.989 | 172.5675 | 251.7227 | 336.3157 | 408.508 | 333.735 | 297.118 | 257.3914 | 197.3145 | 440.829 | 341.1784 | 417.4774 | 222.8636 | 318.7834 | 262.4509 | 352.0629 | 401.5653 | 378.3267 | 412.4554 | 395.7224
545 | 17 | 23 | 1 | 281.0253 | 170.5436 | 319.5002 | 387.4754 | 414.0231 | 363.3044 | 301.931 | 263.7426 | 208.9616 | 500.9344 | 374.5835 | 524.4197 | 227.3397 | 362.9084 | 327.6758 | 391.1435 | 424.5086 | 464.616 | 420.2506 | 454.8374
546 | 18 | 23 | 1 | 282.1044 | 168.6114 | 322.8355 | 395.9514 | 415.8177 | 369.0902 | 302.8062 | 264.9363 | 210.0383 | 511.0611 | 380.2851 | 527.7691 | 223.8869 | 365.8105 | 327.854 | 394.4038 | 424.7975 | 473.8667 | 420.3202 | 461.6276
547 | 19 | 23 | 1 | 281.1005 | 167.7833 | 315.7019 | 397.1408 | 411.9615 | 362.547 | 300.987 | 266.5966 | 202.2769 | 509.1205 | 378.386 | 526.3002 | 226.6523 | 365.9524 | 324.4808 | 393.3493 | 423.1705 | 476.1542 | 419.8924 | 461.7746
548 | 20 | 23 | 1 | 279.6093 | 167.25 | 309.564 | 392.1924 | 415.2279 | 365.888 | 297.9268 | 269.0312 | 197.945 | 502.8255 | 377.0866 | 526.8925 | 225.9037 | 363.8185 | 312.3561 | 396.4874 | 421.663 | 473.7129 | 420.626 | 460.9963
549 | 21 | 23 | 1 | 280.6145 | 172.1218 | 311.8962 | 395.1332 | 414.3541 | 363.7885 | 296.3131 | 270.6281 | 205.3319 | 499.5889 | 369.4527 | 526.2836 | 222.6686 | 374.2132 | 301.528 | 401.3499 | 432.3314 | 474.9894 | 429.0021 | 464.5815
550 | 22 | 23 | 1 | 280.6035 | 178.5128 | 321.8466 | 437.6169 | 414.1033 | 353.7296 | 289.632 | 269.7549 | 198.4174 | 480.6974 | 372.8693 | 522.8527 | 232.9013 | 368.4157 | 308.2228 | 407.0231 | 435.47 | 505.3731 | 434.7519 | 467.6699
551 | 23 | 23 | 1 | 283.7879 | 192.9486 | 316.9134 | 468.1497 | 411.6947 | 361.3716 | 288.7577 | 269.3115 | 192.8153 | 471.6823 | 377.1158 | 514.6774 | 239.6493 | 385.7823 | 308.3165 | 405.2228 | 450.0811 | 514.3231 | 438.2858 | 470.4141
552 | 0 | 24 | 1 | 291.478 | 202.4677 | 318.7152 | 454.1474 | 410.5404 | 365.0986 | 285.2976 | 268.0189 | 184.4974 | 460.1559 | 384.4864 | 508.981 | 233.0253 | 389.0838 | 315.4339 | 412.0415 | 451.7206 | 500.7797 | 438.8688 | 463.0705
553 | 1 | 24 | 1 | 294.6665 | 211.0634 | 325.4161 | 445.7311 | 411.742 | 367.3072 | 283.9959 | 267.4035 | 183.4298 | 458.0872 | 379.0412 | 508.902 | 237.652 | 380.1292 | 323.0967 | 414.6086 | 448.1075 | 499.0043 | 441.3702 | 457.0859
554 | 2 | 24 | 1 | 298.1276 | 215.3807 | 319.3569 | 444.1348 | 413.8207 | 362.9007 | 284.6052 | 266.5856 | 180.2833 | 458.0855 | 381.2097 | 508.1323 | 231.6259 | 375.1269 | 318.461 | 415.8864 | 445.8812 | 498.1575 | 439.6514 | 456.0368
555 | 3 | 24 | 1 | 296.5582 | 208.6227 | 322.1481 | 435.6471 | 417.0537 | 370.4743 | 284.2338 | 264.1697 | 183.6186 | 460.3541 | 380.6596 | 510.0004 | 230.3829 | 374.5239 | 310.796 | 411.7736 | 440.805 | 497.1811 | 440.7756 | 457.2499
556 | 4 | 24 | 1 | 294.0505 | 193.4479 | 320.9075 | 434.0337 | 423.7769 | 368.0369 | 286.1728 | 261.9066 | 180.3386 | 478.2461 | 381.1528 | 519.0017 | 229.9051 | 375.7133 | 313.1722 | 405.3936 | 444.1468 | 494.762 | 436.2117 | 458.5382
557 | 5 | 24 | 1 | 287.3181 | 183.032 | 323.566 | 439.583 | 417.8029 | 357.2948 | 285.4358 | 263.885 | 176.4469 | 494.6548 | 376.3545 | 532.7702 | 222.6812 | 360.6152 | 323.5105 | 403.801 | 431.1776 | 496.4261 | 428.8823 | 458.4651
558 | 6 | 24 | 1 | 282.3185 | 175.5669 | 324.0177 | 419.6645 | 413.8717 | 351.4548 | 288.5337 | 264.4488 | 176.4349 | 511.1339 | 377.6197 | 536.8649 | 221.2743 | 356.3062 | 325.4621 | 398.4169 | 421.5113 | 487.5497 | 426.1654 | 468.8989
559 | 7 | 24 | 1 | 272.8354 | 155.0068 | 303.5123 | 357.5709 | 328.0133 | 310.908 | 282.4281 | 248.4621 | 170.9254 | 482.4104 | 377.3244 | 519.9362 | 214.5336 | 310.9683 | 296.1734 | 356.022 | 329.5941 | 471.8163 | 386.9617 | 459.1565
560 | 8 | 24 | 1 | 244.6455 | 115.0793 | 246.1917 | 322.8334 | 257.1421 | 211.5007 | 260.9207 | 225.9661 | 149.6337 | 380.4161 | 338.9675 | 385.4732 | 197.6962 | 241.3912 | 248.6218 | 311.5665 | 278.3187 | 391.9497 | 373.6876 | 366.8837
561 | 9 | 24 | 1 | 236.7187 | 116.5212 | 239.1009 | 313.9195 | 252.1556 | 187.4874 | 251.8362 | 217.3864 | 136.8028 | 323.4873 | 318.5867 | 320.8453 | 195.2827 | 240.4058 | 231.7197 | 304.9999 | 272.2542 | 345.882 | 375.9528 | 303.0013
562 | 10 | 24 | 1 | 234.8368 | 113.4651 | 232.0901 | 314.099 | 245.553 | 179.3881 | 253.0511 | 213.2801 | 132.9726 | 307.1868 | 320.4479 | 307.0137 | 200.7629 | 231.9804 | 224.2272 | 298.1018 | 263.7141 | 320.3299 | 373.4692 | 288.1103
563 | 11 | 24 | 1 | 236.9474 | 113.5843 | 230.5812 | 312.6449 | 243.2461 | 182.6243 | 258.442 | 216.2402 | 130.4016 | 293.9007 | 315.1731 | 295.5146 | 204.6722 | 235.7241 | 223.7376 | 298.1642 | 262.4151 | 315.881 | 369.3884 | 283.2057
564 | 12 | 24 | 1 | 236.136 | 115.2561 | 232.1874 | 308.6115 | 242.5389 | 185.1265 | 256.457 | 214.4195 | 130.0165 | 287.8144 | 309.63 | 290.9811 | 205.6964 | 242.6683 | 224.3027 | 298.6241 | 265.6186 | 323.842 | 367.5615 | 280.0416
565 | 13 | 24 | 1 | 236.2372 | 114.704 | 228.7242 | 310.1092 | 242.5899 | 183.1905 | 253.8199 | 215.186 | 128.2525 | 291.6075 | 312.4174 | 291.8393 | 200.3537 | 243.8688 | 223.4918 | 295.1813 | 270.7211 | 317.5085 | 364.5801 | 279.8174
566 | 14 | 24 | 1 | 235.3256 | 118.5961 | 229.1009 | 309.5161 | 248.4827 | 182.9658 | 258.2953 | 218.1688 | 133.6446 | 303.2981 | 314.2148 | 300.4811 | 201.1836 | 236.6464 | 221.722 | 293.7405 | 267.8962 | 318.3739 | 365.9772 | 287.3203
567 | 15 | 24 | 1 | 243.5662 | 136.7362 | 233.8731 | 315.9906 | 310.8745 | 207.0523 | 278.2185 | 225.2658 | 152.2328 | 321.9994 | 315.0098 | 309.0496 | 214.082 | 260.2719 | 225.7386 | 301.5873 | 320.5697 | 328.8266 | 380.8487 | 298.0363
568 | 16 | 24 | 1 | 262.989 | 172.5675 | 251.7227 | 336.3157 | 408.508 | 333.735 | 297.118 | 257.3914 | 197.3145 | 440.829 | 341.1784 | 417.4774 | 222.8636 | 318.7834 | 262.4509 | 352.0629 | 401.5653 | 378.3267 | 412.4554 | 395.7224
569 | 17 | 24 | 1 | 281.0253 | 170.5436 | 319.5002 | 387.4754 | 414.0231 | 363.3044 | 301.931 | 263.7426 | 208.9616 | 500.9344 | 374.5835 | 524.4197 | 227.3397 | 362.9084 | 327.6758 | 391.1435 | 424.5086 | 464.616 | 420.2506 | 454.8374
570 | 18 | 24 | 1 | 282.1044 | 168.6114 | 322.8355 | 395.9514 | 415.8177 | 369.0902 | 302.8062 | 264.9363 | 210.0383 | 511.0611 | 380.2851 | 527.7691 | 223.8869 | 365.8105 | 327.854 | 394.4038 | 424.7975 | 473.8667 | 420.3202 | 461.6276
571 | 19 | 24 | 1 | 281.1005 | 167.7833 | 315.7019 | 397.1408 | 411.9615 | 362.547 | 300.987 | 266.5966 | 202.2769 | 509.1205 | 378.386 | 526.3002 | 226.6523 | 365.9524 | 324.4808 | 393.3493 | 423.1705 | 476.1542 | 419.8924 | 461.7746
572 | 20 | 24 | 1 | 279.6093 | 167.25 | 309.564 | 392.1924 | 415.2279 | 365.888 | 297.9268 | 269.0312 | 197.945 | 502.8255 | 377.0866 | 526.8925 | 225.9037 | 363.8185 | 312.3561 | 396.4874 | 421.663 | 473.7129 | 420.626 | 460.9963
573 | 21 | 24 | 1 | 280.6145 | 172.1218 | 311.8962 | 395.1332 | 414.3541 | 363.7885 | 296.3131 | 270.6281 | 205.3319 | 499.5889 | 369.4527 | 526.2836 | 222.6686 | 374.2132 | 301.528 | 401.3499 | 432.3314 | 474.9894 | 429.0021 | 464.5815
574 | 22 | 24 | 1 | 280.6035 | 178.5128 | 321.8466 | 437.6169 | 414.1033 | 353.7296 | 289.632 | 269.7549 | 198.4174 | 480.6974 | 372.8693 | 522.8527 | 232.9013 | 368.4157 | 308.2228 | 407.0231 | 435.47 | 505.3731 | 434.7519 | 467.6699
575 | 23 | 24 | 1 | 283.7879 | 192.9486 | 316.9134 | 468.1497 | 411.6947 | 361.3716 | 288.7577 | 269.3115 | 192.8153 | 471.6823 | 377.1158 | 514.6774 | 239.6493 | 385.7823 | 308.3165 | 405.2228 | 450.0811 | 514.3231 | 438.2858 | 470.4141
576 | 0 | 25 | 1 | 291.478 | 202.4677 | 318.7152 | 454.1474 | 410.5404 | 365.0986 | 285.2976 | 268.0189 | 184.4974 | 460.1559 | 384.4864 | 508.981 | 233.0253 | 389.0838 | 315.4339 | 412.0415 | 451.7206 | 500.7797 | 438.8688 | 463.0705
577 | 1 | 25 | 1 | 294.6665 | 211.0634 | 325.4161 | 445.7311 | 411.742 | 367.3072 | 283.9959 | 267.4035 | 183.4298 | 458.0872 | 379.0412 | 508.902 | 237.652 | 380.1292 | 323.0967 | 414.6086 | 448.1075 | 499.0043 | 441.3702 | 457.0859
578 | 2 | 25 | 1 | 298.1276 | 215.3807 | 319.3569 | 444.1348 | 413.8207 | 362.9007 | 284.6052 | 266.5856 | 180.2833 | 458.0855 | 381.2097 | 508.1323 | 231.6259 | 375.1269 | 318.461 | 415.8864 | 445.8812 | 498.1575 | 439.6514 | 456.0368
579 | 3 | 25 | 1 | 296.5582 | 208.6227 | 322.1481 | 435.6471 | 417.0537 | 370.4743 | 284.2338 | 264.1697 | 183.6186 | 460.3541 | 380.6596 | 510.0004 | 230.3829 | 374.5239 | 310.796 | 411.7736 | 440.805 | 497.1811 | 440.7756 | 457.2499
580 | 4 | 25 | 1 | 294.0505 | 193.4479 | 320.9075 | 434.0337 | 423.7769 | 368.0369 | 286.1728 | 261.9066 | 180.3386 | 478.2461 | 381.1528 | 519.0017 | 229.9051 | 375.7133 | 313.1722 | 405.3936 | 444.1468 | 494.762 | 436.2117 | 458.5382
581 | 5 | 25 | 1 | 287.3181 | 183.032 | 323.566 | 439.583 | 417.8029 | 357.2948 | 285.4358 | 263.885 | 176.4469 | 494.6548 | 376.3545 | 532.7702 | 222.6812 | 360.6152 | 323.5105 | 403.801 | 431.1776 | 496.4261 | 428.8823 | 458.4651
582 | 6 | 25 | 1 | 282.3185 | 175.5669 | 324.0177 | 419.6645 | 413.8717 | 351.4548 | 288.5337 | 264.4488 | 176.4349 | 511.1339 | 377.6197 | 536.8649 | 221.2743 | 356.3062 | 325.4621 | 398.4169 | 421.5113 | 487.5497 | 426.1654 | 468.8989
583 | 7 | 25 | 1 | 272.8354 | 155.0068 | 303.5123 | 357.5709 | 328.0133 | 310.908 | 282.4281 | 248.4621 | 170.9254 | 482.4104 | 377.3244 | 519.9362 | 214.5336 | 310.9683 | 296.1734 | 356.022 | 329.5941 | 471.8163 | 386.9617 | 459.1565
584 | 8 | 25 | 1 | 244.6455 | 115.0793 | 246.1917 | 322.8334 | 257.1421 | 211.5007 | 260.9207 | 225.9661 | 149.6337 | 380.4161 | 338.9675 | 385.4732 | 197.6962 | 241.3912 | 248.6218 | 311.5665 | 278.3187 | 391.9497 | 373.6876 | 366.8837
585 | 9 | 25 | 1 | 236.7187 | 116.5212 | 239.1009 | 313.9195 | 252.1556 | 187.4874 | 251.8362 | 217.3864 | 136.8028 | 323.4873 | 318.5867 | 320.8453 | 195.2827 | 240.4058 | 231.7197 | 304.9999 | 272.2542 | 345.882 | 375.9528 | 303.0013
586 | 10 | 25 | 1 | 234.8368 | 113.4651 | 232.0901 | 314.099 | 245.553 | 179.3881 | 253.0511 | 213.2801 | 132.9726 | 307.1868 | 320.4479 | 307.0137 | 200.7629 | 231.9804 | 224.2272 | 298.1018 | 263.7141 | 320.3299 | 373.4692 | 288.1103
587 | 11 | 25 | 1 | 236.9474 | 113.5843 | 230.5812 | 312.6449 | 243.2461 | 182.6243 | 258.442 | 216.2402 | 130.4016 | 293.9007 | 315.1731 | 295.5146 | 204.6722 | 235.7241 | 223.7376 | 298.1642 | 262.4151 | 315.881 | 369.3884 | 283.2057
588 | 12 | 25 | 1 | 236.136 | 115.2561 | 232.1874 | 308.6115 | 242.5389 | 185.1265 | 256.457 | 214.4195 | 130.0165 | 287.8144 | 309.63 | 290.9811 | 205.6964 | 242.6683 | 224.3027 | 298.6241 | 265.6186 | 323.842 | 367.5615 | 280.0416
589 | 13 | 25 | 1 | 236.2372 | 114.704 | 228.7242 | 310.1092 | 242.5899 | 183.1905 | 253.8199 | 215.186 | 128.2525 | 291.6075 | 312.4174 | 291.8393 | 200.3537 | 243.8688 | 223.4918 | 295.1813 | 270.7211 | 317.5085 | 364.5801 | 279.8174
590 | 14 | 25 | 1 | 235.3256 | 118.5961 | 229.1009 | 309.5161 | 248.4827 | 182.9658 | 258.2953 | 218.1688 | 133.6446 | 303.2981 | 314.2148 | 300.4811 | 201.1836 | 236.6464 | 221.722 | 293.7405 | 267.8962 | 318.3739 | 365.9772 | 287.3203
591 | 15 | 25 | 1 | 243.5662 | 136.7362 | 233.8731 | 315.9906 | 310.8745 | 207.0523 | 278.2185 | 225.2658 | 152.2328 | 321.9994 | 315.0098 | 309.0496 | 214.082 | 260.2719 | 225.7386 | 301.5873 | 320.5697 | 328.8266 | 380.8487 | 298.0363
592 | 16 | 25 | 1 | 262.989 | 172.5675 | 251.7227 | 336.3157 | 408.508 | 333.735 | 297.118 | 257.3914 | 197.3145 | 440.829 | 341.1784 | 417.4774 | 222.8636 | 318.7834 | 262.4509 | 352.0629 | 401.5653 | 378.3267 | 412.4554 | 395.7224
593 | 17 | 25 | 1 | 281.0253 | 170.5436 | 319.5002 | 387.4754 | 414.0231 | 363.3044 | 301.931 | 263.7426 | 208.9616 | 500.9344 | 374.5835 | 524.4197 | 227.3397 | 362.9084 | 327.6758 | 391.1435 | 424.5086 | 464.616 | 420.2506 | 454.8374
594 | 18 | 25 | 1 | 282.1044 | 168.6114 | 322.8355 | 395.9514 | 415.8177 | 369.0902 | 302.8062 | 264.9363 | 210.0383 | 511.0611 | 380.2851 | 527.7691 | 223.8869 | 365.8105 | 327.854 | 394.4038 | 424.7975 | 473.8667 | 420.3202 | 461.6276
595 | 19 | 25 | 1 | 281.1005 | 167.7833 | 315.7019 | 397.1408 | 411.9615 | 362.547 | 300.987 | 266.5966 | 202.2769 | 509.1205 | 378.386 | 526.3002 | 226.6523 | 365.9524 | 324.4808 | 393.3493 | 423.1705 | 476.1542 | 419.8924 | 461.7746
596 | 20 | 25 | 1 | 279.6093 | 167.25 | 309.564 | 392.1924 | 415.2279 | 365.888 | 297.9268 | 269.0312 | 197.945 | 502.8255 | 377.0866 | 526.8925 | 225.9037 | 363.8185 | 312.3561 | 396.4874 | 421.663 | 473.7129 | 420.626 | 460.9963
597 | 21 | 25 | 1 | 280.6145 | 172.1218 | 311.8962 | 395.1332 | 414.3541 | 363.7885 | 296.3131 | 270.6281 | 205.3319 | 499.5889 | 369.4527 | 526.2836 | 222.6686 | 374.2132 | 301.528 | 401.3499 | 432.3314 | 474.9894 | 429.0021 | 464.5815
598 | 22 | 25 | 1 | 280.6035 | 178.5128 | 321.8466 | 437.6169 | 414.1033 | 353.7296 | 289.632 | 269.7549 | 198.4174 | 480.6974 | 372.8693 | 522.8527 | 232.9013 | 368.4157 | 308.2228 | 407.0231 | 435.47 | 505.3731 | 434.7519 | 467.6699
599 | 23 | 25 | 1 | 283.7879 | 192.9486 | 316.9134 | 468.1497 | 411.6947 | 361.3716 | 288.7577 | 269.3115 | 192.8153 | 471.6823 | 377.1158 | 514.6774 | 239.6493 | 385.7823 | 308.3165 | 405.2228 | 450.0811 | 514.3231 | 438.2858 | 470.4141
600 | 0 | 26 | 1 | 291.478 | 202.4677 | 318.7152 | 454.1474 | 410.5404 | 365.0986 | 285.2976 | 268.0189 | 184.4974 | 460.1559 | 384.4864 | 508.981 | 233.0253 | 389.0838 | 315.4339 | 412.0415 | 451.7206 | 500.7797 | 438.8688 | 463.0705
601 | 1 | 26 | 1 | 294.6665 | 211.0634 | 325.4161 | 445.7311 | 411.742 | 367.3072 | 283.9959 | 267.4035 | 183.4298 | 458.0872 | 379.0412 | 508.902 | 237.652 | 380.1292 | 323.0967 | 414.6086 | 448.1075 | 499.0043 | 441.3702 | 457.0859
602 | 2 | 26 | 1 | 298.1276 | 215.3807 | 319.3569 | 444.1348 | 413.8207 | 362.9007 | 284.6052 | 266.5856 | 180.2833 | 458.0855 | 381.2097 | 508.1323 | 231.6259 | 375.1269 | 318.461 | 415.8864 | 445.8812 | 498.1575 | 439.6514 | 456.0368
603 | 3 | 26 | 1 | 296.5582 | 208.6227 | 322.1481 | 435.6471 | 417.0537 | 370.4743 | 284.2338 | 264.1697 | 183.6186 | 460.3541 | 380.6596 | 510.0004 | 230.3829 | 374.5239 | 310.796 | 411.7736 | 440.805 | 497.1811 | 440.7756 | 457.2499
604 | 4 | 26 | 1 | 294.0505 | 193.4479 | 320.9075 | 434.0337 | 423.7769 | 368.0369 | 286.1728 | 261.9066 | 180.3386 | 478.2461 | 381.1528 | 519.0017 | 229.9051 | 375.7133 | 313.1722 | 405.3936 | 444.1468 | 494.762 | 436.2117 | 458.5382
605 | 5 | 26 | 1 | 287.3181 | 183.032 | 323.566 | 439.583 | 417.8029 | 357.2948 | 285.4358 | 263.885 | 176.4469 | 494.6548 | 376.3545 | 532.7702 | 222.6812 | 360.6152 | 323.5105 | 403.801 | 431.1776 | 496.4261 | 428.8823 | 458.4651
606 | 6 | 26 | 1 | 282.3185 | 175.5669 | 324.0177 | 419.6645 | 413.8717 | 351.4548 | 288.5337 | 264.4488 | 176.4349 | 511.1339 | 377.6197 | 536.8649 | 221.2743 | 356.3062 | 325.4621 | 398.4169 | 421.5113 | 487.5497 | 426.1654 | 468.8989
607 | 7 | 26 | 1 | 272.8354 | 155.0068 | 303.5123 | 357.5709 | 328.0133 | 310.908 | 282.4281 | 248.4621 | 170.9254 | 482.4104 | 377.3244 | 519.9362 | 214.5336 | 310.9683 | 296.1734 | 356.022 | 329.5941 | 471.8163 | 386.9617 | 459.1565
608 | 8 | 26 | 1 | 244.6455 | 115.0793 | 246.1917 | 322.8334 | 257.1421 | 211.5007 | 260.9207 | 225.9661 | 149.6337 | 380.4161 | 338.9675 | 385.4732 | 197.6962 | 241.3912 | 248.6218 | 311.5665 | 278.3187 | 391.9497 | 373.6876 | 366.8837
609 | 9 | 26 | 1 | 236.7187 | 116.5212 | 239.1009 | 313.9195 | 252.1556 | 187.4874 | 251.8362 | 217.3864 | 136.8028 | 323.4873 | 318.5867 | 320.8453 | 195.2827 | 240.4058 | 231.7197 | 304.9999 | 272.2542 | 345.882 | 375.9528 | 303.0013
610 | 10 | 26 | 1 | 234.8368 | 113.4651 | 232.0901 | 314.099 | 245.553 | 179.3881 | 253.0511 | 213.2801 | 132.9726 | 307.1868 | 320.4479 | 307.0137 | 200.7629 | 231.9804 | 224.2272 | 298.1018 | 263.7141 | 320.3299 | 373.4692 | 288.1103
611 | 11 | 26 | 1 | 236.9474 | 113.5843 | 230.5812 | 312.6449 | 243.2461 | 182.6243 | 258.442 | 216.2402 | 130.4016 | 293.9007 | 315.1731 | 295.5146 | 204.6722 | 235.7241 | 223.7376 | 298.1642 | 262.4151 | 315.881 | 369.3884 | 283.2057
612 | 12 | 26 | 1 | 236.136 | 115.2561 | 232.1874 | 308.6115 | 242.5389 | 185.1265 | 256.457 | 214.4195 | 130.0165 | 287.8144 | 309.63 | 290.9811 | 205.6964 | 242.6683 | 224.3027 | 298.6241 | 265.6186 | 323.842 | 367.5615 | 280.0416
613 | 13 | 26 | 1 | 236.2372 | 114.704 | 228.7242 | 310.1092 | 242.5899 | 183.1905 | 253.8199 | 215.186 | 128.2525 | 291.6075 | 312.4174 | 291.8393 | 200.3537 | 243.8688 | 223.4918 | 295.1813 | 270.7211 | 317.5085 | 364.5801 | 279.8174
614 | 14 | 26 | 1 | 235.3256 | 118.5961 | 229.1009 | 309.5161 | 248.4827 | 182.9658 | 258.2953 | 218.1688 | 133.6446 | 303.2981 | 314.2148 | 300.4811 | 201.1836 | 236.6464 | 221.722 | 293.7405 | 267.8962 | 318.3739 | 365.9772 | 287.3203
615 | 15 | 26 | 1 | 243.5662 | 136.7362 | 233.8731 | 315.9906 | 310.8745 | 207.0523 | 278.2185 | 225.2658 | 152.2328 | 321.9994 | 315.0098 | 309.0496 | 214.082 | 260.2719 | 225.7386 | 301.5873 | 320.5697 | 328.8266 | 380.8487 | 298.0363
616 | 16 | 26 | 1 | 262.989 | 172.5675 | 251.7227 | 336.3157 | 408.508 | 333.735 | 297.118 | 257.3914 | 197.3145 | 440.829 | 341.1784 | 417.4774 | 222.8636 | 318.7834 | 262.4509 | 352.0629 | 401.5653 | 378.3267 | 412.4554 | 395.7224
617 | 17 | 26 | 1 | 281.0253 | 170.5436 | 319.5002 | 387.4754 | 414.0231 | 363.3044 | 301.931 | 263.7426 | 208.9616 | 500.9344 | 374.5835 | 524.4197 | 227.3397 | 362.9084 | 327.6758 | 391.1435 | 424.5086 | 464.616 | 420.2506 | 454.8374
618 | 18 | 26 | 1 | 282.1044 | 168.6114 | 322.8355 | 395.9514 | 415.8177 | 369.0902 | 302.8062 | 264.9363 | 210.0383 | 511.0611 | 380.2851 | 527.7691 | 223.8869 | 365.8105 | 327.854 | 394.4038 | 424.7975 | 473.8667 | 420.3202 | 461.6276
619 | 19 | 26 | 1 | 281.1005 | 167.7833 | 315.7019 | 397.1408 | 411.9615 | 362.547 | 300.987 | 266.5966 | 202.2769 | 509.1205 | 378.386 | 526.3002 | 226.6523 | 365.9524 | 324.4808 | 393.3493 | 423.1705 | 476.1542 | 419.8924 | 461.7746
620 | 20 | 26 | 1 | 279.6093 | 167.25 | 309.564 | 392.1924 | 415.2279 | 365.888 | 297.9268 | 269.0312 | 197.945 | 502.8255 | 377.0866 | 526.8925 | 225.9037 | 363.8185 | 312.3561 | 396.4874 | 421.663 | 473.7129 | 420.626 | 460.9963
621 | 21 | 26 | 1 | 280.6145 | 172.1218 | 311.8962 | 395.1332 | 414.3541 | 363.7885 | 296.3131 | 270.6281 | 205.3319 | 499.5889 | 369.4527 | 526.2836 | 222.6686 | 374.2132 | 301.528 | 401.3499 | 432.3314 | 474.9894 | 429.0021 | 464.5815
622 | 22 | 26 | 1 | 280.6035 | 178.5128 | 321.8466 | 437.6169 | 414.1033 | 353.7296 | 289.632 | 269.7549 | 198.4174 | 480.6974 | 372.8693 | 522.8527 | 232.9013 | 368.4157 | 308.2228 | 407.0231 | 435.47 | 505.3731 | 434.7519 | 467.6699
623 | 23 | 26 | 1 | 283.7879 | 192.9486 | 316.9134 | 468.1497 | 411.6947 | 361.3716 | 288.7577 | 269.3115 | 192.8153 | 471.6823 | 377.1158 | 514.6774 | 239.6493 | 385.7823 | 308.3165 | 405.2228 | 450.0811 | 514.3231 | 438.2858 | 470.4141
624 | 0 | 27 | 1 | 291.478 | 202.4677 | 318.7152 | 454.1474 | 410.5404 | 365.0986 | 285.2976 | 268.0189 | 184.4974 | 460.1559 | 384.4864 | 508.981 | 233.0253 | 389.0838 | 315.4339 | 412.0415 | 451.7206 | 500.7797 | 438.8688 | 463.0705
625 | 1 | 27 | 1 | 294.6665 | 211.0634 | 325.4161 | 445.7311 | 411.742 | 367.3072 | 283.9959 | 267.4035 | 183.4298 | 458.0872 | 379.0412 | 508.902 | 237.652 | 380.1292 | 323.0967 | 414.6086 | 448.1075 | 499.0043 | 441.3702 | 457.0859
626 | 2 | 27 | 1 | 298.1276 | 215.3807 | 319.3569 | 444.1348 | 413.8207 | 362.9007 | 284.6052 | 266.5856 | 180.2833 | 458.0855 | 381.2097 | 508.1323 | 231.6259 | 375.1269 | 318.461 | 415.8864 | 445.8812 | 498.1575 | 439.6514 | 456.0368
627 | 3 | 27 | 1 | 296.5582 | 208.6227 | 322.1481 | 435.6471 | 417.0537 | 370.4743 | 284.2338 | 264.1697 | 183.6186 | 460.3541 | 380.6596 | 510.0004 | 230.3829 | 374.5239 | 310.796 | 411.7736 | 440.805 | 497.1811 | 440.7756 | 457.2499
628 | 4 | 27 | 1 | 294.0505 | 193.4479 | 320.9075 | 434.0337 | 423.7769 | 368.0369 | 286.1728 | 261.9066 | 180.3386 | 478.2461 | 381.1528 | 519.0017 | 229.9051 | 375.7133 | 313.1722 | 405.3936 | 444.1468 | 494.762 | 436.2117 | 458.5382
629 | 5 | 27 | 1 | 287.3181 | 183.032 | 323.566 | 439.583 | 417.8029 | 357.2948 | 285.4358 | 263.885 | 176.4469 | 494.6548 | 376.3545 | 532.7702 | 222.6812 | 360.6152 | 323.5105 | 403.801 | 431.1776 | 496.4261 | 428.8823 | 458.4651
630 | 6 | 27 | 1 | 282.3185 | 175.5669 | 324.0177 | 419.6645 | 413.8717 | 351.4548 | 288.5337 | 264.4488 | 176.4349 | 511.1339 | 377.6197 | 536.8649 | 221.2743 | 356.3062 | 325.4621 | 398.4169 | 421.5113 | 487.5497 | 426.1654 | 468.8989
631 | 7 | 27 | 1 | 272.8354 | 155.0068 | 303.5123 | 357.5709 | 328.0133 | 310.908 | 282.4281 | 248.4621 | 170.9254 | 482.4104 | 377.3244 | 519.9362 | 214.5336 | 310.9683 | 296.1734 | 356.022 | 329.5941 | 471.8163 | 386.9617 | 459.1565
632 | 8 | 27 | 1 | 244.6455 | 115.0793 | 246.1917 | 322.8334 | 257.1421 | 211.5007 | 260.9207 | 225.9661 | 149.6337 | 380.4161 | 338.9675 | 385.4732 | 197.6962 | 241.3912 | 248.6218 | 311.5665 | 278.3187 | 391.9497 | 373.6876 | 366.8837
633 | 9 | 27 | 1 | 236.7187 | 116.5212 | 239.1009 | 313.9195 | 252.1556 | 187.4874 | 251.8362 | 217.3864 | 136.8028 | 323.4873 | 318.5867 | 320.8453 | 195.2827 | 240.4058 | 231.7197 | 304.9999 | 272.2542 | 345.882 | 375.9528 | 303.0013
634 | 10 | 27 | 1 | 234.8368 | 113.4651 | 232.0901 | 314.099 | 245.553 | 179.3881 | 253.0511 | 213.2801 | 132.9726 | 307.1868 | 320.4479 | 307.0137 | 200.7629 | 231.9804 | 224.2272 | 298.1018 | 263.7141 | 320.3299 | 373.4692 | 288.1103
635 | 11 | 27 | 1 | 236.9474 | 113.5843 | 230.5812 | 312.6449 | 243.2461 | 182.6243 | 258.442 | 216.2402 | 130.4016 | 293.9007 | 315.1731 | 295.5146 | 204.6722 | 235.7241 | 223.7376 | 298.1642 | 262.4151 | 315.881 | 369.3884 | 283.2057
636 | 12 | 27 | 1 | 236.136 | 115.2561 | 232.1874 | 308.6115 | 242.5389 | 185.1265 | 256.457 | 214.4195 | 130.0165 | 287.8144 | 309.63 | 290.9811 | 205.6964 | 242.6683 | 224.3027 | 298.6241 | 265.6186 | 323.842 | 367.5615 | 280.0416
637 | 13 | 27 | 1 | 236.2372 | 114.704 | 228.7242 | 310.1092 | 242.5899 | 183.1905 | 253.8199 | 215.186 | 128.2525 | 291.6075 | 312.4174 | 291.8393 | 200.3537 | 243.8688 | 223.4918 | 295.1813 | 270.7211 | 317.5085 | 364.5801 | 279.8174
638 | 14 | 27 | 1 | 235.3256 | 118.5961 | 229.1009 | 309.5161 | 248.4827 | 182.9658 | 258.2953 | 218.1688 | 133.6446 | 303.2981 | 314.2148 | 300.4811 | 201.1836 | 236.6464 | 221.722 | 293.7405 | 267.8962 | 318.3739 | 365.9772 | 287.3203
639 | 15 | 27 | 1 | 243.5662 | 136.7362 | 233.8731 | 315.9906 | 310.8745 | 207.0523 | 278.2185 | 225.2658 | 152.2328 | 321.9994 | 315.0098 | 309.0496 | 214.082 | 260.2719 | 225.7386 | 301.5873 | 320.5697 | 328.8266 | 380.8487 | 298.0363
640 | 16 | 27 | 1 | 262.989 | 172.5675 | 251.7227 | 336.3157 | 408.508 | 333.735 | 297.118 | 257.3914 | 197.3145 | 440.829 | 341.1784 | 417.4774 | 222.8636 | 318.7834 | 262.4509 | 352.0629 | 401.5653 | 378.3267 | 412.4554 | 395.7224
641 | 17 | 27 | 1 | 281.0253 | 170.5436 | 319.5002 | 387.4754 | 414.0231 | 363.3044 | 301.931 | 263.7426 | 208.9616 | 500.9344 | 374.5835 | 524.4197 | 227.3397 | 362.9084 | 327.6758 | 391.1435 | 424.5086 | 464.616 | 420.2506 | 454.8374
642 | 18 | 27 | 1 | 282.1044 | 168.6114 | 322.8355 | 395.9514 | 415.8177 | 369.0902 | 302.8062 | 264.9363 | 210.0383 | 511.0611 | 380.2851 | 527.7691 | 223.8869 | 365.8105 | 327.854 | 394.4038 | 424.7975 | 473.8667 | 420.3202 | 461.6276
643 | 19 | 27 | 1 | 281.1005 | 167.7833 | 315.7019 | 397.1408 | 411.9615 | 362.547 | 300.987 | 266.5966 | 202.2769 | 509.1205 | 378.386 | 526.3002 | 226.6523 | 365.9524 | 324.4808 | 393.3493 | 423.1705 | 476.1542 | 419.8924 | 461.7746
644 | 20 | 27 | 1 | 279.6093 | 167.25 | 309.564 | 392.1924 | 415.2279 | 365.888 | 297.9268 | 269.0312 | 197.945 | 502.8255 | 377.0866 | 526.8925 | 225.9037 | 363.8185 | 312.3561 | 396.4874 | 421.663 | 473.7129 | 420.626 | 460.9963
645 | 21 | 27 | 1 | 280.6145 | 172.1218 | 311.8962 | 395.1332 | 414.3541 | 363.7885 | 296.3131 | 270.6281 | 205.3319 | 499.5889 | 369.4527 | 526.2836 | 222.6686 | 374.2132 | 301.528 | 401.3499 | 432.3314 | 474.9894 | 429.0021 | 464.5815
646 | 22 | 27 | 1 | 280.6035 | 178.5128 | 321.8466 | 437.6169 | 414.1033 | 353.7296 | 289.632 | 269.7549 | 198.4174 | 480.6974 | 372.8693 | 522.8527 | 232.9013 | 368.4157 | 308.2228 | 407.0231 | 435.47 | 505.3731 | 434.7519 | 467.6699
647 | 23 | 27 | 1 | 283.7879 | 192.9486 | 316.9134 | 468.1497 | 411.6947 | 361.3716 | 288.7577 | 269.3115 | 192.8153 | 471.6823 | 377.1158 | 514.6774 | 239.6493 | 385.7823 | 308.3165 | 405.2228 | 450.0811 | 514.3231 | 438.2858 | 470.4141
648 | 0 | 28 | 1 | 291.478 | 202.4677 | 318.7152 | 454.1474 | 410.5404 | 365.0986 | 285.2976 | 268.0189 | 184.4974 | 460.1559 | 384.4864 | 508.981 | 233.0253 | 389.0838 | 315.4339 | 412.0415 | 451.7206 | 500.7797 | 438.8688 | 463.0705
649 | 1 | 28 | 1 | 294.6665 | 211.0634 | 325.4161 | 445.7311 | 411.742 | 367.3072 | 283.9959 | 267.4035 | 183.4298 | 458.0872 | 379.0412 | 508.902 | 237.652 | 380.1292 | 323.0967 | 414.6086 | 448.1075 | 499.0043 | 441.3702 | 457.0859
650 | 2 | 28 | 1 | 298.1276 | 215.3807 | 319.3569 | 444.1348 | 413.8207 | 362.9007 | 284.6052 | 266.5856 | 180.2833 | 458.0855 | 381.2097 | 508.1323 | 231.6259 | 375.1269 | 318.461 | 415.8864 | 445.8812 | 498.1575 | 439.6514 | 456.0368
651 | 3 | 28 | 1 | 296.5582 | 208.6227 | 322.1481 | 435.6471 | 417.0537 | 370.4743 | 284.2338 | 264.1697 | 183.6186 | 460.3541 | 380.6596 | 510.0004 | 230.3829 | 374.5239 | 310.796 | 411.7736 | 440.805 | 497.1811 | 440.7756 | 457.2499
652 | 4 | 28 | 1 | 294.0505 | 193.4479 | 320.9075 | 434.0337 | 423.7769 | 368.0369 | 286.1728 | 261.9066 | 180.3386 | 478.2461 | 381.1528 | 519.0017 | 229.9051 | 375.7133 | 313.1722 | 405.3936 | 444.1468 | 494.762 | 436.2117 | 458.5382
653 | 5 | 28 | 1 | 287.3181 | 183.032 | 323.566 | 439.583 | 417.8029 | 357.2948 | 285.4358 | 263.885 | 176.4469 | 494.6548 | 376.3545 | 532.7702 | 222.6812 | 360.6152 | 323.5105 | 403.801 | 431.1776 | 496.4261 | 428.8823 | 458.4651
654 | 6 | 28 | 1 | 282.3185 | 175.5669 | 324.0177 | 419.6645 | 413.8717 | 351.4548 | 288.5337 | 264.4488 | 176.4349 | 511.1339 | 377.6197 | 536.8649 | 221.2743 | 356.3062 | 325.4621 | 398.4169 | 421.5113 | 487.5497 | 426.1654 | 468.8989
655 | 7 | 28 | 1 | 272.8354 | 155.0068 | 303.5123 | 357.5709 | 328.0133 | 310.908 | 282.4281 | 248.4621 | 170.9254 | 482.4104 | 377.3244 | 519.9362 | 214.5336 | 310.9683 | 296.1734 | 356.022 | 329.5941 | 471.8163 | 386.9617 | 459.1565
656 | 8 | 28 | 1 | 244.6455 | 115.0793 | 246.1917 | 322.8334 | 257.1421 | 211.5007 | 260.9207 | 225.9661 | 149.6337 | 380.4161 | 338.9675 | 385.4732 | 197.6962 | 241.3912 | 248.6218 | 311.5665 | 278.3187 | 391.9497 | 373.6876 | 366.8837
657 | 9 | 28 | 1 | 236.7187 | 116.5212 | 239.1009 | 313.9195 | 252.1556 | 187.4874 | 251.8362 | 217.3864 | 136.8028 | 323.4873 | 318.5867 | 320.8453 | 195.2827 | 240.4058 | 231.7197 | 304.9999 | 272.2542 | 345.882 | 375.9528 | 303.0013
658 | 10 | 28 | 1 | 234.8368 | 113.4651 | 232.0901 | 314.099 | 245.553 | 179.3881 | 253.0511 | 213.2801 | 132.9726 | 307.1868 | 320.4479 | 307.0137 | 200.7629 | 231.9804 | 224.2272 | 298.1018 | 263.7141 | 320.3299 | 373.4692 | 288.1103
659 | 11 | 28 | 1 | 236.9474 | 113.5843 | 230.5812 | 312.6449 | 243.2461 | 182.6243 | 258.442 | 216.2402 | 130.4016 | 293.9007 | 315.1731 | 295.5146 | 204.6722 | 235.7241 | 223.7376 | 298.1642 | 262.4151 | 315.881 | 369.3884 | 283.2057
660 | 12 | 28 | 1 | 236.136 | 115.2561 | 232.1874 | 308.6115 | 242.5389 | 185.1265 | 256.457 | 214.4195 | 130.0165 | 287.8144 | 309.63 | 290.9811 | 205.6964 | 242.6683 | 224.3027 | 298.6241 | 265.6186 | 323.842 | 367.5615 | 280.0416
661 | 13 | 28 | 1 | 236.2372 | 114.704 | 228.7242 | 310.1092 | 242.5899 | 183.1905 | 253.8199 | 215.186 | 128.2525 | 291.6075 | 312.4174 | 291.8393 | 200.3537 | 243.8688 | 223.4918 | 295.1813 | 270.7211 | 317.5085 | 364.5801 | 279.8174
662 | 14 | 28 | 1 | 235.3256 | 118.5961 | 229.1009 | 309.5161 | 248.4827 | 182.9658 | 258.2953 | 218.1688 | 133.6446 | 303.2981 | 314.2148 | 300.4811 | 201.1836 | 236.6464 | 221.722 | 293.7405 | 267.8962 | 318.3739 | 365.9772 | 287.3203
663 | 15 | 28 | 1 | 243.5662 | 136.7362 | 233.8731 | 315.9906 | 310.8745 | 207.0523 | 278.2185 | 225.2658 | 152.2328 | 321.9994 | 315.0098 | 309.0496 | 214.082 | 260.2719 | 225.7386 | 301.5873 | 320.5697 | 328.8266 | 380.8487 | 298.0363
664 | 16 | 28 | 1 | 262.989 | 172.5675 | 251.7227 | 336.3157 | 408.508 | 333.735 | 297.118 | 257.3914 | 197.3145 | 440.829 | 341.1784 | 417.4774 | 222.8636 | 318.7834 | 262.4509 | 352.0629 | 401.5653 | 378.3267 | 412.4554 | 395.7224
665 | 17 | 28 | 1 | 281.0253 | 170.5436 | 319.5002 | 387.4754 | 414.0231 | 363.3044 | 301.931 | 263.7426 | 208.9616 | 500.9344 | 374.5835 | 524.4197 | 227.3397 | 362.9084 | 327.6758 | 391.1435 | 424.5086 | 464.616 | 420.2506 | 454.8374
666 | 18 | 28 | 1 | 282.1044 | 168.6114 | 322.8355 | 395.9514 | 415.8177 | 369.0902 | 302.8062 | 264.9363 | 210.0383 | 511.0611 | 380.2851 | 527.7691 | 223.8869 | 365.8105 | 327.854 | 394.4038 | 424.7975 | 473.8667 | 420.3202 | 461.6276
667 | 19 | 28 | 1 | 281.1005 | 167.7833 | 315.7019 | 397.1408 | 411.9615 | 362.547 | 300.987 | 266.5966 | 202.2769 | 509.1205 | 378.386 | 526.3002 | 226.6523 | 365.9524 | 324.4808 | 393.3493 | 423.1705 | 476.1542 | 419.8924 | 461.7746
668 | 20 | 28 | 1 | 279.6093 | 167.25 | 309.564 | 392.1924 | 415.2279 | 365.888 | 297.9268 | 269.0312 | 197.945 | 502.8255 | 377.0866 | 526.8925 | 225.9037 | 363.8185 | 312.3561 | 396.4874 | 421.663 | 473.7129 | 420.626 | 460.9963
669 | 21 | 28 | 1 | 280.6145 | 172.1218 | 311.8962 | 395.1332 | 414.3541 | 363.7885 | 296.3131 | 270.6281 | 205.3319 | 499.5889 | 369.4527 | 526.2836 | 222.6686 | 374.2132 | 301.528 | 401.3499 | 432.3314 | 474.9894 | 429.0021 | 464.5815
670 | 22 | 28 | 1 | 280.6035 | 178.5128 | 321.8466 | 437.6169 | 414.1033 | 353.7296 | 289.632 | 269.7549 | 198.4174 | 480.6974 | 372.8693 | 522.8527 | 232.9013 | 368.4157 | 308.2228 | 407.0231 | 435.47 | 505.3731 | 434.7519 | 467.6699
671 | 23 | 28 | 1 | 283.7879 | 192.9486 | 316.9134 | 468.1497 | 411.6947 | 361.3716 | 288.7577 | 269.3115 | 192.8153 | 471.6823 | 377.1158 | 514.6774 | 239.6493 | 385.7823 | 308.3165 | 405.2228 | 450.0811 | 514.3231 | 438.2858 | 470.4141
672 | 0 | 29 | 1 | 291.478 | 202.4677 | 318.7152 | 454.1474 | 410.5404 | 365.0986 | 285.2976 | 268.0189 | 184.4974 | 460.1559 | 384.4864 | 508.981 | 233.0253 | 389.0838 | 315.4339 | 412.0415 | 451.7206 | 500.7797 | 438.8688 | 463.0705
673 | 1 | 29 | 1 | 294.6665 | 211.0634 | 325.4161 | 445.7311 | 411.742 | 367.3072 | 283.9959 | 267.4035 | 183.4298 | 458.0872 | 379.0412 | 508.902 | 237.652 | 380.1292 | 323.0967 | 414.6086 | 448.1075 | 499.0043 | 441.3702 | 457.0859
674 | 2 | 29 | 1 | 298.1276 | 215.3807 | 319.3569 | 444.1348 | 413.8207 | 362.9007 | 284.6052 | 266.5856 | 180.2833 | 458.0855 | 381.2097 | 508.1323 | 231.6259 | 375.1269 | 318.461 | 415.8864 | 445.8812 | 498.1575 | 439.6514 | 456.0368
675 | 3 | 29 | 1 | 296.5582 | 208.6227 | 322.1481 | 435.6471 | 417.0537 | 370.4743 | 284.2338 | 264.1697 | 183.6186 | 460.3541 | 380.6596 | 510.0004 | 230.3829 | 374.5239 | 310.796 | 411.7736 | 440.805 | 497.1811 | 440.7756 | 457.2499
676 | 4 | 29 | 1 | 294.0505 | 193.4479 | 320.9075 | 434.0337 | 423.7769 | 368.0369 | 286.1728 | 261.9066 | 180.3386 | 478.2461 | 381.1528 | 519.0017 | 229.9051 | 375.7133 | 313.1722 | 405.3936 | 444.1468 | 494.762 | 436.2117 | 458.5382
677 | 5 | 29 | 1 | 287.3181 | 183.032 | 323.566 | 439.583 | 417.8029 | 357.2948 | 285.4358 | 263.885 | 176.4469 | 494.6548 | 376.3545 | 532.7702 | 222.6812 | 360.6152 | 323.5105 | 403.801 | 431.1776 | 496.4261 | 428.8823 | 458.4651
678 | 6 | 29 | 1 | 282.3185 | 175.5669 | 324.0177 | 419.6645 | 413.8717 | 351.4548 | 288.5337 | 264.4488 | 176.4349 | 511.1339 | 377.6197 | 536.8649 | 221.2743 | 356.3062 | 325.4621 | 398.4169 | 421.5113 | 487.5497 | 426.1654 | 468.8989
679 | 7 | 29 | 1 | 272.8354 | 155.0068 | 303.5123 | 357.5709 | 328.0133 | 310.908 | 282.4281 | 248.4621 | 170.9254 | 482.4104 | 377.3244 | 519.9362 | 214.5336 | 310.9683 | 296.1734 | 356.022 | 329.5941 | 471.8163 | 386.9617 | 459.1565
680 | 8 | 29 | 1 | 244.6455 | 115.0793 | 246.1917 | 322.8334 | 257.1421 | 211.5007 | 260.9207 | 225.9661 | 149.6337 | 380.4161 | 338.9675 | 385.4732 | 197.6962 | 241.3912 | 248.6218 | 311.5665 | 278.3187 | 391.9497 | 373.6876 | 366.8837
681 | 9 | 29 | 1 | 236.7187 | 116.5212 | 239.1009 | 313.9195 | 252.1556 | 187.4874 | 251.8362 | 217.3864 | 136.8028 | 323.4873 | 318.5867 | 320.8453 | 195.2827 | 240.4058 | 231.7197 | 304.9999 | 272.2542 | 345.882 | 375.9528 | 303.0013
682 | 10 | 29 | 1 | 234.8368 | 113.4651 | 232.0901 | 314.099 | 245.553 | 179.3881 | 253.0511 | 213.2801 | 132.9726 | 307.1868 | 320.4479 | 307.0137 | 200.7629 | 231.9804 | 224.2272 | 298.1018 | 263.7141 | 320.3299 | 373.4692 | 288.1103
683 | 11 | 29 | 1 | 236.9474 | 113.5843 | 230.5812 | 312.6449 | 243.2461 | 182.6243 | 258.442 | 216.2402 | 130.4016 | 293.9007 | 315.1731 | 295.5146 | 204.6722 | 235.7241 | 223.7376 | 298.1642 | 262.4151 | 315.881 | 369.3884 | 283.2057
684 | 12 | 29 | 1 | 236.136 | 115.2561 | 232.1874 | 308.6115 | 242.5389 | 185.1265 | 256.457 | 214.4195 | 130.0165 | 287.8144 | 309.63 | 290.9811 | 205.6964 | 242.6683 | 224.3027 | 298.6241 | 265.6186 | 323.842 | 367.5615 | 280.0416
685 | 13 | 29 | 1 | 236.2372 | 114.704 | 228.7242 | 310.1092 | 242.5899 | 183.1905 | 253.8199 | 215.186 | 128.2525 | 291.6075 | 312.4174 | 291.8393 | 200.3537 | 243.8688 | 223.4918 | 295.1813 | 270.7211 | 317.5085 | 364.5801 | 279.8174
686 | 14 | 29 | 1 | 235.3256 | 118.5961 | 229.1009 | 309.5161 | 248.4827 | 182.9658 | 258.2953 | 218.1688 | 133.6446 | 303.2981 | 314.2148 | 300.4811 | 201.1836 | 236.6464 | 221.722 | 293.7405 | 267.8962 | 318.3739 | 365.9772 | 287.3203
687 | 15 | 29 | 1 | 243.5662 | 136.7362 | 233.8731 | 315.9906 | 310.8745 | 207.0523 | 278.2185 | 225.2658 | 152.2328 | 321.9994 | 315.0098 | 309.0496 | 214.082 | 260.2719 | 225.7386 | 301.5873 | 320.5697 | 328.8266 | 380.8487 | 298.0363
688 | 16 | 29 | 1 | 262.989 | 172.5675 | 251.7227 | 336.3157 | 408.508 | 333.735 | 297.118 | 257.3914 | 197.3145 | 440.829 | 341.1784 | 417.4774 | 222.8636 | 318.7834 | 262.4509 | 352.0629 | 401.5653 | 378.3267 | 412.4554 | 395.7224
689 | 17 | 29 | 1 | 281.0253 | 170.5436 | 319.5002 | 387.4754 | 414.0231 | 363.3044 | 301.931 | 263.7426 | 208.9616 | 500.9344 | 374.5835 | 524.4197 | 227.3397 | 362.9084 | 327.6758 | 391.1435 | 424.5086 | 464.616 | 420.2506 | 454.8374
690 | 18 | 29 | 1 | 282.1044 | 168.6114 | 322.8355 | 395.9514 | 415.8177 | 369.0902 | 302.8062 | 264.9363 | 210.0383 | 511.0611 | 380.2851 | 527.7691 | 223.8869 | 365.8105 | 327.854 | 394.4038 | 424.7975 | 473.8667 | 420.3202 | 461.6276
691 | 19 | 29 | 1 | 281.1005 | 167.7833 | 315.7019 | 397.1408 | 411.9615 | 362.547 | 300.987 | 266.5966 | 202.2769 | 509.1205 | 378.386 | 526.3002 | 226.6523 | 365.9524 | 324.4808 | 393.3493 | 423.1705 | 476.1542 | 419.8924 | 461.7746
692 | 20 | 29 | 1 | 279.6093 | 167.25 | 309.564 | 392.1924 | 415.2279 | 365.888 | 297.9268 | 269.0312 | 197.945 | 502.8255 | 377.0866 | 526.8925 | 225.9037 | 363.8185 | 312.3561 | 396.4874 | 421.663 | 473.7129 | 420.626 | 460.9963
693 | 21 | 29 | 1 | 280.6145 | 172.1218 | 311.8962 | 395.1332 | 414.3541 | 363.7885 | 296.3131 | 270.6281 | 205.3319 | 499.5889 | 369.4527 | 526.2836 | 222.6686 | 374.2132 | 301.528 | 401.3499 | 432.3314 | 474.9894 | 429.0021 | 464.5815
694 | 22 | 29 | 1 | 280.6035 | 178.5128 | 321.8466 | 437.6169 | 414.1033 | 353.7296 | 289.632 | 269.7549 | 198.4174 | 480.6974 | 372.8693 | 522.8527 | 232.9013 | 368.4157 | 308.2228 | 407.0231 | 435.47 | 505.3731 | 434.7519 | 467.6699
695 | 23 | 29 | 1 | 283.7879 | 192.9486 | 316.9134 | 468.1497 | 411.6947 | 361.3716 | 288.7577 | 269.3115 | 192.8153 | 471.6823 | 377.1158 | 514.6774 | 239.6493 | 385.7823 | 308.3165 | 405.2228 | 450.0811 | 514.3231 | 438.2858 | 470.4141
696 | 0 | 30 | 1 | 291.478 | 202.4677 | 318.7152 | 454.1474 | 410.5404 | 365.0986 | 285.2976 | 268.0189 | 184.4974 | 460.1559 | 384.4864 | 508.981 | 233.0253 | 389.0838 | 315.4339 | 412.0415 | 451.7206 | 500.7797 | 438.8688 | 463.0705
697 | 1 | 30 | 1 | 294.6665 | 211.0634 | 325.4161 | 445.7311 | 411.742 | 367.3072 | 283.9959 | 267.4035 | 183.4298 | 458.0872 | 379.0412 | 508.902 | 237.652 | 380.1292 | 323.0967 | 414.6086 | 448.1075 | 499.0043 | 441.3702 | 457.0859
698 | 2 | 30 | 1 | 298.1276 | 215.3807 | 319.3569 | 444.1348 | 413.8207 | 362.9007 | 284.6052 | 266.5856 | 180.2833 | 458.0855 | 381.2097 | 508.1323 | 231.6259 | 375.1269 | 318.461 | 415.8864 | 445.8812 | 498.1575 | 439.6514 | 456.0368
699 | 3 | 30 | 1 | 296.5582 | 208.6227 | 322.1481 | 435.6471 | 417.0537 | 370.4743 | 284.2338 | 264.1697 | 183.6186 | 460.3541 | 380.6596 | 510.0004 | 230.3829 | 374.5239 | 310.796 | 411.7736 | 440.805 | 497.1811 | 440.7756 | 457.2499
700 | 4 | 30 | 1 | 294.0505 | 193.4479 | 320.9075 | 434.0337 | 423.7769 | 368.0369 | 286.1728 | 261.9066 | 180.3386 | 478.2461 | 381.1528 | 519.0017 | 229.9051 | 375.7133 | 313.1722 | 405.3936 | 444.1468 | 494.762 | 436.2117 | 458.5382
701 | 5 | 30 | 1 | 287.3181 | 183.032 | 323.566 | 439.583 | 417.8029 | 357.2948 | 285.4358 | 263.885 | 176.4469 | 494.6548 | 376.3545 | 532.7702 | 222.6812 | 360.6152 | 323.5105 | 403.801 | 431.1776 | 496.4261 | 428.8823 | 458.4651
702 | 6 | 30 | 1 | 282.3185 | 175.5669 | 324.0177 | 419.6645 | 413.8717 | 351.4548 | 288.5337 | 264.4488 | 176.4349 | 511.1339 | 377.6197 | 536.8649 | 221.2743 | 356.3062 | 325.4621 | 398.4169 | 421.5113 | 487.5497 | 426.1654 | 468.8989
703 | 7 | 30 | 1 | 272.8354 | 155.0068 | 303.5123 | 357.5709 | 328.0133 | 310.908 | 282.4281 | 248.4621 | 170.9254 | 482.4104 | 377.3244 | 519.9362 | 214.5336 | 310.9683 | 296.1734 | 356.022 | 329.5941 | 471.8163 | 386.9617 | 459.1565
704 | 8 | 30 | 1 | 244.6455 | 115.0793 | 246.1917 | 322.8334 | 257.1421 | 211.5007 | 260.9207 | 225.9661 | 149.6337 | 380.4161 | 338.9675 | 385.4732 | 197.6962 | 241.3912 | 248.6218 | 311.5665 | 278.3187 | 391.9497 | 373.6876 | 366.8837
705 | 9 | 30 | 1 | 236.7187 | 116.5212 | 239.1009 | 313.9195 | 252.1556 | 187.4874 | 251.8362 | 217.3864 | 136.8028 | 323.4873 | 318.5867 | 320.8453 | 195.2827 | 240.4058 | 231.7197 | 304.9999 | 272.2542 | 345.882 | 375.9528 | 303.0013
706 | 10 | 30 | 1 | 234.8368 | 113.4651 | 232.0901 | 314.099 | 245.553 | 179.3881 | 253.0511 | 213.2801 | 132.9726 | 307.1868 | 320.4479 | 307.0137 | 200.7629 | 231.9804 | 224.2272 | 298.1018 | 263.7141 | 320.3299 | 373.4692 | 288.1103
707 | 11 | 30 | 1 | 236.9474 | 113.5843 | 230.5812 | 312.6449 | 243.2461 | 182.6243 | 258.442 | 216.2402 | 130.4016 | 293.9007 | 315.1731 | 295.5146 | 204.6722 | 235.7241 | 223.7376 | 298.1642 | 262.4151 | 315.881 | 369.3884 | 283.2057
708 | 12 | 30 | 1 | 236.136 | 115.2561 | 232.1874 | 308.6115 | 242.5389 | 185.1265 | 256.457 | 214.4195 | 130.0165 | 287.8144 | 309.63 | 290.9811 | 205.6964 | 242.6683 | 224.3027 | 298.6241 | 265.6186 | 323.842 | 367.5615 | 280.0416
709 | 13 | 30 | 1 | 236.2372 | 114.704 | 228.7242 | 310.1092 | 242.5899 | 183.1905 | 253.8199 | 215.186 | 128.2525 | 291.6075 | 312.4174 | 291.8393 | 200.3537 | 243.8688 | 223.4918 | 295.1813 | 270.7211 | 317.5085 | 364.5801 | 279.8174
710 | 14 | 30 | 1 | 235.3256 | 118.5961 | 229.1009 | 309.5161 | 248.4827 | 182.9658 | 258.2953 | 218.1688 | 133.6446 | 303.2981 | 314.2148 | 300.4811 | 201.1836 | 236.6464 | 221.722 | 293.7405 | 267.8962 | 318.3739 | 365.9772 | 287.3203
711 | 15 | 30 | 1 | 243.5662 | 136.7362 | 233.8731 | 315.9906 | 310.8745 | 207.0523 | 278.2185 | 225.2658 | 152.2328 | 321.9994 | 315.0098 | 309.0496 | 214.082 | 260.2719 | 225.7386 | 301.5873 | 320.5697 | 328.8266 | 380.8487 | 298.0363
712 | 16 | 30 | 1 | 262.989 | 172.5675 | 251.7227 | 336.3157 | 408.508 | 333.735 | 297.118 | 257.3914 | 197.3145 | 440.829 | 341.1784 | 417.4774 | 222.8636 | 318.7834 | 262.4509 | 352.0629 | 401.5653 | 378.3267 | 412.4554 | 395.7224
713 | 17 | 30 | 1 | 281.0253 | 170.5436 | 319.5002 | 387.4754 | 414.0231 | 363.3044 | 301.931 | 263.7426 | 208.9616 | 500.9344 | 374.5835 | 524.4197 | 227.3397 | 362.9084 | 327.6758 | 391.1435 | 424.5086 | 464.616 | 420.2506 | 454.8374
714 | 18 | 30 | 1 | 282.1044 | 168.6114 | 322.8355 | 395.9514 | 415.8177 | 369.0902 | 302.8062 | 264.9363 | 210.0383 | 511.0611 | 380.2851 | 527.7691 | 223.8869 | 365.8105 | 327.854 | 394.4038 | 424.7975 | 473.8667 | 420.3202 | 461.6276
715 | 19 | 30 | 1 | 281.1005 | 167.7833 | 315.7019 | 397.1408 | 411.9615 | 362.547 | 300.987 | 266.5966 | 202.2769 | 509.1205 | 378.386 | 526.3002 | 226.6523 | 365.9524 | 324.4808 | 393.3493 | 423.1705 | 476.1542 | 419.8924 | 461.7746
716 | 20 | 30 | 1 | 279.6093 | 167.25 | 309.564 | 392.1924 | 415.2279 | 365.888 | 297.9268 | 269.0312 | 197.945 | 502.8255 | 377.0866 | 526.8925 | 225.9037 | 363.8185 | 312.3561 | 396.4874 | 421.663 | 473.7129 | 420.626 | 460.9963
717 | 21 | 30 | 1 | 280.6145 | 172.1218 | 311.8962 | 395.1332 | 414.3541 | 363.7885 | 296.3131 | 270.6281 | 205.3319 | 499.5889 | 369.4527 | 526.2836 | 222.6686 | 374.2132 | 301.528 | 401.3499 | 432.3314 | 474.9894 | 429.0021 | 464.5815
718 | 22 | 30 | 1 | 280.6035 | 178.5128 | 321.8466 | 437.6169 | 414.1033 | 353.7296 | 289.632 | 269.7549 | 198.4174 | 480.6974 | 372.8693 | 522.8527 | 232.9013 | 368.4157 | 308.2228 | 407.0231 | 435.47 | 505.3731 | 434.7519 | 467.6699
719 | 23 | 30 | 1 | 283.7879 | 192.9486 | 316.9134 | 468.1497 | 411.6947 | 361.3716 | 288.7577 | 269.3115 | 192.8153 | 471.6823 | 377.1158 | 514.6774 | 239.6493 | 385.7823 | 308.3165 | 405.2228 | 450.0811 | 514.3231 | 438.2858 | 470.4141
720 | 0 | 31 | 1 | 291.478 | 202.4677 | 318.7152 | 454.1474 | 410.5404 | 365.0986 | 285.2976 | 268.0189 | 184.4974 | 460.1559 | 384.4864 | 508.981 | 233.0253 | 389.0838 | 315.4339 | 412.0415 | 451.7206 | 500.7797 | 438.8688 | 463.0705
721 | 1 | 31 | 1 | 294.6665 | 211.0634 | 325.4161 | 445.7311 | 411.742 | 367.3072 | 283.9959 | 267.4035 | 183.4298 | 458.0872 | 379.0412 | 508.902 | 237.652 | 380.1292 | 323.0967 | 414.6086 | 448.1075 | 499.0043 | 441.3702 | 457.0859
722 | 2 | 31 | 1 | 298.1276 | 215.3807 | 319.3569 | 444.1348 | 413.8207 | 362.9007 | 284.6052 | 266.5856 | 180.2833 | 458.0855 | 381.2097 | 508.1323 | 231.6259 | 375.1269 | 318.461 | 415.8864 | 445.8812 | 498.1575 | 439.6514 | 456.0368
723 | 3 | 31 | 1 | 296.5582 | 208.6227 | 322.1481 | 435.6471 | 417.0537 | 370.4743 | 284.2338 | 264.1697 | 183.6186 | 460.3541 | 380.6596 | 510.0004 | 230.3829 | 374.5239 | 310.796 | 411.7736 | 440.805 | 497.1811 | 440.7756 | 457.2499
724 | 4 | 31 | 1 | 294.0505 | 193.4479 | 320.9075 | 434.0337 | 423.7769 | 368.0369 | 286.1728 | 261.9066 | 180.3386 | 478.2461 | 381.1528 | 519.0017 | 229.9051 | 375.7133 | 313.1722 | 405.3936 | 444.1468 | 494.762 | 436.2117 | 458.5382
725 | 5 | 31 | 1 | 287.3181 | 183.032 | 323.566 | 439.583 | 417.8029 | 357.2948 | 285.4358 | 263.885 | 176.4469 | 494.6548 | 376.3545 | 532.7702 | 222.6812 | 360.6152 | 323.5105 | 403.801 | 431.1776 | 496.4261 | 428.8823 | 458.4651
726 | 6 | 31 | 1 | 282.3185 | 175.5669 | 324.0177 | 419.6645 | 413.8717 | 351.4548 | 288.5337 | 264.4488 | 176.4349 | 511.1339 | 377.6197 | 536.8649 | 221.2743 | 356.3062 | 325.4621 | 398.4169 | 421.5113 | 487.5497 | 426.1654 | 468.8989
727 | 7 | 31 | 1 | 272.8354 | 155.0068 | 303.5123 | 357.5709 | 328.0133 | 310.908 | 282.4281 | 248.4621 | 170.9254 | 482.4104 | 377.3244 | 519.9362 | 214.5336 | 310.9683 | 296.1734 | 356.022 | 329.5941 | 471.8163 | 386.9617 | 459.1565
728 | 8 | 31 | 1 | 244.6455 | 115.0793 | 246.1917 | 322.8334 | 257.1421 | 211.5007 | 260.9207 | 225.9661 | 149.6337 | 380.4161 | 338.9675 | 385.4732 | 197.6962 | 241.3912 | 248.6218 | 311.5665 | 278.3187 | 391.9497 | 373.6876 | 366.8837
729 | 9 | 31 | 1 | 236.7187 | 116.5212 | 239.1009 | 313.9195 | 252.1556 | 187.4874 | 251.8362 | 217.3864 | 136.8028 | 323.4873 | 318.5867 | 320.8453 | 195.2827 | 240.4058 | 231.7197 | 304.9999 | 272.2542 | 345.882 | 375.9528 | 303.0013
730 | 10 | 31 | 1 | 234.8368 | 113.4651 | 232.0901 | 314.099 | 245.553 | 179.3881 | 253.0511 | 213.2801 | 132.9726 | 307.1868 | 320.4479 | 307.0137 | 200.7629 | 231.9804 | 224.2272 | 298.1018 | 263.7141 | 320.3299 | 373.4692 | 288.1103
731 | 11 | 31 | 1 | 236.9474 | 113.5843 | 230.5812 | 312.6449 | 243.2461 | 182.6243 | 258.442 | 216.2402 | 130.4016 | 293.9007 | 315.1731 | 295.5146 | 204.6722 | 235.7241 | 223.7376 | 298.1642 | 262.4151 | 315.881 | 369.3884 | 283.2057
732 | 12 | 31 | 1 | 236.136 | 115.2561 | 232.1874 | 308.6115 | 242.5389 | 185.1265 | 256.457 | 214.4195 | 130.0165 | 287.8144 | 309.63 | 290.9811 | 205.6964 | 242.6683 | 224.3027 | 298.6241 | 265.6186 | 323.842 | 367.5615 | 280.0416
733 | 13 | 31 | 1 | 236.2372 | 114.704 | 228.7242 | 310.1092 | 242.5899 | 183.1905 | 253.8199 | 215.186 | 128.2525 | 291.6075 | 312.4174 | 291.8393 | 200.3537 | 243.8688 | 223.4918 | 295.1813 | 270.7211 | 317.5085 | 364.5801 | 279.8174
734 | 14 | 31 | 1 | 235.3256 | 118.5961 | 229.1009 | 309.5161 | 248.4827 | 182.9658 | 258.2953 | 218.1688 | 133.6446 | 303.2981 | 314.2148 | 300.4811 | 201.1836 | 236.6464 | 221.722 | 293.7405 | 267.8962 | 318.3739 | 365.9772 | 287.3203
735 | 15 | 31 | 1 | 243.5662 | 136.7362 | 233.8731 | 315.9906 | 310.8745 | 207.0523 | 278.2185 | 225.2658 | 152.2328 | 321.9994 | 315.0098 | 309.0496 | 214.082 | 260.2719 | 225.7386 | 301.5873 | 320.5697 | 328.8266 | 380.8487 | 298.0363
736 | 16 | 31 | 1 | 262.989 | 172.5675 | 251.7227 | 336.3157 | 408.508 | 333.735 | 297.118 | 257.3914 | 197.3145 | 440.829 | 341.1784 | 417.4774 | 222.8636 | 318.7834 | 262.4509 | 352.0629 | 401.5653 | 378.3267 | 412.4554 | 395.7224
737 | 17 | 31 | 1 | 281.0253 | 170.5436 | 319.5002 | 387.4754 | 414.0231 | 363.3044 | 301.931 | 263.7426 | 208.9616 | 500.9344 | 374.5835 | 524.4197 | 227.3397 | 362.9084 | 327.6758 | 391.1435 | 424.5086 | 464.616 | 420.2506 | 454.8374
738 | 18 | 31 | 1 | 282.1044 | 168.6114 | 322.8355 | 395.9514 | 415.8177 | 369.0902 | 302.8062 | 264.9363 | 210.0383 | 511.0611 | 380.2851 | 527.7691 | 223.8869 | 365.8105 | 327.854 | 394.4038 | 424.7975 | 473.8667 | 420.3202 | 461.6276
739 | 19 | 31 | 1 | 281.1005 | 167.7833 | 315.7019 | 397.1408 | 411.9615 | 362.547 | 300.987 | 266.5966 | 202.2769 | 509.1205 | 378.386 | 526.3002 | 226.6523 | 365.9524 | 324.4808 | 393.3493 | 423.1705 | 476.1542 | 419.8924 | 461.7746
740 | 20 | 31 | 1 | 279.6093 | 167.25 | 309.564 | 392.1924 | 415.2279 | 365.888 | 297.9268 | 269.0312 | 197.945 | 502.8255 | 377.0866 | 526.8925 | 225.9037 | 363.8185 | 312.3561 | 396.4874 | 421.663 | 473.7129 | 420.626 | 460.9963
741 | 21 | 31 | 1 | 280.6145 | 172.1218 | 311.8962 | 395.1332 | 414.3541 | 363.7885 | 296.3131 | 270.6281 | 205.3319 | 499.5889 | 369.4527 | 526.2836 | 222.6686 | 374.2132 | 301.528 | 401.3499 | 432.3314 | 474.9894 | 429.0021 | 464.5815
742 | 22 | 31 | 1 | 280.6035 | 178.5128 | 321.8466 | 437.6169 | 414.1033 | 353.7296 | 289.632 | 269.7549 | 198.4174 | 480.6974 | 372.8693 | 522.8527 | 232.9013 | 368.4157 | 308.2228 | 407.0231 | 435.47 | 505.3731 | 434.7519 | 467.6699
743 | 23 | 31 | 1 | 283.7879 | 192.9486 | 316.9134 | 468.1497 | 411.6947 | 361.3716 | 288.7577 | 269.3115 | 192.8153 | 471.6823 | 377.1158 | 514.6774 | 239.6493 | 385.7823 | 308.3165 | 405.2228 | 450.0811 | 514.3231 | 438.2858 | 470.4141
744 | 0 | 32 | 2 | 276.8879 | 174.3177 | 316.7696 | 447.9187 | 417.6742 | 374.8701 | 280.0028 | 257.6288 | 182.0887 | 439.0387 | 368.1036 | 488.9672 | 228.6342 | 379.469 | 309.3699 | 392.1953 | 436.7108 | 482.2538 | 439.4824 | 469.7637
745 | 1 | 32 | 2 | 280.5881 | 177.2385 | 317.0502 | 432.0757 | 419.1301 | 380.0476 | 277.3106 | 256.3382 | 180.9274 | 442.182 | 366.0121 | 490.0175 | 226.2504 | 387.1491 | 311.1213 | 392.578 | 441.0693 | 481.4467 | 442.3021 | 467.0839
746 | 2 | 32 | 2 | 279.9869 | 176.318 | 320.3947 | 424.8675 | 417.6225 | 381.5475 | 275.8537 | 258.4727 | 179.0947 | 441.7057 | 366.0421 | 490.128 | 227.1831 | 386.8742 | 316.7075 | 395.7936 | 439.5293 | 478.7494 | 440.4334 | 463.0225
747 | 3 | 32 | 2 | 279.8002 | 174.0395 | 325.1837 | 423.2517 | 417.2834 | 381.2692 | 275.1475 | 256.7556 | 175.4218 | 436.2342 | 364.3272 | 488.5479 | 225.8026 | 377.0405 | 317.4543 | 393.5505 | 433.6365 | 476.5315 | 440.1598 | 460.6165
748 | 4 | 32 | 2 | 277.9584 | 171.4617 | 323.1671 | 425.7358 | 414.4266 | 364.08 | 276.8595 | 255.1884 | 175.0815 | 446.7659 | 368.2665 | 498.0591 | 224.7006 | 357.3127 | 322.5725 | 390.6596 | 418.7138 | 482.6838 | 434.2746 | 464.4612
749 | 5 | 32 | 2 | 274.1338 | 168.3566 | 329.5004 | 441.1827 | 399.4928 | 343.8917 | 281.3351 | 255.4604 | 172.5525 | 477.3931 | 368.2225 | 511.2503 | 220.2459 | 350.6644 | 327.1671 | 387.6 | 408.4413 | 498.2142 | 420.3698 | 466.3897
750 | 6 | 32 | 2 | 271.1707 | 160.4784 | 334.4663 | 422.27 | 371.5033 | 338.3992 | 285.277 | 250.3008 | 175.3219 | 488.8223 | 372.4597 | 505.4116 | 206.0204 | 337.8304 | 325.5652 | 384.2157 | 374.5924 | 489.5755 | 411.3679 | 460.1444
751 | 7 | 32 | 2 | 256.6495 | 116.5487 | 302.0912 | 348.4603 | 260.4154 | 242.9814 | 264.0588 | 218.4189 | 151.3837 | 425.0654 | 365.5346 | 445.3506 | 200.229 | 264.5646 | 290.0005 | 342.2777 | 277.4693 | 455.4791 | 370.9569 | 433.4974
752 | 8 | 32 | 2 | 231.0118 | 112.6153 | 266.1639 | 319.0612 | 236.8923 | 205.4004 | 242.8008 | 203.6722 | 131.3783 | 326.093 | 308.6984 | 314.1398 | 189.2298 | 231.3081 | 245.5581 | 309.4437 | 257.6061 | 372.9583 | 362.8146 | 327.4317
753 | 9 | 32 | 2 | 213.9892 | 115.1386 | 258.561 | 313.4937 | 225.9664 | 197.7095 | 235.721 | 200.933 | 120.0967 | 288.1765 | 301.4864 | 285.8785 | 190.8767 | 226.1623 | 225.2283 | 299.1985 | 245.1957 | 336.6121 | 361.9507 | 288.6862
754 | 10 | 32 | 2 | 212.7528 | 115.0872 | 248.3465 | 315.2369 | 223.1788 | 198.7991 | 232.9329 | 202.5606 | 119.9003 | 276.6142 | 304.496 | 267.466 | 191.8411 | 226.2439 | 215.8553 | 293.2017 | 245.7361 | 324.331 | 364.4371 | 272.8322
755 | 11 | 32 | 2 | 213.2898 | 112.0679 | 238.0925 | 315.6275 | 215.194 | 192.3756 | 237.4306 | 200.3747 | 117.9563 | 269.4196 | 301.4812 | 263.8349 | 197.2718 | 213.8134 | 207.1119 | 289.426 | 234.3739 | 321.1824 | 361.9905 | 268.1599
756 | 12 | 32 | 2 | 211.265 | 114.3292 | 234.8524 | 317.5093 | 218.3507 | 190.1578 | 237.1065 | 205.1109 | 121.4907 | 262.1349 | 299.1644 | 256.4957 | 192.5275 | 217.8191 | 208.2371 | 289.1959 | 235.9889 | 314.7658 | 360.3576 | 267.8668
757 | 13 | 32 | 2 | 214.1084 | 118.4392 | 237.8027 | 319.0484 | 221.7507 | 195.9744 | 234.7617 | 202.104 | 121.3188 | 262.0133 | 296.891 | 254.5371 | 197.8872 | 215.7234 | 211.7336 | 288.146 | 236.9693 | 321.6158 | 357.4461 | 269.4261
758 | 14 | 32 | 2 | 214.6534 | 114.4727 | 230.5336 | 318.6263 | 229.3199 | 194.1109 | 236.2586 | 201.1188 | 117.6441 | 259.8765 | 297.5952 | 259.1509 | 199.6001 | 220.6972 | 208.1802 | 288.7274 | 244.9402 | 315.149 | 359.4603 | 272.3664
759 | 15 | 32 | 2 | 216.387 | 117.9339 | 234.6218 | 325.9375 | 253.8435 | 206.4668 | 251.3149 | 201.7419 | 128.3855 | 280.5309 | 306.3366 | 273.6499 | 213.0071 | 239.0142 | 218.2759 | 299.5297 | 274.8577 | 319.8203 | 373.8124 | 283.9768
760 | 16 | 32 | 2 | 244.3933 | 147.4186 | 245.5204 | 341.1986 | 354.6792 | 244.7872 | 283.247 | 236.7993 | 168.9863 | 336.3834 | 317.5471 | 322.778 | 212.4613 | 266.6692 | 232.6965 | 324.4814 | 351.0321 | 357.3408 | 393.7099 | 333.479
761 | 17 | 32 | 2 | 265.7359 | 155.5498 | 294.3817 | 380.8648 | 408.2857 | 343.3303 | 294.31 | 253.6721 | 185.123 | 463.1372 | 358.2647 | 468.0549 | 211.1126 | 342.6428 | 297.4324 | 368.8566 | 405.2626 | 444.2046 | 411.4584 | 436.9492
762 | 18 | 32 | 2 | 265.3031 | 152.6984 | 324.2704 | 397.2089 | 406.3726 | 342.2797 | 297.092 | 257.2778 | 197.3824 | 498.3487 | 374.0552 | 505.1013 | 211.7759 | 356.063 | 321.4981 | 382.9191 | 412.8323 | 474.7465 | 413.9739 | 454.9619
763 | 19 | 32 | 2 | 266.0236 | 155.039 | 314.2698 | 400.0079 | 401.9082 | 339.1828 | 295.0856 | 256.2739 | 189.8903 | 496.2222 | 372.5599 | 505.736 | 212.916 | 355.7506 | 306.4681 | 380.3619 | 407.1337 | 478.8118 | 413.2374 | 463.3556
764 | 20 | 32 | 2 | 266.6739 | 154.9028 | 309.4919 | 390.589 | 403.3833 | 340.9897 | 292.6874 | 257.202 | 187.0843 | 490.3178 | 372.0981 | 500.8485 | 213.4112 | 348.403 | 302.2087 | 383.4102 | 403.2912 | 480.9438 | 414.6099 | 459.56
765 | 21 | 32 | 2 | 269.0144 | 160.0877 | 309.3922 | 390.3213 | 411.6961 | 345.3295 | 290.8721 | 256.9703 | 194.8438 | 487.5503 | 365.6389 | 501.6554 | 221.4818 | 354.7065 | 297.4561 | 389.5194 | 400.7124 | 479.7463 | 424.2533 | 464.5632
766 | 22 | 32 | 2 | 268.1876 | 164.6628 | 312.8571 | 432.0238 | 416.4983 | 358.345 | 288.7868 | 254.5755 | 186.2899 | 460.8061 | 364.394 | 493.7655 | 220.1925 | 366.5807 | 308.3009 | 395.1647 | 420.598 | 498.6598 | 434.437 | 479.3939
767 | 23 | 32 | 2 | 270.3589 | 168.9705 | 319.7961 | 456.2729 | 415.6379 | 364.4032 | 283.7166 | 255.3915 | 185.3941 | 437.2111 | 367.9944 | 491.0234 | 221.468 | 373.9825 | 302.3774 | 392.4197 | 429.8268 | 501.7394 | 436.1556 | 477.2676
768 | 0 | 33 | 2 | 276.8879 | 174.3177 | 316.7696 | 447.9187 | 417.6742 | 374.8701 | 280.0028 | 257.6288 | 182.0887 | 439.0387 | 368.1036 | 488.9672 | 228.6342 | 379.469 | 309.3699 | 392.1953 | 436.7108 | 482.2538 | 439.4824 | 469.7637
769 | 1 | 33 | 2 | 280.5881 | 177.2385 | 317.0502 | 432.0757 | 419.1301 | 380.0476 | 277.3106 | 256.3382 | 180.9274 | 442.182 | 366.0121 | 490.0175 | 226.2504 | 387.1491 | 311.1213 | 392.578 | 441.0693 | 481.4467 | 442.3021 | 467.0839
770 | 2 | 33 | 2 | 279.9869 | 176.318 | 320.3947 | 424.8675 | 417.6225 | 381.5475 | 275.8537 | 258.4727 | 179.0947 | 441.7057 | 366.0421 | 490.128 | 227.1831 | 386.8742 | 316.7075 | 395.7936 | 439.5293 | 478.7494 | 440.4334 | 463.0225
771 | 3 | 33 | 2 | 279.8002 | 174.0395 | 325.1837 | 423.2517 | 417.2834 | 381.2692 | 275.1475 | 256.7556 | 175.4218 | 436.2342 | 364.3272 | 488.5479 | 225.8026 | 377.0405 | 317.4543 | 393.5505 | 433.6365 | 476.5315 | 440.1598 | 460.6165
772 | 4 | 33 | 2 | 277.9584 | 171.4617 | 323.1671 | 425.7358 | 414.4266 | 364.08 | 276.8595 | 255.1884 | 175.0815 | 446.7659 | 368.2665 | 498.0591 | 224.7006 | 357.3127 | 322.5725 | 390.6596 | 418.7138 | 482.6838 | 434.2746 | 464.4612
773 | 5 | 33 | 2 | 274.1338 | 168.3566 | 329.5004 | 441.1827 | 399.4928 | 343.8917 | 281.3351 | 255.4604 | 172.5525 | 477.3931 | 368.2225 | 511.2503 | 220.2459 | 350.6644 | 327.1671 | 387.6 | 408.4413 | 498.2142 | 420.3698 | 466.3897
774 | 6 | 33 | 2 | 271.1707 | 160.4784 | 334.4663 | 422.27 | 371.5033 | 338.3992 | 285.277 | 250.3008 | 175.3219 | 488.8223 | 372.4597 | 505.4116 | 206.0204 | 337.8304 | 325.5652 | 384.2157 | 374.5924 | 489.5755 | 411.3679 | 460.1444
775 | 7 | 33 | 2 | 256.6495 | 116.5487 | 302.0912 | 348.4603 | 260.4154 | 242.9814 | 264.0588 | 218.4189 | 151.3837 | 425.0654 | 365.5346 | 445.3506 | 200.229 | 264.5646 | 290.0005 | 342.2777 | 277.4693 | 455.4791 | 370.9569 | 433.4974
776 | 8 | 33 | 2 | 231.0118 | 112.6153 | 266.1639 | 319.0612 | 236.8923 | 205.4004 | 242.8008 | 203.6722 | 131.3783 | 326.093 | 308.6984 | 314.1398 | 189.2298 | 231.3081 | 245.5581 | 309.4437 | 257.6061 | 372.9583 | 362.8146 | 327.4317
777 | 9 | 33 | 2 | 213.9892 | 115.1386 | 258.561 | 313.4937 | 225.9664 | 197.7095 | 235.721 | 200.933 | 120.0967 | 288.1765 | 301.4864 | 285.8785 | 190.8767 | 226.1623 | 225.2283 | 299.1985 | 245.1957 | 336.6121 | 361.9507 | 288.6862
778 | 10 | 33 | 2 | 212.7528 | 115.0872 | 248.3465 | 315.2369 | 223.1788 | 198.7991 | 232.9329 | 202.5606 | 119.9003 | 276.6142 | 304.496 | 267.466 | 191.8411 | 226.2439 | 215.8553 | 293.2017 | 245.7361 | 324.331 | 364.4371 | 272.8322
779 | 11 | 33 | 2 | 213.2898 | 112.0679 | 238.0925 | 315.6275 | 215.194 | 192.3756 | 237.4306 | 200.3747 | 117.9563 | 269.4196 | 301.4812 | 263.8349 | 197.2718 | 213.8134 | 207.1119 | 289.426 | 234.3739 | 321.1824 | 361.9905 | 268.1599
780 | 12 | 33 | 2 | 211.265 | 114.3292 | 234.8524 | 317.5093 | 218.3507 | 190.1578 | 237.1065 | 205.1109 | 121.4907 | 262.1349 | 299.1644 | 256.4957 | 192.5275 | 217.8191 | 208.2371 | 289.1959 | 235.9889 | 314.7658 | 360.3576 | 267.8668
781 | 13 | 33 | 2 | 214.1084 | 118.4392 | 237.8027 | 319.0484 | 221.7507 | 195.9744 | 234.7617 | 202.104 | 121.3188 | 262.0133 | 296.891 | 254.5371 | 197.8872 | 215.7234 | 211.7336 | 288.146 | 236.9693 | 321.6158 | 357.4461 | 269.4261
782 | 14 | 33 | 2 | 214.6534 | 114.4727 | 230.5336 | 318.6263 | 229.3199 | 194.1109 | 236.2586 | 201.1188 | 117.6441 | 259.8765 | 297.5952 | 259.1509 | 199.6001 | 220.6972 | 208.1802 | 288.7274 | 244.9402 | 315.149 | 359.4603 | 272.3664
783 | 15 | 33 | 2 | 216.387 | 117.9339 | 234.6218 | 325.9375 | 253.8435 | 206.4668 | 251.3149 | 201.7419 | 128.3855 | 280.5309 | 306.3366 | 273.6499 | 213.0071 | 239.0142 | 218.2759 | 299.5297 | 274.8577 | 319.8203 | 373.8124 | 283.9768
784 | 16 | 33 | 2 | 244.3933 | 147.4186 | 245.5204 | 341.1986 | 354.6792 | 244.7872 | 283.247 | 236.7993 | 168.9863 | 336.3834 | 317.5471 | 322.778 | 212.4613 | 266.6692 | 232.6965 | 324.4814 | 351.0321 | 357.3408 | 393.7099 | 333.479
785 | 17 | 33 | 2 | 265.7359 | 155.5498 | 294.3817 | 380.8648 | 408.2857 | 343.3303 | 294.31 | 253.6721 | 185.123 | 463.1372 | 358.2647 | 468.0549 | 211.1126 | 342.6428 | 297.4324 | 368.8566 | 405.2626 | 444.2046 | 411.4584 | 436.9492
786 | 18 | 33 | 2 | 265.3031 | 152.6984 | 324.2704 | 397.2089 | 406.3726 | 342.2797 | 297.092 | 257.2778 | 197.3824 | 498.3487 | 374.0552 | 505.1013 | 211.7759 | 356.063 | 321.4981 | 382.9191 | 412.8323 | 474.7465 | 413.9739 | 454.9619
787 | 19 | 33 | 2 | 266.0236 | 155.039 | 314.2698 | 400.0079 | 401.9082 | 339.1828 | 295.0856 | 256.2739 | 189.8903 | 496.2222 | 372.5599 | 505.736 | 212.916 | 355.7506 | 306.4681 | 380.3619 | 407.1337 | 478.8118 | 413.2374 | 463.3556
788 | 20 | 33 | 2 | 266.6739 | 154.9028 | 309.4919 | 390.589 | 403.3833 | 340.9897 | 292.6874 | 257.202 | 187.0843 | 490.3178 | 372.0981 | 500.8485 | 213.4112 | 348.403 | 302.2087 | 383.4102 | 403.2912 | 480.9438 | 414.6099 | 459.56
789 | 21 | 33 | 2 | 269.0144 | 160.0877 | 309.3922 | 390.3213 | 411.6961 | 345.3295 | 290.8721 | 256.9703 | 194.8438 | 487.5503 | 365.6389 | 501.6554 | 221.4818 | 354.7065 | 297.4561 | 389.5194 | 400.7124 | 479.7463 | 424.2533 | 464.5632
790 | 22 | 33 | 2 | 268.1876 | 164.6628 | 312.8571 | 432.0238 | 416.4983 | 358.345 | 288.7868 | 254.5755 | 186.2899 | 460.8061 | 364.394 | 493.7655 | 220.1925 | 366.5807 | 308.3009 | 395.1647 | 420.598 | 498.6598 | 434.437 | 479.3939
791 | 23 | 33 | 2 | 270.3589 | 168.9705 | 319.7961 | 456.2729 | 415.6379 | 364.4032 | 283.7166 | 255.3915 | 185.3941 | 437.2111 | 367.9944 | 491.0234 | 221.468 | 373.9825 | 302.3774 | 392.4197 | 429.8268 | 501.7394 | 436.1556 | 477.2676
792 | 0 | 34 | 2 | 276.8879 | 174.3177 | 316.7696 | 447.9187 | 417.6742 | 374.8701 | 280.0028 | 257.6288 | 182.0887 | 439.0387 | 368.1036 | 488.9672 | 228.6342 | 379.469 | 309.3699 | 392.1953 | 436.7108 | 482.2538 | 439.4824 | 469.7637
793 | 1 | 34 | 2 | 280.5881 | 177.2385 | 317.0502 | 432.0757 | 419.1301 | 380.0476 | 277.3106 | 256.3382 | 180.9274 | 442.182 | 366.0121 | 490.0175 | 226.2504 | 387.1491 | 311.1213 | 392.578 | 441.0693 | 481.4467 | 442.3021 | 467.0839
794 | 2 | 34 | 2 | 279.9869 | 176.318 | 320.3947 | 424.8675 | 417.6225 | 381.5475 | 275.8537 | 258.4727 | 179.0947 | 441.7057 | 366.0421 | 490.128 | 227.1831 | 386.8742 | 316.7075 | 395.7936 | 439.5293 | 478.7494 | 440.4334 | 463.0225
795 | 3 | 34 | 2 | 279.8002 | 174.0395 | 325.1837 | 423.2517 | 417.2834 | 381.2692 | 275.1475 | 256.7556 | 175.4218 | 436.2342 | 364.3272 | 488.5479 | 225.8026 | 377.0405 | 317.4543 | 393.5505 | 433.6365 | 476.5315 | 440.1598 | 460.6165
796 | 4 | 34 | 2 | 277.9584 | 171.4617 | 323.1671 | 425.7358 | 414.4266 | 364.08 | 276.8595 | 255.1884 | 175.0815 | 446.7659 | 368.2665 | 498.0591 | 224.7006 | 357.3127 | 322.5725 | 390.6596 | 418.7138 | 482.6838 | 434.2746 | 464.4612
797 | 5 | 34 | 2 | 274.1338 | 168.3566 | 329.5004 | 441.1827 | 399.4928 | 343.8917 | 281.3351 | 255.4604 | 172.5525 | 477.3931 | 368.2225 | 511.2503 | 220.2459 | 350.6644 | 327.1671 | 387.6 | 408.4413 | 498.2142 | 420.3698 | 466.3897
798 | 6 | 34 | 2 | 271.1707 | 160.4784 | 334.4663 | 422.27 | 371.5033 | 338.3992 | 285.277 | 250.3008 | 175.3219 | 488.8223 | 372.4597 | 505.4116 | 206.0204 | 337.8304 | 325.5652 | 384.2157 | 374.5924 | 489.5755 | 411.3679 | 460.1444
799 | 7 | 34 | 2 | 256.6495 | 116.5487 | 302.0912 | 348.4603 | 260.4154 | 242.9814 | 264.0588 | 218.4189 | 151.3837 | 425.0654 | 365.5346 | 445.3506 | 200.229 | 264.5646 | 290.0005 | 342.2777 | 277.4693 | 455.4791 | 370.9569 | 433.4974
800 | 8 | 34 | 2 | 231.0118 | 112.6153 | 266.1639 | 319.0612 | 236.8923 | 205.4004 | 242.8008 | 203.6722 | 131.3783 | 326.093 | 308.6984 | 314.1398 | 189.2298 | 231.3081 | 245.5581 | 309.4437 | 257.6061 | 372.9583 | 362.8146 | 327.4317
801 | 9 | 34 | 2 | 213.9892 | 115.1386 | 258.561 | 313.4937 | 225.9664 | 197.7095 | 235.721 | 200.933 | 120.0967 | 288.1765 | 301.4864 | 285.8785 | 190.8767 | 226.1623 | 225.2283 | 299.1985 | 245.1957 | 336.6121 | 361.9507 | 288.6862
802 | 10 | 34 | 2 | 212.7528 | 115.0872 | 248.3465 | 315.2369 | 223.1788 | 198.7991 | 232.9329 | 202.5606 | 119.9003 | 276.6142 | 304.496 | 267.466 | 191.8411 | 226.2439 | 215.8553 | 293.2017 | 245.7361 | 324.331 | 364.4371 | 272.8322
803 | 11 | 34 | 2 | 213.2898 | 112.0679 | 238.0925 | 315.6275 | 215.194 | 192.3756 | 237.4306 | 200.3747 | 117.9563 | 269.4196 | 301.4812 | 263.8349 | 197.2718 | 213.8134 | 207.1119 | 289.426 | 234.3739 | 321.1824 | 361.9905 | 268.1599
804 | 12 | 34 | 2 | 211.265 | 114.3292 | 234.8524 | 317.5093 | 218.3507 | 190.1578 | 237.1065 | 205.1109 | 121.4907 | 262.1349 | 299.1644 | 256.4957 | 192.5275 | 217.8191 | 208.2371 | 289.1959 | 235.9889 | 314.7658 | 360.3576 | 267.8668
805 | 13 | 34 | 2 | 214.1084 | 118.4392 | 237.8027 | 319.0484 | 221.7507 | 195.9744 | 234.7617 | 202.104 | 121.3188 | 262.0133 | 296.891 | 254.5371 | 197.8872 | 215.7234 | 211.7336 | 288.146 | 236.9693 | 321.6158 | 357.4461 | 269.4261
806 | 14 | 34 | 2 | 214.6534 | 114.4727 | 230.5336 | 318.6263 | 229.3199 | 194.1109 | 236.2586 | 201.1188 | 117.6441 | 259.8765 | 297.5952 | 259.1509 | 199.6001 | 220.6972 | 208.1802 | 288.7274 | 244.9402 | 315.149 | 359.4603 | 272.3664
807 | 15 | 34 | 2 | 216.387 | 117.9339 | 234.6218 | 325.9375 | 253.8435 | 206.4668 | 251.3149 | 201.7419 | 128.3855 | 280.5309 | 306.3366 | 273.6499 | 213.0071 | 239.0142 | 218.2759 | 299.5297 | 274.8577 | 319.8203 | 373.8124 | 283.9768
808 | 16 | 34 | 2 | 244.3933 | 147.4186 | 245.5204 | 341.1986 | 354.6792 | 244.7872 | 283.247 | 236.7993 | 168.9863 | 336.3834 | 317.5471 | 322.778 | 212.4613 | 266.6692 | 232.6965 | 324.4814 | 351.0321 | 357.3408 | 393.7099 | 333.479
809 | 17 | 34 | 2 | 265.7359 | 155.5498 | 294.3817 | 380.8648 | 408.2857 | 343.3303 | 294.31 | 253.6721 | 185.123 | 463.1372 | 358.2647 | 468.0549 | 211.1126 | 342.6428 | 297.4324 | 368.8566 | 405.2626 | 444.2046 | 411.4584 | 436.9492
810 | 18 | 34 | 2 | 265.3031 | 152.6984 | 324.2704 | 397.2089 | 406.3726 | 342.2797 | 297.092 | 257.2778 | 197.3824 | 498.3487 | 374.0552 | 505.1013 | 211.7759 | 356.063 | 321.4981 | 382.9191 | 412.8323 | 474.7465 | 413.9739 | 454.9619
811 | 19 | 34 | 2 | 266.0236 | 155.039 | 314.2698 | 400.0079 | 401.9082 | 339.1828 | 295.0856 | 256.2739 | 189.8903 | 496.2222 | 372.5599 | 505.736 | 212.916 | 355.7506 | 306.4681 | 380.3619 | 407.1337 | 478.8118 | 413.2374 | 463.3556
812 | 20 | 34 | 2 | 266.6739 | 154.9028 | 309.4919 | 390.589 | 403.3833 | 340.9897 | 292.6874 | 257.202 | 187.0843 | 490.3178 | 372.0981 | 500.8485 | 213.4112 | 348.403 | 302.2087 | 383.4102 | 403.2912 | 480.9438 | 414.6099 | 459.56
813 | 21 | 34 | 2 | 269.0144 | 160.0877 | 309.3922 | 390.3213 | 411.6961 | 345.3295 | 290.8721 | 256.9703 | 194.8438 | 487.5503 | 365.6389 | 501.6554 | 221.4818 | 354.7065 | 297.4561 | 389.5194 | 400.7124 | 479.7463 | 424.2533 | 464.5632
814 | 22 | 34 | 2 | 268.1876 | 164.6628 | 312.8571 | 432.0238 | 416.4983 | 358.345 | 288.7868 | 254.5755 | 186.2899 | 460.8061 | 364.394 | 493.7655 | 220.1925 | 366.5807 | 308.3009 | 395.1647 | 420.598 | 498.6598 | 434.437 | 479.3939
815 | 23 | 34 | 2 | 270.3589 | 168.9705 | 319.7961 | 456.2729 | 415.6379 | 364.4032 | 283.7166 | 255.3915 | 185.3941 | 437.2111 | 367.9944 | 491.0234 | 221.468 | 373.9825 | 302.3774 | 392.4197 | 429.8268 | 501.7394 | 436.1556 | 477.2676
816 | 0 | 35 | 2 | 276.8879 | 174.3177 | 316.7696 | 447.9187 | 417.6742 | 374.8701 | 280.0028 | 257.6288 | 182.0887 | 439.0387 | 368.1036 | 488.9672 | 228.6342 | 379.469 | 309.3699 | 392.1953 | 436.7108 | 482.2538 | 439.4824 | 469.7637
817 | 1 | 35 | 2 | 280.5881 | 177.2385 | 317.0502 | 432.0757 | 419.1301 | 380.0476 | 277.3106 | 256.3382 | 180.9274 | 442.182 | 366.0121 | 490.0175 | 226.2504 | 387.1491 | 311.1213 | 392.578 | 441.0693 | 481.4467 | 442.3021 | 467.0839
818 | 2 | 35 | 2 | 279.9869 | 176.318 | 320.3947 | 424.8675 | 417.6225 | 381.5475 | 275.8537 | 258.4727 | 179.0947 | 441.7057 | 366.0421 | 490.128 | 227.1831 | 386.8742 | 316.7075 | 395.7936 | 439.5293 | 478.7494 | 440.4334 | 463.0225
819 | 3 | 35 | 2 | 279.8002 | 174.0395 | 325.1837 | 423.2517 | 417.2834 | 381.2692 | 275.1475 | 256.7556 | 175.4218 | 436.2342 | 364.3272 | 488.5479 | 225.8026 | 377.0405 | 317.4543 | 393.5505 | 433.6365 | 476.5315 | 440.1598 | 460.6165
820 | 4 | 35 | 2 | 277.9584 | 171.4617 | 323.1671 | 425.7358 | 414.4266 | 364.08 | 276.8595 | 255.1884 | 175.0815 | 446.7659 | 368.2665 | 498.0591 | 224.7006 | 357.3127 | 322.5725 | 390.6596 | 418.7138 | 482.6838 | 434.2746 | 464.4612
821 | 5 | 35 | 2 | 274.1338 | 168.3566 | 329.5004 | 441.1827 | 399.4928 | 343.8917 | 281.3351 | 255.4604 | 172.5525 | 477.3931 | 368.2225 | 511.2503 | 220.2459 | 350.6644 | 327.1671 | 387.6 | 408.4413 | 498.2142 | 420.3698 | 466.3897
822 | 6 | 35 | 2 | 271.1707 | 160.4784 | 334.4663 | 422.27 | 371.5033 | 338.3992 | 285.277 | 250.3008 | 175.3219 | 488.8223 | 372.4597 | 505.4116 | 206.0204 | 337.8304 | 325.5652 | 384.2157 | 374.5924 | 489.5755 | 411.3679 | 460.1444
823 | 7 | 35 | 2 | 256.6495 | 116.5487 | 302.0912 | 348.4603 | 260.4154 | 242.9814 | 264.0588 | 218.4189 | 151.3837 | 425.0654 | 365.5346 | 445.3506 | 200.229 | 264.5646 | 290.0005 | 342.2777 | 277.4693 | 455.4791 | 370.9569 | 433.4974
824 | 8 | 35 | 2 | 231.0118 | 112.6153 | 266.1639 | 319.0612 | 236.8923 | 205.4004 | 242.8008 | 203.6722 | 131.3783 | 326.093 | 308.6984 | 314.1398 | 189.2298 | 231.3081 | 245.5581 | 309.4437 | 257.6061 | 372.9583 | 362.8146 | 327.4317
825 | 9 | 35 | 2 | 213.9892 | 115.1386 | 258.561 | 313.4937 | 225.9664 | 197.7095 | 235.721 | 200.933 | 120.0967 | 288.1765 | 301.4864 | 285.8785 | 190.8767 | 226.1623 | 225.2283 | 299.1985 | 245.1957 | 336.6121 | 361.9507 | 288.6862
826 | 10 | 35 | 2 | 212.7528 | 115.0872 | 248.3465 | 315.2369 | 223.1788 | 198.7991 | 232.9329 | 202.5606 | 119.9003 | 276.6142 | 304.496 | 267.466 | 191.8411 | 226.2439 | 215.8553 | 293.2017 | 245.7361 | 324.331 | 364.4371 | 272.8322
827 | 11 | 35 | 2 | 213.2898 | 112.0679 | 238.0925 | 315.6275 | 215.194 | 192.3756 | 237.4306 | 200.3747 | 117.9563 | 269.4196 | 301.4812 | 263.8349 | 197.2718 | 213.8134 | 207.1119 | 289.426 | 234.3739 | 321.1824 | 361.9905 | 268.1599
828 | 12 | 35 | 2 | 211.265 | 114.3292 | 234.8524 | 317.5093 | 218.3507 | 190.1578 | 237.1065 | 205.1109 | 121.4907 | 262.1349 | 299.1644 | 256.4957 | 192.5275 | 217.8191 | 208.2371 | 289.1959 | 235.9889 | 314.7658 | 360.3576 | 267.8668
829 | 13 | 35 | 2 | 214.1084 | 118.4392 | 237.8027 | 319.0484 | 221.7507 | 195.9744 | 234.7617 | 202.104 | 121.3188 | 262.0133 | 296.891 | 254.5371 | 197.8872 | 215.7234 | 211.7336 | 288.146 | 236.9693 | 321.6158 | 357.4461 | 269.4261
830 | 14 | 35 | 2 | 214.6534 | 114.4727 | 230.5336 | 318.6263 | 229.3199 | 194.1109 | 236.2586 | 201.1188 | 117.6441 | 259.8765 | 297.5952 | 259.1509 | 199.6001 | 220.6972 | 208.1802 | 288.7274 | 244.9402 | 315.149 | 359.4603 | 272.3664
831 | 15 | 35 | 2 | 216.387 | 117.9339 | 234.6218 | 325.9375 | 253.8435 | 206.4668 | 251.3149 | 201.7419 | 128.3855 | 280.5309 | 306.3366 | 273.6499 | 213.0071 | 239.0142 | 218.2759 | 299.5297 | 274.8577 | 319.8203 | 373.8124 | 283.9768
832 | 16 | 35 | 2 | 244.3933 | 147.4186 | 245.5204 | 341.1986 | 354.6792 | 244.7872 | 283.247 | 236.7993 | 168.9863 | 336.3834 | 317.5471 | 322.778 | 212.4613 | 266.6692 | 232.6965 | 324.4814 | 351.0321 | 357.3408 | 393.7099 | 333.479
833 | 17 | 35 | 2 | 265.7359 | 155.5498 | 294.3817 | 380.8648 | 408.2857 | 343.3303 | 294.31 | 253.6721 | 185.123 | 463.1372 | 358.2647 | 468.0549 | 211.1126 | 342.6428 | 297.4324 | 368.8566 | 405.2626 | 444.2046 | 411.4584 | 436.9492
834 | 18 | 35 | 2 | 265.3031 | 152.6984 | 324.2704 | 397.2089 | 406.3726 | 342.2797 | 297.092 | 257.2778 | 197.3824 | 498.3487 | 374.0552 | 505.1013 | 211.7759 | 356.063 | 321.4981 | 382.9191 | 412.8323 | 474.7465 | 413.9739 | 454.9619
835 | 19 | 35 | 2 | 266.0236 | 155.039 | 314.2698 | 400.0079 | 401.9082 | 339.1828 | 295.0856 | 256.2739 | 189.8903 | 496.2222 | 372.5599 | 505.736 | 212.916 | 355.7506 | 306.4681 | 380.3619 | 407.1337 | 478.8118 | 413.2374 | 463.3556
836 | 20 | 35 | 2 | 266.6739 | 154.9028 | 309.4919 | 390.589 | 403.3833 | 340.9897 | 292.6874 | 257.202 | 187.0843 | 490.3178 | 372.0981 | 500.8485 | 213.4112 | 348.403 | 302.2087 | 383.4102 | 403.2912 | 480.9438 | 414.6099 | 459.56
837 | 21 | 35 | 2 | 269.0144 | 160.0877 | 309.3922 | 390.3213 | 411.6961 | 345.3295 | 290.8721 | 256.9703 | 194.8438 | 487.5503 | 365.6389 | 501.6554 | 221.4818 | 354.7065 | 297.4561 | 389.5194 | 400.7124 | 479.7463 | 424.2533 | 464.5632
838 | 22 | 35 | 2 | 268.1876 | 164.6628 | 312.8571 | 432.0238 | 416.4983 | 358.345 | 288.7868 | 254.5755 | 186.2899 | 460.8061 | 364.394 | 493.7655 | 220.1925 | 366.5807 | 308.3009 | 395.1647 | 420.598 | 498.6598 | 434.437 | 479.3939
839 | 23 | 35 | 2 | 270.3589 | 168.9705 | 319.7961 | 456.2729 | 415.6379 | 364.4032 | 283.7166 | 255.3915 | 185.3941 | 437.2111 | 367.9944 | 491.0234 | 221.468 | 373.9825 | 302.3774 | 392.4197 | 429.8268 | 501.7394 | 436.1556 | 477.2676
840 | 0 | 36 | 2 | 276.8879 | 174.3177 | 316.7696 | 447.9187 | 417.6742 | 374.8701 | 280.0028 | 257.6288 | 182.0887 | 439.0387 | 368.1036 | 488.9672 | 228.6342 | 379.469 | 309.3699 | 392.1953 | 436.7108 | 482.2538 | 439.4824 | 469.7637
841 | 1 | 36 | 2 | 280.5881 | 177.2385 | 317.0502 | 432.0757 | 419.1301 | 380.0476 | 277.3106 | 256.3382 | 180.9274 | 442.182 | 366.0121 | 490.0175 | 226.2504 | 387.1491 | 311.1213 | 392.578 | 441.0693 | 481.4467 | 442.3021 | 467.0839
842 | 2 | 36 | 2 | 279.9869 | 176.318 | 320.3947 | 424.8675 | 417.6225 | 381.5475 | 275.8537 | 258.4727 | 179.0947 | 441.7057 | 366.0421 | 490.128 | 227.1831 | 386.8742 | 316.7075 | 395.7936 | 439.5293 | 478.7494 | 440.4334 | 463.0225
843 | 3 | 36 | 2 | 279.8002 | 174.0395 | 325.1837 | 423.2517 | 417.2834 | 381.2692 | 275.1475 | 256.7556 | 175.4218 | 436.2342 | 364.3272 | 488.5479 | 225.8026 | 377.0405 | 317.4543 | 393.5505 | 433.6365 | 476.5315 | 440.1598 | 460.6165
844 | 4 | 36 | 2 | 277.9584 | 171.4617 | 323.1671 | 425.7358 | 414.4266 | 364.08 | 276.8595 | 255.1884 | 175.0815 | 446.7659 | 368.2665 | 498.0591 | 224.7006 | 357.3127 | 322.5725 | 390.6596 | 418.7138 | 482.6838 | 434.2746 | 464.4612
845 | 5 | 36 | 2 | 274.1338 | 168.3566 | 329.5004 | 441.1827 | 399.4928 | 343.8917 | 281.3351 | 255.4604 | 172.5525 | 477.3931 | 368.2225 | 511.2503 | 220.2459 | 350.6644 | 327.1671 | 387.6 | 408.4413 | 498.2142 | 420.3698 | 466.3897
846 | 6 | 36 | 2 | 271.1707 | 160.4784 | 334.4663 | 422.27 | 371.5033 | 338.3992 | 285.277 | 250.3008 | 175.3219 | 488.8223 | 372.4597 | 505.4116 | 206.0204 | 337.8304 | 325.5652 | 384.2157 | 374.5924 | 489.5755 | 411.3679 | 460.1444
847 | 7 | 36 | 2 | 256.6495 | 116.5487 | 302.0912 | 348.4603 | 260.4154 | 242.9814 | 264.0588 | 218.4189 | 151.3837 | 425.0654 | 365.5346 | 445.3506 | 200.229 | 264.5646 | 290.0005 | 342.2777 | 277.4693 | 455.4791 | 370.9569 | 433.4974
848 | 8 | 36 | 2 | 231.0118 | 112.6153 | 266.1639 | 319.0612 | 236.8923 | 205.4004 | 242.8008 | 203.6722 | 131.3783 | 326.093 | 308.6984 | 314.1398 | 189.2298 | 231.3081 | 245.5581 | 309.4437 | 257.6061 | 372.9583 | 362.8146 | 327.4317
849 | 9 | 36 | 2 | 213.9892 | 115.1386 | 258.561 | 313.4937 | 225.9664 | 197.7095 | 235.721 | 200.933 | 120.0967 | 288.1765 | 301.4864 | 285.8785 | 190.8767 | 226.1623 | 225.2283 | 299.1985 | 245.1957 | 336.6121 | 361.9507 | 288.6862
850 | 10 | 36 | 2 | 212.7528 | 115.0872 | 248.3465 | 315.2369 | 223.1788 | 198.7991 | 232.9329 | 202.5606 | 119.9003 | 276.6142 | 304.496 | 267.466 | 191.8411 | 226.2439 | 215.8553 | 293.2017 | 245.7361 | 324.331 | 364.4371 | 272.8322
851 | 11 | 36 | 2 | 213.2898 | 112.0679 | 238.0925 | 315.6275 | 215.194 | 192.3756 | 237.4306 | 200.3747 | 117.9563 | 269.4196 | 301.4812 | 263.8349 | 197.2718 | 213.8134 | 207.1119 | 289.426 | 234.3739 | 321.1824 | 361.9905 | 268.1599
852 | 12 | 36 | 2 | 211.265 | 114.3292 | 234.8524 | 317.5093 | 218.3507 | 190.1578 | 237.1065 | 205.1109 | 121.4907 | 262.1349 | 299.1644 | 256.4957 | 192.5275 | 217.8191 | 208.2371 | 289.1959 | 235.9889 | 314.7658 | 360.3576 | 267.8668
853 | 13 | 36 | 2 | 214.1084 | 118.4392 | 237.8027 | 319.0484 | 221.7507 | 195.9744 | 234.7617 | 202.104 | 121.3188 | 262.0133 | 296.891 | 254.5371 | 197.8872 | 215.7234 | 211.7336 | 288.146 | 236.9693 | 321.6158 | 357.4461 | 269.4261
854 | 14 | 36 | 2 | 214.6534 | 114.4727 | 230.5336 | 318.6263 | 229.3199 | 194.1109 | 236.2586 | 201.1188 | 117.6441 | 259.8765 | 297.5952 | 259.1509 | 199.6001 | 220.6972 | 208.1802 | 288.7274 | 244.9402 | 315.149 | 359.4603 | 272.3664
855 | 15 | 36 | 2 | 216.387 | 117.9339 | 234.6218 | 325.9375 | 253.8435 | 206.4668 | 251.3149 | 201.7419 | 128.3855 | 280.5309 | 306.3366 | 273.6499 | 213.0071 | 239.0142 | 218.2759 | 299.5297 | 274.8577 | 319.8203 | 373.8124 | 283.9768
856 | 16 | 36 | 2 | 244.3933 | 147.4186 | 245.5204 | 341.1986 | 354.6792 | 244.7872 | 283.247 | 236.7993 | 168.9863 | 336.3834 | 317.5471 | 322.778 | 212.4613 | 266.6692 | 232.6965 | 324.4814 | 351.0321 | 357.3408 | 393.7099 | 333.479
857 | 17 | 36 | 2 | 265.7359 | 155.5498 | 294.3817 | 380.8648 | 408.2857 | 343.3303 | 294.31 | 253.6721 | 185.123 | 463.1372 | 358.2647 | 468.0549 | 211.1126 | 342.6428 | 297.4324 | 368.8566 | 405.2626 | 444.2046 | 411.4584 | 436.9492
858 | 18 | 36 | 2 | 265.3031 | 152.6984 | 324.2704 | 397.2089 | 406.3726 | 342.2797 | 297.092 | 257.2778 | 197.3824 | 498.3487 | 374.0552 | 505.1013 | 211.7759 | 356.063 | 321.4981 | 382.9191 | 412.8323 | 474.7465 | 413.9739 | 454.9619
859 | 19 | 36 | 2 | 266.0236 | 155.039 | 314.2698 | 400.0079 | 401.9082 | 339.1828 | 295.0856 | 256.2739 | 189.8903 | 496.2222 | 372.5599 | 505.736 | 212.916 | 355.7506 | 306.4681 | 380.3619 | 407.1337 | 478.8118 | 413.2374 | 463.3556
860 | 20 | 36 | 2 | 266.6739 | 154.9028 | 309.4919 | 390.589 | 403.3833 | 340.9897 | 292.6874 | 257.202 | 187.0843 | 490.3178 | 372.0981 | 500.8485 | 213.4112 | 348.403 | 302.2087 | 383.4102 | 403.2912 | 480.9438 | 414.6099 | 459.56
861 | 21 | 36 | 2 | 269.0144 | 160.0877 | 309.3922 | 390.3213 | 411.6961 | 345.3295 | 290.8721 | 256.9703 | 194.8438 | 487.5503 | 365.6389 | 501.6554 | 221.4818 | 354.7065 | 297.4561 | 389.5194 | 400.7124 | 479.7463 | 424.2533 | 464.5632
862 | 22 | 36 | 2 | 268.1876 | 164.6628 | 312.8571 | 432.0238 | 416.4983 | 358.345 | 288.7868 | 254.5755 | 186.2899 | 460.8061 | 364.394 | 493.7655 | 220.1925 | 366.5807 | 308.3009 | 395.1647 | 420.598 | 498.6598 | 434.437 | 479.3939
863 | 23 | 36 | 2 | 270.3589 | 168.9705 | 319.7961 | 456.2729 | 415.6379 | 364.4032 | 283.7166 | 255.3915 | 185.3941 | 437.2111 | 367.9944 | 491.0234 | 221.468 | 373.9825 | 302.3774 | 392.4197 | 429.8268 | 501.7394 | 436.1556 | 477.2676
864 | 0 | 37 | 2 | 276.8879 | 174.3177 | 316.7696 | 447.9187 | 417.6742 | 374.8701 | 280.0028 | 257.6288 | 182.0887 | 439.0387 | 368.1036 | 488.9672 | 228.6342 | 379.469 | 309.3699 | 392.1953 | 436.7108 | 482.2538 | 439.4824 | 469.7637
865 | 1 | 37 | 2 | 280.5881 | 177.2385 | 317.0502 | 432.0757 | 419.1301 | 380.0476 | 277.3106 | 256.3382 | 180.9274 | 442.182 | 366.0121 | 490.0175 | 226.2504 | 387.1491 | 311.1213 | 392.578 | 441.0693 | 481.4467 | 442.3021 | 467.0839
866 | 2 | 37 | 2 | 279.9869 | 176.318 | 320.3947 | 424.8675 | 417.6225 | 381.5475 | 275.8537 | 258.4727 | 179.0947 | 441.7057 | 366.0421 | 490.128 | 227.1831 | 386.8742 | 316.7075 | 395.7936 | 439.5293 | 478.7494 | 440.4334 | 463.0225
867 | 3 | 37 | 2 | 279.8002 | 174.0395 | 325.1837 | 423.2517 | 417.2834 | 381.2692 | 275.1475 | 256.7556 | 175.4218 | 436.2342 | 364.3272 | 488.5479 | 225.8026 | 377.0405 | 317.4543 | 393.5505 | 433.6365 | 476.5315 | 440.1598 | 460.6165
868 | 4 | 37 | 2 | 277.9584 | 171.4617 | 323.1671 | 425.7358 | 414.4266 | 364.08 | 276.8595 | 255.1884 | 175.0815 | 446.7659 | 368.2665 | 498.0591 | 224.7006 | 357.3127 | 322.5725 | 390.6596 | 418.7138 | 482.6838 | 434.2746 | 464.4612
869 | 5 | 37 | 2 | 274.1338 | 168.3566 | 329.5004 | 441.1827 | 399.4928 | 343.8917 | 281.3351 | 255.4604 | 172.5525 | 477.3931 | 368.2225 | 511.2503 | 220.2459 | 350.6644 | 327.1671 | 387.6 | 408.4413 | 498.2142 | 420.3698 | 466.3897
870 | 6 | 37 | 2 | 271.1707 | 160.4784 | 334.4663 | 422.27 | 371.5033 | 338.3992 | 285.277 | 250.3008 | 175.3219 | 488.8223 | 372.4597 | 505.4116 | 206.0204 | 337.8304 | 325.5652 | 384.2157 | 374.5924 | 489.5755 | 411.3679 | 460.1444
871 | 7 | 37 | 2 | 256.6495 | 116.5487 | 302.0912 | 348.4603 | 260.4154 | 242.9814 | 264.0588 | 218.4189 | 151.3837 | 425.0654 | 365.5346 | 445.3506 | 200.229 | 264.5646 | 290.0005 | 342.2777 | 277.4693 | 455.4791 | 370.9569 | 433.4974
872 | 8 | 37 | 2 | 231.0118 | 112.6153 | 266.1639 | 319.0612 | 236.8923 | 205.4004 | 242.8008 | 203.6722 | 131.3783 | 326.093 | 308.6984 | 314.1398 | 189.2298 | 231.3081 | 245.5581 | 309.4437 | 257.6061 | 372.9583 | 362.8146 | 327.4317
873 | 9 | 37 | 2 | 213.9892 | 115.1386 | 258.561 | 313.4937 | 225.9664 | 197.7095 | 235.721 | 200.933 | 120.0967 | 288.1765 | 301.4864 | 285.8785 | 190.8767 | 226.1623 | 225.2283 | 299.1985 | 245.1957 | 336.6121 | 361.9507 | 288.6862
874 | 10 | 37 | 2 | 212.7528 | 115.0872 | 248.3465 | 315.2369 | 223.1788 | 198.7991 | 232.9329 | 202.5606 | 119.9003 | 276.6142 | 304.496 | 267.466 | 191.8411 | 226.2439 | 215.8553 | 293.2017 | 245.7361 | 324.331 | 364.4371 | 272.8322
875 | 11 | 37 | 2 | 213.2898 | 112.0679 | 238.0925 | 315.6275 | 215.194 | 192.3756 | 237.4306 | 200.3747 | 117.9563 | 269.4196 | 301.4812 | 263.8349 | 197.2718 | 213.8134 | 207.1119 | 289.426 | 234.3739 | 321.1824 | 361.9905 | 268.1599
876 | 12 | 37 | 2 | 211.265 | 114.3292 | 234.8524 | 317.5093 | 218.3507 | 190.1578 | 237.1065 | 205.1109 | 121.4907 | 262.1349 | 299.1644 | 256.4957 | 192.5275 | 217.8191 | 208.2371 | 289.1959 | 235.9889 | 314.7658 | 360.3576 | 267.8668
877 | 13 | 37 | 2 | 214.1084 | 118.4392 | 237.8027 | 319.0484 | 221.7507 | 195.9744 | 234.7617 | 202.104 | 121.3188 | 262.0133 | 296.891 | 254.5371 | 197.8872 | 215.7234 | 211.7336 | 288.146 | 236.9693 | 321.6158 | 357.4461 | 269.4261
878 | 14 | 37 | 2 | 214.6534 | 114.4727 | 230.5336 | 318.6263 | 229.3199 | 194.1109 | 236.2586 | 201.1188 | 117.6441 | 259.8765 | 297.5952 | 259.1509 | 199.6001 | 220.6972 | 208.1802 | 288.7274 | 244.9402 | 315.149 | 359.4603 | 272.3664
879 | 15 | 37 | 2 | 216.387 | 117.9339 | 234.6218 | 325.9375 | 253.8435 | 206.4668 | 251.3149 | 201.7419 | 128.3855 | 280.5309 | 306.3366 | 273.6499 | 213.0071 | 239.0142 | 218.2759 | 299.5297 | 274.8577 | 319.8203 | 373.8124 | 283.9768
880 | 16 | 37 | 2 | 244.3933 | 147.4186 | 245.5204 | 341.1986 | 354.6792 | 244.7872 | 283.247 | 236.7993 | 168.9863 | 336.3834 | 317.5471 | 322.778 | 212.4613 | 266.6692 | 232.6965 | 324.4814 | 351.0321 | 357.3408 | 393.7099 | 333.479
881 | 17 | 37 | 2 | 265.7359 | 155.5498 | 294.3817 | 380.8648 | 408.2857 | 343.3303 | 294.31 | 253.6721 | 185.123 | 463.1372 | 358.2647 | 468.0549 | 211.1126 | 342.6428 | 297.4324 | 368.8566 | 405.2626 | 444.2046 | 411.4584 | 436.9492
882 | 18 | 37 | 2 | 265.3031 | 152.6984 | 324.2704 | 397.2089 | 406.3726 | 342.2797 | 297.092 | 257.2778 | 197.3824 | 498.3487 | 374.0552 | 505.1013 | 211.7759 | 356.063 | 321.4981 | 382.9191 | 412.8323 | 474.7465 | 413.9739 | 454.9619
883 | 19 | 37 | 2 | 266.0236 | 155.039 | 314.2698 | 400.0079 | 401.9082 | 339.1828 | 295.0856 | 256.2739 | 189.8903 | 496.2222 | 372.5599 | 505.736 | 212.916 | 355.7506 | 306.4681 | 380.3619 | 407.1337 | 478.8118 | 413.2374 | 463.3556
884 | 20 | 37 | 2 | 266.6739 | 154.9028 | 309.4919 | 390.589 | 403.3833 | 340.9897 | 292.6874 | 257.202 | 187.0843 | 490.3178 | 372.0981 | 500.8485 | 213.4112 | 348.403 | 302.2087 | 383.4102 | 403.2912 | 480.9438 | 414.6099 | 459.56
885 | 21 | 37 | 2 | 269.0144 | 160.0877 | 309.3922 | 390.3213 | 411.6961 | 345.3295 | 290.8721 | 256.9703 | 194.8438 | 487.5503 | 365.6389 | 501.6554 | 221.4818 | 354.7065 | 297.4561 | 389.5194 | 400.7124 | 479.7463 | 424.2533 | 464.5632
886 | 22 | 37 | 2 | 268.1876 | 164.6628 | 312.8571 | 432.0238 | 416.4983 | 358.345 | 288.7868 | 254.5755 | 186.2899 | 460.8061 | 364.394 | 493.7655 | 220.1925 | 366.5807 | 308.3009 | 395.1647 | 420.598 | 498.6598 | 434.437 | 479.3939
887 | 23 | 37 | 2 | 270.3589 | 168.9705 | 319.7961 | 456.2729 | 415.6379 | 364.4032 | 283.7166 | 255.3915 | 185.3941 | 437.2111 | 367.9944 | 491.0234 | 221.468 | 373.9825 | 302.3774 | 392.4197 | 429.8268 | 501.7394 | 436.1556 | 477.2676
888 | 0 | 38 | 2 | 276.8879 | 174.3177 | 316.7696 | 447.9187 | 417.6742 | 374.8701 | 280.0028 | 257.6288 | 182.0887 | 439.0387 | 368.1036 | 488.9672 | 228.6342 | 379.469 | 309.3699 | 392.1953 | 436.7108 | 482.2538 | 439.4824 | 469.7637
889 | 1 | 38 | 2 | 280.5881 | 177.2385 | 317.0502 | 432.0757 | 419.1301 | 380.0476 | 277.3106 | 256.3382 | 180.9274 | 442.182 | 366.0121 | 490.0175 | 226.2504 | 387.1491 | 311.1213 | 392.578 | 441.0693 | 481.4467 | 442.3021 | 467.0839
890 | 2 | 38 | 2 | 279.9869 | 176.318 | 320.3947 | 424.8675 | 417.6225 | 381.5475 | 275.8537 | 258.4727 | 179.0947 | 441.7057 | 366.0421 | 490.128 | 227.1831 | 386.8742 | 316.7075 | 395.7936 | 439.5293 | 478.7494 | 440.4334 | 463.0225
891 | 3 | 38 | 2 | 279.8002 | 174.0395 | 325.1837 | 423.2517 | 417.2834 | 381.2692 | 275.1475 | 256.7556 | 175.4218 | 436.2342 | 364.3272 | 488.5479 | 225.8026 | 377.0405 | 317.4543 | 393.5505 | 433.6365 | 476.5315 | 440.1598 | 460.6165
892 | 4 | 38 | 2 | 277.9584 | 171.4617 | 323.1671 | 425.7358 | 414.4266 | 364.08 | 276.8595 | 255.1884 | 175.0815 | 446.7659 | 368.2665 | 498.0591 | 224.7006 | 357.3127 | 322.5725 | 390.6596 | 418.7138 | 482.6838 | 434.2746 | 464.4612
893 | 5 | 38 | 2 | 274.1338 | 168.3566 | 329.5004 | 441.1827 | 399.4928 | 343.8917 | 281.3351 | 255.4604 | 172.5525 | 477.3931 | 368.2225 | 511.2503 | 220.2459 | 350.6644 | 327.1671 | 387.6 | 408.4413 | 498.2142 | 420.3698 | 466.3897
894 | 6 | 38 | 2 | 271.1707 | 160.4784 | 334.4663 | 422.27 | 371.5033 | 338.3992 | 285.277 | 250.3008 | 175.3219 | 488.8223 | 372.4597 | 505.4116 | 206.0204 | 337.8304 | 325.5652 | 384.2157 | 374.5924 | 489.5755 | 411.3679 | 460.1444
895 | 7 | 38 | 2 | 256.6495 | 116.5487 | 302.0912 | 348.4603 | 260.4154 | 242.9814 | 264.0588 | 218.4189 | 151.3837 | 425.0654 | 365.5346 | 445.3506 | 200.229 | 264.5646 | 290.0005 | 342.2777 | 277.4693 | 455.4791 | 370.9569 | 433.4974
896 | 8 | 38 | 2 | 231.0118 | 112.6153 | 266.1639 | 319.0612 | 236.8923 | 205.4004 | 242.8008 | 203.6722 | 131.3783 | 326.093 | 308.6984 | 314.1398 | 189.2298 | 231.3081 | 245.5581 | 309.4437 | 257.6061 | 372.9583 | 362.8146 | 327.4317
897 | 9 | 38 | 2 | 213.9892 | 115.1386 | 258.561 | 313.4937 | 225.9664 | 197.7095 | 235.721 | 200.933 | 120.0967 | 288.1765 | 301.4864 | 285.8785 | 190.8767 | 226.1623 | 225.2283 | 299.1985 | 245.1957 | 336.6121 | 361.9507 | 288.6862
898 | 10 | 38 | 2 | 212.7528 | 115.0872 | 248.3465 | 315.2369 | 223.1788 | 198.7991 | 232.9329 | 202.5606 | 119.9003 | 276.6142 | 304.496 | 267.466 | 191.8411 | 226.2439 | 215.8553 | 293.2017 | 245.7361 | 324.331 | 364.4371 | 272.8322
899 | 11 | 38 | 2 | 213.2898 | 112.0679 | 238.0925 | 315.6275 | 215.194 | 192.3756 | 237.4306 | 200.3747 | 117.9563 | 269.4196 | 301.4812 | 263.8349 | 197.2718 | 213.8134 | 207.1119 | 289.426 | 234.3739 | 321.1824 | 361.9905 | 268.1599
900 | 12 | 38 | 2 | 211.265 | 114.3292 | 234.8524 | 317.5093 | 218.3507 | 190.1578 | 237.1065 | 205.1109 | 121.4907 | 262.1349 | 299.1644 | 256.4957 | 192.5275 | 217.8191 | 208.2371 | 289.1959 | 235.9889 | 314.7658 | 360.3576 | 267.8668
901 | 13 | 38 | 2 | 214.1084 | 118.4392 | 237.8027 | 319.0484 | 221.7507 | 195.9744 | 234.7617 | 202.104 | 121.3188 | 262.0133 | 296.891 | 254.5371 | 197.8872 | 215.7234 | 211.7336 | 288.146 | 236.9693 | 321.6158 | 357.4461 | 269.4261
902 | 14 | 38 | 2 | 214.6534 | 114.4727 | 230.5336 | 318.6263 | 229.3199 | 194.1109 | 236.2586 | 201.1188 | 117.6441 | 259.8765 | 297.5952 | 259.1509 | 199.6001 | 220.6972 | 208.1802 | 288.7274 | 244.9402 | 315.149 | 359.4603 | 272.3664
903 | 15 | 38 | 2 | 216.387 | 117.9339 | 234.6218 | 325.9375 | 253.8435 | 206.4668 | 251.3149 | 201.7419 | 128.3855 | 280.5309 | 306.3366 | 273.6499 | 213.0071 | 239.0142 | 218.2759 | 299.5297 | 274.8577 | 319.8203 | 373.8124 | 283.9768
904 | 16 | 38 | 2 | 244.3933 | 147.4186 | 245.5204 | 341.1986 | 354.6792 | 244.7872 | 283.247 | 236.7993 | 168.9863 | 336.3834 | 317.5471 | 322.778 | 212.4613 | 266.6692 | 232.6965 | 324.4814 | 351.0321 | 357.3408 | 393.7099 | 333.479
905 | 17 | 38 | 2 | 265.7359 | 155.5498 | 294.3817 | 380.8648 | 408.2857 | 343.3303 | 294.31 | 253.6721 | 185.123 | 463.1372 | 358.2647 | 468.0549 | 211.1126 | 342.6428 | 297.4324 | 368.8566 | 405.2626 | 444.2046 | 411.4584 | 436.9492
906 | 18 | 38 | 2 | 265.3031 | 152.6984 | 324.2704 | 397.2089 | 406.3726 | 342.2797 | 297.092 | 257.2778 | 197.3824 | 498.3487 | 374.0552 | 505.1013 | 211.7759 | 356.063 | 321.4981 | 382.9191 | 412.8323 | 474.7465 | 413.9739 | 454.9619
907 | 19 | 38 | 2 | 266.0236 | 155.039 | 314.2698 | 400.0079 | 401.9082 | 339.1828 | 295.0856 | 256.2739 | 189.8903 | 496.2222 | 372.5599 | 505.736 | 212.916 | 355.7506 | 306.4681 | 380.3619 | 407.1337 | 478.8118 | 413.2374 | 463.3556
908 | 20 | 38 | 2 | 266.6739 | 154.9028 | 309.4919 | 390.589 | 403.3833 | 340.9897 | 292.6874 | 257.202 | 187.0843 | 490.3178 | 372.0981 | 500.8485 | 213.4112 | 348.403 | 302.2087 | 383.4102 | 403.2912 | 480.9438 | 414.6099 | 459.56
909 | 21 | 38 | 2 | 269.0144 | 160.0877 | 309.3922 | 390.3213 | 411.6961 | 345.3295 | 290.8721 | 256.9703 | 194.8438 | 487.5503 | 365.6389 | 501.6554 | 221.4818 | 354.7065 | 297.4561 | 389.5194 | 400.7124 | 479.7463 | 424.2533 | 464.5632
910 | 22 | 38 | 2 | 268.1876 | 164.6628 | 312.8571 | 432.0238 | 416.4983 | 358.345 | 288.7868 | 254.5755 | 186.2899 | 460.8061 | 364.394 | 493.7655 | 220.1925 | 366.5807 | 308.3009 | 395.1647 | 420.598 | 498.6598 | 434.437 | 479.3939
911 | 23 | 38 | 2 | 270.3589 | 168.9705 | 319.7961 | 456.2729 | 415.6379 | 364.4032 | 283.7166 | 255.3915 | 185.3941 | 437.2111 | 367.9944 | 491.0234 | 221.468 | 373.9825 | 302.3774 | 392.4197 | 429.8268 | 501.7394 | 436.1556 | 477.2676
912 | 0 | 39 | 2 | 276.8879 | 174.3177 | 316.7696 | 447.9187 | 417.6742 | 374.8701 | 280.0028 | 257.6288 | 182.0887 | 439.0387 | 368.1036 | 488.9672 | 228.6342 | 379.469 | 309.3699 | 392.1953 | 436.7108 | 482.2538 | 439.4824 | 469.7637
913 | 1 | 39 | 2 | 280.5881 | 177.2385 | 317.0502 | 432.0757 | 419.1301 | 380.0476 | 277.3106 | 256.3382 | 180.9274 | 442.182 | 366.0121 | 490.0175 | 226.2504 | 387.1491 | 311.1213 | 392.578 | 441.0693 | 481.4467 | 442.3021 | 467.0839
914 | 2 | 39 | 2 | 279.9869 | 176.318 | 320.3947 | 424.8675 | 417.6225 | 381.5475 | 275.8537 | 258.4727 | 179.0947 | 441.7057 | 366.0421 | 490.128 | 227.1831 | 386.8742 | 316.7075 | 395.7936 | 439.5293 | 478.7494 | 440.4334 | 463.0225
915 | 3 | 39 | 2 | 279.8002 | 174.0395 | 325.1837 | 423.2517 | 417.2834 | 381.2692 | 275.1475 | 256.7556 | 175.4218 | 436.2342 | 364.3272 | 488.5479 | 225.8026 | 377.0405 | 317.4543 | 393.5505 | 433.6365 | 476.5315 | 440.1598 | 460.6165
916 | 4 | 39 | 2 | 277.9584 | 171.4617 | 323.1671 | 425.7358 | 414.4266 | 364.08 | 276.8595 | 255.1884 | 175.0815 | 446.7659 | 368.2665 | 498.0591 | 224.7006 | 357.3127 | 322.5725 | 390.6596 | 418.7138 | 482.6838 | 434.2746 | 464.4612
917 | 5 | 39 | 2 | 274.1338 | 168.3566 | 329.5004 | 441.1827 | 399.4928 | 343.8917 | 281.3351 | 255.4604 | 172.5525 | 477.3931 | 368.2225 | 511.2503 | 220.2459 | 350.6644 | 327.1671 | 387.6 | 408.4413 | 498.2142 | 420.3698 | 466.3897
918 | 6 | 39 | 2 | 271.1707 | 160.4784 | 334.4663 | 422.27 | 371.5033 | 338.3992 | 285.277 | 250.3008 | 175.3219 | 488.8223 | 372.4597 | 505.4116 | 206.0204 | 337.8304 | 325.5652 | 384.2157 | 374.5924 | 489.5755 | 411.3679 | 460.1444
919 | 7 | 39 | 2 | 256.6495 | 116.5487 | 302.0912 | 348.4603 | 260.4154 | 242.9814 | 264.0588 | 218.4189 | 151.3837 | 425.0654 | 365.5346 | 445.3506 | 200.229 | 264.5646 | 290.0005 | 342.2777 | 277.4693 | 455.4791 | 370.9569 | 433.4974
920 | 8 | 39 | 2 | 231.0118 | 112.6153 | 266.1639 | 319.0612 | 236.8923 | 205.4004 | 242.8008 | 203.6722 | 131.3783 | 326.093 | 308.6984 | 314.1398 | 189.2298 | 231.3081 | 245.5581 | 309.4437 | 257.6061 | 372.9583 | 362.8146 | 327.4317
921 | 9 | 39 | 2 | 213.9892 | 115.1386 | 258.561 | 313.4937 | 225.9664 | 197.7095 | 235.721 | 200.933 | 120.0967 | 288.1765 | 301.4864 | 285.8785 | 190.8767 | 226.1623 | 225.2283 | 299.1985 | 245.1957 | 336.6121 | 361.9507 | 288.6862
922 | 10 | 39 | 2 | 212.7528 | 115.0872 | 248.3465 | 315.2369 | 223.1788 | 198.7991 | 232.9329 | 202.5606 | 119.9003 | 276.6142 | 304.496 | 267.466 | 191.8411 | 226.2439 | 215.8553 | 293.2017 | 245.7361 | 324.331 | 364.4371 | 272.8322
923 | 11 | 39 | 2 | 213.2898 | 112.0679 | 238.0925 | 315.6275 | 215.194 | 192.3756 | 237.4306 | 200.3747 | 117.9563 | 269.4196 | 301.4812 | 263.8349 | 197.2718 | 213.8134 | 207.1119 | 289.426 | 234.3739 | 321.1824 | 361.9905 | 268.1599
924 | 12 | 39 | 2 | 211.265 | 114.3292 | 234.8524 | 317.5093 | 218.3507 | 190.1578 | 237.1065 | 205.1109 | 121.4907 | 262.1349 | 299.1644 | 256.4957 | 192.5275 | 217.8191 | 208.2371 | 289.1959 | 235.9889 | 314.7658 | 360.3576 | 267.8668
925 | 13 | 39 | 2 | 214.1084 | 118.4392 | 237.8027 | 319.0484 | 221.7507 | 195.9744 | 234.7617 | 202.104 | 121.3188 | 262.0133 | 296.891 | 254.5371 | 197.8872 | 215.7234 | 211.7336 | 288.146 | 236.9693 | 321.6158 | 357.4461 | 269.4261
926 | 14 | 39 | 2 | 214.6534 | 114.4727 | 230.5336 | 318.6263 | 229.3199 | 194.1109 | 236.2586 | 201.1188 | 117.6441 | 259.8765 | 297.5952 | 259.1509 | 199.6001 | 220.6972 | 208.1802 | 288.7274 | 244.9402 | 315.149 | 359.4603 | 272.3664
927 | 15 | 39 | 2 | 216.387 | 117.9339 | 234.6218 | 325.9375 | 253.8435 | 206.4668 | 251.3149 | 201.7419 | 128.3855 | 280.5309 | 306.3366 | 273.6499 | 213.0071 | 239.0142 | 218.2759 | 299.5297 | 274.8577 | 319.8203 | 373.8124 | 283.9768
928 | 16 | 39 | 2 | 244.3933 | 147.4186 | 245.5204 | 341.1986 | 354.6792 | 244.7872 | 283.247 | 236.7993 | 168.9863 | 336.3834 | 317.5471 | 322.778 | 212.4613 | 266.6692 | 232.6965 | 324.4814 | 351.0321 | 357.3408 | 393.7099 | 333.479
929 | 17 | 39 | 2 | 265.7359 | 155.5498 | 294.3817 | 380.8648 | 408.2857 | 343.3303 | 294.31 | 253.6721 | 185.123 | 463.1372 | 358.2647 | 468.0549 | 211.1126 | 342.6428 | 297.4324 | 368.8566 | 405.2626 | 444.2046 | 411.4584 | 436.9492
930 | 18 | 39 | 2 | 265.3031 | 152.6984 | 324.2704 | 397.2089 | 406.3726 | 342.2797 | 297.092 | 257.2778 | 197.3824 | 498.3487 | 374.0552 | 505.1013 | 211.7759 | 356.063 | 321.4981 | 382.9191 | 412.8323 | 474.7465 | 413.9739 | 454.9619
931 | 19 | 39 | 2 | 266.0236 | 155.039 | 314.2698 | 400.0079 | 401.9082 | 339.1828 | 295.0856 | 256.2739 | 189.8903 | 496.2222 | 372.5599 | 505.736 | 212.916 | 355.7506 | 306.4681 | 380.3619 | 407.1337 | 478.8118 | 413.2374 | 463.3556
932 | 20 | 39 | 2 | 266.6739 | 154.9028 | 309.4919 | 390.589 | 403.3833 | 340.9897 | 292.6874 | 257.202 | 187.0843 | 490.3178 | 372.0981 | 500.8485 | 213.4112 | 348.403 | 302.2087 | 383.4102 | 403.2912 | 480.9438 | 414.6099 | 459.56
933 | 21 | 39 | 2 | 269.0144 | 160.0877 | 309.3922 | 390.3213 | 411.6961 | 345.3295 | 290.8721 | 256.9703 | 194.8438 | 487.5503 | 365.6389 | 501.6554 | 221.4818 | 354.7065 | 297.4561 | 389.5194 | 400.7124 | 479.7463 | 424.2533 | 464.5632
934 | 22 | 39 | 2 | 268.1876 | 164.6628 | 312.8571 | 432.0238 | 416.4983 | 358.345 | 288.7868 | 254.5755 | 186.2899 | 460.8061 | 364.394 | 493.7655 | 220.1925 | 366.5807 | 308.3009 | 395.1647 | 420.598 | 498.6598 | 434.437 | 479.3939
935 | 23 | 39 | 2 | 270.3589 | 168.9705 | 319.7961 | 456.2729 | 415.6379 | 364.4032 | 283.7166 | 255.3915 | 185.3941 | 437.2111 | 367.9944 | 491.0234 | 221.468 | 373.9825 | 302.3774 | 392.4197 | 429.8268 | 501.7394 | 436.1556 | 477.2676
936 | 0 | 40 | 2 | 276.8879 | 174.3177 | 316.7696 | 447.9187 | 417.6742 | 374.8701 | 280.0028 | 257.6288 | 182.0887 | 439.0387 | 368.1036 | 488.9672 | 228.6342 | 379.469 | 309.3699 | 392.1953 | 436.7108 | 482.2538 | 439.4824 | 469.7637
937 | 1 | 40 | 2 | 280.5881 | 177.2385 | 317.0502 | 432.0757 | 419.1301 | 380.0476 | 277.3106 | 256.3382 | 180.9274 | 442.182 | 366.0121 | 490.0175 | 226.2504 | 387.1491 | 311.1213 | 392.578 | 441.0693 | 481.4467 | 442.3021 | 467.0839
938 | 2 | 40 | 2 | 279.9869 | 176.318 | 320.3947 | 424.8675 | 417.6225 | 381.5475 | 275.8537 | 258.4727 | 179.0947 | 441.7057 | 366.0421 | 490.128 | 227.1831 | 386.8742 | 316.7075 | 395.7936 | 439.5293 | 478.7494 | 440.4334 | 463.0225
939 | 3 | 40 | 2 | 279.8002 | 174.0395 | 325.1837 | 423.2517 | 417.2834 | 381.2692 | 275.1475 | 256.7556 | 175.4218 | 436.2342 | 364.3272 | 488.5479 | 225.8026 | 377.0405 | 317.4543 | 393.5505 | 433.6365 | 476.5315 | 440.1598 | 460.6165
940 | 4 | 40 | 2 | 277.9584 | 171.4617 | 323.1671 | 425.7358 | 414.4266 | 364.08 | 276.8595 | 255.1884 | 175.0815 | 446.7659 | 368.2665 | 498.0591 | 224.7006 | 357.3127 | 322.5725 | 390.6596 | 418.7138 | 482.6838 | 434.2746 | 464.4612
941 | 5 | 40 | 2 | 274.1338 | 168.3566 | 329.5004 | 441.1827 | 399.4928 | 343.8917 | 281.3351 | 255.4604 | 172.5525 | 477.3931 | 368.2225 | 511.2503 | 220.2459 | 350.6644 | 327.1671 | 387.6 | 408.4413 | 498.2142 | 420.3698 | 466.3897
942 | 6 | 40 | 2 | 271.1707 | 160.4784 | 334.4663 | 422.27 | 371.5033 | 338.3992 | 285.277 | 250.3008 | 175.3219 | 488.8223 | 372.4597 | 505.4116 | 206.0204 | 337.8304 | 325.5652 | 384.2157 | 374.5924 | 489.5755 | 411.3679 | 460.1444
943 | 7 | 40 | 2 | 256.6495 | 116.5487 | 302.0912 | 348.4603 | 260.4154 | 242.9814 | 264.0588 | 218.4189 | 151.3837 | 425.0654 | 365.5346 | 445.3506 | 200.229 | 264.5646 | 290.0005 | 342.2777 | 277.4693 | 455.4791 | 370.9569 | 433.4974
944 | 8 | 40 | 2 | 231.0118 | 112.6153 | 266.1639 | 319.0612 | 236.8923 | 205.4004 | 242.8008 | 203.6722 | 131.3783 | 326.093 | 308.6984 | 314.1398 | 189.2298 | 231.3081 | 245.5581 | 309.4437 | 257.6061 | 372.9583 | 362.8146 | 327.4317
945 | 9 | 40 | 2 | 213.9892 | 115.1386 | 258.561 | 313.4937 | 225.9664 | 197.7095 | 235.721 | 200.933 | 120.0967 | 288.1765 | 301.4864 | 285.8785 | 190.8767 | 226.1623 | 225.2283 | 299.1985 | 245.1957 | 336.6121 | 361.9507 | 288.6862
946 | 10 | 40 | 2 | 212.7528 | 115.0872 | 248.3465 | 315.2369 | 223.1788 | 198.7991 | 232.9329 | 202.5606 | 119.9003 | 276.6142 | 304.496 | 267.466 | 191.8411 | 226.2439 | 215.8553 | 293.2017 | 245.7361 | 324.331 | 364.4371 | 272.8322
947 | 11 | 40 | 2 | 213.2898 | 112.0679 | 238.0925 | 315.6275 | 215.194 | 192.3756 | 237.4306 | 200.3747 | 117.9563 | 269.4196 | 301.4812 | 263.8349 | 197.2718 | 213.8134 | 207.1119 | 289.426 | 234.3739 | 321.1824 | 361.9905 | 268.1599
948 | 12 | 40 | 2 | 211.265 | 114.3292 | 234.8524 | 317.5093 | 218.3507 | 190.1578 | 237.1065 | 205.1109 | 121.4907 | 262.1349 | 299.1644 | 256.4957 | 192.5275 | 217.8191 | 208.2371 | 289.1959 | 235.9889 | 314.7658 | 360.3576 | 267.8668
949 | 13 | 40 | 2 | 214.1084 | 118.4392 | 237.8027 | 319.0484 | 221.7507 | 195.9744 | 234.7617 | 202.104 | 121.3188 | 262.0133 | 296.891 | 254.5371 | 197.8872 | 215.7234 | 211.7336 | 288.146 | 236.9693 | 321.6158 | 357.4461 | 269.4261
950 | 14 | 40 | 2 | 214.6534 | 114.4727 | 230.5336 | 318.6263 | 229.3199 | 194.1109 | 236.2586 | 201.1188 | 117.6441 | 259.8765 | 297.5952 | 259.1509 | 199.6001 | 220.6972 | 208.1802 | 288.7274 | 244.9402 | 315.149 | 359.4603 | 272.3664
951 | 15 | 40 | 2 | 216.387 | 117.9339 | 234.6218 | 325.9375 | 253.8435 | 206.4668 | 251.3149 | 201.7419 | 128.3855 | 280.5309 | 306.3366 | 273.6499 | 213.0071 | 239.0142 | 218.2759 | 299.5297 | 274.8577 | 319.8203 | 373.8124 | 283.9768
952 | 16 | 40 | 2 | 244.3933 | 147.4186 | 245.5204 | 341.1986 | 354.6792 | 244.7872 | 283.247 | 236.7993 | 168.9863 | 336.3834 | 317.5471 | 322.778 | 212.4613 | 266.6692 | 232.6965 | 324.4814 | 351.0321 | 357.3408 | 393.7099 | 333.479
953 | 17 | 40 | 2 | 265.7359 | 155.5498 | 294.3817 | 380.8648 | 408.2857 | 343.3303 | 294.31 | 253.6721 | 185.123 | 463.1372 | 358.2647 | 468.0549 | 211.1126 | 342.6428 | 297.4324 | 368.8566 | 405.2626 | 444.2046 | 411.4584 | 436.9492
954 | 18 | 40 | 2 | 265.3031 | 152.6984 | 324.2704 | 397.2089 | 406.3726 | 342.2797 | 297.092 | 257.2778 | 197.3824 | 498.3487 | 374.0552 | 505.1013 | 211.7759 | 356.063 | 321.4981 | 382.9191 | 412.8323 | 474.7465 | 413.9739 | 454.9619
955 | 19 | 40 | 2 | 266.0236 | 155.039 | 314.2698 | 400.0079 | 401.9082 | 339.1828 | 295.0856 | 256.2739 | 189.8903 | 496.2222 | 372.5599 | 505.736 | 212.916 | 355.7506 | 306.4681 | 380.3619 | 407.1337 | 478.8118 | 413.2374 | 463.3556
956 | 20 | 40 | 2 | 266.6739 | 154.9028 | 309.4919 | 390.589 | 403.3833 | 340.9897 | 292.6874 | 257.202 | 187.0843 | 490.3178 | 372.0981 | 500.8485 | 213.4112 | 348.403 | 302.2087 | 383.4102 | 403.2912 | 480.9438 | 414.6099 | 459.56
957 | 21 | 40 | 2 | 269.0144 | 160.0877 | 309.3922 | 390.3213 | 411.6961 | 345.3295 | 290.8721 | 256.9703 | 194.8438 | 487.5503 | 365.6389 | 501.6554 | 221.4818 | 354.7065 | 297.4561 | 389.5194 | 400.7124 | 479.7463 | 424.2533 | 464.5632
958 | 22 | 40 | 2 | 268.1876 | 164.6628 | 312.8571 | 432.0238 | 416.4983 | 358.345 | 288.7868 | 254.5755 | 186.2899 | 460.8061 | 364.394 | 493.7655 | 220.1925 | 366.5807 | 308.3009 | 395.1647 | 420.598 | 498.6598 | 434.437 | 479.3939
959 | 23 | 40 | 2 | 270.3589 | 168.9705 | 319.7961 | 456.2729 | 415.6379 | 364.4032 | 283.7166 | 255.3915 | 185.3941 | 437.2111 | 367.9944 | 491.0234 | 221.468 | 373.9825 | 302.3774 | 392.4197 | 429.8268 | 501.7394 | 436.1556 | 477.2676
960 | 0 | 41 | 2 | 276.8879 | 174.3177 | 316.7696 | 447.9187 | 417.6742 | 374.8701 | 280.0028 | 257.6288 | 182.0887 | 439.0387 | 368.1036 | 488.9672 | 228.6342 | 379.469 | 309.3699 | 392.1953 | 436.7108 | 482.2538 | 439.4824 | 469.7637
961 | 1 | 41 | 2 | 280.5881 | 177.2385 | 317.0502 | 432.0757 | 419.1301 | 380.0476 | 277.3106 | 256.3382 | 180.9274 | 442.182 | 366.0121 | 490.0175 | 226.2504 | 387.1491 | 311.1213 | 392.578 | 441.0693 | 481.4467 | 442.3021 | 467.0839
962 | 2 | 41 | 2 | 279.9869 | 176.318 | 320.3947 | 424.8675 | 417.6225 | 381.5475 | 275.8537 | 258.4727 | 179.0947 | 441.7057 | 366.0421 | 490.128 | 227.1831 | 386.8742 | 316.7075 | 395.7936 | 439.5293 | 478.7494 | 440.4334 | 463.0225
963 | 3 | 41 | 2 | 279.8002 | 174.0395 | 325.1837 | 423.2517 | 417.2834 | 381.2692 | 275.1475 | 256.7556 | 175.4218 | 436.2342 | 364.3272 | 488.5479 | 225.8026 | 377.0405 | 317.4543 | 393.5505 | 433.6365 | 476.5315 | 440.1598 | 460.6165
964 | 4 | 41 | 2 | 277.9584 | 171.4617 | 323.1671 | 425.7358 | 414.4266 | 364.08 | 276.8595 | 255.1884 | 175.0815 | 446.7659 | 368.2665 | 498.0591 | 224.7006 | 357.3127 | 322.5725 | 390.6596 | 418.7138 | 482.6838 | 434.2746 | 464.4612
965 | 5 | 41 | 2 | 274.1338 | 168.3566 | 329.5004 | 441.1827 | 399.4928 | 343.8917 | 281.3351 | 255.4604 | 172.5525 | 477.3931 | 368.2225 | 511.2503 | 220.2459 | 350.6644 | 327.1671 | 387.6 | 408.4413 | 498.2142 | 420.3698 | 466.3897
966 | 6 | 41 | 2 | 271.1707 | 160.4784 | 334.4663 | 422.27 | 371.5033 | 338.3992 | 285.277 | 250.3008 | 175.3219 | 488.8223 | 372.4597 | 505.4116 | 206.0204 | 337.8304 | 325.5652 | 384.2157 | 374.5924 | 489.5755 | 411.3679 | 460.1444
967 | 7 | 41 | 2 | 256.6495 | 116.5487 | 302.0912 | 348.4603 | 260.4154 | 242.9814 | 264.0588 | 218.4189 | 151.3837 | 425.0654 | 365.5346 | 445.3506 | 200.229 | 264.5646 | 290.0005 | 342.2777 | 277.4693 | 455.4791 | 370.9569 | 433.4974
968 | 8 | 41 | 2 | 231.0118 | 112.6153 | 266.1639 | 319.0612 | 236.8923 | 205.4004 | 242.8008 | 203.6722 | 131.3783 | 326.093 | 308.6984 | 314.1398 | 189.2298 | 231.3081 | 245.5581 | 309.4437 | 257.6061 | 372.9583 | 362.8146 | 327.4317
969 | 9 | 41 | 2 | 213.9892 | 115.1386 | 258.561 | 313.4937 | 225.9664 | 197.7095 | 235.721 | 200.933 | 120.0967 | 288.1765 | 301.4864 | 285.8785 | 190.8767 | 226.1623 | 225.2283 | 299.1985 | 245.1957 | 336.6121 | 361.9507 | 288.6862
970 | 10 | 41 | 2 | 212.7528 | 115.0872 | 248.3465 | 315.2369 | 223.1788 | 198.7991 | 232.9329 | 202.5606 | 119.9003 | 276.6142 | 304.496 | 267.466 | 191.8411 | 226.2439 | 215.8553 | 293.2017 | 245.7361 | 324.331 | 364.4371 | 272.8322
971 | 11 | 41 | 2 | 213.2898 | 112.0679 | 238.0925 | 315.6275 | 215.194 | 192.3756 | 237.4306 | 200.3747 | 117.9563 | 269.4196 | 301.4812 | 263.8349 | 197.2718 | 213.8134 | 207.1119 | 289.426 | 234.3739 | 321.1824 | 361.9905 | 268.1599
972 | 12 | 41 | 2 | 211.265 | 114.3292 | 234.8524 | 317.5093 | 218.3507 | 190.1578 | 237.1065 | 205.1109 | 121.4907 | 262.1349 | 299.1644 | 256.4957 | 192.5275 | 217.8191 | 208.2371 | 289.1959 | 235.9889 | 314.7658 | 360.3576 | 267.8668
973 | 13 | 41 | 2 | 214.1084 | 118.4392 | 237.8027 | 319.0484 | 221.7507 | 195.9744 | 234.7617 | 202.104 | 121.3188 | 262.0133 | 296.891 | 254.5371 | 197.8872 | 215.7234 | 211.7336 | 288.146 | 236.9693 | 321.6158 | 357.4461 | 269.4261
974 | 14 | 41 | 2 | 214.6534 | 114.4727 | 230.5336 | 318.6263 | 229.3199 | 194.1109 | 236.2586 | 201.1188 | 117.6441 | 259.8765 | 297.5952 | 259.1509 | 199.6001 | 220.6972 | 208.1802 | 288.7274 | 244.9402 | 315.149 | 359.4603 | 272.3664
975 | 15 | 41 | 2 | 216.387 | 117.9339 | 234.6218 | 325.9375 | 253.8435 | 206.4668 | 251.3149 | 201.7419 | 128.3855 | 280.5309 | 306.3366 | 273.6499 | 213.0071 | 239.0142 | 218.2759 | 299.5297 | 274.8577 | 319.8203 | 373.8124 | 283.9768
976 | 16 | 41 | 2 | 244.3933 | 147.4186 | 245.5204 | 341.1986 | 354.6792 | 244.7872 | 283.247 | 236.7993 | 168.9863 | 336.3834 | 317.5471 | 322.778 | 212.4613 | 266.6692 | 232.6965 | 324.4814 | 351.0321 | 357.3408 | 393.7099 | 333.479
977 | 17 | 41 | 2 | 265.7359 | 155.5498 | 294.3817 | 380.8648 | 408.2857 | 343.3303 | 294.31 | 253.6721 | 185.123 | 463.1372 | 358.2647 | 468.0549 | 211.1126 | 342.6428 | 297.4324 | 368.8566 | 405.2626 | 444.2046 | 411.4584 | 436.9492
978 | 18 | 41 | 2 | 265.3031 | 152.6984 | 324.2704 | 397.2089 | 406.3726 | 342.2797 | 297.092 | 257.2778 | 197.3824 | 498.3487 | 374.0552 | 505.1013 | 211.7759 | 356.063 | 321.4981 | 382.9191 | 412.8323 | 474.7465 | 413.9739 | 454.9619
979 | 19 | 41 | 2 | 266.0236 | 155.039 | 314.2698 | 400.0079 | 401.9082 | 339.1828 | 295.0856 | 256.2739 | 189.8903 | 496.2222 | 372.5599 | 505.736 | 212.916 | 355.7506 | 306.4681 | 380.3619 | 407.1337 | 478.8118 | 413.2374 | 463.3556
980 | 20 | 41 | 2 | 266.6739 | 154.9028 | 309.4919 | 390.589 | 403.3833 | 340.9897 | 292.6874 | 257.202 | 187.0843 | 490.3178 | 372.0981 | 500.8485 | 213.4112 | 348.403 | 302.2087 | 383.4102 | 403.2912 | 480.9438 | 414.6099 | 459.56
981 | 21 | 41 | 2 | 269.0144 | 160.0877 | 309.3922 | 390.3213 | 411.6961 | 345.3295 | 290.8721 | 256.9703 | 194.8438 | 487.5503 | 365.6389 | 501.6554 | 221.4818 | 354.7065 | 297.4561 | 389.5194 | 400.7124 | 479.7463 | 424.2533 | 464.5632
982 | 22 | 41 | 2 | 268.1876 | 164.6628 | 312.8571 | 432.0238 | 416.4983 | 358.345 | 288.7868 | 254.5755 | 186.2899 | 460.8061 | 364.394 | 493.7655 | 220.1925 | 366.5807 | 308.3009 | 395.1647 | 420.598 | 498.6598 | 434.437 | 479.3939
983 | 23 | 41 | 2 | 270.3589 | 168.9705 | 319.7961 | 456.2729 | 415.6379 | 364.4032 | 283.7166 | 255.3915 | 185.3941 | 437.2111 | 367.9944 | 491.0234 | 221.468 | 373.9825 | 302.3774 | 392.4197 | 429.8268 | 501.7394 | 436.1556 | 477.2676
984 | 0 | 42 | 2 | 276.8879 | 174.3177 | 316.7696 | 447.9187 | 417.6742 | 374.8701 | 280.0028 | 257.6288 | 182.0887 | 439.0387 | 368.1036 | 488.9672 | 228.6342 | 379.469 | 309.3699 | 392.1953 | 436.7108 | 482.2538 | 439.4824 | 469.7637
985 | 1 | 42 | 2 | 280.5881 | 177.2385 | 317.0502 | 432.0757 | 419.1301 | 380.0476 | 277.3106 | 256.3382 | 180.9274 | 442.182 | 366.0121 | 490.0175 | 226.2504 | 387.1491 | 311.1213 | 392.578 | 441.0693 | 481.4467 | 442.3021 | 467.0839
986 | 2 | 42 | 2 | 279.9869 | 176.318 | 320.3947 | 424.8675 | 417.6225 | 381.5475 | 275.8537 | 258.4727 | 179.0947 | 441.7057 | 366.0421 | 490.128 | 227.1831 | 386.8742 | 316.7075 | 395.7936 | 439.5293 | 478.7494 | 440.4334 | 463.0225
987 | 3 | 42 | 2 | 279.8002 | 174.0395 | 325.1837 | 423.2517 | 417.2834 | 381.2692 | 275.1475 | 256.7556 | 175.4218 | 436.2342 | 364.3272 | 488.5479 | 225.8026 | 377.0405 | 317.4543 | 393.5505 | 433.6365 | 476.5315 | 440.1598 | 460.6165
988 | 4 | 42 | 2 | 277.9584 | 171.4617 | 323.1671 | 425.7358 | 414.4266 | 364.08 | 276.8595 | 255.1884 | 175.0815 | 446.7659 | 368.2665 | 498.0591 | 224.7006 | 357.3127 | 322.5725 | 390.6596 | 418.7138 | 482.6838 | 434.2746 | 464.4612
989 | 5 | 42 | 2 | 274.1338 | 168.3566 | 329.5004 | 441.1827 | 399.4928 | 343.8917 | 281.3351 | 255.4604 | 172.5525 | 477.3931 | 368.2225 | 511.2503 | 220.2459 | 350.6644 | 327.1671 | 387.6 | 408.4413 | 498.2142 | 420.3698 | 466.3897
990 | 6 | 42 | 2 | 271.1707 | 160.4784 | 334.4663 | 422.27 | 371.5033 | 338.3992 | 285.277 | 250.3008 | 175.3219 | 488.8223 | 372.4597 | 505.4116 | 206.0204 | 337.8304 | 325.5652 | 384.2157 | 374.5924 | 489.5755 | 411.3679 | 460.1444
991 | 7 | 42 | 2 | 256.6495 | 116.5487 | 302.0912 | 348.4603 | 260.4154 | 242.9814 | 264.0588 | 218.4189 | 151.3837 | 425.0654 | 365.5346 | 445.3506 | 200.229 | 264.5646 | 290.0005 | 342.2777 | 277.4693 | 455.4791 | 370.9569 | 433.4974
992 | 8 | 42 | 2 | 231.0118 | 112.6153 | 266.1639 | 319.0612 | 236.8923 | 205.4004 | 242.8008 | 203.6722 | 131.3783 | 326.093 | 308.6984 | 314.1398 | 189.2298 | 231.3081 | 245.5581 | 309.4437 | 257.6061 | 372.9583 | 362.8146 | 327.4317
993 | 9 | 42 | 2 | 213.9892 | 115.1386 | 258.561 | 313.4937 | 225.9664 | 197.7095 | 235.721 | 200.933 | 120.0967 | 288.1765 | 301.4864 | 285.8785 | 190.8767 | 226.1623 | 225.2283 | 299.1985 | 245.1957 | 336.6121 | 361.9507 | 288.6862
994 | 10 | 42 | 2 | 212.7528 | 115.0872 | 248.3465 | 315.2369 | 223.1788 | 198.7991 | 232.9329 | 202.5606 | 119.9003 | 276.6142 | 304.496 | 267.466 | 191.8411 | 226.2439 | 215.8553 | 293.2017 | 245.7361 | 324.331 | 364.4371 | 272.8322
995 | 11 | 42 | 2 | 213.2898 | 112.0679 | 238.0925 | 315.6275 | 215.194 | 192.3756 | 237.4306 | 200.3747 | 117.9563 | 269.4196 | 301.4812 | 263.8349 | 197.2718 | 213.8134 | 207.1119 | 289.426 | 234.3739 | 321.1824 | 361.9905 | 268.1599
996 | 12 | 42 | 2 | 211.265 | 114.3292 | 234.8524 | 317.5093 | 218.3507 | 190.1578 | 237.1065 | 205.1109 | 121.4907 | 262.1349 | 299.1644 | 256.4957 | 192.5275 | 217.8191 | 208.2371 | 289.1959 | 235.9889 | 314.7658 | 360.3576 | 267.8668
997 | 13 | 42 | 2 | 214.1084 | 118.4392 | 237.8027 | 319.0484 | 221.7507 | 195.9744 | 234.7617 | 202.104 | 121.3188 | 262.0133 | 296.891 | 254.5371 | 197.8872 | 215.7234 | 211.7336 | 288.146 | 236.9693 | 321.6158 | 357.4461 | 269.4261
998 | 14 | 42 | 2 | 214.6534 | 114.4727 | 230.5336 | 318.6263 | 229.3199 | 194.1109 | 236.2586 | 201.1188 | 117.6441 | 259.8765 | 297.5952 | 259.1509 | 199.6001 | 220.6972 | 208.1802 | 288.7274 | 244.9402 | 315.149 | 359.4603 | 272.3664
999 | 15 | 42 | 2 | 216.387 | 117.9339 | 234.6218 | 325.9375 | 253.8435 | 206.4668 | 251.3149 | 201.7419 | 128.3855 | 280.5309 | 306.3366 | 273.6499 | 213.0071 | 239.0142 | 218.2759 | 299.5297 | 274.8577 | 319.8203 | 373.8124 | 283.9768
1000 | 16 | 42 | 2 | 244.3933 | 147.4186 | 245.5204 | 341.1986 | 354.6792 | 244.7872 | 283.247 | 236.7993 | 168.9863 | 336.3834 | 317.5471 | 322.778 | 212.4613 | 266.6692 | 232.6965 | 324.4814 | 351.0321 | 357.3408 | 393.7099 | 333.479
1001 | 17 | 42 | 2 | 265.7359 | 155.5498 | 294.3817 | 380.8648 | 408.2857 | 343.3303 | 294.31 | 253.6721 | 185.123 | 463.1372 | 358.2647 | 468.0549 | 211.1126 | 342.6428 | 297.4324 | 368.8566 | 405.2626 | 444.2046 | 411.4584 | 436.9492
1002 | 18 | 42 | 2 | 265.3031 | 152.6984 | 324.2704 | 397.2089 | 406.3726 | 342.2797 | 297.092 | 257.2778 | 197.3824 | 498.3487 | 374.0552 | 505.1013 | 211.7759 | 356.063 | 321.4981 | 382.9191 | 412.8323 | 474.7465 | 413.9739 | 454.9619
1003 | 19 | 42 | 2 | 266.0236 | 155.039 | 314.2698 | 400.0079 | 401.9082 | 339.1828 | 295.0856 | 256.2739 | 189.8903 | 496.2222 | 372.5599 | 505.736 | 212.916 | 355.7506 | 306.4681 | 380.3619 | 407.1337 | 478.8118 | 413.2374 | 463.3556
1004 | 20 | 42 | 2 | 266.6739 | 154.9028 | 309.4919 | 390.589 | 403.3833 | 340.9897 | 292.6874 | 257.202 | 187.0843 | 490.3178 | 372.0981 | 500.8485 | 213.4112 | 348.403 | 302.2087 | 383.4102 | 403.2912 | 480.9438 | 414.6099 | 459.56
1005 | 21 | 42 | 2 | 269.0144 | 160.0877 | 309.3922 | 390.3213 | 411.6961 | 345.3295 | 290.8721 | 256.9703 | 194.8438 | 487.5503 | 365.6389 | 501.6554 | 221.4818 | 354.7065 | 297.4561 | 389.5194 | 400.7124 | 479.7463 | 424.2533 | 464.5632
1006 | 22 | 42 | 2 | 268.1876 | 164.6628 | 312.8571 | 432.0238 | 416.4983 | 358.345 | 288.7868 | 254.5755 | 186.2899 | 460.8061 | 364.394 | 493.7655 | 220.1925 | 366.5807 | 308.3009 | 395.1647 | 420.598 | 498.6598 | 434.437 | 479.3939
1007 | 23 | 42 | 2 | 270.3589 | 168.9705 | 319.7961 | 456.2729 | 415.6379 | 364.4032 | 283.7166 | 255.3915 | 185.3941 | 437.2111 | 367.9944 | 491.0234 | 221.468 | 373.9825 | 302.3774 | 392.4197 | 429.8268 | 501.7394 | 436.1556 | 477.2676
1008 | 0 | 43 | 2 | 276.8879 | 174.3177 | 316.7696 | 447.9187 | 417.6742 | 374.8701 | 280.0028 | 257.6288 | 182.0887 | 439.0387 | 368.1036 | 488.9672 | 228.6342 | 379.469 | 309.3699 | 392.1953 | 436.7108 | 482.2538 | 439.4824 | 469.7637
1009 | 1 | 43 | 2 | 280.5881 | 177.2385 | 317.0502 | 432.0757 | 419.1301 | 380.0476 | 277.3106 | 256.3382 | 180.9274 | 442.182 | 366.0121 | 490.0175 | 226.2504 | 387.1491 | 311.1213 | 392.578 | 441.0693 | 481.4467 | 442.3021 | 467.0839
1010 | 2 | 43 | 2 | 279.9869 | 176.318 | 320.3947 | 424.8675 | 417.6225 | 381.5475 | 275.8537 | 258.4727 | 179.0947 | 441.7057 | 366.0421 | 490.128 | 227.1831 | 386.8742 | 316.7075 | 395.7936 | 439.5293 | 478.7494 | 440.4334 | 463.0225
1011 | 3 | 43 | 2 | 279.8002 | 174.0395 | 325.1837 | 423.2517 | 417.2834 | 381.2692 | 275.1475 | 256.7556 | 175.4218 | 436.2342 | 364.3272 | 488.5479 | 225.8026 | 377.0405 | 317.4543 | 393.5505 | 433.6365 | 476.5315 | 440.1598 | 460.6165
1012 | 4 | 43 | 2 | 277.9584 | 171.4617 | 323.1671 | 425.7358 | 414.4266 | 364.08 | 276.8595 | 255.1884 | 175.0815 | 446.7659 | 368.2665 | 498.0591 | 224.7006 | 357.3127 | 322.5725 | 390.6596 | 418.7138 | 482.6838 | 434.2746 | 464.4612
1013 | 5 | 43 | 2 | 274.1338 | 168.3566 | 329.5004 | 441.1827 | 399.4928 | 343.8917 | 281.3351 | 255.4604 | 172.5525 | 477.3931 | 368.2225 | 511.2503 | 220.2459 | 350.6644 | 327.1671 | 387.6 | 408.4413 | 498.2142 | 420.3698 | 466.3897
1014 | 6 | 43 | 2 | 271.1707 | 160.4784 | 334.4663 | 422.27 | 371.5033 | 338.3992 | 285.277 | 250.3008 | 175.3219 | 488.8223 | 372.4597 | 505.4116 | 206.0204 | 337.8304 | 325.5652 | 384.2157 | 374.5924 | 489.5755 | 411.3679 | 460.1444
1015 | 7 | 43 | 2 | 256.6495 | 116.5487 | 302.0912 | 348.4603 | 260.4154 | 242.9814 | 264.0588 | 218.4189 | 151.3837 | 425.0654 | 365.5346 | 445.3506 | 200.229 | 264.5646 | 290.0005 | 342.2777 | 277.4693 | 455.4791 | 370.9569 | 433.4974
1016 | 8 | 43 | 2 | 231.0118 | 112.6153 | 266.1639 | 319.0612 | 236.8923 | 205.4004 | 242.8008 | 203.6722 | 131.3783 | 326.093 | 308.6984 | 314.1398 | 189.2298 | 231.3081 | 245.5581 | 309.4437 | 257.6061 | 372.9583 | 362.8146 | 327.4317
1017 | 9 | 43 | 2 | 213.9892 | 115.1386 | 258.561 | 313.4937 | 225.9664 | 197.7095 | 235.721 | 200.933 | 120.0967 | 288.1765 | 301.4864 | 285.8785 | 190.8767 | 226.1623 | 225.2283 | 299.1985 | 245.1957 | 336.6121 | 361.9507 | 288.6862
1018 | 10 | 43 | 2 | 212.7528 | 115.0872 | 248.3465 | 315.2369 | 223.1788 | 198.7991 | 232.9329 | 202.5606 | 119.9003 | 276.6142 | 304.496 | 267.466 | 191.8411 | 226.2439 | 215.8553 | 293.2017 | 245.7361 | 324.331 | 364.4371 | 272.8322
1019 | 11 | 43 | 2 | 213.2898 | 112.0679 | 238.0925 | 315.6275 | 215.194 | 192.3756 | 237.4306 | 200.3747 | 117.9563 | 269.4196 | 301.4812 | 263.8349 | 197.2718 | 213.8134 | 207.1119 | 289.426 | 234.3739 | 321.1824 | 361.9905 | 268.1599
1020 | 12 | 43 | 2 | 211.265 | 114.3292 | 234.8524 | 317.5093 | 218.3507 | 190.1578 | 237.1065 | 205.1109 | 121.4907 | 262.1349 | 299.1644 | 256.4957 | 192.5275 | 217.8191 | 208.2371 | 289.1959 | 235.9889 | 314.7658 | 360.3576 | 267.8668
1021 | 13 | 43 | 2 | 214.1084 | 118.4392 | 237.8027 | 319.0484 | 221.7507 | 195.9744 | 234.7617 | 202.104 | 121.3188 | 262.0133 | 296.891 | 254.5371 | 197.8872 | 215.7234 | 211.7336 | 288.146 | 236.9693 | 321.6158 | 357.4461 | 269.4261
1022 | 14 | 43 | 2 | 214.6534 | 114.4727 | 230.5336 | 318.6263 | 229.3199 | 194.1109 | 236.2586 | 201.1188 | 117.6441 | 259.8765 | 297.5952 | 259.1509 | 199.6001 | 220.6972 | 208.1802 | 288.7274 | 244.9402 | 315.149 | 359.4603 | 272.3664
1023 | 15 | 43 | 2 | 216.387 | 117.9339 | 234.6218 | 325.9375 | 253.8435 | 206.4668 | 251.3149 | 201.7419 | 128.3855 | 280.5309 | 306.3366 | 273.6499 | 213.0071 | 239.0142 | 218.2759 | 299.5297 | 274.8577 | 319.8203 | 373.8124 | 283.9768
1024 | 16 | 43 | 2 | 244.3933 | 147.4186 | 245.5204 | 341.1986 | 354.6792 | 244.7872 | 283.247 | 236.7993 | 168.9863 | 336.3834 | 317.5471 | 322.778 | 212.4613 | 266.6692 | 232.6965 | 324.4814 | 351.0321 | 357.3408 | 393.7099 | 333.479
1025 | 17 | 43 | 2 | 265.7359 | 155.5498 | 294.3817 | 380.8648 | 408.2857 | 343.3303 | 294.31 | 253.6721 | 185.123 | 463.1372 | 358.2647 | 468.0549 | 211.1126 | 342.6428 | 297.4324 | 368.8566 | 405.2626 | 444.2046 | 411.4584 | 436.9492
1026 | 18 | 43 | 2 | 265.3031 | 152.6984 | 324.2704 | 397.2089 | 406.3726 | 342.2797 | 297.092 | 257.2778 | 197.3824 | 498.3487 | 374.0552 | 505.1013 | 211.7759 | 356.063 | 321.4981 | 382.9191 | 412.8323 | 474.7465 | 413.9739 | 454.9619
1027 | 19 | 43 | 2 | 266.0236 | 155.039 | 314.2698 | 400.0079 | 401.9082 | 339.1828 | 295.0856 | 256.2739 | 189.8903 | 496.2222 | 372.5599 | 505.736 | 212.916 | 355.7506 | 306.4681 | 380.3619 | 407.1337 | 478.8118 | 413.2374 | 463.3556
1028 | 20 | 43 | 2 | 266.6739 | 154.9028 | 309.4919 | 390.589 | 403.3833 | 340.9897 | 292.6874 | 257.202 | 187.0843 | 490.3178 | 372.0981 | 500.8485 | 213.4112 | 348.403 | 302.2087 | 383.4102 | 403.2912 | 480.9438 | 414.6099 | 459.56
1029 | 21 | 43 | 2 | 269.0144 | 160.0877 | 309.3922 | 390.3213 | 411.6961 | 345.3295 | 290.8721 | 256.9703 | 194.8438 | 487.5503 | 365.6389 | 501.6554 | 221.4818 | 354.7065 | 297.4561 | 389.5194 | 400.7124 | 479.7463 | 424.2533 | 464.5632
1030 | 22 | 43 | 2 | 268.1876 | 164.6628 | 312.8571 | 432.0238 | 416.4983 | 358.345 | 288.7868 | 254.5755 | 186.2899 | 460.8061 | 364.394 | 493.7655 | 220.1925 | 366.5807 | 308.3009 | 395.1647 | 420.598 | 498.6598 | 434.437 | 479.3939
1031 | 23 | 43 | 2 | 270.3589 | 168.9705 | 319.7961 | 456.2729 | 415.6379 | 364.4032 | 283.7166 | 255.3915 | 185.3941 | 437.2111 | 367.9944 | 491.0234 | 221.468 | 373.9825 | 302.3774 | 392.4197 | 429.8268 | 501.7394 | 436.1556 | 477.2676
1032 | 0 | 44 | 2 | 276.8879 | 174.3177 | 316.7696 | 447.9187 | 417.6742 | 374.8701 | 280.0028 | 257.6288 | 182.0887 | 439.0387 | 368.1036 | 488.9672 | 228.6342 | 379.469 | 309.3699 | 392.1953 | 436.7108 | 482.2538 | 439.4824 | 469.7637
1033 | 1 | 44 | 2 | 280.5881 | 177.2385 | 317.0502 | 432.0757 | 419.1301 | 380.0476 | 277.3106 | 256.3382 | 180.9274 | 442.182 | 366.0121 | 490.0175 | 226.2504 | 387.1491 | 311.1213 | 392.578 | 441.0693 | 481.4467 | 442.3021 | 467.0839
1034 | 2 | 44 | 2 | 279.9869 | 176.318 | 320.3947 | 424.8675 | 417.6225 | 381.5475 | 275.8537 | 258.4727 | 179.0947 | 441.7057 | 366.0421 | 490.128 | 227.1831 | 386.8742 | 316.7075 | 395.7936 | 439.5293 | 478.7494 | 440.4334 | 463.0225
1035 | 3 | 44 | 2 | 279.8002 | 174.0395 | 325.1837 | 423.2517 | 417.2834 | 381.2692 | 275.1475 | 256.7556 | 175.4218 | 436.2342 | 364.3272 | 488.5479 | 225.8026 | 377.0405 | 317.4543 | 393.5505 | 433.6365 | 476.5315 | 440.1598 | 460.6165
1036 | 4 | 44 | 2 | 277.9584 | 171.4617 | 323.1671 | 425.7358 | 414.4266 | 364.08 | 276.8595 | 255.1884 | 175.0815 | 446.7659 | 368.2665 | 498.0591 | 224.7006 | 357.3127 | 322.5725 | 390.6596 | 418.7138 | 482.6838 | 434.2746 | 464.4612
1037 | 5 | 44 | 2 | 274.1338 | 168.3566 | 329.5004 | 441.1827 | 399.4928 | 343.8917 | 281.3351 | 255.4604 | 172.5525 | 477.3931 | 368.2225 | 511.2503 | 220.2459 | 350.6644 | 327.1671 | 387.6 | 408.4413 | 498.2142 | 420.3698 | 466.3897
1038 | 6 | 44 | 2 | 271.1707 | 160.4784 | 334.4663 | 422.27 | 371.5033 | 338.3992 | 285.277 | 250.3008 | 175.3219 | 488.8223 | 372.4597 | 505.4116 | 206.0204 | 337.8304 | 325.5652 | 384.2157 | 374.5924 | 489.5755 | 411.3679 | 460.1444
1039 | 7 | 44 | 2 | 256.6495 | 116.5487 | 302.0912 | 348.4603 | 260.4154 | 242.9814 | 264.0588 | 218.4189 | 151.3837 | 425.0654 | 365.5346 | 445.3506 | 200.229 | 264.5646 | 290.0005 | 342.2777 | 277.4693 | 455.4791 | 370.9569 | 433.4974
1040 | 8 | 44 | 2 | 231.0118 | 112.6153 | 266.1639 | 319.0612 | 236.8923 | 205.4004 | 242.8008 | 203.6722 | 131.3783 | 326.093 | 308.6984 | 314.1398 | 189.2298 | 231.3081 | 245.5581 | 309.4437 | 257.6061 | 372.9583 | 362.8146 | 327.4317
1041 | 9 | 44 | 2 | 213.9892 | 115.1386 | 258.561 | 313.4937 | 225.9664 | 197.7095 | 235.721 | 200.933 | 120.0967 | 288.1765 | 301.4864 | 285.8785 | 190.8767 | 226.1623 | 225.2283 | 299.1985 | 245.1957 | 336.6121 | 361.9507 | 288.6862
1042 | 10 | 44 | 2 | 212.7528 | 115.0872 | 248.3465 | 315.2369 | 223.1788 | 198.7991 | 232.9329 | 202.5606 | 119.9003 | 276.6142 | 304.496 | 267.466 | 191.8411 | 226.2439 | 215.8553 | 293.2017 | 245.7361 | 324.331 | 364.4371 | 272.8322
1043 | 11 | 44 | 2 | 213.2898 | 112.0679 | 238.0925 | 315.6275 | 215.194 | 192.3756 | 237.4306 | 200.3747 | 117.9563 | 269.4196 | 301.4812 | 263.8349 | 197.2718 | 213.8134 | 207.1119 | 289.426 | 234.3739 | 321.1824 | 361.9905 | 268.1599
1044 | 12 | 44 | 2 | 211.265 | 114.3292 | 234.8524 | 317.5093 | 218.3507 | 190.1578 | 237.1065 | 205.1109 | 121.4907 | 262.1349 | 299.1644 | 256.4957 | 192.5275 | 217.8191 | 208.2371 | 289.1959 | 235.9889 | 314.7658 | 360.3576 | 267.8668
1045 | 13 | 44 | 2 | 214.1084 | 118.4392 | 237.8027 | 319.0484 | 221.7507 | 195.9744 | 234.7617 | 202.104 | 121.3188 | 262.0133 | 296.891 | 254.5371 | 197.8872 | 215.7234 | 211.7336 | 288.146 | 236.9693 | 321.6158 | 357.4461 | 269.4261
1046 | 14 | 44 | 2 | 214.6534 | 114.4727 | 230.5336 | 318.6263 | 229.3199 | 194.1109 | 236.2586 | 201.1188 | 117.6441 | 259.8765 | 297.5952 | 259.1509 | 199.6001 | 220.6972 | 208.1802 | 288.7274 | 244.9402 | 315.149 | 359.4603 | 272.3664
1047 | 15 | 44 | 2 | 216.387 | 117.9339 | 234.6218 | 325.9375 | 253.8435 | 206.4668 | 251.3149 | 201.7419 | 128.3855 | 280.5309 | 306.3366 | 273.6499 | 213.0071 | 239.0142 | 218.2759 | 299.5297 | 274.8577 | 319.8203 | 373.8124 | 283.9768
1048 | 16 | 44 | 2 | 244.3933 | 147.4186 | 245.5204 | 341.1986 | 354.6792 | 244.7872 | 283.247 | 236.7993 | 168.9863 | 336.3834 | 317.5471 | 322.778 | 212.4613 | 266.6692 | 232.6965 | 324.4814 | 351.0321 | 357.3408 | 393.7099 | 333.479
1049 | 17 | 44 | 2 | 265.7359 | 155.5498 | 294.3817 | 380.8648 | 408.2857 | 343.3303 | 294.31 | 253.6721 | 185.123 | 463.1372 | 358.2647 | 468.0549 | 211.1126 | 342.6428 | 297.4324 | 368.8566 | 405.2626 | 444.2046 | 411.4584 | 436.9492
1050 | 18 | 44 | 2 | 265.3031 | 152.6984 | 324.2704 | 397.2089 | 406.3726 | 342.2797 | 297.092 | 257.2778 | 197.3824 | 498.3487 | 374.0552 | 505.1013 | 211.7759 | 356.063 | 321.4981 | 382.9191 | 412.8323 | 474.7465 | 413.9739 | 454.9619
1051 | 19 | 44 | 2 | 266.0236 | 155.039 | 314.2698 | 400.0079 | 401.9082 | 339.1828 | 295.0856 | 256.2739 | 189.8903 | 496.2222 | 372.5599 | 505.736 | 212.916 | 355.7506 | 306.4681 | 380.3619 | 407.1337 | 478.8118 | 413.2374 | 463.3556
1052 | 20 | 44 | 2 | 266.6739 | 154.9028 | 309.4919 | 390.589 | 403.3833 | 340.9897 | 292.6874 | 257.202 | 187.0843 | 490.3178 | 372.0981 | 500.8485 | 213.4112 | 348.403 | 302.2087 | 383.4102 | 403.2912 | 480.9438 | 414.6099 | 459.56
1053 | 21 | 44 | 2 | 269.0144 | 160.0877 | 309.3922 | 390.3213 | 411.6961 | 345.3295 | 290.8721 | 256.9703 | 194.8438 | 487.5503 | 365.6389 | 501.6554 | 221.4818 | 354.7065 | 297.4561 | 389.5194 | 400.7124 | 479.7463 | 424.2533 | 464.5632
1054 | 22 | 44 | 2 | 268.1876 | 164.6628 | 312.8571 | 432.0238 | 416.4983 | 358.345 | 288.7868 | 254.5755 | 186.2899 | 460.8061 | 364.394 | 493.7655 | 220.1925 | 366.5807 | 308.3009 | 395.1647 | 420.598 | 498.6598 | 434.437 | 479.3939
1055 | 23 | 44 | 2 | 270.3589 | 168.9705 | 319.7961 | 456.2729 | 415.6379 | 364.4032 | 283.7166 | 255.3915 | 185.3941 | 437.2111 | 367.9944 | 491.0234 | 221.468 | 373.9825 | 302.3774 | 392.4197 | 429.8268 | 501.7394 | 436.1556 | 477.2676
1056 | 0 | 45 | 2 | 276.8879 | 174.3177 | 316.7696 | 447.9187 | 417.6742 | 374.8701 | 280.0028 | 257.6288 | 182.0887 | 439.0387 | 368.1036 | 488.9672 | 228.6342 | 379.469 | 309.3699 | 392.1953 | 436.7108 | 482.2538 | 439.4824 | 469.7637
1057 | 1 | 45 | 2 | 280.5881 | 177.2385 | 317.0502 | 432.0757 | 419.1301 | 380.0476 | 277.3106 | 256.3382 | 180.9274 | 442.182 | 366.0121 | 490.0175 | 226.2504 | 387.1491 | 311.1213 | 392.578 | 441.0693 | 481.4467 | 442.3021 | 467.0839
1058 | 2 | 45 | 2 | 279.9869 | 176.318 | 320.3947 | 424.8675 | 417.6225 | 381.5475 | 275.8537 | 258.4727 | 179.0947 | 441.7057 | 366.0421 | 490.128 | 227.1831 | 386.8742 | 316.7075 | 395.7936 | 439.5293 | 478.7494 | 440.4334 | 463.0225
1059 | 3 | 45 | 2 | 279.8002 | 174.0395 | 325.1837 | 423.2517 | 417.2834 | 381.2692 | 275.1475 | 256.7556 | 175.4218 | 436.2342 | 364.3272 | 488.5479 | 225.8026 | 377.0405 | 317.4543 | 393.5505 | 433.6365 | 476.5315 | 440.1598 | 460.6165
1060 | 4 | 45 | 2 | 277.9584 | 171.4617 | 323.1671 | 425.7358 | 414.4266 | 364.08 | 276.8595 | 255.1884 | 175.0815 | 446.7659 | 368.2665 | 498.0591 | 224.7006 | 357.3127 | 322.5725 | 390.6596 | 418.7138 | 482.6838 | 434.2746 | 464.4612
1061 | 5 | 45 | 2 | 274.1338 | 168.3566 | 329.5004 | 441.1827 | 399.4928 | 343.8917 | 281.3351 | 255.4604 | 172.5525 | 477.3931 | 368.2225 | 511.2503 | 220.2459 | 350.6644 | 327.1671 | 387.6 | 408.4413 | 498.2142 | 420.3698 | 466.3897
1062 | 6 | 45 | 2 | 271.1707 | 160.4784 | 334.4663 | 422.27 | 371.5033 | 338.3992 | 285.277 | 250.3008 | 175.3219 | 488.8223 | 372.4597 | 505.4116 | 206.0204 | 337.8304 | 325.5652 | 384.2157 | 374.5924 | 489.5755 | 411.3679 | 460.1444
1063 | 7 | 45 | 2 | 256.6495 | 116.5487 | 302.0912 | 348.4603 | 260.4154 | 242.9814 | 264.0588 | 218.4189 | 151.3837 | 425.0654 | 365.5346 | 445.3506 | 200.229 | 264.5646 | 290.0005 | 342.2777 | 277.4693 | 455.4791 | 370.9569 | 433.4974
1064 | 8 | 45 | 2 | 231.0118 | 112.6153 | 266.1639 | 319.0612 | 236.8923 | 205.4004 | 242.8008 | 203.6722 | 131.3783 | 326.093 | 308.6984 | 314.1398 | 189.2298 | 231.3081 | 245.5581 | 309.4437 | 257.6061 | 372.9583 | 362.8146 | 327.4317
1065 | 9 | 45 | 2 | 213.9892 | 115.1386 | 258.561 | 313.4937 | 225.9664 | 197.7095 | 235.721 | 200.933 | 120.0967 | 288.1765 | 301.4864 | 285.8785 | 190.8767 | 226.1623 | 225.2283 | 299.1985 | 245.1957 | 336.6121 | 361.9507 | 288.6862
1066 | 10 | 45 | 2 | 212.7528 | 115.0872 | 248.3465 | 315.2369 | 223.1788 | 198.7991 | 232.9329 | 202.5606 | 119.9003 | 276.6142 | 304.496 | 267.466 | 191.8411 | 226.2439 | 215.8553 | 293.2017 | 245.7361 | 324.331 | 364.4371 | 272.8322
1067 | 11 | 45 | 2 | 213.2898 | 112.0679 | 238.0925 | 315.6275 | 215.194 | 192.3756 | 237.4306 | 200.3747 | 117.9563 | 269.4196 | 301.4812 | 263.8349 | 197.2718 | 213.8134 | 207.1119 | 289.426 | 234.3739 | 321.1824 | 361.9905 | 268.1599
1068 | 12 | 45 | 2 | 211.265 | 114.3292 | 234.8524 | 317.5093 | 218.3507 | 190.1578 | 237.1065 | 205.1109 | 121.4907 | 262.1349 | 299.1644 | 256.4957 | 192.5275 | 217.8191 | 208.2371 | 289.1959 | 235.9889 | 314.7658 | 360.3576 | 267.8668
1069 | 13 | 45 | 2 | 214.1084 | 118.4392 | 237.8027 | 319.0484 | 221.7507 | 195.9744 | 234.7617 | 202.104 | 121.3188 | 262.0133 | 296.891 | 254.5371 | 197.8872 | 215.7234 | 211.7336 | 288.146 | 236.9693 | 321.6158 | 357.4461 | 269.4261
1070 | 14 | 45 | 2 | 214.6534 | 114.4727 | 230.5336 | 318.6263 | 229.3199 | 194.1109 | 236.2586 | 201.1188 | 117.6441 | 259.8765 | 297.5952 | 259.1509 | 199.6001 | 220.6972 | 208.1802 | 288.7274 | 244.9402 | 315.149 | 359.4603 | 272.3664
1071 | 15 | 45 | 2 | 216.387 | 117.9339 | 234.6218 | 325.9375 | 253.8435 | 206.4668 | 251.3149 | 201.7419 | 128.3855 | 280.5309 | 306.3366 | 273.6499 | 213.0071 | 239.0142 | 218.2759 | 299.5297 | 274.8577 | 319.8203 | 373.8124 | 283.9768
1072 | 16 | 45 | 2 | 244.3933 | 147.4186 | 245.5204 | 341.1986 | 354.6792 | 244.7872 | 283.247 | 236.7993 | 168.9863 | 336.3834 | 317.5471 | 322.778 | 212.4613 | 266.6692 | 232.6965 | 324.4814 | 351.0321 | 357.3408 | 393.7099 | 333.479
1073 | 17 | 45 | 2 | 265.7359 | 155.5498 | 294.3817 | 380.8648 | 408.2857 | 343.3303 | 294.31 | 253.6721 | 185.123 | 463.1372 | 358.2647 | 468.0549 | 211.1126 | 342.6428 | 297.4324 | 368.8566 | 405.2626 | 444.2046 | 411.4584 | 436.9492
1074 | 18 | 45 | 2 | 265.3031 | 152.6984 | 324.2704 | 397.2089 | 406.3726 | 342.2797 | 297.092 | 257.2778 | 197.3824 | 498.3487 | 374.0552 | 505.1013 | 211.7759 | 356.063 | 321.4981 | 382.9191 | 412.8323 | 474.7465 | 413.9739 | 454.9619
1075 | 19 | 45 | 2 | 266.0236 | 155.039 | 314.2698 | 400.0079 | 401.9082 | 339.1828 | 295.0856 | 256.2739 | 189.8903 | 496.2222 | 372.5599 | 505.736 | 212.916 | 355.7506 | 306.4681 | 380.3619 | 407.1337 | 478.8118 | 413.2374 | 463.3556
1076 | 20 | 45 | 2 | 266.6739 | 154.9028 | 309.4919 | 390.589 | 403.3833 | 340.9897 | 292.6874 | 257.202 | 187.0843 | 490.3178 | 372.0981 | 500.8485 | 213.4112 | 348.403 | 302.2087 | 383.4102 | 403.2912 | 480.9438 | 414.6099 | 459.56
1077 | 21 | 45 | 2 | 269.0144 | 160.0877 | 309.3922 | 390.3213 | 411.6961 | 345.3295 | 290.8721 | 256.9703 | 194.8438 | 487.5503 | 365.6389 | 501.6554 | 221.4818 | 354.7065 | 297.4561 | 389.5194 | 400.7124 | 479.7463 | 424.2533 | 464.5632
1078 | 22 | 45 | 2 | 268.1876 | 164.6628 | 312.8571 | 432.0238 | 416.4983 | 358.345 | 288.7868 | 254.5755 | 186.2899 | 460.8061 | 364.394 | 493.7655 | 220.1925 | 366.5807 | 308.3009 | 395.1647 | 420.598 | 498.6598 | 434.437 | 479.3939
1079 | 23 | 45 | 2 | 270.3589 | 168.9705 | 319.7961 | 456.2729 | 415.6379 | 364.4032 | 283.7166 | 255.3915 | 185.3941 | 437.2111 | 367.9944 | 491.0234 | 221.468 | 373.9825 | 302.3774 | 392.4197 | 429.8268 | 501.7394 | 436.1556 | 477.2676
1080 | 0 | 46 | 2 | 276.8879 | 174.3177 | 316.7696 | 447.9187 | 417.6742 | 374.8701 | 280.0028 | 257.6288 | 182.0887 | 439.0387 | 368.1036 | 488.9672 | 228.6342 | 379.469 | 309.3699 | 392.1953 | 436.7108 | 482.2538 | 439.4824 | 469.7637
1081 | 1 | 46 | 2 | 280.5881 | 177.2385 | 317.0502 | 432.0757 | 419.1301 | 380.0476 | 277.3106 | 256.3382 | 180.9274 | 442.182 | 366.0121 | 490.0175 | 226.2504 | 387.1491 | 311.1213 | 392.578 | 441.0693 | 481.4467 | 442.3021 | 467.0839
1082 | 2 | 46 | 2 | 279.9869 | 176.318 | 320.3947 | 424.8675 | 417.6225 | 381.5475 | 275.8537 | 258.4727 | 179.0947 | 441.7057 | 366.0421 | 490.128 | 227.1831 | 386.8742 | 316.7075 | 395.7936 | 439.5293 | 478.7494 | 440.4334 | 463.0225
1083 | 3 | 46 | 2 | 279.8002 | 174.0395 | 325.1837 | 423.2517 | 417.2834 | 381.2692 | 275.1475 | 256.7556 | 175.4218 | 436.2342 | 364.3272 | 488.5479 | 225.8026 | 377.0405 | 317.4543 | 393.5505 | 433.6365 | 476.5315 | 440.1598 | 460.6165
1084 | 4 | 46 | 2 | 277.9584 | 171.4617 | 323.1671 | 425.7358 | 414.4266 | 364.08 | 276.8595 | 255.1884 | 175.0815 | 446.7659 | 368.2665 | 498.0591 | 224.7006 | 357.3127 | 322.5725 | 390.6596 | 418.7138 | 482.6838 | 434.2746 | 464.4612
1085 | 5 | 46 | 2 | 274.1338 | 168.3566 | 329.5004 | 441.1827 | 399.4928 | 343.8917 | 281.3351 | 255.4604 | 172.5525 | 477.3931 | 368.2225 | 511.2503 | 220.2459 | 350.6644 | 327.1671 | 387.6 | 408.4413 | 498.2142 | 420.3698 | 466.3897
1086 | 6 | 46 | 2 | 271.1707 | 160.4784 | 334.4663 | 422.27 | 371.5033 | 338.3992 | 285.277 | 250.3008 | 175.3219 | 488.8223 | 372.4597 | 505.4116 | 206.0204 | 337.8304 | 325.5652 | 384.2157 | 374.5924 | 489.5755 | 411.3679 | 460.1444
1087 | 7 | 46 | 2 | 256.6495 | 116.5487 | 302.0912 | 348.4603 | 260.4154 | 242.9814 | 264.0588 | 218.4189 | 151.3837 | 425.0654 | 365.5346 | 445.3506 | 200.229 | 264.5646 | 290.0005 | 342.2777 | 277.4693 | 455.4791 | 370.9569 | 433.4974
1088 | 8 | 46 | 2 | 231.0118 | 112.6153 | 266.1639 | 319.0612 | 236.8923 | 205.4004 | 242.8008 | 203.6722 | 131.3783 | 326.093 | 308.6984 | 314.1398 | 189.2298 | 231.3081 | 245.5581 | 309.4437 | 257.6061 | 372.9583 | 362.8146 | 327.4317
1089 | 9 | 46 | 2 | 213.9892 | 115.1386 | 258.561 | 313.4937 | 225.9664 | 197.7095 | 235.721 | 200.933 | 120.0967 | 288.1765 | 301.4864 | 285.8785 | 190.8767 | 226.1623 | 225.2283 | 299.1985 | 245.1957 | 336.6121 | 361.9507 | 288.6862
1090 | 10 | 46 | 2 | 212.7528 | 115.0872 | 248.3465 | 315.2369 | 223.1788 | 198.7991 | 232.9329 | 202.5606 | 119.9003 | 276.6142 | 304.496 | 267.466 | 191.8411 | 226.2439 | 215.8553 | 293.2017 | 245.7361 | 324.331 | 364.4371 | 272.8322
1091 | 11 | 46 | 2 | 213.2898 | 112.0679 | 238.0925 | 315.6275 | 215.194 | 192.3756 | 237.4306 | 200.3747 | 117.9563 | 269.4196 | 301.4812 | 263.8349 | 197.2718 | 213.8134 | 207.1119 | 289.426 | 234.3739 | 321.1824 | 361.9905 | 268.1599
1092 | 12 | 46 | 2 | 211.265 | 114.3292 | 234.8524 | 317.5093 | 218.3507 | 190.1578 | 237.1065 | 205.1109 | 121.4907 | 262.1349 | 299.1644 | 256.4957 | 192.5275 | 217.8191 | 208.2371 | 289.1959 | 235.9889 | 314.7658 | 360.3576 | 267.8668
1093 | 13 | 46 | 2 | 214.1084 | 118.4392 | 237.8027 | 319.0484 | 221.7507 | 195.9744 | 234.7617 | 202.104 | 121.3188 | 262.0133 | 296.891 | 254.5371 | 197.8872 | 215.7234 | 211.7336 | 288.146 | 236.9693 | 321.6158 | 357.4461 | 269.4261
1094 | 14 | 46 | 2 | 214.6534 | 114.4727 | 230.5336 | 318.6263 | 229.3199 | 194.1109 | 236.2586 | 201.1188 | 117.6441 | 259.8765 | 297.5952 | 259.1509 | 199.6001 | 220.6972 | 208.1802 | 288.7274 | 244.9402 | 315.149 | 359.4603 | 272.3664
1095 | 15 | 46 | 2 | 216.387 | 117.9339 | 234.6218 | 325.9375 | 253.8435 | 206.4668 | 251.3149 | 201.7419 | 128.3855 | 280.5309 | 306.3366 | 273.6499 | 213.0071 | 239.0142 | 218.2759 | 299.5297 | 274.8577 | 319.8203 | 373.8124 | 283.9768
1096 | 16 | 46 | 2 | 244.3933 | 147.4186 | 245.5204 | 341.1986 | 354.6792 | 244.7872 | 283.247 | 236.7993 | 168.9863 | 336.3834 | 317.5471 | 322.778 | 212.4613 | 266.6692 | 232.6965 | 324.4814 | 351.0321 | 357.3408 | 393.7099 | 333.479
1097 | 17 | 46 | 2 | 265.7359 | 155.5498 | 294.3817 | 380.8648 | 408.2857 | 343.3303 | 294.31 | 253.6721 | 185.123 | 463.1372 | 358.2647 | 468.0549 | 211.1126 | 342.6428 | 297.4324 | 368.8566 | 405.2626 | 444.2046 | 411.4584 | 436.9492
1098 | 18 | 46 | 2 | 265.3031 | 152.6984 | 324.2704 | 397.2089 | 406.3726 | 342.2797 | 297.092 | 257.2778 | 197.3824 | 498.3487 | 374.0552 | 505.1013 | 211.7759 | 356.063 | 321.4981 | 382.9191 | 412.8323 | 474.7465 | 413.9739 | 454.9619
1099 | 19 | 46 | 2 | 266.0236 | 155.039 | 314.2698 | 400.0079 | 401.9082 | 339.1828 | 295.0856 | 256.2739 | 189.8903 | 496.2222 | 372.5599 | 505.736 | 212.916 | 355.7506 | 306.4681 | 380.3619 | 407.1337 | 478.8118 | 413.2374 | 463.3556
1100 | 20 | 46 | 2 | 266.6739 | 154.9028 | 309.4919 | 390.589 | 403.3833 | 340.9897 | 292.6874 | 257.202 | 187.0843 | 490.3178 | 372.0981 | 500.8485 | 213.4112 | 348.403 | 302.2087 | 383.4102 | 403.2912 | 480.9438 | 414.6099 | 459.56
1101 | 21 | 46 | 2 | 269.0144 | 160.0877 | 309.3922 | 390.3213 | 411.6961 | 345.3295 | 290.8721 | 256.9703 | 194.8438 | 487.5503 | 365.6389 | 501.6554 | 221.4818 | 354.7065 | 297.4561 | 389.5194 | 400.7124 | 479.7463 | 424.2533 | 464.5632
1102 | 22 | 46 | 2 | 268.1876 | 164.6628 | 312.8571 | 432.0238 | 416.4983 | 358.345 | 288.7868 | 254.5755 | 186.2899 | 460.8061 | 364.394 | 493.7655 | 220.1925 | 366.5807 | 308.3009 | 395.1647 | 420.598 | 498.6598 | 434.437 | 479.3939
1103 | 23 | 46 | 2 | 270.3589 | 168.9705 | 319.7961 | 456.2729 | 415.6379 | 364.4032 | 283.7166 | 255.3915 | 185.3941 | 437.2111 | 367.9944 | 491.0234 | 221.468 | 373.9825 | 302.3774 | 392.4197 | 429.8268 | 501.7394 | 436.1556 | 477.2676
1104 | 0 | 47 | 2 | 276.8879 | 174.3177 | 316.7696 | 447.9187 | 417.6742 | 374.8701 | 280.0028 | 257.6288 | 182.0887 | 439.0387 | 368.1036 | 488.9672 | 228.6342 | 379.469 | 309.3699 | 392.1953 | 436.7108 | 482.2538 | 439.4824 | 469.7637
1105 | 1 | 47 | 2 | 280.5881 | 177.2385 | 317.0502 | 432.0757 | 419.1301 | 380.0476 | 277.3106 | 256.3382 | 180.9274 | 442.182 | 366.0121 | 490.0175 | 226.2504 | 387.1491 | 311.1213 | 392.578 | 441.0693 | 481.4467 | 442.3021 | 467.0839
1106 | 2 | 47 | 2 | 279.9869 | 176.318 | 320.3947 | 424.8675 | 417.6225 | 381.5475 | 275.8537 | 258.4727 | 179.0947 | 441.7057 | 366.0421 | 490.128 | 227.1831 | 386.8742 | 316.7075 | 395.7936 | 439.5293 | 478.7494 | 440.4334 | 463.0225
1107 | 3 | 47 | 2 | 279.8002 | 174.0395 | 325.1837 | 423.2517 | 417.2834 | 381.2692 | 275.1475 | 256.7556 | 175.4218 | 436.2342 | 364.3272 | 488.5479 | 225.8026 | 377.0405 | 317.4543 | 393.5505 | 433.6365 | 476.5315 | 440.1598 | 460.6165
1108 | 4 | 47 | 2 | 277.9584 | 171.4617 | 323.1671 | 425.7358 | 414.4266 | 364.08 | 276.8595 | 255.1884 | 175.0815 | 446.7659 | 368.2665 | 498.0591 | 224.7006 | 357.3127 | 322.5725 | 390.6596 | 418.7138 | 482.6838 | 434.2746 | 464.4612
1109 | 5 | 47 | 2 | 274.1338 | 168.3566 | 329.5004 | 441.1827 | 399.4928 | 343.8917 | 281.3351 | 255.4604 | 172.5525 | 477.3931 | 368.2225 | 511.2503 | 220.2459 | 350.6644 | 327.1671 | 387.6 | 408.4413 | 498.2142 | 420.3698 | 466.3897
1110 | 6 | 47 | 2 | 271.1707 | 160.4784 | 334.4663 | 422.27 | 371.5033 | 338.3992 | 285.277 | 250.3008 | 175.3219 | 488.8223 | 372.4597 | 505.4116 | 206.0204 | 337.8304 | 325.5652 | 384.2157 | 374.5924 | 489.5755 | 411.3679 | 460.1444
1111 | 7 | 47 | 2 | 256.6495 | 116.5487 | 302.0912 | 348.4603 | 260.4154 | 242.9814 | 264.0588 | 218.4189 | 151.3837 | 425.0654 | 365.5346 | 445.3506 | 200.229 | 264.5646 | 290.0005 | 342.2777 | 277.4693 | 455.4791 | 370.9569 | 433.4974
1112 | 8 | 47 | 2 | 231.0118 | 112.6153 | 266.1639 | 319.0612 | 236.8923 | 205.4004 | 242.8008 | 203.6722 | 131.3783 | 326.093 | 308.6984 | 314.1398 | 189.2298 | 231.3081 | 245.5581 | 309.4437 | 257.6061 | 372.9583 | 362.8146 | 327.4317
1113 | 9 | 47 | 2 | 213.9892 | 115.1386 | 258.561 | 313.4937 | 225.9664 | 197.7095 | 235.721 | 200.933 | 120.0967 | 288.1765 | 301.4864 | 285.8785 | 190.8767 | 226.1623 | 225.2283 | 299.1985 | 245.1957 | 336.6121 | 361.9507 | 288.6862
1114 | 10 | 47 | 2 | 212.7528 | 115.0872 | 248.3465 | 315.2369 | 223.1788 | 198.7991 | 232.9329 | 202.5606 | 119.9003 | 276.6142 | 304.496 | 267.466 | 191.8411 | 226.2439 | 215.8553 | 293.2017 | 245.7361 | 324.331 | 364.4371 | 272.8322
1115 | 11 | 47 | 2 | 213.2898 | 112.0679 | 238.0925 | 315.6275 | 215.194 | 192.3756 | 237.4306 | 200.3747 | 117.9563 | 269.4196 | 301.4812 | 263.8349 | 197.2718 | 213.8134 | 207.1119 | 289.426 | 234.3739 | 321.1824 | 361.9905 | 268.1599
1116 | 12 | 47 | 2 | 211.265 | 114.3292 | 234.8524 | 317.5093 | 218.3507 | 190.1578 | 237.1065 | 205.1109 | 121.4907 | 262.1349 | 299.1644 | 256.4957 | 192.5275 | 217.8191 | 208.2371 | 289.1959 | 235.9889 | 314.7658 | 360.3576 | 267.8668
1117 | 13 | 47 | 2 | 214.1084 | 118.4392 | 237.8027 | 319.0484 | 221.7507 | 195.9744 | 234.7617 | 202.104 | 121.3188 | 262.0133 | 296.891 | 254.5371 | 197.8872 | 215.7234 | 211.7336 | 288.146 | 236.9693 | 321.6158 | 357.4461 | 269.4261
1118 | 14 | 47 | 2 | 214.6534 | 114.4727 | 230.5336 | 318.6263 | 229.3199 | 194.1109 | 236.2586 | 201.1188 | 117.6441 | 259.8765 | 297.5952 | 259.1509 | 199.6001 | 220.6972 | 208.1802 | 288.7274 | 244.9402 | 315.149 | 359.4603 | 272.3664
1119 | 15 | 47 | 2 | 216.387 | 117.9339 | 234.6218 | 325.9375 | 253.8435 | 206.4668 | 251.3149 | 201.7419 | 128.3855 | 280.5309 | 306.3366 | 273.6499 | 213.0071 | 239.0142 | 218.2759 | 299.5297 | 274.8577 | 319.8203 | 373.8124 | 283.9768
1120 | 16 | 47 | 2 | 244.3933 | 147.4186 | 245.5204 | 341.1986 | 354.6792 | 244.7872 | 283.247 | 236.7993 | 168.9863 | 336.3834 | 317.5471 | 322.778 | 212.4613 | 266.6692 | 232.6965 | 324.4814 | 351.0321 | 357.3408 | 393.7099 | 333.479
1121 | 17 | 47 | 2 | 265.7359 | 155.5498 | 294.3817 | 380.8648 | 408.2857 | 343.3303 | 294.31 | 253.6721 | 185.123 | 463.1372 | 358.2647 | 468.0549 | 211.1126 | 342.6428 | 297.4324 | 368.8566 | 405.2626 | 444.2046 | 411.4584 | 436.9492
1122 | 18 | 47 | 2 | 265.3031 | 152.6984 | 324.2704 | 397.2089 | 406.3726 | 342.2797 | 297.092 | 257.2778 | 197.3824 | 498.3487 | 374.0552 | 505.1013 | 211.7759 | 356.063 | 321.4981 | 382.9191 | 412.8323 | 474.7465 | 413.9739 | 454.9619
1123 | 19 | 47 | 2 | 266.0236 | 155.039 | 314.2698 | 400.0079 | 401.9082 | 339.1828 | 295.0856 | 256.2739 | 189.8903 | 496.2222 | 372.5599 | 505.736 | 212.916 | 355.7506 | 306.4681 | 380.3619 | 407.1337 | 478.8118 | 413.2374 | 463.3556
1124 | 20 | 47 | 2 | 266.6739 | 154.9028 | 309.4919 | 390.589 | 403.3833 | 340.9897 | 292.6874 | 257.202 | 187.0843 | 490.3178 | 372.0981 | 500.8485 | 213.4112 | 348.403 | 302.2087 | 383.4102 | 403.2912 | 480.9438 | 414.6099 | 459.56
1125 | 21 | 47 | 2 | 269.0144 | 160.0877 | 309.3922 | 390.3213 | 411.6961 | 345.3295 | 290.8721 | 256.9703 | 194.8438 | 487.5503 | 365.6389 | 501.6554 | 221.4818 | 354.7065 | 297.4561 | 389.5194 | 400.7124 | 479.7463 | 424.2533 | 464.5632
1126 | 22 | 47 | 2 | 268.1876 | 164.6628 | 312.8571 | 432.0238 | 416.4983 | 358.345 | 288.7868 | 254.5755 | 186.2899 | 460.8061 | 364.394 | 493.7655 | 220.1925 | 366.5807 | 308.3009 | 395.1647 | 420.598 | 498.6598 | 434.437 | 479.3939
1127 | 23 | 47 | 2 | 270.3589 | 168.9705 | 319.7961 | 456.2729 | 415.6379 | 364.4032 | 283.7166 | 255.3915 | 185.3941 | 437.2111 | 367.9944 | 491.0234 | 221.468 | 373.9825 | 302.3774 | 392.4197 | 429.8268 | 501.7394 | 436.1556 | 477.2676
1128 | 0 | 48 | 2 | 276.8879 | 174.3177 | 316.7696 | 447.9187 | 417.6742 | 374.8701 | 280.0028 | 257.6288 | 182.0887 | 439.0387 | 368.1036 | 488.9672 | 228.6342 | 379.469 | 309.3699 | 392.1953 | 436.7108 | 482.2538 | 439.4824 | 469.7637
1129 | 1 | 48 | 2 | 280.5881 | 177.2385 | 317.0502 | 432.0757 | 419.1301 | 380.0476 | 277.3106 | 256.3382 | 180.9274 | 442.182 | 366.0121 | 490.0175 | 226.2504 | 387.1491 | 311.1213 | 392.578 | 441.0693 | 481.4467 | 442.3021 | 467.0839
1130 | 2 | 48 | 2 | 279.9869 | 176.318 | 320.3947 | 424.8675 | 417.6225 | 381.5475 | 275.8537 | 258.4727 | 179.0947 | 441.7057 | 366.0421 | 490.128 | 227.1831 | 386.8742 | 316.7075 | 395.7936 | 439.5293 | 478.7494 | 440.4334 | 463.0225
1131 | 3 | 48 | 2 | 279.8002 | 174.0395 | 325.1837 | 423.2517 | 417.2834 | 381.2692 | 275.1475 | 256.7556 | 175.4218 | 436.2342 | 364.3272 | 488.5479 | 225.8026 | 377.0405 | 317.4543 | 393.5505 | 433.6365 | 476.5315 | 440.1598 | 460.6165
1132 | 4 | 48 | 2 | 277.9584 | 171.4617 | 323.1671 | 425.7358 | 414.4266 | 364.08 | 276.8595 | 255.1884 | 175.0815 | 446.7659 | 368.2665 | 498.0591 | 224.7006 | 357.3127 | 322.5725 | 390.6596 | 418.7138 | 482.6838 | 434.2746 | 464.4612
1133 | 5 | 48 | 2 | 274.1338 | 168.3566 | 329.5004 | 441.1827 | 399.4928 | 343.8917 | 281.3351 | 255.4604 | 172.5525 | 477.3931 | 368.2225 | 511.2503 | 220.2459 | 350.6644 | 327.1671 | 387.6 | 408.4413 | 498.2142 | 420.3698 | 466.3897
1134 | 6 | 48 | 2 | 271.1707 | 160.4784 | 334.4663 | 422.27 | 371.5033 | 338.3992 | 285.277 | 250.3008 | 175.3219 | 488.8223 | 372.4597 | 505.4116 | 206.0204 | 337.8304 | 325.5652 | 384.2157 | 374.5924 | 489.5755 | 411.3679 | 460.1444
1135 | 7 | 48 | 2 | 256.6495 | 116.5487 | 302.0912 | 348.4603 | 260.4154 | 242.9814 | 264.0588 | 218.4189 | 151.3837 | 425.0654 | 365.5346 | 445.3506 | 200.229 | 264.5646 | 290.0005 | 342.2777 | 277.4693 | 455.4791 | 370.9569 | 433.4974
1136 | 8 | 48 | 2 | 231.0118 | 112.6153 | 266.1639 | 319.0612 | 236.8923 | 205.4004 | 242.8008 | 203.6722 | 131.3783 | 326.093 | 308.6984 | 314.1398 | 189.2298 | 231.3081 | 245.5581 | 309.4437 | 257.6061 | 372.9583 | 362.8146 | 327.4317
1137 | 9 | 48 | 2 | 213.9892 | 115.1386 | 258.561 | 313.4937 | 225.9664 | 197.7095 | 235.721 | 200.933 | 120.0967 | 288.1765 | 301.4864 | 285.8785 | 190.8767 | 226.1623 | 225.2283 | 299.1985 | 245.1957 | 336.6121 | 361.9507 | 288.6862
1138 | 10 | 48 | 2 | 212.7528 | 115.0872 | 248.3465 | 315.2369 | 223.1788 | 198.7991 | 232.9329 | 202.5606 | 119.9003 | 276.6142 | 304.496 | 267.466 | 191.8411 | 226.2439 | 215.8553 | 293.2017 | 245.7361 | 324.331 | 364.4371 | 272.8322
1139 | 11 | 48 | 2 | 213.2898 | 112.0679 | 238.0925 | 315.6275 | 215.194 | 192.3756 | 237.4306 | 200.3747 | 117.9563 | 269.4196 | 301.4812 | 263.8349 | 197.2718 | 213.8134 | 207.1119 | 289.426 | 234.3739 | 321.1824 | 361.9905 | 268.1599
1140 | 12 | 48 | 2 | 211.265 | 114.3292 | 234.8524 | 317.5093 | 218.3507 | 190.1578 | 237.1065 | 205.1109 | 121.4907 | 262.1349 | 299.1644 | 256.4957 | 192.5275 | 217.8191 | 208.2371 | 289.1959 | 235.9889 | 314.7658 | 360.3576 | 267.8668
1141 | 13 | 48 | 2 | 214.1084 | 118.4392 | 237.8027 | 319.0484 | 221.7507 | 195.9744 | 234.7617 | 202.104 | 121.3188 | 262.0133 | 296.891 | 254.5371 | 197.8872 | 215.7234 | 211.7336 | 288.146 | 236.9693 | 321.6158 | 357.4461 | 269.4261
1142 | 14 | 48 | 2 | 214.6534 | 114.4727 | 230.5336 | 318.6263 | 229.3199 | 194.1109 | 236.2586 | 201.1188 | 117.6441 | 259.8765 | 297.5952 | 259.1509 | 199.6001 | 220.6972 | 208.1802 | 288.7274 | 244.9402 | 315.149 | 359.4603 | 272.3664
1143 | 15 | 48 | 2 | 216.387 | 117.9339 | 234.6218 | 325.9375 | 253.8435 | 206.4668 | 251.3149 | 201.7419 | 128.3855 | 280.5309 | 306.3366 | 273.6499 | 213.0071 | 239.0142 | 218.2759 | 299.5297 | 274.8577 | 319.8203 | 373.8124 | 283.9768
1144 | 16 | 48 | 2 | 244.3933 | 147.4186 | 245.5204 | 341.1986 | 354.6792 | 244.7872 | 283.247 | 236.7993 | 168.9863 | 336.3834 | 317.5471 | 322.778 | 212.4613 | 266.6692 | 232.6965 | 324.4814 | 351.0321 | 357.3408 | 393.7099 | 333.479
1145 | 17 | 48 | 2 | 265.7359 | 155.5498 | 294.3817 | 380.8648 | 408.2857 | 343.3303 | 294.31 | 253.6721 | 185.123 | 463.1372 | 358.2647 | 468.0549 | 211.1126 | 342.6428 | 297.4324 | 368.8566 | 405.2626 | 444.2046 | 411.4584 | 436.9492
1146 | 18 | 48 | 2 | 265.3031 | 152.6984 | 324.2704 | 397.2089 | 406.3726 | 342.2797 | 297.092 | 257.2778 | 197.3824 | 498.3487 | 374.0552 | 505.1013 | 211.7759 | 356.063 | 321.4981 | 382.9191 | 412.8323 | 474.7465 | 413.9739 | 454.9619
1147 | 19 | 48 | 2 | 266.0236 | 155.039 | 314.2698 | 400.0079 | 401.9082 | 339.1828 | 295.0856 | 256.2739 | 189.8903 | 496.2222 | 372.5599 | 505.736 | 212.916 | 355.7506 | 306.4681 | 380.3619 | 407.1337 | 478.8118 | 413.2374 | 463.3556
1148 | 20 | 48 | 2 | 266.6739 | 154.9028 | 309.4919 | 390.589 | 403.3833 | 340.9897 | 292.6874 | 257.202 | 187.0843 | 490.3178 | 372.0981 | 500.8485 | 213.4112 | 348.403 | 302.2087 | 383.4102 | 403.2912 | 480.9438 | 414.6099 | 459.56
1149 | 21 | 48 | 2 | 269.0144 | 160.0877 | 309.3922 | 390.3213 | 411.6961 | 345.3295 | 290.8721 | 256.9703 | 194.8438 | 487.5503 | 365.6389 | 501.6554 | 221.4818 | 354.7065 | 297.4561 | 389.5194 | 400.7124 | 479.7463 | 424.2533 | 464.5632
1150 | 22 | 48 | 2 | 268.1876 | 164.6628 | 312.8571 | 432.0238 | 416.4983 | 358.345 | 288.7868 | 254.5755 | 186.2899 | 460.8061 | 364.394 | 493.7655 | 220.1925 | 366.5807 | 308.3009 | 395.1647 | 420.598 | 498.6598 | 434.437 | 479.3939
1151 | 23 | 48 | 2 | 270.3589 | 168.9705 | 319.7961 | 456.2729 | 415.6379 | 364.4032 | 283.7166 | 255.3915 | 185.3941 | 437.2111 | 367.9944 | 491.0234 | 221.468 | 373.9825 | 302.3774 | 392.4197 | 429.8268 | 501.7394 | 436.1556 | 477.2676
1152 | 0 | 49 | 2 | 276.8879 | 174.3177 | 316.7696 | 447.9187 | 417.6742 | 374.8701 | 280.0028 | 257.6288 | 182.0887 | 439.0387 | 368.1036 | 488.9672 | 228.6342 | 379.469 | 309.3699 | 392.1953 | 436.7108 | 482.2538 | 439.4824 | 469.7637
1153 | 1 | 49 | 2 | 280.5881 | 177.2385 | 317.0502 | 432.0757 | 419.1301 | 380.0476 | 277.3106 | 256.3382 | 180.9274 | 442.182 | 366.0121 | 490.0175 | 226.2504 | 387.1491 | 311.1213 | 392.578 | 441.0693 | 481.4467 | 442.3021 | 467.0839
1154 | 2 | 49 | 2 | 279.9869 | 176.318 | 320.3947 | 424.8675 | 417.6225 | 381.5475 | 275.8537 | 258.4727 | 179.0947 | 441.7057 | 366.0421 | 490.128 | 227.1831 | 386.8742 | 316.7075 | 395.7936 | 439.5293 | 478.7494 | 440.4334 | 463.0225
1155 | 3 | 49 | 2 | 279.8002 | 174.0395 | 325.1837 | 423.2517 | 417.2834 | 381.2692 | 275.1475 | 256.7556 | 175.4218 | 436.2342 | 364.3272 | 488.5479 | 225.8026 | 377.0405 | 317.4543 | 393.5505 | 433.6365 | 476.5315 | 440.1598 | 460.6165
1156 | 4 | 49 | 2 | 277.9584 | 171.4617 | 323.1671 | 425.7358 | 414.4266 | 364.08 | 276.8595 | 255.1884 | 175.0815 | 446.7659 | 368.2665 | 498.0591 | 224.7006 | 357.3127 | 322.5725 | 390.6596 | 418.7138 | 482.6838 | 434.2746 | 464.4612
1157 | 5 | 49 | 2 | 274.1338 | 168.3566 | 329.5004 | 441.1827 | 399.4928 | 343.8917 | 281.3351 | 255.4604 | 172.5525 | 477.3931 | 368.2225 | 511.2503 | 220.2459 | 350.6644 | 327.1671 | 387.6 | 408.4413 | 498.2142 | 420.3698 | 466.3897
1158 | 6 | 49 | 2 | 271.1707 | 160.4784 | 334.4663 | 422.27 | 371.5033 | 338.3992 | 285.277 | 250.3008 | 175.3219 | 488.8223 | 372.4597 | 505.4116 | 206.0204 | 337.8304 | 325.5652 | 384.2157 | 374.5924 | 489.5755 | 411.3679 | 460.1444
1159 | 7 | 49 | 2 | 256.6495 | 116.5487 | 302.0912 | 348.4603 | 260.4154 | 242.9814 | 264.0588 | 218.4189 | 151.3837 | 425.0654 | 365.5346 | 445.3506 | 200.229 | 264.5646 | 290.0005 | 342.2777 | 277.4693 | 455.4791 | 370.9569 | 433.4974
1160 | 8 | 49 | 2 | 231.0118 | 112.6153 | 266.1639 | 319.0612 | 236.8923 | 205.4004 | 242.8008 | 203.6722 | 131.3783 | 326.093 | 308.6984 | 314.1398 | 189.2298 | 231.3081 | 245.5581 | 309.4437 | 257.6061 | 372.9583 | 362.8146 | 327.4317
1161 | 9 | 49 | 2 | 213.9892 | 115.1386 | 258.561 | 313.4937 | 225.9664 | 197.7095 | 235.721 | 200.933 | 120.0967 | 288.1765 | 301.4864 | 285.8785 | 190.8767 | 226.1623 | 225.2283 | 299.1985 | 245.1957 | 336.6121 | 361.9507 | 288.6862
1162 | 10 | 49 | 2 | 212.7528 | 115.0872 | 248.3465 | 315.2369 | 223.1788 | 198.7991 | 232.9329 | 202.5606 | 119.9003 | 276.6142 | 304.496 | 267.466 | 191.8411 | 226.2439 | 215.8553 | 293.2017 | 245.7361 | 324.331 | 364.4371 | 272.8322
1163 | 11 | 49 | 2 | 213.2898 | 112.0679 | 238.0925 | 315.6275 | 215.194 | 192.3756 | 237.4306 | 200.3747 | 117.9563 | 269.4196 | 301.4812 | 263.8349 | 197.2718 | 213.8134 | 207.1119 | 289.426 | 234.3739 | 321.1824 | 361.9905 | 268.1599
1164 | 12 | 49 | 2 | 211.265 | 114.3292 | 234.8524 | 317.5093 | 218.3507 | 190.1578 | 237.1065 | 205.1109 | 121.4907 | 262.1349 | 299.1644 | 256.4957 | 192.5275 | 217.8191 | 208.2371 | 289.1959 | 235.9889 | 314.7658 | 360.3576 | 267.8668
1165 | 13 | 49 | 2 | 214.1084 | 118.4392 | 237.8027 | 319.0484 | 221.7507 | 195.9744 | 234.7617 | 202.104 | 121.3188 | 262.0133 | 296.891 | 254.5371 | 197.8872 | 215.7234 | 211.7336 | 288.146 | 236.9693 | 321.6158 | 357.4461 | 269.4261
1166 | 14 | 49 | 2 | 214.6534 | 114.4727 | 230.5336 | 318.6263 | 229.3199 | 194.1109 | 236.2586 | 201.1188 | 117.6441 | 259.8765 | 297.5952 | 259.1509 | 199.6001 | 220.6972 | 208.1802 | 288.7274 | 244.9402 | 315.149 | 359.4603 | 272.3664
1167 | 15 | 49 | 2 | 216.387 | 117.9339 | 234.6218 | 325.9375 | 253.8435 | 206.4668 | 251.3149 | 201.7419 | 128.3855 | 280.5309 | 306.3366 | 273.6499 | 213.0071 | 239.0142 | 218.2759 | 299.5297 | 274.8577 | 319.8203 | 373.8124 | 283.9768
1168 | 16 | 49 | 2 | 244.3933 | 147.4186 | 245.5204 | 341.1986 | 354.6792 | 244.7872 | 283.247 | 236.7993 | 168.9863 | 336.3834 | 317.5471 | 322.778 | 212.4613 | 266.6692 | 232.6965 | 324.4814 | 351.0321 | 357.3408 | 393.7099 | 333.479
1169 | 17 | 49 | 2 | 265.7359 | 155.5498 | 294.3817 | 380.8648 | 408.2857 | 343.3303 | 294.31 | 253.6721 | 185.123 | 463.1372 | 358.2647 | 468.0549 | 211.1126 | 342.6428 | 297.4324 | 368.8566 | 405.2626 | 444.2046 | 411.4584 | 436.9492
1170 | 18 | 49 | 2 | 265.3031 | 152.6984 | 324.2704 | 397.2089 | 406.3726 | 342.2797 | 297.092 | 257.2778 | 197.3824 | 498.3487 | 374.0552 | 505.1013 | 211.7759 | 356.063 | 321.4981 | 382.9191 | 412.8323 | 474.7465 | 413.9739 | 454.9619
1171 | 19 | 49 | 2 | 266.0236 | 155.039 | 314.2698 | 400.0079 | 401.9082 | 339.1828 | 295.0856 | 256.2739 | 189.8903 | 496.2222 | 372.5599 | 505.736 | 212.916 | 355.7506 | 306.4681 | 380.3619 | 407.1337 | 478.8118 | 413.2374 | 463.3556
1172 | 20 | 49 | 2 | 266.6739 | 154.9028 | 309.4919 | 390.589 | 403.3833 | 340.9897 | 292.6874 | 257.202 | 187.0843 | 490.3178 | 372.0981 | 500.8485 | 213.4112 | 348.403 | 302.2087 | 383.4102 | 403.2912 | 480.9438 | 414.6099 | 459.56
1173 | 21 | 49 | 2 | 269.0144 | 160.0877 | 309.3922 | 390.3213 | 411.6961 | 345.3295 | 290.8721 | 256.9703 | 194.8438 | 487.5503 | 365.6389 | 501.6554 | 221.4818 | 354.7065 | 297.4561 | 389.5194 | 400.7124 | 479.7463 | 424.2533 | 464.5632
1174 | 22 | 49 | 2 | 268.1876 | 164.6628 | 312.8571 | 432.0238 | 416.4983 | 358.345 | 288.7868 | 254.5755 | 186.2899 | 460.8061 | 364.394 | 493.7655 | 220.1925 | 366.5807 | 308.3009 | 395.1647 | 420.598 | 498.6598 | 434.437 | 479.3939
1175 | 23 | 49 | 2 | 270.3589 | 168.9705 | 319.7961 | 456.2729 | 415.6379 | 364.4032 | 283.7166 | 255.3915 | 185.3941 | 437.2111 | 367.9944 | 491.0234 | 221.468 | 373.9825 | 302.3774 | 392.4197 | 429.8268 | 501.7394 | 436.1556 | 477.2676
1176 | 0 | 50 | 2 | 276.8879 | 174.3177 | 316.7696 | 447.9187 | 417.6742 | 374.8701 | 280.0028 | 257.6288 | 182.0887 | 439.0387 | 368.1036 | 488.9672 | 228.6342 | 379.469 | 309.3699 | 392.1953 | 436.7108 | 482.2538 | 439.4824 | 469.7637
1177 | 1 | 50 | 2 | 280.5881 | 177.2385 | 317.0502 | 432.0757 | 419.1301 | 380.0476 | 277.3106 | 256.3382 | 180.9274 | 442.182 | 366.0121 | 490.0175 | 226.2504 | 387.1491 | 311.1213 | 392.578 | 441.0693 | 481.4467 | 442.3021 | 467.0839
1178 | 2 | 50 | 2 | 279.9869 | 176.318 | 320.3947 | 424.8675 | 417.6225 | 381.5475 | 275.8537 | 258.4727 | 179.0947 | 441.7057 | 366.0421 | 490.128 | 227.1831 | 386.8742 | 316.7075 | 395.7936 | 439.5293 | 478.7494 | 440.4334 | 463.0225
1179 | 3 | 50 | 2 | 279.8002 | 174.0395 | 325.1837 | 423.2517 | 417.2834 | 381.2692 | 275.1475 | 256.7556 | 175.4218 | 436.2342 | 364.3272 | 488.5479 | 225.8026 | 377.0405 | 317.4543 | 393.5505 | 433.6365 | 476.5315 | 440.1598 | 460.6165
1180 | 4 | 50 | 2 | 277.9584 | 171.4617 | 323.1671 | 425.7358 | 414.4266 | 364.08 | 276.8595 | 255.1884 | 175.0815 | 446.7659 | 368.2665 | 498.0591 | 224.7006 | 357.3127 | 322.5725 | 390.6596 | 418.7138 | 482.6838 | 434.2746 | 464.4612
1181 | 5 | 50 | 2 | 274.1338 | 168.3566 | 329.5004 | 441.1827 | 399.4928 | 343.8917 | 281.3351 | 255.4604 | 172.5525 | 477.3931 | 368.2225 | 511.2503 | 220.2459 | 350.6644 | 327.1671 | 387.6 | 408.4413 | 498.2142 | 420.3698 | 466.3897
1182 | 6 | 50 | 2 | 271.1707 | 160.4784 | 334.4663 | 422.27 | 371.5033 | 338.3992 | 285.277 | 250.3008 | 175.3219 | 488.8223 | 372.4597 | 505.4116 | 206.0204 | 337.8304 | 325.5652 | 384.2157 | 374.5924 | 489.5755 | 411.3679 | 460.1444
1183 | 7 | 50 | 2 | 256.6495 | 116.5487 | 302.0912 | 348.4603 | 260.4154 | 242.9814 | 264.0588 | 218.4189 | 151.3837 | 425.0654 | 365.5346 | 445.3506 | 200.229 | 264.5646 | 290.0005 | 342.2777 | 277.4693 | 455.4791 | 370.9569 | 433.4974
1184 | 8 | 50 | 2 | 231.0118 | 112.6153 | 266.1639 | 319.0612 | 236.8923 | 205.4004 | 242.8008 | 203.6722 | 131.3783 | 326.093 | 308.6984 | 314.1398 | 189.2298 | 231.3081 | 245.5581 | 309.4437 | 257.6061 | 372.9583 | 362.8146 | 327.4317
1185 | 9 | 50 | 2 | 213.9892 | 115.1386 | 258.561 | 313.4937 | 225.9664 | 197.7095 | 235.721 | 200.933 | 120.0967 | 288.1765 | 301.4864 | 285.8785 | 190.8767 | 226.1623 | 225.2283 | 299.1985 | 245.1957 | 336.6121 | 361.9507 | 288.6862
1186 | 10 | 50 | 2 | 212.7528 | 115.0872 | 248.3465 | 315.2369 | 223.1788 | 198.7991 | 232.9329 | 202.5606 | 119.9003 | 276.6142 | 304.496 | 267.466 | 191.8411 | 226.2439 | 215.8553 | 293.2017 | 245.7361 | 324.331 | 364.4371 | 272.8322
1187 | 11 | 50 | 2 | 213.2898 | 112.0679 | 238.0925 | 315.6275 | 215.194 | 192.3756 | 237.4306 | 200.3747 | 117.9563 | 269.4196 | 301.4812 | 263.8349 | 197.2718 | 213.8134 | 207.1119 | 289.426 | 234.3739 | 321.1824 | 361.9905 | 268.1599
1188 | 12 | 50 | 2 | 211.265 | 114.3292 | 234.8524 | 317.5093 | 218.3507 | 190.1578 | 237.1065 | 205.1109 | 121.4907 | 262.1349 | 299.1644 | 256.4957 | 192.5275 | 217.8191 | 208.2371 | 289.1959 | 235.9889 | 314.7658 | 360.3576 | 267.8668
1189 | 13 | 50 | 2 | 214.1084 | 118.4392 | 237.8027 | 319.0484 | 221.7507 | 195.9744 | 234.7617 | 202.104 | 121.3188 | 262.0133 | 296.891 | 254.5371 | 197.8872 | 215.7234 | 211.7336 | 288.146 | 236.9693 | 321.6158 | 357.4461 | 269.4261
1190 | 14 | 50 | 2 | 214.6534 | 114.4727 | 230.5336 | 318.6263 | 229.3199 | 194.1109 | 236.2586 | 201.1188 | 117.6441 | 259.8765 | 297.5952 | 259.1509 | 199.6001 | 220.6972 | 208.1802 | 288.7274 | 244.9402 | 315.149 | 359.4603 | 272.3664
1191 | 15 | 50 | 2 | 216.387 | 117.9339 | 234.6218 | 325.9375 | 253.8435 | 206.4668 | 251.3149 | 201.7419 | 128.3855 | 280.5309 | 306.3366 | 273.6499 | 213.0071 | 239.0142 | 218.2759 | 299.5297 | 274.8577 | 319.8203 | 373.8124 | 283.9768
1192 | 16 | 50 | 2 | 244.3933 | 147.4186 | 245.5204 | 341.1986 | 354.6792 | 244.7872 | 283.247 | 236.7993 | 168.9863 | 336.3834 | 317.5471 | 322.778 | 212.4613 | 266.6692 | 232.6965 | 324.4814 | 351.0321 | 357.3408 | 393.7099 | 333.479
1193 | 17 | 50 | 2 | 265.7359 | 155.5498 | 294.3817 | 380.8648 | 408.2857 | 343.3303 | 294.31 | 253.6721 | 185.123 | 463.1372 | 358.2647 | 468.0549 | 211.1126 | 342.6428 | 297.4324 | 368.8566 | 405.2626 | 444.2046 | 411.4584 | 436.9492
1194 | 18 | 50 | 2 | 265.3031 | 152.6984 | 324.2704 | 397.2089 | 406.3726 | 342.2797 | 297.092 | 257.2778 | 197.3824 | 498.3487 | 374.0552 | 505.1013 | 211.7759 | 356.063 | 321.4981 | 382.9191 | 412.8323 | 474.7465 | 413.9739 | 454.9619
1195 | 19 | 50 | 2 | 266.0236 | 155.039 | 314.2698 | 400.0079 | 401.9082 | 339.1828 | 295.0856 | 256.2739 | 189.8903 | 496.2222 | 372.5599 | 505.736 | 212.916 | 355.7506 | 306.4681 | 380.3619 | 407.1337 | 478.8118 | 413.2374 | 463.3556
1196 | 20 | 50 | 2 | 266.6739 | 154.9028 | 309.4919 | 390.589 | 403.3833 | 340.9897 | 292.6874 | 257.202 | 187.0843 | 490.3178 | 372.0981 | 500.8485 | 213.4112 | 348.403 | 302.2087 | 383.4102 | 403.2912 | 480.9438 | 414.6099 | 459.56
1197 | 21 | 50 | 2 | 269.0144 | 160.0877 | 309.3922 | 390.3213 | 411.6961 | 345.3295 | 290.8721 | 256.9703 | 194.8438 | 487.5503 | 365.6389 | 501.6554 | 221.4818 | 354.7065 | 297.4561 | 389.5194 | 400.7124 | 479.7463 | 424.2533 | 464.5632
1198 | 22 | 50 | 2 | 268.1876 | 164.6628 | 312.8571 | 432.0238 | 416.4983 | 358.345 | 288.7868 | 254.5755 | 186.2899 | 460.8061 | 364.394 | 493.7655 | 220.1925 | 366.5807 | 308.3009 | 395.1647 | 420.598 | 498.6598 | 434.437 | 479.3939
1199 | 23 | 50 | 2 | 270.3589 | 168.9705 | 319.7961 | 456.2729 | 415.6379 | 364.4032 | 283.7166 | 255.3915 | 185.3941 | 437.2111 | 367.9944 | 491.0234 | 221.468 | 373.9825 | 302.3774 | 392.4197 | 429.8268 | 501.7394 | 436.1556 | 477.2676
1200 | 0 | 51 | 2 | 276.8879 | 174.3177 | 316.7696 | 447.9187 | 417.6742 | 374.8701 | 280.0028 | 257.6288 | 182.0887 | 439.0387 | 368.1036 | 488.9672 | 228.6342 | 379.469 | 309.3699 | 392.1953 | 436.7108 | 482.2538 | 439.4824 | 469.7637
1201 | 1 | 51 | 2 | 280.5881 | 177.2385 | 317.0502 | 432.0757 | 419.1301 | 380.0476 | 277.3106 | 256.3382 | 180.9274 | 442.182 | 366.0121 | 490.0175 | 226.2504 | 387.1491 | 311.1213 | 392.578 | 441.0693 | 481.4467 | 442.3021 | 467.0839
1202 | 2 | 51 | 2 | 279.9869 | 176.318 | 320.3947 | 424.8675 | 417.6225 | 381.5475 | 275.8537 | 258.4727 | 179.0947 | 441.7057 | 366.0421 | 490.128 | 227.1831 | 386.8742 | 316.7075 | 395.7936 | 439.5293 | 478.7494 | 440.4334 | 463.0225
1203 | 3 | 51 | 2 | 279.8002 | 174.0395 | 325.1837 | 423.2517 | 417.2834 | 381.2692 | 275.1475 | 256.7556 | 175.4218 | 436.2342 | 364.3272 | 488.5479 | 225.8026 | 377.0405 | 317.4543 | 393.5505 | 433.6365 | 476.5315 | 440.1598 | 460.6165
1204 | 4 | 51 | 2 | 277.9584 | 171.4617 | 323.1671 | 425.7358 | 414.4266 | 364.08 | 276.8595 | 255.1884 | 175.0815 | 446.7659 | 368.2665 | 498.0591 | 224.7006 | 357.3127 | 322.5725 | 390.6596 | 418.7138 | 482.6838 | 434.2746 | 464.4612
1205 | 5 | 51 | 2 | 274.1338 | 168.3566 | 329.5004 | 441.1827 | 399.4928 | 343.8917 | 281.3351 | 255.4604 | 172.5525 | 477.3931 | 368.2225 | 511.2503 | 220.2459 | 350.6644 | 327.1671 | 387.6 | 408.4413 | 498.2142 | 420.3698 | 466.3897
1206 | 6 | 51 | 2 | 271.1707 | 160.4784 | 334.4663 | 422.27 | 371.5033 | 338.3992 | 285.277 | 250.3008 | 175.3219 | 488.8223 | 372.4597 | 505.4116 | 206.0204 | 337.8304 | 325.5652 | 384.2157 | 374.5924 | 489.5755 | 411.3679 | 460.1444
1207 | 7 | 51 | 2 | 256.6495 | 116.5487 | 302.0912 | 348.4603 | 260.4154 | 242.9814 | 264.0588 | 218.4189 | 151.3837 | 425.0654 | 365.5346 | 445.3506 | 200.229 | 264.5646 | 290.0005 | 342.2777 | 277.4693 | 455.4791 | 370.9569 | 433.4974
1208 | 8 | 51 | 2 | 231.0118 | 112.6153 | 266.1639 | 319.0612 | 236.8923 | 205.4004 | 242.8008 | 203.6722 | 131.3783 | 326.093 | 308.6984 | 314.1398 | 189.2298 | 231.3081 | 245.5581 | 309.4437 | 257.6061 | 372.9583 | 362.8146 | 327.4317
1209 | 9 | 51 | 2 | 213.9892 | 115.1386 | 258.561 | 313.4937 | 225.9664 | 197.7095 | 235.721 | 200.933 | 120.0967 | 288.1765 | 301.4864 | 285.8785 | 190.8767 | 226.1623 | 225.2283 | 299.1985 | 245.1957 | 336.6121 | 361.9507 | 288.6862
1210 | 10 | 51 | 2 | 212.7528 | 115.0872 | 248.3465 | 315.2369 | 223.1788 | 198.7991 | 232.9329 | 202.5606 | 119.9003 | 276.6142 | 304.496 | 267.466 | 191.8411 | 226.2439 | 215.8553 | 293.2017 | 245.7361 | 324.331 | 364.4371 | 272.8322
1211 | 11 | 51 | 2 | 213.2898 | 112.0679 | 238.0925 | 315.6275 | 215.194 | 192.3756 | 237.4306 | 200.3747 | 117.9563 | 269.4196 | 301.4812 | 263.8349 | 197.2718 | 213.8134 | 207.1119 | 289.426 | 234.3739 | 321.1824 | 361.9905 | 268.1599
1212 | 12 | 51 | 2 | 211.265 | 114.3292 | 234.8524 | 317.5093 | 218.3507 | 190.1578 | 237.1065 | 205.1109 | 121.4907 | 262.1349 | 299.1644 | 256.4957 | 192.5275 | 217.8191 | 208.2371 | 289.1959 | 235.9889 | 314.7658 | 360.3576 | 267.8668
1213 | 13 | 51 | 2 | 214.1084 | 118.4392 | 237.8027 | 319.0484 | 221.7507 | 195.9744 | 234.7617 | 202.104 | 121.3188 | 262.0133 | 296.891 | 254.5371 | 197.8872 | 215.7234 | 211.7336 | 288.146 | 236.9693 | 321.6158 | 357.4461 | 269.4261
1214 | 14 | 51 | 2 | 214.6534 | 114.4727 | 230.5336 | 318.6263 | 229.3199 | 194.1109 | 236.2586 | 201.1188 | 117.6441 | 259.8765 | 297.5952 | 259.1509 | 199.6001 | 220.6972 | 208.1802 | 288.7274 | 244.9402 | 315.149 | 359.4603 | 272.3664
1215 | 15 | 51 | 2 | 216.387 | 117.9339 | 234.6218 | 325.9375 | 253.8435 | 206.4668 | 251.3149 | 201.7419 | 128.3855 | 280.5309 | 306.3366 | 273.6499 | 213.0071 | 239.0142 | 218.2759 | 299.5297 | 274.8577 | 319.8203 | 373.8124 | 283.9768
1216 | 16 | 51 | 2 | 244.3933 | 147.4186 | 245.5204 | 341.1986 | 354.6792 | 244.7872 | 283.247 | 236.7993 | 168.9863 | 336.3834 | 317.5471 | 322.778 | 212.4613 | 266.6692 | 232.6965 | 324.4814 | 351.0321 | 357.3408 | 393.7099 | 333.479
1217 | 17 | 51 | 2 | 265.7359 | 155.5498 | 294.3817 | 380.8648 | 408.2857 | 343.3303 | 294.31 | 253.6721 | 185.123 | 463.1372 | 358.2647 | 468.0549 | 211.1126 | 342.6428 | 297.4324 | 368.8566 | 405.2626 | 444.2046 | 411.4584 | 436.9492
1218 | 18 | 51 | 2 | 265.3031 | 152.6984 | 324.2704 | 397.2089 | 406.3726 | 342.2797 | 297.092 | 257.2778 | 197.3824 | 498.3487 | 374.0552 | 505.1013 | 211.7759 | 356.063 | 321.4981 | 382.9191 | 412.8323 | 474.7465 | 413.9739 | 454.9619
1219 | 19 | 51 | 2 | 266.0236 | 155.039 | 314.2698 | 400.0079 | 401.9082 | 339.1828 | 295.0856 | 256.2739 | 189.8903 | 496.2222 | 372.5599 | 505.736 | 212.916 | 355.7506 | 306.4681 | 380.3619 | 407.1337 | 478.8118 | 413.2374 | 463.3556
1220 | 20 | 51 | 2 | 266.6739 | 154.9028 | 309.4919 | 390.589 | 403.3833 | 340.9897 | 292.6874 | 257.202 | 187.0843 | 490.3178 | 372.0981 | 500.8485 | 213.4112 | 348.403 | 302.2087 | 383.4102 | 403.2912 | 480.9438 | 414.6099 | 459.56
1221 | 21 | 51 | 2 | 269.0144 | 160.0877 | 309.3922 | 390.3213 | 411.6961 | 345.3295 | 290.8721 | 256.9703 | 194.8438 | 487.5503 | 365.6389 | 501.6554 | 221.4818 | 354.7065 | 297.4561 | 389.5194 | 400.7124 | 479.7463 | 424.2533 | 464.5632
1222 | 22 | 51 | 2 | 268.1876 | 164.6628 | 312.8571 | 432.0238 | 416.4983 | 358.345 | 288.7868 | 254.5755 | 186.2899 | 460.8061 | 364.394 | 493.7655 | 220.1925 | 366.5807 | 308.3009 | 395.1647 | 420.598 | 498.6598 | 434.437 | 479.3939
1223 | 23 | 51 | 2 | 270.3589 | 168.9705 | 319.7961 | 456.2729 | 415.6379 | 364.4032 | 283.7166 | 255.3915 | 185.3941 | 437.2111 | 367.9944 | 491.0234 | 221.468 | 373.9825 | 302.3774 | 392.4197 | 429.8268 | 501.7394 | 436.1556 | 477.2676
1224 | 0 | 52 | 2 | 276.8879 | 174.3177 | 316.7696 | 447.9187 | 417.6742 | 374.8701 | 280.0028 | 257.6288 | 182.0887 | 439.0387 | 368.1036 | 488.9672 | 228.6342 | 379.469 | 309.3699 | 392.1953 | 436.7108 | 482.2538 | 439.4824 | 469.7637
1225 | 1 | 52 | 2 | 280.5881 | 177.2385 | 317.0502 | 432.0757 | 419.1301 | 380.0476 | 277.3106 | 256.3382 | 180.9274 | 442.182 | 366.0121 | 490.0175 | 226.2504 | 387.1491 | 311.1213 | 392.578 | 441.0693 | 481.4467 | 442.3021 | 467.0839
1226 | 2 | 52 | 2 | 279.9869 | 176.318 | 320.3947 | 424.8675 | 417.6225 | 381.5475 | 275.8537 | 258.4727 | 179.0947 | 441.7057 | 366.0421 | 490.128 | 227.1831 | 386.8742 | 316.7075 | 395.7936 | 439.5293 | 478.7494 | 440.4334 | 463.0225
1227 | 3 | 52 | 2 | 279.8002 | 174.0395 | 325.1837 | 423.2517 | 417.2834 | 381.2692 | 275.1475 | 256.7556 | 175.4218 | 436.2342 | 364.3272 | 488.5479 | 225.8026 | 377.0405 | 317.4543 | 393.5505 | 433.6365 | 476.5315 | 440.1598 | 460.6165
1228 | 4 | 52 | 2 | 277.9584 | 171.4617 | 323.1671 | 425.7358 | 414.4266 | 364.08 | 276.8595 | 255.1884 | 175.0815 | 446.7659 | 368.2665 | 498.0591 | 224.7006 | 357.3127 | 322.5725 | 390.6596 | 418.7138 | 482.6838 | 434.2746 | 464.4612
1229 | 5 | 52 | 2 | 274.1338 | 168.3566 | 329.5004 | 441.1827 | 399.4928 | 343.8917 | 281.3351 | 255.4604 | 172.5525 | 477.3931 | 368.2225 | 511.2503 | 220.2459 | 350.6644 | 327.1671 | 387.6 | 408.4413 | 498.2142 | 420.3698 | 466.3897
1230 | 6 | 52 | 2 | 271.1707 | 160.4784 | 334.4663 | 422.27 | 371.5033 | 338.3992 | 285.277 | 250.3008 | 175.3219 | 488.8223 | 372.4597 | 505.4116 | 206.0204 | 337.8304 | 325.5652 | 384.2157 | 374.5924 | 489.5755 | 411.3679 | 460.1444
1231 | 7 | 52 | 2 | 256.6495 | 116.5487 | 302.0912 | 348.4603 | 260.4154 | 242.9814 | 264.0588 | 218.4189 | 151.3837 | 425.0654 | 365.5346 | 445.3506 | 200.229 | 264.5646 | 290.0005 | 342.2777 | 277.4693 | 455.4791 | 370.9569 | 433.4974
1232 | 8 | 52 | 2 | 231.0118 | 112.6153 | 266.1639 | 319.0612 | 236.8923 | 205.4004 | 242.8008 | 203.6722 | 131.3783 | 326.093 | 308.6984 | 314.1398 | 189.2298 | 231.3081 | 245.5581 | 309.4437 | 257.6061 | 372.9583 | 362.8146 | 327.4317
1233 | 9 | 52 | 2 | 213.9892 | 115.1386 | 258.561 | 313.4937 | 225.9664 | 197.7095 | 235.721 | 200.933 | 120.0967 | 288.1765 | 301.4864 | 285.8785 | 190.8767 | 226.1623 | 225.2283 | 299.1985 | 245.1957 | 336.6121 | 361.9507 | 288.6862
1234 | 10 | 52 | 2 | 212.7528 | 115.0872 | 248.3465 | 315.2369 | 223.1788 | 198.7991 | 232.9329 | 202.5606 | 119.9003 | 276.6142 | 304.496 | 267.466 | 191.8411 | 226.2439 | 215.8553 | 293.2017 | 245.7361 | 324.331 | 364.4371 | 272.8322
1235 | 11 | 52 | 2 | 213.2898 | 112.0679 | 238.0925 | 315.6275 | 215.194 | 192.3756 | 237.4306 | 200.3747 | 117.9563 | 269.4196 | 301.4812 | 263.8349 | 197.2718 | 213.8134 | 207.1119 | 289.426 | 234.3739 | 321.1824 | 361.9905 | 268.1599
1236 | 12 | 52 | 2 | 211.265 | 114.3292 | 234.8524 | 317.5093 | 218.3507 | 190.1578 | 237.1065 | 205.1109 | 121.4907 | 262.1349 | 299.1644 | 256.4957 | 192.5275 | 217.8191 | 208.2371 | 289.1959 | 235.9889 | 314.7658 | 360.3576 | 267.8668
1237 | 13 | 52 | 2 | 214.1084 | 118.4392 | 237.8027 | 319.0484 | 221.7507 | 195.9744 | 234.7617 | 202.104 | 121.3188 | 262.0133 | 296.891 | 254.5371 | 197.8872 | 215.7234 | 211.7336 | 288.146 | 236.9693 | 321.6158 | 357.4461 | 269.4261
1238 | 14 | 52 | 2 | 214.6534 | 114.4727 | 230.5336 | 318.6263 | 229.3199 | 194.1109 | 236.2586 | 201.1188 | 117.6441 | 259.8765 | 297.5952 | 259.1509 | 199.6001 | 220.6972 | 208.1802 | 288.7274 | 244.9402 | 315.149 | 359.4603 | 272.3664
1239 | 15 | 52 | 2 | 216.387 | 117.9339 | 234.6218 | 325.9375 | 253.8435 | 206.4668 | 251.3149 | 201.7419 | 128.3855 | 280.5309 | 306.3366 | 273.6499 | 213.0071 | 239.0142 | 218.2759 | 299.5297 | 274.8577 | 319.8203 | 373.8124 | 283.9768
1240 | 16 | 52 | 2 | 244.3933 | 147.4186 | 245.5204 | 341.1986 | 354.6792 | 244.7872 | 283.247 | 236.7993 | 168.9863 | 336.3834 | 317.5471 | 322.778 | 212.4613 | 266.6692 | 232.6965 | 324.4814 | 351.0321 | 357.3408 | 393.7099 | 333.479
1241 | 17 | 52 | 2 | 265.7359 | 155.5498 | 294.3817 | 380.8648 | 408.2857 | 343.3303 | 294.31 | 253.6721 | 185.123 | 463.1372 | 358.2647 | 468.0549 | 211.1126 | 342.6428 | 297.4324 | 368.8566 | 405.2626 | 444.2046 | 411.4584 | 436.9492
1242 | 18 | 52 | 2 | 265.3031 | 152.6984 | 324.2704 | 397.2089 | 406.3726 | 342.2797 | 297.092 | 257.2778 | 197.3824 | 498.3487 | 374.0552 | 505.1013 | 211.7759 | 356.063 | 321.4981 | 382.9191 | 412.8323 | 474.7465 | 413.9739 | 454.9619
1243 | 19 | 52 | 2 | 266.0236 | 155.039 | 314.2698 | 400.0079 | 401.9082 | 339.1828 | 295.0856 | 256.2739 | 189.8903 | 496.2222 | 372.5599 | 505.736 | 212.916 | 355.7506 | 306.4681 | 380.3619 | 407.1337 | 478.8118 | 413.2374 | 463.3556
1244 | 20 | 52 | 2 | 266.6739 | 154.9028 | 309.4919 | 390.589 | 403.3833 | 340.9897 | 292.6874 | 257.202 | 187.0843 | 490.3178 | 372.0981 | 500.8485 | 213.4112 | 348.403 | 302.2087 | 383.4102 | 403.2912 | 480.9438 | 414.6099 | 459.56
1245 | 21 | 52 | 2 | 269.0144 | 160.0877 | 309.3922 | 390.3213 | 411.6961 | 345.3295 | 290.8721 | 256.9703 | 194.8438 | 487.5503 | 365.6389 | 501.6554 | 221.4818 | 354.7065 | 297.4561 | 389.5194 | 400.7124 | 479.7463 | 424.2533 | 464.5632
1246 | 22 | 52 | 2 | 268.1876 | 164.6628 | 312.8571 | 432.0238 | 416.4983 | 358.345 | 288.7868 | 254.5755 | 186.2899 | 460.8061 | 364.394 | 493.7655 | 220.1925 | 366.5807 | 308.3009 | 395.1647 | 420.598 | 498.6598 | 434.437 | 479.3939
1247 | 23 | 52 | 2 | 270.3589 | 168.9705 | 319.7961 | 456.2729 | 415.6379 | 364.4032 | 283.7166 | 255.3915 | 185.3941 | 437.2111 | 367.9944 | 491.0234 | 221.468 | 373.9825 | 302.3774 | 392.4197 | 429.8268 | 501.7394 | 436.1556 | 477.2676
1248 | 0 | 53 | 2 | 276.8879 | 174.3177 | 316.7696 | 447.9187 | 417.6742 | 374.8701 | 280.0028 | 257.6288 | 182.0887 | 439.0387 | 368.1036 | 488.9672 | 228.6342 | 379.469 | 309.3699 | 392.1953 | 436.7108 | 482.2538 | 439.4824 | 469.7637
1249 | 1 | 53 | 2 | 280.5881 | 177.2385 | 317.0502 | 432.0757 | 419.1301 | 380.0476 | 277.3106 | 256.3382 | 180.9274 | 442.182 | 366.0121 | 490.0175 | 226.2504 | 387.1491 | 311.1213 | 392.578 | 441.0693 | 481.4467 | 442.3021 | 467.0839
1250 | 2 | 53 | 2 | 279.9869 | 176.318 | 320.3947 | 424.8675 | 417.6225 | 381.5475 | 275.8537 | 258.4727 | 179.0947 | 441.7057 | 366.0421 | 490.128 | 227.1831 | 386.8742 | 316.7075 | 395.7936 | 439.5293 | 478.7494 | 440.4334 | 463.0225
1251 | 3 | 53 | 2 | 279.8002 | 174.0395 | 325.1837 | 423.2517 | 417.2834 | 381.2692 | 275.1475 | 256.7556 | 175.4218 | 436.2342 | 364.3272 | 488.5479 | 225.8026 | 377.0405 | 317.4543 | 393.5505 | 433.6365 | 476.5315 | 440.1598 | 460.6165
1252 | 4 | 53 | 2 | 277.9584 | 171.4617 | 323.1671 | 425.7358 | 414.4266 | 364.08 | 276.8595 | 255.1884 | 175.0815 | 446.7659 | 368.2665 | 498.0591 | 224.7006 | 357.3127 | 322.5725 | 390.6596 | 418.7138 | 482.6838 | 434.2746 | 464.4612
1253 | 5 | 53 | 2 | 274.1338 | 168.3566 | 329.5004 | 441.1827 | 399.4928 | 343.8917 | 281.3351 | 255.4604 | 172.5525 | 477.3931 | 368.2225 | 511.2503 | 220.2459 | 350.6644 | 327.1671 | 387.6 | 408.4413 | 498.2142 | 420.3698 | 466.3897
1254 | 6 | 53 | 2 | 271.1707 | 160.4784 | 334.4663 | 422.27 | 371.5033 | 338.3992 | 285.277 | 250.3008 | 175.3219 | 488.8223 | 372.4597 | 505.4116 | 206.0204 | 337.8304 | 325.5652 | 384.2157 | 374.5924 | 489.5755 | 411.3679 | 460.1444
1255 | 7 | 53 | 2 | 256.6495 | 116.5487 | 302.0912 | 348.4603 | 260.4154 | 242.9814 | 264.0588 | 218.4189 | 151.3837 | 425.0654 | 365.5346 | 445.3506 | 200.229 | 264.5646 | 290.0005 | 342.2777 | 277.4693 | 455.4791 | 370.9569 | 433.4974
1256 | 8 | 53 | 2 | 231.0118 | 112.6153 | 266.1639 | 319.0612 | 236.8923 | 205.4004 | 242.8008 | 203.6722 | 131.3783 | 326.093 | 308.6984 | 314.1398 | 189.2298 | 231.3081 | 245.5581 | 309.4437 | 257.6061 | 372.9583 | 362.8146 | 327.4317
1257 | 9 | 53 | 2 | 213.9892 | 115.1386 | 258.561 | 313.4937 | 225.9664 | 197.7095 | 235.721 | 200.933 | 120.0967 | 288.1765 | 301.4864 | 285.8785 | 190.8767 | 226.1623 | 225.2283 | 299.1985 | 245.1957 | 336.6121 | 361.9507 | 288.6862
1258 | 10 | 53 | 2 | 212.7528 | 115.0872 | 248.3465 | 315.2369 | 223.1788 | 198.7991 | 232.9329 | 202.5606 | 119.9003 | 276.6142 | 304.496 | 267.466 | 191.8411 | 226.2439 | 215.8553 | 293.2017 | 245.7361 | 324.331 | 364.4371 | 272.8322
1259 | 11 | 53 | 2 | 213.2898 | 112.0679 | 238.0925 | 315.6275 | 215.194 | 192.3756 | 237.4306 | 200.3747 | 117.9563 | 269.4196 | 301.4812 | 263.8349 | 197.2718 | 213.8134 | 207.1119 | 289.426 | 234.3739 | 321.1824 | 361.9905 | 268.1599
1260 | 12 | 53 | 2 | 211.265 | 114.3292 | 234.8524 | 317.5093 | 218.3507 | 190.1578 | 237.1065 | 205.1109 | 121.4907 | 262.1349 | 299.1644 | 256.4957 | 192.5275 | 217.8191 | 208.2371 | 289.1959 | 235.9889 | 314.7658 | 360.3576 | 267.8668
1261 | 13 | 53 | 2 | 214.1084 | 118.4392 | 237.8027 | 319.0484 | 221.7507 | 195.9744 | 234.7617 | 202.104 | 121.3188 | 262.0133 | 296.891 | 254.5371 | 197.8872 | 215.7234 | 211.7336 | 288.146 | 236.9693 | 321.6158 | 357.4461 | 269.4261
1262 | 14 | 53 | 2 | 214.6534 | 114.4727 | 230.5336 | 318.6263 | 229.3199 | 194.1109 | 236.2586 | 201.1188 | 117.6441 | 259.8765 | 297.5952 | 259.1509 | 199.6001 | 220.6972 | 208.1802 | 288.7274 | 244.9402 | 315.149 | 359.4603 | 272.3664
1263 | 15 | 53 | 2 | 216.387 | 117.9339 | 234.6218 | 325.9375 | 253.8435 | 206.4668 | 251.3149 | 201.7419 | 128.3855 | 280.5309 | 306.3366 | 273.6499 | 213.0071 | 239.0142 | 218.2759 | 299.5297 | 274.8577 | 319.8203 | 373.8124 | 283.9768
1264 | 16 | 53 | 2 | 244.3933 | 147.4186 | 245.5204 | 341.1986 | 354.6792 | 244.7872 | 283.247 | 236.7993 | 168.9863 | 336.3834 | 317.5471 | 322.778 | 212.4613 | 266.6692 | 232.6965 | 324.4814 | 351.0321 | 357.3408 | 393.7099 | 333.479
1265 | 17 | 53 | 2 | 265.7359 | 155.5498 | 294.3817 | 380.8648 | 408.2857 | 343.3303 | 294.31 | 253.6721 | 185.123 | 463.1372 | 358.2647 | 468.0549 | 211.1126 | 342.6428 | 297.4324 | 368.8566 | 405.2626 | 444.2046 | 411.4584 | 436.9492
1266 | 18 | 53 | 2 | 265.3031 | 152.6984 | 324.2704 | 397.2089 | 406.3726 | 342.2797 | 297.092 | 257.2778 | 197.3824 | 498.3487 | 374.0552 | 505.1013 | 211.7759 | 356.063 | 321.4981 | 382.9191 | 412.8323 | 474.7465 | 413.9739 | 454.9619
1267 | 19 | 53 | 2 | 266.0236 | 155.039 | 314.2698 | 400.0079 | 401.9082 | 339.1828 | 295.0856 | 256.2739 | 189.8903 | 496.2222 | 372.5599 | 505.736 | 212.916 | 355.7506 | 306.4681 | 380.3619 | 407.1337 | 478.8118 | 413.2374 | 463.3556
1268 | 20 | 53 | 2 | 266.6739 | 154.9028 | 309.4919 | 390.589 | 403.3833 | 340.9897 | 292.6874 | 257.202 | 187.0843 | 490.3178 | 372.0981 | 500.8485 | 213.4112 | 348.403 | 302.2087 | 383.4102 | 403.2912 | 480.9438 | 414.6099 | 459.56
1269 | 21 | 53 | 2 | 269.0144 | 160.0877 | 309.3922 | 390.3213 | 411.6961 | 345.3295 | 290.8721 | 256.9703 | 194.8438 | 487.5503 | 365.6389 | 501.6554 | 221.4818 | 354.7065 | 297.4561 | 389.5194 | 400.7124 | 479.7463 | 424.2533 | 464.5632
1270 | 22 | 53 | 2 | 268.1876 | 164.6628 | 312.8571 | 432.0238 | 416.4983 | 358.345 | 288.7868 | 254.5755 | 186.2899 | 460.8061 | 364.394 | 493.7655 | 220.1925 | 366.5807 | 308.3009 | 395.1647 | 420.598 | 498.6598 | 434.437 | 479.3939
1271 | 23 | 53 | 2 | 270.3589 | 168.9705 | 319.7961 | 456.2729 | 415.6379 | 364.4032 | 283.7166 | 255.3915 | 185.3941 | 437.2111 | 367.9944 | 491.0234 | 221.468 | 373.9825 | 302.3774 | 392.4197 | 429.8268 | 501.7394 | 436.1556 | 477.2676
1272 | 0 | 54 | 2 | 276.8879 | 174.3177 | 316.7696 | 447.9187 | 417.6742 | 374.8701 | 280.0028 | 257.6288 | 182.0887 | 439.0387 | 368.1036 | 488.9672 | 228.6342 | 379.469 | 309.3699 | 392.1953 | 436.7108 | 482.2538 | 439.4824 | 469.7637
1273 | 1 | 54 | 2 | 280.5881 | 177.2385 | 317.0502 | 432.0757 | 419.1301 | 380.0476 | 277.3106 | 256.3382 | 180.9274 | 442.182 | 366.0121 | 490.0175 | 226.2504 | 387.1491 | 311.1213 | 392.578 | 441.0693 | 481.4467 | 442.3021 | 467.0839
1274 | 2 | 54 | 2 | 279.9869 | 176.318 | 320.3947 | 424.8675 | 417.6225 | 381.5475 | 275.8537 | 258.4727 | 179.0947 | 441.7057 | 366.0421 | 490.128 | 227.1831 | 386.8742 | 316.7075 | 395.7936 | 439.5293 | 478.7494 | 440.4334 | 463.0225
1275 | 3 | 54 | 2 | 279.8002 | 174.0395 | 325.1837 | 423.2517 | 417.2834 | 381.2692 | 275.1475 | 256.7556 | 175.4218 | 436.2342 | 364.3272 | 488.5479 | 225.8026 | 377.0405 | 317.4543 | 393.5505 | 433.6365 | 476.5315 | 440.1598 | 460.6165
1276 | 4 | 54 | 2 | 277.9584 | 171.4617 | 323.1671 | 425.7358 | 414.4266 | 364.08 | 276.8595 | 255.1884 | 175.0815 | 446.7659 | 368.2665 | 498.0591 | 224.7006 | 357.3127 | 322.5725 | 390.6596 | 418.7138 | 482.6838 | 434.2746 | 464.4612
1277 | 5 | 54 | 2 | 274.1338 | 168.3566 | 329.5004 | 441.1827 | 399.4928 | 343.8917 | 281.3351 | 255.4604 | 172.5525 | 477.3931 | 368.2225 | 511.2503 | 220.2459 | 350.6644 | 327.1671 | 387.6 | 408.4413 | 498.2142 | 420.3698 | 466.3897
1278 | 6 | 54 | 2 | 271.1707 | 160.4784 | 334.4663 | 422.27 | 371.5033 | 338.3992 | 285.277 | 250.3008 | 175.3219 | 488.8223 | 372.4597 | 505.4116 | 206.0204 | 337.8304 | 325.5652 | 384.2157 | 374.5924 | 489.5755 | 411.3679 | 460.1444
1279 | 7 | 54 | 2 | 256.6495 | 116.5487 | 302.0912 | 348.4603 | 260.4154 | 242.9814 | 264.0588 | 218.4189 | 151.3837 | 425.0654 | 365.5346 | 445.3506 | 200.229 | 264.5646 | 290.0005 | 342.2777 | 277.4693 | 455.4791 | 370.9569 | 433.4974
1280 | 8 | 54 | 2 | 231.0118 | 112.6153 | 266.1639 | 319.0612 | 236.8923 | 205.4004 | 242.8008 | 203.6722 | 131.3783 | 326.093 | 308.6984 | 314.1398 | 189.2298 | 231.3081 | 245.5581 | 309.4437 | 257.6061 | 372.9583 | 362.8146 | 327.4317
1281 | 9 | 54 | 2 | 213.9892 | 115.1386 | 258.561 | 313.4937 | 225.9664 | 197.7095 | 235.721 | 200.933 | 120.0967 | 288.1765 | 301.4864 | 285.8785 | 190.8767 | 226.1623 | 225.2283 | 299.1985 | 245.1957 | 336.6121 | 361.9507 | 288.6862
1282 | 10 | 54 | 2 | 212.7528 | 115.0872 | 248.3465 | 315.2369 | 223.1788 | 198.7991 | 232.9329 | 202.5606 | 119.9003 | 276.6142 | 304.496 | 267.466 | 191.8411 | 226.2439 | 215.8553 | 293.2017 | 245.7361 | 324.331 | 364.4371 | 272.8322
1283 | 11 | 54 | 2 | 213.2898 | 112.0679 | 238.0925 | 315.6275 | 215.194 | 192.3756 | 237.4306 | 200.3747 | 117.9563 | 269.4196 | 301.4812 | 263.8349 | 197.2718 | 213.8134 | 207.1119 | 289.426 | 234.3739 | 321.1824 | 361.9905 | 268.1599
1284 | 12 | 54 | 2 | 211.265 | 114.3292 | 234.8524 | 317.5093 | 218.3507 | 190.1578 | 237.1065 | 205.1109 | 121.4907 | 262.1349 | 299.1644 | 256.4957 | 192.5275 | 217.8191 | 208.2371 | 289.1959 | 235.9889 | 314.7658 | 360.3576 | 267.8668
1285 | 13 | 54 | 2 | 214.1084 | 118.4392 | 237.8027 | 319.0484 | 221.7507 | 195.9744 | 234.7617 | 202.104 | 121.3188 | 262.0133 | 296.891 | 254.5371 | 197.8872 | 215.7234 | 211.7336 | 288.146 | 236.9693 | 321.6158 | 357.4461 | 269.4261
1286 | 14 | 54 | 2 | 214.6534 | 114.4727 | 230.5336 | 318.6263 | 229.3199 | 194.1109 | 236.2586 | 201.1188 | 117.6441 | 259.8765 | 297.5952 | 259.1509 | 199.6001 | 220.6972 | 208.1802 | 288.7274 | 244.9402 | 315.149 | 359.4603 | 272.3664
1287 | 15 | 54 | 2 | 216.387 | 117.9339 | 234.6218 | 325.9375 | 253.8435 | 206.4668 | 251.3149 | 201.7419 | 128.3855 | 280.5309 | 306.3366 | 273.6499 | 213.0071 | 239.0142 | 218.2759 | 299.5297 | 274.8577 | 319.8203 | 373.8124 | 283.9768
1288 | 16 | 54 | 2 | 244.3933 | 147.4186 | 245.5204 | 341.1986 | 354.6792 | 244.7872 | 283.247 | 236.7993 | 168.9863 | 336.3834 | 317.5471 | 322.778 | 212.4613 | 266.6692 | 232.6965 | 324.4814 | 351.0321 | 357.3408 | 393.7099 | 333.479
1289 | 17 | 54 | 2 | 265.7359 | 155.5498 | 294.3817 | 380.8648 | 408.2857 | 343.3303 | 294.31 | 253.6721 | 185.123 | 463.1372 | 358.2647 | 468.0549 | 211.1126 | 342.6428 | 297.4324 | 368.8566 | 405.2626 | 444.2046 | 411.4584 | 436.9492
1290 | 18 | 54 | 2 | 265.3031 | 152.6984 | 324.2704 | 397.2089 | 406.3726 | 342.2797 | 297.092 | 257.2778 | 197.3824 | 498.3487 | 374.0552 | 505.1013 | 211.7759 | 356.063 | 321.4981 | 382.9191 | 412.8323 | 474.7465 | 413.9739 | 454.9619
1291 | 19 | 54 | 2 | 266.0236 | 155.039 | 314.2698 | 400.0079 | 401.9082 | 339.1828 | 295.0856 | 256.2739 | 189.8903 | 496.2222 | 372.5599 | 505.736 | 212.916 | 355.7506 | 306.4681 | 380.3619 | 407.1337 | 478.8118 | 413.2374 | 463.3556
1292 | 20 | 54 | 2 | 266.6739 | 154.9028 | 309.4919 | 390.589 | 403.3833 | 340.9897 | 292.6874 | 257.202 | 187.0843 | 490.3178 | 372.0981 | 500.8485 | 213.4112 | 348.403 | 302.2087 | 383.4102 | 403.2912 | 480.9438 | 414.6099 | 459.56
1293 | 21 | 54 | 2 | 269.0144 | 160.0877 | 309.3922 | 390.3213 | 411.6961 | 345.3295 | 290.8721 | 256.9703 | 194.8438 | 487.5503 | 365.6389 | 501.6554 | 221.4818 | 354.7065 | 297.4561 | 389.5194 | 400.7124 | 479.7463 | 424.2533 | 464.5632
1294 | 22 | 54 | 2 | 268.1876 | 164.6628 | 312.8571 | 432.0238 | 416.4983 | 358.345 | 288.7868 | 254.5755 | 186.2899 | 460.8061 | 364.394 | 493.7655 | 220.1925 | 366.5807 | 308.3009 | 395.1647 | 420.598 | 498.6598 | 434.437 | 479.3939
1295 | 23 | 54 | 2 | 270.3589 | 168.9705 | 319.7961 | 456.2729 | 415.6379 | 364.4032 | 283.7166 | 255.3915 | 185.3941 | 437.2111 | 367.9944 | 491.0234 | 221.468 | 373.9825 | 302.3774 | 392.4197 | 429.8268 | 501.7394 | 436.1556 | 477.2676
1296 | 0 | 55 | 2 | 276.8879 | 174.3177 | 316.7696 | 447.9187 | 417.6742 | 374.8701 | 280.0028 | 257.6288 | 182.0887 | 439.0387 | 368.1036 | 488.9672 | 228.6342 | 379.469 | 309.3699 | 392.1953 | 436.7108 | 482.2538 | 439.4824 | 469.7637
1297 | 1 | 55 | 2 | 280.5881 | 177.2385 | 317.0502 | 432.0757 | 419.1301 | 380.0476 | 277.3106 | 256.3382 | 180.9274 | 442.182 | 366.0121 | 490.0175 | 226.2504 | 387.1491 | 311.1213 | 392.578 | 441.0693 | 481.4467 | 442.3021 | 467.0839
1298 | 2 | 55 | 2 | 279.9869 | 176.318 | 320.3947 | 424.8675 | 417.6225 | 381.5475 | 275.8537 | 258.4727 | 179.0947 | 441.7057 | 366.0421 | 490.128 | 227.1831 | 386.8742 | 316.7075 | 395.7936 | 439.5293 | 478.7494 | 440.4334 | 463.0225
1299 | 3 | 55 | 2 | 279.8002 | 174.0395 | 325.1837 | 423.2517 | 417.2834 | 381.2692 | 275.1475 | 256.7556 | 175.4218 | 436.2342 | 364.3272 | 488.5479 | 225.8026 | 377.0405 | 317.4543 | 393.5505 | 433.6365 | 476.5315 | 440.1598 | 460.6165
1300 | 4 | 55 | 2 | 277.9584 | 171.4617 | 323.1671 | 425.7358 | 414.4266 | 364.08 | 276.8595 | 255.1884 | 175.0815 | 446.7659 | 368.2665 | 498.0591 | 224.7006 | 357.3127 | 322.5725 | 390.6596 | 418.7138 | 482.6838 | 434.2746 | 464.4612
1301 | 5 | 55 | 2 | 274.1338 | 168.3566 | 329.5004 | 441.1827 | 399.4928 | 343.8917 | 281.3351 | 255.4604 | 172.5525 | 477.3931 | 368.2225 | 511.2503 | 220.2459 | 350.6644 | 327.1671 | 387.6 | 408.4413 | 498.2142 | 420.3698 | 466.3897
1302 | 6 | 55 | 2 | 271.1707 | 160.4784 | 334.4663 | 422.27 | 371.5033 | 338.3992 | 285.277 | 250.3008 | 175.3219 | 488.8223 | 372.4597 | 505.4116 | 206.0204 | 337.8304 | 325.5652 | 384.2157 | 374.5924 | 489.5755 | 411.3679 | 460.1444
1303 | 7 | 55 | 2 | 256.6495 | 116.5487 | 302.0912 | 348.4603 | 260.4154 | 242.9814 | 264.0588 | 218.4189 | 151.3837 | 425.0654 | 365.5346 | 445.3506 | 200.229 | 264.5646 | 290.0005 | 342.2777 | 277.4693 | 455.4791 | 370.9569 | 433.4974
1304 | 8 | 55 | 2 | 231.0118 | 112.6153 | 266.1639 | 319.0612 | 236.8923 | 205.4004 | 242.8008 | 203.6722 | 131.3783 | 326.093 | 308.6984 | 314.1398 | 189.2298 | 231.3081 | 245.5581 | 309.4437 | 257.6061 | 372.9583 | 362.8146 | 327.4317
1305 | 9 | 55 | 2 | 213.9892 | 115.1386 | 258.561 | 313.4937 | 225.9664 | 197.7095 | 235.721 | 200.933 | 120.0967 | 288.1765 | 301.4864 | 285.8785 | 190.8767 | 226.1623 | 225.2283 | 299.1985 | 245.1957 | 336.6121 | 361.9507 | 288.6862
1306 | 10 | 55 | 2 | 212.7528 | 115.0872 | 248.3465 | 315.2369 | 223.1788 | 198.7991 | 232.9329 | 202.5606 | 119.9003 | 276.6142 | 304.496 | 267.466 | 191.8411 | 226.2439 | 215.8553 | 293.2017 | 245.7361 | 324.331 | 364.4371 | 272.8322
1307 | 11 | 55 | 2 | 213.2898 | 112.0679 | 238.0925 | 315.6275 | 215.194 | 192.3756 | 237.4306 | 200.3747 | 117.9563 | 269.4196 | 301.4812 | 263.8349 | 197.2718 | 213.8134 | 207.1119 | 289.426 | 234.3739 | 321.1824 | 361.9905 | 268.1599
1308 | 12 | 55 | 2 | 211.265 | 114.3292 | 234.8524 | 317.5093 | 218.3507 | 190.1578 | 237.1065 | 205.1109 | 121.4907 | 262.1349 | 299.1644 | 256.4957 | 192.5275 | 217.8191 | 208.2371 | 289.1959 | 235.9889 | 314.7658 | 360.3576 | 267.8668
1309 | 13 | 55 | 2 | 214.1084 | 118.4392 | 237.8027 | 319.0484 | 221.7507 | 195.9744 | 234.7617 | 202.104 | 121.3188 | 262.0133 | 296.891 | 254.5371 | 197.8872 | 215.7234 | 211.7336 | 288.146 | 236.9693 | 321.6158 | 357.4461 | 269.4261
1310 | 14 | 55 | 2 | 214.6534 | 114.4727 | 230.5336 | 318.6263 | 229.3199 | 194.1109 | 236.2586 | 201.1188 | 117.6441 | 259.8765 | 297.5952 | 259.1509 | 199.6001 | 220.6972 | 208.1802 | 288.7274 | 244.9402 | 315.149 | 359.4603 | 272.3664
1311 | 15 | 55 | 2 | 216.387 | 117.9339 | 234.6218 | 325.9375 | 253.8435 | 206.4668 | 251.3149 | 201.7419 | 128.3855 | 280.5309 | 306.3366 | 273.6499 | 213.0071 | 239.0142 | 218.2759 | 299.5297 | 274.8577 | 319.8203 | 373.8124 | 283.9768
1312 | 16 | 55 | 2 | 244.3933 | 147.4186 | 245.5204 | 341.1986 | 354.6792 | 244.7872 | 283.247 | 236.7993 | 168.9863 | 336.3834 | 317.5471 | 322.778 | 212.4613 | 266.6692 | 232.6965 | 324.4814 | 351.0321 | 357.3408 | 393.7099 | 333.479
1313 | 17 | 55 | 2 | 265.7359 | 155.5498 | 294.3817 | 380.8648 | 408.2857 | 343.3303 | 294.31 | 253.6721 | 185.123 | 463.1372 | 358.2647 | 468.0549 | 211.1126 | 342.6428 | 297.4324 | 368.8566 | 405.2626 | 444.2046 | 411.4584 | 436.9492
1314 | 18 | 55 | 2 | 265.3031 | 152.6984 | 324.2704 | 397.2089 | 406.3726 | 342.2797 | 297.092 | 257.2778 | 197.3824 | 498.3487 | 374.0552 | 505.1013 | 211.7759 | 356.063 | 321.4981 | 382.9191 | 412.8323 | 474.7465 | 413.9739 | 454.9619
1315 | 19 | 55 | 2 | 266.0236 | 155.039 | 314.2698 | 400.0079 | 401.9082 | 339.1828 | 295.0856 | 256.2739 | 189.8903 | 496.2222 | 372.5599 | 505.736 | 212.916 | 355.7506 | 306.4681 | 380.3619 | 407.1337 | 478.8118 | 413.2374 | 463.3556
1316 | 20 | 55 | 2 | 266.6739 | 154.9028 | 309.4919 | 390.589 | 403.3833 | 340.9897 | 292.6874 | 257.202 | 187.0843 | 490.3178 | 372.0981 | 500.8485 | 213.4112 | 348.403 | 302.2087 | 383.4102 | 403.2912 | 480.9438 | 414.6099 | 459.56
1317 | 21 | 55 | 2 | 269.0144 | 160.0877 | 309.3922 | 390.3213 | 411.6961 | 345.3295 | 290.8721 | 256.9703 | 194.8438 | 487.5503 | 365.6389 | 501.6554 | 221.4818 | 354.7065 | 297.4561 | 389.5194 | 400.7124 | 479.7463 | 424.2533 | 464.5632
1318 | 22 | 55 | 2 | 268.1876 | 164.6628 | 312.8571 | 432.0238 | 416.4983 | 358.345 | 288.7868 | 254.5755 | 186.2899 | 460.8061 | 364.394 | 493.7655 | 220.1925 | 366.5807 | 308.3009 | 395.1647 | 420.598 | 498.6598 | 434.437 | 479.3939
1319 | 23 | 55 | 2 | 270.3589 | 168.9705 | 319.7961 | 456.2729 | 415.6379 | 364.4032 | 283.7166 | 255.3915 | 185.3941 | 437.2111 | 367.9944 | 491.0234 | 221.468 | 373.9825 | 302.3774 | 392.4197 | 429.8268 | 501.7394 | 436.1556 | 477.2676
1320 | 0 | 56 | 2 | 276.8879 | 174.3177 | 316.7696 | 447.9187 | 417.6742 | 374.8701 | 280.0028 | 257.6288 | 182.0887 | 439.0387 | 368.1036 | 488.9672 | 228.6342 | 379.469 | 309.3699 | 392.1953 | 436.7108 | 482.2538 | 439.4824 | 469.7637
1321 | 1 | 56 | 2 | 280.5881 | 177.2385 | 317.0502 | 432.0757 | 419.1301 | 380.0476 | 277.3106 | 256.3382 | 180.9274 | 442.182 | 366.0121 | 490.0175 | 226.2504 | 387.1491 | 311.1213 | 392.578 | 441.0693 | 481.4467 | 442.3021 | 467.0839
1322 | 2 | 56 | 2 | 279.9869 | 176.318 | 320.3947 | 424.8675 | 417.6225 | 381.5475 | 275.8537 | 258.4727 | 179.0947 | 441.7057 | 366.0421 | 490.128 | 227.1831 | 386.8742 | 316.7075 | 395.7936 | 439.5293 | 478.7494 | 440.4334 | 463.0225
1323 | 3 | 56 | 2 | 279.8002 | 174.0395 | 325.1837 | 423.2517 | 417.2834 | 381.2692 | 275.1475 | 256.7556 | 175.4218 | 436.2342 | 364.3272 | 488.5479 | 225.8026 | 377.0405 | 317.4543 | 393.5505 | 433.6365 | 476.5315 | 440.1598 | 460.6165
1324 | 4 | 56 | 2 | 277.9584 | 171.4617 | 323.1671 | 425.7358 | 414.4266 | 364.08 | 276.8595 | 255.1884 | 175.0815 | 446.7659 | 368.2665 | 498.0591 | 224.7006 | 357.3127 | 322.5725 | 390.6596 | 418.7138 | 482.6838 | 434.2746 | 464.4612
1325 | 5 | 56 | 2 | 274.1338 | 168.3566 | 329.5004 | 441.1827 | 399.4928 | 343.8917 | 281.3351 | 255.4604 | 172.5525 | 477.3931 | 368.2225 | 511.2503 | 220.2459 | 350.6644 | 327.1671 | 387.6 | 408.4413 | 498.2142 | 420.3698 | 466.3897
1326 | 6 | 56 | 2 | 271.1707 | 160.4784 | 334.4663 | 422.27 | 371.5033 | 338.3992 | 285.277 | 250.3008 | 175.3219 | 488.8223 | 372.4597 | 505.4116 | 206.0204 | 337.8304 | 325.5652 | 384.2157 | 374.5924 | 489.5755 | 411.3679 | 460.1444
1327 | 7 | 56 | 2 | 256.6495 | 116.5487 | 302.0912 | 348.4603 | 260.4154 | 242.9814 | 264.0588 | 218.4189 | 151.3837 | 425.0654 | 365.5346 | 445.3506 | 200.229 | 264.5646 | 290.0005 | 342.2777 | 277.4693 | 455.4791 | 370.9569 | 433.4974
1328 | 8 | 56 | 2 | 231.0118 | 112.6153 | 266.1639 | 319.0612 | 236.8923 | 205.4004 | 242.8008 | 203.6722 | 131.3783 | 326.093 | 308.6984 | 314.1398 | 189.2298 | 231.3081 | 245.5581 | 309.4437 | 257.6061 | 372.9583 | 362.8146 | 327.4317
1329 | 9 | 56 | 2 | 213.9892 | 115.1386 | 258.561 | 313.4937 | 225.9664 | 197.7095 | 235.721 | 200.933 | 120.0967 | 288.1765 | 301.4864 | 285.8785 | 190.8767 | 226.1623 | 225.2283 | 299.1985 | 245.1957 | 336.6121 | 361.9507 | 288.6862
1330 | 10 | 56 | 2 | 212.7528 | 115.0872 | 248.3465 | 315.2369 | 223.1788 | 198.7991 | 232.9329 | 202.5606 | 119.9003 | 276.6142 | 304.496 | 267.466 | 191.8411 | 226.2439 | 215.8553 | 293.2017 | 245.7361 | 324.331 | 364.4371 | 272.8322
1331 | 11 | 56 | 2 | 213.2898 | 112.0679 | 238.0925 | 315.6275 | 215.194 | 192.3756 | 237.4306 | 200.3747 | 117.9563 | 269.4196 | 301.4812 | 263.8349 | 197.2718 | 213.8134 | 207.1119 | 289.426 | 234.3739 | 321.1824 | 361.9905 | 268.1599
1332 | 12 | 56 | 2 | 211.265 | 114.3292 | 234.8524 | 317.5093 | 218.3507 | 190.1578 | 237.1065 | 205.1109 | 121.4907 | 262.1349 | 299.1644 | 256.4957 | 192.5275 | 217.8191 | 208.2371 | 289.1959 | 235.9889 | 314.7658 | 360.3576 | 267.8668
1333 | 13 | 56 | 2 | 214.1084 | 118.4392 | 237.8027 | 319.0484 | 221.7507 | 195.9744 | 234.7617 | 202.104 | 121.3188 | 262.0133 | 296.891 | 254.5371 | 197.8872 | 215.7234 | 211.7336 | 288.146 | 236.9693 | 321.6158 | 357.4461 | 269.4261
1334 | 14 | 56 | 2 | 214.6534 | 114.4727 | 230.5336 | 318.6263 | 229.3199 | 194.1109 | 236.2586 | 201.1188 | 117.6441 | 259.8765 | 297.5952 | 259.1509 | 199.6001 | 220.6972 | 208.1802 | 288.7274 | 244.9402 | 315.149 | 359.4603 | 272.3664
1335 | 15 | 56 | 2 | 216.387 | 117.9339 | 234.6218 | 325.9375 | 253.8435 | 206.4668 | 251.3149 | 201.7419 | 128.3855 | 280.5309 | 306.3366 | 273.6499 | 213.0071 | 239.0142 | 218.2759 | 299.5297 | 274.8577 | 319.8203 | 373.8124 | 283.9768
1336 | 16 | 56 | 2 | 244.3933 | 147.4186 | 245.5204 | 341.1986 | 354.6792 | 244.7872 | 283.247 | 236.7993 | 168.9863 | 336.3834 | 317.5471 | 322.778 | 212.4613 | 266.6692 | 232.6965 | 324.4814 | 351.0321 | 357.3408 | 393.7099 | 333.479
1337 | 17 | 56 | 2 | 265.7359 | 155.5498 | 294.3817 | 380.8648 | 408.2857 | 343.3303 | 294.31 | 253.6721 | 185.123 | 463.1372 | 358.2647 | 468.0549 | 211.1126 | 342.6428 | 297.4324 | 368.8566 | 405.2626 | 444.2046 | 411.4584 | 436.9492
1338 | 18 | 56 | 2 | 265.3031 | 152.6984 | 324.2704 | 397.2089 | 406.3726 | 342.2797 | 297.092 | 257.2778 | 197.3824 | 498.3487 | 374.0552 | 505.1013 | 211.7759 | 356.063 | 321.4981 | 382.9191 | 412.8323 | 474.7465 | 413.9739 | 454.9619
1339 | 19 | 56 | 2 | 266.0236 | 155.039 | 314.2698 | 400.0079 | 401.9082 | 339.1828 | 295.0856 | 256.2739 | 189.8903 | 496.2222 | 372.5599 | 505.736 | 212.916 | 355.7506 | 306.4681 | 380.3619 | 407.1337 | 478.8118 | 413.2374 | 463.3556
1340 | 20 | 56 | 2 | 266.6739 | 154.9028 | 309.4919 | 390.589 | 403.3833 | 340.9897 | 292.6874 | 257.202 | 187.0843 | 490.3178 | 372.0981 | 500.8485 | 213.4112 | 348.403 | 302.2087 | 383.4102 | 403.2912 | 480.9438 | 414.6099 | 459.56
1341 | 21 | 56 | 2 | 269.0144 | 160.0877 | 309.3922 | 390.3213 | 411.6961 | 345.3295 | 290.8721 | 256.9703 | 194.8438 | 487.5503 | 365.6389 | 501.6554 | 221.4818 | 354.7065 | 297.4561 | 389.5194 | 400.7124 | 479.7463 | 424.2533 | 464.5632
1342 | 22 | 56 | 2 | 268.1876 | 164.6628 | 312.8571 | 432.0238 | 416.4983 | 358.345 | 288.7868 | 254.5755 | 186.2899 | 460.8061 | 364.394 | 493.7655 | 220.1925 | 366.5807 | 308.3009 | 395.1647 | 420.598 | 498.6598 | 434.437 | 479.3939
1343 | 23 | 56 | 2 | 270.3589 | 168.9705 | 319.7961 | 456.2729 | 415.6379 | 364.4032 | 283.7166 | 255.3915 | 185.3941 | 437.2111 | 367.9944 | 491.0234 | 221.468 | 373.9825 | 302.3774 | 392.4197 | 429.8268 | 501.7394 | 436.1556 | 477.2676
1344 | 0 | 57 | 2 | 276.8879 | 174.3177 | 316.7696 | 447.9187 | 417.6742 | 374.8701 | 280.0028 | 257.6288 | 182.0887 | 439.0387 | 368.1036 | 488.9672 | 228.6342 | 379.469 | 309.3699 | 392.1953 | 436.7108 | 482.2538 | 439.4824 | 469.7637
1345 | 1 | 57 | 2 | 280.5881 | 177.2385 | 317.0502 | 432.0757 | 419.1301 | 380.0476 | 277.3106 | 256.3382 | 180.9274 | 442.182 | 366.0121 | 490.0175 | 226.2504 | 387.1491 | 311.1213 | 392.578 | 441.0693 | 481.4467 | 442.3021 | 467.0839
1346 | 2 | 57 | 2 | 279.9869 | 176.318 | 320.3947 | 424.8675 | 417.6225 | 381.5475 | 275.8537 | 258.4727 | 179.0947 | 441.7057 | 366.0421 | 490.128 | 227.1831 | 386.8742 | 316.7075 | 395.7936 | 439.5293 | 478.7494 | 440.4334 | 463.0225
1347 | 3 | 57 | 2 | 279.8002 | 174.0395 | 325.1837 | 423.2517 | 417.2834 | 381.2692 | 275.1475 | 256.7556 | 175.4218 | 436.2342 | 364.3272 | 488.5479 | 225.8026 | 377.0405 | 317.4543 | 393.5505 | 433.6365 | 476.5315 | 440.1598 | 460.6165
1348 | 4 | 57 | 2 | 277.9584 | 171.4617 | 323.1671 | 425.7358 | 414.4266 | 364.08 | 276.8595 | 255.1884 | 175.0815 | 446.7659 | 368.2665 | 498.0591 | 224.7006 | 357.3127 | 322.5725 | 390.6596 | 418.7138 | 482.6838 | 434.2746 | 464.4612
1349 | 5 | 57 | 2 | 274.1338 | 168.3566 | 329.5004 | 441.1827 | 399.4928 | 343.8917 | 281.3351 | 255.4604 | 172.5525 | 477.3931 | 368.2225 | 511.2503 | 220.2459 | 350.6644 | 327.1671 | 387.6 | 408.4413 | 498.2142 | 420.3698 | 466.3897
1350 | 6 | 57 | 2 | 271.1707 | 160.4784 | 334.4663 | 422.27 | 371.5033 | 338.3992 | 285.277 | 250.3008 | 175.3219 | 488.8223 | 372.4597 | 505.4116 | 206.0204 | 337.8304 | 325.5652 | 384.2157 | 374.5924 | 489.5755 | 411.3679 | 460.1444
1351 | 7 | 57 | 2 | 256.6495 | 116.5487 | 302.0912 | 348.4603 | 260.4154 | 242.9814 | 264.0588 | 218.4189 | 151.3837 | 425.0654 | 365.5346 | 445.3506 | 200.229 | 264.5646 | 290.0005 | 342.2777 | 277.4693 | 455.4791 | 370.9569 | 433.4974
1352 | 8 | 57 | 2 | 231.0118 | 112.6153 | 266.1639 | 319.0612 | 236.8923 | 205.4004 | 242.8008 | 203.6722 | 131.3783 | 326.093 | 308.6984 | 314.1398 | 189.2298 | 231.3081 | 245.5581 | 309.4437 | 257.6061 | 372.9583 | 362.8146 | 327.4317
1353 | 9 | 57 | 2 | 213.9892 | 115.1386 | 258.561 | 313.4937 | 225.9664 | 197.7095 | 235.721 | 200.933 | 120.0967 | 288.1765 | 301.4864 | 285.8785 | 190.8767 | 226.1623 | 225.2283 | 299.1985 | 245.1957 | 336.6121 | 361.9507 | 288.6862
1354 | 10 | 57 | 2 | 212.7528 | 115.0872 | 248.3465 | 315.2369 | 223.1788 | 198.7991 | 232.9329 | 202.5606 | 119.9003 | 276.6142 | 304.496 | 267.466 | 191.8411 | 226.2439 | 215.8553 | 293.2017 | 245.7361 | 324.331 | 364.4371 | 272.8322
1355 | 11 | 57 | 2 | 213.2898 | 112.0679 | 238.0925 | 315.6275 | 215.194 | 192.3756 | 237.4306 | 200.3747 | 117.9563 | 269.4196 | 301.4812 | 263.8349 | 197.2718 | 213.8134 | 207.1119 | 289.426 | 234.3739 | 321.1824 | 361.9905 | 268.1599
1356 | 12 | 57 | 2 | 211.265 | 114.3292 | 234.8524 | 317.5093 | 218.3507 | 190.1578 | 237.1065 | 205.1109 | 121.4907 | 262.1349 | 299.1644 | 256.4957 | 192.5275 | 217.8191 | 208.2371 | 289.1959 | 235.9889 | 314.7658 | 360.3576 | 267.8668
1357 | 13 | 57 | 2 | 214.1084 | 118.4392 | 237.8027 | 319.0484 | 221.7507 | 195.9744 | 234.7617 | 202.104 | 121.3188 | 262.0133 | 296.891 | 254.5371 | 197.8872 | 215.7234 | 211.7336 | 288.146 | 236.9693 | 321.6158 | 357.4461 | 269.4261
1358 | 14 | 57 | 2 | 214.6534 | 114.4727 | 230.5336 | 318.6263 | 229.3199 | 194.1109 | 236.2586 | 201.1188 | 117.6441 | 259.8765 | 297.5952 | 259.1509 | 199.6001 | 220.6972 | 208.1802 | 288.7274 | 244.9402 | 315.149 | 359.4603 | 272.3664
1359 | 15 | 57 | 2 | 216.387 | 117.9339 | 234.6218 | 325.9375 | 253.8435 | 206.4668 | 251.3149 | 201.7419 | 128.3855 | 280.5309 | 306.3366 | 273.6499 | 213.0071 | 239.0142 | 218.2759 | 299.5297 | 274.8577 | 319.8203 | 373.8124 | 283.9768
1360 | 16 | 57 | 2 | 244.3933 | 147.4186 | 245.5204 | 341.1986 | 354.6792 | 244.7872 | 283.247 | 236.7993 | 168.9863 | 336.3834 | 317.5471 | 322.778 | 212.4613 | 266.6692 | 232.6965 | 324.4814 | 351.0321 | 357.3408 | 393.7099 | 333.479
1361 | 17 | 57 | 2 | 265.7359 | 155.5498 | 294.3817 | 380.8648 | 408.2857 | 343.3303 | 294.31 | 253.6721 | 185.123 | 463.1372 | 358.2647 | 468.0549 | 211.1126 | 342.6428 | 297.4324 | 368.8566 | 405.2626 | 444.2046 | 411.4584 | 436.9492
1362 | 18 | 57 | 2 | 265.3031 | 152.6984 | 324.2704 | 397.2089 | 406.3726 | 342.2797 | 297.092 | 257.2778 | 197.3824 | 498.3487 | 374.0552 | 505.1013 | 211.7759 | 356.063 | 321.4981 | 382.9191 | 412.8323 | 474.7465 | 413.9739 | 454.9619
1363 | 19 | 57 | 2 | 266.0236 | 155.039 | 314.2698 | 400.0079 | 401.9082 | 339.1828 | 295.0856 | 256.2739 | 189.8903 | 496.2222 | 372.5599 | 505.736 | 212.916 | 355.7506 | 306.4681 | 380.3619 | 407.1337 | 478.8118 | 413.2374 | 463.3556
1364 | 20 | 57 | 2 | 266.6739 | 154.9028 | 309.4919 | 390.589 | 403.3833 | 340.9897 | 292.6874 | 257.202 | 187.0843 | 490.3178 | 372.0981 | 500.8485 | 213.4112 | 348.403 | 302.2087 | 383.4102 | 403.2912 | 480.9438 | 414.6099 | 459.56
1365 | 21 | 57 | 2 | 269.0144 | 160.0877 | 309.3922 | 390.3213 | 411.6961 | 345.3295 | 290.8721 | 256.9703 | 194.8438 | 487.5503 | 365.6389 | 501.6554 | 221.4818 | 354.7065 | 297.4561 | 389.5194 | 400.7124 | 479.7463 | 424.2533 | 464.5632
1366 | 22 | 57 | 2 | 268.1876 | 164.6628 | 312.8571 | 432.0238 | 416.4983 | 358.345 | 288.7868 | 254.5755 | 186.2899 | 460.8061 | 364.394 | 493.7655 | 220.1925 | 366.5807 | 308.3009 | 395.1647 | 420.598 | 498.6598 | 434.437 | 479.3939
1367 | 23 | 57 | 2 | 270.3589 | 168.9705 | 319.7961 | 456.2729 | 415.6379 | 364.4032 | 283.7166 | 255.3915 | 185.3941 | 437.2111 | 367.9944 | 491.0234 | 221.468 | 373.9825 | 302.3774 | 392.4197 | 429.8268 | 501.7394 | 436.1556 | 477.2676
1368 | 0 | 58 | 2 | 276.8879 | 174.3177 | 316.7696 | 447.9187 | 417.6742 | 374.8701 | 280.0028 | 257.6288 | 182.0887 | 439.0387 | 368.1036 | 488.9672 | 228.6342 | 379.469 | 309.3699 | 392.1953 | 436.7108 | 482.2538 | 439.4824 | 469.7637
1369 | 1 | 58 | 2 | 280.5881 | 177.2385 | 317.0502 | 432.0757 | 419.1301 | 380.0476 | 277.3106 | 256.3382 | 180.9274 | 442.182 | 366.0121 | 490.0175 | 226.2504 | 387.1491 | 311.1213 | 392.578 | 441.0693 | 481.4467 | 442.3021 | 467.0839
1370 | 2 | 58 | 2 | 279.9869 | 176.318 | 320.3947 | 424.8675 | 417.6225 | 381.5475 | 275.8537 | 258.4727 | 179.0947 | 441.7057 | 366.0421 | 490.128 | 227.1831 | 386.8742 | 316.7075 | 395.7936 | 439.5293 | 478.7494 | 440.4334 | 463.0225
1371 | 3 | 58 | 2 | 279.8002 | 174.0395 | 325.1837 | 423.2517 | 417.2834 | 381.2692 | 275.1475 | 256.7556 | 175.4218 | 436.2342 | 364.3272 | 488.5479 | 225.8026 | 377.0405 | 317.4543 | 393.5505 | 433.6365 | 476.5315 | 440.1598 | 460.6165
1372 | 4 | 58 | 2 | 277.9584 | 171.4617 | 323.1671 | 425.7358 | 414.4266 | 364.08 | 276.8595 | 255.1884 | 175.0815 | 446.7659 | 368.2665 | 498.0591 | 224.7006 | 357.3127 | 322.5725 | 390.6596 | 418.7138 | 482.6838 | 434.2746 | 464.4612
1373 | 5 | 58 | 2 | 274.1338 | 168.3566 | 329.5004 | 441.1827 | 399.4928 | 343.8917 | 281.3351 | 255.4604 | 172.5525 | 477.3931 | 368.2225 | 511.2503 | 220.2459 | 350.6644 | 327.1671 | 387.6 | 408.4413 | 498.2142 | 420.3698 | 466.3897
1374 | 6 | 58 | 2 | 271.1707 | 160.4784 | 334.4663 | 422.27 | 371.5033 | 338.3992 | 285.277 | 250.3008 | 175.3219 | 488.8223 | 372.4597 | 505.4116 | 206.0204 | 337.8304 | 325.5652 | 384.2157 | 374.5924 | 489.5755 | 411.3679 | 460.1444
1375 | 7 | 58 | 2 | 256.6495 | 116.5487 | 302.0912 | 348.4603 | 260.4154 | 242.9814 | 264.0588 | 218.4189 | 151.3837 | 425.0654 | 365.5346 | 445.3506 | 200.229 | 264.5646 | 290.0005 | 342.2777 | 277.4693 | 455.4791 | 370.9569 | 433.4974
1376 | 8 | 58 | 2 | 231.0118 | 112.6153 | 266.1639 | 319.0612 | 236.8923 | 205.4004 | 242.8008 | 203.6722 | 131.3783 | 326.093 | 308.6984 | 314.1398 | 189.2298 | 231.3081 | 245.5581 | 309.4437 | 257.6061 | 372.9583 | 362.8146 | 327.4317
1377 | 9 | 58 | 2 | 213.9892 | 115.1386 | 258.561 | 313.4937 | 225.9664 | 197.7095 | 235.721 | 200.933 | 120.0967 | 288.1765 | 301.4864 | 285.8785 | 190.8767 | 226.1623 | 225.2283 | 299.1985 | 245.1957 | 336.6121 | 361.9507 | 288.6862
1378 | 10 | 58 | 2 | 212.7528 | 115.0872 | 248.3465 | 315.2369 | 223.1788 | 198.7991 | 232.9329 | 202.5606 | 119.9003 | 276.6142 | 304.496 | 267.466 | 191.8411 | 226.2439 | 215.8553 | 293.2017 | 245.7361 | 324.331 | 364.4371 | 272.8322
1379 | 11 | 58 | 2 | 213.2898 | 112.0679 | 238.0925 | 315.6275 | 215.194 | 192.3756 | 237.4306 | 200.3747 | 117.9563 | 269.4196 | 301.4812 | 263.8349 | 197.2718 | 213.8134 | 207.1119 | 289.426 | 234.3739 | 321.1824 | 361.9905 | 268.1599
1380 | 12 | 58 | 2 | 211.265 | 114.3292 | 234.8524 | 317.5093 | 218.3507 | 190.1578 | 237.1065 | 205.1109 | 121.4907 | 262.1349 | 299.1644 | 256.4957 | 192.5275 | 217.8191 | 208.2371 | 289.1959 | 235.9889 | 314.7658 | 360.3576 | 267.8668
1381 | 13 | 58 | 2 | 214.1084 | 118.4392 | 237.8027 | 319.0484 | 221.7507 | 195.9744 | 234.7617 | 202.104 | 121.3188 | 262.0133 | 296.891 | 254.5371 | 197.8872 | 215.7234 | 211.7336 | 288.146 | 236.9693 | 321.6158 | 357.4461 | 269.4261
1382 | 14 | 58 | 2 | 214.6534 | 114.4727 | 230.5336 | 318.6263 | 229.3199 | 194.1109 | 236.2586 | 201.1188 | 117.6441 | 259.8765 | 297.5952 | 259.1509 | 199.6001 | 220.6972 | 208.1802 | 288.7274 | 244.9402 | 315.149 | 359.4603 | 272.3664
1383 | 15 | 58 | 2 | 216.387 | 117.9339 | 234.6218 | 325.9375 | 253.8435 | 206.4668 | 251.3149 | 201.7419 | 128.3855 | 280.5309 | 306.3366 | 273.6499 | 213.0071 | 239.0142 | 218.2759 | 299.5297 | 274.8577 | 319.8203 | 373.8124 | 283.9768
1384 | 16 | 58 | 2 | 244.3933 | 147.4186 | 245.5204 | 341.1986 | 354.6792 | 244.7872 | 283.247 | 236.7993 | 168.9863 | 336.3834 | 317.5471 | 322.778 | 212.4613 | 266.6692 | 232.6965 | 324.4814 | 351.0321 | 357.3408 | 393.7099 | 333.479
1385 | 17 | 58 | 2 | 265.7359 | 155.5498 | 294.3817 | 380.8648 | 408.2857 | 343.3303 | 294.31 | 253.6721 | 185.123 | 463.1372 | 358.2647 | 468.0549 | 211.1126 | 342.6428 | 297.4324 | 368.8566 | 405.2626 | 444.2046 | 411.4584 | 436.9492
1386 | 18 | 58 | 2 | 265.3031 | 152.6984 | 324.2704 | 397.2089 | 406.3726 | 342.2797 | 297.092 | 257.2778 | 197.3824 | 498.3487 | 374.0552 | 505.1013 | 211.7759 | 356.063 | 321.4981 | 382.9191 | 412.8323 | 474.7465 | 413.9739 | 454.9619
1387 | 19 | 58 | 2 | 266.0236 | 155.039 | 314.2698 | 400.0079 | 401.9082 | 339.1828 | 295.0856 | 256.2739 | 189.8903 | 496.2222 | 372.5599 | 505.736 | 212.916 | 355.7506 | 306.4681 | 380.3619 | 407.1337 | 478.8118 | 413.2374 | 463.3556
1388 | 20 | 58 | 2 | 266.6739 | 154.9028 | 309.4919 | 390.589 | 403.3833 | 340.9897 | 292.6874 | 257.202 | 187.0843 | 490.3178 | 372.0981 | 500.8485 | 213.4112 | 348.403 | 302.2087 | 383.4102 | 403.2912 | 480.9438 | 414.6099 | 459.56
1389 | 21 | 58 | 2 | 269.0144 | 160.0877 | 309.3922 | 390.3213 | 411.6961 | 345.3295 | 290.8721 | 256.9703 | 194.8438 | 487.5503 | 365.6389 | 501.6554 | 221.4818 | 354.7065 | 297.4561 | 389.5194 | 400.7124 | 479.7463 | 424.2533 | 464.5632
1390 | 22 | 58 | 2 | 268.1876 | 164.6628 | 312.8571 | 432.0238 | 416.4983 | 358.345 | 288.7868 | 254.5755 | 186.2899 | 460.8061 | 364.394 | 493.7655 | 220.1925 | 366.5807 | 308.3009 | 395.1647 | 420.598 | 498.6598 | 434.437 | 479.3939
1391 | 23 | 58 | 2 | 270.3589 | 168.9705 | 319.7961 | 456.2729 | 415.6379 | 364.4032 | 283.7166 | 255.3915 | 185.3941 | 437.2111 | 367.9944 | 491.0234 | 221.468 | 373.9825 | 302.3774 | 392.4197 | 429.8268 | 501.7394 | 436.1556 | 477.2676
1392 | 0 | 59 | 2 | 276.8879 | 174.3177 | 316.7696 | 447.9187 | 417.6742 | 374.8701 | 280.0028 | 257.6288 | 182.0887 | 439.0387 | 368.1036 | 488.9672 | 228.6342 | 379.469 | 309.3699 | 392.1953 | 436.7108 | 482.2538 | 439.4824 | 469.7637
1393 | 1 | 59 | 2 | 280.5881 | 177.2385 | 317.0502 | 432.0757 | 419.1301 | 380.0476 | 277.3106 | 256.3382 | 180.9274 | 442.182 | 366.0121 | 490.0175 | 226.2504 | 387.1491 | 311.1213 | 392.578 | 441.0693 | 481.4467 | 442.3021 | 467.0839
1394 | 2 | 59 | 2 | 279.9869 | 176.318 | 320.3947 | 424.8675 | 417.6225 | 381.5475 | 275.8537 | 258.4727 | 179.0947 | 441.7057 | 366.0421 | 490.128 | 227.1831 | 386.8742 | 316.7075 | 395.7936 | 439.5293 | 478.7494 | 440.4334 | 463.0225
1395 | 3 | 59 | 2 | 279.8002 | 174.0395 | 325.1837 | 423.2517 | 417.2834 | 381.2692 | 275.1475 | 256.7556 | 175.4218 | 436.2342 | 364.3272 | 488.5479 | 225.8026 | 377.0405 | 317.4543 | 393.5505 | 433.6365 | 476.5315 | 440.1598 | 460.6165
1396 | 4 | 59 | 2 | 277.9584 | 171.4617 | 323.1671 | 425.7358 | 414.4266 | 364.08 | 276.8595 | 255.1884 | 175.0815 | 446.7659 | 368.2665 | 498.0591 | 224.7006 | 357.3127 | 322.5725 | 390.6596 | 418.7138 | 482.6838 | 434.2746 | 464.4612
1397 | 5 | 59 | 2 | 274.1338 | 168.3566 | 329.5004 | 441.1827 | 399.4928 | 343.8917 | 281.3351 | 255.4604 | 172.5525 | 477.3931 | 368.2225 | 511.2503 | 220.2459 | 350.6644 | 327.1671 | 387.6 | 408.4413 | 498.2142 | 420.3698 | 466.3897
1398 | 6 | 59 | 2 | 271.1707 | 160.4784 | 334.4663 | 422.27 | 371.5033 | 338.3992 | 285.277 | 250.3008 | 175.3219 | 488.8223 | 372.4597 | 505.4116 | 206.0204 | 337.8304 | 325.5652 | 384.2157 | 374.5924 | 489.5755 | 411.3679 | 460.1444
1399 | 7 | 59 | 2 | 256.6495 | 116.5487 | 302.0912 | 348.4603 | 260.4154 | 242.9814 | 264.0588 | 218.4189 | 151.3837 | 425.0654 | 365.5346 | 445.3506 | 200.229 | 264.5646 | 290.0005 | 342.2777 | 277.4693 | 455.4791 | 370.9569 | 433.4974
1400 | 8 | 59 | 2 | 231.0118 | 112.6153 | 266.1639 | 319.0612 | 236.8923 | 205.4004 | 242.8008 | 203.6722 | 131.3783 | 326.093 | 308.6984 | 314.1398 | 189.2298 | 231.3081 | 245.5581 | 309.4437 | 257.6061 | 372.9583 | 362.8146 | 327.4317
1401 | 9 | 59 | 2 | 213.9892 | 115.1386 | 258.561 | 313.4937 | 225.9664 | 197.7095 | 235.721 | 200.933 | 120.0967 | 288.1765 | 301.4864 | 285.8785 | 190.8767 | 226.1623 | 225.2283 | 299.1985 | 245.1957 | 336.6121 | 361.9507 | 288.6862
1402 | 10 | 59 | 2 | 212.7528 | 115.0872 | 248.3465 | 315.2369 | 223.1788 | 198.7991 | 232.9329 | 202.5606 | 119.9003 | 276.6142 | 304.496 | 267.466 | 191.8411 | 226.2439 | 215.8553 | 293.2017 | 245.7361 | 324.331 | 364.4371 | 272.8322
1403 | 11 | 59 | 2 | 213.2898 | 112.0679 | 238.0925 | 315.6275 | 215.194 | 192.3756 | 237.4306 | 200.3747 | 117.9563 | 269.4196 | 301.4812 | 263.8349 | 197.2718 | 213.8134 | 207.1119 | 289.426 | 234.3739 | 321.1824 | 361.9905 | 268.1599
1404 | 12 | 59 | 2 | 211.265 | 114.3292 | 234.8524 | 317.5093 | 218.3507 | 190.1578 | 237.1065 | 205.1109 | 121.4907 | 262.1349 | 299.1644 | 256.4957 | 192.5275 | 217.8191 | 208.2371 | 289.1959 | 235.9889 | 314.7658 | 360.3576 | 267.8668
1405 | 13 | 59 | 2 | 214.1084 | 118.4392 | 237.8027 | 319.0484 | 221.7507 | 195.9744 | 234.7617 | 202.104 | 121.3188 | 262.0133 | 296.891 | 254.5371 | 197.8872 | 215.7234 | 211.7336 | 288.146 | 236.9693 | 321.6158 | 357.4461 | 269.4261
1406 | 14 | 59 | 2 | 214.6534 | 114.4727 | 230.5336 | 318.6263 | 229.3199 | 194.1109 | 236.2586 | 201.1188 | 117.6441 | 259.8765 | 297.5952 | 259.1509 | 199.6001 | 220.6972 | 208.1802 | 288.7274 | 244.9402 | 315.149 | 359.4603 | 272.3664
1407 | 15 | 59 | 2 | 216.387 | 117.9339 | 234.6218 | 325.9375 | 253.8435 | 206.4668 | 251.3149 | 201.7419 | 128.3855 | 280.5309 | 306.3366 | 273.6499 | 213.0071 | 239.0142 | 218.2759 | 299.5297 | 274.8577 | 319.8203 | 373.8124 | 283.9768
1408 | 16 | 59 | 2 | 244.3933 | 147.4186 | 245.5204 | 341.1986 | 354.6792 | 244.7872 | 283.247 | 236.7993 | 168.9863 | 336.3834 | 317.5471 | 322.778 | 212.4613 | 266.6692 | 232.6965 | 324.4814 | 351.0321 | 357.3408 | 393.7099 | 333.479
1409 | 17 | 59 | 2 | 265.7359 | 155.5498 | 294.3817 | 380.8648 | 408.2857 | 343.3303 | 294.31 | 253.6721 | 185.123 | 463.1372 | 358.2647 | 468.0549 | 211.1126 | 342.6428 | 297.4324 | 368.8566 | 405.2626 | 444.2046 | 411.4584 | 436.9492
1410 | 18 | 59 | 2 | 265.3031 | 152.6984 | 324.2704 | 397.2089 | 406.3726 | 342.2797 | 297.092 | 257.2778 | 197.3824 | 498.3487 | 374.0552 | 505.1013 | 211.7759 | 356.063 | 321.4981 | 382.9191 | 412.8323 | 474.7465 | 413.9739 | 454.9619
1411 | 19 | 59 | 2 | 266.0236 | 155.039 | 314.2698 | 400.0079 | 401.9082 | 339.1828 | 295.0856 | 256.2739 | 189.8903 | 496.2222 | 372.5599 | 505.736 | 212.916 | 355.7506 | 306.4681 | 380.3619 | 407.1337 | 478.8118 | 413.2374 | 463.3556
1412 | 20 | 59 | 2 | 266.6739 | 154.9028 | 309.4919 | 390.589 | 403.3833 | 340.9897 | 292.6874 | 257.202 | 187.0843 | 490.3178 | 372.0981 | 500.8485 | 213.4112 | 348.403 | 302.2087 | 383.4102 | 403.2912 | 480.9438 | 414.6099 | 459.56
1413 | 21 | 59 | 2 | 269.0144 | 160.0877 | 309.3922 | 390.3213 | 411.6961 | 345.3295 | 290.8721 | 256.9703 | 194.8438 | 487.5503 | 365.6389 | 501.6554 | 221.4818 | 354.7065 | 297.4561 | 389.5194 | 400.7124 | 479.7463 | 424.2533 | 464.5632
1414 | 22 | 59 | 2 | 268.1876 | 164.6628 | 312.8571 | 432.0238 | 416.4983 | 358.345 | 288.7868 | 254.5755 | 186.2899 | 460.8061 | 364.394 | 493.7655 | 220.1925 | 366.5807 | 308.3009 | 395.1647 | 420.598 | 498.6598 | 434.437 | 479.3939
1415 | 23 | 59 | 2 | 270.3589 | 168.9705 | 319.7961 | 456.2729 | 415.6379 | 364.4032 | 283.7166 | 255.3915 | 185.3941 | 437.2111 | 367.9944 | 491.0234 | 221.468 | 373.9825 | 302.3774 | 392.4197 | 429.8268 | 501.7394 | 436.1556 | 477.2676
1416 | 0 | 60 | 3 | 253.2462 | 125.5342 | 289.0161 | 432.5398 | 384.232 | 339.9748 | 267.4091 | 247.9986 | 152.2735 | 375.0614 | 377.6487 | 448.9481 | 264.3021 | 362.4927 | 287.1409 | 395.271 | 405.8253 | 483.6766 | 461.1876 | 429.5574
1417 | 1 | 60 | 3 | 262.5931 | 131.0444 | 283.4667 | 418.7173 | 380.1076 | 330.0358 | 265.1466 | 253.6222 | 149.5749 | 376.5061 | 380.9008 | 444.8213 | 269.5889 | 358.4534 | 279.27 | 396.1387 | 402.1281 | 473.3701 | 464.9336 | 418.9991
1418 | 2 | 60 | 3 | 263.5653 | 135.8513 | 291.0781 | 411.6742 | 384.5405 | 335.5269 | 260.5792 | 247.7216 | 144.5353 | 375.4866 | 379.0922 | 444.3686 | 277.4084 | 355.3677 | 283.3152 | 397.8157 | 404.2531 | 475.5911 | 463.9581 | 418.7227
1419 | 3 | 60 | 3 | 264.1589 | 130.1984 | 289.2427 | 412.0363 | 387.799 | 341.3142 | 262.8126 | 246.403 | 149.8913 | 380.1326 | 371.192 | 451.4633 | 271.2755 | 372.339 | 283.2459 | 393.1473 | 420.0701 | 479.9654 | 442.538 | 423.7
1420 | 4 | 60 | 3 | 261.2274 | 124.6664 | 304.441 | 414.7681 | 380.6846 | 343.4931 | 260.9789 | 241.4607 | 143.0261 | 391.8878 | 367.2511 | 466.2865 | 273.7379 | 368.8837 | 287.6831 | 388.66 | 412.3102 | 479.016 | 419.5003 | 433.7599
1421 | 5 | 60 | 3 | 252.9681 | 122.7595 | 306.8452 | 438.064 | 354.9638 | 344.6379 | 263.154 | 240.6824 | 145.0391 | 393.924 | 372.8606 | 462.2832 | 251.3414 | 360.5473 | 286.6667 | 391.0282 | 381.8691 | 490.7133 | 412.9919 | 428.687
1422 | 6 | 60 | 3 | 240.3948 | 119.008 | 298.9083 | 397.0286 | 267.5146 | 277.6835 | 255.8872 | 210.4147 | 120.415 | 358.4368 | 351.1822 | 418.2314 | 248.2372 | 304.7625 | 285.2401 | 359.4324 | 290.3745 | 486.4237 | 368.21 | 409.997
1423 | 7 | 60 | 3 | 225.6834 | 104.4534 | 252.9819 | 317.9833 | 222.7224 | 207.1428 | 233.2138 | 190.0941 | 101.9435 | 275.6492 | 307.9024 | 296.5317 | 244.6474 | 231.9139 | 241.8809 | 317.1568 | 236.622 | 385.4947 | 357.9204 | 312.6173
1424 | 8 | 60 | 3 | 206.4608 | 104.7265 | 241.594 | 301.507 | 213.4714 | 204.7983 | 225.3084 | 201.7675 | 94.0031 | 223.447 | 293.6876 | 248.1995 | 264.0017 | 212.0562 | 217.5924 | 302.0296 | 222.2594 | 322.7968 | 357.9865 | 256.5934
1425 | 9 | 60 | 3 | 201.2496 | 100.8618 | 227.3783 | 297.2288 | 207.5288 | 188.6847 | 217.5938 | 190.9278 | 86.7822 | 205.0126 | 285.5158 | 235.0778 | 274.5095 | 210.5935 | 204.6519 | 293.6884 | 220.5601 | 305.7277 | 348.1677 | 235.1297
1426 | 10 | 60 | 3 | 194.6114 | 99.752 | 225.7506 | 293.856 | 206.124 | 183.4219 | 220.0432 | 187.1806 | 84.518 | 197.1978 | 285.2282 | 229.1451 | 274.803 | 207.757 | 196.7742 | 289.8664 | 217.6004 | 288.4514 | 345.4325 | 226.5405
1427 | 11 | 60 | 3 | 195.5193 | 101.1675 | 220.7816 | 292.3068 | 203.832 | 180.136 | 213.5682 | 190.6739 | 81.4948 | 192.3791 | 275.7391 | 226.5499 | 263.9171 | 205.3531 | 193.1348 | 287.8344 | 213.8992 | 276.0217 | 344.855 | 222.3802
1428 | 12 | 60 | 3 | 194.2367 | 102.9574 | 216.8571 | 296.3722 | 204.4308 | 180.4152 | 212.9905 | 195.0265 | 85.3596 | 192.4796 | 278.2409 | 224.2184 | 254.0619 | 205.1886 | 188.9304 | 286.9767 | 214.5511 | 270.4453 | 346.8663 | 222.0429
1429 | 13 | 60 | 3 | 199.3555 | 102.318 | 214.167 | 303.6494 | 203.827 | 178.0572 | 211.7303 | 188.5623 | 84.4909 | 196.4385 | 281.3517 | 224.5074 | 256.9101 | 204.4972 | 191.4577 | 290.394 | 215.4137 | 276.1649 | 340.6679 | 224.1194
1430 | 14 | 60 | 3 | 199.6329 | 103.9799 | 215.545 | 303.9488 | 205.7985 | 175.6709 | 216.3466 | 186.7825 | 88.2099 | 197.0616 | 282.4629 | 224.5839 | 250.0331 | 204.457 | 193.3819 | 293.9497 | 216.5522 | 282.677 | 348.8625 | 222.9691
1431 | 15 | 60 | 3 | 203.6705 | 105.2023 | 217.8578 | 306.3353 | 216.4865 | 183.2742 | 221.8667 | 194.8055 | 93.326 | 198.8711 | 284.5712 | 227.2428 | 247.5963 | 221.2629 | 195.8052 | 298.834 | 233.416 | 293.6821 | 347.9198 | 234.4003
1432 | 16 | 60 | 3 | 228.1665 | 107.979 | 227.0647 | 313.9926 | 262.8247 | 204.4618 | 244.3114 | 217.308 | 109.1377 | 229.0903 | 296.9205 | 246.6326 | 273.1938 | 258.8801 | 217.3988 | 322.8437 | 290.8576 | 325.2017 | 361.5646 | 260.5686
1433 | 17 | 60 | 3 | 246.9595 | 113.2012 | 279.8447 | 354.6391 | 366.4427 | 316.3992 | 279.2521 | 242.0368 | 158.2576 | 323.3594 | 318.9702 | 327.1577 | 275.2053 | 339.6236 | 286.6968 | 376.0273 | 377.2394 | 410.6742 | 396.8677 | 366.3814
1434 | 18 | 60 | 3 | 246.9354 | 112.9041 | 335.9516 | 398.0356 | 380.1571 | 359.3671 | 286.872 | 246.6996 | 182.9218 | 388.809 | 360.3724 | 435.0985 | 282.2242 | 373.0443 | 338.4973 | 405.0499 | 393.1456 | 489.0595 | 401.2393 | 422.3574
1435 | 19 | 60 | 3 | 244.3103 | 111.6952 | 328.3259 | 402.0605 | 369.0672 | 348.4727 | 287.4937 | 245.9356 | 181.9169 | 399.3109 | 366.1201 | 442.5654 | 282.4171 | 367.419 | 311.8737 | 399.9753 | 386.3326 | 497.9789 | 397.4305 | 429.9816
1436 | 20 | 60 | 3 | 245.6753 | 111.4815 | 309.6119 | 390.0879 | 381.6566 | 345.4147 | 281.802 | 243.1514 | 156.5559 | 384.5445 | 359.1705 | 430.2256 | 279.8524 | 376.523 | 292.3147 | 390.7302 | 407.656 | 492.5695 | 392.8486 | 409.9617
1437 | 21 | 60 | 3 | 245.5173 | 117.3598 | 301.5683 | 385.7844 | 389.9462 | 352.515 | 278.6639 | 245.7072 | 164.6141 | 391.384 | 358.049 | 452.3852 | 265.589 | 384.8913 | 286.0716 | 392.3392 | 427.791 | 473.5604 | 398.4115 | 426.781
1438 | 22 | 60 | 3 | 246.2975 | 116.628 | 296.9518 | 409.6686 | 391.3893 | 345.6569 | 274.3775 | 245.0315 | 159.5657 | 386.6944 | 356.1842 | 463.0651 | 263.559 | 361.639 | 283.6296 | 396.8775 | 407.9651 | 478.491 | 416.4246 | 469.8988
1439 | 23 | 60 | 3 | 249.8634 | 121.487 | 288.445 | 429.3789 | 386.4554 | 331.6818 | 269.3919 | 246.4391 | 153.0616 | 384.5061 | 372.2336 | 457.3338 | 254.6689 | 360.167 | 275.7063 | 390.919 | 403.6759 | 491.9529 | 448.9039 | 453.448
1440 | 0 | 61 | 3 | 253.2462 | 125.5342 | 289.0161 | 432.5398 | 384.232 | 339.9748 | 267.4091 | 247.9986 | 152.2735 | 375.0614 | 377.6487 | 448.9481 | 264.3021 | 362.4927 | 287.1409 | 395.271 | 405.8253 | 483.6766 | 461.1876 | 429.5574
1441 | 1 | 61 | 3 | 262.5931 | 131.0444 | 283.4667 | 418.7173 | 380.1076 | 330.0358 | 265.1466 | 253.6222 | 149.5749 | 376.5061 | 380.9008 | 444.8213 | 269.5889 | 358.4534 | 279.27 | 396.1387 | 402.1281 | 473.3701 | 464.9336 | 418.9991
1442 | 2 | 61 | 3 | 263.5653 | 135.8513 | 291.0781 | 411.6742 | 384.5405 | 335.5269 | 260.5792 | 247.7216 | 144.5353 | 375.4866 | 379.0922 | 444.3686 | 277.4084 | 355.3677 | 283.3152 | 397.8157 | 404.2531 | 475.5911 | 463.9581 | 418.7227
1443 | 3 | 61 | 3 | 264.1589 | 130.1984 | 289.2427 | 412.0363 | 387.799 | 341.3142 | 262.8126 | 246.403 | 149.8913 | 380.1326 | 371.192 | 451.4633 | 271.2755 | 372.339 | 283.2459 | 393.1473 | 420.0701 | 479.9654 | 442.538 | 423.7
1444 | 4 | 61 | 3 | 261.2274 | 124.6664 | 304.441 | 414.7681 | 380.6846 | 343.4931 | 260.9789 | 241.4607 | 143.0261 | 391.8878 | 367.2511 | 466.2865 | 273.7379 | 368.8837 | 287.6831 | 388.66 | 412.3102 | 479.016 | 419.5003 | 433.7599
1445 | 5 | 61 | 3 | 252.9681 | 122.7595 | 306.8452 | 438.064 | 354.9638 | 344.6379 | 263.154 | 240.6824 | 145.0391 | 393.924 | 372.8606 | 462.2832 | 251.3414 | 360.5473 | 286.6667 | 391.0282 | 381.8691 | 490.7133 | 412.9919 | 428.687
1446 | 6 | 61 | 3 | 240.3948 | 119.008 | 298.9083 | 397.0286 | 267.5146 | 277.6835 | 255.8872 | 210.4147 | 120.415 | 358.4368 | 351.1822 | 418.2314 | 248.2372 | 304.7625 | 285.2401 | 359.4324 | 290.3745 | 486.4237 | 368.21 | 409.997
1447 | 7 | 61 | 3 | 225.6834 | 104.4534 | 252.9819 | 317.9833 | 222.7224 | 207.1428 | 233.2138 | 190.0941 | 101.9435 | 275.6492 | 307.9024 | 296.5317 | 244.6474 | 231.9139 | 241.8809 | 317.1568 | 236.622 | 385.4947 | 357.9204 | 312.6173
1448 | 8 | 61 | 3 | 206.4608 | 104.7265 | 241.594 | 301.507 | 213.4714 | 204.7983 | 225.3084 | 201.7675 | 94.0031 | 223.447 | 293.6876 | 248.1995 | 264.0017 | 212.0562 | 217.5924 | 302.0296 | 222.2594 | 322.7968 | 357.9865 | 256.5934
1449 | 9 | 61 | 3 | 201.2496 | 100.8618 | 227.3783 | 297.2288 | 207.5288 | 188.6847 | 217.5938 | 190.9278 | 86.7822 | 205.0126 | 285.5158 | 235.0778 | 274.5095 | 210.5935 | 204.6519 | 293.6884 | 220.5601 | 305.7277 | 348.1677 | 235.1297
1450 | 10 | 61 | 3 | 194.6114 | 99.752 | 225.7506 | 293.856 | 206.124 | 183.4219 | 220.0432 | 187.1806 | 84.518 | 197.1978 | 285.2282 | 229.1451 | 274.803 | 207.757 | 196.7742 | 289.8664 | 217.6004 | 288.4514 | 345.4325 | 226.5405
1451 | 11 | 61 | 3 | 195.5193 | 101.1675 | 220.7816 | 292.3068 | 203.832 | 180.136 | 213.5682 | 190.6739 | 81.4948 | 192.3791 | 275.7391 | 226.5499 | 263.9171 | 205.3531 | 193.1348 | 287.8344 | 213.8992 | 276.0217 | 344.855 | 222.3802
1452 | 12 | 61 | 3 | 194.2367 | 102.9574 | 216.8571 | 296.3722 | 204.4308 | 180.4152 | 212.9905 | 195.0265 | 85.3596 | 192.4796 | 278.2409 | 224.2184 | 254.0619 | 205.1886 | 188.9304 | 286.9767 | 214.5511 | 270.4453 | 346.8663 | 222.0429
1453 | 13 | 61 | 3 | 199.3555 | 102.318 | 214.167 | 303.6494 | 203.827 | 178.0572 | 211.7303 | 188.5623 | 84.4909 | 196.4385 | 281.3517 | 224.5074 | 256.9101 | 204.4972 | 191.4577 | 290.394 | 215.4137 | 276.1649 | 340.6679 | 224.1194
1454 | 14 | 61 | 3 | 199.6329 | 103.9799 | 215.545 | 303.9488 | 205.7985 | 175.6709 | 216.3466 | 186.7825 | 88.2099 | 197.0616 | 282.4629 | 224.5839 | 250.0331 | 204.457 | 193.3819 | 293.9497 | 216.5522 | 282.677 | 348.8625 | 222.9691
1455 | 15 | 61 | 3 | 203.6705 | 105.2023 | 217.8578 | 306.3353 | 216.4865 | 183.2742 | 221.8667 | 194.8055 | 93.326 | 198.8711 | 284.5712 | 227.2428 | 247.5963 | 221.2629 | 195.8052 | 298.834 | 233.416 | 293.6821 | 347.9198 | 234.4003
1456 | 16 | 61 | 3 | 228.1665 | 107.979 | 227.0647 | 313.9926 | 262.8247 | 204.4618 | 244.3114 | 217.308 | 109.1377 | 229.0903 | 296.9205 | 246.6326 | 273.1938 | 258.8801 | 217.3988 | 322.8437 | 290.8576 | 325.2017 | 361.5646 | 260.5686
1457 | 17 | 61 | 3 | 246.9595 | 113.2012 | 279.8447 | 354.6391 | 366.4427 | 316.3992 | 279.2521 | 242.0368 | 158.2576 | 323.3594 | 318.9702 | 327.1577 | 275.2053 | 339.6236 | 286.6968 | 376.0273 | 377.2394 | 410.6742 | 396.8677 | 366.3814
1458 | 18 | 61 | 3 | 246.9354 | 112.9041 | 335.9516 | 398.0356 | 380.1571 | 359.3671 | 286.872 | 246.6996 | 182.9218 | 388.809 | 360.3724 | 435.0985 | 282.2242 | 373.0443 | 338.4973 | 405.0499 | 393.1456 | 489.0595 | 401.2393 | 422.3574
1459 | 19 | 61 | 3 | 244.3103 | 111.6952 | 328.3259 | 402.0605 | 369.0672 | 348.4727 | 287.4937 | 245.9356 | 181.9169 | 399.3109 | 366.1201 | 442.5654 | 282.4171 | 367.419 | 311.8737 | 399.9753 | 386.3326 | 497.9789 | 397.4305 | 429.9816
1460 | 20 | 61 | 3 | 245.6753 | 111.4815 | 309.6119 | 390.0879 | 381.6566 | 345.4147 | 281.802 | 243.1514 | 156.5559 | 384.5445 | 359.1705 | 430.2256 | 279.8524 | 376.523 | 292.3147 | 390.7302 | 407.656 | 492.5695 | 392.8486 | 409.9617
1461 | 21 | 61 | 3 | 245.5173 | 117.3598 | 301.5683 | 385.7844 | 389.9462 | 352.515 | 278.6639 | 245.7072 | 164.6141 | 391.384 | 358.049 | 452.3852 | 265.589 | 384.8913 | 286.0716 | 392.3392 | 427.791 | 473.5604 | 398.4115 | 426.781
1462 | 22 | 61 | 3 | 246.2975 | 116.628 | 296.9518 | 409.6686 | 391.3893 | 345.6569 | 274.3775 | 245.0315 | 159.5657 | 386.6944 | 356.1842 | 463.0651 | 263.559 | 361.639 | 283.6296 | 396.8775 | 407.9651 | 478.491 | 416.4246 | 469.8988
1463 | 23 | 61 | 3 | 249.8634 | 121.487 | 288.445 | 429.3789 | 386.4554 | 331.6818 | 269.3919 | 246.4391 | 153.0616 | 384.5061 | 372.2336 | 457.3338 | 254.6689 | 360.167 | 275.7063 | 390.919 | 403.6759 | 491.9529 | 448.9039 | 453.448
1464 | 0 | 62 | 3 | 253.2462 | 125.5342 | 289.0161 | 432.5398 | 384.232 | 339.9748 | 267.4091 | 247.9986 | 152.2735 | 375.0614 | 377.6487 | 448.9481 | 264.3021 | 362.4927 | 287.1409 | 395.271 | 405.8253 | 483.6766 | 461.1876 | 429.5574
1465 | 1 | 62 | 3 | 262.5931 | 131.0444 | 283.4667 | 418.7173 | 380.1076 | 330.0358 | 265.1466 | 253.6222 | 149.5749 | 376.5061 | 380.9008 | 444.8213 | 269.5889 | 358.4534 | 279.27 | 396.1387 | 402.1281 | 473.3701 | 464.9336 | 418.9991
1466 | 2 | 62 | 3 | 263.5653 | 135.8513 | 291.0781 | 411.6742 | 384.5405 | 335.5269 | 260.5792 | 247.7216 | 144.5353 | 375.4866 | 379.0922 | 444.3686 | 277.4084 | 355.3677 | 283.3152 | 397.8157 | 404.2531 | 475.5911 | 463.9581 | 418.7227
1467 | 3 | 62 | 3 | 264.1589 | 130.1984 | 289.2427 | 412.0363 | 387.799 | 341.3142 | 262.8126 | 246.403 | 149.8913 | 380.1326 | 371.192 | 451.4633 | 271.2755 | 372.339 | 283.2459 | 393.1473 | 420.0701 | 479.9654 | 442.538 | 423.7
1468 | 4 | 62 | 3 | 261.2274 | 124.6664 | 304.441 | 414.7681 | 380.6846 | 343.4931 | 260.9789 | 241.4607 | 143.0261 | 391.8878 | 367.2511 | 466.2865 | 273.7379 | 368.8837 | 287.6831 | 388.66 | 412.3102 | 479.016 | 419.5003 | 433.7599
1469 | 5 | 62 | 3 | 252.9681 | 122.7595 | 306.8452 | 438.064 | 354.9638 | 344.6379 | 263.154 | 240.6824 | 145.0391 | 393.924 | 372.8606 | 462.2832 | 251.3414 | 360.5473 | 286.6667 | 391.0282 | 381.8691 | 490.7133 | 412.9919 | 428.687
1470 | 6 | 62 | 3 | 240.3948 | 119.008 | 298.9083 | 397.0286 | 267.5146 | 277.6835 | 255.8872 | 210.4147 | 120.415 | 358.4368 | 351.1822 | 418.2314 | 248.2372 | 304.7625 | 285.2401 | 359.4324 | 290.3745 | 486.4237 | 368.21 | 409.997
1471 | 7 | 62 | 3 | 225.6834 | 104.4534 | 252.9819 | 317.9833 | 222.7224 | 207.1428 | 233.2138 | 190.0941 | 101.9435 | 275.6492 | 307.9024 | 296.5317 | 244.6474 | 231.9139 | 241.8809 | 317.1568 | 236.622 | 385.4947 | 357.9204 | 312.6173
1472 | 8 | 62 | 3 | 206.4608 | 104.7265 | 241.594 | 301.507 | 213.4714 | 204.7983 | 225.3084 | 201.7675 | 94.0031 | 223.447 | 293.6876 | 248.1995 | 264.0017 | 212.0562 | 217.5924 | 302.0296 | 222.2594 | 322.7968 | 357.9865 | 256.5934
1473 | 9 | 62 | 3 | 201.2496 | 100.8618 | 227.3783 | 297.2288 | 207.5288 | 188.6847 | 217.5938 | 190.9278 | 86.7822 | 205.0126 | 285.5158 | 235.0778 | 274.5095 | 210.5935 | 204.6519 | 293.6884 | 220.5601 | 305.7277 | 348.1677 | 235.1297
1474 | 10 | 62 | 3 | 194.6114 | 99.752 | 225.7506 | 293.856 | 206.124 | 183.4219 | 220.0432 | 187.1806 | 84.518 | 197.1978 | 285.2282 | 229.1451 | 274.803 | 207.757 | 196.7742 | 289.8664 | 217.6004 | 288.4514 | 345.4325 | 226.5405
1475 | 11 | 62 | 3 | 195.5193 | 101.1675 | 220.7816 | 292.3068 | 203.832 | 180.136 | 213.5682 | 190.6739 | 81.4948 | 192.3791 | 275.7391 | 226.5499 | 263.9171 | 205.3531 | 193.1348 | 287.8344 | 213.8992 | 276.0217 | 344.855 | 222.3802
1476 | 12 | 62 | 3 | 194.2367 | 102.9574 | 216.8571 | 296.3722 | 204.4308 | 180.4152 | 212.9905 | 195.0265 | 85.3596 | 192.4796 | 278.2409 | 224.2184 | 254.0619 | 205.1886 | 188.9304 | 286.9767 | 214.5511 | 270.4453 | 346.8663 | 222.0429
1477 | 13 | 62 | 3 | 199.3555 | 102.318 | 214.167 | 303.6494 | 203.827 | 178.0572 | 211.7303 | 188.5623 | 84.4909 | 196.4385 | 281.3517 | 224.5074 | 256.9101 | 204.4972 | 191.4577 | 290.394 | 215.4137 | 276.1649 | 340.6679 | 224.1194
1478 | 14 | 62 | 3 | 199.6329 | 103.9799 | 215.545 | 303.9488 | 205.7985 | 175.6709 | 216.3466 | 186.7825 | 88.2099 | 197.0616 | 282.4629 | 224.5839 | 250.0331 | 204.457 | 193.3819 | 293.9497 | 216.5522 | 282.677 | 348.8625 | 222.9691
1479 | 15 | 62 | 3 | 203.6705 | 105.2023 | 217.8578 | 306.3353 | 216.4865 | 183.2742 | 221.8667 | 194.8055 | 93.326 | 198.8711 | 284.5712 | 227.2428 | 247.5963 | 221.2629 | 195.8052 | 298.834 | 233.416 | 293.6821 | 347.9198 | 234.4003
1480 | 16 | 62 | 3 | 228.1665 | 107.979 | 227.0647 | 313.9926 | 262.8247 | 204.4618 | 244.3114 | 217.308 | 109.1377 | 229.0903 | 296.9205 | 246.6326 | 273.1938 | 258.8801 | 217.3988 | 322.8437 | 290.8576 | 325.2017 | 361.5646 | 260.5686
1481 | 17 | 62 | 3 | 246.9595 | 113.2012 | 279.8447 | 354.6391 | 366.4427 | 316.3992 | 279.2521 | 242.0368 | 158.2576 | 323.3594 | 318.9702 | 327.1577 | 275.2053 | 339.6236 | 286.6968 | 376.0273 | 377.2394 | 410.6742 | 396.8677 | 366.3814
1482 | 18 | 62 | 3 | 246.9354 | 112.9041 | 335.9516 | 398.0356 | 380.1571 | 359.3671 | 286.872 | 246.6996 | 182.9218 | 388.809 | 360.3724 | 435.0985 | 282.2242 | 373.0443 | 338.4973 | 405.0499 | 393.1456 | 489.0595 | 401.2393 | 422.3574
1483 | 19 | 62 | 3 | 244.3103 | 111.6952 | 328.3259 | 402.0605 | 369.0672 | 348.4727 | 287.4937 | 245.9356 | 181.9169 | 399.3109 | 366.1201 | 442.5654 | 282.4171 | 367.419 | 311.8737 | 399.9753 | 386.3326 | 497.9789 | 397.4305 | 429.9816
1484 | 20 | 62 | 3 | 245.6753 | 111.4815 | 309.6119 | 390.0879 | 381.6566 | 345.4147 | 281.802 | 243.1514 | 156.5559 | 384.5445 | 359.1705 | 430.2256 | 279.8524 | 376.523 | 292.3147 | 390.7302 | 407.656 | 492.5695 | 392.8486 | 409.9617
1485 | 21 | 62 | 3 | 245.5173 | 117.3598 | 301.5683 | 385.7844 | 389.9462 | 352.515 | 278.6639 | 245.7072 | 164.6141 | 391.384 | 358.049 | 452.3852 | 265.589 | 384.8913 | 286.0716 | 392.3392 | 427.791 | 473.5604 | 398.4115 | 426.781
1486 | 22 | 62 | 3 | 246.2975 | 116.628 | 296.9518 | 409.6686 | 391.3893 | 345.6569 | 274.3775 | 245.0315 | 159.5657 | 386.6944 | 356.1842 | 463.0651 | 263.559 | 361.639 | 283.6296 | 396.8775 | 407.9651 | 478.491 | 416.4246 | 469.8988
1487 | 23 | 62 | 3 | 249.8634 | 121.487 | 288.445 | 429.3789 | 386.4554 | 331.6818 | 269.3919 | 246.4391 | 153.0616 | 384.5061 | 372.2336 | 457.3338 | 254.6689 | 360.167 | 275.7063 | 390.919 | 403.6759 | 491.9529 | 448.9039 | 453.448
1488 | 0 | 63 | 3 | 253.2462 | 125.5342 | 289.0161 | 432.5398 | 384.232 | 339.9748 | 267.4091 | 247.9986 | 152.2735 | 375.0614 | 377.6487 | 448.9481 | 264.3021 | 362.4927 | 287.1409 | 395.271 | 405.8253 | 483.6766 | 461.1876 | 429.5574
1489 | 1 | 63 | 3 | 262.5931 | 131.0444 | 283.4667 | 418.7173 | 380.1076 | 330.0358 | 265.1466 | 253.6222 | 149.5749 | 376.5061 | 380.9008 | 444.8213 | 269.5889 | 358.4534 | 279.27 | 396.1387 | 402.1281 | 473.3701 | 464.9336 | 418.9991
1490 | 2 | 63 | 3 | 263.5653 | 135.8513 | 291.0781 | 411.6742 | 384.5405 | 335.5269 | 260.5792 | 247.7216 | 144.5353 | 375.4866 | 379.0922 | 444.3686 | 277.4084 | 355.3677 | 283.3152 | 397.8157 | 404.2531 | 475.5911 | 463.9581 | 418.7227
1491 | 3 | 63 | 3 | 264.1589 | 130.1984 | 289.2427 | 412.0363 | 387.799 | 341.3142 | 262.8126 | 246.403 | 149.8913 | 380.1326 | 371.192 | 451.4633 | 271.2755 | 372.339 | 283.2459 | 393.1473 | 420.0701 | 479.9654 | 442.538 | 423.7
1492 | 4 | 63 | 3 | 261.2274 | 124.6664 | 304.441 | 414.7681 | 380.6846 | 343.4931 | 260.9789 | 241.4607 | 143.0261 | 391.8878 | 367.2511 | 466.2865 | 273.7379 | 368.8837 | 287.6831 | 388.66 | 412.3102 | 479.016 | 419.5003 | 433.7599
1493 | 5 | 63 | 3 | 252.9681 | 122.7595 | 306.8452 | 438.064 | 354.9638 | 344.6379 | 263.154 | 240.6824 | 145.0391 | 393.924 | 372.8606 | 462.2832 | 251.3414 | 360.5473 | 286.6667 | 391.0282 | 381.8691 | 490.7133 | 412.9919 | 428.687
1494 | 6 | 63 | 3 | 240.3948 | 119.008 | 298.9083 | 397.0286 | 267.5146 | 277.6835 | 255.8872 | 210.4147 | 120.415 | 358.4368 | 351.1822 | 418.2314 | 248.2372 | 304.7625 | 285.2401 | 359.4324 | 290.3745 | 486.4237 | 368.21 | 409.997
1495 | 7 | 63 | 3 | 225.6834 | 104.4534 | 252.9819 | 317.9833 | 222.7224 | 207.1428 | 233.2138 | 190.0941 | 101.9435 | 275.6492 | 307.9024 | 296.5317 | 244.6474 | 231.9139 | 241.8809 | 317.1568 | 236.622 | 385.4947 | 357.9204 | 312.6173
1496 | 8 | 63 | 3 | 206.4608 | 104.7265 | 241.594 | 301.507 | 213.4714 | 204.7983 | 225.3084 | 201.7675 | 94.0031 | 223.447 | 293.6876 | 248.1995 | 264.0017 | 212.0562 | 217.5924 | 302.0296 | 222.2594 | 322.7968 | 357.9865 | 256.5934
1497 | 9 | 63 | 3 | 201.2496 | 100.8618 | 227.3783 | 297.2288 | 207.5288 | 188.6847 | 217.5938 | 190.9278 | 86.7822 | 205.0126 | 285.5158 | 235.0778 | 274.5095 | 210.5935 | 204.6519 | 293.6884 | 220.5601 | 305.7277 | 348.1677 | 235.1297
1498 | 10 | 63 | 3 | 194.6114 | 99.752 | 225.7506 | 293.856 | 206.124 | 183.4219 | 220.0432 | 187.1806 | 84.518 | 197.1978 | 285.2282 | 229.1451 | 274.803 | 207.757 | 196.7742 | 289.8664 | 217.6004 | 288.4514 | 345.4325 | 226.5405
1499 | 11 | 63 | 3 | 195.5193 | 101.1675 | 220.7816 | 292.3068 | 203.832 | 180.136 | 213.5682 | 190.6739 | 81.4948 | 192.3791 | 275.7391 | 226.5499 | 263.9171 | 205.3531 | 193.1348 | 287.8344 | 213.8992 | 276.0217 | 344.855 | 222.3802
1500 | 12 | 63 | 3 | 194.2367 | 102.9574 | 216.8571 | 296.3722 | 204.4308 | 180.4152 | 212.9905 | 195.0265 | 85.3596 | 192.4796 | 278.2409 | 224.2184 | 254.0619 | 205.1886 | 188.9304 | 286.9767 | 214.5511 | 270.4453 | 346.8663 | 222.0429
1501 | 13 | 63 | 3 | 199.3555 | 102.318 | 214.167 | 303.6494 | 203.827 | 178.0572 | 211.7303 | 188.5623 | 84.4909 | 196.4385 | 281.3517 | 224.5074 | 256.9101 | 204.4972 | 191.4577 | 290.394 | 215.4137 | 276.1649 | 340.6679 | 224.1194
1502 | 14 | 63 | 3 | 199.6329 | 103.9799 | 215.545 | 303.9488 | 205.7985 | 175.6709 | 216.3466 | 186.7825 | 88.2099 | 197.0616 | 282.4629 | 224.5839 | 250.0331 | 204.457 | 193.3819 | 293.9497 | 216.5522 | 282.677 | 348.8625 | 222.9691
1503 | 15 | 63 | 3 | 203.6705 | 105.2023 | 217.8578 | 306.3353 | 216.4865 | 183.2742 | 221.8667 | 194.8055 | 93.326 | 198.8711 | 284.5712 | 227.2428 | 247.5963 | 221.2629 | 195.8052 | 298.834 | 233.416 | 293.6821 | 347.9198 | 234.4003
1504 | 16 | 63 | 3 | 228.1665 | 107.979 | 227.0647 | 313.9926 | 262.8247 | 204.4618 | 244.3114 | 217.308 | 109.1377 | 229.0903 | 296.9205 | 246.6326 | 273.1938 | 258.8801 | 217.3988 | 322.8437 | 290.8576 | 325.2017 | 361.5646 | 260.5686
1505 | 17 | 63 | 3 | 246.9595 | 113.2012 | 279.8447 | 354.6391 | 366.4427 | 316.3992 | 279.2521 | 242.0368 | 158.2576 | 323.3594 | 318.9702 | 327.1577 | 275.2053 | 339.6236 | 286.6968 | 376.0273 | 377.2394 | 410.6742 | 396.8677 | 366.3814
1506 | 18 | 63 | 3 | 246.9354 | 112.9041 | 335.9516 | 398.0356 | 380.1571 | 359.3671 | 286.872 | 246.6996 | 182.9218 | 388.809 | 360.3724 | 435.0985 | 282.2242 | 373.0443 | 338.4973 | 405.0499 | 393.1456 | 489.0595 | 401.2393 | 422.3574
1507 | 19 | 63 | 3 | 244.3103 | 111.6952 | 328.3259 | 402.0605 | 369.0672 | 348.4727 | 287.4937 | 245.9356 | 181.9169 | 399.3109 | 366.1201 | 442.5654 | 282.4171 | 367.419 | 311.8737 | 399.9753 | 386.3326 | 497.9789 | 397.4305 | 429.9816
1508 | 20 | 63 | 3 | 245.6753 | 111.4815 | 309.6119 | 390.0879 | 381.6566 | 345.4147 | 281.802 | 243.1514 | 156.5559 | 384.5445 | 359.1705 | 430.2256 | 279.8524 | 376.523 | 292.3147 | 390.7302 | 407.656 | 492.5695 | 392.8486 | 409.9617
1509 | 21 | 63 | 3 | 245.5173 | 117.3598 | 301.5683 | 385.7844 | 389.9462 | 352.515 | 278.6639 | 245.7072 | 164.6141 | 391.384 | 358.049 | 452.3852 | 265.589 | 384.8913 | 286.0716 | 392.3392 | 427.791 | 473.5604 | 398.4115 | 426.781
1510 | 22 | 63 | 3 | 246.2975 | 116.628 | 296.9518 | 409.6686 | 391.3893 | 345.6569 | 274.3775 | 245.0315 | 159.5657 | 386.6944 | 356.1842 | 463.0651 | 263.559 | 361.639 | 283.6296 | 396.8775 | 407.9651 | 478.491 | 416.4246 | 469.8988
1511 | 23 | 63 | 3 | 249.8634 | 121.487 | 288.445 | 429.3789 | 386.4554 | 331.6818 | 269.3919 | 246.4391 | 153.0616 | 384.5061 | 372.2336 | 457.3338 | 254.6689 | 360.167 | 275.7063 | 390.919 | 403.6759 | 491.9529 | 448.9039 | 453.448
1512 | 0 | 64 | 3 | 253.2462 | 125.5342 | 289.0161 | 432.5398 | 384.232 | 339.9748 | 267.4091 | 247.9986 | 152.2735 | 375.0614 | 377.6487 | 448.9481 | 264.3021 | 362.4927 | 287.1409 | 395.271 | 405.8253 | 483.6766 | 461.1876 | 429.5574
1513 | 1 | 64 | 3 | 262.5931 | 131.0444 | 283.4667 | 418.7173 | 380.1076 | 330.0358 | 265.1466 | 253.6222 | 149.5749 | 376.5061 | 380.9008 | 444.8213 | 269.5889 | 358.4534 | 279.27 | 396.1387 | 402.1281 | 473.3701 | 464.9336 | 418.9991
1514 | 2 | 64 | 3 | 263.5653 | 135.8513 | 291.0781 | 411.6742 | 384.5405 | 335.5269 | 260.5792 | 247.7216 | 144.5353 | 375.4866 | 379.0922 | 444.3686 | 277.4084 | 355.3677 | 283.3152 | 397.8157 | 404.2531 | 475.5911 | 463.9581 | 418.7227
1515 | 3 | 64 | 3 | 264.1589 | 130.1984 | 289.2427 | 412.0363 | 387.799 | 341.3142 | 262.8126 | 246.403 | 149.8913 | 380.1326 | 371.192 | 451.4633 | 271.2755 | 372.339 | 283.2459 | 393.1473 | 420.0701 | 479.9654 | 442.538 | 423.7
1516 | 4 | 64 | 3 | 261.2274 | 124.6664 | 304.441 | 414.7681 | 380.6846 | 343.4931 | 260.9789 | 241.4607 | 143.0261 | 391.8878 | 367.2511 | 466.2865 | 273.7379 | 368.8837 | 287.6831 | 388.66 | 412.3102 | 479.016 | 419.5003 | 433.7599
1517 | 5 | 64 | 3 | 252.9681 | 122.7595 | 306.8452 | 438.064 | 354.9638 | 344.6379 | 263.154 | 240.6824 | 145.0391 | 393.924 | 372.8606 | 462.2832 | 251.3414 | 360.5473 | 286.6667 | 391.0282 | 381.8691 | 490.7133 | 412.9919 | 428.687
1518 | 6 | 64 | 3 | 240.3948 | 119.008 | 298.9083 | 397.0286 | 267.5146 | 277.6835 | 255.8872 | 210.4147 | 120.415 | 358.4368 | 351.1822 | 418.2314 | 248.2372 | 304.7625 | 285.2401 | 359.4324 | 290.3745 | 486.4237 | 368.21 | 409.997
1519 | 7 | 64 | 3 | 225.6834 | 104.4534 | 252.9819 | 317.9833 | 222.7224 | 207.1428 | 233.2138 | 190.0941 | 101.9435 | 275.6492 | 307.9024 | 296.5317 | 244.6474 | 231.9139 | 241.8809 | 317.1568 | 236.622 | 385.4947 | 357.9204 | 312.6173
1520 | 8 | 64 | 3 | 206.4608 | 104.7265 | 241.594 | 301.507 | 213.4714 | 204.7983 | 225.3084 | 201.7675 | 94.0031 | 223.447 | 293.6876 | 248.1995 | 264.0017 | 212.0562 | 217.5924 | 302.0296 | 222.2594 | 322.7968 | 357.9865 | 256.5934
1521 | 9 | 64 | 3 | 201.2496 | 100.8618 | 227.3783 | 297.2288 | 207.5288 | 188.6847 | 217.5938 | 190.9278 | 86.7822 | 205.0126 | 285.5158 | 235.0778 | 274.5095 | 210.5935 | 204.6519 | 293.6884 | 220.5601 | 305.7277 | 348.1677 | 235.1297
1522 | 10 | 64 | 3 | 194.6114 | 99.752 | 225.7506 | 293.856 | 206.124 | 183.4219 | 220.0432 | 187.1806 | 84.518 | 197.1978 | 285.2282 | 229.1451 | 274.803 | 207.757 | 196.7742 | 289.8664 | 217.6004 | 288.4514 | 345.4325 | 226.5405
1523 | 11 | 64 | 3 | 195.5193 | 101.1675 | 220.7816 | 292.3068 | 203.832 | 180.136 | 213.5682 | 190.6739 | 81.4948 | 192.3791 | 275.7391 | 226.5499 | 263.9171 | 205.3531 | 193.1348 | 287.8344 | 213.8992 | 276.0217 | 344.855 | 222.3802
1524 | 12 | 64 | 3 | 194.2367 | 102.9574 | 216.8571 | 296.3722 | 204.4308 | 180.4152 | 212.9905 | 195.0265 | 85.3596 | 192.4796 | 278.2409 | 224.2184 | 254.0619 | 205.1886 | 188.9304 | 286.9767 | 214.5511 | 270.4453 | 346.8663 | 222.0429
1525 | 13 | 64 | 3 | 199.3555 | 102.318 | 214.167 | 303.6494 | 203.827 | 178.0572 | 211.7303 | 188.5623 | 84.4909 | 196.4385 | 281.3517 | 224.5074 | 256.9101 | 204.4972 | 191.4577 | 290.394 | 215.4137 | 276.1649 | 340.6679 | 224.1194
1526 | 14 | 64 | 3 | 199.6329 | 103.9799 | 215.545 | 303.9488 | 205.7985 | 175.6709 | 216.3466 | 186.7825 | 88.2099 | 197.0616 | 282.4629 | 224.5839 | 250.0331 | 204.457 | 193.3819 | 293.9497 | 216.5522 | 282.677 | 348.8625 | 222.9691
1527 | 15 | 64 | 3 | 203.6705 | 105.2023 | 217.8578 | 306.3353 | 216.4865 | 183.2742 | 221.8667 | 194.8055 | 93.326 | 198.8711 | 284.5712 | 227.2428 | 247.5963 | 221.2629 | 195.8052 | 298.834 | 233.416 | 293.6821 | 347.9198 | 234.4003
1528 | 16 | 64 | 3 | 228.1665 | 107.979 | 227.0647 | 313.9926 | 262.8247 | 204.4618 | 244.3114 | 217.308 | 109.1377 | 229.0903 | 296.9205 | 246.6326 | 273.1938 | 258.8801 | 217.3988 | 322.8437 | 290.8576 | 325.2017 | 361.5646 | 260.5686
1529 | 17 | 64 | 3 | 246.9595 | 113.2012 | 279.8447 | 354.6391 | 366.4427 | 316.3992 | 279.2521 | 242.0368 | 158.2576 | 323.3594 | 318.9702 | 327.1577 | 275.2053 | 339.6236 | 286.6968 | 376.0273 | 377.2394 | 410.6742 | 396.8677 | 366.3814
1530 | 18 | 64 | 3 | 246.9354 | 112.9041 | 335.9516 | 398.0356 | 380.1571 | 359.3671 | 286.872 | 246.6996 | 182.9218 | 388.809 | 360.3724 | 435.0985 | 282.2242 | 373.0443 | 338.4973 | 405.0499 | 393.1456 | 489.0595 | 401.2393 | 422.3574
1531 | 19 | 64 | 3 | 244.3103 | 111.6952 | 328.3259 | 402.0605 | 369.0672 | 348.4727 | 287.4937 | 245.9356 | 181.9169 | 399.3109 | 366.1201 | 442.5654 | 282.4171 | 367.419 | 311.8737 | 399.9753 | 386.3326 | 497.9789 | 397.4305 | 429.9816
1532 | 20 | 64 | 3 | 245.6753 | 111.4815 | 309.6119 | 390.0879 | 381.6566 | 345.4147 | 281.802 | 243.1514 | 156.5559 | 384.5445 | 359.1705 | 430.2256 | 279.8524 | 376.523 | 292.3147 | 390.7302 | 407.656 | 492.5695 | 392.8486 | 409.9617
1533 | 21 | 64 | 3 | 245.5173 | 117.3598 | 301.5683 | 385.7844 | 389.9462 | 352.515 | 278.6639 | 245.7072 | 164.6141 | 391.384 | 358.049 | 452.3852 | 265.589 | 384.8913 | 286.0716 | 392.3392 | 427.791 | 473.5604 | 398.4115 | 426.781
1534 | 22 | 64 | 3 | 246.2975 | 116.628 | 296.9518 | 409.6686 | 391.3893 | 345.6569 | 274.3775 | 245.0315 | 159.5657 | 386.6944 | 356.1842 | 463.0651 | 263.559 | 361.639 | 283.6296 | 396.8775 | 407.9651 | 478.491 | 416.4246 | 469.8988
1535 | 23 | 64 | 3 | 249.8634 | 121.487 | 288.445 | 429.3789 | 386.4554 | 331.6818 | 269.3919 | 246.4391 | 153.0616 | 384.5061 | 372.2336 | 457.3338 | 254.6689 | 360.167 | 275.7063 | 390.919 | 403.6759 | 491.9529 | 448.9039 | 453.448
1536 | 0 | 65 | 3 | 253.2462 | 125.5342 | 289.0161 | 432.5398 | 384.232 | 339.9748 | 267.4091 | 247.9986 | 152.2735 | 375.0614 | 377.6487 | 448.9481 | 264.3021 | 362.4927 | 287.1409 | 395.271 | 405.8253 | 483.6766 | 461.1876 | 429.5574
1537 | 1 | 65 | 3 | 262.5931 | 131.0444 | 283.4667 | 418.7173 | 380.1076 | 330.0358 | 265.1466 | 253.6222 | 149.5749 | 376.5061 | 380.9008 | 444.8213 | 269.5889 | 358.4534 | 279.27 | 396.1387 | 402.1281 | 473.3701 | 464.9336 | 418.9991
1538 | 2 | 65 | 3 | 263.5653 | 135.8513 | 291.0781 | 411.6742 | 384.5405 | 335.5269 | 260.5792 | 247.7216 | 144.5353 | 375.4866 | 379.0922 | 444.3686 | 277.4084 | 355.3677 | 283.3152 | 397.8157 | 404.2531 | 475.5911 | 463.9581 | 418.7227
1539 | 3 | 65 | 3 | 264.1589 | 130.1984 | 289.2427 | 412.0363 | 387.799 | 341.3142 | 262.8126 | 246.403 | 149.8913 | 380.1326 | 371.192 | 451.4633 | 271.2755 | 372.339 | 283.2459 | 393.1473 | 420.0701 | 479.9654 | 442.538 | 423.7
1540 | 4 | 65 | 3 | 261.2274 | 124.6664 | 304.441 | 414.7681 | 380.6846 | 343.4931 | 260.9789 | 241.4607 | 143.0261 | 391.8878 | 367.2511 | 466.2865 | 273.7379 | 368.8837 | 287.6831 | 388.66 | 412.3102 | 479.016 | 419.5003 | 433.7599
1541 | 5 | 65 | 3 | 252.9681 | 122.7595 | 306.8452 | 438.064 | 354.9638 | 344.6379 | 263.154 | 240.6824 | 145.0391 | 393.924 | 372.8606 | 462.2832 | 251.3414 | 360.5473 | 286.6667 | 391.0282 | 381.8691 | 490.7133 | 412.9919 | 428.687
1542 | 6 | 65 | 3 | 240.3948 | 119.008 | 298.9083 | 397.0286 | 267.5146 | 277.6835 | 255.8872 | 210.4147 | 120.415 | 358.4368 | 351.1822 | 418.2314 | 248.2372 | 304.7625 | 285.2401 | 359.4324 | 290.3745 | 486.4237 | 368.21 | 409.997
1543 | 7 | 65 | 3 | 225.6834 | 104.4534 | 252.9819 | 317.9833 | 222.7224 | 207.1428 | 233.2138 | 190.0941 | 101.9435 | 275.6492 | 307.9024 | 296.5317 | 244.6474 | 231.9139 | 241.8809 | 317.1568 | 236.622 | 385.4947 | 357.9204 | 312.6173
1544 | 8 | 65 | 3 | 206.4608 | 104.7265 | 241.594 | 301.507 | 213.4714 | 204.7983 | 225.3084 | 201.7675 | 94.0031 | 223.447 | 293.6876 | 248.1995 | 264.0017 | 212.0562 | 217.5924 | 302.0296 | 222.2594 | 322.7968 | 357.9865 | 256.5934
1545 | 9 | 65 | 3 | 201.2496 | 100.8618 | 227.3783 | 297.2288 | 207.5288 | 188.6847 | 217.5938 | 190.9278 | 86.7822 | 205.0126 | 285.5158 | 235.0778 | 274.5095 | 210.5935 | 204.6519 | 293.6884 | 220.5601 | 305.7277 | 348.1677 | 235.1297
1546 | 10 | 65 | 3 | 194.6114 | 99.752 | 225.7506 | 293.856 | 206.124 | 183.4219 | 220.0432 | 187.1806 | 84.518 | 197.1978 | 285.2282 | 229.1451 | 274.803 | 207.757 | 196.7742 | 289.8664 | 217.6004 | 288.4514 | 345.4325 | 226.5405
1547 | 11 | 65 | 3 | 195.5193 | 101.1675 | 220.7816 | 292.3068 | 203.832 | 180.136 | 213.5682 | 190.6739 | 81.4948 | 192.3791 | 275.7391 | 226.5499 | 263.9171 | 205.3531 | 193.1348 | 287.8344 | 213.8992 | 276.0217 | 344.855 | 222.3802
1548 | 12 | 65 | 3 | 194.2367 | 102.9574 | 216.8571 | 296.3722 | 204.4308 | 180.4152 | 212.9905 | 195.0265 | 85.3596 | 192.4796 | 278.2409 | 224.2184 | 254.0619 | 205.1886 | 188.9304 | 286.9767 | 214.5511 | 270.4453 | 346.8663 | 222.0429
1549 | 13 | 65 | 3 | 199.3555 | 102.318 | 214.167 | 303.6494 | 203.827 | 178.0572 | 211.7303 | 188.5623 | 84.4909 | 196.4385 | 281.3517 | 224.5074 | 256.9101 | 204.4972 | 191.4577 | 290.394 | 215.4137 | 276.1649 | 340.6679 | 224.1194
1550 | 14 | 65 | 3 | 199.6329 | 103.9799 | 215.545 | 303.9488 | 205.7985 | 175.6709 | 216.3466 | 186.7825 | 88.2099 | 197.0616 | 282.4629 | 224.5839 | 250.0331 | 204.457 | 193.3819 | 293.9497 | 216.5522 | 282.677 | 348.8625 | 222.9691
1551 | 15 | 65 | 3 | 203.6705 | 105.2023 | 217.8578 | 306.3353 | 216.4865 | 183.2742 | 221.8667 | 194.8055 | 93.326 | 198.8711 | 284.5712 | 227.2428 | 247.5963 | 221.2629 | 195.8052 | 298.834 | 233.416 | 293.6821 | 347.9198 | 234.4003
1552 | 16 | 65 | 3 | 228.1665 | 107.979 | 227.0647 | 313.9926 | 262.8247 | 204.4618 | 244.3114 | 217.308 | 109.1377 | 229.0903 | 296.9205 | 246.6326 | 273.1938 | 258.8801 | 217.3988 | 322.8437 | 290.8576 | 325.2017 | 361.5646 | 260.5686
1553 | 17 | 65 | 3 | 246.9595 | 113.2012 | 279.8447 | 354.6391 | 366.4427 | 316.3992 | 279.2521 | 242.0368 | 158.2576 | 323.3594 | 318.9702 | 327.1577 | 275.2053 | 339.6236 | 286.6968 | 376.0273 | 377.2394 | 410.6742 | 396.8677 | 366.3814
1554 | 18 | 65 | 3 | 246.9354 | 112.9041 | 335.9516 | 398.0356 | 380.1571 | 359.3671 | 286.872 | 246.6996 | 182.9218 | 388.809 | 360.3724 | 435.0985 | 282.2242 | 373.0443 | 338.4973 | 405.0499 | 393.1456 | 489.0595 | 401.2393 | 422.3574
1555 | 19 | 65 | 3 | 244.3103 | 111.6952 | 328.3259 | 402.0605 | 369.0672 | 348.4727 | 287.4937 | 245.9356 | 181.9169 | 399.3109 | 366.1201 | 442.5654 | 282.4171 | 367.419 | 311.8737 | 399.9753 | 386.3326 | 497.9789 | 397.4305 | 429.9816
1556 | 20 | 65 | 3 | 245.6753 | 111.4815 | 309.6119 | 390.0879 | 381.6566 | 345.4147 | 281.802 | 243.1514 | 156.5559 | 384.5445 | 359.1705 | 430.2256 | 279.8524 | 376.523 | 292.3147 | 390.7302 | 407.656 | 492.5695 | 392.8486 | 409.9617
1557 | 21 | 65 | 3 | 245.5173 | 117.3598 | 301.5683 | 385.7844 | 389.9462 | 352.515 | 278.6639 | 245.7072 | 164.6141 | 391.384 | 358.049 | 452.3852 | 265.589 | 384.8913 | 286.0716 | 392.3392 | 427.791 | 473.5604 | 398.4115 | 426.781
1558 | 22 | 65 | 3 | 246.2975 | 116.628 | 296.9518 | 409.6686 | 391.3893 | 345.6569 | 274.3775 | 245.0315 | 159.5657 | 386.6944 | 356.1842 | 463.0651 | 263.559 | 361.639 | 283.6296 | 396.8775 | 407.9651 | 478.491 | 416.4246 | 469.8988
1559 | 23 | 65 | 3 | 249.8634 | 121.487 | 288.445 | 429.3789 | 386.4554 | 331.6818 | 269.3919 | 246.4391 | 153.0616 | 384.5061 | 372.2336 | 457.3338 | 254.6689 | 360.167 | 275.7063 | 390.919 | 403.6759 | 491.9529 | 448.9039 | 453.448
1560 | 0 | 66 | 3 | 253.2462 | 125.5342 | 289.0161 | 432.5398 | 384.232 | 339.9748 | 267.4091 | 247.9986 | 152.2735 | 375.0614 | 377.6487 | 448.9481 | 264.3021 | 362.4927 | 287.1409 | 395.271 | 405.8253 | 483.6766 | 461.1876 | 429.5574
1561 | 1 | 66 | 3 | 262.5931 | 131.0444 | 283.4667 | 418.7173 | 380.1076 | 330.0358 | 265.1466 | 253.6222 | 149.5749 | 376.5061 | 380.9008 | 444.8213 | 269.5889 | 358.4534 | 279.27 | 396.1387 | 402.1281 | 473.3701 | 464.9336 | 418.9991
1562 | 2 | 66 | 3 | 263.5653 | 135.8513 | 291.0781 | 411.6742 | 384.5405 | 335.5269 | 260.5792 | 247.7216 | 144.5353 | 375.4866 | 379.0922 | 444.3686 | 277.4084 | 355.3677 | 283.3152 | 397.8157 | 404.2531 | 475.5911 | 463.9581 | 418.7227
1563 | 3 | 66 | 3 | 264.1589 | 130.1984 | 289.2427 | 412.0363 | 387.799 | 341.3142 | 262.8126 | 246.403 | 149.8913 | 380.1326 | 371.192 | 451.4633 | 271.2755 | 372.339 | 283.2459 | 393.1473 | 420.0701 | 479.9654 | 442.538 | 423.7
1564 | 4 | 66 | 3 | 261.2274 | 124.6664 | 304.441 | 414.7681 | 380.6846 | 343.4931 | 260.9789 | 241.4607 | 143.0261 | 391.8878 | 367.2511 | 466.2865 | 273.7379 | 368.8837 | 287.6831 | 388.66 | 412.3102 | 479.016 | 419.5003 | 433.7599
1565 | 5 | 66 | 3 | 252.9681 | 122.7595 | 306.8452 | 438.064 | 354.9638 | 344.6379 | 263.154 | 240.6824 | 145.0391 | 393.924 | 372.8606 | 462.2832 | 251.3414 | 360.5473 | 286.6667 | 391.0282 | 381.8691 | 490.7133 | 412.9919 | 428.687
1566 | 6 | 66 | 3 | 240.3948 | 119.008 | 298.9083 | 397.0286 | 267.5146 | 277.6835 | 255.8872 | 210.4147 | 120.415 | 358.4368 | 351.1822 | 418.2314 | 248.2372 | 304.7625 | 285.2401 | 359.4324 | 290.3745 | 486.4237 | 368.21 | 409.997
1567 | 7 | 66 | 3 | 225.6834 | 104.4534 | 252.9819 | 317.9833 | 222.7224 | 207.1428 | 233.2138 | 190.0941 | 101.9435 | 275.6492 | 307.9024 | 296.5317 | 244.6474 | 231.9139 | 241.8809 | 317.1568 | 236.622 | 385.4947 | 357.9204 | 312.6173
1568 | 8 | 66 | 3 | 206.4608 | 104.7265 | 241.594 | 301.507 | 213.4714 | 204.7983 | 225.3084 | 201.7675 | 94.0031 | 223.447 | 293.6876 | 248.1995 | 264.0017 | 212.0562 | 217.5924 | 302.0296 | 222.2594 | 322.7968 | 357.9865 | 256.5934
1569 | 9 | 66 | 3 | 201.2496 | 100.8618 | 227.3783 | 297.2288 | 207.5288 | 188.6847 | 217.5938 | 190.9278 | 86.7822 | 205.0126 | 285.5158 | 235.0778 | 274.5095 | 210.5935 | 204.6519 | 293.6884 | 220.5601 | 305.7277 | 348.1677 | 235.1297
1570 | 10 | 66 | 3 | 194.6114 | 99.752 | 225.7506 | 293.856 | 206.124 | 183.4219 | 220.0432 | 187.1806 | 84.518 | 197.1978 | 285.2282 | 229.1451 | 274.803 | 207.757 | 196.7742 | 289.8664 | 217.6004 | 288.4514 | 345.4325 | 226.5405
1571 | 11 | 66 | 3 | 195.5193 | 101.1675 | 220.7816 | 292.3068 | 203.832 | 180.136 | 213.5682 | 190.6739 | 81.4948 | 192.3791 | 275.7391 | 226.5499 | 263.9171 | 205.3531 | 193.1348 | 287.8344 | 213.8992 | 276.0217 | 344.855 | 222.3802
1572 | 12 | 66 | 3 | 194.2367 | 102.9574 | 216.8571 | 296.3722 | 204.4308 | 180.4152 | 212.9905 | 195.0265 | 85.3596 | 192.4796 | 278.2409 | 224.2184 | 254.0619 | 205.1886 | 188.9304 | 286.9767 | 214.5511 | 270.4453 | 346.8663 | 222.0429
1573 | 13 | 66 | 3 | 199.3555 | 102.318 | 214.167 | 303.6494 | 203.827 | 178.0572 | 211.7303 | 188.5623 | 84.4909 | 196.4385 | 281.3517 | 224.5074 | 256.9101 | 204.4972 | 191.4577 | 290.394 | 215.4137 | 276.1649 | 340.6679 | 224.1194
1574 | 14 | 66 | 3 | 199.6329 | 103.9799 | 215.545 | 303.9488 | 205.7985 | 175.6709 | 216.3466 | 186.7825 | 88.2099 | 197.0616 | 282.4629 | 224.5839 | 250.0331 | 204.457 | 193.3819 | 293.9497 | 216.5522 | 282.677 | 348.8625 | 222.9691
1575 | 15 | 66 | 3 | 203.6705 | 105.2023 | 217.8578 | 306.3353 | 216.4865 | 183.2742 | 221.8667 | 194.8055 | 93.326 | 198.8711 | 284.5712 | 227.2428 | 247.5963 | 221.2629 | 195.8052 | 298.834 | 233.416 | 293.6821 | 347.9198 | 234.4003
1576 | 16 | 66 | 3 | 228.1665 | 107.979 | 227.0647 | 313.9926 | 262.8247 | 204.4618 | 244.3114 | 217.308 | 109.1377 | 229.0903 | 296.9205 | 246.6326 | 273.1938 | 258.8801 | 217.3988 | 322.8437 | 290.8576 | 325.2017 | 361.5646 | 260.5686
1577 | 17 | 66 | 3 | 246.9595 | 113.2012 | 279.8447 | 354.6391 | 366.4427 | 316.3992 | 279.2521 | 242.0368 | 158.2576 | 323.3594 | 318.9702 | 327.1577 | 275.2053 | 339.6236 | 286.6968 | 376.0273 | 377.2394 | 410.6742 | 396.8677 | 366.3814
1578 | 18 | 66 | 3 | 246.9354 | 112.9041 | 335.9516 | 398.0356 | 380.1571 | 359.3671 | 286.872 | 246.6996 | 182.9218 | 388.809 | 360.3724 | 435.0985 | 282.2242 | 373.0443 | 338.4973 | 405.0499 | 393.1456 | 489.0595 | 401.2393 | 422.3574
1579 | 19 | 66 | 3 | 244.3103 | 111.6952 | 328.3259 | 402.0605 | 369.0672 | 348.4727 | 287.4937 | 245.9356 | 181.9169 | 399.3109 | 366.1201 | 442.5654 | 282.4171 | 367.419 | 311.8737 | 399.9753 | 386.3326 | 497.9789 | 397.4305 | 429.9816
1580 | 20 | 66 | 3 | 245.6753 | 111.4815 | 309.6119 | 390.0879 | 381.6566 | 345.4147 | 281.802 | 243.1514 | 156.5559 | 384.5445 | 359.1705 | 430.2256 | 279.8524 | 376.523 | 292.3147 | 390.7302 | 407.656 | 492.5695 | 392.8486 | 409.9617
1581 | 21 | 66 | 3 | 245.5173 | 117.3598 | 301.5683 | 385.7844 | 389.9462 | 352.515 | 278.6639 | 245.7072 | 164.6141 | 391.384 | 358.049 | 452.3852 | 265.589 | 384.8913 | 286.0716 | 392.3392 | 427.791 | 473.5604 | 398.4115 | 426.781
1582 | 22 | 66 | 3 | 246.2975 | 116.628 | 296.9518 | 409.6686 | 391.3893 | 345.6569 | 274.3775 | 245.0315 | 159.5657 | 386.6944 | 356.1842 | 463.0651 | 263.559 | 361.639 | 283.6296 | 396.8775 | 407.9651 | 478.491 | 416.4246 | 469.8988
1583 | 23 | 66 | 3 | 249.8634 | 121.487 | 288.445 | 429.3789 | 386.4554 | 331.6818 | 269.3919 | 246.4391 | 153.0616 | 384.5061 | 372.2336 | 457.3338 | 254.6689 | 360.167 | 275.7063 | 390.919 | 403.6759 | 491.9529 | 448.9039 | 453.448
1584 | 0 | 67 | 3 | 253.2462 | 125.5342 | 289.0161 | 432.5398 | 384.232 | 339.9748 | 267.4091 | 247.9986 | 152.2735 | 375.0614 | 377.6487 | 448.9481 | 264.3021 | 362.4927 | 287.1409 | 395.271 | 405.8253 | 483.6766 | 461.1876 | 429.5574
1585 | 1 | 67 | 3 | 262.5931 | 131.0444 | 283.4667 | 418.7173 | 380.1076 | 330.0358 | 265.1466 | 253.6222 | 149.5749 | 376.5061 | 380.9008 | 444.8213 | 269.5889 | 358.4534 | 279.27 | 396.1387 | 402.1281 | 473.3701 | 464.9336 | 418.9991
1586 | 2 | 67 | 3 | 263.5653 | 135.8513 | 291.0781 | 411.6742 | 384.5405 | 335.5269 | 260.5792 | 247.7216 | 144.5353 | 375.4866 | 379.0922 | 444.3686 | 277.4084 | 355.3677 | 283.3152 | 397.8157 | 404.2531 | 475.5911 | 463.9581 | 418.7227
1587 | 3 | 67 | 3 | 264.1589 | 130.1984 | 289.2427 | 412.0363 | 387.799 | 341.3142 | 262.8126 | 246.403 | 149.8913 | 380.1326 | 371.192 | 451.4633 | 271.2755 | 372.339 | 283.2459 | 393.1473 | 420.0701 | 479.9654 | 442.538 | 423.7
1588 | 4 | 67 | 3 | 261.2274 | 124.6664 | 304.441 | 414.7681 | 380.6846 | 343.4931 | 260.9789 | 241.4607 | 143.0261 | 391.8878 | 367.2511 | 466.2865 | 273.7379 | 368.8837 | 287.6831 | 388.66 | 412.3102 | 479.016 | 419.5003 | 433.7599
1589 | 5 | 67 | 3 | 252.9681 | 122.7595 | 306.8452 | 438.064 | 354.9638 | 344.6379 | 263.154 | 240.6824 | 145.0391 | 393.924 | 372.8606 | 462.2832 | 251.3414 | 360.5473 | 286.6667 | 391.0282 | 381.8691 | 490.7133 | 412.9919 | 428.687
1590 | 6 | 67 | 3 | 240.3948 | 119.008 | 298.9083 | 397.0286 | 267.5146 | 277.6835 | 255.8872 | 210.4147 | 120.415 | 358.4368 | 351.1822 | 418.2314 | 248.2372 | 304.7625 | 285.2401 | 359.4324 | 290.3745 | 486.4237 | 368.21 | 409.997
1591 | 7 | 67 | 3 | 225.6834 | 104.4534 | 252.9819 | 317.9833 | 222.7224 | 207.1428 | 233.2138 | 190.0941 | 101.9435 | 275.6492 | 307.9024 | 296.5317 | 244.6474 | 231.9139 | 241.8809 | 317.1568 | 236.622 | 385.4947 | 357.9204 | 312.6173
1592 | 8 | 67 | 3 | 206.4608 | 104.7265 | 241.594 | 301.507 | 213.4714 | 204.7983 | 225.3084 | 201.7675 | 94.0031 | 223.447 | 293.6876 | 248.1995 | 264.0017 | 212.0562 | 217.5924 | 302.0296 | 222.2594 | 322.7968 | 357.9865 | 256.5934
1593 | 9 | 67 | 3 | 201.2496 | 100.8618 | 227.3783 | 297.2288 | 207.5288 | 188.6847 | 217.5938 | 190.9278 | 86.7822 | 205.0126 | 285.5158 | 235.0778 | 274.5095 | 210.5935 | 204.6519 | 293.6884 | 220.5601 | 305.7277 | 348.1677 | 235.1297
1594 | 10 | 67 | 3 | 194.6114 | 99.752 | 225.7506 | 293.856 | 206.124 | 183.4219 | 220.0432 | 187.1806 | 84.518 | 197.1978 | 285.2282 | 229.1451 | 274.803 | 207.757 | 196.7742 | 289.8664 | 217.6004 | 288.4514 | 345.4325 | 226.5405
1595 | 11 | 67 | 3 | 195.5193 | 101.1675 | 220.7816 | 292.3068 | 203.832 | 180.136 | 213.5682 | 190.6739 | 81.4948 | 192.3791 | 275.7391 | 226.5499 | 263.9171 | 205.3531 | 193.1348 | 287.8344 | 213.8992 | 276.0217 | 344.855 | 222.3802
1596 | 12 | 67 | 3 | 194.2367 | 102.9574 | 216.8571 | 296.3722 | 204.4308 | 180.4152 | 212.9905 | 195.0265 | 85.3596 | 192.4796 | 278.2409 | 224.2184 | 254.0619 | 205.1886 | 188.9304 | 286.9767 | 214.5511 | 270.4453 | 346.8663 | 222.0429
1597 | 13 | 67 | 3 | 199.3555 | 102.318 | 214.167 | 303.6494 | 203.827 | 178.0572 | 211.7303 | 188.5623 | 84.4909 | 196.4385 | 281.3517 | 224.5074 | 256.9101 | 204.4972 | 191.4577 | 290.394 | 215.4137 | 276.1649 | 340.6679 | 224.1194
1598 | 14 | 67 | 3 | 199.6329 | 103.9799 | 215.545 | 303.9488 | 205.7985 | 175.6709 | 216.3466 | 186.7825 | 88.2099 | 197.0616 | 282.4629 | 224.5839 | 250.0331 | 204.457 | 193.3819 | 293.9497 | 216.5522 | 282.677 | 348.8625 | 222.9691
1599 | 15 | 67 | 3 | 203.6705 | 105.2023 | 217.8578 | 306.3353 | 216.4865 | 183.2742 | 221.8667 | 194.8055 | 93.326 | 198.8711 | 284.5712 | 227.2428 | 247.5963 | 221.2629 | 195.8052 | 298.834 | 233.416 | 293.6821 | 347.9198 | 234.4003
1600 | 16 | 67 | 3 | 228.1665 | 107.979 | 227.0647 | 313.9926 | 262.8247 | 204.4618 | 244.3114 | 217.308 | 109.1377 | 229.0903 | 296.9205 | 246.6326 | 273.1938 | 258.8801 | 217.3988 | 322.8437 | 290.8576 | 325.2017 | 361.5646 | 260.5686
1601 | 17 | 67 | 3 | 246.9595 | 113.2012 | 279.8447 | 354.6391 | 366.4427 | 316.3992 | 279.2521 | 242.0368 | 158.2576 | 323.3594 | 318.9702 | 327.1577 | 275.2053 | 339.6236 | 286.6968 | 376.0273 | 377.2394 | 410.6742 | 396.8677 | 366.3814
1602 | 18 | 67 | 3 | 246.9354 | 112.9041 | 335.9516 | 398.0356 | 380.1571 | 359.3671 | 286.872 | 246.6996 | 182.9218 | 388.809 | 360.3724 | 435.0985 | 282.2242 | 373.0443 | 338.4973 | 405.0499 | 393.1456 | 489.0595 | 401.2393 | 422.3574
1603 | 19 | 67 | 3 | 244.3103 | 111.6952 | 328.3259 | 402.0605 | 369.0672 | 348.4727 | 287.4937 | 245.9356 | 181.9169 | 399.3109 | 366.1201 | 442.5654 | 282.4171 | 367.419 | 311.8737 | 399.9753 | 386.3326 | 497.9789 | 397.4305 | 429.9816
1604 | 20 | 67 | 3 | 245.6753 | 111.4815 | 309.6119 | 390.0879 | 381.6566 | 345.4147 | 281.802 | 243.1514 | 156.5559 | 384.5445 | 359.1705 | 430.2256 | 279.8524 | 376.523 | 292.3147 | 390.7302 | 407.656 | 492.5695 | 392.8486 | 409.9617
1605 | 21 | 67 | 3 | 245.5173 | 117.3598 | 301.5683 | 385.7844 | 389.9462 | 352.515 | 278.6639 | 245.7072 | 164.6141 | 391.384 | 358.049 | 452.3852 | 265.589 | 384.8913 | 286.0716 | 392.3392 | 427.791 | 473.5604 | 398.4115 | 426.781
1606 | 22 | 67 | 3 | 246.2975 | 116.628 | 296.9518 | 409.6686 | 391.3893 | 345.6569 | 274.3775 | 245.0315 | 159.5657 | 386.6944 | 356.1842 | 463.0651 | 263.559 | 361.639 | 283.6296 | 396.8775 | 407.9651 | 478.491 | 416.4246 | 469.8988
1607 | 23 | 67 | 3 | 249.8634 | 121.487 | 288.445 | 429.3789 | 386.4554 | 331.6818 | 269.3919 | 246.4391 | 153.0616 | 384.5061 | 372.2336 | 457.3338 | 254.6689 | 360.167 | 275.7063 | 390.919 | 403.6759 | 491.9529 | 448.9039 | 453.448
1608 | 0 | 68 | 3 | 253.2462 | 125.5342 | 289.0161 | 432.5398 | 384.232 | 339.9748 | 267.4091 | 247.9986 | 152.2735 | 375.0614 | 377.6487 | 448.9481 | 264.3021 | 362.4927 | 287.1409 | 395.271 | 405.8253 | 483.6766 | 461.1876 | 429.5574
1609 | 1 | 68 | 3 | 262.5931 | 131.0444 | 283.4667 | 418.7173 | 380.1076 | 330.0358 | 265.1466 | 253.6222 | 149.5749 | 376.5061 | 380.9008 | 444.8213 | 269.5889 | 358.4534 | 279.27 | 396.1387 | 402.1281 | 473.3701 | 464.9336 | 418.9991
1610 | 2 | 68 | 3 | 263.5653 | 135.8513 | 291.0781 | 411.6742 | 384.5405 | 335.5269 | 260.5792 | 247.7216 | 144.5353 | 375.4866 | 379.0922 | 444.3686 | 277.4084 | 355.3677 | 283.3152 | 397.8157 | 404.2531 | 475.5911 | 463.9581 | 418.7227
1611 | 3 | 68 | 3 | 264.1589 | 130.1984 | 289.2427 | 412.0363 | 387.799 | 341.3142 | 262.8126 | 246.403 | 149.8913 | 380.1326 | 371.192 | 451.4633 | 271.2755 | 372.339 | 283.2459 | 393.1473 | 420.0701 | 479.9654 | 442.538 | 423.7
1612 | 4 | 68 | 3 | 261.2274 | 124.6664 | 304.441 | 414.7681 | 380.6846 | 343.4931 | 260.9789 | 241.4607 | 143.0261 | 391.8878 | 367.2511 | 466.2865 | 273.7379 | 368.8837 | 287.6831 | 388.66 | 412.3102 | 479.016 | 419.5003 | 433.7599
1613 | 5 | 68 | 3 | 252.9681 | 122.7595 | 306.8452 | 438.064 | 354.9638 | 344.6379 | 263.154 | 240.6824 | 145.0391 | 393.924 | 372.8606 | 462.2832 | 251.3414 | 360.5473 | 286.6667 | 391.0282 | 381.8691 | 490.7133 | 412.9919 | 428.687
1614 | 6 | 68 | 3 | 240.3948 | 119.008 | 298.9083 | 397.0286 | 267.5146 | 277.6835 | 255.8872 | 210.4147 | 120.415 | 358.4368 | 351.1822 | 418.2314 | 248.2372 | 304.7625 | 285.2401 | 359.4324 | 290.3745 | 486.4237 | 368.21 | 409.997
1615 | 7 | 68 | 3 | 225.6834 | 104.4534 | 252.9819 | 317.9833 | 222.7224 | 207.1428 | 233.2138 | 190.0941 | 101.9435 | 275.6492 | 307.9024 | 296.5317 | 244.6474 | 231.9139 | 241.8809 | 317.1568 | 236.622 | 385.4947 | 357.9204 | 312.6173
1616 | 8 | 68 | 3 | 206.4608 | 104.7265 | 241.594 | 301.507 | 213.4714 | 204.7983 | 225.3084 | 201.7675 | 94.0031 | 223.447 | 293.6876 | 248.1995 | 264.0017 | 212.0562 | 217.5924 | 302.0296 | 222.2594 | 322.7968 | 357.9865 | 256.5934
1617 | 9 | 68 | 3 | 201.2496 | 100.8618 | 227.3783 | 297.2288 | 207.5288 | 188.6847 | 217.5938 | 190.9278 | 86.7822 | 205.0126 | 285.5158 | 235.0778 | 274.5095 | 210.5935 | 204.6519 | 293.6884 | 220.5601 | 305.7277 | 348.1677 | 235.1297
1618 | 10 | 68 | 3 | 194.6114 | 99.752 | 225.7506 | 293.856 | 206.124 | 183.4219 | 220.0432 | 187.1806 | 84.518 | 197.1978 | 285.2282 | 229.1451 | 274.803 | 207.757 | 196.7742 | 289.8664 | 217.6004 | 288.4514 | 345.4325 | 226.5405
1619 | 11 | 68 | 3 | 195.5193 | 101.1675 | 220.7816 | 292.3068 | 203.832 | 180.136 | 213.5682 | 190.6739 | 81.4948 | 192.3791 | 275.7391 | 226.5499 | 263.9171 | 205.3531 | 193.1348 | 287.8344 | 213.8992 | 276.0217 | 344.855 | 222.3802
1620 | 12 | 68 | 3 | 194.2367 | 102.9574 | 216.8571 | 296.3722 | 204.4308 | 180.4152 | 212.9905 | 195.0265 | 85.3596 | 192.4796 | 278.2409 | 224.2184 | 254.0619 | 205.1886 | 188.9304 | 286.9767 | 214.5511 | 270.4453 | 346.8663 | 222.0429
1621 | 13 | 68 | 3 | 199.3555 | 102.318 | 214.167 | 303.6494 | 203.827 | 178.0572 | 211.7303 | 188.5623 | 84.4909 | 196.4385 | 281.3517 | 224.5074 | 256.9101 | 204.4972 | 191.4577 | 290.394 | 215.4137 | 276.1649 | 340.6679 | 224.1194
1622 | 14 | 68 | 3 | 199.6329 | 103.9799 | 215.545 | 303.9488 | 205.7985 | 175.6709 | 216.3466 | 186.7825 | 88.2099 | 197.0616 | 282.4629 | 224.5839 | 250.0331 | 204.457 | 193.3819 | 293.9497 | 216.5522 | 282.677 | 348.8625 | 222.9691
1623 | 15 | 68 | 3 | 203.6705 | 105.2023 | 217.8578 | 306.3353 | 216.4865 | 183.2742 | 221.8667 | 194.8055 | 93.326 | 198.8711 | 284.5712 | 227.2428 | 247.5963 | 221.2629 | 195.8052 | 298.834 | 233.416 | 293.6821 | 347.9198 | 234.4003
1624 | 16 | 68 | 3 | 228.1665 | 107.979 | 227.0647 | 313.9926 | 262.8247 | 204.4618 | 244.3114 | 217.308 | 109.1377 | 229.0903 | 296.9205 | 246.6326 | 273.1938 | 258.8801 | 217.3988 | 322.8437 | 290.8576 | 325.2017 | 361.5646 | 260.5686
1625 | 17 | 68 | 3 | 246.9595 | 113.2012 | 279.8447 | 354.6391 | 366.4427 | 316.3992 | 279.2521 | 242.0368 | 158.2576 | 323.3594 | 318.9702 | 327.1577 | 275.2053 | 339.6236 | 286.6968 | 376.0273 | 377.2394 | 410.6742 | 396.8677 | 366.3814
1626 | 18 | 68 | 3 | 246.9354 | 112.9041 | 335.9516 | 398.0356 | 380.1571 | 359.3671 | 286.872 | 246.6996 | 182.9218 | 388.809 | 360.3724 | 435.0985 | 282.2242 | 373.0443 | 338.4973 | 405.0499 | 393.1456 | 489.0595 | 401.2393 | 422.3574
1627 | 19 | 68 | 3 | 244.3103 | 111.6952 | 328.3259 | 402.0605 | 369.0672 | 348.4727 | 287.4937 | 245.9356 | 181.9169 | 399.3109 | 366.1201 | 442.5654 | 282.4171 | 367.419 | 311.8737 | 399.9753 | 386.3326 | 497.9789 | 397.4305 | 429.9816
1628 | 20 | 68 | 3 | 245.6753 | 111.4815 | 309.6119 | 390.0879 | 381.6566 | 345.4147 | 281.802 | 243.1514 | 156.5559 | 384.5445 | 359.1705 | 430.2256 | 279.8524 | 376.523 | 292.3147 | 390.7302 | 407.656 | 492.5695 | 392.8486 | 409.9617
1629 | 21 | 68 | 3 | 245.5173 | 117.3598 | 301.5683 | 385.7844 | 389.9462 | 352.515 | 278.6639 | 245.7072 | 164.6141 | 391.384 | 358.049 | 452.3852 | 265.589 | 384.8913 | 286.0716 | 392.3392 | 427.791 | 473.5604 | 398.4115 | 426.781
1630 | 22 | 68 | 3 | 246.2975 | 116.628 | 296.9518 | 409.6686 | 391.3893 | 345.6569 | 274.3775 | 245.0315 | 159.5657 | 386.6944 | 356.1842 | 463.0651 | 263.559 | 361.639 | 283.6296 | 396.8775 | 407.9651 | 478.491 | 416.4246 | 469.8988
1631 | 23 | 68 | 3 | 249.8634 | 121.487 | 288.445 | 429.3789 | 386.4554 | 331.6818 | 269.3919 | 246.4391 | 153.0616 | 384.5061 | 372.2336 | 457.3338 | 254.6689 | 360.167 | 275.7063 | 390.919 | 403.6759 | 491.9529 | 448.9039 | 453.448
1632 | 0 | 69 | 3 | 253.2462 | 125.5342 | 289.0161 | 432.5398 | 384.232 | 339.9748 | 267.4091 | 247.9986 | 152.2735 | 375.0614 | 377.6487 | 448.9481 | 264.3021 | 362.4927 | 287.1409 | 395.271 | 405.8253 | 483.6766 | 461.1876 | 429.5574
1633 | 1 | 69 | 3 | 262.5931 | 131.0444 | 283.4667 | 418.7173 | 380.1076 | 330.0358 | 265.1466 | 253.6222 | 149.5749 | 376.5061 | 380.9008 | 444.8213 | 269.5889 | 358.4534 | 279.27 | 396.1387 | 402.1281 | 473.3701 | 464.9336 | 418.9991
1634 | 2 | 69 | 3 | 263.5653 | 135.8513 | 291.0781 | 411.6742 | 384.5405 | 335.5269 | 260.5792 | 247.7216 | 144.5353 | 375.4866 | 379.0922 | 444.3686 | 277.4084 | 355.3677 | 283.3152 | 397.8157 | 404.2531 | 475.5911 | 463.9581 | 418.7227
1635 | 3 | 69 | 3 | 264.1589 | 130.1984 | 289.2427 | 412.0363 | 387.799 | 341.3142 | 262.8126 | 246.403 | 149.8913 | 380.1326 | 371.192 | 451.4633 | 271.2755 | 372.339 | 283.2459 | 393.1473 | 420.0701 | 479.9654 | 442.538 | 423.7
1636 | 4 | 69 | 3 | 261.2274 | 124.6664 | 304.441 | 414.7681 | 380.6846 | 343.4931 | 260.9789 | 241.4607 | 143.0261 | 391.8878 | 367.2511 | 466.2865 | 273.7379 | 368.8837 | 287.6831 | 388.66 | 412.3102 | 479.016 | 419.5003 | 433.7599
1637 | 5 | 69 | 3 | 252.9681 | 122.7595 | 306.8452 | 438.064 | 354.9638 | 344.6379 | 263.154 | 240.6824 | 145.0391 | 393.924 | 372.8606 | 462.2832 | 251.3414 | 360.5473 | 286.6667 | 391.0282 | 381.8691 | 490.7133 | 412.9919 | 428.687
1638 | 6 | 69 | 3 | 240.3948 | 119.008 | 298.9083 | 397.0286 | 267.5146 | 277.6835 | 255.8872 | 210.4147 | 120.415 | 358.4368 | 351.1822 | 418.2314 | 248.2372 | 304.7625 | 285.2401 | 359.4324 | 290.3745 | 486.4237 | 368.21 | 409.997
1639 | 7 | 69 | 3 | 225.6834 | 104.4534 | 252.9819 | 317.9833 | 222.7224 | 207.1428 | 233.2138 | 190.0941 | 101.9435 | 275.6492 | 307.9024 | 296.5317 | 244.6474 | 231.9139 | 241.8809 | 317.1568 | 236.622 | 385.4947 | 357.9204 | 312.6173
1640 | 8 | 69 | 3 | 206.4608 | 104.7265 | 241.594 | 301.507 | 213.4714 | 204.7983 | 225.3084 | 201.7675 | 94.0031 | 223.447 | 293.6876 | 248.1995 | 264.0017 | 212.0562 | 217.5924 | 302.0296 | 222.2594 | 322.7968 | 357.9865 | 256.5934
1641 | 9 | 69 | 3 | 201.2496 | 100.8618 | 227.3783 | 297.2288 | 207.5288 | 188.6847 | 217.5938 | 190.9278 | 86.7822 | 205.0126 | 285.5158 | 235.0778 | 274.5095 | 210.5935 | 204.6519 | 293.6884 | 220.5601 | 305.7277 | 348.1677 | 235.1297
1642 | 10 | 69 | 3 | 194.6114 | 99.752 | 225.7506 | 293.856 | 206.124 | 183.4219 | 220.0432 | 187.1806 | 84.518 | 197.1978 | 285.2282 | 229.1451 | 274.803 | 207.757 | 196.7742 | 289.8664 | 217.6004 | 288.4514 | 345.4325 | 226.5405
1643 | 11 | 69 | 3 | 195.5193 | 101.1675 | 220.7816 | 292.3068 | 203.832 | 180.136 | 213.5682 | 190.6739 | 81.4948 | 192.3791 | 275.7391 | 226.5499 | 263.9171 | 205.3531 | 193.1348 | 287.8344 | 213.8992 | 276.0217 | 344.855 | 222.3802
1644 | 12 | 69 | 3 | 194.2367 | 102.9574 | 216.8571 | 296.3722 | 204.4308 | 180.4152 | 212.9905 | 195.0265 | 85.3596 | 192.4796 | 278.2409 | 224.2184 | 254.0619 | 205.1886 | 188.9304 | 286.9767 | 214.5511 | 270.4453 | 346.8663 | 222.0429
1645 | 13 | 69 | 3 | 199.3555 | 102.318 | 214.167 | 303.6494 | 203.827 | 178.0572 | 211.7303 | 188.5623 | 84.4909 | 196.4385 | 281.3517 | 224.5074 | 256.9101 | 204.4972 | 191.4577 | 290.394 | 215.4137 | 276.1649 | 340.6679 | 224.1194
1646 | 14 | 69 | 3 | 199.6329 | 103.9799 | 215.545 | 303.9488 | 205.7985 | 175.6709 | 216.3466 | 186.7825 | 88.2099 | 197.0616 | 282.4629 | 224.5839 | 250.0331 | 204.457 | 193.3819 | 293.9497 | 216.5522 | 282.677 | 348.8625 | 222.9691
1647 | 15 | 69 | 3 | 203.6705 | 105.2023 | 217.8578 | 306.3353 | 216.4865 | 183.2742 | 221.8667 | 194.8055 | 93.326 | 198.8711 | 284.5712 | 227.2428 | 247.5963 | 221.2629 | 195.8052 | 298.834 | 233.416 | 293.6821 | 347.9198 | 234.4003
1648 | 16 | 69 | 3 | 228.1665 | 107.979 | 227.0647 | 313.9926 | 262.8247 | 204.4618 | 244.3114 | 217.308 | 109.1377 | 229.0903 | 296.9205 | 246.6326 | 273.1938 | 258.8801 | 217.3988 | 322.8437 | 290.8576 | 325.2017 | 361.5646 | 260.5686
1649 | 17 | 69 | 3 | 246.9595 | 113.2012 | 279.8447 | 354.6391 | 366.4427 | 316.3992 | 279.2521 | 242.0368 | 158.2576 | 323.3594 | 318.9702 | 327.1577 | 275.2053 | 339.6236 | 286.6968 | 376.0273 | 377.2394 | 410.6742 | 396.8677 | 366.3814
1650 | 18 | 69 | 3 | 246.9354 | 112.9041 | 335.9516 | 398.0356 | 380.1571 | 359.3671 | 286.872 | 246.6996 | 182.9218 | 388.809 | 360.3724 | 435.0985 | 282.2242 | 373.0443 | 338.4973 | 405.0499 | 393.1456 | 489.0595 | 401.2393 | 422.3574
1651 | 19 | 69 | 3 | 244.3103 | 111.6952 | 328.3259 | 402.0605 | 369.0672 | 348.4727 | 287.4937 | 245.9356 | 181.9169 | 399.3109 | 366.1201 | 442.5654 | 282.4171 | 367.419 | 311.8737 | 399.9753 | 386.3326 | 497.9789 | 397.4305 | 429.9816
1652 | 20 | 69 | 3 | 245.6753 | 111.4815 | 309.6119 | 390.0879 | 381.6566 | 345.4147 | 281.802 | 243.1514 | 156.5559 | 384.5445 | 359.1705 | 430.2256 | 279.8524 | 376.523 | 292.3147 | 390.7302 | 407.656 | 492.5695 | 392.8486 | 409.9617
1653 | 21 | 69 | 3 | 245.5173 | 117.3598 | 301.5683 | 385.7844 | 389.9462 | 352.515 | 278.6639 | 245.7072 | 164.6141 | 391.384 | 358.049 | 452.3852 | 265.589 | 384.8913 | 286.0716 | 392.3392 | 427.791 | 473.5604 | 398.4115 | 426.781
1654 | 22 | 69 | 3 | 246.2975 | 116.628 | 296.9518 | 409.6686 | 391.3893 | 345.6569 | 274.3775 | 245.0315 | 159.5657 | 386.6944 | 356.1842 | 463.0651 | 263.559 | 361.639 | 283.6296 | 396.8775 | 407.9651 | 478.491 | 416.4246 | 469.8988
1655 | 23 | 69 | 3 | 249.8634 | 121.487 | 288.445 | 429.3789 | 386.4554 | 331.6818 | 269.3919 | 246.4391 | 153.0616 | 384.5061 | 372.2336 | 457.3338 | 254.6689 | 360.167 | 275.7063 | 390.919 | 403.6759 | 491.9529 | 448.9039 | 453.448
1656 | 0 | 70 | 3 | 253.2462 | 125.5342 | 289.0161 | 432.5398 | 384.232 | 339.9748 | 267.4091 | 247.9986 | 152.2735 | 375.0614 | 377.6487 | 448.9481 | 264.3021 | 362.4927 | 287.1409 | 395.271 | 405.8253 | 483.6766 | 461.1876 | 429.5574
1657 | 1 | 70 | 3 | 262.5931 | 131.0444 | 283.4667 | 418.7173 | 380.1076 | 330.0358 | 265.1466 | 253.6222 | 149.5749 | 376.5061 | 380.9008 | 444.8213 | 269.5889 | 358.4534 | 279.27 | 396.1387 | 402.1281 | 473.3701 | 464.9336 | 418.9991
1658 | 2 | 70 | 3 | 263.5653 | 135.8513 | 291.0781 | 411.6742 | 384.5405 | 335.5269 | 260.5792 | 247.7216 | 144.5353 | 375.4866 | 379.0922 | 444.3686 | 277.4084 | 355.3677 | 283.3152 | 397.8157 | 404.2531 | 475.5911 | 463.9581 | 418.7227
1659 | 3 | 70 | 3 | 264.1589 | 130.1984 | 289.2427 | 412.0363 | 387.799 | 341.3142 | 262.8126 | 246.403 | 149.8913 | 380.1326 | 371.192 | 451.4633 | 271.2755 | 372.339 | 283.2459 | 393.1473 | 420.0701 | 479.9654 | 442.538 | 423.7
1660 | 4 | 70 | 3 | 261.2274 | 124.6664 | 304.441 | 414.7681 | 380.6846 | 343.4931 | 260.9789 | 241.4607 | 143.0261 | 391.8878 | 367.2511 | 466.2865 | 273.7379 | 368.8837 | 287.6831 | 388.66 | 412.3102 | 479.016 | 419.5003 | 433.7599
1661 | 5 | 70 | 3 | 252.9681 | 122.7595 | 306.8452 | 438.064 | 354.9638 | 344.6379 | 263.154 | 240.6824 | 145.0391 | 393.924 | 372.8606 | 462.2832 | 251.3414 | 360.5473 | 286.6667 | 391.0282 | 381.8691 | 490.7133 | 412.9919 | 428.687
1662 | 6 | 70 | 3 | 240.3948 | 119.008 | 298.9083 | 397.0286 | 267.5146 | 277.6835 | 255.8872 | 210.4147 | 120.415 | 358.4368 | 351.1822 | 418.2314 | 248.2372 | 304.7625 | 285.2401 | 359.4324 | 290.3745 | 486.4237 | 368.21 | 409.997
1663 | 7 | 70 | 3 | 225.6834 | 104.4534 | 252.9819 | 317.9833 | 222.7224 | 207.1428 | 233.2138 | 190.0941 | 101.9435 | 275.6492 | 307.9024 | 296.5317 | 244.6474 | 231.9139 | 241.8809 | 317.1568 | 236.622 | 385.4947 | 357.9204 | 312.6173
1664 | 8 | 70 | 3 | 206.4608 | 104.7265 | 241.594 | 301.507 | 213.4714 | 204.7983 | 225.3084 | 201.7675 | 94.0031 | 223.447 | 293.6876 | 248.1995 | 264.0017 | 212.0562 | 217.5924 | 302.0296 | 222.2594 | 322.7968 | 357.9865 | 256.5934
1665 | 9 | 70 | 3 | 201.2496 | 100.8618 | 227.3783 | 297.2288 | 207.5288 | 188.6847 | 217.5938 | 190.9278 | 86.7822 | 205.0126 | 285.5158 | 235.0778 | 274.5095 | 210.5935 | 204.6519 | 293.6884 | 220.5601 | 305.7277 | 348.1677 | 235.1297
1666 | 10 | 70 | 3 | 194.6114 | 99.752 | 225.7506 | 293.856 | 206.124 | 183.4219 | 220.0432 | 187.1806 | 84.518 | 197.1978 | 285.2282 | 229.1451 | 274.803 | 207.757 | 196.7742 | 289.8664 | 217.6004 | 288.4514 | 345.4325 | 226.5405
1667 | 11 | 70 | 3 | 195.5193 | 101.1675 | 220.7816 | 292.3068 | 203.832 | 180.136 | 213.5682 | 190.6739 | 81.4948 | 192.3791 | 275.7391 | 226.5499 | 263.9171 | 205.3531 | 193.1348 | 287.8344 | 213.8992 | 276.0217 | 344.855 | 222.3802
1668 | 12 | 70 | 3 | 194.2367 | 102.9574 | 216.8571 | 296.3722 | 204.4308 | 180.4152 | 212.9905 | 195.0265 | 85.3596 | 192.4796 | 278.2409 | 224.2184 | 254.0619 | 205.1886 | 188.9304 | 286.9767 | 214.5511 | 270.4453 | 346.8663 | 222.0429
1669 | 13 | 70 | 3 | 199.3555 | 102.318 | 214.167 | 303.6494 | 203.827 | 178.0572 | 211.7303 | 188.5623 | 84.4909 | 196.4385 | 281.3517 | 224.5074 | 256.9101 | 204.4972 | 191.4577 | 290.394 | 215.4137 | 276.1649 | 340.6679 | 224.1194
1670 | 14 | 70 | 3 | 199.6329 | 103.9799 | 215.545 | 303.9488 | 205.7985 | 175.6709 | 216.3466 | 186.7825 | 88.2099 | 197.0616 | 282.4629 | 224.5839 | 250.0331 | 204.457 | 193.3819 | 293.9497 | 216.5522 | 282.677 | 348.8625 | 222.9691
1671 | 15 | 70 | 3 | 203.6705 | 105.2023 | 217.8578 | 306.3353 | 216.4865 | 183.2742 | 221.8667 | 194.8055 | 93.326 | 198.8711 | 284.5712 | 227.2428 | 247.5963 | 221.2629 | 195.8052 | 298.834 | 233.416 | 293.6821 | 347.9198 | 234.4003
1672 | 16 | 70 | 3 | 228.1665 | 107.979 | 227.0647 | 313.9926 | 262.8247 | 204.4618 | 244.3114 | 217.308 | 109.1377 | 229.0903 | 296.9205 | 246.6326 | 273.1938 | 258.8801 | 217.3988 | 322.8437 | 290.8576 | 325.2017 | 361.5646 | 260.5686
1673 | 17 | 70 | 3 | 246.9595 | 113.2012 | 279.8447 | 354.6391 | 366.4427 | 316.3992 | 279.2521 | 242.0368 | 158.2576 | 323.3594 | 318.9702 | 327.1577 | 275.2053 | 339.6236 | 286.6968 | 376.0273 | 377.2394 | 410.6742 | 396.8677 | 366.3814
1674 | 18 | 70 | 3 | 246.9354 | 112.9041 | 335.9516 | 398.0356 | 380.1571 | 359.3671 | 286.872 | 246.6996 | 182.9218 | 388.809 | 360.3724 | 435.0985 | 282.2242 | 373.0443 | 338.4973 | 405.0499 | 393.1456 | 489.0595 | 401.2393 | 422.3574
1675 | 19 | 70 | 3 | 244.3103 | 111.6952 | 328.3259 | 402.0605 | 369.0672 | 348.4727 | 287.4937 | 245.9356 | 181.9169 | 399.3109 | 366.1201 | 442.5654 | 282.4171 | 367.419 | 311.8737 | 399.9753 | 386.3326 | 497.9789 | 397.4305 | 429.9816
1676 | 20 | 70 | 3 | 245.6753 | 111.4815 | 309.6119 | 390.0879 | 381.6566 | 345.4147 | 281.802 | 243.1514 | 156.5559 | 384.5445 | 359.1705 | 430.2256 | 279.8524 | 376.523 | 292.3147 | 390.7302 | 407.656 | 492.5695 | 392.8486 | 409.9617
1677 | 21 | 70 | 3 | 245.5173 | 117.3598 | 301.5683 | 385.7844 | 389.9462 | 352.515 | 278.6639 | 245.7072 | 164.6141 | 391.384 | 358.049 | 452.3852 | 265.589 | 384.8913 | 286.0716 | 392.3392 | 427.791 | 473.5604 | 398.4115 | 426.781
1678 | 22 | 70 | 3 | 246.2975 | 116.628 | 296.9518 | 409.6686 | 391.3893 | 345.6569 | 274.3775 | 245.0315 | 159.5657 | 386.6944 | 356.1842 | 463.0651 | 263.559 | 361.639 | 283.6296 | 396.8775 | 407.9651 | 478.491 | 416.4246 | 469.8988
1679 | 23 | 70 | 3 | 249.8634 | 121.487 | 288.445 | 429.3789 | 386.4554 | 331.6818 | 269.3919 | 246.4391 | 153.0616 | 384.5061 | 372.2336 | 457.3338 | 254.6689 | 360.167 | 275.7063 | 390.919 | 403.6759 | 491.9529 | 448.9039 | 453.448
1680 | 0 | 71 | 3 | 253.2462 | 125.5342 | 289.0161 | 432.5398 | 384.232 | 339.9748 | 267.4091 | 247.9986 | 152.2735 | 375.0614 | 377.6487 | 448.9481 | 264.3021 | 362.4927 | 287.1409 | 395.271 | 405.8253 | 483.6766 | 461.1876 | 429.5574
1681 | 1 | 71 | 3 | 262.5931 | 131.0444 | 283.4667 | 418.7173 | 380.1076 | 330.0358 | 265.1466 | 253.6222 | 149.5749 | 376.5061 | 380.9008 | 444.8213 | 269.5889 | 358.4534 | 279.27 | 396.1387 | 402.1281 | 473.3701 | 464.9336 | 418.9991
1682 | 2 | 71 | 3 | 263.5653 | 135.8513 | 291.0781 | 411.6742 | 384.5405 | 335.5269 | 260.5792 | 247.7216 | 144.5353 | 375.4866 | 379.0922 | 444.3686 | 277.4084 | 355.3677 | 283.3152 | 397.8157 | 404.2531 | 475.5911 | 463.9581 | 418.7227
1683 | 3 | 71 | 3 | 264.1589 | 130.1984 | 289.2427 | 412.0363 | 387.799 | 341.3142 | 262.8126 | 246.403 | 149.8913 | 380.1326 | 371.192 | 451.4633 | 271.2755 | 372.339 | 283.2459 | 393.1473 | 420.0701 | 479.9654 | 442.538 | 423.7
1684 | 4 | 71 | 3 | 261.2274 | 124.6664 | 304.441 | 414.7681 | 380.6846 | 343.4931 | 260.9789 | 241.4607 | 143.0261 | 391.8878 | 367.2511 | 466.2865 | 273.7379 | 368.8837 | 287.6831 | 388.66 | 412.3102 | 479.016 | 419.5003 | 433.7599
1685 | 5 | 71 | 3 | 252.9681 | 122.7595 | 306.8452 | 438.064 | 354.9638 | 344.6379 | 263.154 | 240.6824 | 145.0391 | 393.924 | 372.8606 | 462.2832 | 251.3414 | 360.5473 | 286.6667 | 391.0282 | 381.8691 | 490.7133 | 412.9919 | 428.687
1686 | 6 | 71 | 3 | 240.3948 | 119.008 | 298.9083 | 397.0286 | 267.5146 | 277.6835 | 255.8872 | 210.4147 | 120.415 | 358.4368 | 351.1822 | 418.2314 | 248.2372 | 304.7625 | 285.2401 | 359.4324 | 290.3745 | 486.4237 | 368.21 | 409.997
1687 | 7 | 71 | 3 | 225.6834 | 104.4534 | 252.9819 | 317.9833 | 222.7224 | 207.1428 | 233.2138 | 190.0941 | 101.9435 | 275.6492 | 307.9024 | 296.5317 | 244.6474 | 231.9139 | 241.8809 | 317.1568 | 236.622 | 385.4947 | 357.9204 | 312.6173
1688 | 8 | 71 | 3 | 206.4608 | 104.7265 | 241.594 | 301.507 | 213.4714 | 204.7983 | 225.3084 | 201.7675 | 94.0031 | 223.447 | 293.6876 | 248.1995 | 264.0017 | 212.0562 | 217.5924 | 302.0296 | 222.2594 | 322.7968 | 357.9865 | 256.5934
1689 | 9 | 71 | 3 | 201.2496 | 100.8618 | 227.3783 | 297.2288 | 207.5288 | 188.6847 | 217.5938 | 190.9278 | 86.7822 | 205.0126 | 285.5158 | 235.0778 | 274.5095 | 210.5935 | 204.6519 | 293.6884 | 220.5601 | 305.7277 | 348.1677 | 235.1297
1690 | 10 | 71 | 3 | 194.6114 | 99.752 | 225.7506 | 293.856 | 206.124 | 183.4219 | 220.0432 | 187.1806 | 84.518 | 197.1978 | 285.2282 | 229.1451 | 274.803 | 207.757 | 196.7742 | 289.8664 | 217.6004 | 288.4514 | 345.4325 | 226.5405
1691 | 11 | 71 | 3 | 195.5193 | 101.1675 | 220.7816 | 292.3068 | 203.832 | 180.136 | 213.5682 | 190.6739 | 81.4948 | 192.3791 | 275.7391 | 226.5499 | 263.9171 | 205.3531 | 193.1348 | 287.8344 | 213.8992 | 276.0217 | 344.855 | 222.3802
1692 | 12 | 71 | 3 | 194.2367 | 102.9574 | 216.8571 | 296.3722 | 204.4308 | 180.4152 | 212.9905 | 195.0265 | 85.3596 | 192.4796 | 278.2409 | 224.2184 | 254.0619 | 205.1886 | 188.9304 | 286.9767 | 214.5511 | 270.4453 | 346.8663 | 222.0429
1693 | 13 | 71 | 3 | 199.3555 | 102.318 | 214.167 | 303.6494 | 203.827 | 178.0572 | 211.7303 | 188.5623 | 84.4909 | 196.4385 | 281.3517 | 224.5074 | 256.9101 | 204.4972 | 191.4577 | 290.394 | 215.4137 | 276.1649 | 340.6679 | 224.1194
1694 | 14 | 71 | 3 | 199.6329 | 103.9799 | 215.545 | 303.9488 | 205.7985 | 175.6709 | 216.3466 | 186.7825 | 88.2099 | 197.0616 | 282.4629 | 224.5839 | 250.0331 | 204.457 | 193.3819 | 293.9497 | 216.5522 | 282.677 | 348.8625 | 222.9691
1695 | 15 | 71 | 3 | 203.6705 | 105.2023 | 217.8578 | 306.3353 | 216.4865 | 183.2742 | 221.8667 | 194.8055 | 93.326 | 198.8711 | 284.5712 | 227.2428 | 247.5963 | 221.2629 | 195.8052 | 298.834 | 233.416 | 293.6821 | 347.9198 | 234.4003
1696 | 16 | 71 | 3 | 228.1665 | 107.979 | 227.0647 | 313.9926 | 262.8247 | 204.4618 | 244.3114 | 217.308 | 109.1377 | 229.0903 | 296.9205 | 246.6326 | 273.1938 | 258.8801 | 217.3988 | 322.8437 | 290.8576 | 325.2017 | 361.5646 | 260.5686
1697 | 17 | 71 | 3 | 246.9595 | 113.2012 | 279.8447 | 354.6391 | 366.4427 | 316.3992 | 279.2521 | 242.0368 | 158.2576 | 323.3594 | 318.9702 | 327.1577 | 275.2053 | 339.6236 | 286.6968 | 376.0273 | 377.2394 | 410.6742 | 396.8677 | 366.3814
1698 | 18 | 71 | 3 | 246.9354 | 112.9041 | 335.9516 | 398.0356 | 380.1571 | 359.3671 | 286.872 | 246.6996 | 182.9218 | 388.809 | 360.3724 | 435.0985 | 282.2242 | 373.0443 | 338.4973 | 405.0499 | 393.1456 | 489.0595 | 401.2393 | 422.3574
1699 | 19 | 71 | 3 | 244.3103 | 111.6952 | 328.3259 | 402.0605 | 369.0672 | 348.4727 | 287.4937 | 245.9356 | 181.9169 | 399.3109 | 366.1201 | 442.5654 | 282.4171 | 367.419 | 311.8737 | 399.9753 | 386.3326 | 497.9789 | 397.4305 | 429.9816
1700 | 20 | 71 | 3 | 245.6753 | 111.4815 | 309.6119 | 390.0879 | 381.6566 | 345.4147 | 281.802 | 243.1514 | 156.5559 | 384.5445 | 359.1705 | 430.2256 | 279.8524 | 376.523 | 292.3147 | 390.7302 | 407.656 | 492.5695 | 392.8486 | 409.9617
1701 | 21 | 71 | 3 | 245.5173 | 117.3598 | 301.5683 | 385.7844 | 389.9462 | 352.515 | 278.6639 | 245.7072 | 164.6141 | 391.384 | 358.049 | 452.3852 | 265.589 | 384.8913 | 286.0716 | 392.3392 | 427.791 | 473.5604 | 398.4115 | 426.781
1702 | 22 | 71 | 3 | 246.2975 | 116.628 | 296.9518 | 409.6686 | 391.3893 | 345.6569 | 274.3775 | 245.0315 | 159.5657 | 386.6944 | 356.1842 | 463.0651 | 263.559 | 361.639 | 283.6296 | 396.8775 | 407.9651 | 478.491 | 416.4246 | 469.8988
1703 | 23 | 71 | 3 | 249.8634 | 121.487 | 288.445 | 429.3789 | 386.4554 | 331.6818 | 269.3919 | 246.4391 | 153.0616 | 384.5061 | 372.2336 | 457.3338 | 254.6689 | 360.167 | 275.7063 | 390.919 | 403.6759 | 491.9529 | 448.9039 | 453.448
1704 | 0 | 72 | 3 | 253.2462 | 125.5342 | 289.0161 | 432.5398 | 384.232 | 339.9748 | 267.4091 | 247.9986 | 152.2735 | 375.0614 | 377.6487 | 448.9481 | 264.3021 | 362.4927 | 287.1409 | 395.271 | 405.8253 | 483.6766 | 461.1876 | 429.5574
1705 | 1 | 72 | 3 | 262.5931 | 131.0444 | 283.4667 | 418.7173 | 380.1076 | 330.0358 | 265.1466 | 253.6222 | 149.5749 | 376.5061 | 380.9008 | 444.8213 | 269.5889 | 358.4534 | 279.27 | 396.1387 | 402.1281 | 473.3701 | 464.9336 | 418.9991
1706 | 2 | 72 | 3 | 263.5653 | 135.8513 | 291.0781 | 411.6742 | 384.5405 | 335.5269 | 260.5792 | 247.7216 | 144.5353 | 375.4866 | 379.0922 | 444.3686 | 277.4084 | 355.3677 | 283.3152 | 397.8157 | 404.2531 | 475.5911 | 463.9581 | 418.7227
1707 | 3 | 72 | 3 | 264.1589 | 130.1984 | 289.2427 | 412.0363 | 387.799 | 341.3142 | 262.8126 | 246.403 | 149.8913 | 380.1326 | 371.192 | 451.4633 | 271.2755 | 372.339 | 283.2459 | 393.1473 | 420.0701 | 479.9654 | 442.538 | 423.7
1708 | 4 | 72 | 3 | 261.2274 | 124.6664 | 304.441 | 414.7681 | 380.6846 | 343.4931 | 260.9789 | 241.4607 | 143.0261 | 391.8878 | 367.2511 | 466.2865 | 273.7379 | 368.8837 | 287.6831 | 388.66 | 412.3102 | 479.016 | 419.5003 | 433.7599
1709 | 5 | 72 | 3 | 252.9681 | 122.7595 | 306.8452 | 438.064 | 354.9638 | 344.6379 | 263.154 | 240.6824 | 145.0391 | 393.924 | 372.8606 | 462.2832 | 251.3414 | 360.5473 | 286.6667 | 391.0282 | 381.8691 | 490.7133 | 412.9919 | 428.687
1710 | 6 | 72 | 3 | 240.3948 | 119.008 | 298.9083 | 397.0286 | 267.5146 | 277.6835 | 255.8872 | 210.4147 | 120.415 | 358.4368 | 351.1822 | 418.2314 | 248.2372 | 304.7625 | 285.2401 | 359.4324 | 290.3745 | 486.4237 | 368.21 | 409.997
1711 | 7 | 72 | 3 | 225.6834 | 104.4534 | 252.9819 | 317.9833 | 222.7224 | 207.1428 | 233.2138 | 190.0941 | 101.9435 | 275.6492 | 307.9024 | 296.5317 | 244.6474 | 231.9139 | 241.8809 | 317.1568 | 236.622 | 385.4947 | 357.9204 | 312.6173
1712 | 8 | 72 | 3 | 206.4608 | 104.7265 | 241.594 | 301.507 | 213.4714 | 204.7983 | 225.3084 | 201.7675 | 94.0031 | 223.447 | 293.6876 | 248.1995 | 264.0017 | 212.0562 | 217.5924 | 302.0296 | 222.2594 | 322.7968 | 357.9865 | 256.5934
1713 | 9 | 72 | 3 | 201.2496 | 100.8618 | 227.3783 | 297.2288 | 207.5288 | 188.6847 | 217.5938 | 190.9278 | 86.7822 | 205.0126 | 285.5158 | 235.0778 | 274.5095 | 210.5935 | 204.6519 | 293.6884 | 220.5601 | 305.7277 | 348.1677 | 235.1297
1714 | 10 | 72 | 3 | 194.6114 | 99.752 | 225.7506 | 293.856 | 206.124 | 183.4219 | 220.0432 | 187.1806 | 84.518 | 197.1978 | 285.2282 | 229.1451 | 274.803 | 207.757 | 196.7742 | 289.8664 | 217.6004 | 288.4514 | 345.4325 | 226.5405
1715 | 11 | 72 | 3 | 195.5193 | 101.1675 | 220.7816 | 292.3068 | 203.832 | 180.136 | 213.5682 | 190.6739 | 81.4948 | 192.3791 | 275.7391 | 226.5499 | 263.9171 | 205.3531 | 193.1348 | 287.8344 | 213.8992 | 276.0217 | 344.855 | 222.3802
1716 | 12 | 72 | 3 | 194.2367 | 102.9574 | 216.8571 | 296.3722 | 204.4308 | 180.4152 | 212.9905 | 195.0265 | 85.3596 | 192.4796 | 278.2409 | 224.2184 | 254.0619 | 205.1886 | 188.9304 | 286.9767 | 214.5511 | 270.4453 | 346.8663 | 222.0429
1717 | 13 | 72 | 3 | 199.3555 | 102.318 | 214.167 | 303.6494 | 203.827 | 178.0572 | 211.7303 | 188.5623 | 84.4909 | 196.4385 | 281.3517 | 224.5074 | 256.9101 | 204.4972 | 191.4577 | 290.394 | 215.4137 | 276.1649 | 340.6679 | 224.1194
1718 | 14 | 72 | 3 | 199.6329 | 103.9799 | 215.545 | 303.9488 | 205.7985 | 175.6709 | 216.3466 | 186.7825 | 88.2099 | 197.0616 | 282.4629 | 224.5839 | 250.0331 | 204.457 | 193.3819 | 293.9497 | 216.5522 | 282.677 | 348.8625 | 222.9691
1719 | 15 | 72 | 3 | 203.6705 | 105.2023 | 217.8578 | 306.3353 | 216.4865 | 183.2742 | 221.8667 | 194.8055 | 93.326 | 198.8711 | 284.5712 | 227.2428 | 247.5963 | 221.2629 | 195.8052 | 298.834 | 233.416 | 293.6821 | 347.9198 | 234.4003
1720 | 16 | 72 | 3 | 228.1665 | 107.979 | 227.0647 | 313.9926 | 262.8247 | 204.4618 | 244.3114 | 217.308 | 109.1377 | 229.0903 | 296.9205 | 246.6326 | 273.1938 | 258.8801 | 217.3988 | 322.8437 | 290.8576 | 325.2017 | 361.5646 | 260.5686
1721 | 17 | 72 | 3 | 246.9595 | 113.2012 | 279.8447 | 354.6391 | 366.4427 | 316.3992 | 279.2521 | 242.0368 | 158.2576 | 323.3594 | 318.9702 | 327.1577 | 275.2053 | 339.6236 | 286.6968 | 376.0273 | 377.2394 | 410.6742 | 396.8677 | 366.3814
1722 | 18 | 72 | 3 | 246.9354 | 112.9041 | 335.9516 | 398.0356 | 380.1571 | 359.3671 | 286.872 | 246.6996 | 182.9218 | 388.809 | 360.3724 | 435.0985 | 282.2242 | 373.0443 | 338.4973 | 405.0499 | 393.1456 | 489.0595 | 401.2393 | 422.3574
1723 | 19 | 72 | 3 | 244.3103 | 111.6952 | 328.3259 | 402.0605 | 369.0672 | 348.4727 | 287.4937 | 245.9356 | 181.9169 | 399.3109 | 366.1201 | 442.5654 | 282.4171 | 367.419 | 311.8737 | 399.9753 | 386.3326 | 497.9789 | 397.4305 | 429.9816
1724 | 20 | 72 | 3 | 245.6753 | 111.4815 | 309.6119 | 390.0879 | 381.6566 | 345.4147 | 281.802 | 243.1514 | 156.5559 | 384.5445 | 359.1705 | 430.2256 | 279.8524 | 376.523 | 292.3147 | 390.7302 | 407.656 | 492.5695 | 392.8486 | 409.9617
1725 | 21 | 72 | 3 | 245.5173 | 117.3598 | 301.5683 | 385.7844 | 389.9462 | 352.515 | 278.6639 | 245.7072 | 164.6141 | 391.384 | 358.049 | 452.3852 | 265.589 | 384.8913 | 286.0716 | 392.3392 | 427.791 | 473.5604 | 398.4115 | 426.781
1726 | 22 | 72 | 3 | 246.2975 | 116.628 | 296.9518 | 409.6686 | 391.3893 | 345.6569 | 274.3775 | 245.0315 | 159.5657 | 386.6944 | 356.1842 | 463.0651 | 263.559 | 361.639 | 283.6296 | 396.8775 | 407.9651 | 478.491 | 416.4246 | 469.8988
1727 | 23 | 72 | 3 | 249.8634 | 121.487 | 288.445 | 429.3789 | 386.4554 | 331.6818 | 269.3919 | 246.4391 | 153.0616 | 384.5061 | 372.2336 | 457.3338 | 254.6689 | 360.167 | 275.7063 | 390.919 | 403.6759 | 491.9529 | 448.9039 | 453.448
1728 | 0 | 73 | 3 | 253.2462 | 125.5342 | 289.0161 | 432.5398 | 384.232 | 339.9748 | 267.4091 | 247.9986 | 152.2735 | 375.0614 | 377.6487 | 448.9481 | 264.3021 | 362.4927 | 287.1409 | 395.271 | 405.8253 | 483.6766 | 461.1876 | 429.5574
1729 | 1 | 73 | 3 | 262.5931 | 131.0444 | 283.4667 | 418.7173 | 380.1076 | 330.0358 | 265.1466 | 253.6222 | 149.5749 | 376.5061 | 380.9008 | 444.8213 | 269.5889 | 358.4534 | 279.27 | 396.1387 | 402.1281 | 473.3701 | 464.9336 | 418.9991
1730 | 2 | 73 | 3 | 263.5653 | 135.8513 | 291.0781 | 411.6742 | 384.5405 | 335.5269 | 260.5792 | 247.7216 | 144.5353 | 375.4866 | 379.0922 | 444.3686 | 277.4084 | 355.3677 | 283.3152 | 397.8157 | 404.2531 | 475.5911 | 463.9581 | 418.7227
1731 | 3 | 73 | 3 | 264.1589 | 130.1984 | 289.2427 | 412.0363 | 387.799 | 341.3142 | 262.8126 | 246.403 | 149.8913 | 380.1326 | 371.192 | 451.4633 | 271.2755 | 372.339 | 283.2459 | 393.1473 | 420.0701 | 479.9654 | 442.538 | 423.7
1732 | 4 | 73 | 3 | 261.2274 | 124.6664 | 304.441 | 414.7681 | 380.6846 | 343.4931 | 260.9789 | 241.4607 | 143.0261 | 391.8878 | 367.2511 | 466.2865 | 273.7379 | 368.8837 | 287.6831 | 388.66 | 412.3102 | 479.016 | 419.5003 | 433.7599
1733 | 5 | 73 | 3 | 252.9681 | 122.7595 | 306.8452 | 438.064 | 354.9638 | 344.6379 | 263.154 | 240.6824 | 145.0391 | 393.924 | 372.8606 | 462.2832 | 251.3414 | 360.5473 | 286.6667 | 391.0282 | 381.8691 | 490.7133 | 412.9919 | 428.687
1734 | 6 | 73 | 3 | 240.3948 | 119.008 | 298.9083 | 397.0286 | 267.5146 | 277.6835 | 255.8872 | 210.4147 | 120.415 | 358.4368 | 351.1822 | 418.2314 | 248.2372 | 304.7625 | 285.2401 | 359.4324 | 290.3745 | 486.4237 | 368.21 | 409.997
1735 | 7 | 73 | 3 | 225.6834 | 104.4534 | 252.9819 | 317.9833 | 222.7224 | 207.1428 | 233.2138 | 190.0941 | 101.9435 | 275.6492 | 307.9024 | 296.5317 | 244.6474 | 231.9139 | 241.8809 | 317.1568 | 236.622 | 385.4947 | 357.9204 | 312.6173
1736 | 8 | 73 | 3 | 206.4608 | 104.7265 | 241.594 | 301.507 | 213.4714 | 204.7983 | 225.3084 | 201.7675 | 94.0031 | 223.447 | 293.6876 | 248.1995 | 264.0017 | 212.0562 | 217.5924 | 302.0296 | 222.2594 | 322.7968 | 357.9865 | 256.5934
1737 | 9 | 73 | 3 | 201.2496 | 100.8618 | 227.3783 | 297.2288 | 207.5288 | 188.6847 | 217.5938 | 190.9278 | 86.7822 | 205.0126 | 285.5158 | 235.0778 | 274.5095 | 210.5935 | 204.6519 | 293.6884 | 220.5601 | 305.7277 | 348.1677 | 235.1297
1738 | 10 | 73 | 3 | 194.6114 | 99.752 | 225.7506 | 293.856 | 206.124 | 183.4219 | 220.0432 | 187.1806 | 84.518 | 197.1978 | 285.2282 | 229.1451 | 274.803 | 207.757 | 196.7742 | 289.8664 | 217.6004 | 288.4514 | 345.4325 | 226.5405
1739 | 11 | 73 | 3 | 195.5193 | 101.1675 | 220.7816 | 292.3068 | 203.832 | 180.136 | 213.5682 | 190.6739 | 81.4948 | 192.3791 | 275.7391 | 226.5499 | 263.9171 | 205.3531 | 193.1348 | 287.8344 | 213.8992 | 276.0217 | 344.855 | 222.3802
1740 | 12 | 73 | 3 | 194.2367 | 102.9574 | 216.8571 | 296.3722 | 204.4308 | 180.4152 | 212.9905 | 195.0265 | 85.3596 | 192.4796 | 278.2409 | 224.2184 | 254.0619 | 205.1886 | 188.9304 | 286.9767 | 214.5511 | 270.4453 | 346.8663 | 222.0429
1741 | 13 | 73 | 3 | 199.3555 | 102.318 | 214.167 | 303.6494 | 203.827 | 178.0572 | 211.7303 | 188.5623 | 84.4909 | 196.4385 | 281.3517 | 224.5074 | 256.9101 | 204.4972 | 191.4577 | 290.394 | 215.4137 | 276.1649 | 340.6679 | 224.1194
1742 | 14 | 73 | 3 | 199.6329 | 103.9799 | 215.545 | 303.9488 | 205.7985 | 175.6709 | 216.3466 | 186.7825 | 88.2099 | 197.0616 | 282.4629 | 224.5839 | 250.0331 | 204.457 | 193.3819 | 293.9497 | 216.5522 | 282.677 | 348.8625 | 222.9691
1743 | 15 | 73 | 3 | 203.6705 | 105.2023 | 217.8578 | 306.3353 | 216.4865 | 183.2742 | 221.8667 | 194.8055 | 93.326 | 198.8711 | 284.5712 | 227.2428 | 247.5963 | 221.2629 | 195.8052 | 298.834 | 233.416 | 293.6821 | 347.9198 | 234.4003
1744 | 16 | 73 | 3 | 228.1665 | 107.979 | 227.0647 | 313.9926 | 262.8247 | 204.4618 | 244.3114 | 217.308 | 109.1377 | 229.0903 | 296.9205 | 246.6326 | 273.1938 | 258.8801 | 217.3988 | 322.8437 | 290.8576 | 325.2017 | 361.5646 | 260.5686
1745 | 17 | 73 | 3 | 246.9595 | 113.2012 | 279.8447 | 354.6391 | 366.4427 | 316.3992 | 279.2521 | 242.0368 | 158.2576 | 323.3594 | 318.9702 | 327.1577 | 275.2053 | 339.6236 | 286.6968 | 376.0273 | 377.2394 | 410.6742 | 396.8677 | 366.3814
1746 | 18 | 73 | 3 | 246.9354 | 112.9041 | 335.9516 | 398.0356 | 380.1571 | 359.3671 | 286.872 | 246.6996 | 182.9218 | 388.809 | 360.3724 | 435.0985 | 282.2242 | 373.0443 | 338.4973 | 405.0499 | 393.1456 | 489.0595 | 401.2393 | 422.3574
1747 | 19 | 73 | 3 | 244.3103 | 111.6952 | 328.3259 | 402.0605 | 369.0672 | 348.4727 | 287.4937 | 245.9356 | 181.9169 | 399.3109 | 366.1201 | 442.5654 | 282.4171 | 367.419 | 311.8737 | 399.9753 | 386.3326 | 497.9789 | 397.4305 | 429.9816
1748 | 20 | 73 | 3 | 245.6753 | 111.4815 | 309.6119 | 390.0879 | 381.6566 | 345.4147 | 281.802 | 243.1514 | 156.5559 | 384.5445 | 359.1705 | 430.2256 | 279.8524 | 376.523 | 292.3147 | 390.7302 | 407.656 | 492.5695 | 392.8486 | 409.9617
1749 | 21 | 73 | 3 | 245.5173 | 117.3598 | 301.5683 | 385.7844 | 389.9462 | 352.515 | 278.6639 | 245.7072 | 164.6141 | 391.384 | 358.049 | 452.3852 | 265.589 | 384.8913 | 286.0716 | 392.3392 | 427.791 | 473.5604 | 398.4115 | 426.781
1750 | 22 | 73 | 3 | 246.2975 | 116.628 | 296.9518 | 409.6686 | 391.3893 | 345.6569 | 274.3775 | 245.0315 | 159.5657 | 386.6944 | 356.1842 | 463.0651 | 263.559 | 361.639 | 283.6296 | 396.8775 | 407.9651 | 478.491 | 416.4246 | 469.8988
1751 | 23 | 73 | 3 | 249.8634 | 121.487 | 288.445 | 429.3789 | 386.4554 | 331.6818 | 269.3919 | 246.4391 | 153.0616 | 384.5061 | 372.2336 | 457.3338 | 254.6689 | 360.167 | 275.7063 | 390.919 | 403.6759 | 491.9529 | 448.9039 | 453.448
1752 | 0 | 74 | 3 | 253.2462 | 125.5342 | 289.0161 | 432.5398 | 384.232 | 339.9748 | 267.4091 | 247.9986 | 152.2735 | 375.0614 | 377.6487 | 448.9481 | 264.3021 | 362.4927 | 287.1409 | 395.271 | 405.8253 | 483.6766 | 461.1876 | 429.5574
1753 | 1 | 74 | 3 | 262.5931 | 131.0444 | 283.4667 | 418.7173 | 380.1076 | 330.0358 | 265.1466 | 253.6222 | 149.5749 | 376.5061 | 380.9008 | 444.8213 | 269.5889 | 358.4534 | 279.27 | 396.1387 | 402.1281 | 473.3701 | 464.9336 | 418.9991
1754 | 2 | 74 | 3 | 263.5653 | 135.8513 | 291.0781 | 411.6742 | 384.5405 | 335.5269 | 260.5792 | 247.7216 | 144.5353 | 375.4866 | 379.0922 | 444.3686 | 277.4084 | 355.3677 | 283.3152 | 397.8157 | 404.2531 | 475.5911 | 463.9581 | 418.7227
1755 | 3 | 74 | 3 | 264.1589 | 130.1984 | 289.2427 | 412.0363 | 387.799 | 341.3142 | 262.8126 | 246.403 | 149.8913 | 380.1326 | 371.192 | 451.4633 | 271.2755 | 372.339 | 283.2459 | 393.1473 | 420.0701 | 479.9654 | 442.538 | 423.7
1756 | 4 | 74 | 3 | 261.2274 | 124.6664 | 304.441 | 414.7681 | 380.6846 | 343.4931 | 260.9789 | 241.4607 | 143.0261 | 391.8878 | 367.2511 | 466.2865 | 273.7379 | 368.8837 | 287.6831 | 388.66 | 412.3102 | 479.016 | 419.5003 | 433.7599
1757 | 5 | 74 | 3 | 252.9681 | 122.7595 | 306.8452 | 438.064 | 354.9638 | 344.6379 | 263.154 | 240.6824 | 145.0391 | 393.924 | 372.8606 | 462.2832 | 251.3414 | 360.5473 | 286.6667 | 391.0282 | 381.8691 | 490.7133 | 412.9919 | 428.687
1758 | 6 | 74 | 3 | 240.3948 | 119.008 | 298.9083 | 397.0286 | 267.5146 | 277.6835 | 255.8872 | 210.4147 | 120.415 | 358.4368 | 351.1822 | 418.2314 | 248.2372 | 304.7625 | 285.2401 | 359.4324 | 290.3745 | 486.4237 | 368.21 | 409.997
1759 | 7 | 74 | 3 | 225.6834 | 104.4534 | 252.9819 | 317.9833 | 222.7224 | 207.1428 | 233.2138 | 190.0941 | 101.9435 | 275.6492 | 307.9024 | 296.5317 | 244.6474 | 231.9139 | 241.8809 | 317.1568 | 236.622 | 385.4947 | 357.9204 | 312.6173
1760 | 8 | 74 | 3 | 206.4608 | 104.7265 | 241.594 | 301.507 | 213.4714 | 204.7983 | 225.3084 | 201.7675 | 94.0031 | 223.447 | 293.6876 | 248.1995 | 264.0017 | 212.0562 | 217.5924 | 302.0296 | 222.2594 | 322.7968 | 357.9865 | 256.5934
1761 | 9 | 74 | 3 | 201.2496 | 100.8618 | 227.3783 | 297.2288 | 207.5288 | 188.6847 | 217.5938 | 190.9278 | 86.7822 | 205.0126 | 285.5158 | 235.0778 | 274.5095 | 210.5935 | 204.6519 | 293.6884 | 220.5601 | 305.7277 | 348.1677 | 235.1297
1762 | 10 | 74 | 3 | 194.6114 | 99.752 | 225.7506 | 293.856 | 206.124 | 183.4219 | 220.0432 | 187.1806 | 84.518 | 197.1978 | 285.2282 | 229.1451 | 274.803 | 207.757 | 196.7742 | 289.8664 | 217.6004 | 288.4514 | 345.4325 | 226.5405
1763 | 11 | 74 | 3 | 195.5193 | 101.1675 | 220.7816 | 292.3068 | 203.832 | 180.136 | 213.5682 | 190.6739 | 81.4948 | 192.3791 | 275.7391 | 226.5499 | 263.9171 | 205.3531 | 193.1348 | 287.8344 | 213.8992 | 276.0217 | 344.855 | 222.3802
1764 | 12 | 74 | 3 | 194.2367 | 102.9574 | 216.8571 | 296.3722 | 204.4308 | 180.4152 | 212.9905 | 195.0265 | 85.3596 | 192.4796 | 278.2409 | 224.2184 | 254.0619 | 205.1886 | 188.9304 | 286.9767 | 214.5511 | 270.4453 | 346.8663 | 222.0429
1765 | 13 | 74 | 3 | 199.3555 | 102.318 | 214.167 | 303.6494 | 203.827 | 178.0572 | 211.7303 | 188.5623 | 84.4909 | 196.4385 | 281.3517 | 224.5074 | 256.9101 | 204.4972 | 191.4577 | 290.394 | 215.4137 | 276.1649 | 340.6679 | 224.1194
1766 | 14 | 74 | 3 | 199.6329 | 103.9799 | 215.545 | 303.9488 | 205.7985 | 175.6709 | 216.3466 | 186.7825 | 88.2099 | 197.0616 | 282.4629 | 224.5839 | 250.0331 | 204.457 | 193.3819 | 293.9497 | 216.5522 | 282.677 | 348.8625 | 222.9691
1767 | 15 | 74 | 3 | 203.6705 | 105.2023 | 217.8578 | 306.3353 | 216.4865 | 183.2742 | 221.8667 | 194.8055 | 93.326 | 198.8711 | 284.5712 | 227.2428 | 247.5963 | 221.2629 | 195.8052 | 298.834 | 233.416 | 293.6821 | 347.9198 | 234.4003
1768 | 16 | 74 | 3 | 228.1665 | 107.979 | 227.0647 | 313.9926 | 262.8247 | 204.4618 | 244.3114 | 217.308 | 109.1377 | 229.0903 | 296.9205 | 246.6326 | 273.1938 | 258.8801 | 217.3988 | 322.8437 | 290.8576 | 325.2017 | 361.5646 | 260.5686
1769 | 17 | 74 | 3 | 246.9595 | 113.2012 | 279.8447 | 354.6391 | 366.4427 | 316.3992 | 279.2521 | 242.0368 | 158.2576 | 323.3594 | 318.9702 | 327.1577 | 275.2053 | 339.6236 | 286.6968 | 376.0273 | 377.2394 | 410.6742 | 396.8677 | 366.3814
1770 | 18 | 74 | 3 | 246.9354 | 112.9041 | 335.9516 | 398.0356 | 380.1571 | 359.3671 | 286.872 | 246.6996 | 182.9218 | 388.809 | 360.3724 | 435.0985 | 282.2242 | 373.0443 | 338.4973 | 405.0499 | 393.1456 | 489.0595 | 401.2393 | 422.3574
1771 | 19 | 74 | 3 | 244.3103 | 111.6952 | 328.3259 | 402.0605 | 369.0672 | 348.4727 | 287.4937 | 245.9356 | 181.9169 | 399.3109 | 366.1201 | 442.5654 | 282.4171 | 367.419 | 311.8737 | 399.9753 | 386.3326 | 497.9789 | 397.4305 | 429.9816
1772 | 20 | 74 | 3 | 245.6753 | 111.4815 | 309.6119 | 390.0879 | 381.6566 | 345.4147 | 281.802 | 243.1514 | 156.5559 | 384.5445 | 359.1705 | 430.2256 | 279.8524 | 376.523 | 292.3147 | 390.7302 | 407.656 | 492.5695 | 392.8486 | 409.9617
1773 | 21 | 74 | 3 | 245.5173 | 117.3598 | 301.5683 | 385.7844 | 389.9462 | 352.515 | 278.6639 | 245.7072 | 164.6141 | 391.384 | 358.049 | 452.3852 | 265.589 | 384.8913 | 286.0716 | 392.3392 | 427.791 | 473.5604 | 398.4115 | 426.781
1774 | 22 | 74 | 3 | 246.2975 | 116.628 | 296.9518 | 409.6686 | 391.3893 | 345.6569 | 274.3775 | 245.0315 | 159.5657 | 386.6944 | 356.1842 | 463.0651 | 263.559 | 361.639 | 283.6296 | 396.8775 | 407.9651 | 478.491 | 416.4246 | 469.8988
1775 | 23 | 74 | 3 | 249.8634 | 121.487 | 288.445 | 429.3789 | 386.4554 | 331.6818 | 269.3919 | 246.4391 | 153.0616 | 384.5061 | 372.2336 | 457.3338 | 254.6689 | 360.167 | 275.7063 | 390.919 | 403.6759 | 491.9529 | 448.9039 | 453.448
1776 | 0 | 75 | 3 | 253.2462 | 125.5342 | 289.0161 | 432.5398 | 384.232 | 339.9748 | 267.4091 | 247.9986 | 152.2735 | 375.0614 | 377.6487 | 448.9481 | 264.3021 | 362.4927 | 287.1409 | 395.271 | 405.8253 | 483.6766 | 461.1876 | 429.5574
1777 | 1 | 75 | 3 | 262.5931 | 131.0444 | 283.4667 | 418.7173 | 380.1076 | 330.0358 | 265.1466 | 253.6222 | 149.5749 | 376.5061 | 380.9008 | 444.8213 | 269.5889 | 358.4534 | 279.27 | 396.1387 | 402.1281 | 473.3701 | 464.9336 | 418.9991
1778 | 2 | 75 | 3 | 263.5653 | 135.8513 | 291.0781 | 411.6742 | 384.5405 | 335.5269 | 260.5792 | 247.7216 | 144.5353 | 375.4866 | 379.0922 | 444.3686 | 277.4084 | 355.3677 | 283.3152 | 397.8157 | 404.2531 | 475.5911 | 463.9581 | 418.7227
1779 | 3 | 75 | 3 | 264.1589 | 130.1984 | 289.2427 | 412.0363 | 387.799 | 341.3142 | 262.8126 | 246.403 | 149.8913 | 380.1326 | 371.192 | 451.4633 | 271.2755 | 372.339 | 283.2459 | 393.1473 | 420.0701 | 479.9654 | 442.538 | 423.7
1780 | 4 | 75 | 3 | 261.2274 | 124.6664 | 304.441 | 414.7681 | 380.6846 | 343.4931 | 260.9789 | 241.4607 | 143.0261 | 391.8878 | 367.2511 | 466.2865 | 273.7379 | 368.8837 | 287.6831 | 388.66 | 412.3102 | 479.016 | 419.5003 | 433.7599
1781 | 5 | 75 | 3 | 252.9681 | 122.7595 | 306.8452 | 438.064 | 354.9638 | 344.6379 | 263.154 | 240.6824 | 145.0391 | 393.924 | 372.8606 | 462.2832 | 251.3414 | 360.5473 | 286.6667 | 391.0282 | 381.8691 | 490.7133 | 412.9919 | 428.687
1782 | 6 | 75 | 3 | 240.3948 | 119.008 | 298.9083 | 397.0286 | 267.5146 | 277.6835 | 255.8872 | 210.4147 | 120.415 | 358.4368 | 351.1822 | 418.2314 | 248.2372 | 304.7625 | 285.2401 | 359.4324 | 290.3745 | 486.4237 | 368.21 | 409.997
1783 | 7 | 75 | 3 | 225.6834 | 104.4534 | 252.9819 | 317.9833 | 222.7224 | 207.1428 | 233.2138 | 190.0941 | 101.9435 | 275.6492 | 307.9024 | 296.5317 | 244.6474 | 231.9139 | 241.8809 | 317.1568 | 236.622 | 385.4947 | 357.9204 | 312.6173
1784 | 8 | 75 | 3 | 206.4608 | 104.7265 | 241.594 | 301.507 | 213.4714 | 204.7983 | 225.3084 | 201.7675 | 94.0031 | 223.447 | 293.6876 | 248.1995 | 264.0017 | 212.0562 | 217.5924 | 302.0296 | 222.2594 | 322.7968 | 357.9865 | 256.5934
1785 | 9 | 75 | 3 | 201.2496 | 100.8618 | 227.3783 | 297.2288 | 207.5288 | 188.6847 | 217.5938 | 190.9278 | 86.7822 | 205.0126 | 285.5158 | 235.0778 | 274.5095 | 210.5935 | 204.6519 | 293.6884 | 220.5601 | 305.7277 | 348.1677 | 235.1297
1786 | 10 | 75 | 3 | 194.6114 | 99.752 | 225.7506 | 293.856 | 206.124 | 183.4219 | 220.0432 | 187.1806 | 84.518 | 197.1978 | 285.2282 | 229.1451 | 274.803 | 207.757 | 196.7742 | 289.8664 | 217.6004 | 288.4514 | 345.4325 | 226.5405
1787 | 11 | 75 | 3 | 195.5193 | 101.1675 | 220.7816 | 292.3068 | 203.832 | 180.136 | 213.5682 | 190.6739 | 81.4948 | 192.3791 | 275.7391 | 226.5499 | 263.9171 | 205.3531 | 193.1348 | 287.8344 | 213.8992 | 276.0217 | 344.855 | 222.3802
1788 | 12 | 75 | 3 | 194.2367 | 102.9574 | 216.8571 | 296.3722 | 204.4308 | 180.4152 | 212.9905 | 195.0265 | 85.3596 | 192.4796 | 278.2409 | 224.2184 | 254.0619 | 205.1886 | 188.9304 | 286.9767 | 214.5511 | 270.4453 | 346.8663 | 222.0429
1789 | 13 | 75 | 3 | 199.3555 | 102.318 | 214.167 | 303.6494 | 203.827 | 178.0572 | 211.7303 | 188.5623 | 84.4909 | 196.4385 | 281.3517 | 224.5074 | 256.9101 | 204.4972 | 191.4577 | 290.394 | 215.4137 | 276.1649 | 340.6679 | 224.1194
1790 | 14 | 75 | 3 | 199.6329 | 103.9799 | 215.545 | 303.9488 | 205.7985 | 175.6709 | 216.3466 | 186.7825 | 88.2099 | 197.0616 | 282.4629 | 224.5839 | 250.0331 | 204.457 | 193.3819 | 293.9497 | 216.5522 | 282.677 | 348.8625 | 222.9691
1791 | 15 | 75 | 3 | 203.6705 | 105.2023 | 217.8578 | 306.3353 | 216.4865 | 183.2742 | 221.8667 | 194.8055 | 93.326 | 198.8711 | 284.5712 | 227.2428 | 247.5963 | 221.2629 | 195.8052 | 298.834 | 233.416 | 293.6821 | 347.9198 | 234.4003
1792 | 16 | 75 | 3 | 228.1665 | 107.979 | 227.0647 | 313.9926 | 262.8247 | 204.4618 | 244.3114 | 217.308 | 109.1377 | 229.0903 | 296.9205 | 246.6326 | 273.1938 | 258.8801 | 217.3988 | 322.8437 | 290.8576 | 325.2017 | 361.5646 | 260.5686
1793 | 17 | 75 | 3 | 246.9595 | 113.2012 | 279.8447 | 354.6391 | 366.4427 | 316.3992 | 279.2521 | 242.0368 | 158.2576 | 323.3594 | 318.9702 | 327.1577 | 275.2053 | 339.6236 | 286.6968 | 376.0273 | 377.2394 | 410.6742 | 396.8677 | 366.3814
1794 | 18 | 75 | 3 | 246.9354 | 112.9041 | 335.9516 | 398.0356 | 380.1571 | 359.3671 | 286.872 | 246.6996 | 182.9218 | 388.809 | 360.3724 | 435.0985 | 282.2242 | 373.0443 | 338.4973 | 405.0499 | 393.1456 | 489.0595 | 401.2393 | 422.3574
1795 | 19 | 75 | 3 | 244.3103 | 111.6952 | 328.3259 | 402.0605 | 369.0672 | 348.4727 | 287.4937 | 245.9356 | 181.9169 | 399.3109 | 366.1201 | 442.5654 | 282.4171 | 367.419 | 311.8737 | 399.9753 | 386.3326 | 497.9789 | 397.4305 | 429.9816
1796 | 20 | 75 | 3 | 245.6753 | 111.4815 | 309.6119 | 390.0879 | 381.6566 | 345.4147 | 281.802 | 243.1514 | 156.5559 | 384.5445 | 359.1705 | 430.2256 | 279.8524 | 376.523 | 292.3147 | 390.7302 | 407.656 | 492.5695 | 392.8486 | 409.9617
1797 | 21 | 75 | 3 | 245.5173 | 117.3598 | 301.5683 | 385.7844 | 389.9462 | 352.515 | 278.6639 | 245.7072 | 164.6141 | 391.384 | 358.049 | 452.3852 | 265.589 | 384.8913 | 286.0716 | 392.3392 | 427.791 | 473.5604 | 398.4115 | 426.781
1798 | 22 | 75 | 3 | 246.2975 | 116.628 | 296.9518 | 409.6686 | 391.3893 | 345.6569 | 274.3775 | 245.0315 | 159.5657 | 386.6944 | 356.1842 | 463.0651 | 263.559 | 361.639 | 283.6296 | 396.8775 | 407.9651 | 478.491 | 416.4246 | 469.8988
1799 | 23 | 75 | 3 | 249.8634 | 121.487 | 288.445 | 429.3789 | 386.4554 | 331.6818 | 269.3919 | 246.4391 | 153.0616 | 384.5061 | 372.2336 | 457.3338 | 254.6689 | 360.167 | 275.7063 | 390.919 | 403.6759 | 491.9529 | 448.9039 | 453.448
1800 | 0 | 76 | 3 | 253.2462 | 125.5342 | 289.0161 | 432.5398 | 384.232 | 339.9748 | 267.4091 | 247.9986 | 152.2735 | 375.0614 | 377.6487 | 448.9481 | 264.3021 | 362.4927 | 287.1409 | 395.271 | 405.8253 | 483.6766 | 461.1876 | 429.5574
1801 | 1 | 76 | 3 | 262.5931 | 131.0444 | 283.4667 | 418.7173 | 380.1076 | 330.0358 | 265.1466 | 253.6222 | 149.5749 | 376.5061 | 380.9008 | 444.8213 | 269.5889 | 358.4534 | 279.27 | 396.1387 | 402.1281 | 473.3701 | 464.9336 | 418.9991
1802 | 2 | 76 | 3 | 263.5653 | 135.8513 | 291.0781 | 411.6742 | 384.5405 | 335.5269 | 260.5792 | 247.7216 | 144.5353 | 375.4866 | 379.0922 | 444.3686 | 277.4084 | 355.3677 | 283.3152 | 397.8157 | 404.2531 | 475.5911 | 463.9581 | 418.7227
1803 | 3 | 76 | 3 | 264.1589 | 130.1984 | 289.2427 | 412.0363 | 387.799 | 341.3142 | 262.8126 | 246.403 | 149.8913 | 380.1326 | 371.192 | 451.4633 | 271.2755 | 372.339 | 283.2459 | 393.1473 | 420.0701 | 479.9654 | 442.538 | 423.7
1804 | 4 | 76 | 3 | 261.2274 | 124.6664 | 304.441 | 414.7681 | 380.6846 | 343.4931 | 260.9789 | 241.4607 | 143.0261 | 391.8878 | 367.2511 | 466.2865 | 273.7379 | 368.8837 | 287.6831 | 388.66 | 412.3102 | 479.016 | 419.5003 | 433.7599
1805 | 5 | 76 | 3 | 252.9681 | 122.7595 | 306.8452 | 438.064 | 354.9638 | 344.6379 | 263.154 | 240.6824 | 145.0391 | 393.924 | 372.8606 | 462.2832 | 251.3414 | 360.5473 | 286.6667 | 391.0282 | 381.8691 | 490.7133 | 412.9919 | 428.687
1806 | 6 | 76 | 3 | 240.3948 | 119.008 | 298.9083 | 397.0286 | 267.5146 | 277.6835 | 255.8872 | 210.4147 | 120.415 | 358.4368 | 351.1822 | 418.2314 | 248.2372 | 304.7625 | 285.2401 | 359.4324 | 290.3745 | 486.4237 | 368.21 | 409.997
1807 | 7 | 76 | 3 | 225.6834 | 104.4534 | 252.9819 | 317.9833 | 222.7224 | 207.1428 | 233.2138 | 190.0941 | 101.9435 | 275.6492 | 307.9024 | 296.5317 | 244.6474 | 231.9139 | 241.8809 | 317.1568 | 236.622 | 385.4947 | 357.9204 | 312.6173
1808 | 8 | 76 | 3 | 206.4608 | 104.7265 | 241.594 | 301.507 | 213.4714 | 204.7983 | 225.3084 | 201.7675 | 94.0031 | 223.447 | 293.6876 | 248.1995 | 264.0017 | 212.0562 | 217.5924 | 302.0296 | 222.2594 | 322.7968 | 357.9865 | 256.5934
1809 | 9 | 76 | 3 | 201.2496 | 100.8618 | 227.3783 | 297.2288 | 207.5288 | 188.6847 | 217.5938 | 190.9278 | 86.7822 | 205.0126 | 285.5158 | 235.0778 | 274.5095 | 210.5935 | 204.6519 | 293.6884 | 220.5601 | 305.7277 | 348.1677 | 235.1297
1810 | 10 | 76 | 3 | 194.6114 | 99.752 | 225.7506 | 293.856 | 206.124 | 183.4219 | 220.0432 | 187.1806 | 84.518 | 197.1978 | 285.2282 | 229.1451 | 274.803 | 207.757 | 196.7742 | 289.8664 | 217.6004 | 288.4514 | 345.4325 | 226.5405
1811 | 11 | 76 | 3 | 195.5193 | 101.1675 | 220.7816 | 292.3068 | 203.832 | 180.136 | 213.5682 | 190.6739 | 81.4948 | 192.3791 | 275.7391 | 226.5499 | 263.9171 | 205.3531 | 193.1348 | 287.8344 | 213.8992 | 276.0217 | 344.855 | 222.3802
1812 | 12 | 76 | 3 | 194.2367 | 102.9574 | 216.8571 | 296.3722 | 204.4308 | 180.4152 | 212.9905 | 195.0265 | 85.3596 | 192.4796 | 278.2409 | 224.2184 | 254.0619 | 205.1886 | 188.9304 | 286.9767 | 214.5511 | 270.4453 | 346.8663 | 222.0429
1813 | 13 | 76 | 3 | 199.3555 | 102.318 | 214.167 | 303.6494 | 203.827 | 178.0572 | 211.7303 | 188.5623 | 84.4909 | 196.4385 | 281.3517 | 224.5074 | 256.9101 | 204.4972 | 191.4577 | 290.394 | 215.4137 | 276.1649 | 340.6679 | 224.1194
1814 | 14 | 76 | 3 | 199.6329 | 103.9799 | 215.545 | 303.9488 | 205.7985 | 175.6709 | 216.3466 | 186.7825 | 88.2099 | 197.0616 | 282.4629 | 224.5839 | 250.0331 | 204.457 | 193.3819 | 293.9497 | 216.5522 | 282.677 | 348.8625 | 222.9691
1815 | 15 | 76 | 3 | 203.6705 | 105.2023 | 217.8578 | 306.3353 | 216.4865 | 183.2742 | 221.8667 | 194.8055 | 93.326 | 198.8711 | 284.5712 | 227.2428 | 247.5963 | 221.2629 | 195.8052 | 298.834 | 233.416 | 293.6821 | 347.9198 | 234.4003
1816 | 16 | 76 | 3 | 228.1665 | 107.979 | 227.0647 | 313.9926 | 262.8247 | 204.4618 | 244.3114 | 217.308 | 109.1377 | 229.0903 | 296.9205 | 246.6326 | 273.1938 | 258.8801 | 217.3988 | 322.8437 | 290.8576 | 325.2017 | 361.5646 | 260.5686
1817 | 17 | 76 | 3 | 246.9595 | 113.2012 | 279.8447 | 354.6391 | 366.4427 | 316.3992 | 279.2521 | 242.0368 | 158.2576 | 323.3594 | 318.9702 | 327.1577 | 275.2053 | 339.6236 | 286.6968 | 376.0273 | 377.2394 | 410.6742 | 396.8677 | 366.3814
1818 | 18 | 76 | 3 | 246.9354 | 112.9041 | 335.9516 | 398.0356 | 380.1571 | 359.3671 | 286.872 | 246.6996 | 182.9218 | 388.809 | 360.3724 | 435.0985 | 282.2242 | 373.0443 | 338.4973 | 405.0499 | 393.1456 | 489.0595 | 401.2393 | 422.3574
1819 | 19 | 76 | 3 | 244.3103 | 111.6952 | 328.3259 | 402.0605 | 369.0672 | 348.4727 | 287.4937 | 245.9356 | 181.9169 | 399.3109 | 366.1201 | 442.5654 | 282.4171 | 367.419 | 311.8737 | 399.9753 | 386.3326 | 497.9789 | 397.4305 | 429.9816
1820 | 20 | 76 | 3 | 245.6753 | 111.4815 | 309.6119 | 390.0879 | 381.6566 | 345.4147 | 281.802 | 243.1514 | 156.5559 | 384.5445 | 359.1705 | 430.2256 | 279.8524 | 376.523 | 292.3147 | 390.7302 | 407.656 | 492.5695 | 392.8486 | 409.9617
1821 | 21 | 76 | 3 | 245.5173 | 117.3598 | 301.5683 | 385.7844 | 389.9462 | 352.515 | 278.6639 | 245.7072 | 164.6141 | 391.384 | 358.049 | 452.3852 | 265.589 | 384.8913 | 286.0716 | 392.3392 | 427.791 | 473.5604 | 398.4115 | 426.781
1822 | 22 | 76 | 3 | 246.2975 | 116.628 | 296.9518 | 409.6686 | 391.3893 | 345.6569 | 274.3775 | 245.0315 | 159.5657 | 386.6944 | 356.1842 | 463.0651 | 263.559 | 361.639 | 283.6296 | 396.8775 | 407.9651 | 478.491 | 416.4246 | 469.8988
1823 | 23 | 76 | 3 | 249.8634 | 121.487 | 288.445 | 429.3789 | 386.4554 | 331.6818 | 269.3919 | 246.4391 | 153.0616 | 384.5061 | 372.2336 | 457.3338 | 254.6689 | 360.167 | 275.7063 | 390.919 | 403.6759 | 491.9529 | 448.9039 | 453.448
1824 | 0 | 77 | 3 | 253.2462 | 125.5342 | 289.0161 | 432.5398 | 384.232 | 339.9748 | 267.4091 | 247.9986 | 152.2735 | 375.0614 | 377.6487 | 448.9481 | 264.3021 | 362.4927 | 287.1409 | 395.271 | 405.8253 | 483.6766 | 461.1876 | 429.5574
1825 | 1 | 77 | 3 | 262.5931 | 131.0444 | 283.4667 | 418.7173 | 380.1076 | 330.0358 | 265.1466 | 253.6222 | 149.5749 | 376.5061 | 380.9008 | 444.8213 | 269.5889 | 358.4534 | 279.27 | 396.1387 | 402.1281 | 473.3701 | 464.9336 | 418.9991
1826 | 2 | 77 | 3 | 263.5653 | 135.8513 | 291.0781 | 411.6742 | 384.5405 | 335.5269 | 260.5792 | 247.7216 | 144.5353 | 375.4866 | 379.0922 | 444.3686 | 277.4084 | 355.3677 | 283.3152 | 397.8157 | 404.2531 | 475.5911 | 463.9581 | 418.7227
1827 | 3 | 77 | 3 | 264.1589 | 130.1984 | 289.2427 | 412.0363 | 387.799 | 341.3142 | 262.8126 | 246.403 | 149.8913 | 380.1326 | 371.192 | 451.4633 | 271.2755 | 372.339 | 283.2459 | 393.1473 | 420.0701 | 479.9654 | 442.538 | 423.7
1828 | 4 | 77 | 3 | 261.2274 | 124.6664 | 304.441 | 414.7681 | 380.6846 | 343.4931 | 260.9789 | 241.4607 | 143.0261 | 391.8878 | 367.2511 | 466.2865 | 273.7379 | 368.8837 | 287.6831 | 388.66 | 412.3102 | 479.016 | 419.5003 | 433.7599
1829 | 5 | 77 | 3 | 252.9681 | 122.7595 | 306.8452 | 438.064 | 354.9638 | 344.6379 | 263.154 | 240.6824 | 145.0391 | 393.924 | 372.8606 | 462.2832 | 251.3414 | 360.5473 | 286.6667 | 391.0282 | 381.8691 | 490.7133 | 412.9919 | 428.687
1830 | 6 | 77 | 3 | 240.3948 | 119.008 | 298.9083 | 397.0286 | 267.5146 | 277.6835 | 255.8872 | 210.4147 | 120.415 | 358.4368 | 351.1822 | 418.2314 | 248.2372 | 304.7625 | 285.2401 | 359.4324 | 290.3745 | 486.4237 | 368.21 | 409.997
1831 | 7 | 77 | 3 | 225.6834 | 104.4534 | 252.9819 | 317.9833 | 222.7224 | 207.1428 | 233.2138 | 190.0941 | 101.9435 | 275.6492 | 307.9024 | 296.5317 | 244.6474 | 231.9139 | 241.8809 | 317.1568 | 236.622 | 385.4947 | 357.9204 | 312.6173
1832 | 8 | 77 | 3 | 206.4608 | 104.7265 | 241.594 | 301.507 | 213.4714 | 204.7983 | 225.3084 | 201.7675 | 94.0031 | 223.447 | 293.6876 | 248.1995 | 264.0017 | 212.0562 | 217.5924 | 302.0296 | 222.2594 | 322.7968 | 357.9865 | 256.5934
1833 | 9 | 77 | 3 | 201.2496 | 100.8618 | 227.3783 | 297.2288 | 207.5288 | 188.6847 | 217.5938 | 190.9278 | 86.7822 | 205.0126 | 285.5158 | 235.0778 | 274.5095 | 210.5935 | 204.6519 | 293.6884 | 220.5601 | 305.7277 | 348.1677 | 235.1297
1834 | 10 | 77 | 3 | 194.6114 | 99.752 | 225.7506 | 293.856 | 206.124 | 183.4219 | 220.0432 | 187.1806 | 84.518 | 197.1978 | 285.2282 | 229.1451 | 274.803 | 207.757 | 196.7742 | 289.8664 | 217.6004 | 288.4514 | 345.4325 | 226.5405
1835 | 11 | 77 | 3 | 195.5193 | 101.1675 | 220.7816 | 292.3068 | 203.832 | 180.136 | 213.5682 | 190.6739 | 81.4948 | 192.3791 | 275.7391 | 226.5499 | 263.9171 | 205.3531 | 193.1348 | 287.8344 | 213.8992 | 276.0217 | 344.855 | 222.3802
1836 | 12 | 77 | 3 | 194.2367 | 102.9574 | 216.8571 | 296.3722 | 204.4308 | 180.4152 | 212.9905 | 195.0265 | 85.3596 | 192.4796 | 278.2409 | 224.2184 | 254.0619 | 205.1886 | 188.9304 | 286.9767 | 214.5511 | 270.4453 | 346.8663 | 222.0429
1837 | 13 | 77 | 3 | 199.3555 | 102.318 | 214.167 | 303.6494 | 203.827 | 178.0572 | 211.7303 | 188.5623 | 84.4909 | 196.4385 | 281.3517 | 224.5074 | 256.9101 | 204.4972 | 191.4577 | 290.394 | 215.4137 | 276.1649 | 340.6679 | 224.1194
1838 | 14 | 77 | 3 | 199.6329 | 103.9799 | 215.545 | 303.9488 | 205.7985 | 175.6709 | 216.3466 | 186.7825 | 88.2099 | 197.0616 | 282.4629 | 224.5839 | 250.0331 | 204.457 | 193.3819 | 293.9497 | 216.5522 | 282.677 | 348.8625 | 222.9691
1839 | 15 | 77 | 3 | 203.6705 | 105.2023 | 217.8578 | 306.3353 | 216.4865 | 183.2742 | 221.8667 | 194.8055 | 93.326 | 198.8711 | 284.5712 | 227.2428 | 247.5963 | 221.2629 | 195.8052 | 298.834 | 233.416 | 293.6821 | 347.9198 | 234.4003
1840 | 16 | 77 | 3 | 228.1665 | 107.979 | 227.0647 | 313.9926 | 262.8247 | 204.4618 | 244.3114 | 217.308 | 109.1377 | 229.0903 | 296.9205 | 246.6326 | 273.1938 | 258.8801 | 217.3988 | 322.8437 | 290.8576 | 325.2017 | 361.5646 | 260.5686
1841 | 17 | 77 | 3 | 246.9595 | 113.2012 | 279.8447 | 354.6391 | 366.4427 | 316.3992 | 279.2521 | 242.0368 | 158.2576 | 323.3594 | 318.9702 | 327.1577 | 275.2053 | 339.6236 | 286.6968 | 376.0273 | 377.2394 | 410.6742 | 396.8677 | 366.3814
1842 | 18 | 77 | 3 | 246.9354 | 112.9041 | 335.9516 | 398.0356 | 380.1571 | 359.3671 | 286.872 | 246.6996 | 182.9218 | 388.809 | 360.3724 | 435.0985 | 282.2242 | 373.0443 | 338.4973 | 405.0499 | 393.1456 | 489.0595 | 401.2393 | 422.3574
1843 | 19 | 77 | 3 | 244.3103 | 111.6952 | 328.3259 | 402.0605 | 369.0672 | 348.4727 | 287.4937 | 245.9356 | 181.9169 | 399.3109 | 366.1201 | 442.5654 | 282.4171 | 367.419 | 311.8737 | 399.9753 | 386.3326 | 497.9789 | 397.4305 | 429.9816
1844 | 20 | 77 | 3 | 245.6753 | 111.4815 | 309.6119 | 390.0879 | 381.6566 | 345.4147 | 281.802 | 243.1514 | 156.5559 | 384.5445 | 359.1705 | 430.2256 | 279.8524 | 376.523 | 292.3147 | 390.7302 | 407.656 | 492.5695 | 392.8486 | 409.9617
1845 | 21 | 77 | 3 | 245.5173 | 117.3598 | 301.5683 | 385.7844 | 389.9462 | 352.515 | 278.6639 | 245.7072 | 164.6141 | 391.384 | 358.049 | 452.3852 | 265.589 | 384.8913 | 286.0716 | 392.3392 | 427.791 | 473.5604 | 398.4115 | 426.781
1846 | 22 | 77 | 3 | 246.2975 | 116.628 | 296.9518 | 409.6686 | 391.3893 | 345.6569 | 274.3775 | 245.0315 | 159.5657 | 386.6944 | 356.1842 | 463.0651 | 263.559 | 361.639 | 283.6296 | 396.8775 | 407.9651 | 478.491 | 416.4246 | 469.8988
1847 | 23 | 77 | 3 | 249.8634 | 121.487 | 288.445 | 429.3789 | 386.4554 | 331.6818 | 269.3919 | 246.4391 | 153.0616 | 384.5061 | 372.2336 | 457.3338 | 254.6689 | 360.167 | 275.7063 | 390.919 | 403.6759 | 491.9529 | 448.9039 | 453.448
1848 | 0 | 78 | 3 | 253.2462 | 125.5342 | 289.0161 | 432.5398 | 384.232 | 339.9748 | 267.4091 | 247.9986 | 152.2735 | 375.0614 | 377.6487 | 448.9481 | 264.3021 | 362.4927 | 287.1409 | 395.271 | 405.8253 | 483.6766 | 461.1876 | 429.5574
1849 | 1 | 78 | 3 | 262.5931 | 131.0444 | 283.4667 | 418.7173 | 380.1076 | 330.0358 | 265.1466 | 253.6222 | 149.5749 | 376.5061 | 380.9008 | 444.8213 | 269.5889 | 358.4534 | 279.27 | 396.1387 | 402.1281 | 473.3701 | 464.9336 | 418.9991
1850 | 2 | 78 | 3 | 263.5653 | 135.8513 | 291.0781 | 411.6742 | 384.5405 | 335.5269 | 260.5792 | 247.7216 | 144.5353 | 375.4866 | 379.0922 | 444.3686 | 277.4084 | 355.3677 | 283.3152 | 397.8157 | 404.2531 | 475.5911 | 463.9581 | 418.7227
1851 | 3 | 78 | 3 | 264.1589 | 130.1984 | 289.2427 | 412.0363 | 387.799 | 341.3142 | 262.8126 | 246.403 | 149.8913 | 380.1326 | 371.192 | 451.4633 | 271.2755 | 372.339 | 283.2459 | 393.1473 | 420.0701 | 479.9654 | 442.538 | 423.7
1852 | 4 | 78 | 3 | 261.2274 | 124.6664 | 304.441 | 414.7681 | 380.6846 | 343.4931 | 260.9789 | 241.4607 | 143.0261 | 391.8878 | 367.2511 | 466.2865 | 273.7379 | 368.8837 | 287.6831 | 388.66 | 412.3102 | 479.016 | 419.5003 | 433.7599
1853 | 5 | 78 | 3 | 252.9681 | 122.7595 | 306.8452 | 438.064 | 354.9638 | 344.6379 | 263.154 | 240.6824 | 145.0391 | 393.924 | 372.8606 | 462.2832 | 251.3414 | 360.5473 | 286.6667 | 391.0282 | 381.8691 | 490.7133 | 412.9919 | 428.687
1854 | 6 | 78 | 3 | 240.3948 | 119.008 | 298.9083 | 397.0286 | 267.5146 | 277.6835 | 255.8872 | 210.4147 | 120.415 | 358.4368 | 351.1822 | 418.2314 | 248.2372 | 304.7625 | 285.2401 | 359.4324 | 290.3745 | 486.4237 | 368.21 | 409.997
1855 | 7 | 78 | 3 | 225.6834 | 104.4534 | 252.9819 | 317.9833 | 222.7224 | 207.1428 | 233.2138 | 190.0941 | 101.9435 | 275.6492 | 307.9024 | 296.5317 | 244.6474 | 231.9139 | 241.8809 | 317.1568 | 236.622 | 385.4947 | 357.9204 | 312.6173
1856 | 8 | 78 | 3 | 206.4608 | 104.7265 | 241.594 | 301.507 | 213.4714 | 204.7983 | 225.3084 | 201.7675 | 94.0031 | 223.447 | 293.6876 | 248.1995 | 264.0017 | 212.0562 | 217.5924 | 302.0296 | 222.2594 | 322.7968 | 357.9865 | 256.5934
1857 | 9 | 78 | 3 | 201.2496 | 100.8618 | 227.3783 | 297.2288 | 207.5288 | 188.6847 | 217.5938 | 190.9278 | 86.7822 | 205.0126 | 285.5158 | 235.0778 | 274.5095 | 210.5935 | 204.6519 | 293.6884 | 220.5601 | 305.7277 | 348.1677 | 235.1297
1858 | 10 | 78 | 3 | 194.6114 | 99.752 | 225.7506 | 293.856 | 206.124 | 183.4219 | 220.0432 | 187.1806 | 84.518 | 197.1978 | 285.2282 | 229.1451 | 274.803 | 207.757 | 196.7742 | 289.8664 | 217.6004 | 288.4514 | 345.4325 | 226.5405
1859 | 11 | 78 | 3 | 195.5193 | 101.1675 | 220.7816 | 292.3068 | 203.832 | 180.136 | 213.5682 | 190.6739 | 81.4948 | 192.3791 | 275.7391 | 226.5499 | 263.9171 | 205.3531 | 193.1348 | 287.8344 | 213.8992 | 276.0217 | 344.855 | 222.3802
1860 | 12 | 78 | 3 | 194.2367 | 102.9574 | 216.8571 | 296.3722 | 204.4308 | 180.4152 | 212.9905 | 195.0265 | 85.3596 | 192.4796 | 278.2409 | 224.2184 | 254.0619 | 205.1886 | 188.9304 | 286.9767 | 214.5511 | 270.4453 | 346.8663 | 222.0429
1861 | 13 | 78 | 3 | 199.3555 | 102.318 | 214.167 | 303.6494 | 203.827 | 178.0572 | 211.7303 | 188.5623 | 84.4909 | 196.4385 | 281.3517 | 224.5074 | 256.9101 | 204.4972 | 191.4577 | 290.394 | 215.4137 | 276.1649 | 340.6679 | 224.1194
1862 | 14 | 78 | 3 | 199.6329 | 103.9799 | 215.545 | 303.9488 | 205.7985 | 175.6709 | 216.3466 | 186.7825 | 88.2099 | 197.0616 | 282.4629 | 224.5839 | 250.0331 | 204.457 | 193.3819 | 293.9497 | 216.5522 | 282.677 | 348.8625 | 222.9691
1863 | 15 | 78 | 3 | 203.6705 | 105.2023 | 217.8578 | 306.3353 | 216.4865 | 183.2742 | 221.8667 | 194.8055 | 93.326 | 198.8711 | 284.5712 | 227.2428 | 247.5963 | 221.2629 | 195.8052 | 298.834 | 233.416 | 293.6821 | 347.9198 | 234.4003
1864 | 16 | 78 | 3 | 228.1665 | 107.979 | 227.0647 | 313.9926 | 262.8247 | 204.4618 | 244.3114 | 217.308 | 109.1377 | 229.0903 | 296.9205 | 246.6326 | 273.1938 | 258.8801 | 217.3988 | 322.8437 | 290.8576 | 325.2017 | 361.5646 | 260.5686
1865 | 17 | 78 | 3 | 246.9595 | 113.2012 | 279.8447 | 354.6391 | 366.4427 | 316.3992 | 279.2521 | 242.0368 | 158.2576 | 323.3594 | 318.9702 | 327.1577 | 275.2053 | 339.6236 | 286.6968 | 376.0273 | 377.2394 | 410.6742 | 396.8677 | 366.3814
1866 | 18 | 78 | 3 | 246.9354 | 112.9041 | 335.9516 | 398.0356 | 380.1571 | 359.3671 | 286.872 | 246.6996 | 182.9218 | 388.809 | 360.3724 | 435.0985 | 282.2242 | 373.0443 | 338.4973 | 405.0499 | 393.1456 | 489.0595 | 401.2393 | 422.3574
1867 | 19 | 78 | 3 | 244.3103 | 111.6952 | 328.3259 | 402.0605 | 369.0672 | 348.4727 | 287.4937 | 245.9356 | 181.9169 | 399.3109 | 366.1201 | 442.5654 | 282.4171 | 367.419 | 311.8737 | 399.9753 | 386.3326 | 497.9789 | 397.4305 | 429.9816
1868 | 20 | 78 | 3 | 245.6753 | 111.4815 | 309.6119 | 390.0879 | 381.6566 | 345.4147 | 281.802 | 243.1514 | 156.5559 | 384.5445 | 359.1705 | 430.2256 | 279.8524 | 376.523 | 292.3147 | 390.7302 | 407.656 | 492.5695 | 392.8486 | 409.9617
1869 | 21 | 78 | 3 | 245.5173 | 117.3598 | 301.5683 | 385.7844 | 389.9462 | 352.515 | 278.6639 | 245.7072 | 164.6141 | 391.384 | 358.049 | 452.3852 | 265.589 | 384.8913 | 286.0716 | 392.3392 | 427.791 | 473.5604 | 398.4115 | 426.781
1870 | 22 | 78 | 3 | 246.2975 | 116.628 | 296.9518 | 409.6686 | 391.3893 | 345.6569 | 274.3775 | 245.0315 | 159.5657 | 386.6944 | 356.1842 | 463.0651 | 263.559 | 361.639 | 283.6296 | 396.8775 | 407.9651 | 478.491 | 416.4246 | 469.8988
1871 | 23 | 78 | 3 | 249.8634 | 121.487 | 288.445 | 429.3789 | 386.4554 | 331.6818 | 269.3919 | 246.4391 | 153.0616 | 384.5061 | 372.2336 | 457.3338 | 254.6689 | 360.167 | 275.7063 | 390.919 | 403.6759 | 491.9529 | 448.9039 | 453.448
1872 | 0 | 79 | 3 | 253.2462 | 125.5342 | 289.0161 | 432.5398 | 384.232 | 339.9748 | 267.4091 | 247.9986 | 152.2735 | 375.0614 | 377.6487 | 448.9481 | 264.3021 | 362.4927 | 287.1409 | 395.271 | 405.8253 | 483.6766 | 461.1876 | 429.5574
1873 | 1 | 79 | 3 | 262.5931 | 131.0444 | 283.4667 | 418.7173 | 380.1076 | 330.0358 | 265.1466 | 253.6222 | 149.5749 | 376.5061 | 380.9008 | 444.8213 | 269.5889 | 358.4534 | 279.27 | 396.1387 | 402.1281 | 473.3701 | 464.9336 | 418.9991
1874 | 2 | 79 | 3 | 263.5653 | 135.8513 | 291.0781 | 411.6742 | 384.5405 | 335.5269 | 260.5792 | 247.7216 | 144.5353 | 375.4866 | 379.0922 | 444.3686 | 277.4084 | 355.3677 | 283.3152 | 397.8157 | 404.2531 | 475.5911 | 463.9581 | 418.7227
1875 | 3 | 79 | 3 | 264.1589 | 130.1984 | 289.2427 | 412.0363 | 387.799 | 341.3142 | 262.8126 | 246.403 | 149.8913 | 380.1326 | 371.192 | 451.4633 | 271.2755 | 372.339 | 283.2459 | 393.1473 | 420.0701 | 479.9654 | 442.538 | 423.7
1876 | 4 | 79 | 3 | 261.2274 | 124.6664 | 304.441 | 414.7681 | 380.6846 | 343.4931 | 260.9789 | 241.4607 | 143.0261 | 391.8878 | 367.2511 | 466.2865 | 273.7379 | 368.8837 | 287.6831 | 388.66 | 412.3102 | 479.016 | 419.5003 | 433.7599
1877 | 5 | 79 | 3 | 252.9681 | 122.7595 | 306.8452 | 438.064 | 354.9638 | 344.6379 | 263.154 | 240.6824 | 145.0391 | 393.924 | 372.8606 | 462.2832 | 251.3414 | 360.5473 | 286.6667 | 391.0282 | 381.8691 | 490.7133 | 412.9919 | 428.687
1878 | 6 | 79 | 3 | 240.3948 | 119.008 | 298.9083 | 397.0286 | 267.5146 | 277.6835 | 255.8872 | 210.4147 | 120.415 | 358.4368 | 351.1822 | 418.2314 | 248.2372 | 304.7625 | 285.2401 | 359.4324 | 290.3745 | 486.4237 | 368.21 | 409.997
1879 | 7 | 79 | 3 | 225.6834 | 104.4534 | 252.9819 | 317.9833 | 222.7224 | 207.1428 | 233.2138 | 190.0941 | 101.9435 | 275.6492 | 307.9024 | 296.5317 | 244.6474 | 231.9139 | 241.8809 | 317.1568 | 236.622 | 385.4947 | 357.9204 | 312.6173
1880 | 8 | 79 | 3 | 206.4608 | 104.7265 | 241.594 | 301.507 | 213.4714 | 204.7983 | 225.3084 | 201.7675 | 94.0031 | 223.447 | 293.6876 | 248.1995 | 264.0017 | 212.0562 | 217.5924 | 302.0296 | 222.2594 | 322.7968 | 357.9865 | 256.5934
1881 | 9 | 79 | 3 | 201.2496 | 100.8618 | 227.3783 | 297.2288 | 207.5288 | 188.6847 | 217.5938 | 190.9278 | 86.7822 | 205.0126 | 285.5158 | 235.0778 | 274.5095 | 210.5935 | 204.6519 | 293.6884 | 220.5601 | 305.7277 | 348.1677 | 235.1297
1882 | 10 | 79 | 3 | 194.6114 | 99.752 | 225.7506 | 293.856 | 206.124 | 183.4219 | 220.0432 | 187.1806 | 84.518 | 197.1978 | 285.2282 | 229.1451 | 274.803 | 207.757 | 196.7742 | 289.8664 | 217.6004 | 288.4514 | 345.4325 | 226.5405
1883 | 11 | 79 | 3 | 195.5193 | 101.1675 | 220.7816 | 292.3068 | 203.832 | 180.136 | 213.5682 | 190.6739 | 81.4948 | 192.3791 | 275.7391 | 226.5499 | 263.9171 | 205.3531 | 193.1348 | 287.8344 | 213.8992 | 276.0217 | 344.855 | 222.3802
1884 | 12 | 79 | 3 | 194.2367 | 102.9574 | 216.8571 | 296.3722 | 204.4308 | 180.4152 | 212.9905 | 195.0265 | 85.3596 | 192.4796 | 278.2409 | 224.2184 | 254.0619 | 205.1886 | 188.9304 | 286.9767 | 214.5511 | 270.4453 | 346.8663 | 222.0429
1885 | 13 | 79 | 3 | 199.3555 | 102.318 | 214.167 | 303.6494 | 203.827 | 178.0572 | 211.7303 | 188.5623 | 84.4909 | 196.4385 | 281.3517 | 224.5074 | 256.9101 | 204.4972 | 191.4577 | 290.394 | 215.4137 | 276.1649 | 340.6679 | 224.1194
1886 | 14 | 79 | 3 | 199.6329 | 103.9799 | 215.545 | 303.9488 | 205.7985 | 175.6709 | 216.3466 | 186.7825 | 88.2099 | 197.0616 | 282.4629 | 224.5839 | 250.0331 | 204.457 | 193.3819 | 293.9497 | 216.5522 | 282.677 | 348.8625 | 222.9691
1887 | 15 | 79 | 3 | 203.6705 | 105.2023 | 217.8578 | 306.3353 | 216.4865 | 183.2742 | 221.8667 | 194.8055 | 93.326 | 198.8711 | 284.5712 | 227.2428 | 247.5963 | 221.2629 | 195.8052 | 298.834 | 233.416 | 293.6821 | 347.9198 | 234.4003
1888 | 16 | 79 | 3 | 228.1665 | 107.979 | 227.0647 | 313.9926 | 262.8247 | 204.4618 | 244.3114 | 217.308 | 109.1377 | 229.0903 | 296.9205 | 246.6326 | 273.1938 | 258.8801 | 217.3988 | 322.8437 | 290.8576 | 325.2017 | 361.5646 | 260.5686
1889 | 17 | 79 | 3 | 246.9595 | 113.2012 | 279.8447 | 354.6391 | 366.4427 | 316.3992 | 279.2521 | 242.0368 | 158.2576 | 323.3594 | 318.9702 | 327.1577 | 275.2053 | 339.6236 | 286.6968 | 376.0273 | 377.2394 | 410.6742 | 396.8677 | 366.3814
1890 | 18 | 79 | 3 | 246.9354 | 112.9041 | 335.9516 | 398.0356 | 380.1571 | 359.3671 | 286.872 | 246.6996 | 182.9218 | 388.809 | 360.3724 | 435.0985 | 282.2242 | 373.0443 | 338.4973 | 405.0499 | 393.1456 | 489.0595 | 401.2393 | 422.3574
1891 | 19 | 79 | 3 | 244.3103 | 111.6952 | 328.3259 | 402.0605 | 369.0672 | 348.4727 | 287.4937 | 245.9356 | 181.9169 | 399.3109 | 366.1201 | 442.5654 | 282.4171 | 367.419 | 311.8737 | 399.9753 | 386.3326 | 497.9789 | 397.4305 | 429.9816
1892 | 20 | 79 | 3 | 245.6753 | 111.4815 | 309.6119 | 390.0879 | 381.6566 | 345.4147 | 281.802 | 243.1514 | 156.5559 | 384.5445 | 359.1705 | 430.2256 | 279.8524 | 376.523 | 292.3147 | 390.7302 | 407.656 | 492.5695 | 392.8486 | 409.9617
1893 | 21 | 79 | 3 | 245.5173 | 117.3598 | 301.5683 | 385.7844 | 389.9462 | 352.515 | 278.6639 | 245.7072 | 164.6141 | 391.384 | 358.049 | 452.3852 | 265.589 | 384.8913 | 286.0716 | 392.3392 | 427.791 | 473.5604 | 398.4115 | 426.781
1894 | 22 | 79 | 3 | 246.2975 | 116.628 | 296.9518 | 409.6686 | 391.3893 | 345.6569 | 274.3775 | 245.0315 | 159.5657 | 386.6944 | 356.1842 | 463.0651 | 263.559 | 361.639 | 283.6296 | 396.8775 | 407.9651 | 478.491 | 416.4246 | 469.8988
1895 | 23 | 79 | 3 | 249.8634 | 121.487 | 288.445 | 429.3789 | 386.4554 | 331.6818 | 269.3919 | 246.4391 | 153.0616 | 384.5061 | 372.2336 | 457.3338 | 254.6689 | 360.167 | 275.7063 | 390.919 | 403.6759 | 491.9529 | 448.9039 | 453.448
1896 | 0 | 80 | 3 | 253.2462 | 125.5342 | 289.0161 | 432.5398 | 384.232 | 339.9748 | 267.4091 | 247.9986 | 152.2735 | 375.0614 | 377.6487 | 448.9481 | 264.3021 | 362.4927 | 287.1409 | 395.271 | 405.8253 | 483.6766 | 461.1876 | 429.5574
1897 | 1 | 80 | 3 | 262.5931 | 131.0444 | 283.4667 | 418.7173 | 380.1076 | 330.0358 | 265.1466 | 253.6222 | 149.5749 | 376.5061 | 380.9008 | 444.8213 | 269.5889 | 358.4534 | 279.27 | 396.1387 | 402.1281 | 473.3701 | 464.9336 | 418.9991
1898 | 2 | 80 | 3 | 263.5653 | 135.8513 | 291.0781 | 411.6742 | 384.5405 | 335.5269 | 260.5792 | 247.7216 | 144.5353 | 375.4866 | 379.0922 | 444.3686 | 277.4084 | 355.3677 | 283.3152 | 397.8157 | 404.2531 | 475.5911 | 463.9581 | 418.7227
1899 | 3 | 80 | 3 | 264.1589 | 130.1984 | 289.2427 | 412.0363 | 387.799 | 341.3142 | 262.8126 | 246.403 | 149.8913 | 380.1326 | 371.192 | 451.4633 | 271.2755 | 372.339 | 283.2459 | 393.1473 | 420.0701 | 479.9654 | 442.538 | 423.7
1900 | 4 | 80 | 3 | 261.2274 | 124.6664 | 304.441 | 414.7681 | 380.6846 | 343.4931 | 260.9789 | 241.4607 | 143.0261 | 391.8878 | 367.2511 | 466.2865 | 273.7379 | 368.8837 | 287.6831 | 388.66 | 412.3102 | 479.016 | 419.5003 | 433.7599
1901 | 5 | 80 | 3 | 252.9681 | 122.7595 | 306.8452 | 438.064 | 354.9638 | 344.6379 | 263.154 | 240.6824 | 145.0391 | 393.924 | 372.8606 | 462.2832 | 251.3414 | 360.5473 | 286.6667 | 391.0282 | 381.8691 | 490.7133 | 412.9919 | 428.687
1902 | 6 | 80 | 3 | 240.3948 | 119.008 | 298.9083 | 397.0286 | 267.5146 | 277.6835 | 255.8872 | 210.4147 | 120.415 | 358.4368 | 351.1822 | 418.2314 | 248.2372 | 304.7625 | 285.2401 | 359.4324 | 290.3745 | 486.4237 | 368.21 | 409.997
1903 | 7 | 80 | 3 | 225.6834 | 104.4534 | 252.9819 | 317.9833 | 222.7224 | 207.1428 | 233.2138 | 190.0941 | 101.9435 | 275.6492 | 307.9024 | 296.5317 | 244.6474 | 231.9139 | 241.8809 | 317.1568 | 236.622 | 385.4947 | 357.9204 | 312.6173
1904 | 8 | 80 | 3 | 206.4608 | 104.7265 | 241.594 | 301.507 | 213.4714 | 204.7983 | 225.3084 | 201.7675 | 94.0031 | 223.447 | 293.6876 | 248.1995 | 264.0017 | 212.0562 | 217.5924 | 302.0296 | 222.2594 | 322.7968 | 357.9865 | 256.5934
1905 | 9 | 80 | 3 | 201.2496 | 100.8618 | 227.3783 | 297.2288 | 207.5288 | 188.6847 | 217.5938 | 190.9278 | 86.7822 | 205.0126 | 285.5158 | 235.0778 | 274.5095 | 210.5935 | 204.6519 | 293.6884 | 220.5601 | 305.7277 | 348.1677 | 235.1297
1906 | 10 | 80 | 3 | 194.6114 | 99.752 | 225.7506 | 293.856 | 206.124 | 183.4219 | 220.0432 | 187.1806 | 84.518 | 197.1978 | 285.2282 | 229.1451 | 274.803 | 207.757 | 196.7742 | 289.8664 | 217.6004 | 288.4514 | 345.4325 | 226.5405
1907 | 11 | 80 | 3 | 195.5193 | 101.1675 | 220.7816 | 292.3068 | 203.832 | 180.136 | 213.5682 | 190.6739 | 81.4948 | 192.3791 | 275.7391 | 226.5499 | 263.9171 | 205.3531 | 193.1348 | 287.8344 | 213.8992 | 276.0217 | 344.855 | 222.3802
1908 | 12 | 80 | 3 | 194.2367 | 102.9574 | 216.8571 | 296.3722 | 204.4308 | 180.4152 | 212.9905 | 195.0265 | 85.3596 | 192.4796 | 278.2409 | 224.2184 | 254.0619 | 205.1886 | 188.9304 | 286.9767 | 214.5511 | 270.4453 | 346.8663 | 222.0429
1909 | 13 | 80 | 3 | 199.3555 | 102.318 | 214.167 | 303.6494 | 203.827 | 178.0572 | 211.7303 | 188.5623 | 84.4909 | 196.4385 | 281.3517 | 224.5074 | 256.9101 | 204.4972 | 191.4577 | 290.394 | 215.4137 | 276.1649 | 340.6679 | 224.1194
1910 | 14 | 80 | 3 | 199.6329 | 103.9799 | 215.545 | 303.9488 | 205.7985 | 175.6709 | 216.3466 | 186.7825 | 88.2099 | 197.0616 | 282.4629 | 224.5839 | 250.0331 | 204.457 | 193.3819 | 293.9497 | 216.5522 | 282.677 | 348.8625 | 222.9691
1911 | 15 | 80 | 3 | 203.6705 | 105.2023 | 217.8578 | 306.3353 | 216.4865 | 183.2742 | 221.8667 | 194.8055 | 93.326 | 198.8711 | 284.5712 | 227.2428 | 247.5963 | 221.2629 | 195.8052 | 298.834 | 233.416 | 293.6821 | 347.9198 | 234.4003
1912 | 16 | 80 | 3 | 228.1665 | 107.979 | 227.0647 | 313.9926 | 262.8247 | 204.4618 | 244.3114 | 217.308 | 109.1377 | 229.0903 | 296.9205 | 246.6326 | 273.1938 | 258.8801 | 217.3988 | 322.8437 | 290.8576 | 325.2017 | 361.5646 | 260.5686
1913 | 17 | 80 | 3 | 246.9595 | 113.2012 | 279.8447 | 354.6391 | 366.4427 | 316.3992 | 279.2521 | 242.0368 | 158.2576 | 323.3594 | 318.9702 | 327.1577 | 275.2053 | 339.6236 | 286.6968 | 376.0273 | 377.2394 | 410.6742 | 396.8677 | 366.3814
1914 | 18 | 80 | 3 | 246.9354 | 112.9041 | 335.9516 | 398.0356 | 380.1571 | 359.3671 | 286.872 | 246.6996 | 182.9218 | 388.809 | 360.3724 | 435.0985 | 282.2242 | 373.0443 | 338.4973 | 405.0499 | 393.1456 | 489.0595 | 401.2393 | 422.3574
1915 | 19 | 80 | 3 | 244.3103 | 111.6952 | 328.3259 | 402.0605 | 369.0672 | 348.4727 | 287.4937 | 245.9356 | 181.9169 | 399.3109 | 366.1201 | 442.5654 | 282.4171 | 367.419 | 311.8737 | 399.9753 | 386.3326 | 497.9789 | 397.4305 | 429.9816
1916 | 20 | 80 | 3 | 245.6753 | 111.4815 | 309.6119 | 390.0879 | 381.6566 | 345.4147 | 281.802 | 243.1514 | 156.5559 | 384.5445 | 359.1705 | 430.2256 | 279.8524 | 376.523 | 292.3147 | 390.7302 | 407.656 | 492.5695 | 392.8486 | 409.9617
1917 | 21 | 80 | 3 | 245.5173 | 117.3598 | 301.5683 | 385.7844 | 389.9462 | 352.515 | 278.6639 | 245.7072 | 164.6141 | 391.384 | 358.049 | 452.3852 | 265.589 | 384.8913 | 286.0716 | 392.3392 | 427.791 | 473.5604 | 398.4115 | 426.781
1918 | 22 | 80 | 3 | 246.2975 | 116.628 | 296.9518 | 409.6686 | 391.3893 | 345.6569 | 274.3775 | 245.0315 | 159.5657 | 386.6944 | 356.1842 | 463.0651 | 263.559 | 361.639 | 283.6296 | 396.8775 | 407.9651 | 478.491 | 416.4246 | 469.8988
1919 | 23 | 80 | 3 | 249.8634 | 121.487 | 288.445 | 429.3789 | 386.4554 | 331.6818 | 269.3919 | 246.4391 | 153.0616 | 384.5061 | 372.2336 | 457.3338 | 254.6689 | 360.167 | 275.7063 | 390.919 | 403.6759 | 491.9529 | 448.9039 | 453.448
1920 | 0 | 81 | 3 | 253.2462 | 125.5342 | 289.0161 | 432.5398 | 384.232 | 339.9748 | 267.4091 | 247.9986 | 152.2735 | 375.0614 | 377.6487 | 448.9481 | 264.3021 | 362.4927 | 287.1409 | 395.271 | 405.8253 | 483.6766 | 461.1876 | 429.5574
1921 | 1 | 81 | 3 | 262.5931 | 131.0444 | 283.4667 | 418.7173 | 380.1076 | 330.0358 | 265.1466 | 253.6222 | 149.5749 | 376.5061 | 380.9008 | 444.8213 | 269.5889 | 358.4534 | 279.27 | 396.1387 | 402.1281 | 473.3701 | 464.9336 | 418.9991
1922 | 2 | 81 | 3 | 263.5653 | 135.8513 | 291.0781 | 411.6742 | 384.5405 | 335.5269 | 260.5792 | 247.7216 | 144.5353 | 375.4866 | 379.0922 | 444.3686 | 277.4084 | 355.3677 | 283.3152 | 397.8157 | 404.2531 | 475.5911 | 463.9581 | 418.7227
1923 | 3 | 81 | 3 | 264.1589 | 130.1984 | 289.2427 | 412.0363 | 387.799 | 341.3142 | 262.8126 | 246.403 | 149.8913 | 380.1326 | 371.192 | 451.4633 | 271.2755 | 372.339 | 283.2459 | 393.1473 | 420.0701 | 479.9654 | 442.538 | 423.7
1924 | 4 | 81 | 3 | 261.2274 | 124.6664 | 304.441 | 414.7681 | 380.6846 | 343.4931 | 260.9789 | 241.4607 | 143.0261 | 391.8878 | 367.2511 | 466.2865 | 273.7379 | 368.8837 | 287.6831 | 388.66 | 412.3102 | 479.016 | 419.5003 | 433.7599
1925 | 5 | 81 | 3 | 252.9681 | 122.7595 | 306.8452 | 438.064 | 354.9638 | 344.6379 | 263.154 | 240.6824 | 145.0391 | 393.924 | 372.8606 | 462.2832 | 251.3414 | 360.5473 | 286.6667 | 391.0282 | 381.8691 | 490.7133 | 412.9919 | 428.687
1926 | 6 | 81 | 3 | 240.3948 | 119.008 | 298.9083 | 397.0286 | 267.5146 | 277.6835 | 255.8872 | 210.4147 | 120.415 | 358.4368 | 351.1822 | 418.2314 | 248.2372 | 304.7625 | 285.2401 | 359.4324 | 290.3745 | 486.4237 | 368.21 | 409.997
1927 | 7 | 81 | 3 | 225.6834 | 104.4534 | 252.9819 | 317.9833 | 222.7224 | 207.1428 | 233.2138 | 190.0941 | 101.9435 | 275.6492 | 307.9024 | 296.5317 | 244.6474 | 231.9139 | 241.8809 | 317.1568 | 236.622 | 385.4947 | 357.9204 | 312.6173
1928 | 8 | 81 | 3 | 206.4608 | 104.7265 | 241.594 | 301.507 | 213.4714 | 204.7983 | 225.3084 | 201.7675 | 94.0031 | 223.447 | 293.6876 | 248.1995 | 264.0017 | 212.0562 | 217.5924 | 302.0296 | 222.2594 | 322.7968 | 357.9865 | 256.5934
1929 | 9 | 81 | 3 | 201.2496 | 100.8618 | 227.3783 | 297.2288 | 207.5288 | 188.6847 | 217.5938 | 190.9278 | 86.7822 | 205.0126 | 285.5158 | 235.0778 | 274.5095 | 210.5935 | 204.6519 | 293.6884 | 220.5601 | 305.7277 | 348.1677 | 235.1297
1930 | 10 | 81 | 3 | 194.6114 | 99.752 | 225.7506 | 293.856 | 206.124 | 183.4219 | 220.0432 | 187.1806 | 84.518 | 197.1978 | 285.2282 | 229.1451 | 274.803 | 207.757 | 196.7742 | 289.8664 | 217.6004 | 288.4514 | 345.4325 | 226.5405
1931 | 11 | 81 | 3 | 195.5193 | 101.1675 | 220.7816 | 292.3068 | 203.832 | 180.136 | 213.5682 | 190.6739 | 81.4948 | 192.3791 | 275.7391 | 226.5499 | 263.9171 | 205.3531 | 193.1348 | 287.8344 | 213.8992 | 276.0217 | 344.855 | 222.3802
1932 | 12 | 81 | 3 | 194.2367 | 102.9574 | 216.8571 | 296.3722 | 204.4308 | 180.4152 | 212.9905 | 195.0265 | 85.3596 | 192.4796 | 278.2409 | 224.2184 | 254.0619 | 205.1886 | 188.9304 | 286.9767 | 214.5511 | 270.4453 | 346.8663 | 222.0429
1933 | 13 | 81 | 3 | 199.3555 | 102.318 | 214.167 | 303.6494 | 203.827 | 178.0572 | 211.7303 | 188.5623 | 84.4909 | 196.4385 | 281.3517 | 224.5074 | 256.9101 | 204.4972 | 191.4577 | 290.394 | 215.4137 | 276.1649 | 340.6679 | 224.1194
1934 | 14 | 81 | 3 | 199.6329 | 103.9799 | 215.545 | 303.9488 | 205.7985 | 175.6709 | 216.3466 | 186.7825 | 88.2099 | 197.0616 | 282.4629 | 224.5839 | 250.0331 | 204.457 | 193.3819 | 293.9497 | 216.5522 | 282.677 | 348.8625 | 222.9691
1935 | 15 | 81 | 3 | 203.6705 | 105.2023 | 217.8578 | 306.3353 | 216.4865 | 183.2742 | 221.8667 | 194.8055 | 93.326 | 198.8711 | 284.5712 | 227.2428 | 247.5963 | 221.2629 | 195.8052 | 298.834 | 233.416 | 293.6821 | 347.9198 | 234.4003
1936 | 16 | 81 | 3 | 228.1665 | 107.979 | 227.0647 | 313.9926 | 262.8247 | 204.4618 | 244.3114 | 217.308 | 109.1377 | 229.0903 | 296.9205 | 246.6326 | 273.1938 | 258.8801 | 217.3988 | 322.8437 | 290.8576 | 325.2017 | 361.5646 | 260.5686
1937 | 17 | 81 | 3 | 246.9595 | 113.2012 | 279.8447 | 354.6391 | 366.4427 | 316.3992 | 279.2521 | 242.0368 | 158.2576 | 323.3594 | 318.9702 | 327.1577 | 275.2053 | 339.6236 | 286.6968 | 376.0273 | 377.2394 | 410.6742 | 396.8677 | 366.3814
1938 | 18 | 81 | 3 | 246.9354 | 112.9041 | 335.9516 | 398.0356 | 380.1571 | 359.3671 | 286.872 | 246.6996 | 182.9218 | 388.809 | 360.3724 | 435.0985 | 282.2242 | 373.0443 | 338.4973 | 405.0499 | 393.1456 | 489.0595 | 401.2393 | 422.3574
1939 | 19 | 81 | 3 | 244.3103 | 111.6952 | 328.3259 | 402.0605 | 369.0672 | 348.4727 | 287.4937 | 245.9356 | 181.9169 | 399.3109 | 366.1201 | 442.5654 | 282.4171 | 367.419 | 311.8737 | 399.9753 | 386.3326 | 497.9789 | 397.4305 | 429.9816
1940 | 20 | 81 | 3 | 245.6753 | 111.4815 | 309.6119 | 390.0879 | 381.6566 | 345.4147 | 281.802 | 243.1514 | 156.5559 | 384.5445 | 359.1705 | 430.2256 | 279.8524 | 376.523 | 292.3147 | 390.7302 | 407.656 | 492.5695 | 392.8486 | 409.9617
1941 | 21 | 81 | 3 | 245.5173 | 117.3598 | 301.5683 | 385.7844 | 389.9462 | 352.515 | 278.6639 | 245.7072 | 164.6141 | 391.384 | 358.049 | 452.3852 | 265.589 | 384.8913 | 286.0716 | 392.3392 | 427.791 | 473.5604 | 398.4115 | 426.781
1942 | 22 | 81 | 3 | 246.2975 | 116.628 | 296.9518 | 409.6686 | 391.3893 | 345.6569 | 274.3775 | 245.0315 | 159.5657 | 386.6944 | 356.1842 | 463.0651 | 263.559 | 361.639 | 283.6296 | 396.8775 | 407.9651 | 478.491 | 416.4246 | 469.8988
1943 | 23 | 81 | 3 | 249.8634 | 121.487 | 288.445 | 429.3789 | 386.4554 | 331.6818 | 269.3919 | 246.4391 | 153.0616 | 384.5061 | 372.2336 | 457.3338 | 254.6689 | 360.167 | 275.7063 | 390.919 | 403.6759 | 491.9529 | 448.9039 | 453.448
1944 | 0 | 82 | 3 | 253.2462 | 125.5342 | 289.0161 | 432.5398 | 384.232 | 339.9748 | 267.4091 | 247.9986 | 152.2735 | 375.0614 | 377.6487 | 448.9481 | 264.3021 | 362.4927 | 287.1409 | 395.271 | 405.8253 | 483.6766 | 461.1876 | 429.5574
1945 | 1 | 82 | 3 | 262.5931 | 131.0444 | 283.4667 | 418.7173 | 380.1076 | 330.0358 | 265.1466 | 253.6222 | 149.5749 | 376.5061 | 380.9008 | 444.8213 | 269.5889 | 358.4534 | 279.27 | 396.1387 | 402.1281 | 473.3701 | 464.9336 | 418.9991
1946 | 2 | 82 | 3 | 263.5653 | 135.8513 | 291.0781 | 411.6742 | 384.5405 | 335.5269 | 260.5792 | 247.7216 | 144.5353 | 375.4866 | 379.0922 | 444.3686 | 277.4084 | 355.3677 | 283.3152 | 397.8157 | 404.2531 | 475.5911 | 463.9581 | 418.7227
1947 | 3 | 82 | 3 | 264.1589 | 130.1984 | 289.2427 | 412.0363 | 387.799 | 341.3142 | 262.8126 | 246.403 | 149.8913 | 380.1326 | 371.192 | 451.4633 | 271.2755 | 372.339 | 283.2459 | 393.1473 | 420.0701 | 479.9654 | 442.538 | 423.7
1948 | 4 | 82 | 3 | 261.2274 | 124.6664 | 304.441 | 414.7681 | 380.6846 | 343.4931 | 260.9789 | 241.4607 | 143.0261 | 391.8878 | 367.2511 | 466.2865 | 273.7379 | 368.8837 | 287.6831 | 388.66 | 412.3102 | 479.016 | 419.5003 | 433.7599
1949 | 5 | 82 | 3 | 252.9681 | 122.7595 | 306.8452 | 438.064 | 354.9638 | 344.6379 | 263.154 | 240.6824 | 145.0391 | 393.924 | 372.8606 | 462.2832 | 251.3414 | 360.5473 | 286.6667 | 391.0282 | 381.8691 | 490.7133 | 412.9919 | 428.687
1950 | 6 | 82 | 3 | 240.3948 | 119.008 | 298.9083 | 397.0286 | 267.5146 | 277.6835 | 255.8872 | 210.4147 | 120.415 | 358.4368 | 351.1822 | 418.2314 | 248.2372 | 304.7625 | 285.2401 | 359.4324 | 290.3745 | 486.4237 | 368.21 | 409.997
1951 | 7 | 82 | 3 | 225.6834 | 104.4534 | 252.9819 | 317.9833 | 222.7224 | 207.1428 | 233.2138 | 190.0941 | 101.9435 | 275.6492 | 307.9024 | 296.5317 | 244.6474 | 231.9139 | 241.8809 | 317.1568 | 236.622 | 385.4947 | 357.9204 | 312.6173
1952 | 8 | 82 | 3 | 206.4608 | 104.7265 | 241.594 | 301.507 | 213.4714 | 204.7983 | 225.3084 | 201.7675 | 94.0031 | 223.447 | 293.6876 | 248.1995 | 264.0017 | 212.0562 | 217.5924 | 302.0296 | 222.2594 | 322.7968 | 357.9865 | 256.5934
1953 | 9 | 82 | 3 | 201.2496 | 100.8618 | 227.3783 | 297.2288 | 207.5288 | 188.6847 | 217.5938 | 190.9278 | 86.7822 | 205.0126 | 285.5158 | 235.0778 | 274.5095 | 210.5935 | 204.6519 | 293.6884 | 220.5601 | 305.7277 | 348.1677 | 235.1297
1954 | 10 | 82 | 3 | 194.6114 | 99.752 | 225.7506 | 293.856 | 206.124 | 183.4219 | 220.0432 | 187.1806 | 84.518 | 197.1978 | 285.2282 | 229.1451 | 274.803 | 207.757 | 196.7742 | 289.8664 | 217.6004 | 288.4514 | 345.4325 | 226.5405
1955 | 11 | 82 | 3 | 195.5193 | 101.1675 | 220.7816 | 292.3068 | 203.832 | 180.136 | 213.5682 | 190.6739 | 81.4948 | 192.3791 | 275.7391 | 226.5499 | 263.9171 | 205.3531 | 193.1348 | 287.8344 | 213.8992 | 276.0217 | 344.855 | 222.3802
1956 | 12 | 82 | 3 | 194.2367 | 102.9574 | 216.8571 | 296.3722 | 204.4308 | 180.4152 | 212.9905 | 195.0265 | 85.3596 | 192.4796 | 278.2409 | 224.2184 | 254.0619 | 205.1886 | 188.9304 | 286.9767 | 214.5511 | 270.4453 | 346.8663 | 222.0429
1957 | 13 | 82 | 3 | 199.3555 | 102.318 | 214.167 | 303.6494 | 203.827 | 178.0572 | 211.7303 | 188.5623 | 84.4909 | 196.4385 | 281.3517 | 224.5074 | 256.9101 | 204.4972 | 191.4577 | 290.394 | 215.4137 | 276.1649 | 340.6679 | 224.1194
1958 | 14 | 82 | 3 | 199.6329 | 103.9799 | 215.545 | 303.9488 | 205.7985 | 175.6709 | 216.3466 | 186.7825 | 88.2099 | 197.0616 | 282.4629 | 224.5839 | 250.0331 | 204.457 | 193.3819 | 293.9497 | 216.5522 | 282.677 | 348.8625 | 222.9691
1959 | 15 | 82 | 3 | 203.6705 | 105.2023 | 217.8578 | 306.3353 | 216.4865 | 183.2742 | 221.8667 | 194.8055 | 93.326 | 198.8711 | 284.5712 | 227.2428 | 247.5963 | 221.2629 | 195.8052 | 298.834 | 233.416 | 293.6821 | 347.9198 | 234.4003
1960 | 16 | 82 | 3 | 228.1665 | 107.979 | 227.0647 | 313.9926 | 262.8247 | 204.4618 | 244.3114 | 217.308 | 109.1377 | 229.0903 | 296.9205 | 246.6326 | 273.1938 | 258.8801 | 217.3988 | 322.8437 | 290.8576 | 325.2017 | 361.5646 | 260.5686
1961 | 17 | 82 | 3 | 246.9595 | 113.2012 | 279.8447 | 354.6391 | 366.4427 | 316.3992 | 279.2521 | 242.0368 | 158.2576 | 323.3594 | 318.9702 | 327.1577 | 275.2053 | 339.6236 | 286.6968 | 376.0273 | 377.2394 | 410.6742 | 396.8677 | 366.3814
1962 | 18 | 82 | 3 | 246.9354 | 112.9041 | 335.9516 | 398.0356 | 380.1571 | 359.3671 | 286.872 | 246.6996 | 182.9218 | 388.809 | 360.3724 | 435.0985 | 282.2242 | 373.0443 | 338.4973 | 405.0499 | 393.1456 | 489.0595 | 401.2393 | 422.3574
1963 | 19 | 82 | 3 | 244.3103 | 111.6952 | 328.3259 | 402.0605 | 369.0672 | 348.4727 | 287.4937 | 245.9356 | 181.9169 | 399.3109 | 366.1201 | 442.5654 | 282.4171 | 367.419 | 311.8737 | 399.9753 | 386.3326 | 497.9789 | 397.4305 | 429.9816
1964 | 20 | 82 | 3 | 245.6753 | 111.4815 | 309.6119 | 390.0879 | 381.6566 | 345.4147 | 281.802 | 243.1514 | 156.5559 | 384.5445 | 359.1705 | 430.2256 | 279.8524 | 376.523 | 292.3147 | 390.7302 | 407.656 | 492.5695 | 392.8486 | 409.9617
1965 | 21 | 82 | 3 | 245.5173 | 117.3598 | 301.5683 | 385.7844 | 389.9462 | 352.515 | 278.6639 | 245.7072 | 164.6141 | 391.384 | 358.049 | 452.3852 | 265.589 | 384.8913 | 286.0716 | 392.3392 | 427.791 | 473.5604 | 398.4115 | 426.781
1966 | 22 | 82 | 3 | 246.2975 | 116.628 | 296.9518 | 409.6686 | 391.3893 | 345.6569 | 274.3775 | 245.0315 | 159.5657 | 386.6944 | 356.1842 | 463.0651 | 263.559 | 361.639 | 283.6296 | 396.8775 | 407.9651 | 478.491 | 416.4246 | 469.8988
1967 | 23 | 82 | 3 | 249.8634 | 121.487 | 288.445 | 429.3789 | 386.4554 | 331.6818 | 269.3919 | 246.4391 | 153.0616 | 384.5061 | 372.2336 | 457.3338 | 254.6689 | 360.167 | 275.7063 | 390.919 | 403.6759 | 491.9529 | 448.9039 | 453.448
1968 | 0 | 83 | 3 | 253.2462 | 125.5342 | 289.0161 | 432.5398 | 384.232 | 339.9748 | 267.4091 | 247.9986 | 152.2735 | 375.0614 | 377.6487 | 448.9481 | 264.3021 | 362.4927 | 287.1409 | 395.271 | 405.8253 | 483.6766 | 461.1876 | 429.5574
1969 | 1 | 83 | 3 | 262.5931 | 131.0444 | 283.4667 | 418.7173 | 380.1076 | 330.0358 | 265.1466 | 253.6222 | 149.5749 | 376.5061 | 380.9008 | 444.8213 | 269.5889 | 358.4534 | 279.27 | 396.1387 | 402.1281 | 473.3701 | 464.9336 | 418.9991
1970 | 2 | 83 | 3 | 263.5653 | 135.8513 | 291.0781 | 411.6742 | 384.5405 | 335.5269 | 260.5792 | 247.7216 | 144.5353 | 375.4866 | 379.0922 | 444.3686 | 277.4084 | 355.3677 | 283.3152 | 397.8157 | 404.2531 | 475.5911 | 463.9581 | 418.7227
1971 | 3 | 83 | 3 | 264.1589 | 130.1984 | 289.2427 | 412.0363 | 387.799 | 341.3142 | 262.8126 | 246.403 | 149.8913 | 380.1326 | 371.192 | 451.4633 | 271.2755 | 372.339 | 283.2459 | 393.1473 | 420.0701 | 479.9654 | 442.538 | 423.7
1972 | 4 | 83 | 3 | 261.2274 | 124.6664 | 304.441 | 414.7681 | 380.6846 | 343.4931 | 260.9789 | 241.4607 | 143.0261 | 391.8878 | 367.2511 | 466.2865 | 273.7379 | 368.8837 | 287.6831 | 388.66 | 412.3102 | 479.016 | 419.5003 | 433.7599
1973 | 5 | 83 | 3 | 252.9681 | 122.7595 | 306.8452 | 438.064 | 354.9638 | 344.6379 | 263.154 | 240.6824 | 145.0391 | 393.924 | 372.8606 | 462.2832 | 251.3414 | 360.5473 | 286.6667 | 391.0282 | 381.8691 | 490.7133 | 412.9919 | 428.687
1974 | 6 | 83 | 3 | 240.3948 | 119.008 | 298.9083 | 397.0286 | 267.5146 | 277.6835 | 255.8872 | 210.4147 | 120.415 | 358.4368 | 351.1822 | 418.2314 | 248.2372 | 304.7625 | 285.2401 | 359.4324 | 290.3745 | 486.4237 | 368.21 | 409.997
1975 | 7 | 83 | 3 | 225.6834 | 104.4534 | 252.9819 | 317.9833 | 222.7224 | 207.1428 | 233.2138 | 190.0941 | 101.9435 | 275.6492 | 307.9024 | 296.5317 | 244.6474 | 231.9139 | 241.8809 | 317.1568 | 236.622 | 385.4947 | 357.9204 | 312.6173
1976 | 8 | 83 | 3 | 206.4608 | 104.7265 | 241.594 | 301.507 | 213.4714 | 204.7983 | 225.3084 | 201.7675 | 94.0031 | 223.447 | 293.6876 | 248.1995 | 264.0017 | 212.0562 | 217.5924 | 302.0296 | 222.2594 | 322.7968 | 357.9865 | 256.5934
1977 | 9 | 83 | 3 | 201.2496 | 100.8618 | 227.3783 | 297.2288 | 207.5288 | 188.6847 | 217.5938 | 190.9278 | 86.7822 | 205.0126 | 285.5158 | 235.0778 | 274.5095 | 210.5935 | 204.6519 | 293.6884 | 220.5601 | 305.7277 | 348.1677 | 235.1297
1978 | 10 | 83 | 3 | 194.6114 | 99.752 | 225.7506 | 293.856 | 206.124 | 183.4219 | 220.0432 | 187.1806 | 84.518 | 197.1978 | 285.2282 | 229.1451 | 274.803 | 207.757 | 196.7742 | 289.8664 | 217.6004 | 288.4514 | 345.4325 | 226.5405
1979 | 11 | 83 | 3 | 195.5193 | 101.1675 | 220.7816 | 292.3068 | 203.832 | 180.136 | 213.5682 | 190.6739 | 81.4948 | 192.3791 | 275.7391 | 226.5499 | 263.9171 | 205.3531 | 193.1348 | 287.8344 | 213.8992 | 276.0217 | 344.855 | 222.3802
1980 | 12 | 83 | 3 | 194.2367 | 102.9574 | 216.8571 | 296.3722 | 204.4308 | 180.4152 | 212.9905 | 195.0265 | 85.3596 | 192.4796 | 278.2409 | 224.2184 | 254.0619 | 205.1886 | 188.9304 | 286.9767 | 214.5511 | 270.4453 | 346.8663 | 222.0429
1981 | 13 | 83 | 3 | 199.3555 | 102.318 | 214.167 | 303.6494 | 203.827 | 178.0572 | 211.7303 | 188.5623 | 84.4909 | 196.4385 | 281.3517 | 224.5074 | 256.9101 | 204.4972 | 191.4577 | 290.394 | 215.4137 | 276.1649 | 340.6679 | 224.1194
1982 | 14 | 83 | 3 | 199.6329 | 103.9799 | 215.545 | 303.9488 | 205.7985 | 175.6709 | 216.3466 | 186.7825 | 88.2099 | 197.0616 | 282.4629 | 224.5839 | 250.0331 | 204.457 | 193.3819 | 293.9497 | 216.5522 | 282.677 | 348.8625 | 222.9691
1983 | 15 | 83 | 3 | 203.6705 | 105.2023 | 217.8578 | 306.3353 | 216.4865 | 183.2742 | 221.8667 | 194.8055 | 93.326 | 198.8711 | 284.5712 | 227.2428 | 247.5963 | 221.2629 | 195.8052 | 298.834 | 233.416 | 293.6821 | 347.9198 | 234.4003
1984 | 16 | 83 | 3 | 228.1665 | 107.979 | 227.0647 | 313.9926 | 262.8247 | 204.4618 | 244.3114 | 217.308 | 109.1377 | 229.0903 | 296.9205 | 246.6326 | 273.1938 | 258.8801 | 217.3988 | 322.8437 | 290.8576 | 325.2017 | 361.5646 | 260.5686
1985 | 17 | 83 | 3 | 246.9595 | 113.2012 | 279.8447 | 354.6391 | 366.4427 | 316.3992 | 279.2521 | 242.0368 | 158.2576 | 323.3594 | 318.9702 | 327.1577 | 275.2053 | 339.6236 | 286.6968 | 376.0273 | 377.2394 | 410.6742 | 396.8677 | 366.3814
1986 | 18 | 83 | 3 | 246.9354 | 112.9041 | 335.9516 | 398.0356 | 380.1571 | 359.3671 | 286.872 | 246.6996 | 182.9218 | 388.809 | 360.3724 | 435.0985 | 282.2242 | 373.0443 | 338.4973 | 405.0499 | 393.1456 | 489.0595 | 401.2393 | 422.3574
1987 | 19 | 83 | 3 | 244.3103 | 111.6952 | 328.3259 | 402.0605 | 369.0672 | 348.4727 | 287.4937 | 245.9356 | 181.9169 | 399.3109 | 366.1201 | 442.5654 | 282.4171 | 367.419 | 311.8737 | 399.9753 | 386.3326 | 497.9789 | 397.4305 | 429.9816
1988 | 20 | 83 | 3 | 245.6753 | 111.4815 | 309.6119 | 390.0879 | 381.6566 | 345.4147 | 281.802 | 243.1514 | 156.5559 | 384.5445 | 359.1705 | 430.2256 | 279.8524 | 376.523 | 292.3147 | 390.7302 | 407.656 | 492.5695 | 392.8486 | 409.9617
1989 | 21 | 83 | 3 | 245.5173 | 117.3598 | 301.5683 | 385.7844 | 389.9462 | 352.515 | 278.6639 | 245.7072 | 164.6141 | 391.384 | 358.049 | 452.3852 | 265.589 | 384.8913 | 286.0716 | 392.3392 | 427.791 | 473.5604 | 398.4115 | 426.781
1990 | 22 | 83 | 3 | 246.2975 | 116.628 | 296.9518 | 409.6686 | 391.3893 | 345.6569 | 274.3775 | 245.0315 | 159.5657 | 386.6944 | 356.1842 | 463.0651 | 263.559 | 361.639 | 283.6296 | 396.8775 | 407.9651 | 478.491 | 416.4246 | 469.8988
1991 | 23 | 83 | 3 | 249.8634 | 121.487 | 288.445 | 429.3789 | 386.4554 | 331.6818 | 269.3919 | 246.4391 | 153.0616 | 384.5061 | 372.2336 | 457.3338 | 254.6689 | 360.167 | 275.7063 | 390.919 | 403.6759 | 491.9529 | 448.9039 | 453.448
1992 | 0 | 84 | 3 | 253.2462 | 125.5342 | 289.0161 | 432.5398 | 384.232 | 339.9748 | 267.4091 | 247.9986 | 152.2735 | 375.0614 | 377.6487 | 448.9481 | 264.3021 | 362.4927 | 287.1409 | 395.271 | 405.8253 | 483.6766 | 461.1876 | 429.5574
1993 | 1 | 84 | 3 | 262.5931 | 131.0444 | 283.4667 | 418.7173 | 380.1076 | 330.0358 | 265.1466 | 253.6222 | 149.5749 | 376.5061 | 380.9008 | 444.8213 | 269.5889 | 358.4534 | 279.27 | 396.1387 | 402.1281 | 473.3701 | 464.9336 | 418.9991
1994 | 2 | 84 | 3 | 263.5653 | 135.8513 | 291.0781 | 411.6742 | 384.5405 | 335.5269 | 260.5792 | 247.7216 | 144.5353 | 375.4866 | 379.0922 | 444.3686 | 277.4084 | 355.3677 | 283.3152 | 397.8157 | 404.2531 | 475.5911 | 463.9581 | 418.7227
1995 | 3 | 84 | 3 | 264.1589 | 130.1984 | 289.2427 | 412.0363 | 387.799 | 341.3142 | 262.8126 | 246.403 | 149.8913 | 380.1326 | 371.192 | 451.4633 | 271.2755 | 372.339 | 283.2459 | 393.1473 | 420.0701 | 479.9654 | 442.538 | 423.7
1996 | 4 | 84 | 3 | 261.2274 | 124.6664 | 304.441 | 414.7681 | 380.6846 | 343.4931 | 260.9789 | 241.4607 | 143.0261 | 391.8878 | 367.2511 | 466.2865 | 273.7379 | 368.8837 | 287.6831 | 388.66 | 412.3102 | 479.016 | 419.5003 | 433.7599
1997 | 5 | 84 | 3 | 252.9681 | 122.7595 | 306.8452 | 438.064 | 354.9638 | 344.6379 | 263.154 | 240.6824 | 145.0391 | 393.924 | 372.8606 | 462.2832 | 251.3414 | 360.5473 | 286.6667 | 391.0282 | 381.8691 | 490.7133 | 412.9919 | 428.687
1998 | 6 | 84 | 3 | 240.3948 | 119.008 | 298.9083 | 397.0286 | 267.5146 | 277.6835 | 255.8872 | 210.4147 | 120.415 | 358.4368 | 351.1822 | 418.2314 | 248.2372 | 304.7625 | 285.2401 | 359.4324 | 290.3745 | 486.4237 | 368.21 | 409.997
1999 | 7 | 84 | 3 | 225.6834 | 104.4534 | 252.9819 | 317.9833 | 222.7224 | 207.1428 | 233.2138 | 190.0941 | 101.9435 | 275.6492 | 307.9024 | 296.5317 | 244.6474 | 231.9139 | 241.8809 | 317.1568 | 236.622 | 385.4947 | 357.9204 | 312.6173
2000 | 8 | 84 | 3 | 206.4608 | 104.7265 | 241.594 | 301.507 | 213.4714 | 204.7983 | 225.3084 | 201.7675 | 94.0031 | 223.447 | 293.6876 | 248.1995 | 264.0017 | 212.0562 | 217.5924 | 302.0296 | 222.2594 | 322.7968 | 357.9865 | 256.5934
2001 | 9 | 84 | 3 | 201.2496 | 100.8618 | 227.3783 | 297.2288 | 207.5288 | 188.6847 | 217.5938 | 190.9278 | 86.7822 | 205.0126 | 285.5158 | 235.0778 | 274.5095 | 210.5935 | 204.6519 | 293.6884 | 220.5601 | 305.7277 | 348.1677 | 235.1297
2002 | 10 | 84 | 3 | 194.6114 | 99.752 | 225.7506 | 293.856 | 206.124 | 183.4219 | 220.0432 | 187.1806 | 84.518 | 197.1978 | 285.2282 | 229.1451 | 274.803 | 207.757 | 196.7742 | 289.8664 | 217.6004 | 288.4514 | 345.4325 | 226.5405
2003 | 11 | 84 | 3 | 195.5193 | 101.1675 | 220.7816 | 292.3068 | 203.832 | 180.136 | 213.5682 | 190.6739 | 81.4948 | 192.3791 | 275.7391 | 226.5499 | 263.9171 | 205.3531 | 193.1348 | 287.8344 | 213.8992 | 276.0217 | 344.855 | 222.3802
2004 | 12 | 84 | 3 | 194.2367 | 102.9574 | 216.8571 | 296.3722 | 204.4308 | 180.4152 | 212.9905 | 195.0265 | 85.3596 | 192.4796 | 278.2409 | 224.2184 | 254.0619 | 205.1886 | 188.9304 | 286.9767 | 214.5511 | 270.4453 | 346.8663 | 222.0429
2005 | 13 | 84 | 3 | 199.3555 | 102.318 | 214.167 | 303.6494 | 203.827 | 178.0572 | 211.7303 | 188.5623 | 84.4909 | 196.4385 | 281.3517 | 224.5074 | 256.9101 | 204.4972 | 191.4577 | 290.394 | 215.4137 | 276.1649 | 340.6679 | 224.1194
2006 | 14 | 84 | 3 | 199.6329 | 103.9799 | 215.545 | 303.9488 | 205.7985 | 175.6709 | 216.3466 | 186.7825 | 88.2099 | 197.0616 | 282.4629 | 224.5839 | 250.0331 | 204.457 | 193.3819 | 293.9497 | 216.5522 | 282.677 | 348.8625 | 222.9691
2007 | 15 | 84 | 3 | 203.6705 | 105.2023 | 217.8578 | 306.3353 | 216.4865 | 183.2742 | 221.8667 | 194.8055 | 93.326 | 198.8711 | 284.5712 | 227.2428 | 247.5963 | 221.2629 | 195.8052 | 298.834 | 233.416 | 293.6821 | 347.9198 | 234.4003
2008 | 16 | 84 | 3 | 228.1665 | 107.979 | 227.0647 | 313.9926 | 262.8247 | 204.4618 | 244.3114 | 217.308 | 109.1377 | 229.0903 | 296.9205 | 246.6326 | 273.1938 | 258.8801 | 217.3988 | 322.8437 | 290.8576 | 325.2017 | 361.5646 | 260.5686
2009 | 17 | 84 | 3 | 246.9595 | 113.2012 | 279.8447 | 354.6391 | 366.4427 | 316.3992 | 279.2521 | 242.0368 | 158.2576 | 323.3594 | 318.9702 | 327.1577 | 275.2053 | 339.6236 | 286.6968 | 376.0273 | 377.2394 | 410.6742 | 396.8677 | 366.3814
2010 | 18 | 84 | 3 | 246.9354 | 112.9041 | 335.9516 | 398.0356 | 380.1571 | 359.3671 | 286.872 | 246.6996 | 182.9218 | 388.809 | 360.3724 | 435.0985 | 282.2242 | 373.0443 | 338.4973 | 405.0499 | 393.1456 | 489.0595 | 401.2393 | 422.3574
2011 | 19 | 84 | 3 | 244.3103 | 111.6952 | 328.3259 | 402.0605 | 369.0672 | 348.4727 | 287.4937 | 245.9356 | 181.9169 | 399.3109 | 366.1201 | 442.5654 | 282.4171 | 367.419 | 311.8737 | 399.9753 | 386.3326 | 497.9789 | 397.4305 | 429.9816
2012 | 20 | 84 | 3 | 245.6753 | 111.4815 | 309.6119 | 390.0879 | 381.6566 | 345.4147 | 281.802 | 243.1514 | 156.5559 | 384.5445 | 359.1705 | 430.2256 | 279.8524 | 376.523 | 292.3147 | 390.7302 | 407.656 | 492.5695 | 392.8486 | 409.9617
2013 | 21 | 84 | 3 | 245.5173 | 117.3598 | 301.5683 | 385.7844 | 389.9462 | 352.515 | 278.6639 | 245.7072 | 164.6141 | 391.384 | 358.049 | 452.3852 | 265.589 | 384.8913 | 286.0716 | 392.3392 | 427.791 | 473.5604 | 398.4115 | 426.781
2014 | 22 | 84 | 3 | 246.2975 | 116.628 | 296.9518 | 409.6686 | 391.3893 | 345.6569 | 274.3775 | 245.0315 | 159.5657 | 386.6944 | 356.1842 | 463.0651 | 263.559 | 361.639 | 283.6296 | 396.8775 | 407.9651 | 478.491 | 416.4246 | 469.8988
2015 | 23 | 84 | 3 | 249.8634 | 121.487 | 288.445 | 429.3789 | 386.4554 | 331.6818 | 269.3919 | 246.4391 | 153.0616 | 384.5061 | 372.2336 | 457.3338 | 254.6689 | 360.167 | 275.7063 | 390.919 | 403.6759 | 491.9529 | 448.9039 | 453.448
2016 | 0 | 85 | 3 | 253.2462 | 125.5342 | 289.0161 | 432.5398 | 384.232 | 339.9748 | 267.4091 | 247.9986 | 152.2735 | 375.0614 | 377.6487 | 448.9481 | 264.3021 | 362.4927 | 287.1409 | 395.271 | 405.8253 | 483.6766 | 461.1876 | 429.5574
2017 | 1 | 85 | 3 | 262.5931 | 131.0444 | 283.4667 | 418.7173 | 380.1076 | 330.0358 | 265.1466 | 253.6222 | 149.5749 | 376.5061 | 380.9008 | 444.8213 | 269.5889 | 358.4534 | 279.27 | 396.1387 | 402.1281 | 473.3701 | 464.9336 | 418.9991
2018 | 2 | 85 | 3 | 263.5653 | 135.8513 | 291.0781 | 411.6742 | 384.5405 | 335.5269 | 260.5792 | 247.7216 | 144.5353 | 375.4866 | 379.0922 | 444.3686 | 277.4084 | 355.3677 | 283.3152 | 397.8157 | 404.2531 | 475.5911 | 463.9581 | 418.7227
2019 | 3 | 85 | 3 | 264.1589 | 130.1984 | 289.2427 | 412.0363 | 387.799 | 341.3142 | 262.8126 | 246.403 | 149.8913 | 380.1326 | 371.192 | 451.4633 | 271.2755 | 372.339 | 283.2459 | 393.1473 | 420.0701 | 479.9654 | 442.538 | 423.7
2020 | 4 | 85 | 3 | 261.2274 | 124.6664 | 304.441 | 414.7681 | 380.6846 | 343.4931 | 260.9789 | 241.4607 | 143.0261 | 391.8878 | 367.2511 | 466.2865 | 273.7379 | 368.8837 | 287.6831 | 388.66 | 412.3102 | 479.016 | 419.5003 | 433.7599
2021 | 5 | 85 | 3 | 252.9681 | 122.7595 | 306.8452 | 438.064 | 354.9638 | 344.6379 | 263.154 | 240.6824 | 145.0391 | 393.924 | 372.8606 | 462.2832 | 251.3414 | 360.5473 | 286.6667 | 391.0282 | 381.8691 | 490.7133 | 412.9919 | 428.687
2022 | 6 | 85 | 3 | 240.3948 | 119.008 | 298.9083 | 397.0286 | 267.5146 | 277.6835 | 255.8872 | 210.4147 | 120.415 | 358.4368 | 351.1822 | 418.2314 | 248.2372 | 304.7625 | 285.2401 | 359.4324 | 290.3745 | 486.4237 | 368.21 | 409.997
2023 | 7 | 85 | 3 | 225.6834 | 104.4534 | 252.9819 | 317.9833 | 222.7224 | 207.1428 | 233.2138 | 190.0941 | 101.9435 | 275.6492 | 307.9024 | 296.5317 | 244.6474 | 231.9139 | 241.8809 | 317.1568 | 236.622 | 385.4947 | 357.9204 | 312.6173
2024 | 8 | 85 | 3 | 206.4608 | 104.7265 | 241.594 | 301.507 | 213.4714 | 204.7983 | 225.3084 | 201.7675 | 94.0031 | 223.447 | 293.6876 | 248.1995 | 264.0017 | 212.0562 | 217.5924 | 302.0296 | 222.2594 | 322.7968 | 357.9865 | 256.5934
2025 | 9 | 85 | 3 | 201.2496 | 100.8618 | 227.3783 | 297.2288 | 207.5288 | 188.6847 | 217.5938 | 190.9278 | 86.7822 | 205.0126 | 285.5158 | 235.0778 | 274.5095 | 210.5935 | 204.6519 | 293.6884 | 220.5601 | 305.7277 | 348.1677 | 235.1297
2026 | 10 | 85 | 3 | 194.6114 | 99.752 | 225.7506 | 293.856 | 206.124 | 183.4219 | 220.0432 | 187.1806 | 84.518 | 197.1978 | 285.2282 | 229.1451 | 274.803 | 207.757 | 196.7742 | 289.8664 | 217.6004 | 288.4514 | 345.4325 | 226.5405
2027 | 11 | 85 | 3 | 195.5193 | 101.1675 | 220.7816 | 292.3068 | 203.832 | 180.136 | 213.5682 | 190.6739 | 81.4948 | 192.3791 | 275.7391 | 226.5499 | 263.9171 | 205.3531 | 193.1348 | 287.8344 | 213.8992 | 276.0217 | 344.855 | 222.3802
2028 | 12 | 85 | 3 | 194.2367 | 102.9574 | 216.8571 | 296.3722 | 204.4308 | 180.4152 | 212.9905 | 195.0265 | 85.3596 | 192.4796 | 278.2409 | 224.2184 | 254.0619 | 205.1886 | 188.9304 | 286.9767 | 214.5511 | 270.4453 | 346.8663 | 222.0429
2029 | 13 | 85 | 3 | 199.3555 | 102.318 | 214.167 | 303.6494 | 203.827 | 178.0572 | 211.7303 | 188.5623 | 84.4909 | 196.4385 | 281.3517 | 224.5074 | 256.9101 | 204.4972 | 191.4577 | 290.394 | 215.4137 | 276.1649 | 340.6679 | 224.1194
2030 | 14 | 85 | 3 | 199.6329 | 103.9799 | 215.545 | 303.9488 | 205.7985 | 175.6709 | 216.3466 | 186.7825 | 88.2099 | 197.0616 | 282.4629 | 224.5839 | 250.0331 | 204.457 | 193.3819 | 293.9497 | 216.5522 | 282.677 | 348.8625 | 222.9691
2031 | 15 | 85 | 3 | 203.6705 | 105.2023 | 217.8578 | 306.3353 | 216.4865 | 183.2742 | 221.8667 | 194.8055 | 93.326 | 198.8711 | 284.5712 | 227.2428 | 247.5963 | 221.2629 | 195.8052 | 298.834 | 233.416 | 293.6821 | 347.9198 | 234.4003
2032 | 16 | 85 | 3 | 228.1665 | 107.979 | 227.0647 | 313.9926 | 262.8247 | 204.4618 | 244.3114 | 217.308 | 109.1377 | 229.0903 | 296.9205 | 246.6326 | 273.1938 | 258.8801 | 217.3988 | 322.8437 | 290.8576 | 325.2017 | 361.5646 | 260.5686
2033 | 17 | 85 | 3 | 246.9595 | 113.2012 | 279.8447 | 354.6391 | 366.4427 | 316.3992 | 279.2521 | 242.0368 | 158.2576 | 323.3594 | 318.9702 | 327.1577 | 275.2053 | 339.6236 | 286.6968 | 376.0273 | 377.2394 | 410.6742 | 396.8677 | 366.3814
2034 | 18 | 85 | 3 | 246.9354 | 112.9041 | 335.9516 | 398.0356 | 380.1571 | 359.3671 | 286.872 | 246.6996 | 182.9218 | 388.809 | 360.3724 | 435.0985 | 282.2242 | 373.0443 | 338.4973 | 405.0499 | 393.1456 | 489.0595 | 401.2393 | 422.3574
2035 | 19 | 85 | 3 | 244.3103 | 111.6952 | 328.3259 | 402.0605 | 369.0672 | 348.4727 | 287.4937 | 245.9356 | 181.9169 | 399.3109 | 366.1201 | 442.5654 | 282.4171 | 367.419 | 311.8737 | 399.9753 | 386.3326 | 497.9789 | 397.4305 | 429.9816
2036 | 20 | 85 | 3 | 245.6753 | 111.4815 | 309.6119 | 390.0879 | 381.6566 | 345.4147 | 281.802 | 243.1514 | 156.5559 | 384.5445 | 359.1705 | 430.2256 | 279.8524 | 376.523 | 292.3147 | 390.7302 | 407.656 | 492.5695 | 392.8486 | 409.9617
2037 | 21 | 85 | 3 | 245.5173 | 117.3598 | 301.5683 | 385.7844 | 389.9462 | 352.515 | 278.6639 | 245.7072 | 164.6141 | 391.384 | 358.049 | 452.3852 | 265.589 | 384.8913 | 286.0716 | 392.3392 | 427.791 | 473.5604 | 398.4115 | 426.781
2038 | 22 | 85 | 3 | 246.2975 | 116.628 | 296.9518 | 409.6686 | 391.3893 | 345.6569 | 274.3775 | 245.0315 | 159.5657 | 386.6944 | 356.1842 | 463.0651 | 263.559 | 361.639 | 283.6296 | 396.8775 | 407.9651 | 478.491 | 416.4246 | 469.8988
2039 | 23 | 85 | 3 | 249.8634 | 121.487 | 288.445 | 429.3789 | 386.4554 | 331.6818 | 269.3919 | 246.4391 | 153.0616 | 384.5061 | 372.2336 | 457.3338 | 254.6689 | 360.167 | 275.7063 | 390.919 | 403.6759 | 491.9529 | 448.9039 | 453.448
2040 | 0 | 86 | 3 | 253.2462 | 125.5342 | 289.0161 | 432.5398 | 384.232 | 339.9748 | 267.4091 | 247.9986 | 152.2735 | 375.0614 | 377.6487 | 448.9481 | 264.3021 | 362.4927 | 287.1409 | 395.271 | 405.8253 | 483.6766 | 461.1876 | 429.5574
2041 | 1 | 86 | 3 | 262.5931 | 131.0444 | 283.4667 | 418.7173 | 380.1076 | 330.0358 | 265.1466 | 253.6222 | 149.5749 | 376.5061 | 380.9008 | 444.8213 | 269.5889 | 358.4534 | 279.27 | 396.1387 | 402.1281 | 473.3701 | 464.9336 | 418.9991
2042 | 2 | 86 | 3 | 263.5653 | 135.8513 | 291.0781 | 411.6742 | 384.5405 | 335.5269 | 260.5792 | 247.7216 | 144.5353 | 375.4866 | 379.0922 | 444.3686 | 277.4084 | 355.3677 | 283.3152 | 397.8157 | 404.2531 | 475.5911 | 463.9581 | 418.7227
2043 | 3 | 86 | 3 | 264.1589 | 130.1984 | 289.2427 | 412.0363 | 387.799 | 341.3142 | 262.8126 | 246.403 | 149.8913 | 380.1326 | 371.192 | 451.4633 | 271.2755 | 372.339 | 283.2459 | 393.1473 | 420.0701 | 479.9654 | 442.538 | 423.7
2044 | 4 | 86 | 3 | 261.2274 | 124.6664 | 304.441 | 414.7681 | 380.6846 | 343.4931 | 260.9789 | 241.4607 | 143.0261 | 391.8878 | 367.2511 | 466.2865 | 273.7379 | 368.8837 | 287.6831 | 388.66 | 412.3102 | 479.016 | 419.5003 | 433.7599
2045 | 5 | 86 | 3 | 252.9681 | 122.7595 | 306.8452 | 438.064 | 354.9638 | 344.6379 | 263.154 | 240.6824 | 145.0391 | 393.924 | 372.8606 | 462.2832 | 251.3414 | 360.5473 | 286.6667 | 391.0282 | 381.8691 | 490.7133 | 412.9919 | 428.687
2046 | 6 | 86 | 3 | 240.3948 | 119.008 | 298.9083 | 397.0286 | 267.5146 | 277.6835 | 255.8872 | 210.4147 | 120.415 | 358.4368 | 351.1822 | 418.2314 | 248.2372 | 304.7625 | 285.2401 | 359.4324 | 290.3745 | 486.4237 | 368.21 | 409.997
2047 | 7 | 86 | 3 | 225.6834 | 104.4534 | 252.9819 | 317.9833 | 222.7224 | 207.1428 | 233.2138 | 190.0941 | 101.9435 | 275.6492 | 307.9024 | 296.5317 | 244.6474 | 231.9139 | 241.8809 | 317.1568 | 236.622 | 385.4947 | 357.9204 | 312.6173
2048 | 8 | 86 | 3 | 206.4608 | 104.7265 | 241.594 | 301.507 | 213.4714 | 204.7983 | 225.3084 | 201.7675 | 94.0031 | 223.447 | 293.6876 | 248.1995 | 264.0017 | 212.0562 | 217.5924 | 302.0296 | 222.2594 | 322.7968 | 357.9865 | 256.5934
2049 | 9 | 86 | 3 | 201.2496 | 100.8618 | 227.3783 | 297.2288 | 207.5288 | 188.6847 | 217.5938 | 190.9278 | 86.7822 | 205.0126 | 285.5158 | 235.0778 | 274.5095 | 210.5935 | 204.6519 | 293.6884 | 220.5601 | 305.7277 | 348.1677 | 235.1297
2050 | 10 | 86 | 3 | 194.6114 | 99.752 | 225.7506 | 293.856 | 206.124 | 183.4219 | 220.0432 | 187.1806 | 84.518 | 197.1978 | 285.2282 | 229.1451 | 274.803 | 207.757 | 196.7742 | 289.8664 | 217.6004 | 288.4514 | 345.4325 | 226.5405
2051 | 11 | 86 | 3 | 195.5193 | 101.1675 | 220.7816 | 292.3068 | 203.832 | 180.136 | 213.5682 | 190.6739 | 81.4948 | 192.3791 | 275.7391 | 226.5499 | 263.9171 | 205.3531 | 193.1348 | 287.8344 | 213.8992 | 276.0217 | 344.855 | 222.3802
2052 | 12 | 86 | 3 | 194.2367 | 102.9574 | 216.8571 | 296.3722 | 204.4308 | 180.4152 | 212.9905 | 195.0265 | 85.3596 | 192.4796 | 278.2409 | 224.2184 | 254.0619 | 205.1886 | 188.9304 | 286.9767 | 214.5511 | 270.4453 | 346.8663 | 222.0429
2053 | 13 | 86 | 3 | 199.3555 | 102.318 | 214.167 | 303.6494 | 203.827 | 178.0572 | 211.7303 | 188.5623 | 84.4909 | 196.4385 | 281.3517 | 224.5074 | 256.9101 | 204.4972 | 191.4577 | 290.394 | 215.4137 | 276.1649 | 340.6679 | 224.1194
2054 | 14 | 86 | 3 | 199.6329 | 103.9799 | 215.545 | 303.9488 | 205.7985 | 175.6709 | 216.3466 | 186.7825 | 88.2099 | 197.0616 | 282.4629 | 224.5839 | 250.0331 | 204.457 | 193.3819 | 293.9497 | 216.5522 | 282.677 | 348.8625 | 222.9691
2055 | 15 | 86 | 3 | 203.6705 | 105.2023 | 217.8578 | 306.3353 | 216.4865 | 183.2742 | 221.8667 | 194.8055 | 93.326 | 198.8711 | 284.5712 | 227.2428 | 247.5963 | 221.2629 | 195.8052 | 298.834 | 233.416 | 293.6821 | 347.9198 | 234.4003
2056 | 16 | 86 | 3 | 228.1665 | 107.979 | 227.0647 | 313.9926 | 262.8247 | 204.4618 | 244.3114 | 217.308 | 109.1377 | 229.0903 | 296.9205 | 246.6326 | 273.1938 | 258.8801 | 217.3988 | 322.8437 | 290.8576 | 325.2017 | 361.5646 | 260.5686
2057 | 17 | 86 | 3 | 246.9595 | 113.2012 | 279.8447 | 354.6391 | 366.4427 | 316.3992 | 279.2521 | 242.0368 | 158.2576 | 323.3594 | 318.9702 | 327.1577 | 275.2053 | 339.6236 | 286.6968 | 376.0273 | 377.2394 | 410.6742 | 396.8677 | 366.3814
2058 | 18 | 86 | 3 | 246.9354 | 112.9041 | 335.9516 | 398.0356 | 380.1571 | 359.3671 | 286.872 | 246.6996 | 182.9218 | 388.809 | 360.3724 | 435.0985 | 282.2242 | 373.0443 | 338.4973 | 405.0499 | 393.1456 | 489.0595 | 401.2393 | 422.3574
2059 | 19 | 86 | 3 | 244.3103 | 111.6952 | 328.3259 | 402.0605 | 369.0672 | 348.4727 | 287.4937 | 245.9356 | 181.9169 | 399.3109 | 366.1201 | 442.5654 | 282.4171 | 367.419 | 311.8737 | 399.9753 | 386.3326 | 497.9789 | 397.4305 | 429.9816
2060 | 20 | 86 | 3 | 245.6753 | 111.4815 | 309.6119 | 390.0879 | 381.6566 | 345.4147 | 281.802 | 243.1514 | 156.5559 | 384.5445 | 359.1705 | 430.2256 | 279.8524 | 376.523 | 292.3147 | 390.7302 | 407.656 | 492.5695 | 392.8486 | 409.9617
2061 | 21 | 86 | 3 | 245.5173 | 117.3598 | 301.5683 | 385.7844 | 389.9462 | 352.515 | 278.6639 | 245.7072 | 164.6141 | 391.384 | 358.049 | 452.3852 | 265.589 | 384.8913 | 286.0716 | 392.3392 | 427.791 | 473.5604 | 398.4115 | 426.781
2062 | 22 | 86 | 3 | 246.2975 | 116.628 | 296.9518 | 409.6686 | 391.3893 | 345.6569 | 274.3775 | 245.0315 | 159.5657 | 386.6944 | 356.1842 | 463.0651 | 263.559 | 361.639 | 283.6296 | 396.8775 | 407.9651 | 478.491 | 416.4246 | 469.8988
2063 | 23 | 86 | 3 | 249.8634 | 121.487 | 288.445 | 429.3789 | 386.4554 | 331.6818 | 269.3919 | 246.4391 | 153.0616 | 384.5061 | 372.2336 | 457.3338 | 254.6689 | 360.167 | 275.7063 | 390.919 | 403.6759 | 491.9529 | 448.9039 | 453.448
2064 | 0 | 87 | 3 | 253.2462 | 125.5342 | 289.0161 | 432.5398 | 384.232 | 339.9748 | 267.4091 | 247.9986 | 152.2735 | 375.0614 | 377.6487 | 448.9481 | 264.3021 | 362.4927 | 287.1409 | 395.271 | 405.8253 | 483.6766 | 461.1876 | 429.5574
2065 | 1 | 87 | 3 | 262.5931 | 131.0444 | 283.4667 | 418.7173 | 380.1076 | 330.0358 | 265.1466 | 253.6222 | 149.5749 | 376.5061 | 380.9008 | 444.8213 | 269.5889 | 358.4534 | 279.27 | 396.1387 | 402.1281 | 473.3701 | 464.9336 | 418.9991
2066 | 2 | 87 | 3 | 263.5653 | 135.8513 | 291.0781 | 411.6742 | 384.5405 | 335.5269 | 260.5792 | 247.7216 | 144.5353 | 375.4866 | 379.0922 | 444.3686 | 277.4084 | 355.3677 | 283.3152 | 397.8157 | 404.2531 | 475.5911 | 463.9581 | 418.7227
2067 | 3 | 87 | 3 | 264.1589 | 130.1984 | 289.2427 | 412.0363 | 387.799 | 341.3142 | 262.8126 | 246.403 | 149.8913 | 380.1326 | 371.192 | 451.4633 | 271.2755 | 372.339 | 283.2459 | 393.1473 | 420.0701 | 479.9654 | 442.538 | 423.7
2068 | 4 | 87 | 3 | 261.2274 | 124.6664 | 304.441 | 414.7681 | 380.6846 | 343.4931 | 260.9789 | 241.4607 | 143.0261 | 391.8878 | 367.2511 | 466.2865 | 273.7379 | 368.8837 | 287.6831 | 388.66 | 412.3102 | 479.016 | 419.5003 | 433.7599
2069 | 5 | 87 | 3 | 252.9681 | 122.7595 | 306.8452 | 438.064 | 354.9638 | 344.6379 | 263.154 | 240.6824 | 145.0391 | 393.924 | 372.8606 | 462.2832 | 251.3414 | 360.5473 | 286.6667 | 391.0282 | 381.8691 | 490.7133 | 412.9919 | 428.687
2070 | 6 | 87 | 3 | 240.3948 | 119.008 | 298.9083 | 397.0286 | 267.5146 | 277.6835 | 255.8872 | 210.4147 | 120.415 | 358.4368 | 351.1822 | 418.2314 | 248.2372 | 304.7625 | 285.2401 | 359.4324 | 290.3745 | 486.4237 | 368.21 | 409.997
2071 | 7 | 87 | 3 | 225.6834 | 104.4534 | 252.9819 | 317.9833 | 222.7224 | 207.1428 | 233.2138 | 190.0941 | 101.9435 | 275.6492 | 307.9024 | 296.5317 | 244.6474 | 231.9139 | 241.8809 | 317.1568 | 236.622 | 385.4947 | 357.9204 | 312.6173
2072 | 8 | 87 | 3 | 206.4608 | 104.7265 | 241.594 | 301.507 | 213.4714 | 204.7983 | 225.3084 | 201.7675 | 94.0031 | 223.447 | 293.6876 | 248.1995 | 264.0017 | 212.0562 | 217.5924 | 302.0296 | 222.2594 | 322.7968 | 357.9865 | 256.5934
2073 | 9 | 87 | 3 | 201.2496 | 100.8618 | 227.3783 | 297.2288 | 207.5288 | 188.6847 | 217.5938 | 190.9278 | 86.7822 | 205.0126 | 285.5158 | 235.0778 | 274.5095 | 210.5935 | 204.6519 | 293.6884 | 220.5601 | 305.7277 | 348.1677 | 235.1297
2074 | 10 | 87 | 3 | 194.6114 | 99.752 | 225.7506 | 293.856 | 206.124 | 183.4219 | 220.0432 | 187.1806 | 84.518 | 197.1978 | 285.2282 | 229.1451 | 274.803 | 207.757 | 196.7742 | 289.8664 | 217.6004 | 288.4514 | 345.4325 | 226.5405
2075 | 11 | 87 | 3 | 195.5193 | 101.1675 | 220.7816 | 292.3068 | 203.832 | 180.136 | 213.5682 | 190.6739 | 81.4948 | 192.3791 | 275.7391 | 226.5499 | 263.9171 | 205.3531 | 193.1348 | 287.8344 | 213.8992 | 276.0217 | 344.855 | 222.3802
2076 | 12 | 87 | 3 | 194.2367 | 102.9574 | 216.8571 | 296.3722 | 204.4308 | 180.4152 | 212.9905 | 195.0265 | 85.3596 | 192.4796 | 278.2409 | 224.2184 | 254.0619 | 205.1886 | 188.9304 | 286.9767 | 214.5511 | 270.4453 | 346.8663 | 222.0429
2077 | 13 | 87 | 3 | 199.3555 | 102.318 | 214.167 | 303.6494 | 203.827 | 178.0572 | 211.7303 | 188.5623 | 84.4909 | 196.4385 | 281.3517 | 224.5074 | 256.9101 | 204.4972 | 191.4577 | 290.394 | 215.4137 | 276.1649 | 340.6679 | 224.1194
2078 | 14 | 87 | 3 | 199.6329 | 103.9799 | 215.545 | 303.9488 | 205.7985 | 175.6709 | 216.3466 | 186.7825 | 88.2099 | 197.0616 | 282.4629 | 224.5839 | 250.0331 | 204.457 | 193.3819 | 293.9497 | 216.5522 | 282.677 | 348.8625 | 222.9691
2079 | 15 | 87 | 3 | 203.6705 | 105.2023 | 217.8578 | 306.3353 | 216.4865 | 183.2742 | 221.8667 | 194.8055 | 93.326 | 198.8711 | 284.5712 | 227.2428 | 247.5963 | 221.2629 | 195.8052 | 298.834 | 233.416 | 293.6821 | 347.9198 | 234.4003
2080 | 16 | 87 | 3 | 228.1665 | 107.979 | 227.0647 | 313.9926 | 262.8247 | 204.4618 | 244.3114 | 217.308 | 109.1377 | 229.0903 | 296.9205 | 246.6326 | 273.1938 | 258.8801 | 217.3988 | 322.8437 | 290.8576 | 325.2017 | 361.5646 | 260.5686
2081 | 17 | 87 | 3 | 246.9595 | 113.2012 | 279.8447 | 354.6391 | 366.4427 | 316.3992 | 279.2521 | 242.0368 | 158.2576 | 323.3594 | 318.9702 | 327.1577 | 275.2053 | 339.6236 | 286.6968 | 376.0273 | 377.2394 | 410.6742 | 396.8677 | 366.3814
2082 | 18 | 87 | 3 | 246.9354 | 112.9041 | 335.9516 | 398.0356 | 380.1571 | 359.3671 | 286.872 | 246.6996 | 182.9218 | 388.809 | 360.3724 | 435.0985 | 282.2242 | 373.0443 | 338.4973 | 405.0499 | 393.1456 | 489.0595 | 401.2393 | 422.3574
2083 | 19 | 87 | 3 | 244.3103 | 111.6952 | 328.3259 | 402.0605 | 369.0672 | 348.4727 | 287.4937 | 245.9356 | 181.9169 | 399.3109 | 366.1201 | 442.5654 | 282.4171 | 367.419 | 311.8737 | 399.9753 | 386.3326 | 497.9789 | 397.4305 | 429.9816
2084 | 20 | 87 | 3 | 245.6753 | 111.4815 | 309.6119 | 390.0879 | 381.6566 | 345.4147 | 281.802 | 243.1514 | 156.5559 | 384.5445 | 359.1705 | 430.2256 | 279.8524 | 376.523 | 292.3147 | 390.7302 | 407.656 | 492.5695 | 392.8486 | 409.9617
2085 | 21 | 87 | 3 | 245.5173 | 117.3598 | 301.5683 | 385.7844 | 389.9462 | 352.515 | 278.6639 | 245.7072 | 164.6141 | 391.384 | 358.049 | 452.3852 | 265.589 | 384.8913 | 286.0716 | 392.3392 | 427.791 | 473.5604 | 398.4115 | 426.781
2086 | 22 | 87 | 3 | 246.2975 | 116.628 | 296.9518 | 409.6686 | 391.3893 | 345.6569 | 274.3775 | 245.0315 | 159.5657 | 386.6944 | 356.1842 | 463.0651 | 263.559 | 361.639 | 283.6296 | 396.8775 | 407.9651 | 478.491 | 416.4246 | 469.8988
2087 | 23 | 87 | 3 | 249.8634 | 121.487 | 288.445 | 429.3789 | 386.4554 | 331.6818 | 269.3919 | 246.4391 | 153.0616 | 384.5061 | 372.2336 | 457.3338 | 254.6689 | 360.167 | 275.7063 | 390.919 | 403.6759 | 491.9529 | 448.9039 | 453.448
2088 | 0 | 88 | 3 | 253.2462 | 125.5342 | 289.0161 | 432.5398 | 384.232 | 339.9748 | 267.4091 | 247.9986 | 152.2735 | 375.0614 | 377.6487 | 448.9481 | 264.3021 | 362.4927 | 287.1409 | 395.271 | 405.8253 | 483.6766 | 461.1876 | 429.5574
2089 | 1 | 88 | 3 | 262.5931 | 131.0444 | 283.4667 | 418.7173 | 380.1076 | 330.0358 | 265.1466 | 253.6222 | 149.5749 | 376.5061 | 380.9008 | 444.8213 | 269.5889 | 358.4534 | 279.27 | 396.1387 | 402.1281 | 473.3701 | 464.9336 | 418.9991
2090 | 2 | 88 | 3 | 263.5653 | 135.8513 | 291.0781 | 411.6742 | 384.5405 | 335.5269 | 260.5792 | 247.7216 | 144.5353 | 375.4866 | 379.0922 | 444.3686 | 277.4084 | 355.3677 | 283.3152 | 397.8157 | 404.2531 | 475.5911 | 463.9581 | 418.7227
2091 | 3 | 88 | 3 | 264.1589 | 130.1984 | 289.2427 | 412.0363 | 387.799 | 341.3142 | 262.8126 | 246.403 | 149.8913 | 380.1326 | 371.192 | 451.4633 | 271.2755 | 372.339 | 283.2459 | 393.1473 | 420.0701 | 479.9654 | 442.538 | 423.7
2092 | 4 | 88 | 3 | 261.2274 | 124.6664 | 304.441 | 414.7681 | 380.6846 | 343.4931 | 260.9789 | 241.4607 | 143.0261 | 391.8878 | 367.2511 | 466.2865 | 273.7379 | 368.8837 | 287.6831 | 388.66 | 412.3102 | 479.016 | 419.5003 | 433.7599
2093 | 5 | 88 | 3 | 252.9681 | 122.7595 | 306.8452 | 438.064 | 354.9638 | 344.6379 | 263.154 | 240.6824 | 145.0391 | 393.924 | 372.8606 | 462.2832 | 251.3414 | 360.5473 | 286.6667 | 391.0282 | 381.8691 | 490.7133 | 412.9919 | 428.687
2094 | 6 | 88 | 3 | 240.3948 | 119.008 | 298.9083 | 397.0286 | 267.5146 | 277.6835 | 255.8872 | 210.4147 | 120.415 | 358.4368 | 351.1822 | 418.2314 | 248.2372 | 304.7625 | 285.2401 | 359.4324 | 290.3745 | 486.4237 | 368.21 | 409.997
2095 | 7 | 88 | 3 | 225.6834 | 104.4534 | 252.9819 | 317.9833 | 222.7224 | 207.1428 | 233.2138 | 190.0941 | 101.9435 | 275.6492 | 307.9024 | 296.5317 | 244.6474 | 231.9139 | 241.8809 | 317.1568 | 236.622 | 385.4947 | 357.9204 | 312.6173
2096 | 8 | 88 | 3 | 206.4608 | 104.7265 | 241.594 | 301.507 | 213.4714 | 204.7983 | 225.3084 | 201.7675 | 94.0031 | 223.447 | 293.6876 | 248.1995 | 264.0017 | 212.0562 | 217.5924 | 302.0296 | 222.2594 | 322.7968 | 357.9865 | 256.5934
2097 | 9 | 88 | 3 | 201.2496 | 100.8618 | 227.3783 | 297.2288 | 207.5288 | 188.6847 | 217.5938 | 190.9278 | 86.7822 | 205.0126 | 285.5158 | 235.0778 | 274.5095 | 210.5935 | 204.6519 | 293.6884 | 220.5601 | 305.7277 | 348.1677 | 235.1297
2098 | 10 | 88 | 3 | 194.6114 | 99.752 | 225.7506 | 293.856 | 206.124 | 183.4219 | 220.0432 | 187.1806 | 84.518 | 197.1978 | 285.2282 | 229.1451 | 274.803 | 207.757 | 196.7742 | 289.8664 | 217.6004 | 288.4514 | 345.4325 | 226.5405
2099 | 11 | 88 | 3 | 195.5193 | 101.1675 | 220.7816 | 292.3068 | 203.832 | 180.136 | 213.5682 | 190.6739 | 81.4948 | 192.3791 | 275.7391 | 226.5499 | 263.9171 | 205.3531 | 193.1348 | 287.8344 | 213.8992 | 276.0217 | 344.855 | 222.3802
2100 | 12 | 88 | 3 | 194.2367 | 102.9574 | 216.8571 | 296.3722 | 204.4308 | 180.4152 | 212.9905 | 195.0265 | 85.3596 | 192.4796 | 278.2409 | 224.2184 | 254.0619 | 205.1886 | 188.9304 | 286.9767 | 214.5511 | 270.4453 | 346.8663 | 222.0429
2101 | 13 | 88 | 3 | 199.3555 | 102.318 | 214.167 | 303.6494 | 203.827 | 178.0572 | 211.7303 | 188.5623 | 84.4909 | 196.4385 | 281.3517 | 224.5074 | 256.9101 | 204.4972 | 191.4577 | 290.394 | 215.4137 | 276.1649 | 340.6679 | 224.1194
2102 | 14 | 88 | 3 | 199.6329 | 103.9799 | 215.545 | 303.9488 | 205.7985 | 175.6709 | 216.3466 | 186.7825 | 88.2099 | 197.0616 | 282.4629 | 224.5839 | 250.0331 | 204.457 | 193.3819 | 293.9497 | 216.5522 | 282.677 | 348.8625 | 222.9691
2103 | 15 | 88 | 3 | 203.6705 | 105.2023 | 217.8578 | 306.3353 | 216.4865 | 183.2742 | 221.8667 | 194.8055 | 93.326 | 198.8711 | 284.5712 | 227.2428 | 247.5963 | 221.2629 | 195.8052 | 298.834 | 233.416 | 293.6821 | 347.9198 | 234.4003
2104 | 16 | 88 | 3 | 228.1665 | 107.979 | 227.0647 | 313.9926 | 262.8247 | 204.4618 | 244.3114 | 217.308 | 109.1377 | 229.0903 | 296.9205 | 246.6326 | 273.1938 | 258.8801 | 217.3988 | 322.8437 | 290.8576 | 325.2017 | 361.5646 | 260.5686
2105 | 17 | 88 | 3 | 246.9595 | 113.2012 | 279.8447 | 354.6391 | 366.4427 | 316.3992 | 279.2521 | 242.0368 | 158.2576 | 323.3594 | 318.9702 | 327.1577 | 275.2053 | 339.6236 | 286.6968 | 376.0273 | 377.2394 | 410.6742 | 396.8677 | 366.3814
2106 | 18 | 88 | 3 | 246.9354 | 112.9041 | 335.9516 | 398.0356 | 380.1571 | 359.3671 | 286.872 | 246.6996 | 182.9218 | 388.809 | 360.3724 | 435.0985 | 282.2242 | 373.0443 | 338.4973 | 405.0499 | 393.1456 | 489.0595 | 401.2393 | 422.3574
2107 | 19 | 88 | 3 | 244.3103 | 111.6952 | 328.3259 | 402.0605 | 369.0672 | 348.4727 | 287.4937 | 245.9356 | 181.9169 | 399.3109 | 366.1201 | 442.5654 | 282.4171 | 367.419 | 311.8737 | 399.9753 | 386.3326 | 497.9789 | 397.4305 | 429.9816
2108 | 20 | 88 | 3 | 245.6753 | 111.4815 | 309.6119 | 390.0879 | 381.6566 | 345.4147 | 281.802 | 243.1514 | 156.5559 | 384.5445 | 359.1705 | 430.2256 | 279.8524 | 376.523 | 292.3147 | 390.7302 | 407.656 | 492.5695 | 392.8486 | 409.9617
2109 | 21 | 88 | 3 | 245.5173 | 117.3598 | 301.5683 | 385.7844 | 389.9462 | 352.515 | 278.6639 | 245.7072 | 164.6141 | 391.384 | 358.049 | 452.3852 | 265.589 | 384.8913 | 286.0716 | 392.3392 | 427.791 | 473.5604 | 398.4115 | 426.781
2110 | 22 | 88 | 3 | 246.2975 | 116.628 | 296.9518 | 409.6686 | 391.3893 | 345.6569 | 274.3775 | 245.0315 | 159.5657 | 386.6944 | 356.1842 | 463.0651 | 263.559 | 361.639 | 283.6296 | 396.8775 | 407.9651 | 478.491 | 416.4246 | 469.8988
2111 | 23 | 88 | 3 | 249.8634 | 121.487 | 288.445 | 429.3789 | 386.4554 | 331.6818 | 269.3919 | 246.4391 | 153.0616 | 384.5061 | 372.2336 | 457.3338 | 254.6689 | 360.167 | 275.7063 | 390.919 | 403.6759 | 491.9529 | 448.9039 | 453.448
2112 | 0 | 89 | 3 | 253.2462 | 125.5342 | 289.0161 | 432.5398 | 384.232 | 339.9748 | 267.4091 | 247.9986 | 152.2735 | 375.0614 | 377.6487 | 448.9481 | 264.3021 | 362.4927 | 287.1409 | 395.271 | 405.8253 | 483.6766 | 461.1876 | 429.5574
2113 | 1 | 89 | 3 | 262.5931 | 131.0444 | 283.4667 | 418.7173 | 380.1076 | 330.0358 | 265.1466 | 253.6222 | 149.5749 | 376.5061 | 380.9008 | 444.8213 | 269.5889 | 358.4534 | 279.27 | 396.1387 | 402.1281 | 473.3701 | 464.9336 | 418.9991
2114 | 2 | 89 | 3 | 263.5653 | 135.8513 | 291.0781 | 411.6742 | 384.5405 | 335.5269 | 260.5792 | 247.7216 | 144.5353 | 375.4866 | 379.0922 | 444.3686 | 277.4084 | 355.3677 | 283.3152 | 397.8157 | 404.2531 | 475.5911 | 463.9581 | 418.7227
2115 | 3 | 89 | 3 | 264.1589 | 130.1984 | 289.2427 | 412.0363 | 387.799 | 341.3142 | 262.8126 | 246.403 | 149.8913 | 380.1326 | 371.192 | 451.4633 | 271.2755 | 372.339 | 283.2459 | 393.1473 | 420.0701 | 479.9654 | 442.538 | 423.7
2116 | 4 | 89 | 3 | 261.2274 | 124.6664 | 304.441 | 414.7681 | 380.6846 | 343.4931 | 260.9789 | 241.4607 | 143.0261 | 391.8878 | 367.2511 | 466.2865 | 273.7379 | 368.8837 | 287.6831 | 388.66 | 412.3102 | 479.016 | 419.5003 | 433.7599
2117 | 5 | 89 | 3 | 252.9681 | 122.7595 | 306.8452 | 438.064 | 354.9638 | 344.6379 | 263.154 | 240.6824 | 145.0391 | 393.924 | 372.8606 | 462.2832 | 251.3414 | 360.5473 | 286.6667 | 391.0282 | 381.8691 | 490.7133 | 412.9919 | 428.687
2118 | 6 | 89 | 3 | 240.3948 | 119.008 | 298.9083 | 397.0286 | 267.5146 | 277.6835 | 255.8872 | 210.4147 | 120.415 | 358.4368 | 351.1822 | 418.2314 | 248.2372 | 304.7625 | 285.2401 | 359.4324 | 290.3745 | 486.4237 | 368.21 | 409.997
2119 | 7 | 89 | 3 | 225.6834 | 104.4534 | 252.9819 | 317.9833 | 222.7224 | 207.1428 | 233.2138 | 190.0941 | 101.9435 | 275.6492 | 307.9024 | 296.5317 | 244.6474 | 231.9139 | 241.8809 | 317.1568 | 236.622 | 385.4947 | 357.9204 | 312.6173
2120 | 8 | 89 | 3 | 206.4608 | 104.7265 | 241.594 | 301.507 | 213.4714 | 204.7983 | 225.3084 | 201.7675 | 94.0031 | 223.447 | 293.6876 | 248.1995 | 264.0017 | 212.0562 | 217.5924 | 302.0296 | 222.2594 | 322.7968 | 357.9865 | 256.5934
2121 | 9 | 89 | 3 | 201.2496 | 100.8618 | 227.3783 | 297.2288 | 207.5288 | 188.6847 | 217.5938 | 190.9278 | 86.7822 | 205.0126 | 285.5158 | 235.0778 | 274.5095 | 210.5935 | 204.6519 | 293.6884 | 220.5601 | 305.7277 | 348.1677 | 235.1297
2122 | 10 | 89 | 3 | 194.6114 | 99.752 | 225.7506 | 293.856 | 206.124 | 183.4219 | 220.0432 | 187.1806 | 84.518 | 197.1978 | 285.2282 | 229.1451 | 274.803 | 207.757 | 196.7742 | 289.8664 | 217.6004 | 288.4514 | 345.4325 | 226.5405
2123 | 11 | 89 | 3 | 195.5193 | 101.1675 | 220.7816 | 292.3068 | 203.832 | 180.136 | 213.5682 | 190.6739 | 81.4948 | 192.3791 | 275.7391 | 226.5499 | 263.9171 | 205.3531 | 193.1348 | 287.8344 | 213.8992 | 276.0217 | 344.855 | 222.3802
2124 | 12 | 89 | 3 | 194.2367 | 102.9574 | 216.8571 | 296.3722 | 204.4308 | 180.4152 | 212.9905 | 195.0265 | 85.3596 | 192.4796 | 278.2409 | 224.2184 | 254.0619 | 205.1886 | 188.9304 | 286.9767 | 214.5511 | 270.4453 | 346.8663 | 222.0429
2125 | 13 | 89 | 3 | 199.3555 | 102.318 | 214.167 | 303.6494 | 203.827 | 178.0572 | 211.7303 | 188.5623 | 84.4909 | 196.4385 | 281.3517 | 224.5074 | 256.9101 | 204.4972 | 191.4577 | 290.394 | 215.4137 | 276.1649 | 340.6679 | 224.1194
2126 | 14 | 89 | 3 | 199.6329 | 103.9799 | 215.545 | 303.9488 | 205.7985 | 175.6709 | 216.3466 | 186.7825 | 88.2099 | 197.0616 | 282.4629 | 224.5839 | 250.0331 | 204.457 | 193.3819 | 293.9497 | 216.5522 | 282.677 | 348.8625 | 222.9691
2127 | 15 | 89 | 3 | 203.6705 | 105.2023 | 217.8578 | 306.3353 | 216.4865 | 183.2742 | 221.8667 | 194.8055 | 93.326 | 198.8711 | 284.5712 | 227.2428 | 247.5963 | 221.2629 | 195.8052 | 298.834 | 233.416 | 293.6821 | 347.9198 | 234.4003
2128 | 16 | 89 | 3 | 228.1665 | 107.979 | 227.0647 | 313.9926 | 262.8247 | 204.4618 | 244.3114 | 217.308 | 109.1377 | 229.0903 | 296.9205 | 246.6326 | 273.1938 | 258.8801 | 217.3988 | 322.8437 | 290.8576 | 325.2017 | 361.5646 | 260.5686
2129 | 17 | 89 | 3 | 246.9595 | 113.2012 | 279.8447 | 354.6391 | 366.4427 | 316.3992 | 279.2521 | 242.0368 | 158.2576 | 323.3594 | 318.9702 | 327.1577 | 275.2053 | 339.6236 | 286.6968 | 376.0273 | 377.2394 | 410.6742 | 396.8677 | 366.3814
2130 | 18 | 89 | 3 | 246.9354 | 112.9041 | 335.9516 | 398.0356 | 380.1571 | 359.3671 | 286.872 | 246.6996 | 182.9218 | 388.809 | 360.3724 | 435.0985 | 282.2242 | 373.0443 | 338.4973 | 405.0499 | 393.1456 | 489.0595 | 401.2393 | 422.3574
2131 | 19 | 89 | 3 | 244.3103 | 111.6952 | 328.3259 | 402.0605 | 369.0672 | 348.4727 | 287.4937 | 245.9356 | 181.9169 | 399.3109 | 366.1201 | 442.5654 | 282.4171 | 367.419 | 311.8737 | 399.9753 | 386.3326 | 497.9789 | 397.4305 | 429.9816
2132 | 20 | 89 | 3 | 245.6753 | 111.4815 | 309.6119 | 390.0879 | 381.6566 | 345.4147 | 281.802 | 243.1514 | 156.5559 | 384.5445 | 359.1705 | 430.2256 | 279.8524 | 376.523 | 292.3147 | 390.7302 | 407.656 | 492.5695 | 392.8486 | 409.9617
2133 | 21 | 89 | 3 | 245.5173 | 117.3598 | 301.5683 | 385.7844 | 389.9462 | 352.515 | 278.6639 | 245.7072 | 164.6141 | 391.384 | 358.049 | 452.3852 | 265.589 | 384.8913 | 286.0716 | 392.3392 | 427.791 | 473.5604 | 398.4115 | 426.781
2134 | 22 | 89 | 3 | 246.2975 | 116.628 | 296.9518 | 409.6686 | 391.3893 | 345.6569 | 274.3775 | 245.0315 | 159.5657 | 386.6944 | 356.1842 | 463.0651 | 263.559 | 361.639 | 283.6296 | 396.8775 | 407.9651 | 478.491 | 416.4246 | 469.8988
2135 | 23 | 89 | 3 | 249.8634 | 121.487 | 288.445 | 429.3789 | 386.4554 | 331.6818 | 269.3919 | 246.4391 | 153.0616 | 384.5061 | 372.2336 | 457.3338 | 254.6689 | 360.167 | 275.7063 | 390.919 | 403.6759 | 491.9529 | 448.9039 | 453.448
2136 | 0 | 90 | 3 | 253.2462 | 125.5342 | 289.0161 | 432.5398 | 384.232 | 339.9748 | 267.4091 | 247.9986 | 152.2735 | 375.0614 | 377.6487 | 448.9481 | 264.3021 | 362.4927 | 287.1409 | 395.271 | 405.8253 | 483.6766 | 461.1876 | 429.5574
2137 | 1 | 90 | 3 | 262.5931 | 131.0444 | 283.4667 | 418.7173 | 380.1076 | 330.0358 | 265.1466 | 253.6222 | 149.5749 | 376.5061 | 380.9008 | 444.8213 | 269.5889 | 358.4534 | 279.27 | 396.1387 | 402.1281 | 473.3701 | 464.9336 | 418.9991
2138 | 2 | 90 | 3 | 263.5653 | 135.8513 | 291.0781 | 411.6742 | 384.5405 | 335.5269 | 260.5792 | 247.7216 | 144.5353 | 375.4866 | 379.0922 | 444.3686 | 277.4084 | 355.3677 | 283.3152 | 397.8157 | 404.2531 | 475.5911 | 463.9581 | 418.7227
2139 | 3 | 90 | 3 | 264.1589 | 130.1984 | 289.2427 | 412.0363 | 387.799 | 341.3142 | 262.8126 | 246.403 | 149.8913 | 380.1326 | 371.192 | 451.4633 | 271.2755 | 372.339 | 283.2459 | 393.1473 | 420.0701 | 479.9654 | 442.538 | 423.7
2140 | 4 | 90 | 3 | 261.2274 | 124.6664 | 304.441 | 414.7681 | 380.6846 | 343.4931 | 260.9789 | 241.4607 | 143.0261 | 391.8878 | 367.2511 | 466.2865 | 273.7379 | 368.8837 | 287.6831 | 388.66 | 412.3102 | 479.016 | 419.5003 | 433.7599
2141 | 5 | 90 | 3 | 252.9681 | 122.7595 | 306.8452 | 438.064 | 354.9638 | 344.6379 | 263.154 | 240.6824 | 145.0391 | 393.924 | 372.8606 | 462.2832 | 251.3414 | 360.5473 | 286.6667 | 391.0282 | 381.8691 | 490.7133 | 412.9919 | 428.687
2142 | 6 | 90 | 3 | 240.3948 | 119.008 | 298.9083 | 397.0286 | 267.5146 | 277.6835 | 255.8872 | 210.4147 | 120.415 | 358.4368 | 351.1822 | 418.2314 | 248.2372 | 304.7625 | 285.2401 | 359.4324 | 290.3745 | 486.4237 | 368.21 | 409.997
2143 | 7 | 90 | 3 | 225.6834 | 104.4534 | 252.9819 | 317.9833 | 222.7224 | 207.1428 | 233.2138 | 190.0941 | 101.9435 | 275.6492 | 307.9024 | 296.5317 | 244.6474 | 231.9139 | 241.8809 | 317.1568 | 236.622 | 385.4947 | 357.9204 | 312.6173
2144 | 8 | 90 | 3 | 206.4608 | 104.7265 | 241.594 | 301.507 | 213.4714 | 204.7983 | 225.3084 | 201.7675 | 94.0031 | 223.447 | 293.6876 | 248.1995 | 264.0017 | 212.0562 | 217.5924 | 302.0296 | 222.2594 | 322.7968 | 357.9865 | 256.5934
2145 | 9 | 90 | 3 | 201.2496 | 100.8618 | 227.3783 | 297.2288 | 207.5288 | 188.6847 | 217.5938 | 190.9278 | 86.7822 | 205.0126 | 285.5158 | 235.0778 | 274.5095 | 210.5935 | 204.6519 | 293.6884 | 220.5601 | 305.7277 | 348.1677 | 235.1297
2146 | 10 | 90 | 3 | 194.6114 | 99.752 | 225.7506 | 293.856 | 206.124 | 183.4219 | 220.0432 | 187.1806 | 84.518 | 197.1978 | 285.2282 | 229.1451 | 274.803 | 207.757 | 196.7742 | 289.8664 | 217.6004 | 288.4514 | 345.4325 | 226.5405
2147 | 11 | 90 | 3 | 195.5193 | 101.1675 | 220.7816 | 292.3068 | 203.832 | 180.136 | 213.5682 | 190.6739 | 81.4948 | 192.3791 | 275.7391 | 226.5499 | 263.9171 | 205.3531 | 193.1348 | 287.8344 | 213.8992 | 276.0217 | 344.855 | 222.3802
2148 | 12 | 90 | 3 | 194.2367 | 102.9574 | 216.8571 | 296.3722 | 204.4308 | 180.4152 | 212.9905 | 195.0265 | 85.3596 | 192.4796 | 278.2409 | 224.2184 | 254.0619 | 205.1886 | 188.9304 | 286.9767 | 214.5511 | 270.4453 | 346.8663 | 222.0429
2149 | 13 | 90 | 3 | 199.3555 | 102.318 | 214.167 | 303.6494 | 203.827 | 178.0572 | 211.7303 | 188.5623 | 84.4909 | 196.4385 | 281.3517 | 224.5074 | 256.9101 | 204.4972 | 191.4577 | 290.394 | 215.4137 | 276.1649 | 340.6679 | 224.1194
2150 | 14 | 90 | 3 | 199.6329 | 103.9799 | 215.545 | 303.9488 | 205.7985 | 175.6709 | 216.3466 | 186.7825 | 88.2099 | 197.0616 | 282.4629 | 224.5839 | 250.0331 | 204.457 | 193.3819 | 293.9497 | 216.5522 | 282.677 | 348.8625 | 222.9691
2151 | 15 | 90 | 3 | 203.6705 | 105.2023 | 217.8578 | 306.3353 | 216.4865 | 183.2742 | 221.8667 | 194.8055 | 93.326 | 198.8711 | 284.5712 | 227.2428 | 247.5963 | 221.2629 | 195.8052 | 298.834 | 233.416 | 293.6821 | 347.9198 | 234.4003
2152 | 16 | 90 | 3 | 228.1665 | 107.979 | 227.0647 | 313.9926 | 262.8247 | 204.4618 | 244.3114 | 217.308 | 109.1377 | 229.0903 | 296.9205 | 246.6326 | 273.1938 | 258.8801 | 217.3988 | 322.8437 | 290.8576 | 325.2017 | 361.5646 | 260.5686
2153 | 17 | 90 | 3 | 246.9595 | 113.2012 | 279.8447 | 354.6391 | 366.4427 | 316.3992 | 279.2521 | 242.0368 | 158.2576 | 323.3594 | 318.9702 | 327.1577 | 275.2053 | 339.6236 | 286.6968 | 376.0273 | 377.2394 | 410.6742 | 396.8677 | 366.3814
2154 | 18 | 90 | 3 | 246.9354 | 112.9041 | 335.9516 | 398.0356 | 380.1571 | 359.3671 | 286.872 | 246.6996 | 182.9218 | 388.809 | 360.3724 | 435.0985 | 282.2242 | 373.0443 | 338.4973 | 405.0499 | 393.1456 | 489.0595 | 401.2393 | 422.3574
2155 | 19 | 90 | 3 | 244.3103 | 111.6952 | 328.3259 | 402.0605 | 369.0672 | 348.4727 | 287.4937 | 245.9356 | 181.9169 | 399.3109 | 366.1201 | 442.5654 | 282.4171 | 367.419 | 311.8737 | 399.9753 | 386.3326 | 497.9789 | 397.4305 | 429.9816
2156 | 20 | 90 | 3 | 245.6753 | 111.4815 | 309.6119 | 390.0879 | 381.6566 | 345.4147 | 281.802 | 243.1514 | 156.5559 | 384.5445 | 359.1705 | 430.2256 | 279.8524 | 376.523 | 292.3147 | 390.7302 | 407.656 | 492.5695 | 392.8486 | 409.9617
2157 | 21 | 90 | 3 | 245.5173 | 117.3598 | 301.5683 | 385.7844 | 389.9462 | 352.515 | 278.6639 | 245.7072 | 164.6141 | 391.384 | 358.049 | 452.3852 | 265.589 | 384.8913 | 286.0716 | 392.3392 | 427.791 | 473.5604 | 398.4115 | 426.781
2158 | 22 | 90 | 3 | 246.2975 | 116.628 | 296.9518 | 409.6686 | 391.3893 | 345.6569 | 274.3775 | 245.0315 | 159.5657 | 386.6944 | 356.1842 | 463.0651 | 263.559 | 361.639 | 283.6296 | 396.8775 | 407.9651 | 478.491 | 416.4246 | 469.8988
2159 | 23 | 90 | 3 | 249.8634 | 121.487 | 288.445 | 429.3789 | 386.4554 | 331.6818 | 269.3919 | 246.4391 | 153.0616 | 384.5061 | 372.2336 | 457.3338 | 254.6689 | 360.167 | 275.7063 | 390.919 | 403.6759 | 491.9529 | 448.9039 | 453.448
2160 | 0 | 91 | 4 | 269.8046 | 128.4495 | 257.3005 | 402.1269 | 312.6845 | 264.3462 | 228.0726 | 206.1884 | 122.0465 | 316.5312 | 402.9564 | 371.8294 | 270.7577 | 328.622 | 258.1419 | 380.2077 | 335.814 | 441.237 | 434.8634 | 367.1938
2161 | 1 | 91 | 4 | 273.8264 | 135.1737 | 258.6785 | 408.0926 | 314.0132 | 263.9843 | 224.2642 | 208.0196 | 120.687 | 315.2174 | 397.4422 | 367.336 | 258.4393 | 329.8887 | 255.5093 | 377.2348 | 334.2012 | 467.0483 | 435.6484 | 362.8495
2162 | 2 | 91 | 4 | 277.8641 | 139.8879 | 258.0947 | 407.4224 | 322.7567 | 269.1587 | 224.3055 | 205.7052 | 120.3951 | 318.7157 | 398.5835 | 370.579 | 264.4215 | 327.1812 | 253.0674 | 375.2641 | 338.9284 | 466.9936 | 439.93 | 362.8994
2163 | 3 | 91 | 4 | 276.206 | 135.5158 | 265.8756 | 406.3325 | 336.7306 | 272.2897 | 220.7789 | 205.2992 | 120.4704 | 325.989 | 414.9656 | 383.8504 | 262.7483 | 338.519 | 260.0889 | 377.0206 | 355.8635 | 460.2054 | 438.9726 | 373.9819
2164 | 4 | 91 | 4 | 276.5013 | 130.8778 | 276.4452 | 401.0158 | 331.782 | 289.8235 | 220.8356 | 199.0282 | 115.6764 | 342.8934 | 417.5578 | 407.2358 | 257.0473 | 344.6756 | 269.8123 | 381.3201 | 355.977 | 446.0824 | 427.8859 | 383.3762
2165 | 5 | 91 | 4 | 271.5629 | 124.4987 | 276.5657 | 386.6232 | 256.9904 | 248.3019 | 211.1146 | 187.7799 | 103.6738 | 318.7997 | 384.7903 | 389.7541 | 240.448 | 305.4994 | 266.3869 | 363.1859 | 274.1348 | 422.3077 | 385.2077 | 381.1027
2166 | 6 | 91 | 4 | 249.9786 | 108.762 | 245.0673 | 325.0514 | 193.4808 | 167.5507 | 177.3926 | 155.7145 | 86.4057 | 251.3468 | 343.2324 | 279.7204 | 228.7834 | 209.3065 | 234.7414 | 309.8422 | 203.7198 | 357.2934 | 342.8522 | 307.0769
2167 | 7 | 91 | 4 | 203.7911 | 103.6457 | 217.0714 | 297.4086 | 175.4977 | 154.4703 | 161.5183 | 141.5724 | 76.9151 | 186.3379 | 305.9054 | 220.11 | 213.5762 | 188.3828 | 202.3954 | 289.8981 | 187.0756 | 280.4056 | 329.5504 | 213.5343
2168 | 8 | 91 | 4 | 197.0017 | 104.4996 | 204.2223 | 285.9716 | 170.7715 | 153.3065 | 156.7426 | 139.0196 | 68.8931 | 164.4159 | 289.2777 | 201.3428 | 209.7428 | 187.6361 | 185.5126 | 279.8679 | 180.5931 | 255.533 | 327.0577 | 190.0789
2169 | 9 | 91 | 4 | 192.9599 | 104.6643 | 202.4085 | 289.3849 | 167.7597 | 148.617 | 156.7729 | 138.4465 | 68.6138 | 162.3713 | 283.3245 | 196.3034 | 200.6243 | 176.4551 | 181.753 | 276.685 | 174.3548 | 244.934 | 329.9547 | 185.5005
2170 | 10 | 91 | 4 | 190.9101 | 104.2379 | 205.9594 | 291.0188 | 164.8492 | 145.5857 | 157.208 | 136.1872 | 67.3797 | 158.077 | 280.8154 | 192.7554 | 214.3192 | 174.7946 | 178.6704 | 275.3256 | 175.4005 | 244.2532 | 328.5486 | 180.6384
2171 | 11 | 91 | 4 | 192.7904 | 103.5415 | 205.9068 | 296.0472 | 162.4507 | 144.2666 | 158.3777 | 138.669 | 65.155 | 157.1046 | 273.4253 | 191.6582 | 209.7667 | 180.1712 | 180.0882 | 277.5193 | 174.6418 | 245.0139 | 333.8852 | 180.9465
2172 | 12 | 91 | 4 | 196.9469 | 105.5323 | 210.9676 | 300.2274 | 162.9744 | 141.7656 | 161.5535 | 141.2656 | 66.1339 | 153.8525 | 270.7406 | 189.8364 | 215.6394 | 176.5592 | 180.6517 | 279.4652 | 173.5407 | 252.7765 | 331.5026 | 180.9513
2173 | 13 | 91 | 4 | 200.7967 | 106.1759 | 216.8877 | 301.633 | 163.0497 | 142.7818 | 159.3693 | 142.2081 | 67.0629 | 152.3974 | 266.7652 | 189.3677 | 217.9707 | 187.4964 | 182.8497 | 281.5415 | 178.9615 | 254.0342 | 330.1973 | 187.3755
2174 | 14 | 91 | 4 | 203.889 | 103.1278 | 222.6457 | 302.1219 | 169.6883 | 146.3899 | 161.64 | 142.5225 | 68.2314 | 155.5927 | 271.0949 | 191.5108 | 213.6125 | 187.1278 | 190.5661 | 284.0815 | 182.5765 | 256.7774 | 335.2102 | 192.7341
2175 | 15 | 91 | 4 | 204.7774 | 104.0542 | 222.7517 | 303.3111 | 173.3672 | 152.81 | 165.2002 | 148.6675 | 71.5186 | 163.3849 | 277.8101 | 197.6726 | 218.6274 | 206.9262 | 193.8322 | 290.9891 | 195.5151 | 262.5379 | 332.9248 | 200.7222
2176 | 16 | 91 | 4 | 216.8468 | 113.3681 | 224.0564 | 314.6254 | 198.0876 | 160.1022 | 185.0794 | 173.6273 | 82.917 | 175.9506 | 279.0369 | 206.2081 | 228.6531 | 231.783 | 203.3766 | 309.943 | 232.3853 | 282.5587 | 351.535 | 224.3641
2177 | 17 | 91 | 4 | 254.339 | 116.3532 | 256.3089 | 348.1797 | 299.1033 | 221.3275 | 231.9429 | 206.7148 | 108.026 | 236.105 | 318.7128 | 249.4535 | 260.7844 | 306.6597 | 251.6863 | 360.3682 | 324.2255 | 310.8961 | 396.2255 | 290.9816
2178 | 18 | 91 | 4 | 269.1768 | 118.0352 | 328.4522 | 406.5692 | 361.9535 | 323.8294 | 252.6041 | 213.6715 | 145.3928 | 326.1821 | 375.8635 | 368.1201 | 280.1747 | 381.138 | 317.4088 | 411.5685 | 380.347 | 394.5253 | 413.9096 | 359.0604
2179 | 19 | 91 | 4 | 267.7931 | 117.9403 | 317.4301 | 411.1986 | 345.9368 | 319.4048 | 255.4751 | 212.9512 | 149.3172 | 336.4435 | 391.9879 | 409.4117 | 282.1228 | 364.5465 | 307.5805 | 412.3756 | 364.9894 | 430.6671 | 409.484 | 378.2535
2180 | 20 | 91 | 4 | 264.3845 | 116.4148 | 297.4007 | 404.5594 | 343.2915 | 303.3676 | 247.44 | 211.1012 | 134.5831 | 317.2282 | 380.4821 | 391.0538 | 281.114 | 353.4534 | 286.0557 | 390.3877 | 357.951 | 419.1801 | 400.0535 | 362.5703
2181 | 21 | 91 | 4 | 263.5798 | 121.7231 | 281.7297 | 390.3606 | 357.1641 | 307.0182 | 242.7088 | 207.0528 | 137.8577 | 327.3345 | 386.2474 | 394.3918 | 277.5546 | 372.6377 | 272.7536 | 382.3272 | 386.2649 | 400.2181 | 409.8136 | 372.4872
2182 | 22 | 91 | 4 | 262.685 | 122.8277 | 270.5398 | 388.9229 | 343.6588 | 303.0438 | 237.8497 | 209.0367 | 135.738 | 338.6616 | 421.7452 | 428.3848 | 278.7374 | 362.1566 | 264.5352 | 389.187 | 376.3905 | 404.0419 | 422.8591 | 431.1914
2183 | 23 | 91 | 4 | 266.0179 | 125.8724 | 262.6888 | 387.1496 | 316.3948 | 281.0689 | 233.3785 | 206.2633 | 122.8894 | 322.6905 | 443.2216 | 405.4198 | 276.0883 | 344.5657 | 257.582 | 387.6847 | 349.1733 | 420.4886 | 435.4645 | 388.0086
2184 | 0 | 92 | 4 | 269.8046 | 128.4495 | 257.3005 | 402.1269 | 312.6845 | 264.3462 | 228.0726 | 206.1884 | 122.0465 | 316.5312 | 402.9564 | 371.8294 | 270.7577 | 328.622 | 258.1419 | 380.2077 | 335.814 | 441.237 | 434.8634 | 367.1938
2185 | 1 | 92 | 4 | 273.8264 | 135.1737 | 258.6785 | 408.0926 | 314.0132 | 263.9843 | 224.2642 | 208.0196 | 120.687 | 315.2174 | 397.4422 | 367.336 | 258.4393 | 329.8887 | 255.5093 | 377.2348 | 334.2012 | 467.0483 | 435.6484 | 362.8495
2186 | 2 | 92 | 4 | 277.8641 | 139.8879 | 258.0947 | 407.4224 | 322.7567 | 269.1587 | 224.3055 | 205.7052 | 120.3951 | 318.7157 | 398.5835 | 370.579 | 264.4215 | 327.1812 | 253.0674 | 375.2641 | 338.9284 | 466.9936 | 439.93 | 362.8994
2187 | 3 | 92 | 4 | 276.206 | 135.5158 | 265.8756 | 406.3325 | 336.7306 | 272.2897 | 220.7789 | 205.2992 | 120.4704 | 325.989 | 414.9656 | 383.8504 | 262.7483 | 338.519 | 260.0889 | 377.0206 | 355.8635 | 460.2054 | 438.9726 | 373.9819
2188 | 4 | 92 | 4 | 276.5013 | 130.8778 | 276.4452 | 401.0158 | 331.782 | 289.8235 | 220.8356 | 199.0282 | 115.6764 | 342.8934 | 417.5578 | 407.2358 | 257.0473 | 344.6756 | 269.8123 | 381.3201 | 355.977 | 446.0824 | 427.8859 | 383.3762
2189 | 5 | 92 | 4 | 271.5629 | 124.4987 | 276.5657 | 386.6232 | 256.9904 | 248.3019 | 211.1146 | 187.7799 | 103.6738 | 318.7997 | 384.7903 | 389.7541 | 240.448 | 305.4994 | 266.3869 | 363.1859 | 274.1348 | 422.3077 | 385.2077 | 381.1027
2190 | 6 | 92 | 4 | 249.9786 | 108.762 | 245.0673 | 325.0514 | 193.4808 | 167.5507 | 177.3926 | 155.7145 | 86.4057 | 251.3468 | 343.2324 | 279.7204 | 228.7834 | 209.3065 | 234.7414 | 309.8422 | 203.7198 | 357.2934 | 342.8522 | 307.0769
2191 | 7 | 92 | 4 | 203.7911 | 103.6457 | 217.0714 | 297.4086 | 175.4977 | 154.4703 | 161.5183 | 141.5724 | 76.9151 | 186.3379 | 305.9054 | 220.11 | 213.5762 | 188.3828 | 202.3954 | 289.8981 | 187.0756 | 280.4056 | 329.5504 | 213.5343
2192 | 8 | 92 | 4 | 197.0017 | 104.4996 | 204.2223 | 285.9716 | 170.7715 | 153.3065 | 156.7426 | 139.0196 | 68.8931 | 164.4159 | 289.2777 | 201.3428 | 209.7428 | 187.6361 | 185.5126 | 279.8679 | 180.5931 | 255.533 | 327.0577 | 190.0789
2193 | 9 | 92 | 4 | 192.9599 | 104.6643 | 202.4085 | 289.3849 | 167.7597 | 148.617 | 156.7729 | 138.4465 | 68.6138 | 162.3713 | 283.3245 | 196.3034 | 200.6243 | 176.4551 | 181.753 | 276.685 | 174.3548 | 244.934 | 329.9547 | 185.5005
2194 | 10 | 92 | 4 | 190.9101 | 104.2379 | 205.9594 | 291.0188 | 164.8492 | 145.5857 | 157.208 | 136.1872 | 67.3797 | 158.077 | 280.8154 | 192.7554 | 214.3192 | 174.7946 | 178.6704 | 275.3256 | 175.4005 | 244.2532 | 328.5486 | 180.6384
2195 | 11 | 92 | 4 | 192.7904 | 103.5415 | 205.9068 | 296.0472 | 162.4507 | 144.2666 | 158.3777 | 138.669 | 65.155 | 157.1046 | 273.4253 | 191.6582 | 209.7667 | 180.1712 | 180.0882 | 277.5193 | 174.6418 | 245.0139 | 333.8852 | 180.9465
2196 | 12 | 92 | 4 | 196.9469 | 105.5323 | 210.9676 | 300.2274 | 162.9744 | 141.7656 | 161.5535 | 141.2656 | 66.1339 | 153.8525 | 270.7406 | 189.8364 | 215.6394 | 176.5592 | 180.6517 | 279.4652 | 173.5407 | 252.7765 | 331.5026 | 180.9513
2197 | 13 | 92 | 4 | 200.7967 | 106.1759 | 216.8877 | 301.633 | 163.0497 | 142.7818 | 159.3693 | 142.2081 | 67.0629 | 152.3974 | 266.7652 | 189.3677 | 217.9707 | 187.4964 | 182.8497 | 281.5415 | 178.9615 | 254.0342 | 330.1973 | 187.3755
2198 | 14 | 92 | 4 | 203.889 | 103.1278 | 222.6457 | 302.1219 | 169.6883 | 146.3899 | 161.64 | 142.5225 | 68.2314 | 155.5927 | 271.0949 | 191.5108 | 213.6125 | 187.1278 | 190.5661 | 284.0815 | 182.5765 | 256.7774 | 335.2102 | 192.7341
2199 | 15 | 92 | 4 | 204.7774 | 104.0542 | 222.7517 | 303.3111 | 173.3672 | 152.81 | 165.2002 | 148.6675 | 71.5186 | 163.3849 | 277.8101 | 197.6726 | 218.6274 | 206.9262 | 193.8322 | 290.9891 | 195.5151 | 262.5379 | 332.9248 | 200.7222
2200 | 16 | 92 | 4 | 216.8468 | 113.3681 | 224.0564 | 314.6254 | 198.0876 | 160.1022 | 185.0794 | 173.6273 | 82.917 | 175.9506 | 279.0369 | 206.2081 | 228.6531 | 231.783 | 203.3766 | 309.943 | 232.3853 | 282.5587 | 351.535 | 224.3641
2201 | 17 | 92 | 4 | 254.339 | 116.3532 | 256.3089 | 348.1797 | 299.1033 | 221.3275 | 231.9429 | 206.7148 | 108.026 | 236.105 | 318.7128 | 249.4535 | 260.7844 | 306.6597 | 251.6863 | 360.3682 | 324.2255 | 310.8961 | 396.2255 | 290.9816
2202 | 18 | 92 | 4 | 269.1768 | 118.0352 | 328.4522 | 406.5692 | 361.9535 | 323.8294 | 252.6041 | 213.6715 | 145.3928 | 326.1821 | 375.8635 | 368.1201 | 280.1747 | 381.138 | 317.4088 | 411.5685 | 380.347 | 394.5253 | 413.9096 | 359.0604
2203 | 19 | 92 | 4 | 267.7931 | 117.9403 | 317.4301 | 411.1986 | 345.9368 | 319.4048 | 255.4751 | 212.9512 | 149.3172 | 336.4435 | 391.9879 | 409.4117 | 282.1228 | 364.5465 | 307.5805 | 412.3756 | 364.9894 | 430.6671 | 409.484 | 378.2535
2204 | 20 | 92 | 4 | 264.3845 | 116.4148 | 297.4007 | 404.5594 | 343.2915 | 303.3676 | 247.44 | 211.1012 | 134.5831 | 317.2282 | 380.4821 | 391.0538 | 281.114 | 353.4534 | 286.0557 | 390.3877 | 357.951 | 419.1801 | 400.0535 | 362.5703
2205 | 21 | 92 | 4 | 263.5798 | 121.7231 | 281.7297 | 390.3606 | 357.1641 | 307.0182 | 242.7088 | 207.0528 | 137.8577 | 327.3345 | 386.2474 | 394.3918 | 277.5546 | 372.6377 | 272.7536 | 382.3272 | 386.2649 | 400.2181 | 409.8136 | 372.4872
2206 | 22 | 92 | 4 | 262.685 | 122.8277 | 270.5398 | 388.9229 | 343.6588 | 303.0438 | 237.8497 | 209.0367 | 135.738 | 338.6616 | 421.7452 | 428.3848 | 278.7374 | 362.1566 | 264.5352 | 389.187 | 376.3905 | 404.0419 | 422.8591 | 431.1914
2207 | 23 | 92 | 4 | 266.0179 | 125.8724 | 262.6888 | 387.1496 | 316.3948 | 281.0689 | 233.3785 | 206.2633 | 122.8894 | 322.6905 | 443.2216 | 405.4198 | 276.0883 | 344.5657 | 257.582 | 387.6847 | 349.1733 | 420.4886 | 435.4645 | 388.0086
2208 | 0 | 93 | 4 | 269.8046 | 128.4495 | 257.3005 | 402.1269 | 312.6845 | 264.3462 | 228.0726 | 206.1884 | 122.0465 | 316.5312 | 402.9564 | 371.8294 | 270.7577 | 328.622 | 258.1419 | 380.2077 | 335.814 | 441.237 | 434.8634 | 367.1938
2209 | 1 | 93 | 4 | 273.8264 | 135.1737 | 258.6785 | 408.0926 | 314.0132 | 263.9843 | 224.2642 | 208.0196 | 120.687 | 315.2174 | 397.4422 | 367.336 | 258.4393 | 329.8887 | 255.5093 | 377.2348 | 334.2012 | 467.0483 | 435.6484 | 362.8495
2210 | 2 | 93 | 4 | 277.8641 | 139.8879 | 258.0947 | 407.4224 | 322.7567 | 269.1587 | 224.3055 | 205.7052 | 120.3951 | 318.7157 | 398.5835 | 370.579 | 264.4215 | 327.1812 | 253.0674 | 375.2641 | 338.9284 | 466.9936 | 439.93 | 362.8994
2211 | 3 | 93 | 4 | 276.206 | 135.5158 | 265.8756 | 406.3325 | 336.7306 | 272.2897 | 220.7789 | 205.2992 | 120.4704 | 325.989 | 414.9656 | 383.8504 | 262.7483 | 338.519 | 260.0889 | 377.0206 | 355.8635 | 460.2054 | 438.9726 | 373.9819
2212 | 4 | 93 | 4 | 276.5013 | 130.8778 | 276.4452 | 401.0158 | 331.782 | 289.8235 | 220.8356 | 199.0282 | 115.6764 | 342.8934 | 417.5578 | 407.2358 | 257.0473 | 344.6756 | 269.8123 | 381.3201 | 355.977 | 446.0824 | 427.8859 | 383.3762
2213 | 5 | 93 | 4 | 271.5629 | 124.4987 | 276.5657 | 386.6232 | 256.9904 | 248.3019 | 211.1146 | 187.7799 | 103.6738 | 318.7997 | 384.7903 | 389.7541 | 240.448 | 305.4994 | 266.3869 | 363.1859 | 274.1348 | 422.3077 | 385.2077 | 381.1027
2214 | 6 | 93 | 4 | 249.9786 | 108.762 | 245.0673 | 325.0514 | 193.4808 | 167.5507 | 177.3926 | 155.7145 | 86.4057 | 251.3468 | 343.2324 | 279.7204 | 228.7834 | 209.3065 | 234.7414 | 309.8422 | 203.7198 | 357.2934 | 342.8522 | 307.0769
2215 | 7 | 93 | 4 | 203.7911 | 103.6457 | 217.0714 | 297.4086 | 175.4977 | 154.4703 | 161.5183 | 141.5724 | 76.9151 | 186.3379 | 305.9054 | 220.11 | 213.5762 | 188.3828 | 202.3954 | 289.8981 | 187.0756 | 280.4056 | 329.5504 | 213.5343
2216 | 8 | 93 | 4 | 197.0017 | 104.4996 | 204.2223 | 285.9716 | 170.7715 | 153.3065 | 156.7426 | 139.0196 | 68.8931 | 164.4159 | 289.2777 | 201.3428 | 209.7428 | 187.6361 | 185.5126 | 279.8679 | 180.5931 | 255.533 | 327.0577 | 190.0789
2217 | 9 | 93 | 4 | 192.9599 | 104.6643 | 202.4085 | 289.3849 | 167.7597 | 148.617 | 156.7729 | 138.4465 | 68.6138 | 162.3713 | 283.3245 | 196.3034 | 200.6243 | 176.4551 | 181.753 | 276.685 | 174.3548 | 244.934 | 329.9547 | 185.5005
2218 | 10 | 93 | 4 | 190.9101 | 104.2379 | 205.9594 | 291.0188 | 164.8492 | 145.5857 | 157.208 | 136.1872 | 67.3797 | 158.077 | 280.8154 | 192.7554 | 214.3192 | 174.7946 | 178.6704 | 275.3256 | 175.4005 | 244.2532 | 328.5486 | 180.6384
2219 | 11 | 93 | 4 | 192.7904 | 103.5415 | 205.9068 | 296.0472 | 162.4507 | 144.2666 | 158.3777 | 138.669 | 65.155 | 157.1046 | 273.4253 | 191.6582 | 209.7667 | 180.1712 | 180.0882 | 277.5193 | 174.6418 | 245.0139 | 333.8852 | 180.9465
2220 | 12 | 93 | 4 | 196.9469 | 105.5323 | 210.9676 | 300.2274 | 162.9744 | 141.7656 | 161.5535 | 141.2656 | 66.1339 | 153.8525 | 270.7406 | 189.8364 | 215.6394 | 176.5592 | 180.6517 | 279.4652 | 173.5407 | 252.7765 | 331.5026 | 180.9513
2221 | 13 | 93 | 4 | 200.7967 | 106.1759 | 216.8877 | 301.633 | 163.0497 | 142.7818 | 159.3693 | 142.2081 | 67.0629 | 152.3974 | 266.7652 | 189.3677 | 217.9707 | 187.4964 | 182.8497 | 281.5415 | 178.9615 | 254.0342 | 330.1973 | 187.3755
2222 | 14 | 93 | 4 | 203.889 | 103.1278 | 222.6457 | 302.1219 | 169.6883 | 146.3899 | 161.64 | 142.5225 | 68.2314 | 155.5927 | 271.0949 | 191.5108 | 213.6125 | 187.1278 | 190.5661 | 284.0815 | 182.5765 | 256.7774 | 335.2102 | 192.7341
2223 | 15 | 93 | 4 | 204.7774 | 104.0542 | 222.7517 | 303.3111 | 173.3672 | 152.81 | 165.2002 | 148.6675 | 71.5186 | 163.3849 | 277.8101 | 197.6726 | 218.6274 | 206.9262 | 193.8322 | 290.9891 | 195.5151 | 262.5379 | 332.9248 | 200.7222
2224 | 16 | 93 | 4 | 216.8468 | 113.3681 | 224.0564 | 314.6254 | 198.0876 | 160.1022 | 185.0794 | 173.6273 | 82.917 | 175.9506 | 279.0369 | 206.2081 | 228.6531 | 231.783 | 203.3766 | 309.943 | 232.3853 | 282.5587 | 351.535 | 224.3641
2225 | 17 | 93 | 4 | 254.339 | 116.3532 | 256.3089 | 348.1797 | 299.1033 | 221.3275 | 231.9429 | 206.7148 | 108.026 | 236.105 | 318.7128 | 249.4535 | 260.7844 | 306.6597 | 251.6863 | 360.3682 | 324.2255 | 310.8961 | 396.2255 | 290.9816
2226 | 18 | 93 | 4 | 269.1768 | 118.0352 | 328.4522 | 406.5692 | 361.9535 | 323.8294 | 252.6041 | 213.6715 | 145.3928 | 326.1821 | 375.8635 | 368.1201 | 280.1747 | 381.138 | 317.4088 | 411.5685 | 380.347 | 394.5253 | 413.9096 | 359.0604
2227 | 19 | 93 | 4 | 267.7931 | 117.9403 | 317.4301 | 411.1986 | 345.9368 | 319.4048 | 255.4751 | 212.9512 | 149.3172 | 336.4435 | 391.9879 | 409.4117 | 282.1228 | 364.5465 | 307.5805 | 412.3756 | 364.9894 | 430.6671 | 409.484 | 378.2535
2228 | 20 | 93 | 4 | 264.3845 | 116.4148 | 297.4007 | 404.5594 | 343.2915 | 303.3676 | 247.44 | 211.1012 | 134.5831 | 317.2282 | 380.4821 | 391.0538 | 281.114 | 353.4534 | 286.0557 | 390.3877 | 357.951 | 419.1801 | 400.0535 | 362.5703
2229 | 21 | 93 | 4 | 263.5798 | 121.7231 | 281.7297 | 390.3606 | 357.1641 | 307.0182 | 242.7088 | 207.0528 | 137.8577 | 327.3345 | 386.2474 | 394.3918 | 277.5546 | 372.6377 | 272.7536 | 382.3272 | 386.2649 | 400.2181 | 409.8136 | 372.4872
2230 | 22 | 93 | 4 | 262.685 | 122.8277 | 270.5398 | 388.9229 | 343.6588 | 303.0438 | 237.8497 | 209.0367 | 135.738 | 338.6616 | 421.7452 | 428.3848 | 278.7374 | 362.1566 | 264.5352 | 389.187 | 376.3905 | 404.0419 | 422.8591 | 431.1914
2231 | 23 | 93 | 4 | 266.0179 | 125.8724 | 262.6888 | 387.1496 | 316.3948 | 281.0689 | 233.3785 | 206.2633 | 122.8894 | 322.6905 | 443.2216 | 405.4198 | 276.0883 | 344.5657 | 257.582 | 387.6847 | 349.1733 | 420.4886 | 435.4645 | 388.0086
2232 | 0 | 94 | 4 | 269.8046 | 128.4495 | 257.3005 | 402.1269 | 312.6845 | 264.3462 | 228.0726 | 206.1884 | 122.0465 | 316.5312 | 402.9564 | 371.8294 | 270.7577 | 328.622 | 258.1419 | 380.2077 | 335.814 | 441.237 | 434.8634 | 367.1938
2233 | 1 | 94 | 4 | 273.8264 | 135.1737 | 258.6785 | 408.0926 | 314.0132 | 263.9843 | 224.2642 | 208.0196 | 120.687 | 315.2174 | 397.4422 | 367.336 | 258.4393 | 329.8887 | 255.5093 | 377.2348 | 334.2012 | 467.0483 | 435.6484 | 362.8495
2234 | 2 | 94 | 4 | 277.8641 | 139.8879 | 258.0947 | 407.4224 | 322.7567 | 269.1587 | 224.3055 | 205.7052 | 120.3951 | 318.7157 | 398.5835 | 370.579 | 264.4215 | 327.1812 | 253.0674 | 375.2641 | 338.9284 | 466.9936 | 439.93 | 362.8994
2235 | 3 | 94 | 4 | 276.206 | 135.5158 | 265.8756 | 406.3325 | 336.7306 | 272.2897 | 220.7789 | 205.2992 | 120.4704 | 325.989 | 414.9656 | 383.8504 | 262.7483 | 338.519 | 260.0889 | 377.0206 | 355.8635 | 460.2054 | 438.9726 | 373.9819
2236 | 4 | 94 | 4 | 276.5013 | 130.8778 | 276.4452 | 401.0158 | 331.782 | 289.8235 | 220.8356 | 199.0282 | 115.6764 | 342.8934 | 417.5578 | 407.2358 | 257.0473 | 344.6756 | 269.8123 | 381.3201 | 355.977 | 446.0824 | 427.8859 | 383.3762
2237 | 5 | 94 | 4 | 271.5629 | 124.4987 | 276.5657 | 386.6232 | 256.9904 | 248.3019 | 211.1146 | 187.7799 | 103.6738 | 318.7997 | 384.7903 | 389.7541 | 240.448 | 305.4994 | 266.3869 | 363.1859 | 274.1348 | 422.3077 | 385.2077 | 381.1027
2238 | 6 | 94 | 4 | 249.9786 | 108.762 | 245.0673 | 325.0514 | 193.4808 | 167.5507 | 177.3926 | 155.7145 | 86.4057 | 251.3468 | 343.2324 | 279.7204 | 228.7834 | 209.3065 | 234.7414 | 309.8422 | 203.7198 | 357.2934 | 342.8522 | 307.0769
2239 | 7 | 94 | 4 | 203.7911 | 103.6457 | 217.0714 | 297.4086 | 175.4977 | 154.4703 | 161.5183 | 141.5724 | 76.9151 | 186.3379 | 305.9054 | 220.11 | 213.5762 | 188.3828 | 202.3954 | 289.8981 | 187.0756 | 280.4056 | 329.5504 | 213.5343
2240 | 8 | 94 | 4 | 197.0017 | 104.4996 | 204.2223 | 285.9716 | 170.7715 | 153.3065 | 156.7426 | 139.0196 | 68.8931 | 164.4159 | 289.2777 | 201.3428 | 209.7428 | 187.6361 | 185.5126 | 279.8679 | 180.5931 | 255.533 | 327.0577 | 190.0789
2241 | 9 | 94 | 4 | 192.9599 | 104.6643 | 202.4085 | 289.3849 | 167.7597 | 148.617 | 156.7729 | 138.4465 | 68.6138 | 162.3713 | 283.3245 | 196.3034 | 200.6243 | 176.4551 | 181.753 | 276.685 | 174.3548 | 244.934 | 329.9547 | 185.5005
2242 | 10 | 94 | 4 | 190.9101 | 104.2379 | 205.9594 | 291.0188 | 164.8492 | 145.5857 | 157.208 | 136.1872 | 67.3797 | 158.077 | 280.8154 | 192.7554 | 214.3192 | 174.7946 | 178.6704 | 275.3256 | 175.4005 | 244.2532 | 328.5486 | 180.6384
2243 | 11 | 94 | 4 | 192.7904 | 103.5415 | 205.9068 | 296.0472 | 162.4507 | 144.2666 | 158.3777 | 138.669 | 65.155 | 157.1046 | 273.4253 | 191.6582 | 209.7667 | 180.1712 | 180.0882 | 277.5193 | 174.6418 | 245.0139 | 333.8852 | 180.9465
2244 | 12 | 94 | 4 | 196.9469 | 105.5323 | 210.9676 | 300.2274 | 162.9744 | 141.7656 | 161.5535 | 141.2656 | 66.1339 | 153.8525 | 270.7406 | 189.8364 | 215.6394 | 176.5592 | 180.6517 | 279.4652 | 173.5407 | 252.7765 | 331.5026 | 180.9513
2245 | 13 | 94 | 4 | 200.7967 | 106.1759 | 216.8877 | 301.633 | 163.0497 | 142.7818 | 159.3693 | 142.2081 | 67.0629 | 152.3974 | 266.7652 | 189.3677 | 217.9707 | 187.4964 | 182.8497 | 281.5415 | 178.9615 | 254.0342 | 330.1973 | 187.3755
2246 | 14 | 94 | 4 | 203.889 | 103.1278 | 222.6457 | 302.1219 | 169.6883 | 146.3899 | 161.64 | 142.5225 | 68.2314 | 155.5927 | 271.0949 | 191.5108 | 213.6125 | 187.1278 | 190.5661 | 284.0815 | 182.5765 | 256.7774 | 335.2102 | 192.7341
2247 | 15 | 94 | 4 | 204.7774 | 104.0542 | 222.7517 | 303.3111 | 173.3672 | 152.81 | 165.2002 | 148.6675 | 71.5186 | 163.3849 | 277.8101 | 197.6726 | 218.6274 | 206.9262 | 193.8322 | 290.9891 | 195.5151 | 262.5379 | 332.9248 | 200.7222
2248 | 16 | 94 | 4 | 216.8468 | 113.3681 | 224.0564 | 314.6254 | 198.0876 | 160.1022 | 185.0794 | 173.6273 | 82.917 | 175.9506 | 279.0369 | 206.2081 | 228.6531 | 231.783 | 203.3766 | 309.943 | 232.3853 | 282.5587 | 351.535 | 224.3641
2249 | 17 | 94 | 4 | 254.339 | 116.3532 | 256.3089 | 348.1797 | 299.1033 | 221.3275 | 231.9429 | 206.7148 | 108.026 | 236.105 | 318.7128 | 249.4535 | 260.7844 | 306.6597 | 251.6863 | 360.3682 | 324.2255 | 310.8961 | 396.2255 | 290.9816
2250 | 18 | 94 | 4 | 269.1768 | 118.0352 | 328.4522 | 406.5692 | 361.9535 | 323.8294 | 252.6041 | 213.6715 | 145.3928 | 326.1821 | 375.8635 | 368.1201 | 280.1747 | 381.138 | 317.4088 | 411.5685 | 380.347 | 394.5253 | 413.9096 | 359.0604
2251 | 19 | 94 | 4 | 267.7931 | 117.9403 | 317.4301 | 411.1986 | 345.9368 | 319.4048 | 255.4751 | 212.9512 | 149.3172 | 336.4435 | 391.9879 | 409.4117 | 282.1228 | 364.5465 | 307.5805 | 412.3756 | 364.9894 | 430.6671 | 409.484 | 378.2535
2252 | 20 | 94 | 4 | 264.3845 | 116.4148 | 297.4007 | 404.5594 | 343.2915 | 303.3676 | 247.44 | 211.1012 | 134.5831 | 317.2282 | 380.4821 | 391.0538 | 281.114 | 353.4534 | 286.0557 | 390.3877 | 357.951 | 419.1801 | 400.0535 | 362.5703
2253 | 21 | 94 | 4 | 263.5798 | 121.7231 | 281.7297 | 390.3606 | 357.1641 | 307.0182 | 242.7088 | 207.0528 | 137.8577 | 327.3345 | 386.2474 | 394.3918 | 277.5546 | 372.6377 | 272.7536 | 382.3272 | 386.2649 | 400.2181 | 409.8136 | 372.4872
2254 | 22 | 94 | 4 | 262.685 | 122.8277 | 270.5398 | 388.9229 | 343.6588 | 303.0438 | 237.8497 | 209.0367 | 135.738 | 338.6616 | 421.7452 | 428.3848 | 278.7374 | 362.1566 | 264.5352 | 389.187 | 376.3905 | 404.0419 | 422.8591 | 431.1914
2255 | 23 | 94 | 4 | 266.0179 | 125.8724 | 262.6888 | 387.1496 | 316.3948 | 281.0689 | 233.3785 | 206.2633 | 122.8894 | 322.6905 | 443.2216 | 405.4198 | 276.0883 | 344.5657 | 257.582 | 387.6847 | 349.1733 | 420.4886 | 435.4645 | 388.0086
2256 | 0 | 95 | 4 | 269.8046 | 128.4495 | 257.3005 | 402.1269 | 312.6845 | 264.3462 | 228.0726 | 206.1884 | 122.0465 | 316.5312 | 402.9564 | 371.8294 | 270.7577 | 328.622 | 258.1419 | 380.2077 | 335.814 | 441.237 | 434.8634 | 367.1938
2257 | 1 | 95 | 4 | 273.8264 | 135.1737 | 258.6785 | 408.0926 | 314.0132 | 263.9843 | 224.2642 | 208.0196 | 120.687 | 315.2174 | 397.4422 | 367.336 | 258.4393 | 329.8887 | 255.5093 | 377.2348 | 334.2012 | 467.0483 | 435.6484 | 362.8495
2258 | 2 | 95 | 4 | 277.8641 | 139.8879 | 258.0947 | 407.4224 | 322.7567 | 269.1587 | 224.3055 | 205.7052 | 120.3951 | 318.7157 | 398.5835 | 370.579 | 264.4215 | 327.1812 | 253.0674 | 375.2641 | 338.9284 | 466.9936 | 439.93 | 362.8994
2259 | 3 | 95 | 4 | 276.206 | 135.5158 | 265.8756 | 406.3325 | 336.7306 | 272.2897 | 220.7789 | 205.2992 | 120.4704 | 325.989 | 414.9656 | 383.8504 | 262.7483 | 338.519 | 260.0889 | 377.0206 | 355.8635 | 460.2054 | 438.9726 | 373.9819
2260 | 4 | 95 | 4 | 276.5013 | 130.8778 | 276.4452 | 401.0158 | 331.782 | 289.8235 | 220.8356 | 199.0282 | 115.6764 | 342.8934 | 417.5578 | 407.2358 | 257.0473 | 344.6756 | 269.8123 | 381.3201 | 355.977 | 446.0824 | 427.8859 | 383.3762
2261 | 5 | 95 | 4 | 271.5629 | 124.4987 | 276.5657 | 386.6232 | 256.9904 | 248.3019 | 211.1146 | 187.7799 | 103.6738 | 318.7997 | 384.7903 | 389.7541 | 240.448 | 305.4994 | 266.3869 | 363.1859 | 274.1348 | 422.3077 | 385.2077 | 381.1027
2262 | 6 | 95 | 4 | 249.9786 | 108.762 | 245.0673 | 325.0514 | 193.4808 | 167.5507 | 177.3926 | 155.7145 | 86.4057 | 251.3468 | 343.2324 | 279.7204 | 228.7834 | 209.3065 | 234.7414 | 309.8422 | 203.7198 | 357.2934 | 342.8522 | 307.0769
2263 | 7 | 95 | 4 | 203.7911 | 103.6457 | 217.0714 | 297.4086 | 175.4977 | 154.4703 | 161.5183 | 141.5724 | 76.9151 | 186.3379 | 305.9054 | 220.11 | 213.5762 | 188.3828 | 202.3954 | 289.8981 | 187.0756 | 280.4056 | 329.5504 | 213.5343
2264 | 8 | 95 | 4 | 197.0017 | 104.4996 | 204.2223 | 285.9716 | 170.7715 | 153.3065 | 156.7426 | 139.0196 | 68.8931 | 164.4159 | 289.2777 | 201.3428 | 209.7428 | 187.6361 | 185.5126 | 279.8679 | 180.5931 | 255.533 | 327.0577 | 190.0789
2265 | 9 | 95 | 4 | 192.9599 | 104.6643 | 202.4085 | 289.3849 | 167.7597 | 148.617 | 156.7729 | 138.4465 | 68.6138 | 162.3713 | 283.3245 | 196.3034 | 200.6243 | 176.4551 | 181.753 | 276.685 | 174.3548 | 244.934 | 329.9547 | 185.5005
2266 | 10 | 95 | 4 | 190.9101 | 104.2379 | 205.9594 | 291.0188 | 164.8492 | 145.5857 | 157.208 | 136.1872 | 67.3797 | 158.077 | 280.8154 | 192.7554 | 214.3192 | 174.7946 | 178.6704 | 275.3256 | 175.4005 | 244.2532 | 328.5486 | 180.6384
2267 | 11 | 95 | 4 | 192.7904 | 103.5415 | 205.9068 | 296.0472 | 162.4507 | 144.2666 | 158.3777 | 138.669 | 65.155 | 157.1046 | 273.4253 | 191.6582 | 209.7667 | 180.1712 | 180.0882 | 277.5193 | 174.6418 | 245.0139 | 333.8852 | 180.9465
2268 | 12 | 95 | 4 | 196.9469 | 105.5323 | 210.9676 | 300.2274 | 162.9744 | 141.7656 | 161.5535 | 141.2656 | 66.1339 | 153.8525 | 270.7406 | 189.8364 | 215.6394 | 176.5592 | 180.6517 | 279.4652 | 173.5407 | 252.7765 | 331.5026 | 180.9513
2269 | 13 | 95 | 4 | 200.7967 | 106.1759 | 216.8877 | 301.633 | 163.0497 | 142.7818 | 159.3693 | 142.2081 | 67.0629 | 152.3974 | 266.7652 | 189.3677 | 217.9707 | 187.4964 | 182.8497 | 281.5415 | 178.9615 | 254.0342 | 330.1973 | 187.3755
2270 | 14 | 95 | 4 | 203.889 | 103.1278 | 222.6457 | 302.1219 | 169.6883 | 146.3899 | 161.64 | 142.5225 | 68.2314 | 155.5927 | 271.0949 | 191.5108 | 213.6125 | 187.1278 | 190.5661 | 284.0815 | 182.5765 | 256.7774 | 335.2102 | 192.7341
2271 | 15 | 95 | 4 | 204.7774 | 104.0542 | 222.7517 | 303.3111 | 173.3672 | 152.81 | 165.2002 | 148.6675 | 71.5186 | 163.3849 | 277.8101 | 197.6726 | 218.6274 | 206.9262 | 193.8322 | 290.9891 | 195.5151 | 262.5379 | 332.9248 | 200.7222
2272 | 16 | 95 | 4 | 216.8468 | 113.3681 | 224.0564 | 314.6254 | 198.0876 | 160.1022 | 185.0794 | 173.6273 | 82.917 | 175.9506 | 279.0369 | 206.2081 | 228.6531 | 231.783 | 203.3766 | 309.943 | 232.3853 | 282.5587 | 351.535 | 224.3641
2273 | 17 | 95 | 4 | 254.339 | 116.3532 | 256.3089 | 348.1797 | 299.1033 | 221.3275 | 231.9429 | 206.7148 | 108.026 | 236.105 | 318.7128 | 249.4535 | 260.7844 | 306.6597 | 251.6863 | 360.3682 | 324.2255 | 310.8961 | 396.2255 | 290.9816
2274 | 18 | 95 | 4 | 269.1768 | 118.0352 | 328.4522 | 406.5692 | 361.9535 | 323.8294 | 252.6041 | 213.6715 | 145.3928 | 326.1821 | 375.8635 | 368.1201 | 280.1747 | 381.138 | 317.4088 | 411.5685 | 380.347 | 394.5253 | 413.9096 | 359.0604
2275 | 19 | 95 | 4 | 267.7931 | 117.9403 | 317.4301 | 411.1986 | 345.9368 | 319.4048 | 255.4751 | 212.9512 | 149.3172 | 336.4435 | 391.9879 | 409.4117 | 282.1228 | 364.5465 | 307.5805 | 412.3756 | 364.9894 | 430.6671 | 409.484 | 378.2535
2276 | 20 | 95 | 4 | 264.3845 | 116.4148 | 297.4007 | 404.5594 | 343.2915 | 303.3676 | 247.44 | 211.1012 | 134.5831 | 317.2282 | 380.4821 | 391.0538 | 281.114 | 353.4534 | 286.0557 | 390.3877 | 357.951 | 419.1801 | 400.0535 | 362.5703
2277 | 21 | 95 | 4 | 263.5798 | 121.7231 | 281.7297 | 390.3606 | 357.1641 | 307.0182 | 242.7088 | 207.0528 | 137.8577 | 327.3345 | 386.2474 | 394.3918 | 277.5546 | 372.6377 | 272.7536 | 382.3272 | 386.2649 | 400.2181 | 409.8136 | 372.4872
2278 | 22 | 95 | 4 | 262.685 | 122.8277 | 270.5398 | 388.9229 | 343.6588 | 303.0438 | 237.8497 | 209.0367 | 135.738 | 338.6616 | 421.7452 | 428.3848 | 278.7374 | 362.1566 | 264.5352 | 389.187 | 376.3905 | 404.0419 | 422.8591 | 431.1914
2279 | 23 | 95 | 4 | 266.0179 | 125.8724 | 262.6888 | 387.1496 | 316.3948 | 281.0689 | 233.3785 | 206.2633 | 122.8894 | 322.6905 | 443.2216 | 405.4198 | 276.0883 | 344.5657 | 257.582 | 387.6847 | 349.1733 | 420.4886 | 435.4645 | 388.0086
2280 | 0 | 96 | 4 | 269.8046 | 128.4495 | 257.3005 | 402.1269 | 312.6845 | 264.3462 | 228.0726 | 206.1884 | 122.0465 | 316.5312 | 402.9564 | 371.8294 | 270.7577 | 328.622 | 258.1419 | 380.2077 | 335.814 | 441.237 | 434.8634 | 367.1938
2281 | 1 | 96 | 4 | 273.8264 | 135.1737 | 258.6785 | 408.0926 | 314.0132 | 263.9843 | 224.2642 | 208.0196 | 120.687 | 315.2174 | 397.4422 | 367.336 | 258.4393 | 329.8887 | 255.5093 | 377.2348 | 334.2012 | 467.0483 | 435.6484 | 362.8495
2282 | 2 | 96 | 4 | 277.8641 | 139.8879 | 258.0947 | 407.4224 | 322.7567 | 269.1587 | 224.3055 | 205.7052 | 120.3951 | 318.7157 | 398.5835 | 370.579 | 264.4215 | 327.1812 | 253.0674 | 375.2641 | 338.9284 | 466.9936 | 439.93 | 362.8994
2283 | 3 | 96 | 4 | 276.206 | 135.5158 | 265.8756 | 406.3325 | 336.7306 | 272.2897 | 220.7789 | 205.2992 | 120.4704 | 325.989 | 414.9656 | 383.8504 | 262.7483 | 338.519 | 260.0889 | 377.0206 | 355.8635 | 460.2054 | 438.9726 | 373.9819
2284 | 4 | 96 | 4 | 276.5013 | 130.8778 | 276.4452 | 401.0158 | 331.782 | 289.8235 | 220.8356 | 199.0282 | 115.6764 | 342.8934 | 417.5578 | 407.2358 | 257.0473 | 344.6756 | 269.8123 | 381.3201 | 355.977 | 446.0824 | 427.8859 | 383.3762
2285 | 5 | 96 | 4 | 271.5629 | 124.4987 | 276.5657 | 386.6232 | 256.9904 | 248.3019 | 211.1146 | 187.7799 | 103.6738 | 318.7997 | 384.7903 | 389.7541 | 240.448 | 305.4994 | 266.3869 | 363.1859 | 274.1348 | 422.3077 | 385.2077 | 381.1027
2286 | 6 | 96 | 4 | 249.9786 | 108.762 | 245.0673 | 325.0514 | 193.4808 | 167.5507 | 177.3926 | 155.7145 | 86.4057 | 251.3468 | 343.2324 | 279.7204 | 228.7834 | 209.3065 | 234.7414 | 309.8422 | 203.7198 | 357.2934 | 342.8522 | 307.0769
2287 | 7 | 96 | 4 | 203.7911 | 103.6457 | 217.0714 | 297.4086 | 175.4977 | 154.4703 | 161.5183 | 141.5724 | 76.9151 | 186.3379 | 305.9054 | 220.11 | 213.5762 | 188.3828 | 202.3954 | 289.8981 | 187.0756 | 280.4056 | 329.5504 | 213.5343
2288 | 8 | 96 | 4 | 197.0017 | 104.4996 | 204.2223 | 285.9716 | 170.7715 | 153.3065 | 156.7426 | 139.0196 | 68.8931 | 164.4159 | 289.2777 | 201.3428 | 209.7428 | 187.6361 | 185.5126 | 279.8679 | 180.5931 | 255.533 | 327.0577 | 190.0789
2289 | 9 | 96 | 4 | 192.9599 | 104.6643 | 202.4085 | 289.3849 | 167.7597 | 148.617 | 156.7729 | 138.4465 | 68.6138 | 162.3713 | 283.3245 | 196.3034 | 200.6243 | 176.4551 | 181.753 | 276.685 | 174.3548 | 244.934 | 329.9547 | 185.5005
2290 | 10 | 96 | 4 | 190.9101 | 104.2379 | 205.9594 | 291.0188 | 164.8492 | 145.5857 | 157.208 | 136.1872 | 67.3797 | 158.077 | 280.8154 | 192.7554 | 214.3192 | 174.7946 | 178.6704 | 275.3256 | 175.4005 | 244.2532 | 328.5486 | 180.6384
2291 | 11 | 96 | 4 | 192.7904 | 103.5415 | 205.9068 | 296.0472 | 162.4507 | 144.2666 | 158.3777 | 138.669 | 65.155 | 157.1046 | 273.4253 | 191.6582 | 209.7667 | 180.1712 | 180.0882 | 277.5193 | 174.6418 | 245.0139 | 333.8852 | 180.9465
2292 | 12 | 96 | 4 | 196.9469 | 105.5323 | 210.9676 | 300.2274 | 162.9744 | 141.7656 | 161.5535 | 141.2656 | 66.1339 | 153.8525 | 270.7406 | 189.8364 | 215.6394 | 176.5592 | 180.6517 | 279.4652 | 173.5407 | 252.7765 | 331.5026 | 180.9513
2293 | 13 | 96 | 4 | 200.7967 | 106.1759 | 216.8877 | 301.633 | 163.0497 | 142.7818 | 159.3693 | 142.2081 | 67.0629 | 152.3974 | 266.7652 | 189.3677 | 217.9707 | 187.4964 | 182.8497 | 281.5415 | 178.9615 | 254.0342 | 330.1973 | 187.3755
2294 | 14 | 96 | 4 | 203.889 | 103.1278 | 222.6457 | 302.1219 | 169.6883 | 146.3899 | 161.64 | 142.5225 | 68.2314 | 155.5927 | 271.0949 | 191.5108 | 213.6125 | 187.1278 | 190.5661 | 284.0815 | 182.5765 | 256.7774 | 335.2102 | 192.7341
2295 | 15 | 96 | 4 | 204.7774 | 104.0542 | 222.7517 | 303.3111 | 173.3672 | 152.81 | 165.2002 | 148.6675 | 71.5186 | 163.3849 | 277.8101 | 197.6726 | 218.6274 | 206.9262 | 193.8322 | 290.9891 | 195.5151 | 262.5379 | 332.9248 | 200.7222
2296 | 16 | 96 | 4 | 216.8468 | 113.3681 | 224.0564 | 314.6254 | 198.0876 | 160.1022 | 185.0794 | 173.6273 | 82.917 | 175.9506 | 279.0369 | 206.2081 | 228.6531 | 231.783 | 203.3766 | 309.943 | 232.3853 | 282.5587 | 351.535 | 224.3641
2297 | 17 | 96 | 4 | 254.339 | 116.3532 | 256.3089 | 348.1797 | 299.1033 | 221.3275 | 231.9429 | 206.7148 | 108.026 | 236.105 | 318.7128 | 249.4535 | 260.7844 | 306.6597 | 251.6863 | 360.3682 | 324.2255 | 310.8961 | 396.2255 | 290.9816
2298 | 18 | 96 | 4 | 269.1768 | 118.0352 | 328.4522 | 406.5692 | 361.9535 | 323.8294 | 252.6041 | 213.6715 | 145.3928 | 326.1821 | 375.8635 | 368.1201 | 280.1747 | 381.138 | 317.4088 | 411.5685 | 380.347 | 394.5253 | 413.9096 | 359.0604
2299 | 19 | 96 | 4 | 267.7931 | 117.9403 | 317.4301 | 411.1986 | 345.9368 | 319.4048 | 255.4751 | 212.9512 | 149.3172 | 336.4435 | 391.9879 | 409.4117 | 282.1228 | 364.5465 | 307.5805 | 412.3756 | 364.9894 | 430.6671 | 409.484 | 378.2535
2300 | 20 | 96 | 4 | 264.3845 | 116.4148 | 297.4007 | 404.5594 | 343.2915 | 303.3676 | 247.44 | 211.1012 | 134.5831 | 317.2282 | 380.4821 | 391.0538 | 281.114 | 353.4534 | 286.0557 | 390.3877 | 357.951 | 419.1801 | 400.0535 | 362.5703
2301 | 21 | 96 | 4 | 263.5798 | 121.7231 | 281.7297 | 390.3606 | 357.1641 | 307.0182 | 242.7088 | 207.0528 | 137.8577 | 327.3345 | 386.2474 | 394.3918 | 277.5546 | 372.6377 | 272.7536 | 382.3272 | 386.2649 | 400.2181 | 409.8136 | 372.4872
2302 | 22 | 96 | 4 | 262.685 | 122.8277 | 270.5398 | 388.9229 | 343.6588 | 303.0438 | 237.8497 | 209.0367 | 135.738 | 338.6616 | 421.7452 | 428.3848 | 278.7374 | 362.1566 | 264.5352 | 389.187 | 376.3905 | 404.0419 | 422.8591 | 431.1914
2303 | 23 | 96 | 4 | 266.0179 | 125.8724 | 262.6888 | 387.1496 | 316.3948 | 281.0689 | 233.3785 | 206.2633 | 122.8894 | 322.6905 | 443.2216 | 405.4198 | 276.0883 | 344.5657 | 257.582 | 387.6847 | 349.1733 | 420.4886 | 435.4645 | 388.0086
2304 | 0 | 97 | 4 | 269.8046 | 128.4495 | 257.3005 | 402.1269 | 312.6845 | 264.3462 | 228.0726 | 206.1884 | 122.0465 | 316.5312 | 402.9564 | 371.8294 | 270.7577 | 328.622 | 258.1419 | 380.2077 | 335.814 | 441.237 | 434.8634 | 367.1938
2305 | 1 | 97 | 4 | 273.8264 | 135.1737 | 258.6785 | 408.0926 | 314.0132 | 263.9843 | 224.2642 | 208.0196 | 120.687 | 315.2174 | 397.4422 | 367.336 | 258.4393 | 329.8887 | 255.5093 | 377.2348 | 334.2012 | 467.0483 | 435.6484 | 362.8495
2306 | 2 | 97 | 4 | 277.8641 | 139.8879 | 258.0947 | 407.4224 | 322.7567 | 269.1587 | 224.3055 | 205.7052 | 120.3951 | 318.7157 | 398.5835 | 370.579 | 264.4215 | 327.1812 | 253.0674 | 375.2641 | 338.9284 | 466.9936 | 439.93 | 362.8994
2307 | 3 | 97 | 4 | 276.206 | 135.5158 | 265.8756 | 406.3325 | 336.7306 | 272.2897 | 220.7789 | 205.2992 | 120.4704 | 325.989 | 414.9656 | 383.8504 | 262.7483 | 338.519 | 260.0889 | 377.0206 | 355.8635 | 460.2054 | 438.9726 | 373.9819
2308 | 4 | 97 | 4 | 276.5013 | 130.8778 | 276.4452 | 401.0158 | 331.782 | 289.8235 | 220.8356 | 199.0282 | 115.6764 | 342.8934 | 417.5578 | 407.2358 | 257.0473 | 344.6756 | 269.8123 | 381.3201 | 355.977 | 446.0824 | 427.8859 | 383.3762
2309 | 5 | 97 | 4 | 271.5629 | 124.4987 | 276.5657 | 386.6232 | 256.9904 | 248.3019 | 211.1146 | 187.7799 | 103.6738 | 318.7997 | 384.7903 | 389.7541 | 240.448 | 305.4994 | 266.3869 | 363.1859 | 274.1348 | 422.3077 | 385.2077 | 381.1027
2310 | 6 | 97 | 4 | 249.9786 | 108.762 | 245.0673 | 325.0514 | 193.4808 | 167.5507 | 177.3926 | 155.7145 | 86.4057 | 251.3468 | 343.2324 | 279.7204 | 228.7834 | 209.3065 | 234.7414 | 309.8422 | 203.7198 | 357.2934 | 342.8522 | 307.0769
2311 | 7 | 97 | 4 | 203.7911 | 103.6457 | 217.0714 | 297.4086 | 175.4977 | 154.4703 | 161.5183 | 141.5724 | 76.9151 | 186.3379 | 305.9054 | 220.11 | 213.5762 | 188.3828 | 202.3954 | 289.8981 | 187.0756 | 280.4056 | 329.5504 | 213.5343
2312 | 8 | 97 | 4 | 197.0017 | 104.4996 | 204.2223 | 285.9716 | 170.7715 | 153.3065 | 156.7426 | 139.0196 | 68.8931 | 164.4159 | 289.2777 | 201.3428 | 209.7428 | 187.6361 | 185.5126 | 279.8679 | 180.5931 | 255.533 | 327.0577 | 190.0789
2313 | 9 | 97 | 4 | 192.9599 | 104.6643 | 202.4085 | 289.3849 | 167.7597 | 148.617 | 156.7729 | 138.4465 | 68.6138 | 162.3713 | 283.3245 | 196.3034 | 200.6243 | 176.4551 | 181.753 | 276.685 | 174.3548 | 244.934 | 329.9547 | 185.5005
2314 | 10 | 97 | 4 | 190.9101 | 104.2379 | 205.9594 | 291.0188 | 164.8492 | 145.5857 | 157.208 | 136.1872 | 67.3797 | 158.077 | 280.8154 | 192.7554 | 214.3192 | 174.7946 | 178.6704 | 275.3256 | 175.4005 | 244.2532 | 328.5486 | 180.6384
2315 | 11 | 97 | 4 | 192.7904 | 103.5415 | 205.9068 | 296.0472 | 162.4507 | 144.2666 | 158.3777 | 138.669 | 65.155 | 157.1046 | 273.4253 | 191.6582 | 209.7667 | 180.1712 | 180.0882 | 277.5193 | 174.6418 | 245.0139 | 333.8852 | 180.9465
2316 | 12 | 97 | 4 | 196.9469 | 105.5323 | 210.9676 | 300.2274 | 162.9744 | 141.7656 | 161.5535 | 141.2656 | 66.1339 | 153.8525 | 270.7406 | 189.8364 | 215.6394 | 176.5592 | 180.6517 | 279.4652 | 173.5407 | 252.7765 | 331.5026 | 180.9513
2317 | 13 | 97 | 4 | 200.7967 | 106.1759 | 216.8877 | 301.633 | 163.0497 | 142.7818 | 159.3693 | 142.2081 | 67.0629 | 152.3974 | 266.7652 | 189.3677 | 217.9707 | 187.4964 | 182.8497 | 281.5415 | 178.9615 | 254.0342 | 330.1973 | 187.3755
2318 | 14 | 97 | 4 | 203.889 | 103.1278 | 222.6457 | 302.1219 | 169.6883 | 146.3899 | 161.64 | 142.5225 | 68.2314 | 155.5927 | 271.0949 | 191.5108 | 213.6125 | 187.1278 | 190.5661 | 284.0815 | 182.5765 | 256.7774 | 335.2102 | 192.7341
2319 | 15 | 97 | 4 | 204.7774 | 104.0542 | 222.7517 | 303.3111 | 173.3672 | 152.81 | 165.2002 | 148.6675 | 71.5186 | 163.3849 | 277.8101 | 197.6726 | 218.6274 | 206.9262 | 193.8322 | 290.9891 | 195.5151 | 262.5379 | 332.9248 | 200.7222
2320 | 16 | 97 | 4 | 216.8468 | 113.3681 | 224.0564 | 314.6254 | 198.0876 | 160.1022 | 185.0794 | 173.6273 | 82.917 | 175.9506 | 279.0369 | 206.2081 | 228.6531 | 231.783 | 203.3766 | 309.943 | 232.3853 | 282.5587 | 351.535 | 224.3641
2321 | 17 | 97 | 4 | 254.339 | 116.3532 | 256.3089 | 348.1797 | 299.1033 | 221.3275 | 231.9429 | 206.7148 | 108.026 | 236.105 | 318.7128 | 249.4535 | 260.7844 | 306.6597 | 251.6863 | 360.3682 | 324.2255 | 310.8961 | 396.2255 | 290.9816
2322 | 18 | 97 | 4 | 269.1768 | 118.0352 | 328.4522 | 406.5692 | 361.9535 | 323.8294 | 252.6041 | 213.6715 | 145.3928 | 326.1821 | 375.8635 | 368.1201 | 280.1747 | 381.138 | 317.4088 | 411.5685 | 380.347 | 394.5253 | 413.9096 | 359.0604
2323 | 19 | 97 | 4 | 267.7931 | 117.9403 | 317.4301 | 411.1986 | 345.9368 | 319.4048 | 255.4751 | 212.9512 | 149.3172 | 336.4435 | 391.9879 | 409.4117 | 282.1228 | 364.5465 | 307.5805 | 412.3756 | 364.9894 | 430.6671 | 409.484 | 378.2535
2324 | 20 | 97 | 4 | 264.3845 | 116.4148 | 297.4007 | 404.5594 | 343.2915 | 303.3676 | 247.44 | 211.1012 | 134.5831 | 317.2282 | 380.4821 | 391.0538 | 281.114 | 353.4534 | 286.0557 | 390.3877 | 357.951 | 419.1801 | 400.0535 | 362.5703
2325 | 21 | 97 | 4 | 263.5798 | 121.7231 | 281.7297 | 390.3606 | 357.1641 | 307.0182 | 242.7088 | 207.0528 | 137.8577 | 327.3345 | 386.2474 | 394.3918 | 277.5546 | 372.6377 | 272.7536 | 382.3272 | 386.2649 | 400.2181 | 409.8136 | 372.4872
2326 | 22 | 97 | 4 | 262.685 | 122.8277 | 270.5398 | 388.9229 | 343.6588 | 303.0438 | 237.8497 | 209.0367 | 135.738 | 338.6616 | 421.7452 | 428.3848 | 278.7374 | 362.1566 | 264.5352 | 389.187 | 376.3905 | 404.0419 | 422.8591 | 431.1914
2327 | 23 | 97 | 4 | 266.0179 | 125.8724 | 262.6888 | 387.1496 | 316.3948 | 281.0689 | 233.3785 | 206.2633 | 122.8894 | 322.6905 | 443.2216 | 405.4198 | 276.0883 | 344.5657 | 257.582 | 387.6847 | 349.1733 | 420.4886 | 435.4645 | 388.0086
2328 | 0 | 98 | 4 | 269.8046 | 128.4495 | 257.3005 | 402.1269 | 312.6845 | 264.3462 | 228.0726 | 206.1884 | 122.0465 | 316.5312 | 402.9564 | 371.8294 | 270.7577 | 328.622 | 258.1419 | 380.2077 | 335.814 | 441.237 | 434.8634 | 367.1938
2329 | 1 | 98 | 4 | 273.8264 | 135.1737 | 258.6785 | 408.0926 | 314.0132 | 263.9843 | 224.2642 | 208.0196 | 120.687 | 315.2174 | 397.4422 | 367.336 | 258.4393 | 329.8887 | 255.5093 | 377.2348 | 334.2012 | 467.0483 | 435.6484 | 362.8495
2330 | 2 | 98 | 4 | 277.8641 | 139.8879 | 258.0947 | 407.4224 | 322.7567 | 269.1587 | 224.3055 | 205.7052 | 120.3951 | 318.7157 | 398.5835 | 370.579 | 264.4215 | 327.1812 | 253.0674 | 375.2641 | 338.9284 | 466.9936 | 439.93 | 362.8994
2331 | 3 | 98 | 4 | 276.206 | 135.5158 | 265.8756 | 406.3325 | 336.7306 | 272.2897 | 220.7789 | 205.2992 | 120.4704 | 325.989 | 414.9656 | 383.8504 | 262.7483 | 338.519 | 260.0889 | 377.0206 | 355.8635 | 460.2054 | 438.9726 | 373.9819
2332 | 4 | 98 | 4 | 276.5013 | 130.8778 | 276.4452 | 401.0158 | 331.782 | 289.8235 | 220.8356 | 199.0282 | 115.6764 | 342.8934 | 417.5578 | 407.2358 | 257.0473 | 344.6756 | 269.8123 | 381.3201 | 355.977 | 446.0824 | 427.8859 | 383.3762
2333 | 5 | 98 | 4 | 271.5629 | 124.4987 | 276.5657 | 386.6232 | 256.9904 | 248.3019 | 211.1146 | 187.7799 | 103.6738 | 318.7997 | 384.7903 | 389.7541 | 240.448 | 305.4994 | 266.3869 | 363.1859 | 274.1348 | 422.3077 | 385.2077 | 381.1027
2334 | 6 | 98 | 4 | 249.9786 | 108.762 | 245.0673 | 325.0514 | 193.4808 | 167.5507 | 177.3926 | 155.7145 | 86.4057 | 251.3468 | 343.2324 | 279.7204 | 228.7834 | 209.3065 | 234.7414 | 309.8422 | 203.7198 | 357.2934 | 342.8522 | 307.0769
2335 | 7 | 98 | 4 | 203.7911 | 103.6457 | 217.0714 | 297.4086 | 175.4977 | 154.4703 | 161.5183 | 141.5724 | 76.9151 | 186.3379 | 305.9054 | 220.11 | 213.5762 | 188.3828 | 202.3954 | 289.8981 | 187.0756 | 280.4056 | 329.5504 | 213.5343
2336 | 8 | 98 | 4 | 197.0017 | 104.4996 | 204.2223 | 285.9716 | 170.7715 | 153.3065 | 156.7426 | 139.0196 | 68.8931 | 164.4159 | 289.2777 | 201.3428 | 209.7428 | 187.6361 | 185.5126 | 279.8679 | 180.5931 | 255.533 | 327.0577 | 190.0789
2337 | 9 | 98 | 4 | 192.9599 | 104.6643 | 202.4085 | 289.3849 | 167.7597 | 148.617 | 156.7729 | 138.4465 | 68.6138 | 162.3713 | 283.3245 | 196.3034 | 200.6243 | 176.4551 | 181.753 | 276.685 | 174.3548 | 244.934 | 329.9547 | 185.5005
2338 | 10 | 98 | 4 | 190.9101 | 104.2379 | 205.9594 | 291.0188 | 164.8492 | 145.5857 | 157.208 | 136.1872 | 67.3797 | 158.077 | 280.8154 | 192.7554 | 214.3192 | 174.7946 | 178.6704 | 275.3256 | 175.4005 | 244.2532 | 328.5486 | 180.6384
2339 | 11 | 98 | 4 | 192.7904 | 103.5415 | 205.9068 | 296.0472 | 162.4507 | 144.2666 | 158.3777 | 138.669 | 65.155 | 157.1046 | 273.4253 | 191.6582 | 209.7667 | 180.1712 | 180.0882 | 277.5193 | 174.6418 | 245.0139 | 333.8852 | 180.9465
2340 | 12 | 98 | 4 | 196.9469 | 105.5323 | 210.9676 | 300.2274 | 162.9744 | 141.7656 | 161.5535 | 141.2656 | 66.1339 | 153.8525 | 270.7406 | 189.8364 | 215.6394 | 176.5592 | 180.6517 | 279.4652 | 173.5407 | 252.7765 | 331.5026 | 180.9513
2341 | 13 | 98 | 4 | 200.7967 | 106.1759 | 216.8877 | 301.633 | 163.0497 | 142.7818 | 159.3693 | 142.2081 | 67.0629 | 152.3974 | 266.7652 | 189.3677 | 217.9707 | 187.4964 | 182.8497 | 281.5415 | 178.9615 | 254.0342 | 330.1973 | 187.3755
2342 | 14 | 98 | 4 | 203.889 | 103.1278 | 222.6457 | 302.1219 | 169.6883 | 146.3899 | 161.64 | 142.5225 | 68.2314 | 155.5927 | 271.0949 | 191.5108 | 213.6125 | 187.1278 | 190.5661 | 284.0815 | 182.5765 | 256.7774 | 335.2102 | 192.7341
2343 | 15 | 98 | 4 | 204.7774 | 104.0542 | 222.7517 | 303.3111 | 173.3672 | 152.81 | 165.2002 | 148.6675 | 71.5186 | 163.3849 | 277.8101 | 197.6726 | 218.6274 | 206.9262 | 193.8322 | 290.9891 | 195.5151 | 262.5379 | 332.9248 | 200.7222
2344 | 16 | 98 | 4 | 216.8468 | 113.3681 | 224.0564 | 314.6254 | 198.0876 | 160.1022 | 185.0794 | 173.6273 | 82.917 | 175.9506 | 279.0369 | 206.2081 | 228.6531 | 231.783 | 203.3766 | 309.943 | 232.3853 | 282.5587 | 351.535 | 224.3641
2345 | 17 | 98 | 4 | 254.339 | 116.3532 | 256.3089 | 348.1797 | 299.1033 | 221.3275 | 231.9429 | 206.7148 | 108.026 | 236.105 | 318.7128 | 249.4535 | 260.7844 | 306.6597 | 251.6863 | 360.3682 | 324.2255 | 310.8961 | 396.2255 | 290.9816
2346 | 18 | 98 | 4 | 269.1768 | 118.0352 | 328.4522 | 406.5692 | 361.9535 | 323.8294 | 252.6041 | 213.6715 | 145.3928 | 326.1821 | 375.8635 | 368.1201 | 280.1747 | 381.138 | 317.4088 | 411.5685 | 380.347 | 394.5253 | 413.9096 | 359.0604
2347 | 19 | 98 | 4 | 267.7931 | 117.9403 | 317.4301 | 411.1986 | 345.9368 | 319.4048 | 255.4751 | 212.9512 | 149.3172 | 336.4435 | 391.9879 | 409.4117 | 282.1228 | 364.5465 | 307.5805 | 412.3756 | 364.9894 | 430.6671 | 409.484 | 378.2535
2348 | 20 | 98 | 4 | 264.3845 | 116.4148 | 297.4007 | 404.5594 | 343.2915 | 303.3676 | 247.44 | 211.1012 | 134.5831 | 317.2282 | 380.4821 | 391.0538 | 281.114 | 353.4534 | 286.0557 | 390.3877 | 357.951 | 419.1801 | 400.0535 | 362.5703
2349 | 21 | 98 | 4 | 263.5798 | 121.7231 | 281.7297 | 390.3606 | 357.1641 | 307.0182 | 242.7088 | 207.0528 | 137.8577 | 327.3345 | 386.2474 | 394.3918 | 277.5546 | 372.6377 | 272.7536 | 382.3272 | 386.2649 | 400.2181 | 409.8136 | 372.4872
2350 | 22 | 98 | 4 | 262.685 | 122.8277 | 270.5398 | 388.9229 | 343.6588 | 303.0438 | 237.8497 | 209.0367 | 135.738 | 338.6616 | 421.7452 | 428.3848 | 278.7374 | 362.1566 | 264.5352 | 389.187 | 376.3905 | 404.0419 | 422.8591 | 431.1914
2351 | 23 | 98 | 4 | 266.0179 | 125.8724 | 262.6888 | 387.1496 | 316.3948 | 281.0689 | 233.3785 | 206.2633 | 122.8894 | 322.6905 | 443.2216 | 405.4198 | 276.0883 | 344.5657 | 257.582 | 387.6847 | 349.1733 | 420.4886 | 435.4645 | 388.0086
2352 | 0 | 99 | 4 | 269.8046 | 128.4495 | 257.3005 | 402.1269 | 312.6845 | 264.3462 | 228.0726 | 206.1884 | 122.0465 | 316.5312 | 402.9564 | 371.8294 | 270.7577 | 328.622 | 258.1419 | 380.2077 | 335.814 | 441.237 | 434.8634 | 367.1938
2353 | 1 | 99 | 4 | 273.8264 | 135.1737 | 258.6785 | 408.0926 | 314.0132 | 263.9843 | 224.2642 | 208.0196 | 120.687 | 315.2174 | 397.4422 | 367.336 | 258.4393 | 329.8887 | 255.5093 | 377.2348 | 334.2012 | 467.0483 | 435.6484 | 362.8495
2354 | 2 | 99 | 4 | 277.8641 | 139.8879 | 258.0947 | 407.4224 | 322.7567 | 269.1587 | 224.3055 | 205.7052 | 120.3951 | 318.7157 | 398.5835 | 370.579 | 264.4215 | 327.1812 | 253.0674 | 375.2641 | 338.9284 | 466.9936 | 439.93 | 362.8994
2355 | 3 | 99 | 4 | 276.206 | 135.5158 | 265.8756 | 406.3325 | 336.7306 | 272.2897 | 220.7789 | 205.2992 | 120.4704 | 325.989 | 414.9656 | 383.8504 | 262.7483 | 338.519 | 260.0889 | 377.0206 | 355.8635 | 460.2054 | 438.9726 | 373.9819
2356 | 4 | 99 | 4 | 276.5013 | 130.8778 | 276.4452 | 401.0158 | 331.782 | 289.8235 | 220.8356 | 199.0282 | 115.6764 | 342.8934 | 417.5578 | 407.2358 | 257.0473 | 344.6756 | 269.8123 | 381.3201 | 355.977 | 446.0824 | 427.8859 | 383.3762
2357 | 5 | 99 | 4 | 271.5629 | 124.4987 | 276.5657 | 386.6232 | 256.9904 | 248.3019 | 211.1146 | 187.7799 | 103.6738 | 318.7997 | 384.7903 | 389.7541 | 240.448 | 305.4994 | 266.3869 | 363.1859 | 274.1348 | 422.3077 | 385.2077 | 381.1027
2358 | 6 | 99 | 4 | 249.9786 | 108.762 | 245.0673 | 325.0514 | 193.4808 | 167.5507 | 177.3926 | 155.7145 | 86.4057 | 251.3468 | 343.2324 | 279.7204 | 228.7834 | 209.3065 | 234.7414 | 309.8422 | 203.7198 | 357.2934 | 342.8522 | 307.0769
2359 | 7 | 99 | 4 | 203.7911 | 103.6457 | 217.0714 | 297.4086 | 175.4977 | 154.4703 | 161.5183 | 141.5724 | 76.9151 | 186.3379 | 305.9054 | 220.11 | 213.5762 | 188.3828 | 202.3954 | 289.8981 | 187.0756 | 280.4056 | 329.5504 | 213.5343
2360 | 8 | 99 | 4 | 197.0017 | 104.4996 | 204.2223 | 285.9716 | 170.7715 | 153.3065 | 156.7426 | 139.0196 | 68.8931 | 164.4159 | 289.2777 | 201.3428 | 209.7428 | 187.6361 | 185.5126 | 279.8679 | 180.5931 | 255.533 | 327.0577 | 190.0789
2361 | 9 | 99 | 4 | 192.9599 | 104.6643 | 202.4085 | 289.3849 | 167.7597 | 148.617 | 156.7729 | 138.4465 | 68.6138 | 162.3713 | 283.3245 | 196.3034 | 200.6243 | 176.4551 | 181.753 | 276.685 | 174.3548 | 244.934 | 329.9547 | 185.5005
2362 | 10 | 99 | 4 | 190.9101 | 104.2379 | 205.9594 | 291.0188 | 164.8492 | 145.5857 | 157.208 | 136.1872 | 67.3797 | 158.077 | 280.8154 | 192.7554 | 214.3192 | 174.7946 | 178.6704 | 275.3256 | 175.4005 | 244.2532 | 328.5486 | 180.6384
2363 | 11 | 99 | 4 | 192.7904 | 103.5415 | 205.9068 | 296.0472 | 162.4507 | 144.2666 | 158.3777 | 138.669 | 65.155 | 157.1046 | 273.4253 | 191.6582 | 209.7667 | 180.1712 | 180.0882 | 277.5193 | 174.6418 | 245.0139 | 333.8852 | 180.9465
2364 | 12 | 99 | 4 | 196.9469 | 105.5323 | 210.9676 | 300.2274 | 162.9744 | 141.7656 | 161.5535 | 141.2656 | 66.1339 | 153.8525 | 270.7406 | 189.8364 | 215.6394 | 176.5592 | 180.6517 | 279.4652 | 173.5407 | 252.7765 | 331.5026 | 180.9513
2365 | 13 | 99 | 4 | 200.7967 | 106.1759 | 216.8877 | 301.633 | 163.0497 | 142.7818 | 159.3693 | 142.2081 | 67.0629 | 152.3974 | 266.7652 | 189.3677 | 217.9707 | 187.4964 | 182.8497 | 281.5415 | 178.9615 | 254.0342 | 330.1973 | 187.3755
2366 | 14 | 99 | 4 | 203.889 | 103.1278 | 222.6457 | 302.1219 | 169.6883 | 146.3899 | 161.64 | 142.5225 | 68.2314 | 155.5927 | 271.0949 | 191.5108 | 213.6125 | 187.1278 | 190.5661 | 284.0815 | 182.5765 | 256.7774 | 335.2102 | 192.7341
2367 | 15 | 99 | 4 | 204.7774 | 104.0542 | 222.7517 | 303.3111 | 173.3672 | 152.81 | 165.2002 | 148.6675 | 71.5186 | 163.3849 | 277.8101 | 197.6726 | 218.6274 | 206.9262 | 193.8322 | 290.9891 | 195.5151 | 262.5379 | 332.9248 | 200.7222
2368 | 16 | 99 | 4 | 216.8468 | 113.3681 | 224.0564 | 314.6254 | 198.0876 | 160.1022 | 185.0794 | 173.6273 | 82.917 | 175.9506 | 279.0369 | 206.2081 | 228.6531 | 231.783 | 203.3766 | 309.943 | 232.3853 | 282.5587 | 351.535 | 224.3641
2369 | 17 | 99 | 4 | 254.339 | 116.3532 | 256.3089 | 348.1797 | 299.1033 | 221.3275 | 231.9429 | 206.7148 | 108.026 | 236.105 | 318.7128 | 249.4535 | 260.7844 | 306.6597 | 251.6863 | 360.3682 | 324.2255 | 310.8961 | 396.2255 | 290.9816
2370 | 18 | 99 | 4 | 269.1768 | 118.0352 | 328.4522 | 406.5692 | 361.9535 | 323.8294 | 252.6041 | 213.6715 | 145.3928 | 326.1821 | 375.8635 | 368.1201 | 280.1747 | 381.138 | 317.4088 | 411.5685 | 380.347 | 394.5253 | 413.9096 | 359.0604
2371 | 19 | 99 | 4 | 267.7931 | 117.9403 | 317.4301 | 411.1986 | 345.9368 | 319.4048 | 255.4751 | 212.9512 | 149.3172 | 336.4435 | 391.9879 | 409.4117 | 282.1228 | 364.5465 | 307.5805 | 412.3756 | 364.9894 | 430.6671 | 409.484 | 378.2535
2372 | 20 | 99 | 4 | 264.3845 | 116.4148 | 297.4007 | 404.5594 | 343.2915 | 303.3676 | 247.44 | 211.1012 | 134.5831 | 317.2282 | 380.4821 | 391.0538 | 281.114 | 353.4534 | 286.0557 | 390.3877 | 357.951 | 419.1801 | 400.0535 | 362.5703
2373 | 21 | 99 | 4 | 263.5798 | 121.7231 | 281.7297 | 390.3606 | 357.1641 | 307.0182 | 242.7088 | 207.0528 | 137.8577 | 327.3345 | 386.2474 | 394.3918 | 277.5546 | 372.6377 | 272.7536 | 382.3272 | 386.2649 | 400.2181 | 409.8136 | 372.4872
2374 | 22 | 99 | 4 | 262.685 | 122.8277 | 270.5398 | 388.9229 | 343.6588 | 303.0438 | 237.8497 | 209.0367 | 135.738 | 338.6616 | 421.7452 | 428.3848 | 278.7374 | 362.1566 | 264.5352 | 389.187 | 376.3905 | 404.0419 | 422.8591 | 431.1914
2375 | 23 | 99 | 4 | 266.0179 | 125.8724 | 262.6888 | 387.1496 | 316.3948 | 281.0689 | 233.3785 | 206.2633 | 122.8894 | 322.6905 | 443.2216 | 405.4198 | 276.0883 | 344.5657 | 257.582 | 387.6847 | 349.1733 | 420.4886 | 435.4645 | 388.0086
2376 | 0 | 100 | 4 | 269.8046 | 128.4495 | 257.3005 | 402.1269 | 312.6845 | 264.3462 | 228.0726 | 206.1884 | 122.0465 | 316.5312 | 402.9564 | 371.8294 | 270.7577 | 328.622 | 258.1419 | 380.2077 | 335.814 | 441.237 | 434.8634 | 367.1938
2377 | 1 | 100 | 4 | 273.8264 | 135.1737 | 258.6785 | 408.0926 | 314.0132 | 263.9843 | 224.2642 | 208.0196 | 120.687 | 315.2174 | 397.4422 | 367.336 | 258.4393 | 329.8887 | 255.5093 | 377.2348 | 334.2012 | 467.0483 | 435.6484 | 362.8495
2378 | 2 | 100 | 4 | 277.8641 | 139.8879 | 258.0947 | 407.4224 | 322.7567 | 269.1587 | 224.3055 | 205.7052 | 120.3951 | 318.7157 | 398.5835 | 370.579 | 264.4215 | 327.1812 | 253.0674 | 375.2641 | 338.9284 | 466.9936 | 439.93 | 362.8994
2379 | 3 | 100 | 4 | 276.206 | 135.5158 | 265.8756 | 406.3325 | 336.7306 | 272.2897 | 220.7789 | 205.2992 | 120.4704 | 325.989 | 414.9656 | 383.8504 | 262.7483 | 338.519 | 260.0889 | 377.0206 | 355.8635 | 460.2054 | 438.9726 | 373.9819
2380 | 4 | 100 | 4 | 276.5013 | 130.8778 | 276.4452 | 401.0158 | 331.782 | 289.8235 | 220.8356 | 199.0282 | 115.6764 | 342.8934 | 417.5578 | 407.2358 | 257.0473 | 344.6756 | 269.8123 | 381.3201 | 355.977 | 446.0824 | 427.8859 | 383.3762
2381 | 5 | 100 | 4 | 271.5629 | 124.4987 | 276.5657 | 386.6232 | 256.9904 | 248.3019 | 211.1146 | 187.7799 | 103.6738 | 318.7997 | 384.7903 | 389.7541 | 240.448 | 305.4994 | 266.3869 | 363.1859 | 274.1348 | 422.3077 | 385.2077 | 381.1027
2382 | 6 | 100 | 4 | 249.9786 | 108.762 | 245.0673 | 325.0514 | 193.4808 | 167.5507 | 177.3926 | 155.7145 | 86.4057 | 251.3468 | 343.2324 | 279.7204 | 228.7834 | 209.3065 | 234.7414 | 309.8422 | 203.7198 | 357.2934 | 342.8522 | 307.0769
2383 | 7 | 100 | 4 | 203.7911 | 103.6457 | 217.0714 | 297.4086 | 175.4977 | 154.4703 | 161.5183 | 141.5724 | 76.9151 | 186.3379 | 305.9054 | 220.11 | 213.5762 | 188.3828 | 202.3954 | 289.8981 | 187.0756 | 280.4056 | 329.5504 | 213.5343
2384 | 8 | 100 | 4 | 197.0017 | 104.4996 | 204.2223 | 285.9716 | 170.7715 | 153.3065 | 156.7426 | 139.0196 | 68.8931 | 164.4159 | 289.2777 | 201.3428 | 209.7428 | 187.6361 | 185.5126 | 279.8679 | 180.5931 | 255.533 | 327.0577 | 190.0789
2385 | 9 | 100 | 4 | 192.9599 | 104.6643 | 202.4085 | 289.3849 | 167.7597 | 148.617 | 156.7729 | 138.4465 | 68.6138 | 162.3713 | 283.3245 | 196.3034 | 200.6243 | 176.4551 | 181.753 | 276.685 | 174.3548 | 244.934 | 329.9547 | 185.5005
2386 | 10 | 100 | 4 | 190.9101 | 104.2379 | 205.9594 | 291.0188 | 164.8492 | 145.5857 | 157.208 | 136.1872 | 67.3797 | 158.077 | 280.8154 | 192.7554 | 214.3192 | 174.7946 | 178.6704 | 275.3256 | 175.4005 | 244.2532 | 328.5486 | 180.6384
2387 | 11 | 100 | 4 | 192.7904 | 103.5415 | 205.9068 | 296.0472 | 162.4507 | 144.2666 | 158.3777 | 138.669 | 65.155 | 157.1046 | 273.4253 | 191.6582 | 209.7667 | 180.1712 | 180.0882 | 277.5193 | 174.6418 | 245.0139 | 333.8852 | 180.9465
2388 | 12 | 100 | 4 | 196.9469 | 105.5323 | 210.9676 | 300.2274 | 162.9744 | 141.7656 | 161.5535 | 141.2656 | 66.1339 | 153.8525 | 270.7406 | 189.8364 | 215.6394 | 176.5592 | 180.6517 | 279.4652 | 173.5407 | 252.7765 | 331.5026 | 180.9513
2389 | 13 | 100 | 4 | 200.7967 | 106.1759 | 216.8877 | 301.633 | 163.0497 | 142.7818 | 159.3693 | 142.2081 | 67.0629 | 152.3974 | 266.7652 | 189.3677 | 217.9707 | 187.4964 | 182.8497 | 281.5415 | 178.9615 | 254.0342 | 330.1973 | 187.3755
2390 | 14 | 100 | 4 | 203.889 | 103.1278 | 222.6457 | 302.1219 | 169.6883 | 146.3899 | 161.64 | 142.5225 | 68.2314 | 155.5927 | 271.0949 | 191.5108 | 213.6125 | 187.1278 | 190.5661 | 284.0815 | 182.5765 | 256.7774 | 335.2102 | 192.7341
2391 | 15 | 100 | 4 | 204.7774 | 104.0542 | 222.7517 | 303.3111 | 173.3672 | 152.81 | 165.2002 | 148.6675 | 71.5186 | 163.3849 | 277.8101 | 197.6726 | 218.6274 | 206.9262 | 193.8322 | 290.9891 | 195.5151 | 262.5379 | 332.9248 | 200.7222
2392 | 16 | 100 | 4 | 216.8468 | 113.3681 | 224.0564 | 314.6254 | 198.0876 | 160.1022 | 185.0794 | 173.6273 | 82.917 | 175.9506 | 279.0369 | 206.2081 | 228.6531 | 231.783 | 203.3766 | 309.943 | 232.3853 | 282.5587 | 351.535 | 224.3641
2393 | 17 | 100 | 4 | 254.339 | 116.3532 | 256.3089 | 348.1797 | 299.1033 | 221.3275 | 231.9429 | 206.7148 | 108.026 | 236.105 | 318.7128 | 249.4535 | 260.7844 | 306.6597 | 251.6863 | 360.3682 | 324.2255 | 310.8961 | 396.2255 | 290.9816
2394 | 18 | 100 | 4 | 269.1768 | 118.0352 | 328.4522 | 406.5692 | 361.9535 | 323.8294 | 252.6041 | 213.6715 | 145.3928 | 326.1821 | 375.8635 | 368.1201 | 280.1747 | 381.138 | 317.4088 | 411.5685 | 380.347 | 394.5253 | 413.9096 | 359.0604
2395 | 19 | 100 | 4 | 267.7931 | 117.9403 | 317.4301 | 411.1986 | 345.9368 | 319.4048 | 255.4751 | 212.9512 | 149.3172 | 336.4435 | 391.9879 | 409.4117 | 282.1228 | 364.5465 | 307.5805 | 412.3756 | 364.9894 | 430.6671 | 409.484 | 378.2535
2396 | 20 | 100 | 4 | 264.3845 | 116.4148 | 297.4007 | 404.5594 | 343.2915 | 303.3676 | 247.44 | 211.1012 | 134.5831 | 317.2282 | 380.4821 | 391.0538 | 281.114 | 353.4534 | 286.0557 | 390.3877 | 357.951 | 419.1801 | 400.0535 | 362.5703
2397 | 21 | 100 | 4 | 263.5798 | 121.7231 | 281.7297 | 390.3606 | 357.1641 | 307.0182 | 242.7088 | 207.0528 | 137.8577 | 327.3345 | 386.2474 | 394.3918 | 277.5546 | 372.6377 | 272.7536 | 382.3272 | 386.2649 | 400.2181 | 409.8136 | 372.4872
2398 | 22 | 100 | 4 | 262.685 | 122.8277 | 270.5398 | 388.9229 | 343.6588 | 303.0438 | 237.8497 | 209.0367 | 135.738 | 338.6616 | 421.7452 | 428.3848 | 278.7374 | 362.1566 | 264.5352 | 389.187 | 376.3905 | 404.0419 | 422.8591 | 431.1914
2399 | 23 | 100 | 4 | 266.0179 | 125.8724 | 262.6888 | 387.1496 | 316.3948 | 281.0689 | 233.3785 | 206.2633 | 122.8894 | 322.6905 | 443.2216 | 405.4198 | 276.0883 | 344.5657 | 257.582 | 387.6847 | 349.1733 | 420.4886 | 435.4645 | 388.0086
2400 | 0 | 101 | 4 | 269.8046 | 128.4495 | 257.3005 | 402.1269 | 312.6845 | 264.3462 | 228.0726 | 206.1884 | 122.0465 | 316.5312 | 402.9564 | 371.8294 | 270.7577 | 328.622 | 258.1419 | 380.2077 | 335.814 | 441.237 | 434.8634 | 367.1938
2401 | 1 | 101 | 4 | 273.8264 | 135.1737 | 258.6785 | 408.0926 | 314.0132 | 263.9843 | 224.2642 | 208.0196 | 120.687 | 315.2174 | 397.4422 | 367.336 | 258.4393 | 329.8887 | 255.5093 | 377.2348 | 334.2012 | 467.0483 | 435.6484 | 362.8495
2402 | 2 | 101 | 4 | 277.8641 | 139.8879 | 258.0947 | 407.4224 | 322.7567 | 269.1587 | 224.3055 | 205.7052 | 120.3951 | 318.7157 | 398.5835 | 370.579 | 264.4215 | 327.1812 | 253.0674 | 375.2641 | 338.9284 | 466.9936 | 439.93 | 362.8994
2403 | 3 | 101 | 4 | 276.206 | 135.5158 | 265.8756 | 406.3325 | 336.7306 | 272.2897 | 220.7789 | 205.2992 | 120.4704 | 325.989 | 414.9656 | 383.8504 | 262.7483 | 338.519 | 260.0889 | 377.0206 | 355.8635 | 460.2054 | 438.9726 | 373.9819
2404 | 4 | 101 | 4 | 276.5013 | 130.8778 | 276.4452 | 401.0158 | 331.782 | 289.8235 | 220.8356 | 199.0282 | 115.6764 | 342.8934 | 417.5578 | 407.2358 | 257.0473 | 344.6756 | 269.8123 | 381.3201 | 355.977 | 446.0824 | 427.8859 | 383.3762
2405 | 5 | 101 | 4 | 271.5629 | 124.4987 | 276.5657 | 386.6232 | 256.9904 | 248.3019 | 211.1146 | 187.7799 | 103.6738 | 318.7997 | 384.7903 | 389.7541 | 240.448 | 305.4994 | 266.3869 | 363.1859 | 274.1348 | 422.3077 | 385.2077 | 381.1027
2406 | 6 | 101 | 4 | 249.9786 | 108.762 | 245.0673 | 325.0514 | 193.4808 | 167.5507 | 177.3926 | 155.7145 | 86.4057 | 251.3468 | 343.2324 | 279.7204 | 228.7834 | 209.3065 | 234.7414 | 309.8422 | 203.7198 | 357.2934 | 342.8522 | 307.0769
2407 | 7 | 101 | 4 | 203.7911 | 103.6457 | 217.0714 | 297.4086 | 175.4977 | 154.4703 | 161.5183 | 141.5724 | 76.9151 | 186.3379 | 305.9054 | 220.11 | 213.5762 | 188.3828 | 202.3954 | 289.8981 | 187.0756 | 280.4056 | 329.5504 | 213.5343
2408 | 8 | 101 | 4 | 197.0017 | 104.4996 | 204.2223 | 285.9716 | 170.7715 | 153.3065 | 156.7426 | 139.0196 | 68.8931 | 164.4159 | 289.2777 | 201.3428 | 209.7428 | 187.6361 | 185.5126 | 279.8679 | 180.5931 | 255.533 | 327.0577 | 190.0789
2409 | 9 | 101 | 4 | 192.9599 | 104.6643 | 202.4085 | 289.3849 | 167.7597 | 148.617 | 156.7729 | 138.4465 | 68.6138 | 162.3713 | 283.3245 | 196.3034 | 200.6243 | 176.4551 | 181.753 | 276.685 | 174.3548 | 244.934 | 329.9547 | 185.5005
2410 | 10 | 101 | 4 | 190.9101 | 104.2379 | 205.9594 | 291.0188 | 164.8492 | 145.5857 | 157.208 | 136.1872 | 67.3797 | 158.077 | 280.8154 | 192.7554 | 214.3192 | 174.7946 | 178.6704 | 275.3256 | 175.4005 | 244.2532 | 328.5486 | 180.6384
2411 | 11 | 101 | 4 | 192.7904 | 103.5415 | 205.9068 | 296.0472 | 162.4507 | 144.2666 | 158.3777 | 138.669 | 65.155 | 157.1046 | 273.4253 | 191.6582 | 209.7667 | 180.1712 | 180.0882 | 277.5193 | 174.6418 | 245.0139 | 333.8852 | 180.9465
2412 | 12 | 101 | 4 | 196.9469 | 105.5323 | 210.9676 | 300.2274 | 162.9744 | 141.7656 | 161.5535 | 141.2656 | 66.1339 | 153.8525 | 270.7406 | 189.8364 | 215.6394 | 176.5592 | 180.6517 | 279.4652 | 173.5407 | 252.7765 | 331.5026 | 180.9513
2413 | 13 | 101 | 4 | 200.7967 | 106.1759 | 216.8877 | 301.633 | 163.0497 | 142.7818 | 159.3693 | 142.2081 | 67.0629 | 152.3974 | 266.7652 | 189.3677 | 217.9707 | 187.4964 | 182.8497 | 281.5415 | 178.9615 | 254.0342 | 330.1973 | 187.3755
2414 | 14 | 101 | 4 | 203.889 | 103.1278 | 222.6457 | 302.1219 | 169.6883 | 146.3899 | 161.64 | 142.5225 | 68.2314 | 155.5927 | 271.0949 | 191.5108 | 213.6125 | 187.1278 | 190.5661 | 284.0815 | 182.5765 | 256.7774 | 335.2102 | 192.7341
2415 | 15 | 101 | 4 | 204.7774 | 104.0542 | 222.7517 | 303.3111 | 173.3672 | 152.81 | 165.2002 | 148.6675 | 71.5186 | 163.3849 | 277.8101 | 197.6726 | 218.6274 | 206.9262 | 193.8322 | 290.9891 | 195.5151 | 262.5379 | 332.9248 | 200.7222
2416 | 16 | 101 | 4 | 216.8468 | 113.3681 | 224.0564 | 314.6254 | 198.0876 | 160.1022 | 185.0794 | 173.6273 | 82.917 | 175.9506 | 279.0369 | 206.2081 | 228.6531 | 231.783 | 203.3766 | 309.943 | 232.3853 | 282.5587 | 351.535 | 224.3641
2417 | 17 | 101 | 4 | 254.339 | 116.3532 | 256.3089 | 348.1797 | 299.1033 | 221.3275 | 231.9429 | 206.7148 | 108.026 | 236.105 | 318.7128 | 249.4535 | 260.7844 | 306.6597 | 251.6863 | 360.3682 | 324.2255 | 310.8961 | 396.2255 | 290.9816
2418 | 18 | 101 | 4 | 269.1768 | 118.0352 | 328.4522 | 406.5692 | 361.9535 | 323.8294 | 252.6041 | 213.6715 | 145.3928 | 326.1821 | 375.8635 | 368.1201 | 280.1747 | 381.138 | 317.4088 | 411.5685 | 380.347 | 394.5253 | 413.9096 | 359.0604
2419 | 19 | 101 | 4 | 267.7931 | 117.9403 | 317.4301 | 411.1986 | 345.9368 | 319.4048 | 255.4751 | 212.9512 | 149.3172 | 336.4435 | 391.9879 | 409.4117 | 282.1228 | 364.5465 | 307.5805 | 412.3756 | 364.9894 | 430.6671 | 409.484 | 378.2535
2420 | 20 | 101 | 4 | 264.3845 | 116.4148 | 297.4007 | 404.5594 | 343.2915 | 303.3676 | 247.44 | 211.1012 | 134.5831 | 317.2282 | 380.4821 | 391.0538 | 281.114 | 353.4534 | 286.0557 | 390.3877 | 357.951 | 419.1801 | 400.0535 | 362.5703
2421 | 21 | 101 | 4 | 263.5798 | 121.7231 | 281.7297 | 390.3606 | 357.1641 | 307.0182 | 242.7088 | 207.0528 | 137.8577 | 327.3345 | 386.2474 | 394.3918 | 277.5546 | 372.6377 | 272.7536 | 382.3272 | 386.2649 | 400.2181 | 409.8136 | 372.4872
2422 | 22 | 101 | 4 | 262.685 | 122.8277 | 270.5398 | 388.9229 | 343.6588 | 303.0438 | 237.8497 | 209.0367 | 135.738 | 338.6616 | 421.7452 | 428.3848 | 278.7374 | 362.1566 | 264.5352 | 389.187 | 376.3905 | 404.0419 | 422.8591 | 431.1914
2423 | 23 | 101 | 4 | 266.0179 | 125.8724 | 262.6888 | 387.1496 | 316.3948 | 281.0689 | 233.3785 | 206.2633 | 122.8894 | 322.6905 | 443.2216 | 405.4198 | 276.0883 | 344.5657 | 257.582 | 387.6847 | 349.1733 | 420.4886 | 435.4645 | 388.0086
2424 | 0 | 102 | 4 | 269.8046 | 128.4495 | 257.3005 | 402.1269 | 312.6845 | 264.3462 | 228.0726 | 206.1884 | 122.0465 | 316.5312 | 402.9564 | 371.8294 | 270.7577 | 328.622 | 258.1419 | 380.2077 | 335.814 | 441.237 | 434.8634 | 367.1938
2425 | 1 | 102 | 4 | 273.8264 | 135.1737 | 258.6785 | 408.0926 | 314.0132 | 263.9843 | 224.2642 | 208.0196 | 120.687 | 315.2174 | 397.4422 | 367.336 | 258.4393 | 329.8887 | 255.5093 | 377.2348 | 334.2012 | 467.0483 | 435.6484 | 362.8495
2426 | 2 | 102 | 4 | 277.8641 | 139.8879 | 258.0947 | 407.4224 | 322.7567 | 269.1587 | 224.3055 | 205.7052 | 120.3951 | 318.7157 | 398.5835 | 370.579 | 264.4215 | 327.1812 | 253.0674 | 375.2641 | 338.9284 | 466.9936 | 439.93 | 362.8994
2427 | 3 | 102 | 4 | 276.206 | 135.5158 | 265.8756 | 406.3325 | 336.7306 | 272.2897 | 220.7789 | 205.2992 | 120.4704 | 325.989 | 414.9656 | 383.8504 | 262.7483 | 338.519 | 260.0889 | 377.0206 | 355.8635 | 460.2054 | 438.9726 | 373.9819
2428 | 4 | 102 | 4 | 276.5013 | 130.8778 | 276.4452 | 401.0158 | 331.782 | 289.8235 | 220.8356 | 199.0282 | 115.6764 | 342.8934 | 417.5578 | 407.2358 | 257.0473 | 344.6756 | 269.8123 | 381.3201 | 355.977 | 446.0824 | 427.8859 | 383.3762
2429 | 5 | 102 | 4 | 271.5629 | 124.4987 | 276.5657 | 386.6232 | 256.9904 | 248.3019 | 211.1146 | 187.7799 | 103.6738 | 318.7997 | 384.7903 | 389.7541 | 240.448 | 305.4994 | 266.3869 | 363.1859 | 274.1348 | 422.3077 | 385.2077 | 381.1027
2430 | 6 | 102 | 4 | 249.9786 | 108.762 | 245.0673 | 325.0514 | 193.4808 | 167.5507 | 177.3926 | 155.7145 | 86.4057 | 251.3468 | 343.2324 | 279.7204 | 228.7834 | 209.3065 | 234.7414 | 309.8422 | 203.7198 | 357.2934 | 342.8522 | 307.0769
2431 | 7 | 102 | 4 | 203.7911 | 103.6457 | 217.0714 | 297.4086 | 175.4977 | 154.4703 | 161.5183 | 141.5724 | 76.9151 | 186.3379 | 305.9054 | 220.11 | 213.5762 | 188.3828 | 202.3954 | 289.8981 | 187.0756 | 280.4056 | 329.5504 | 213.5343
2432 | 8 | 102 | 4 | 197.0017 | 104.4996 | 204.2223 | 285.9716 | 170.7715 | 153.3065 | 156.7426 | 139.0196 | 68.8931 | 164.4159 | 289.2777 | 201.3428 | 209.7428 | 187.6361 | 185.5126 | 279.8679 | 180.5931 | 255.533 | 327.0577 | 190.0789
2433 | 9 | 102 | 4 | 192.9599 | 104.6643 | 202.4085 | 289.3849 | 167.7597 | 148.617 | 156.7729 | 138.4465 | 68.6138 | 162.3713 | 283.3245 | 196.3034 | 200.6243 | 176.4551 | 181.753 | 276.685 | 174.3548 | 244.934 | 329.9547 | 185.5005
2434 | 10 | 102 | 4 | 190.9101 | 104.2379 | 205.9594 | 291.0188 | 164.8492 | 145.5857 | 157.208 | 136.1872 | 67.3797 | 158.077 | 280.8154 | 192.7554 | 214.3192 | 174.7946 | 178.6704 | 275.3256 | 175.4005 | 244.2532 | 328.5486 | 180.6384
2435 | 11 | 102 | 4 | 192.7904 | 103.5415 | 205.9068 | 296.0472 | 162.4507 | 144.2666 | 158.3777 | 138.669 | 65.155 | 157.1046 | 273.4253 | 191.6582 | 209.7667 | 180.1712 | 180.0882 | 277.5193 | 174.6418 | 245.0139 | 333.8852 | 180.9465
2436 | 12 | 102 | 4 | 196.9469 | 105.5323 | 210.9676 | 300.2274 | 162.9744 | 141.7656 | 161.5535 | 141.2656 | 66.1339 | 153.8525 | 270.7406 | 189.8364 | 215.6394 | 176.5592 | 180.6517 | 279.4652 | 173.5407 | 252.7765 | 331.5026 | 180.9513
2437 | 13 | 102 | 4 | 200.7967 | 106.1759 | 216.8877 | 301.633 | 163.0497 | 142.7818 | 159.3693 | 142.2081 | 67.0629 | 152.3974 | 266.7652 | 189.3677 | 217.9707 | 187.4964 | 182.8497 | 281.5415 | 178.9615 | 254.0342 | 330.1973 | 187.3755
2438 | 14 | 102 | 4 | 203.889 | 103.1278 | 222.6457 | 302.1219 | 169.6883 | 146.3899 | 161.64 | 142.5225 | 68.2314 | 155.5927 | 271.0949 | 191.5108 | 213.6125 | 187.1278 | 190.5661 | 284.0815 | 182.5765 | 256.7774 | 335.2102 | 192.7341
2439 | 15 | 102 | 4 | 204.7774 | 104.0542 | 222.7517 | 303.3111 | 173.3672 | 152.81 | 165.2002 | 148.6675 | 71.5186 | 163.3849 | 277.8101 | 197.6726 | 218.6274 | 206.9262 | 193.8322 | 290.9891 | 195.5151 | 262.5379 | 332.9248 | 200.7222
2440 | 16 | 102 | 4 | 216.8468 | 113.3681 | 224.0564 | 314.6254 | 198.0876 | 160.1022 | 185.0794 | 173.6273 | 82.917 | 175.9506 | 279.0369 | 206.2081 | 228.6531 | 231.783 | 203.3766 | 309.943 | 232.3853 | 282.5587 | 351.535 | 224.3641
2441 | 17 | 102 | 4 | 254.339 | 116.3532 | 256.3089 | 348.1797 | 299.1033 | 221.3275 | 231.9429 | 206.7148 | 108.026 | 236.105 | 318.7128 | 249.4535 | 260.7844 | 306.6597 | 251.6863 | 360.3682 | 324.2255 | 310.8961 | 396.2255 | 290.9816
2442 | 18 | 102 | 4 | 269.1768 | 118.0352 | 328.4522 | 406.5692 | 361.9535 | 323.8294 | 252.6041 | 213.6715 | 145.3928 | 326.1821 | 375.8635 | 368.1201 | 280.1747 | 381.138 | 317.4088 | 411.5685 | 380.347 | 394.5253 | 413.9096 | 359.0604
2443 | 19 | 102 | 4 | 267.7931 | 117.9403 | 317.4301 | 411.1986 | 345.9368 | 319.4048 | 255.4751 | 212.9512 | 149.3172 | 336.4435 | 391.9879 | 409.4117 | 282.1228 | 364.5465 | 307.5805 | 412.3756 | 364.9894 | 430.6671 | 409.484 | 378.2535
2444 | 20 | 102 | 4 | 264.3845 | 116.4148 | 297.4007 | 404.5594 | 343.2915 | 303.3676 | 247.44 | 211.1012 | 134.5831 | 317.2282 | 380.4821 | 391.0538 | 281.114 | 353.4534 | 286.0557 | 390.3877 | 357.951 | 419.1801 | 400.0535 | 362.5703
2445 | 21 | 102 | 4 | 263.5798 | 121.7231 | 281.7297 | 390.3606 | 357.1641 | 307.0182 | 242.7088 | 207.0528 | 137.8577 | 327.3345 | 386.2474 | 394.3918 | 277.5546 | 372.6377 | 272.7536 | 382.3272 | 386.2649 | 400.2181 | 409.8136 | 372.4872
2446 | 22 | 102 | 4 | 262.685 | 122.8277 | 270.5398 | 388.9229 | 343.6588 | 303.0438 | 237.8497 | 209.0367 | 135.738 | 338.6616 | 421.7452 | 428.3848 | 278.7374 | 362.1566 | 264.5352 | 389.187 | 376.3905 | 404.0419 | 422.8591 | 431.1914
2447 | 23 | 102 | 4 | 266.0179 | 125.8724 | 262.6888 | 387.1496 | 316.3948 | 281.0689 | 233.3785 | 206.2633 | 122.8894 | 322.6905 | 443.2216 | 405.4198 | 276.0883 | 344.5657 | 257.582 | 387.6847 | 349.1733 | 420.4886 | 435.4645 | 388.0086
2448 | 0 | 103 | 4 | 269.8046 | 128.4495 | 257.3005 | 402.1269 | 312.6845 | 264.3462 | 228.0726 | 206.1884 | 122.0465 | 316.5312 | 402.9564 | 371.8294 | 270.7577 | 328.622 | 258.1419 | 380.2077 | 335.814 | 441.237 | 434.8634 | 367.1938
2449 | 1 | 103 | 4 | 273.8264 | 135.1737 | 258.6785 | 408.0926 | 314.0132 | 263.9843 | 224.2642 | 208.0196 | 120.687 | 315.2174 | 397.4422 | 367.336 | 258.4393 | 329.8887 | 255.5093 | 377.2348 | 334.2012 | 467.0483 | 435.6484 | 362.8495
2450 | 2 | 103 | 4 | 277.8641 | 139.8879 | 258.0947 | 407.4224 | 322.7567 | 269.1587 | 224.3055 | 205.7052 | 120.3951 | 318.7157 | 398.5835 | 370.579 | 264.4215 | 327.1812 | 253.0674 | 375.2641 | 338.9284 | 466.9936 | 439.93 | 362.8994
2451 | 3 | 103 | 4 | 276.206 | 135.5158 | 265.8756 | 406.3325 | 336.7306 | 272.2897 | 220.7789 | 205.2992 | 120.4704 | 325.989 | 414.9656 | 383.8504 | 262.7483 | 338.519 | 260.0889 | 377.0206 | 355.8635 | 460.2054 | 438.9726 | 373.9819
2452 | 4 | 103 | 4 | 276.5013 | 130.8778 | 276.4452 | 401.0158 | 331.782 | 289.8235 | 220.8356 | 199.0282 | 115.6764 | 342.8934 | 417.5578 | 407.2358 | 257.0473 | 344.6756 | 269.8123 | 381.3201 | 355.977 | 446.0824 | 427.8859 | 383.3762
2453 | 5 | 103 | 4 | 271.5629 | 124.4987 | 276.5657 | 386.6232 | 256.9904 | 248.3019 | 211.1146 | 187.7799 | 103.6738 | 318.7997 | 384.7903 | 389.7541 | 240.448 | 305.4994 | 266.3869 | 363.1859 | 274.1348 | 422.3077 | 385.2077 | 381.1027
2454 | 6 | 103 | 4 | 249.9786 | 108.762 | 245.0673 | 325.0514 | 193.4808 | 167.5507 | 177.3926 | 155.7145 | 86.4057 | 251.3468 | 343.2324 | 279.7204 | 228.7834 | 209.3065 | 234.7414 | 309.8422 | 203.7198 | 357.2934 | 342.8522 | 307.0769
2455 | 7 | 103 | 4 | 203.7911 | 103.6457 | 217.0714 | 297.4086 | 175.4977 | 154.4703 | 161.5183 | 141.5724 | 76.9151 | 186.3379 | 305.9054 | 220.11 | 213.5762 | 188.3828 | 202.3954 | 289.8981 | 187.0756 | 280.4056 | 329.5504 | 213.5343
2456 | 8 | 103 | 4 | 197.0017 | 104.4996 | 204.2223 | 285.9716 | 170.7715 | 153.3065 | 156.7426 | 139.0196 | 68.8931 | 164.4159 | 289.2777 | 201.3428 | 209.7428 | 187.6361 | 185.5126 | 279.8679 | 180.5931 | 255.533 | 327.0577 | 190.0789
2457 | 9 | 103 | 4 | 192.9599 | 104.6643 | 202.4085 | 289.3849 | 167.7597 | 148.617 | 156.7729 | 138.4465 | 68.6138 | 162.3713 | 283.3245 | 196.3034 | 200.6243 | 176.4551 | 181.753 | 276.685 | 174.3548 | 244.934 | 329.9547 | 185.5005
2458 | 10 | 103 | 4 | 190.9101 | 104.2379 | 205.9594 | 291.0188 | 164.8492 | 145.5857 | 157.208 | 136.1872 | 67.3797 | 158.077 | 280.8154 | 192.7554 | 214.3192 | 174.7946 | 178.6704 | 275.3256 | 175.4005 | 244.2532 | 328.5486 | 180.6384
2459 | 11 | 103 | 4 | 192.7904 | 103.5415 | 205.9068 | 296.0472 | 162.4507 | 144.2666 | 158.3777 | 138.669 | 65.155 | 157.1046 | 273.4253 | 191.6582 | 209.7667 | 180.1712 | 180.0882 | 277.5193 | 174.6418 | 245.0139 | 333.8852 | 180.9465
2460 | 12 | 103 | 4 | 196.9469 | 105.5323 | 210.9676 | 300.2274 | 162.9744 | 141.7656 | 161.5535 | 141.2656 | 66.1339 | 153.8525 | 270.7406 | 189.8364 | 215.6394 | 176.5592 | 180.6517 | 279.4652 | 173.5407 | 252.7765 | 331.5026 | 180.9513
2461 | 13 | 103 | 4 | 200.7967 | 106.1759 | 216.8877 | 301.633 | 163.0497 | 142.7818 | 159.3693 | 142.2081 | 67.0629 | 152.3974 | 266.7652 | 189.3677 | 217.9707 | 187.4964 | 182.8497 | 281.5415 | 178.9615 | 254.0342 | 330.1973 | 187.3755
2462 | 14 | 103 | 4 | 203.889 | 103.1278 | 222.6457 | 302.1219 | 169.6883 | 146.3899 | 161.64 | 142.5225 | 68.2314 | 155.5927 | 271.0949 | 191.5108 | 213.6125 | 187.1278 | 190.5661 | 284.0815 | 182.5765 | 256.7774 | 335.2102 | 192.7341
2463 | 15 | 103 | 4 | 204.7774 | 104.0542 | 222.7517 | 303.3111 | 173.3672 | 152.81 | 165.2002 | 148.6675 | 71.5186 | 163.3849 | 277.8101 | 197.6726 | 218.6274 | 206.9262 | 193.8322 | 290.9891 | 195.5151 | 262.5379 | 332.9248 | 200.7222
2464 | 16 | 103 | 4 | 216.8468 | 113.3681 | 224.0564 | 314.6254 | 198.0876 | 160.1022 | 185.0794 | 173.6273 | 82.917 | 175.9506 | 279.0369 | 206.2081 | 228.6531 | 231.783 | 203.3766 | 309.943 | 232.3853 | 282.5587 | 351.535 | 224.3641
2465 | 17 | 103 | 4 | 254.339 | 116.3532 | 256.3089 | 348.1797 | 299.1033 | 221.3275 | 231.9429 | 206.7148 | 108.026 | 236.105 | 318.7128 | 249.4535 | 260.7844 | 306.6597 | 251.6863 | 360.3682 | 324.2255 | 310.8961 | 396.2255 | 290.9816
2466 | 18 | 103 | 4 | 269.1768 | 118.0352 | 328.4522 | 406.5692 | 361.9535 | 323.8294 | 252.6041 | 213.6715 | 145.3928 | 326.1821 | 375.8635 | 368.1201 | 280.1747 | 381.138 | 317.4088 | 411.5685 | 380.347 | 394.5253 | 413.9096 | 359.0604
2467 | 19 | 103 | 4 | 267.7931 | 117.9403 | 317.4301 | 411.1986 | 345.9368 | 319.4048 | 255.4751 | 212.9512 | 149.3172 | 336.4435 | 391.9879 | 409.4117 | 282.1228 | 364.5465 | 307.5805 | 412.3756 | 364.9894 | 430.6671 | 409.484 | 378.2535
2468 | 20 | 103 | 4 | 264.3845 | 116.4148 | 297.4007 | 404.5594 | 343.2915 | 303.3676 | 247.44 | 211.1012 | 134.5831 | 317.2282 | 380.4821 | 391.0538 | 281.114 | 353.4534 | 286.0557 | 390.3877 | 357.951 | 419.1801 | 400.0535 | 362.5703
2469 | 21 | 103 | 4 | 263.5798 | 121.7231 | 281.7297 | 390.3606 | 357.1641 | 307.0182 | 242.7088 | 207.0528 | 137.8577 | 327.3345 | 386.2474 | 394.3918 | 277.5546 | 372.6377 | 272.7536 | 382.3272 | 386.2649 | 400.2181 | 409.8136 | 372.4872
2470 | 22 | 103 | 4 | 262.685 | 122.8277 | 270.5398 | 388.9229 | 343.6588 | 303.0438 | 237.8497 | 209.0367 | 135.738 | 338.6616 | 421.7452 | 428.3848 | 278.7374 | 362.1566 | 264.5352 | 389.187 | 376.3905 | 404.0419 | 422.8591 | 431.1914
2471 | 23 | 103 | 4 | 266.0179 | 125.8724 | 262.6888 | 387.1496 | 316.3948 | 281.0689 | 233.3785 | 206.2633 | 122.8894 | 322.6905 | 443.2216 | 405.4198 | 276.0883 | 344.5657 | 257.582 | 387.6847 | 349.1733 | 420.4886 | 435.4645 | 388.0086
2472 | 0 | 104 | 4 | 269.8046 | 128.4495 | 257.3005 | 402.1269 | 312.6845 | 264.3462 | 228.0726 | 206.1884 | 122.0465 | 316.5312 | 402.9564 | 371.8294 | 270.7577 | 328.622 | 258.1419 | 380.2077 | 335.814 | 441.237 | 434.8634 | 367.1938
2473 | 1 | 104 | 4 | 273.8264 | 135.1737 | 258.6785 | 408.0926 | 314.0132 | 263.9843 | 224.2642 | 208.0196 | 120.687 | 315.2174 | 397.4422 | 367.336 | 258.4393 | 329.8887 | 255.5093 | 377.2348 | 334.2012 | 467.0483 | 435.6484 | 362.8495
2474 | 2 | 104 | 4 | 277.8641 | 139.8879 | 258.0947 | 407.4224 | 322.7567 | 269.1587 | 224.3055 | 205.7052 | 120.3951 | 318.7157 | 398.5835 | 370.579 | 264.4215 | 327.1812 | 253.0674 | 375.2641 | 338.9284 | 466.9936 | 439.93 | 362.8994
2475 | 3 | 104 | 4 | 276.206 | 135.5158 | 265.8756 | 406.3325 | 336.7306 | 272.2897 | 220.7789 | 205.2992 | 120.4704 | 325.989 | 414.9656 | 383.8504 | 262.7483 | 338.519 | 260.0889 | 377.0206 | 355.8635 | 460.2054 | 438.9726 | 373.9819
2476 | 4 | 104 | 4 | 276.5013 | 130.8778 | 276.4452 | 401.0158 | 331.782 | 289.8235 | 220.8356 | 199.0282 | 115.6764 | 342.8934 | 417.5578 | 407.2358 | 257.0473 | 344.6756 | 269.8123 | 381.3201 | 355.977 | 446.0824 | 427.8859 | 383.3762
2477 | 5 | 104 | 4 | 271.5629 | 124.4987 | 276.5657 | 386.6232 | 256.9904 | 248.3019 | 211.1146 | 187.7799 | 103.6738 | 318.7997 | 384.7903 | 389.7541 | 240.448 | 305.4994 | 266.3869 | 363.1859 | 274.1348 | 422.3077 | 385.2077 | 381.1027
2478 | 6 | 104 | 4 | 249.9786 | 108.762 | 245.0673 | 325.0514 | 193.4808 | 167.5507 | 177.3926 | 155.7145 | 86.4057 | 251.3468 | 343.2324 | 279.7204 | 228.7834 | 209.3065 | 234.7414 | 309.8422 | 203.7198 | 357.2934 | 342.8522 | 307.0769
2479 | 7 | 104 | 4 | 203.7911 | 103.6457 | 217.0714 | 297.4086 | 175.4977 | 154.4703 | 161.5183 | 141.5724 | 76.9151 | 186.3379 | 305.9054 | 220.11 | 213.5762 | 188.3828 | 202.3954 | 289.8981 | 187.0756 | 280.4056 | 329.5504 | 213.5343
2480 | 8 | 104 | 4 | 197.0017 | 104.4996 | 204.2223 | 285.9716 | 170.7715 | 153.3065 | 156.7426 | 139.0196 | 68.8931 | 164.4159 | 289.2777 | 201.3428 | 209.7428 | 187.6361 | 185.5126 | 279.8679 | 180.5931 | 255.533 | 327.0577 | 190.0789
2481 | 9 | 104 | 4 | 192.9599 | 104.6643 | 202.4085 | 289.3849 | 167.7597 | 148.617 | 156.7729 | 138.4465 | 68.6138 | 162.3713 | 283.3245 | 196.3034 | 200.6243 | 176.4551 | 181.753 | 276.685 | 174.3548 | 244.934 | 329.9547 | 185.5005
2482 | 10 | 104 | 4 | 190.9101 | 104.2379 | 205.9594 | 291.0188 | 164.8492 | 145.5857 | 157.208 | 136.1872 | 67.3797 | 158.077 | 280.8154 | 192.7554 | 214.3192 | 174.7946 | 178.6704 | 275.3256 | 175.4005 | 244.2532 | 328.5486 | 180.6384
2483 | 11 | 104 | 4 | 192.7904 | 103.5415 | 205.9068 | 296.0472 | 162.4507 | 144.2666 | 158.3777 | 138.669 | 65.155 | 157.1046 | 273.4253 | 191.6582 | 209.7667 | 180.1712 | 180.0882 | 277.5193 | 174.6418 | 245.0139 | 333.8852 | 180.9465
2484 | 12 | 104 | 4 | 196.9469 | 105.5323 | 210.9676 | 300.2274 | 162.9744 | 141.7656 | 161.5535 | 141.2656 | 66.1339 | 153.8525 | 270.7406 | 189.8364 | 215.6394 | 176.5592 | 180.6517 | 279.4652 | 173.5407 | 252.7765 | 331.5026 | 180.9513
2485 | 13 | 104 | 4 | 200.7967 | 106.1759 | 216.8877 | 301.633 | 163.0497 | 142.7818 | 159.3693 | 142.2081 | 67.0629 | 152.3974 | 266.7652 | 189.3677 | 217.9707 | 187.4964 | 182.8497 | 281.5415 | 178.9615 | 254.0342 | 330.1973 | 187.3755
2486 | 14 | 104 | 4 | 203.889 | 103.1278 | 222.6457 | 302.1219 | 169.6883 | 146.3899 | 161.64 | 142.5225 | 68.2314 | 155.5927 | 271.0949 | 191.5108 | 213.6125 | 187.1278 | 190.5661 | 284.0815 | 182.5765 | 256.7774 | 335.2102 | 192.7341
2487 | 15 | 104 | 4 | 204.7774 | 104.0542 | 222.7517 | 303.3111 | 173.3672 | 152.81 | 165.2002 | 148.6675 | 71.5186 | 163.3849 | 277.8101 | 197.6726 | 218.6274 | 206.9262 | 193.8322 | 290.9891 | 195.5151 | 262.5379 | 332.9248 | 200.7222
2488 | 16 | 104 | 4 | 216.8468 | 113.3681 | 224.0564 | 314.6254 | 198.0876 | 160.1022 | 185.0794 | 173.6273 | 82.917 | 175.9506 | 279.0369 | 206.2081 | 228.6531 | 231.783 | 203.3766 | 309.943 | 232.3853 | 282.5587 | 351.535 | 224.3641
2489 | 17 | 104 | 4 | 254.339 | 116.3532 | 256.3089 | 348.1797 | 299.1033 | 221.3275 | 231.9429 | 206.7148 | 108.026 | 236.105 | 318.7128 | 249.4535 | 260.7844 | 306.6597 | 251.6863 | 360.3682 | 324.2255 | 310.8961 | 396.2255 | 290.9816
2490 | 18 | 104 | 4 | 269.1768 | 118.0352 | 328.4522 | 406.5692 | 361.9535 | 323.8294 | 252.6041 | 213.6715 | 145.3928 | 326.1821 | 375.8635 | 368.1201 | 280.1747 | 381.138 | 317.4088 | 411.5685 | 380.347 | 394.5253 | 413.9096 | 359.0604
2491 | 19 | 104 | 4 | 267.7931 | 117.9403 | 317.4301 | 411.1986 | 345.9368 | 319.4048 | 255.4751 | 212.9512 | 149.3172 | 336.4435 | 391.9879 | 409.4117 | 282.1228 | 364.5465 | 307.5805 | 412.3756 | 364.9894 | 430.6671 | 409.484 | 378.2535
2492 | 20 | 104 | 4 | 264.3845 | 116.4148 | 297.4007 | 404.5594 | 343.2915 | 303.3676 | 247.44 | 211.1012 | 134.5831 | 317.2282 | 380.4821 | 391.0538 | 281.114 | 353.4534 | 286.0557 | 390.3877 | 357.951 | 419.1801 | 400.0535 | 362.5703
2493 | 21 | 104 | 4 | 263.5798 | 121.7231 | 281.7297 | 390.3606 | 357.1641 | 307.0182 | 242.7088 | 207.0528 | 137.8577 | 327.3345 | 386.2474 | 394.3918 | 277.5546 | 372.6377 | 272.7536 | 382.3272 | 386.2649 | 400.2181 | 409.8136 | 372.4872
2494 | 22 | 104 | 4 | 262.685 | 122.8277 | 270.5398 | 388.9229 | 343.6588 | 303.0438 | 237.8497 | 209.0367 | 135.738 | 338.6616 | 421.7452 | 428.3848 | 278.7374 | 362.1566 | 264.5352 | 389.187 | 376.3905 | 404.0419 | 422.8591 | 431.1914
2495 | 23 | 104 | 4 | 266.0179 | 125.8724 | 262.6888 | 387.1496 | 316.3948 | 281.0689 | 233.3785 | 206.2633 | 122.8894 | 322.6905 | 443.2216 | 405.4198 | 276.0883 | 344.5657 | 257.582 | 387.6847 | 349.1733 | 420.4886 | 435.4645 | 388.0086
2496 | 0 | 105 | 4 | 269.8046 | 128.4495 | 257.3005 | 402.1269 | 312.6845 | 264.3462 | 228.0726 | 206.1884 | 122.0465 | 316.5312 | 402.9564 | 371.8294 | 270.7577 | 328.622 | 258.1419 | 380.2077 | 335.814 | 441.237 | 434.8634 | 367.1938
2497 | 1 | 105 | 4 | 273.8264 | 135.1737 | 258.6785 | 408.0926 | 314.0132 | 263.9843 | 224.2642 | 208.0196 | 120.687 | 315.2174 | 397.4422 | 367.336 | 258.4393 | 329.8887 | 255.5093 | 377.2348 | 334.2012 | 467.0483 | 435.6484 | 362.8495
2498 | 2 | 105 | 4 | 277.8641 | 139.8879 | 258.0947 | 407.4224 | 322.7567 | 269.1587 | 224.3055 | 205.7052 | 120.3951 | 318.7157 | 398.5835 | 370.579 | 264.4215 | 327.1812 | 253.0674 | 375.2641 | 338.9284 | 466.9936 | 439.93 | 362.8994
2499 | 3 | 105 | 4 | 276.206 | 135.5158 | 265.8756 | 406.3325 | 336.7306 | 272.2897 | 220.7789 | 205.2992 | 120.4704 | 325.989 | 414.9656 | 383.8504 | 262.7483 | 338.519 | 260.0889 | 377.0206 | 355.8635 | 460.2054 | 438.9726 | 373.9819
2500 | 4 | 105 | 4 | 276.5013 | 130.8778 | 276.4452 | 401.0158 | 331.782 | 289.8235 | 220.8356 | 199.0282 | 115.6764 | 342.8934 | 417.5578 | 407.2358 | 257.0473 | 344.6756 | 269.8123 | 381.3201 | 355.977 | 446.0824 | 427.8859 | 383.3762
2501 | 5 | 105 | 4 | 271.5629 | 124.4987 | 276.5657 | 386.6232 | 256.9904 | 248.3019 | 211.1146 | 187.7799 | 103.6738 | 318.7997 | 384.7903 | 389.7541 | 240.448 | 305.4994 | 266.3869 | 363.1859 | 274.1348 | 422.3077 | 385.2077 | 381.1027
2502 | 6 | 105 | 4 | 249.9786 | 108.762 | 245.0673 | 325.0514 | 193.4808 | 167.5507 | 177.3926 | 155.7145 | 86.4057 | 251.3468 | 343.2324 | 279.7204 | 228.7834 | 209.3065 | 234.7414 | 309.8422 | 203.7198 | 357.2934 | 342.8522 | 307.0769
2503 | 7 | 105 | 4 | 203.7911 | 103.6457 | 217.0714 | 297.4086 | 175.4977 | 154.4703 | 161.5183 | 141.5724 | 76.9151 | 186.3379 | 305.9054 | 220.11 | 213.5762 | 188.3828 | 202.3954 | 289.8981 | 187.0756 | 280.4056 | 329.5504 | 213.5343
2504 | 8 | 105 | 4 | 197.0017 | 104.4996 | 204.2223 | 285.9716 | 170.7715 | 153.3065 | 156.7426 | 139.0196 | 68.8931 | 164.4159 | 289.2777 | 201.3428 | 209.7428 | 187.6361 | 185.5126 | 279.8679 | 180.5931 | 255.533 | 327.0577 | 190.0789
2505 | 9 | 105 | 4 | 192.9599 | 104.6643 | 202.4085 | 289.3849 | 167.7597 | 148.617 | 156.7729 | 138.4465 | 68.6138 | 162.3713 | 283.3245 | 196.3034 | 200.6243 | 176.4551 | 181.753 | 276.685 | 174.3548 | 244.934 | 329.9547 | 185.5005
2506 | 10 | 105 | 4 | 190.9101 | 104.2379 | 205.9594 | 291.0188 | 164.8492 | 145.5857 | 157.208 | 136.1872 | 67.3797 | 158.077 | 280.8154 | 192.7554 | 214.3192 | 174.7946 | 178.6704 | 275.3256 | 175.4005 | 244.2532 | 328.5486 | 180.6384
2507 | 11 | 105 | 4 | 192.7904 | 103.5415 | 205.9068 | 296.0472 | 162.4507 | 144.2666 | 158.3777 | 138.669 | 65.155 | 157.1046 | 273.4253 | 191.6582 | 209.7667 | 180.1712 | 180.0882 | 277.5193 | 174.6418 | 245.0139 | 333.8852 | 180.9465
2508 | 12 | 105 | 4 | 196.9469 | 105.5323 | 210.9676 | 300.2274 | 162.9744 | 141.7656 | 161.5535 | 141.2656 | 66.1339 | 153.8525 | 270.7406 | 189.8364 | 215.6394 | 176.5592 | 180.6517 | 279.4652 | 173.5407 | 252.7765 | 331.5026 | 180.9513
2509 | 13 | 105 | 4 | 200.7967 | 106.1759 | 216.8877 | 301.633 | 163.0497 | 142.7818 | 159.3693 | 142.2081 | 67.0629 | 152.3974 | 266.7652 | 189.3677 | 217.9707 | 187.4964 | 182.8497 | 281.5415 | 178.9615 | 254.0342 | 330.1973 | 187.3755
2510 | 14 | 105 | 4 | 203.889 | 103.1278 | 222.6457 | 302.1219 | 169.6883 | 146.3899 | 161.64 | 142.5225 | 68.2314 | 155.5927 | 271.0949 | 191.5108 | 213.6125 | 187.1278 | 190.5661 | 284.0815 | 182.5765 | 256.7774 | 335.2102 | 192.7341
2511 | 15 | 105 | 4 | 204.7774 | 104.0542 | 222.7517 | 303.3111 | 173.3672 | 152.81 | 165.2002 | 148.6675 | 71.5186 | 163.3849 | 277.8101 | 197.6726 | 218.6274 | 206.9262 | 193.8322 | 290.9891 | 195.5151 | 262.5379 | 332.9248 | 200.7222
2512 | 16 | 105 | 4 | 216.8468 | 113.3681 | 224.0564 | 314.6254 | 198.0876 | 160.1022 | 185.0794 | 173.6273 | 82.917 | 175.9506 | 279.0369 | 206.2081 | 228.6531 | 231.783 | 203.3766 | 309.943 | 232.3853 | 282.5587 | 351.535 | 224.3641
2513 | 17 | 105 | 4 | 254.339 | 116.3532 | 256.3089 | 348.1797 | 299.1033 | 221.3275 | 231.9429 | 206.7148 | 108.026 | 236.105 | 318.7128 | 249.4535 | 260.7844 | 306.6597 | 251.6863 | 360.3682 | 324.2255 | 310.8961 | 396.2255 | 290.9816
2514 | 18 | 105 | 4 | 269.1768 | 118.0352 | 328.4522 | 406.5692 | 361.9535 | 323.8294 | 252.6041 | 213.6715 | 145.3928 | 326.1821 | 375.8635 | 368.1201 | 280.1747 | 381.138 | 317.4088 | 411.5685 | 380.347 | 394.5253 | 413.9096 | 359.0604
2515 | 19 | 105 | 4 | 267.7931 | 117.9403 | 317.4301 | 411.1986 | 345.9368 | 319.4048 | 255.4751 | 212.9512 | 149.3172 | 336.4435 | 391.9879 | 409.4117 | 282.1228 | 364.5465 | 307.5805 | 412.3756 | 364.9894 | 430.6671 | 409.484 | 378.2535
2516 | 20 | 105 | 4 | 264.3845 | 116.4148 | 297.4007 | 404.5594 | 343.2915 | 303.3676 | 247.44 | 211.1012 | 134.5831 | 317.2282 | 380.4821 | 391.0538 | 281.114 | 353.4534 | 286.0557 | 390.3877 | 357.951 | 419.1801 | 400.0535 | 362.5703
2517 | 21 | 105 | 4 | 263.5798 | 121.7231 | 281.7297 | 390.3606 | 357.1641 | 307.0182 | 242.7088 | 207.0528 | 137.8577 | 327.3345 | 386.2474 | 394.3918 | 277.5546 | 372.6377 | 272.7536 | 382.3272 | 386.2649 | 400.2181 | 409.8136 | 372.4872
2518 | 22 | 105 | 4 | 262.685 | 122.8277 | 270.5398 | 388.9229 | 343.6588 | 303.0438 | 237.8497 | 209.0367 | 135.738 | 338.6616 | 421.7452 | 428.3848 | 278.7374 | 362.1566 | 264.5352 | 389.187 | 376.3905 | 404.0419 | 422.8591 | 431.1914
2519 | 23 | 105 | 4 | 266.0179 | 125.8724 | 262.6888 | 387.1496 | 316.3948 | 281.0689 | 233.3785 | 206.2633 | 122.8894 | 322.6905 | 443.2216 | 405.4198 | 276.0883 | 344.5657 | 257.582 | 387.6847 | 349.1733 | 420.4886 | 435.4645 | 388.0086
2520 | 0 | 106 | 4 | 269.8046 | 128.4495 | 257.3005 | 402.1269 | 312.6845 | 264.3462 | 228.0726 | 206.1884 | 122.0465 | 316.5312 | 402.9564 | 371.8294 | 270.7577 | 328.622 | 258.1419 | 380.2077 | 335.814 | 441.237 | 434.8634 | 367.1938
2521 | 1 | 106 | 4 | 273.8264 | 135.1737 | 258.6785 | 408.0926 | 314.0132 | 263.9843 | 224.2642 | 208.0196 | 120.687 | 315.2174 | 397.4422 | 367.336 | 258.4393 | 329.8887 | 255.5093 | 377.2348 | 334.2012 | 467.0483 | 435.6484 | 362.8495
2522 | 2 | 106 | 4 | 277.8641 | 139.8879 | 258.0947 | 407.4224 | 322.7567 | 269.1587 | 224.3055 | 205.7052 | 120.3951 | 318.7157 | 398.5835 | 370.579 | 264.4215 | 327.1812 | 253.0674 | 375.2641 | 338.9284 | 466.9936 | 439.93 | 362.8994
2523 | 3 | 106 | 4 | 276.206 | 135.5158 | 265.8756 | 406.3325 | 336.7306 | 272.2897 | 220.7789 | 205.2992 | 120.4704 | 325.989 | 414.9656 | 383.8504 | 262.7483 | 338.519 | 260.0889 | 377.0206 | 355.8635 | 460.2054 | 438.9726 | 373.9819
2524 | 4 | 106 | 4 | 276.5013 | 130.8778 | 276.4452 | 401.0158 | 331.782 | 289.8235 | 220.8356 | 199.0282 | 115.6764 | 342.8934 | 417.5578 | 407.2358 | 257.0473 | 344.6756 | 269.8123 | 381.3201 | 355.977 | 446.0824 | 427.8859 | 383.3762
2525 | 5 | 106 | 4 | 271.5629 | 124.4987 | 276.5657 | 386.6232 | 256.9904 | 248.3019 | 211.1146 | 187.7799 | 103.6738 | 318.7997 | 384.7903 | 389.7541 | 240.448 | 305.4994 | 266.3869 | 363.1859 | 274.1348 | 422.3077 | 385.2077 | 381.1027
2526 | 6 | 106 | 4 | 249.9786 | 108.762 | 245.0673 | 325.0514 | 193.4808 | 167.5507 | 177.3926 | 155.7145 | 86.4057 | 251.3468 | 343.2324 | 279.7204 | 228.7834 | 209.3065 | 234.7414 | 309.8422 | 203.7198 | 357.2934 | 342.8522 | 307.0769
2527 | 7 | 106 | 4 | 203.7911 | 103.6457 | 217.0714 | 297.4086 | 175.4977 | 154.4703 | 161.5183 | 141.5724 | 76.9151 | 186.3379 | 305.9054 | 220.11 | 213.5762 | 188.3828 | 202.3954 | 289.8981 | 187.0756 | 280.4056 | 329.5504 | 213.5343
2528 | 8 | 106 | 4 | 197.0017 | 104.4996 | 204.2223 | 285.9716 | 170.7715 | 153.3065 | 156.7426 | 139.0196 | 68.8931 | 164.4159 | 289.2777 | 201.3428 | 209.7428 | 187.6361 | 185.5126 | 279.8679 | 180.5931 | 255.533 | 327.0577 | 190.0789
2529 | 9 | 106 | 4 | 192.9599 | 104.6643 | 202.4085 | 289.3849 | 167.7597 | 148.617 | 156.7729 | 138.4465 | 68.6138 | 162.3713 | 283.3245 | 196.3034 | 200.6243 | 176.4551 | 181.753 | 276.685 | 174.3548 | 244.934 | 329.9547 | 185.5005
2530 | 10 | 106 | 4 | 190.9101 | 104.2379 | 205.9594 | 291.0188 | 164.8492 | 145.5857 | 157.208 | 136.1872 | 67.3797 | 158.077 | 280.8154 | 192.7554 | 214.3192 | 174.7946 | 178.6704 | 275.3256 | 175.4005 | 244.2532 | 328.5486 | 180.6384
2531 | 11 | 106 | 4 | 192.7904 | 103.5415 | 205.9068 | 296.0472 | 162.4507 | 144.2666 | 158.3777 | 138.669 | 65.155 | 157.1046 | 273.4253 | 191.6582 | 209.7667 | 180.1712 | 180.0882 | 277.5193 | 174.6418 | 245.0139 | 333.8852 | 180.9465
2532 | 12 | 106 | 4 | 196.9469 | 105.5323 | 210.9676 | 300.2274 | 162.9744 | 141.7656 | 161.5535 | 141.2656 | 66.1339 | 153.8525 | 270.7406 | 189.8364 | 215.6394 | 176.5592 | 180.6517 | 279.4652 | 173.5407 | 252.7765 | 331.5026 | 180.9513
2533 | 13 | 106 | 4 | 200.7967 | 106.1759 | 216.8877 | 301.633 | 163.0497 | 142.7818 | 159.3693 | 142.2081 | 67.0629 | 152.3974 | 266.7652 | 189.3677 | 217.9707 | 187.4964 | 182.8497 | 281.5415 | 178.9615 | 254.0342 | 330.1973 | 187.3755
2534 | 14 | 106 | 4 | 203.889 | 103.1278 | 222.6457 | 302.1219 | 169.6883 | 146.3899 | 161.64 | 142.5225 | 68.2314 | 155.5927 | 271.0949 | 191.5108 | 213.6125 | 187.1278 | 190.5661 | 284.0815 | 182.5765 | 256.7774 | 335.2102 | 192.7341
2535 | 15 | 106 | 4 | 204.7774 | 104.0542 | 222.7517 | 303.3111 | 173.3672 | 152.81 | 165.2002 | 148.6675 | 71.5186 | 163.3849 | 277.8101 | 197.6726 | 218.6274 | 206.9262 | 193.8322 | 290.9891 | 195.5151 | 262.5379 | 332.9248 | 200.7222
2536 | 16 | 106 | 4 | 216.8468 | 113.3681 | 224.0564 | 314.6254 | 198.0876 | 160.1022 | 185.0794 | 173.6273 | 82.917 | 175.9506 | 279.0369 | 206.2081 | 228.6531 | 231.783 | 203.3766 | 309.943 | 232.3853 | 282.5587 | 351.535 | 224.3641
2537 | 17 | 106 | 4 | 254.339 | 116.3532 | 256.3089 | 348.1797 | 299.1033 | 221.3275 | 231.9429 | 206.7148 | 108.026 | 236.105 | 318.7128 | 249.4535 | 260.7844 | 306.6597 | 251.6863 | 360.3682 | 324.2255 | 310.8961 | 396.2255 | 290.9816
2538 | 18 | 106 | 4 | 269.1768 | 118.0352 | 328.4522 | 406.5692 | 361.9535 | 323.8294 | 252.6041 | 213.6715 | 145.3928 | 326.1821 | 375.8635 | 368.1201 | 280.1747 | 381.138 | 317.4088 | 411.5685 | 380.347 | 394.5253 | 413.9096 | 359.0604
2539 | 19 | 106 | 4 | 267.7931 | 117.9403 | 317.4301 | 411.1986 | 345.9368 | 319.4048 | 255.4751 | 212.9512 | 149.3172 | 336.4435 | 391.9879 | 409.4117 | 282.1228 | 364.5465 | 307.5805 | 412.3756 | 364.9894 | 430.6671 | 409.484 | 378.2535
2540 | 20 | 106 | 4 | 264.3845 | 116.4148 | 297.4007 | 404.5594 | 343.2915 | 303.3676 | 247.44 | 211.1012 | 134.5831 | 317.2282 | 380.4821 | 391.0538 | 281.114 | 353.4534 | 286.0557 | 390.3877 | 357.951 | 419.1801 | 400.0535 | 362.5703
2541 | 21 | 106 | 4 | 263.5798 | 121.7231 | 281.7297 | 390.3606 | 357.1641 | 307.0182 | 242.7088 | 207.0528 | 137.8577 | 327.3345 | 386.2474 | 394.3918 | 277.5546 | 372.6377 | 272.7536 | 382.3272 | 386.2649 | 400.2181 | 409.8136 | 372.4872
2542 | 22 | 106 | 4 | 262.685 | 122.8277 | 270.5398 | 388.9229 | 343.6588 | 303.0438 | 237.8497 | 209.0367 | 135.738 | 338.6616 | 421.7452 | 428.3848 | 278.7374 | 362.1566 | 264.5352 | 389.187 | 376.3905 | 404.0419 | 422.8591 | 431.1914
2543 | 23 | 106 | 4 | 266.0179 | 125.8724 | 262.6888 | 387.1496 | 316.3948 | 281.0689 | 233.3785 | 206.2633 | 122.8894 | 322.6905 | 443.2216 | 405.4198 | 276.0883 | 344.5657 | 257.582 | 387.6847 | 349.1733 | 420.4886 | 435.4645 | 388.0086
2544 | 0 | 107 | 4 | 269.8046 | 128.4495 | 257.3005 | 402.1269 | 312.6845 | 264.3462 | 228.0726 | 206.1884 | 122.0465 | 316.5312 | 402.9564 | 371.8294 | 270.7577 | 328.622 | 258.1419 | 380.2077 | 335.814 | 441.237 | 434.8634 | 367.1938
2545 | 1 | 107 | 4 | 273.8264 | 135.1737 | 258.6785 | 408.0926 | 314.0132 | 263.9843 | 224.2642 | 208.0196 | 120.687 | 315.2174 | 397.4422 | 367.336 | 258.4393 | 329.8887 | 255.5093 | 377.2348 | 334.2012 | 467.0483 | 435.6484 | 362.8495
2546 | 2 | 107 | 4 | 277.8641 | 139.8879 | 258.0947 | 407.4224 | 322.7567 | 269.1587 | 224.3055 | 205.7052 | 120.3951 | 318.7157 | 398.5835 | 370.579 | 264.4215 | 327.1812 | 253.0674 | 375.2641 | 338.9284 | 466.9936 | 439.93 | 362.8994
2547 | 3 | 107 | 4 | 276.206 | 135.5158 | 265.8756 | 406.3325 | 336.7306 | 272.2897 | 220.7789 | 205.2992 | 120.4704 | 325.989 | 414.9656 | 383.8504 | 262.7483 | 338.519 | 260.0889 | 377.0206 | 355.8635 | 460.2054 | 438.9726 | 373.9819
2548 | 4 | 107 | 4 | 276.5013 | 130.8778 | 276.4452 | 401.0158 | 331.782 | 289.8235 | 220.8356 | 199.0282 | 115.6764 | 342.8934 | 417.5578 | 407.2358 | 257.0473 | 344.6756 | 269.8123 | 381.3201 | 355.977 | 446.0824 | 427.8859 | 383.3762
2549 | 5 | 107 | 4 | 271.5629 | 124.4987 | 276.5657 | 386.6232 | 256.9904 | 248.3019 | 211.1146 | 187.7799 | 103.6738 | 318.7997 | 384.7903 | 389.7541 | 240.448 | 305.4994 | 266.3869 | 363.1859 | 274.1348 | 422.3077 | 385.2077 | 381.1027
2550 | 6 | 107 | 4 | 249.9786 | 108.762 | 245.0673 | 325.0514 | 193.4808 | 167.5507 | 177.3926 | 155.7145 | 86.4057 | 251.3468 | 343.2324 | 279.7204 | 228.7834 | 209.3065 | 234.7414 | 309.8422 | 203.7198 | 357.2934 | 342.8522 | 307.0769
2551 | 7 | 107 | 4 | 203.7911 | 103.6457 | 217.0714 | 297.4086 | 175.4977 | 154.4703 | 161.5183 | 141.5724 | 76.9151 | 186.3379 | 305.9054 | 220.11 | 213.5762 | 188.3828 | 202.3954 | 289.8981 | 187.0756 | 280.4056 | 329.5504 | 213.5343
2552 | 8 | 107 | 4 | 197.0017 | 104.4996 | 204.2223 | 285.9716 | 170.7715 | 153.3065 | 156.7426 | 139.0196 | 68.8931 | 164.4159 | 289.2777 | 201.3428 | 209.7428 | 187.6361 | 185.5126 | 279.8679 | 180.5931 | 255.533 | 327.0577 | 190.0789
2553 | 9 | 107 | 4 | 192.9599 | 104.6643 | 202.4085 | 289.3849 | 167.7597 | 148.617 | 156.7729 | 138.4465 | 68.6138 | 162.3713 | 283.3245 | 196.3034 | 200.6243 | 176.4551 | 181.753 | 276.685 | 174.3548 | 244.934 | 329.9547 | 185.5005
2554 | 10 | 107 | 4 | 190.9101 | 104.2379 | 205.9594 | 291.0188 | 164.8492 | 145.5857 | 157.208 | 136.1872 | 67.3797 | 158.077 | 280.8154 | 192.7554 | 214.3192 | 174.7946 | 178.6704 | 275.3256 | 175.4005 | 244.2532 | 328.5486 | 180.6384
2555 | 11 | 107 | 4 | 192.7904 | 103.5415 | 205.9068 | 296.0472 | 162.4507 | 144.2666 | 158.3777 | 138.669 | 65.155 | 157.1046 | 273.4253 | 191.6582 | 209.7667 | 180.1712 | 180.0882 | 277.5193 | 174.6418 | 245.0139 | 333.8852 | 180.9465
2556 | 12 | 107 | 4 | 196.9469 | 105.5323 | 210.9676 | 300.2274 | 162.9744 | 141.7656 | 161.5535 | 141.2656 | 66.1339 | 153.8525 | 270.7406 | 189.8364 | 215.6394 | 176.5592 | 180.6517 | 279.4652 | 173.5407 | 252.7765 | 331.5026 | 180.9513
2557 | 13 | 107 | 4 | 200.7967 | 106.1759 | 216.8877 | 301.633 | 163.0497 | 142.7818 | 159.3693 | 142.2081 | 67.0629 | 152.3974 | 266.7652 | 189.3677 | 217.9707 | 187.4964 | 182.8497 | 281.5415 | 178.9615 | 254.0342 | 330.1973 | 187.3755
2558 | 14 | 107 | 4 | 203.889 | 103.1278 | 222.6457 | 302.1219 | 169.6883 | 146.3899 | 161.64 | 142.5225 | 68.2314 | 155.5927 | 271.0949 | 191.5108 | 213.6125 | 187.1278 | 190.5661 | 284.0815 | 182.5765 | 256.7774 | 335.2102 | 192.7341
2559 | 15 | 107 | 4 | 204.7774 | 104.0542 | 222.7517 | 303.3111 | 173.3672 | 152.81 | 165.2002 | 148.6675 | 71.5186 | 163.3849 | 277.8101 | 197.6726 | 218.6274 | 206.9262 | 193.8322 | 290.9891 | 195.5151 | 262.5379 | 332.9248 | 200.7222
2560 | 16 | 107 | 4 | 216.8468 | 113.3681 | 224.0564 | 314.6254 | 198.0876 | 160.1022 | 185.0794 | 173.6273 | 82.917 | 175.9506 | 279.0369 | 206.2081 | 228.6531 | 231.783 | 203.3766 | 309.943 | 232.3853 | 282.5587 | 351.535 | 224.3641
2561 | 17 | 107 | 4 | 254.339 | 116.3532 | 256.3089 | 348.1797 | 299.1033 | 221.3275 | 231.9429 | 206.7148 | 108.026 | 236.105 | 318.7128 | 249.4535 | 260.7844 | 306.6597 | 251.6863 | 360.3682 | 324.2255 | 310.8961 | 396.2255 | 290.9816
2562 | 18 | 107 | 4 | 269.1768 | 118.0352 | 328.4522 | 406.5692 | 361.9535 | 323.8294 | 252.6041 | 213.6715 | 145.3928 | 326.1821 | 375.8635 | 368.1201 | 280.1747 | 381.138 | 317.4088 | 411.5685 | 380.347 | 394.5253 | 413.9096 | 359.0604
2563 | 19 | 107 | 4 | 267.7931 | 117.9403 | 317.4301 | 411.1986 | 345.9368 | 319.4048 | 255.4751 | 212.9512 | 149.3172 | 336.4435 | 391.9879 | 409.4117 | 282.1228 | 364.5465 | 307.5805 | 412.3756 | 364.9894 | 430.6671 | 409.484 | 378.2535
2564 | 20 | 107 | 4 | 264.3845 | 116.4148 | 297.4007 | 404.5594 | 343.2915 | 303.3676 | 247.44 | 211.1012 | 134.5831 | 317.2282 | 380.4821 | 391.0538 | 281.114 | 353.4534 | 286.0557 | 390.3877 | 357.951 | 419.1801 | 400.0535 | 362.5703
2565 | 21 | 107 | 4 | 263.5798 | 121.7231 | 281.7297 | 390.3606 | 357.1641 | 307.0182 | 242.7088 | 207.0528 | 137.8577 | 327.3345 | 386.2474 | 394.3918 | 277.5546 | 372.6377 | 272.7536 | 382.3272 | 386.2649 | 400.2181 | 409.8136 | 372.4872
2566 | 22 | 107 | 4 | 262.685 | 122.8277 | 270.5398 | 388.9229 | 343.6588 | 303.0438 | 237.8497 | 209.0367 | 135.738 | 338.6616 | 421.7452 | 428.3848 | 278.7374 | 362.1566 | 264.5352 | 389.187 | 376.3905 | 404.0419 | 422.8591 | 431.1914
2567 | 23 | 107 | 4 | 266.0179 | 125.8724 | 262.6888 | 387.1496 | 316.3948 | 281.0689 | 233.3785 | 206.2633 | 122.8894 | 322.6905 | 443.2216 | 405.4198 | 276.0883 | 344.5657 | 257.582 | 387.6847 | 349.1733 | 420.4886 | 435.4645 | 388.0086
2568 | 0 | 108 | 4 | 269.8046 | 128.4495 | 257.3005 | 402.1269 | 312.6845 | 264.3462 | 228.0726 | 206.1884 | 122.0465 | 316.5312 | 402.9564 | 371.8294 | 270.7577 | 328.622 | 258.1419 | 380.2077 | 335.814 | 441.237 | 434.8634 | 367.1938
2569 | 1 | 108 | 4 | 273.8264 | 135.1737 | 258.6785 | 408.0926 | 314.0132 | 263.9843 | 224.2642 | 208.0196 | 120.687 | 315.2174 | 397.4422 | 367.336 | 258.4393 | 329.8887 | 255.5093 | 377.2348 | 334.2012 | 467.0483 | 435.6484 | 362.8495
2570 | 2 | 108 | 4 | 277.8641 | 139.8879 | 258.0947 | 407.4224 | 322.7567 | 269.1587 | 224.3055 | 205.7052 | 120.3951 | 318.7157 | 398.5835 | 370.579 | 264.4215 | 327.1812 | 253.0674 | 375.2641 | 338.9284 | 466.9936 | 439.93 | 362.8994
2571 | 3 | 108 | 4 | 276.206 | 135.5158 | 265.8756 | 406.3325 | 336.7306 | 272.2897 | 220.7789 | 205.2992 | 120.4704 | 325.989 | 414.9656 | 383.8504 | 262.7483 | 338.519 | 260.0889 | 377.0206 | 355.8635 | 460.2054 | 438.9726 | 373.9819
2572 | 4 | 108 | 4 | 276.5013 | 130.8778 | 276.4452 | 401.0158 | 331.782 | 289.8235 | 220.8356 | 199.0282 | 115.6764 | 342.8934 | 417.5578 | 407.2358 | 257.0473 | 344.6756 | 269.8123 | 381.3201 | 355.977 | 446.0824 | 427.8859 | 383.3762
2573 | 5 | 108 | 4 | 271.5629 | 124.4987 | 276.5657 | 386.6232 | 256.9904 | 248.3019 | 211.1146 | 187.7799 | 103.6738 | 318.7997 | 384.7903 | 389.7541 | 240.448 | 305.4994 | 266.3869 | 363.1859 | 274.1348 | 422.3077 | 385.2077 | 381.1027
2574 | 6 | 108 | 4 | 249.9786 | 108.762 | 245.0673 | 325.0514 | 193.4808 | 167.5507 | 177.3926 | 155.7145 | 86.4057 | 251.3468 | 343.2324 | 279.7204 | 228.7834 | 209.3065 | 234.7414 | 309.8422 | 203.7198 | 357.2934 | 342.8522 | 307.0769
2575 | 7 | 108 | 4 | 203.7911 | 103.6457 | 217.0714 | 297.4086 | 175.4977 | 154.4703 | 161.5183 | 141.5724 | 76.9151 | 186.3379 | 305.9054 | 220.11 | 213.5762 | 188.3828 | 202.3954 | 289.8981 | 187.0756 | 280.4056 | 329.5504 | 213.5343
2576 | 8 | 108 | 4 | 197.0017 | 104.4996 | 204.2223 | 285.9716 | 170.7715 | 153.3065 | 156.7426 | 139.0196 | 68.8931 | 164.4159 | 289.2777 | 201.3428 | 209.7428 | 187.6361 | 185.5126 | 279.8679 | 180.5931 | 255.533 | 327.0577 | 190.0789
2577 | 9 | 108 | 4 | 192.9599 | 104.6643 | 202.4085 | 289.3849 | 167.7597 | 148.617 | 156.7729 | 138.4465 | 68.6138 | 162.3713 | 283.3245 | 196.3034 | 200.6243 | 176.4551 | 181.753 | 276.685 | 174.3548 | 244.934 | 329.9547 | 185.5005
2578 | 10 | 108 | 4 | 190.9101 | 104.2379 | 205.9594 | 291.0188 | 164.8492 | 145.5857 | 157.208 | 136.1872 | 67.3797 | 158.077 | 280.8154 | 192.7554 | 214.3192 | 174.7946 | 178.6704 | 275.3256 | 175.4005 | 244.2532 | 328.5486 | 180.6384
2579 | 11 | 108 | 4 | 192.7904 | 103.5415 | 205.9068 | 296.0472 | 162.4507 | 144.2666 | 158.3777 | 138.669 | 65.155 | 157.1046 | 273.4253 | 191.6582 | 209.7667 | 180.1712 | 180.0882 | 277.5193 | 174.6418 | 245.0139 | 333.8852 | 180.9465
2580 | 12 | 108 | 4 | 196.9469 | 105.5323 | 210.9676 | 300.2274 | 162.9744 | 141.7656 | 161.5535 | 141.2656 | 66.1339 | 153.8525 | 270.7406 | 189.8364 | 215.6394 | 176.5592 | 180.6517 | 279.4652 | 173.5407 | 252.7765 | 331.5026 | 180.9513
2581 | 13 | 108 | 4 | 200.7967 | 106.1759 | 216.8877 | 301.633 | 163.0497 | 142.7818 | 159.3693 | 142.2081 | 67.0629 | 152.3974 | 266.7652 | 189.3677 | 217.9707 | 187.4964 | 182.8497 | 281.5415 | 178.9615 | 254.0342 | 330.1973 | 187.3755
2582 | 14 | 108 | 4 | 203.889 | 103.1278 | 222.6457 | 302.1219 | 169.6883 | 146.3899 | 161.64 | 142.5225 | 68.2314 | 155.5927 | 271.0949 | 191.5108 | 213.6125 | 187.1278 | 190.5661 | 284.0815 | 182.5765 | 256.7774 | 335.2102 | 192.7341
2583 | 15 | 108 | 4 | 204.7774 | 104.0542 | 222.7517 | 303.3111 | 173.3672 | 152.81 | 165.2002 | 148.6675 | 71.5186 | 163.3849 | 277.8101 | 197.6726 | 218.6274 | 206.9262 | 193.8322 | 290.9891 | 195.5151 | 262.5379 | 332.9248 | 200.7222
2584 | 16 | 108 | 4 | 216.8468 | 113.3681 | 224.0564 | 314.6254 | 198.0876 | 160.1022 | 185.0794 | 173.6273 | 82.917 | 175.9506 | 279.0369 | 206.2081 | 228.6531 | 231.783 | 203.3766 | 309.943 | 232.3853 | 282.5587 | 351.535 | 224.3641
2585 | 17 | 108 | 4 | 254.339 | 116.3532 | 256.3089 | 348.1797 | 299.1033 | 221.3275 | 231.9429 | 206.7148 | 108.026 | 236.105 | 318.7128 | 249.4535 | 260.7844 | 306.6597 | 251.6863 | 360.3682 | 324.2255 | 310.8961 | 396.2255 | 290.9816
2586 | 18 | 108 | 4 | 269.1768 | 118.0352 | 328.4522 | 406.5692 | 361.9535 | 323.8294 | 252.6041 | 213.6715 | 145.3928 | 326.1821 | 375.8635 | 368.1201 | 280.1747 | 381.138 | 317.4088 | 411.5685 | 380.347 | 394.5253 | 413.9096 | 359.0604
2587 | 19 | 108 | 4 | 267.7931 | 117.9403 | 317.4301 | 411.1986 | 345.9368 | 319.4048 | 255.4751 | 212.9512 | 149.3172 | 336.4435 | 391.9879 | 409.4117 | 282.1228 | 364.5465 | 307.5805 | 412.3756 | 364.9894 | 430.6671 | 409.484 | 378.2535
2588 | 20 | 108 | 4 | 264.3845 | 116.4148 | 297.4007 | 404.5594 | 343.2915 | 303.3676 | 247.44 | 211.1012 | 134.5831 | 317.2282 | 380.4821 | 391.0538 | 281.114 | 353.4534 | 286.0557 | 390.3877 | 357.951 | 419.1801 | 400.0535 | 362.5703
2589 | 21 | 108 | 4 | 263.5798 | 121.7231 | 281.7297 | 390.3606 | 357.1641 | 307.0182 | 242.7088 | 207.0528 | 137.8577 | 327.3345 | 386.2474 | 394.3918 | 277.5546 | 372.6377 | 272.7536 | 382.3272 | 386.2649 | 400.2181 | 409.8136 | 372.4872
2590 | 22 | 108 | 4 | 262.685 | 122.8277 | 270.5398 | 388.9229 | 343.6588 | 303.0438 | 237.8497 | 209.0367 | 135.738 | 338.6616 | 421.7452 | 428.3848 | 278.7374 | 362.1566 | 264.5352 | 389.187 | 376.3905 | 404.0419 | 422.8591 | 431.1914
2591 | 23 | 108 | 4 | 266.0179 | 125.8724 | 262.6888 | 387.1496 | 316.3948 | 281.0689 | 233.3785 | 206.2633 | 122.8894 | 322.6905 | 443.2216 | 405.4198 | 276.0883 | 344.5657 | 257.582 | 387.6847 | 349.1733 | 420.4886 | 435.4645 | 388.0086
2592 | 0 | 109 | 4 | 269.8046 | 128.4495 | 257.3005 | 402.1269 | 312.6845 | 264.3462 | 228.0726 | 206.1884 | 122.0465 | 316.5312 | 402.9564 | 371.8294 | 270.7577 | 328.622 | 258.1419 | 380.2077 | 335.814 | 441.237 | 434.8634 | 367.1938
2593 | 1 | 109 | 4 | 273.8264 | 135.1737 | 258.6785 | 408.0926 | 314.0132 | 263.9843 | 224.2642 | 208.0196 | 120.687 | 315.2174 | 397.4422 | 367.336 | 258.4393 | 329.8887 | 255.5093 | 377.2348 | 334.2012 | 467.0483 | 435.6484 | 362.8495
2594 | 2 | 109 | 4 | 277.8641 | 139.8879 | 258.0947 | 407.4224 | 322.7567 | 269.1587 | 224.3055 | 205.7052 | 120.3951 | 318.7157 | 398.5835 | 370.579 | 264.4215 | 327.1812 | 253.0674 | 375.2641 | 338.9284 | 466.9936 | 439.93 | 362.8994
2595 | 3 | 109 | 4 | 276.206 | 135.5158 | 265.8756 | 406.3325 | 336.7306 | 272.2897 | 220.7789 | 205.2992 | 120.4704 | 325.989 | 414.9656 | 383.8504 | 262.7483 | 338.519 | 260.0889 | 377.0206 | 355.8635 | 460.2054 | 438.9726 | 373.9819
2596 | 4 | 109 | 4 | 276.5013 | 130.8778 | 276.4452 | 401.0158 | 331.782 | 289.8235 | 220.8356 | 199.0282 | 115.6764 | 342.8934 | 417.5578 | 407.2358 | 257.0473 | 344.6756 | 269.8123 | 381.3201 | 355.977 | 446.0824 | 427.8859 | 383.3762
2597 | 5 | 109 | 4 | 271.5629 | 124.4987 | 276.5657 | 386.6232 | 256.9904 | 248.3019 | 211.1146 | 187.7799 | 103.6738 | 318.7997 | 384.7903 | 389.7541 | 240.448 | 305.4994 | 266.3869 | 363.1859 | 274.1348 | 422.3077 | 385.2077 | 381.1027
2598 | 6 | 109 | 4 | 249.9786 | 108.762 | 245.0673 | 325.0514 | 193.4808 | 167.5507 | 177.3926 | 155.7145 | 86.4057 | 251.3468 | 343.2324 | 279.7204 | 228.7834 | 209.3065 | 234.7414 | 309.8422 | 203.7198 | 357.2934 | 342.8522 | 307.0769
2599 | 7 | 109 | 4 | 203.7911 | 103.6457 | 217.0714 | 297.4086 | 175.4977 | 154.4703 | 161.5183 | 141.5724 | 76.9151 | 186.3379 | 305.9054 | 220.11 | 213.5762 | 188.3828 | 202.3954 | 289.8981 | 187.0756 | 280.4056 | 329.5504 | 213.5343
2600 | 8 | 109 | 4 | 197.0017 | 104.4996 | 204.2223 | 285.9716 | 170.7715 | 153.3065 | 156.7426 | 139.0196 | 68.8931 | 164.4159 | 289.2777 | 201.3428 | 209.7428 | 187.6361 | 185.5126 | 279.8679 | 180.5931 | 255.533 | 327.0577 | 190.0789
2601 | 9 | 109 | 4 | 192.9599 | 104.6643 | 202.4085 | 289.3849 | 167.7597 | 148.617 | 156.7729 | 138.4465 | 68.6138 | 162.3713 | 283.3245 | 196.3034 | 200.6243 | 176.4551 | 181.753 | 276.685 | 174.3548 | 244.934 | 329.9547 | 185.5005
2602 | 10 | 109 | 4 | 190.9101 | 104.2379 | 205.9594 | 291.0188 | 164.8492 | 145.5857 | 157.208 | 136.1872 | 67.3797 | 158.077 | 280.8154 | 192.7554 | 214.3192 | 174.7946 | 178.6704 | 275.3256 | 175.4005 | 244.2532 | 328.5486 | 180.6384
2603 | 11 | 109 | 4 | 192.7904 | 103.5415 | 205.9068 | 296.0472 | 162.4507 | 144.2666 | 158.3777 | 138.669 | 65.155 | 157.1046 | 273.4253 | 191.6582 | 209.7667 | 180.1712 | 180.0882 | 277.5193 | 174.6418 | 245.0139 | 333.8852 | 180.9465
2604 | 12 | 109 | 4 | 196.9469 | 105.5323 | 210.9676 | 300.2274 | 162.9744 | 141.7656 | 161.5535 | 141.2656 | 66.1339 | 153.8525 | 270.7406 | 189.8364 | 215.6394 | 176.5592 | 180.6517 | 279.4652 | 173.5407 | 252.7765 | 331.5026 | 180.9513
2605 | 13 | 109 | 4 | 200.7967 | 106.1759 | 216.8877 | 301.633 | 163.0497 | 142.7818 | 159.3693 | 142.2081 | 67.0629 | 152.3974 | 266.7652 | 189.3677 | 217.9707 | 187.4964 | 182.8497 | 281.5415 | 178.9615 | 254.0342 | 330.1973 | 187.3755
2606 | 14 | 109 | 4 | 203.889 | 103.1278 | 222.6457 | 302.1219 | 169.6883 | 146.3899 | 161.64 | 142.5225 | 68.2314 | 155.5927 | 271.0949 | 191.5108 | 213.6125 | 187.1278 | 190.5661 | 284.0815 | 182.5765 | 256.7774 | 335.2102 | 192.7341
2607 | 15 | 109 | 4 | 204.7774 | 104.0542 | 222.7517 | 303.3111 | 173.3672 | 152.81 | 165.2002 | 148.6675 | 71.5186 | 163.3849 | 277.8101 | 197.6726 | 218.6274 | 206.9262 | 193.8322 | 290.9891 | 195.5151 | 262.5379 | 332.9248 | 200.7222
2608 | 16 | 109 | 4 | 216.8468 | 113.3681 | 224.0564 | 314.6254 | 198.0876 | 160.1022 | 185.0794 | 173.6273 | 82.917 | 175.9506 | 279.0369 | 206.2081 | 228.6531 | 231.783 | 203.3766 | 309.943 | 232.3853 | 282.5587 | 351.535 | 224.3641
2609 | 17 | 109 | 4 | 254.339 | 116.3532 | 256.3089 | 348.1797 | 299.1033 | 221.3275 | 231.9429 | 206.7148 | 108.026 | 236.105 | 318.7128 | 249.4535 | 260.7844 | 306.6597 | 251.6863 | 360.3682 | 324.2255 | 310.8961 | 396.2255 | 290.9816
2610 | 18 | 109 | 4 | 269.1768 | 118.0352 | 328.4522 | 406.5692 | 361.9535 | 323.8294 | 252.6041 | 213.6715 | 145.3928 | 326.1821 | 375.8635 | 368.1201 | 280.1747 | 381.138 | 317.4088 | 411.5685 | 380.347 | 394.5253 | 413.9096 | 359.0604
2611 | 19 | 109 | 4 | 267.7931 | 117.9403 | 317.4301 | 411.1986 | 345.9368 | 319.4048 | 255.4751 | 212.9512 | 149.3172 | 336.4435 | 391.9879 | 409.4117 | 282.1228 | 364.5465 | 307.5805 | 412.3756 | 364.9894 | 430.6671 | 409.484 | 378.2535
2612 | 20 | 109 | 4 | 264.3845 | 116.4148 | 297.4007 | 404.5594 | 343.2915 | 303.3676 | 247.44 | 211.1012 | 134.5831 | 317.2282 | 380.4821 | 391.0538 | 281.114 | 353.4534 | 286.0557 | 390.3877 | 357.951 | 419.1801 | 400.0535 | 362.5703
2613 | 21 | 109 | 4 | 263.5798 | 121.7231 | 281.7297 | 390.3606 | 357.1641 | 307.0182 | 242.7088 | 207.0528 | 137.8577 | 327.3345 | 386.2474 | 394.3918 | 277.5546 | 372.6377 | 272.7536 | 382.3272 | 386.2649 | 400.2181 | 409.8136 | 372.4872
2614 | 22 | 109 | 4 | 262.685 | 122.8277 | 270.5398 | 388.9229 | 343.6588 | 303.0438 | 237.8497 | 209.0367 | 135.738 | 338.6616 | 421.7452 | 428.3848 | 278.7374 | 362.1566 | 264.5352 | 389.187 | 376.3905 | 404.0419 | 422.8591 | 431.1914
2615 | 23 | 109 | 4 | 266.0179 | 125.8724 | 262.6888 | 387.1496 | 316.3948 | 281.0689 | 233.3785 | 206.2633 | 122.8894 | 322.6905 | 443.2216 | 405.4198 | 276.0883 | 344.5657 | 257.582 | 387.6847 | 349.1733 | 420.4886 | 435.4645 | 388.0086
2616 | 0 | 110 | 4 | 269.8046 | 128.4495 | 257.3005 | 402.1269 | 312.6845 | 264.3462 | 228.0726 | 206.1884 | 122.0465 | 316.5312 | 402.9564 | 371.8294 | 270.7577 | 328.622 | 258.1419 | 380.2077 | 335.814 | 441.237 | 434.8634 | 367.1938
2617 | 1 | 110 | 4 | 273.8264 | 135.1737 | 258.6785 | 408.0926 | 314.0132 | 263.9843 | 224.2642 | 208.0196 | 120.687 | 315.2174 | 397.4422 | 367.336 | 258.4393 | 329.8887 | 255.5093 | 377.2348 | 334.2012 | 467.0483 | 435.6484 | 362.8495
2618 | 2 | 110 | 4 | 277.8641 | 139.8879 | 258.0947 | 407.4224 | 322.7567 | 269.1587 | 224.3055 | 205.7052 | 120.3951 | 318.7157 | 398.5835 | 370.579 | 264.4215 | 327.1812 | 253.0674 | 375.2641 | 338.9284 | 466.9936 | 439.93 | 362.8994
2619 | 3 | 110 | 4 | 276.206 | 135.5158 | 265.8756 | 406.3325 | 336.7306 | 272.2897 | 220.7789 | 205.2992 | 120.4704 | 325.989 | 414.9656 | 383.8504 | 262.7483 | 338.519 | 260.0889 | 377.0206 | 355.8635 | 460.2054 | 438.9726 | 373.9819
2620 | 4 | 110 | 4 | 276.5013 | 130.8778 | 276.4452 | 401.0158 | 331.782 | 289.8235 | 220.8356 | 199.0282 | 115.6764 | 342.8934 | 417.5578 | 407.2358 | 257.0473 | 344.6756 | 269.8123 | 381.3201 | 355.977 | 446.0824 | 427.8859 | 383.3762
2621 | 5 | 110 | 4 | 271.5629 | 124.4987 | 276.5657 | 386.6232 | 256.9904 | 248.3019 | 211.1146 | 187.7799 | 103.6738 | 318.7997 | 384.7903 | 389.7541 | 240.448 | 305.4994 | 266.3869 | 363.1859 | 274.1348 | 422.3077 | 385.2077 | 381.1027
2622 | 6 | 110 | 4 | 249.9786 | 108.762 | 245.0673 | 325.0514 | 193.4808 | 167.5507 | 177.3926 | 155.7145 | 86.4057 | 251.3468 | 343.2324 | 279.7204 | 228.7834 | 209.3065 | 234.7414 | 309.8422 | 203.7198 | 357.2934 | 342.8522 | 307.0769
2623 | 7 | 110 | 4 | 203.7911 | 103.6457 | 217.0714 | 297.4086 | 175.4977 | 154.4703 | 161.5183 | 141.5724 | 76.9151 | 186.3379 | 305.9054 | 220.11 | 213.5762 | 188.3828 | 202.3954 | 289.8981 | 187.0756 | 280.4056 | 329.5504 | 213.5343
2624 | 8 | 110 | 4 | 197.0017 | 104.4996 | 204.2223 | 285.9716 | 170.7715 | 153.3065 | 156.7426 | 139.0196 | 68.8931 | 164.4159 | 289.2777 | 201.3428 | 209.7428 | 187.6361 | 185.5126 | 279.8679 | 180.5931 | 255.533 | 327.0577 | 190.0789
2625 | 9 | 110 | 4 | 192.9599 | 104.6643 | 202.4085 | 289.3849 | 167.7597 | 148.617 | 156.7729 | 138.4465 | 68.6138 | 162.3713 | 283.3245 | 196.3034 | 200.6243 | 176.4551 | 181.753 | 276.685 | 174.3548 | 244.934 | 329.9547 | 185.5005
2626 | 10 | 110 | 4 | 190.9101 | 104.2379 | 205.9594 | 291.0188 | 164.8492 | 145.5857 | 157.208 | 136.1872 | 67.3797 | 158.077 | 280.8154 | 192.7554 | 214.3192 | 174.7946 | 178.6704 | 275.3256 | 175.4005 | 244.2532 | 328.5486 | 180.6384
2627 | 11 | 110 | 4 | 192.7904 | 103.5415 | 205.9068 | 296.0472 | 162.4507 | 144.2666 | 158.3777 | 138.669 | 65.155 | 157.1046 | 273.4253 | 191.6582 | 209.7667 | 180.1712 | 180.0882 | 277.5193 | 174.6418 | 245.0139 | 333.8852 | 180.9465
2628 | 12 | 110 | 4 | 196.9469 | 105.5323 | 210.9676 | 300.2274 | 162.9744 | 141.7656 | 161.5535 | 141.2656 | 66.1339 | 153.8525 | 270.7406 | 189.8364 | 215.6394 | 176.5592 | 180.6517 | 279.4652 | 173.5407 | 252.7765 | 331.5026 | 180.9513
2629 | 13 | 110 | 4 | 200.7967 | 106.1759 | 216.8877 | 301.633 | 163.0497 | 142.7818 | 159.3693 | 142.2081 | 67.0629 | 152.3974 | 266.7652 | 189.3677 | 217.9707 | 187.4964 | 182.8497 | 281.5415 | 178.9615 | 254.0342 | 330.1973 | 187.3755
2630 | 14 | 110 | 4 | 203.889 | 103.1278 | 222.6457 | 302.1219 | 169.6883 | 146.3899 | 161.64 | 142.5225 | 68.2314 | 155.5927 | 271.0949 | 191.5108 | 213.6125 | 187.1278 | 190.5661 | 284.0815 | 182.5765 | 256.7774 | 335.2102 | 192.7341
2631 | 15 | 110 | 4 | 204.7774 | 104.0542 | 222.7517 | 303.3111 | 173.3672 | 152.81 | 165.2002 | 148.6675 | 71.5186 | 163.3849 | 277.8101 | 197.6726 | 218.6274 | 206.9262 | 193.8322 | 290.9891 | 195.5151 | 262.5379 | 332.9248 | 200.7222
2632 | 16 | 110 | 4 | 216.8468 | 113.3681 | 224.0564 | 314.6254 | 198.0876 | 160.1022 | 185.0794 | 173.6273 | 82.917 | 175.9506 | 279.0369 | 206.2081 | 228.6531 | 231.783 | 203.3766 | 309.943 | 232.3853 | 282.5587 | 351.535 | 224.3641
2633 | 17 | 110 | 4 | 254.339 | 116.3532 | 256.3089 | 348.1797 | 299.1033 | 221.3275 | 231.9429 | 206.7148 | 108.026 | 236.105 | 318.7128 | 249.4535 | 260.7844 | 306.6597 | 251.6863 | 360.3682 | 324.2255 | 310.8961 | 396.2255 | 290.9816
2634 | 18 | 110 | 4 | 269.1768 | 118.0352 | 328.4522 | 406.5692 | 361.9535 | 323.8294 | 252.6041 | 213.6715 | 145.3928 | 326.1821 | 375.8635 | 368.1201 | 280.1747 | 381.138 | 317.4088 | 411.5685 | 380.347 | 394.5253 | 413.9096 | 359.0604
2635 | 19 | 110 | 4 | 267.7931 | 117.9403 | 317.4301 | 411.1986 | 345.9368 | 319.4048 | 255.4751 | 212.9512 | 149.3172 | 336.4435 | 391.9879 | 409.4117 | 282.1228 | 364.5465 | 307.5805 | 412.3756 | 364.9894 | 430.6671 | 409.484 | 378.2535
2636 | 20 | 110 | 4 | 264.3845 | 116.4148 | 297.4007 | 404.5594 | 343.2915 | 303.3676 | 247.44 | 211.1012 | 134.5831 | 317.2282 | 380.4821 | 391.0538 | 281.114 | 353.4534 | 286.0557 | 390.3877 | 357.951 | 419.1801 | 400.0535 | 362.5703
2637 | 21 | 110 | 4 | 263.5798 | 121.7231 | 281.7297 | 390.3606 | 357.1641 | 307.0182 | 242.7088 | 207.0528 | 137.8577 | 327.3345 | 386.2474 | 394.3918 | 277.5546 | 372.6377 | 272.7536 | 382.3272 | 386.2649 | 400.2181 | 409.8136 | 372.4872
2638 | 22 | 110 | 4 | 262.685 | 122.8277 | 270.5398 | 388.9229 | 343.6588 | 303.0438 | 237.8497 | 209.0367 | 135.738 | 338.6616 | 421.7452 | 428.3848 | 278.7374 | 362.1566 | 264.5352 | 389.187 | 376.3905 | 404.0419 | 422.8591 | 431.1914
2639 | 23 | 110 | 4 | 266.0179 | 125.8724 | 262.6888 | 387.1496 | 316.3948 | 281.0689 | 233.3785 | 206.2633 | 122.8894 | 322.6905 | 443.2216 | 405.4198 | 276.0883 | 344.5657 | 257.582 | 387.6847 | 349.1733 | 420.4886 | 435.4645 | 388.0086
2640 | 0 | 111 | 4 | 269.8046 | 128.4495 | 257.3005 | 402.1269 | 312.6845 | 264.3462 | 228.0726 | 206.1884 | 122.0465 | 316.5312 | 402.9564 | 371.8294 | 270.7577 | 328.622 | 258.1419 | 380.2077 | 335.814 | 441.237 | 434.8634 | 367.1938
2641 | 1 | 111 | 4 | 273.8264 | 135.1737 | 258.6785 | 408.0926 | 314.0132 | 263.9843 | 224.2642 | 208.0196 | 120.687 | 315.2174 | 397.4422 | 367.336 | 258.4393 | 329.8887 | 255.5093 | 377.2348 | 334.2012 | 467.0483 | 435.6484 | 362.8495
2642 | 2 | 111 | 4 | 277.8641 | 139.8879 | 258.0947 | 407.4224 | 322.7567 | 269.1587 | 224.3055 | 205.7052 | 120.3951 | 318.7157 | 398.5835 | 370.579 | 264.4215 | 327.1812 | 253.0674 | 375.2641 | 338.9284 | 466.9936 | 439.93 | 362.8994
2643 | 3 | 111 | 4 | 276.206 | 135.5158 | 265.8756 | 406.3325 | 336.7306 | 272.2897 | 220.7789 | 205.2992 | 120.4704 | 325.989 | 414.9656 | 383.8504 | 262.7483 | 338.519 | 260.0889 | 377.0206 | 355.8635 | 460.2054 | 438.9726 | 373.9819
2644 | 4 | 111 | 4 | 276.5013 | 130.8778 | 276.4452 | 401.0158 | 331.782 | 289.8235 | 220.8356 | 199.0282 | 115.6764 | 342.8934 | 417.5578 | 407.2358 | 257.0473 | 344.6756 | 269.8123 | 381.3201 | 355.977 | 446.0824 | 427.8859 | 383.3762
2645 | 5 | 111 | 4 | 271.5629 | 124.4987 | 276.5657 | 386.6232 | 256.9904 | 248.3019 | 211.1146 | 187.7799 | 103.6738 | 318.7997 | 384.7903 | 389.7541 | 240.448 | 305.4994 | 266.3869 | 363.1859 | 274.1348 | 422.3077 | 385.2077 | 381.1027
2646 | 6 | 111 | 4 | 249.9786 | 108.762 | 245.0673 | 325.0514 | 193.4808 | 167.5507 | 177.3926 | 155.7145 | 86.4057 | 251.3468 | 343.2324 | 279.7204 | 228.7834 | 209.3065 | 234.7414 | 309.8422 | 203.7198 | 357.2934 | 342.8522 | 307.0769
2647 | 7 | 111 | 4 | 203.7911 | 103.6457 | 217.0714 | 297.4086 | 175.4977 | 154.4703 | 161.5183 | 141.5724 | 76.9151 | 186.3379 | 305.9054 | 220.11 | 213.5762 | 188.3828 | 202.3954 | 289.8981 | 187.0756 | 280.4056 | 329.5504 | 213.5343
2648 | 8 | 111 | 4 | 197.0017 | 104.4996 | 204.2223 | 285.9716 | 170.7715 | 153.3065 | 156.7426 | 139.0196 | 68.8931 | 164.4159 | 289.2777 | 201.3428 | 209.7428 | 187.6361 | 185.5126 | 279.8679 | 180.5931 | 255.533 | 327.0577 | 190.0789
2649 | 9 | 111 | 4 | 192.9599 | 104.6643 | 202.4085 | 289.3849 | 167.7597 | 148.617 | 156.7729 | 138.4465 | 68.6138 | 162.3713 | 283.3245 | 196.3034 | 200.6243 | 176.4551 | 181.753 | 276.685 | 174.3548 | 244.934 | 329.9547 | 185.5005
2650 | 10 | 111 | 4 | 190.9101 | 104.2379 | 205.9594 | 291.0188 | 164.8492 | 145.5857 | 157.208 | 136.1872 | 67.3797 | 158.077 | 280.8154 | 192.7554 | 214.3192 | 174.7946 | 178.6704 | 275.3256 | 175.4005 | 244.2532 | 328.5486 | 180.6384
2651 | 11 | 111 | 4 | 192.7904 | 103.5415 | 205.9068 | 296.0472 | 162.4507 | 144.2666 | 158.3777 | 138.669 | 65.155 | 157.1046 | 273.4253 | 191.6582 | 209.7667 | 180.1712 | 180.0882 | 277.5193 | 174.6418 | 245.0139 | 333.8852 | 180.9465
2652 | 12 | 111 | 4 | 196.9469 | 105.5323 | 210.9676 | 300.2274 | 162.9744 | 141.7656 | 161.5535 | 141.2656 | 66.1339 | 153.8525 | 270.7406 | 189.8364 | 215.6394 | 176.5592 | 180.6517 | 279.4652 | 173.5407 | 252.7765 | 331.5026 | 180.9513
2653 | 13 | 111 | 4 | 200.7967 | 106.1759 | 216.8877 | 301.633 | 163.0497 | 142.7818 | 159.3693 | 142.2081 | 67.0629 | 152.3974 | 266.7652 | 189.3677 | 217.9707 | 187.4964 | 182.8497 | 281.5415 | 178.9615 | 254.0342 | 330.1973 | 187.3755
2654 | 14 | 111 | 4 | 203.889 | 103.1278 | 222.6457 | 302.1219 | 169.6883 | 146.3899 | 161.64 | 142.5225 | 68.2314 | 155.5927 | 271.0949 | 191.5108 | 213.6125 | 187.1278 | 190.5661 | 284.0815 | 182.5765 | 256.7774 | 335.2102 | 192.7341
2655 | 15 | 111 | 4 | 204.7774 | 104.0542 | 222.7517 | 303.3111 | 173.3672 | 152.81 | 165.2002 | 148.6675 | 71.5186 | 163.3849 | 277.8101 | 197.6726 | 218.6274 | 206.9262 | 193.8322 | 290.9891 | 195.5151 | 262.5379 | 332.9248 | 200.7222
2656 | 16 | 111 | 4 | 216.8468 | 113.3681 | 224.0564 | 314.6254 | 198.0876 | 160.1022 | 185.0794 | 173.6273 | 82.917 | 175.9506 | 279.0369 | 206.2081 | 228.6531 | 231.783 | 203.3766 | 309.943 | 232.3853 | 282.5587 | 351.535 | 224.3641
2657 | 17 | 111 | 4 | 254.339 | 116.3532 | 256.3089 | 348.1797 | 299.1033 | 221.3275 | 231.9429 | 206.7148 | 108.026 | 236.105 | 318.7128 | 249.4535 | 260.7844 | 306.6597 | 251.6863 | 360.3682 | 324.2255 | 310.8961 | 396.2255 | 290.9816
2658 | 18 | 111 | 4 | 269.1768 | 118.0352 | 328.4522 | 406.5692 | 361.9535 | 323.8294 | 252.6041 | 213.6715 | 145.3928 | 326.1821 | 375.8635 | 368.1201 | 280.1747 | 381.138 | 317.4088 | 411.5685 | 380.347 | 394.5253 | 413.9096 | 359.0604
2659 | 19 | 111 | 4 | 267.7931 | 117.9403 | 317.4301 | 411.1986 | 345.9368 | 319.4048 | 255.4751 | 212.9512 | 149.3172 | 336.4435 | 391.9879 | 409.4117 | 282.1228 | 364.5465 | 307.5805 | 412.3756 | 364.9894 | 430.6671 | 409.484 | 378.2535
2660 | 20 | 111 | 4 | 264.3845 | 116.4148 | 297.4007 | 404.5594 | 343.2915 | 303.3676 | 247.44 | 211.1012 | 134.5831 | 317.2282 | 380.4821 | 391.0538 | 281.114 | 353.4534 | 286.0557 | 390.3877 | 357.951 | 419.1801 | 400.0535 | 362.5703
2661 | 21 | 111 | 4 | 263.5798 | 121.7231 | 281.7297 | 390.3606 | 357.1641 | 307.0182 | 242.7088 | 207.0528 | 137.8577 | 327.3345 | 386.2474 | 394.3918 | 277.5546 | 372.6377 | 272.7536 | 382.3272 | 386.2649 | 400.2181 | 409.8136 | 372.4872
2662 | 22 | 111 | 4 | 262.685 | 122.8277 | 270.5398 | 388.9229 | 343.6588 | 303.0438 | 237.8497 | 209.0367 | 135.738 | 338.6616 | 421.7452 | 428.3848 | 278.7374 | 362.1566 | 264.5352 | 389.187 | 376.3905 | 404.0419 | 422.8591 | 431.1914
2663 | 23 | 111 | 4 | 266.0179 | 125.8724 | 262.6888 | 387.1496 | 316.3948 | 281.0689 | 233.3785 | 206.2633 | 122.8894 | 322.6905 | 443.2216 | 405.4198 | 276.0883 | 344.5657 | 257.582 | 387.6847 | 349.1733 | 420.4886 | 435.4645 | 388.0086
2664 | 0 | 112 | 4 | 269.8046 | 128.4495 | 257.3005 | 402.1269 | 312.6845 | 264.3462 | 228.0726 | 206.1884 | 122.0465 | 316.5312 | 402.9564 | 371.8294 | 270.7577 | 328.622 | 258.1419 | 380.2077 | 335.814 | 441.237 | 434.8634 | 367.1938
2665 | 1 | 112 | 4 | 273.8264 | 135.1737 | 258.6785 | 408.0926 | 314.0132 | 263.9843 | 224.2642 | 208.0196 | 120.687 | 315.2174 | 397.4422 | 367.336 | 258.4393 | 329.8887 | 255.5093 | 377.2348 | 334.2012 | 467.0483 | 435.6484 | 362.8495
2666 | 2 | 112 | 4 | 277.8641 | 139.8879 | 258.0947 | 407.4224 | 322.7567 | 269.1587 | 224.3055 | 205.7052 | 120.3951 | 318.7157 | 398.5835 | 370.579 | 264.4215 | 327.1812 | 253.0674 | 375.2641 | 338.9284 | 466.9936 | 439.93 | 362.8994
2667 | 3 | 112 | 4 | 276.206 | 135.5158 | 265.8756 | 406.3325 | 336.7306 | 272.2897 | 220.7789 | 205.2992 | 120.4704 | 325.989 | 414.9656 | 383.8504 | 262.7483 | 338.519 | 260.0889 | 377.0206 | 355.8635 | 460.2054 | 438.9726 | 373.9819
2668 | 4 | 112 | 4 | 276.5013 | 130.8778 | 276.4452 | 401.0158 | 331.782 | 289.8235 | 220.8356 | 199.0282 | 115.6764 | 342.8934 | 417.5578 | 407.2358 | 257.0473 | 344.6756 | 269.8123 | 381.3201 | 355.977 | 446.0824 | 427.8859 | 383.3762
2669 | 5 | 112 | 4 | 271.5629 | 124.4987 | 276.5657 | 386.6232 | 256.9904 | 248.3019 | 211.1146 | 187.7799 | 103.6738 | 318.7997 | 384.7903 | 389.7541 | 240.448 | 305.4994 | 266.3869 | 363.1859 | 274.1348 | 422.3077 | 385.2077 | 381.1027
2670 | 6 | 112 | 4 | 249.9786 | 108.762 | 245.0673 | 325.0514 | 193.4808 | 167.5507 | 177.3926 | 155.7145 | 86.4057 | 251.3468 | 343.2324 | 279.7204 | 228.7834 | 209.3065 | 234.7414 | 309.8422 | 203.7198 | 357.2934 | 342.8522 | 307.0769
2671 | 7 | 112 | 4 | 203.7911 | 103.6457 | 217.0714 | 297.4086 | 175.4977 | 154.4703 | 161.5183 | 141.5724 | 76.9151 | 186.3379 | 305.9054 | 220.11 | 213.5762 | 188.3828 | 202.3954 | 289.8981 | 187.0756 | 280.4056 | 329.5504 | 213.5343
2672 | 8 | 112 | 4 | 197.0017 | 104.4996 | 204.2223 | 285.9716 | 170.7715 | 153.3065 | 156.7426 | 139.0196 | 68.8931 | 164.4159 | 289.2777 | 201.3428 | 209.7428 | 187.6361 | 185.5126 | 279.8679 | 180.5931 | 255.533 | 327.0577 | 190.0789
2673 | 9 | 112 | 4 | 192.9599 | 104.6643 | 202.4085 | 289.3849 | 167.7597 | 148.617 | 156.7729 | 138.4465 | 68.6138 | 162.3713 | 283.3245 | 196.3034 | 200.6243 | 176.4551 | 181.753 | 276.685 | 174.3548 | 244.934 | 329.9547 | 185.5005
2674 | 10 | 112 | 4 | 190.9101 | 104.2379 | 205.9594 | 291.0188 | 164.8492 | 145.5857 | 157.208 | 136.1872 | 67.3797 | 158.077 | 280.8154 | 192.7554 | 214.3192 | 174.7946 | 178.6704 | 275.3256 | 175.4005 | 244.2532 | 328.5486 | 180.6384
2675 | 11 | 112 | 4 | 192.7904 | 103.5415 | 205.9068 | 296.0472 | 162.4507 | 144.2666 | 158.3777 | 138.669 | 65.155 | 157.1046 | 273.4253 | 191.6582 | 209.7667 | 180.1712 | 180.0882 | 277.5193 | 174.6418 | 245.0139 | 333.8852 | 180.9465
2676 | 12 | 112 | 4 | 196.9469 | 105.5323 | 210.9676 | 300.2274 | 162.9744 | 141.7656 | 161.5535 | 141.2656 | 66.1339 | 153.8525 | 270.7406 | 189.8364 | 215.6394 | 176.5592 | 180.6517 | 279.4652 | 173.5407 | 252.7765 | 331.5026 | 180.9513
2677 | 13 | 112 | 4 | 200.7967 | 106.1759 | 216.8877 | 301.633 | 163.0497 | 142.7818 | 159.3693 | 142.2081 | 67.0629 | 152.3974 | 266.7652 | 189.3677 | 217.9707 | 187.4964 | 182.8497 | 281.5415 | 178.9615 | 254.0342 | 330.1973 | 187.3755
2678 | 14 | 112 | 4 | 203.889 | 103.1278 | 222.6457 | 302.1219 | 169.6883 | 146.3899 | 161.64 | 142.5225 | 68.2314 | 155.5927 | 271.0949 | 191.5108 | 213.6125 | 187.1278 | 190.5661 | 284.0815 | 182.5765 | 256.7774 | 335.2102 | 192.7341
2679 | 15 | 112 | 4 | 204.7774 | 104.0542 | 222.7517 | 303.3111 | 173.3672 | 152.81 | 165.2002 | 148.6675 | 71.5186 | 163.3849 | 277.8101 | 197.6726 | 218.6274 | 206.9262 | 193.8322 | 290.9891 | 195.5151 | 262.5379 | 332.9248 | 200.7222
2680 | 16 | 112 | 4 | 216.8468 | 113.3681 | 224.0564 | 314.6254 | 198.0876 | 160.1022 | 185.0794 | 173.6273 | 82.917 | 175.9506 | 279.0369 | 206.2081 | 228.6531 | 231.783 | 203.3766 | 309.943 | 232.3853 | 282.5587 | 351.535 | 224.3641
2681 | 17 | 112 | 4 | 254.339 | 116.3532 | 256.3089 | 348.1797 | 299.1033 | 221.3275 | 231.9429 | 206.7148 | 108.026 | 236.105 | 318.7128 | 249.4535 | 260.7844 | 306.6597 | 251.6863 | 360.3682 | 324.2255 | 310.8961 | 396.2255 | 290.9816
2682 | 18 | 112 | 4 | 269.1768 | 118.0352 | 328.4522 | 406.5692 | 361.9535 | 323.8294 | 252.6041 | 213.6715 | 145.3928 | 326.1821 | 375.8635 | 368.1201 | 280.1747 | 381.138 | 317.4088 | 411.5685 | 380.347 | 394.5253 | 413.9096 | 359.0604
2683 | 19 | 112 | 4 | 267.7931 | 117.9403 | 317.4301 | 411.1986 | 345.9368 | 319.4048 | 255.4751 | 212.9512 | 149.3172 | 336.4435 | 391.9879 | 409.4117 | 282.1228 | 364.5465 | 307.5805 | 412.3756 | 364.9894 | 430.6671 | 409.484 | 378.2535
2684 | 20 | 112 | 4 | 264.3845 | 116.4148 | 297.4007 | 404.5594 | 343.2915 | 303.3676 | 247.44 | 211.1012 | 134.5831 | 317.2282 | 380.4821 | 391.0538 | 281.114 | 353.4534 | 286.0557 | 390.3877 | 357.951 | 419.1801 | 400.0535 | 362.5703
2685 | 21 | 112 | 4 | 263.5798 | 121.7231 | 281.7297 | 390.3606 | 357.1641 | 307.0182 | 242.7088 | 207.0528 | 137.8577 | 327.3345 | 386.2474 | 394.3918 | 277.5546 | 372.6377 | 272.7536 | 382.3272 | 386.2649 | 400.2181 | 409.8136 | 372.4872
2686 | 22 | 112 | 4 | 262.685 | 122.8277 | 270.5398 | 388.9229 | 343.6588 | 303.0438 | 237.8497 | 209.0367 | 135.738 | 338.6616 | 421.7452 | 428.3848 | 278.7374 | 362.1566 | 264.5352 | 389.187 | 376.3905 | 404.0419 | 422.8591 | 431.1914
2687 | 23 | 112 | 4 | 266.0179 | 125.8724 | 262.6888 | 387.1496 | 316.3948 | 281.0689 | 233.3785 | 206.2633 | 122.8894 | 322.6905 | 443.2216 | 405.4198 | 276.0883 | 344.5657 | 257.582 | 387.6847 | 349.1733 | 420.4886 | 435.4645 | 388.0086
2688 | 0 | 113 | 4 | 269.8046 | 128.4495 | 257.3005 | 402.1269 | 312.6845 | 264.3462 | 228.0726 | 206.1884 | 122.0465 | 316.5312 | 402.9564 | 371.8294 | 270.7577 | 328.622 | 258.1419 | 380.2077 | 335.814 | 441.237 | 434.8634 | 367.1938
2689 | 1 | 113 | 4 | 273.8264 | 135.1737 | 258.6785 | 408.0926 | 314.0132 | 263.9843 | 224.2642 | 208.0196 | 120.687 | 315.2174 | 397.4422 | 367.336 | 258.4393 | 329.8887 | 255.5093 | 377.2348 | 334.2012 | 467.0483 | 435.6484 | 362.8495
2690 | 2 | 113 | 4 | 277.8641 | 139.8879 | 258.0947 | 407.4224 | 322.7567 | 269.1587 | 224.3055 | 205.7052 | 120.3951 | 318.7157 | 398.5835 | 370.579 | 264.4215 | 327.1812 | 253.0674 | 375.2641 | 338.9284 | 466.9936 | 439.93 | 362.8994
2691 | 3 | 113 | 4 | 276.206 | 135.5158 | 265.8756 | 406.3325 | 336.7306 | 272.2897 | 220.7789 | 205.2992 | 120.4704 | 325.989 | 414.9656 | 383.8504 | 262.7483 | 338.519 | 260.0889 | 377.0206 | 355.8635 | 460.2054 | 438.9726 | 373.9819
2692 | 4 | 113 | 4 | 276.5013 | 130.8778 | 276.4452 | 401.0158 | 331.782 | 289.8235 | 220.8356 | 199.0282 | 115.6764 | 342.8934 | 417.5578 | 407.2358 | 257.0473 | 344.6756 | 269.8123 | 381.3201 | 355.977 | 446.0824 | 427.8859 | 383.3762
2693 | 5 | 113 | 4 | 271.5629 | 124.4987 | 276.5657 | 386.6232 | 256.9904 | 248.3019 | 211.1146 | 187.7799 | 103.6738 | 318.7997 | 384.7903 | 389.7541 | 240.448 | 305.4994 | 266.3869 | 363.1859 | 274.1348 | 422.3077 | 385.2077 | 381.1027
2694 | 6 | 113 | 4 | 249.9786 | 108.762 | 245.0673 | 325.0514 | 193.4808 | 167.5507 | 177.3926 | 155.7145 | 86.4057 | 251.3468 | 343.2324 | 279.7204 | 228.7834 | 209.3065 | 234.7414 | 309.8422 | 203.7198 | 357.2934 | 342.8522 | 307.0769
2695 | 7 | 113 | 4 | 203.7911 | 103.6457 | 217.0714 | 297.4086 | 175.4977 | 154.4703 | 161.5183 | 141.5724 | 76.9151 | 186.3379 | 305.9054 | 220.11 | 213.5762 | 188.3828 | 202.3954 | 289.8981 | 187.0756 | 280.4056 | 329.5504 | 213.5343
2696 | 8 | 113 | 4 | 197.0017 | 104.4996 | 204.2223 | 285.9716 | 170.7715 | 153.3065 | 156.7426 | 139.0196 | 68.8931 | 164.4159 | 289.2777 | 201.3428 | 209.7428 | 187.6361 | 185.5126 | 279.8679 | 180.5931 | 255.533 | 327.0577 | 190.0789
2697 | 9 | 113 | 4 | 192.9599 | 104.6643 | 202.4085 | 289.3849 | 167.7597 | 148.617 | 156.7729 | 138.4465 | 68.6138 | 162.3713 | 283.3245 | 196.3034 | 200.6243 | 176.4551 | 181.753 | 276.685 | 174.3548 | 244.934 | 329.9547 | 185.5005
2698 | 10 | 113 | 4 | 190.9101 | 104.2379 | 205.9594 | 291.0188 | 164.8492 | 145.5857 | 157.208 | 136.1872 | 67.3797 | 158.077 | 280.8154 | 192.7554 | 214.3192 | 174.7946 | 178.6704 | 275.3256 | 175.4005 | 244.2532 | 328.5486 | 180.6384
2699 | 11 | 113 | 4 | 192.7904 | 103.5415 | 205.9068 | 296.0472 | 162.4507 | 144.2666 | 158.3777 | 138.669 | 65.155 | 157.1046 | 273.4253 | 191.6582 | 209.7667 | 180.1712 | 180.0882 | 277.5193 | 174.6418 | 245.0139 | 333.8852 | 180.9465
2700 | 12 | 113 | 4 | 196.9469 | 105.5323 | 210.9676 | 300.2274 | 162.9744 | 141.7656 | 161.5535 | 141.2656 | 66.1339 | 153.8525 | 270.7406 | 189.8364 | 215.6394 | 176.5592 | 180.6517 | 279.4652 | 173.5407 | 252.7765 | 331.5026 | 180.9513
2701 | 13 | 113 | 4 | 200.7967 | 106.1759 | 216.8877 | 301.633 | 163.0497 | 142.7818 | 159.3693 | 142.2081 | 67.0629 | 152.3974 | 266.7652 | 189.3677 | 217.9707 | 187.4964 | 182.8497 | 281.5415 | 178.9615 | 254.0342 | 330.1973 | 187.3755
2702 | 14 | 113 | 4 | 203.889 | 103.1278 | 222.6457 | 302.1219 | 169.6883 | 146.3899 | 161.64 | 142.5225 | 68.2314 | 155.5927 | 271.0949 | 191.5108 | 213.6125 | 187.1278 | 190.5661 | 284.0815 | 182.5765 | 256.7774 | 335.2102 | 192.7341
2703 | 15 | 113 | 4 | 204.7774 | 104.0542 | 222.7517 | 303.3111 | 173.3672 | 152.81 | 165.2002 | 148.6675 | 71.5186 | 163.3849 | 277.8101 | 197.6726 | 218.6274 | 206.9262 | 193.8322 | 290.9891 | 195.5151 | 262.5379 | 332.9248 | 200.7222
2704 | 16 | 113 | 4 | 216.8468 | 113.3681 | 224.0564 | 314.6254 | 198.0876 | 160.1022 | 185.0794 | 173.6273 | 82.917 | 175.9506 | 279.0369 | 206.2081 | 228.6531 | 231.783 | 203.3766 | 309.943 | 232.3853 | 282.5587 | 351.535 | 224.3641
2705 | 17 | 113 | 4 | 254.339 | 116.3532 | 256.3089 | 348.1797 | 299.1033 | 221.3275 | 231.9429 | 206.7148 | 108.026 | 236.105 | 318.7128 | 249.4535 | 260.7844 | 306.6597 | 251.6863 | 360.3682 | 324.2255 | 310.8961 | 396.2255 | 290.9816
2706 | 18 | 113 | 4 | 269.1768 | 118.0352 | 328.4522 | 406.5692 | 361.9535 | 323.8294 | 252.6041 | 213.6715 | 145.3928 | 326.1821 | 375.8635 | 368.1201 | 280.1747 | 381.138 | 317.4088 | 411.5685 | 380.347 | 394.5253 | 413.9096 | 359.0604
2707 | 19 | 113 | 4 | 267.7931 | 117.9403 | 317.4301 | 411.1986 | 345.9368 | 319.4048 | 255.4751 | 212.9512 | 149.3172 | 336.4435 | 391.9879 | 409.4117 | 282.1228 | 364.5465 | 307.5805 | 412.3756 | 364.9894 | 430.6671 | 409.484 | 378.2535
2708 | 20 | 113 | 4 | 264.3845 | 116.4148 | 297.4007 | 404.5594 | 343.2915 | 303.3676 | 247.44 | 211.1012 | 134.5831 | 317.2282 | 380.4821 | 391.0538 | 281.114 | 353.4534 | 286.0557 | 390.3877 | 357.951 | 419.1801 | 400.0535 | 362.5703
2709 | 21 | 113 | 4 | 263.5798 | 121.7231 | 281.7297 | 390.3606 | 357.1641 | 307.0182 | 242.7088 | 207.0528 | 137.8577 | 327.3345 | 386.2474 | 394.3918 | 277.5546 | 372.6377 | 272.7536 | 382.3272 | 386.2649 | 400.2181 | 409.8136 | 372.4872
2710 | 22 | 113 | 4 | 262.685 | 122.8277 | 270.5398 | 388.9229 | 343.6588 | 303.0438 | 237.8497 | 209.0367 | 135.738 | 338.6616 | 421.7452 | 428.3848 | 278.7374 | 362.1566 | 264.5352 | 389.187 | 376.3905 | 404.0419 | 422.8591 | 431.1914
2711 | 23 | 113 | 4 | 266.0179 | 125.8724 | 262.6888 | 387.1496 | 316.3948 | 281.0689 | 233.3785 | 206.2633 | 122.8894 | 322.6905 | 443.2216 | 405.4198 | 276.0883 | 344.5657 | 257.582 | 387.6847 | 349.1733 | 420.4886 | 435.4645 | 388.0086
2712 | 0 | 114 | 4 | 269.8046 | 128.4495 | 257.3005 | 402.1269 | 312.6845 | 264.3462 | 228.0726 | 206.1884 | 122.0465 | 316.5312 | 402.9564 | 371.8294 | 270.7577 | 328.622 | 258.1419 | 380.2077 | 335.814 | 441.237 | 434.8634 | 367.1938
2713 | 1 | 114 | 4 | 273.8264 | 135.1737 | 258.6785 | 408.0926 | 314.0132 | 263.9843 | 224.2642 | 208.0196 | 120.687 | 315.2174 | 397.4422 | 367.336 | 258.4393 | 329.8887 | 255.5093 | 377.2348 | 334.2012 | 467.0483 | 435.6484 | 362.8495
2714 | 2 | 114 | 4 | 277.8641 | 139.8879 | 258.0947 | 407.4224 | 322.7567 | 269.1587 | 224.3055 | 205.7052 | 120.3951 | 318.7157 | 398.5835 | 370.579 | 264.4215 | 327.1812 | 253.0674 | 375.2641 | 338.9284 | 466.9936 | 439.93 | 362.8994
2715 | 3 | 114 | 4 | 276.206 | 135.5158 | 265.8756 | 406.3325 | 336.7306 | 272.2897 | 220.7789 | 205.2992 | 120.4704 | 325.989 | 414.9656 | 383.8504 | 262.7483 | 338.519 | 260.0889 | 377.0206 | 355.8635 | 460.2054 | 438.9726 | 373.9819
2716 | 4 | 114 | 4 | 276.5013 | 130.8778 | 276.4452 | 401.0158 | 331.782 | 289.8235 | 220.8356 | 199.0282 | 115.6764 | 342.8934 | 417.5578 | 407.2358 | 257.0473 | 344.6756 | 269.8123 | 381.3201 | 355.977 | 446.0824 | 427.8859 | 383.3762
2717 | 5 | 114 | 4 | 271.5629 | 124.4987 | 276.5657 | 386.6232 | 256.9904 | 248.3019 | 211.1146 | 187.7799 | 103.6738 | 318.7997 | 384.7903 | 389.7541 | 240.448 | 305.4994 | 266.3869 | 363.1859 | 274.1348 | 422.3077 | 385.2077 | 381.1027
2718 | 6 | 114 | 4 | 249.9786 | 108.762 | 245.0673 | 325.0514 | 193.4808 | 167.5507 | 177.3926 | 155.7145 | 86.4057 | 251.3468 | 343.2324 | 279.7204 | 228.7834 | 209.3065 | 234.7414 | 309.8422 | 203.7198 | 357.2934 | 342.8522 | 307.0769
2719 | 7 | 114 | 4 | 203.7911 | 103.6457 | 217.0714 | 297.4086 | 175.4977 | 154.4703 | 161.5183 | 141.5724 | 76.9151 | 186.3379 | 305.9054 | 220.11 | 213.5762 | 188.3828 | 202.3954 | 289.8981 | 187.0756 | 280.4056 | 329.5504 | 213.5343
2720 | 8 | 114 | 4 | 197.0017 | 104.4996 | 204.2223 | 285.9716 | 170.7715 | 153.3065 | 156.7426 | 139.0196 | 68.8931 | 164.4159 | 289.2777 | 201.3428 | 209.7428 | 187.6361 | 185.5126 | 279.8679 | 180.5931 | 255.533 | 327.0577 | 190.0789
2721 | 9 | 114 | 4 | 192.9599 | 104.6643 | 202.4085 | 289.3849 | 167.7597 | 148.617 | 156.7729 | 138.4465 | 68.6138 | 162.3713 | 283.3245 | 196.3034 | 200.6243 | 176.4551 | 181.753 | 276.685 | 174.3548 | 244.934 | 329.9547 | 185.5005
2722 | 10 | 114 | 4 | 190.9101 | 104.2379 | 205.9594 | 291.0188 | 164.8492 | 145.5857 | 157.208 | 136.1872 | 67.3797 | 158.077 | 280.8154 | 192.7554 | 214.3192 | 174.7946 | 178.6704 | 275.3256 | 175.4005 | 244.2532 | 328.5486 | 180.6384
2723 | 11 | 114 | 4 | 192.7904 | 103.5415 | 205.9068 | 296.0472 | 162.4507 | 144.2666 | 158.3777 | 138.669 | 65.155 | 157.1046 | 273.4253 | 191.6582 | 209.7667 | 180.1712 | 180.0882 | 277.5193 | 174.6418 | 245.0139 | 333.8852 | 180.9465
2724 | 12 | 114 | 4 | 196.9469 | 105.5323 | 210.9676 | 300.2274 | 162.9744 | 141.7656 | 161.5535 | 141.2656 | 66.1339 | 153.8525 | 270.7406 | 189.8364 | 215.6394 | 176.5592 | 180.6517 | 279.4652 | 173.5407 | 252.7765 | 331.5026 | 180.9513
2725 | 13 | 114 | 4 | 200.7967 | 106.1759 | 216.8877 | 301.633 | 163.0497 | 142.7818 | 159.3693 | 142.2081 | 67.0629 | 152.3974 | 266.7652 | 189.3677 | 217.9707 | 187.4964 | 182.8497 | 281.5415 | 178.9615 | 254.0342 | 330.1973 | 187.3755
2726 | 14 | 114 | 4 | 203.889 | 103.1278 | 222.6457 | 302.1219 | 169.6883 | 146.3899 | 161.64 | 142.5225 | 68.2314 | 155.5927 | 271.0949 | 191.5108 | 213.6125 | 187.1278 | 190.5661 | 284.0815 | 182.5765 | 256.7774 | 335.2102 | 192.7341
2727 | 15 | 114 | 4 | 204.7774 | 104.0542 | 222.7517 | 303.3111 | 173.3672 | 152.81 | 165.2002 | 148.6675 | 71.5186 | 163.3849 | 277.8101 | 197.6726 | 218.6274 | 206.9262 | 193.8322 | 290.9891 | 195.5151 | 262.5379 | 332.9248 | 200.7222
2728 | 16 | 114 | 4 | 216.8468 | 113.3681 | 224.0564 | 314.6254 | 198.0876 | 160.1022 | 185.0794 | 173.6273 | 82.917 | 175.9506 | 279.0369 | 206.2081 | 228.6531 | 231.783 | 203.3766 | 309.943 | 232.3853 | 282.5587 | 351.535 | 224.3641
2729 | 17 | 114 | 4 | 254.339 | 116.3532 | 256.3089 | 348.1797 | 299.1033 | 221.3275 | 231.9429 | 206.7148 | 108.026 | 236.105 | 318.7128 | 249.4535 | 260.7844 | 306.6597 | 251.6863 | 360.3682 | 324.2255 | 310.8961 | 396.2255 | 290.9816
2730 | 18 | 114 | 4 | 269.1768 | 118.0352 | 328.4522 | 406.5692 | 361.9535 | 323.8294 | 252.6041 | 213.6715 | 145.3928 | 326.1821 | 375.8635 | 368.1201 | 280.1747 | 381.138 | 317.4088 | 411.5685 | 380.347 | 394.5253 | 413.9096 | 359.0604
2731 | 19 | 114 | 4 | 267.7931 | 117.9403 | 317.4301 | 411.1986 | 345.9368 | 319.4048 | 255.4751 | 212.9512 | 149.3172 | 336.4435 | 391.9879 | 409.4117 | 282.1228 | 364.5465 | 307.5805 | 412.3756 | 364.9894 | 430.6671 | 409.484 | 378.2535
2732 | 20 | 114 | 4 | 264.3845 | 116.4148 | 297.4007 | 404.5594 | 343.2915 | 303.3676 | 247.44 | 211.1012 | 134.5831 | 317.2282 | 380.4821 | 391.0538 | 281.114 | 353.4534 | 286.0557 | 390.3877 | 357.951 | 419.1801 | 400.0535 | 362.5703
2733 | 21 | 114 | 4 | 263.5798 | 121.7231 | 281.7297 | 390.3606 | 357.1641 | 307.0182 | 242.7088 | 207.0528 | 137.8577 | 327.3345 | 386.2474 | 394.3918 | 277.5546 | 372.6377 | 272.7536 | 382.3272 | 386.2649 | 400.2181 | 409.8136 | 372.4872
2734 | 22 | 114 | 4 | 262.685 | 122.8277 | 270.5398 | 388.9229 | 343.6588 | 303.0438 | 237.8497 | 209.0367 | 135.738 | 338.6616 | 421.7452 | 428.3848 | 278.7374 | 362.1566 | 264.5352 | 389.187 | 376.3905 | 404.0419 | 422.8591 | 431.1914
2735 | 23 | 114 | 4 | 266.0179 | 125.8724 | 262.6888 | 387.1496 | 316.3948 | 281.0689 | 233.3785 | 206.2633 | 122.8894 | 322.6905 | 443.2216 | 405.4198 | 276.0883 | 344.5657 | 257.582 | 387.6847 | 349.1733 | 420.4886 | 435.4645 | 388.0086
2736 | 0 | 115 | 4 | 269.8046 | 128.4495 | 257.3005 | 402.1269 | 312.6845 | 264.3462 | 228.0726 | 206.1884 | 122.0465 | 316.5312 | 402.9564 | 371.8294 | 270.7577 | 328.622 | 258.1419 | 380.2077 | 335.814 | 441.237 | 434.8634 | 367.1938
2737 | 1 | 115 | 4 | 273.8264 | 135.1737 | 258.6785 | 408.0926 | 314.0132 | 263.9843 | 224.2642 | 208.0196 | 120.687 | 315.2174 | 397.4422 | 367.336 | 258.4393 | 329.8887 | 255.5093 | 377.2348 | 334.2012 | 467.0483 | 435.6484 | 362.8495
2738 | 2 | 115 | 4 | 277.8641 | 139.8879 | 258.0947 | 407.4224 | 322.7567 | 269.1587 | 224.3055 | 205.7052 | 120.3951 | 318.7157 | 398.5835 | 370.579 | 264.4215 | 327.1812 | 253.0674 | 375.2641 | 338.9284 | 466.9936 | 439.93 | 362.8994
2739 | 3 | 115 | 4 | 276.206 | 135.5158 | 265.8756 | 406.3325 | 336.7306 | 272.2897 | 220.7789 | 205.2992 | 120.4704 | 325.989 | 414.9656 | 383.8504 | 262.7483 | 338.519 | 260.0889 | 377.0206 | 355.8635 | 460.2054 | 438.9726 | 373.9819
2740 | 4 | 115 | 4 | 276.5013 | 130.8778 | 276.4452 | 401.0158 | 331.782 | 289.8235 | 220.8356 | 199.0282 | 115.6764 | 342.8934 | 417.5578 | 407.2358 | 257.0473 | 344.6756 | 269.8123 | 381.3201 | 355.977 | 446.0824 | 427.8859 | 383.3762
2741 | 5 | 115 | 4 | 271.5629 | 124.4987 | 276.5657 | 386.6232 | 256.9904 | 248.3019 | 211.1146 | 187.7799 | 103.6738 | 318.7997 | 384.7903 | 389.7541 | 240.448 | 305.4994 | 266.3869 | 363.1859 | 274.1348 | 422.3077 | 385.2077 | 381.1027
2742 | 6 | 115 | 4 | 249.9786 | 108.762 | 245.0673 | 325.0514 | 193.4808 | 167.5507 | 177.3926 | 155.7145 | 86.4057 | 251.3468 | 343.2324 | 279.7204 | 228.7834 | 209.3065 | 234.7414 | 309.8422 | 203.7198 | 357.2934 | 342.8522 | 307.0769
2743 | 7 | 115 | 4 | 203.7911 | 103.6457 | 217.0714 | 297.4086 | 175.4977 | 154.4703 | 161.5183 | 141.5724 | 76.9151 | 186.3379 | 305.9054 | 220.11 | 213.5762 | 188.3828 | 202.3954 | 289.8981 | 187.0756 | 280.4056 | 329.5504 | 213.5343
2744 | 8 | 115 | 4 | 197.0017 | 104.4996 | 204.2223 | 285.9716 | 170.7715 | 153.3065 | 156.7426 | 139.0196 | 68.8931 | 164.4159 | 289.2777 | 201.3428 | 209.7428 | 187.6361 | 185.5126 | 279.8679 | 180.5931 | 255.533 | 327.0577 | 190.0789
2745 | 9 | 115 | 4 | 192.9599 | 104.6643 | 202.4085 | 289.3849 | 167.7597 | 148.617 | 156.7729 | 138.4465 | 68.6138 | 162.3713 | 283.3245 | 196.3034 | 200.6243 | 176.4551 | 181.753 | 276.685 | 174.3548 | 244.934 | 329.9547 | 185.5005
2746 | 10 | 115 | 4 | 190.9101 | 104.2379 | 205.9594 | 291.0188 | 164.8492 | 145.5857 | 157.208 | 136.1872 | 67.3797 | 158.077 | 280.8154 | 192.7554 | 214.3192 | 174.7946 | 178.6704 | 275.3256 | 175.4005 | 244.2532 | 328.5486 | 180.6384
2747 | 11 | 115 | 4 | 192.7904 | 103.5415 | 205.9068 | 296.0472 | 162.4507 | 144.2666 | 158.3777 | 138.669 | 65.155 | 157.1046 | 273.4253 | 191.6582 | 209.7667 | 180.1712 | 180.0882 | 277.5193 | 174.6418 | 245.0139 | 333.8852 | 180.9465
2748 | 12 | 115 | 4 | 196.9469 | 105.5323 | 210.9676 | 300.2274 | 162.9744 | 141.7656 | 161.5535 | 141.2656 | 66.1339 | 153.8525 | 270.7406 | 189.8364 | 215.6394 | 176.5592 | 180.6517 | 279.4652 | 173.5407 | 252.7765 | 331.5026 | 180.9513
2749 | 13 | 115 | 4 | 200.7967 | 106.1759 | 216.8877 | 301.633 | 163.0497 | 142.7818 | 159.3693 | 142.2081 | 67.0629 | 152.3974 | 266.7652 | 189.3677 | 217.9707 | 187.4964 | 182.8497 | 281.5415 | 178.9615 | 254.0342 | 330.1973 | 187.3755
2750 | 14 | 115 | 4 | 203.889 | 103.1278 | 222.6457 | 302.1219 | 169.6883 | 146.3899 | 161.64 | 142.5225 | 68.2314 | 155.5927 | 271.0949 | 191.5108 | 213.6125 | 187.1278 | 190.5661 | 284.0815 | 182.5765 | 256.7774 | 335.2102 | 192.7341
2751 | 15 | 115 | 4 | 204.7774 | 104.0542 | 222.7517 | 303.3111 | 173.3672 | 152.81 | 165.2002 | 148.6675 | 71.5186 | 163.3849 | 277.8101 | 197.6726 | 218.6274 | 206.9262 | 193.8322 | 290.9891 | 195.5151 | 262.5379 | 332.9248 | 200.7222
2752 | 16 | 115 | 4 | 216.8468 | 113.3681 | 224.0564 | 314.6254 | 198.0876 | 160.1022 | 185.0794 | 173.6273 | 82.917 | 175.9506 | 279.0369 | 206.2081 | 228.6531 | 231.783 | 203.3766 | 309.943 | 232.3853 | 282.5587 | 351.535 | 224.3641
2753 | 17 | 115 | 4 | 254.339 | 116.3532 | 256.3089 | 348.1797 | 299.1033 | 221.3275 | 231.9429 | 206.7148 | 108.026 | 236.105 | 318.7128 | 249.4535 | 260.7844 | 306.6597 | 251.6863 | 360.3682 | 324.2255 | 310.8961 | 396.2255 | 290.9816
2754 | 18 | 115 | 4 | 269.1768 | 118.0352 | 328.4522 | 406.5692 | 361.9535 | 323.8294 | 252.6041 | 213.6715 | 145.3928 | 326.1821 | 375.8635 | 368.1201 | 280.1747 | 381.138 | 317.4088 | 411.5685 | 380.347 | 394.5253 | 413.9096 | 359.0604
2755 | 19 | 115 | 4 | 267.7931 | 117.9403 | 317.4301 | 411.1986 | 345.9368 | 319.4048 | 255.4751 | 212.9512 | 149.3172 | 336.4435 | 391.9879 | 409.4117 | 282.1228 | 364.5465 | 307.5805 | 412.3756 | 364.9894 | 430.6671 | 409.484 | 378.2535
2756 | 20 | 115 | 4 | 264.3845 | 116.4148 | 297.4007 | 404.5594 | 343.2915 | 303.3676 | 247.44 | 211.1012 | 134.5831 | 317.2282 | 380.4821 | 391.0538 | 281.114 | 353.4534 | 286.0557 | 390.3877 | 357.951 | 419.1801 | 400.0535 | 362.5703
2757 | 21 | 115 | 4 | 263.5798 | 121.7231 | 281.7297 | 390.3606 | 357.1641 | 307.0182 | 242.7088 | 207.0528 | 137.8577 | 327.3345 | 386.2474 | 394.3918 | 277.5546 | 372.6377 | 272.7536 | 382.3272 | 386.2649 | 400.2181 | 409.8136 | 372.4872
2758 | 22 | 115 | 4 | 262.685 | 122.8277 | 270.5398 | 388.9229 | 343.6588 | 303.0438 | 237.8497 | 209.0367 | 135.738 | 338.6616 | 421.7452 | 428.3848 | 278.7374 | 362.1566 | 264.5352 | 389.187 | 376.3905 | 404.0419 | 422.8591 | 431.1914
2759 | 23 | 115 | 4 | 266.0179 | 125.8724 | 262.6888 | 387.1496 | 316.3948 | 281.0689 | 233.3785 | 206.2633 | 122.8894 | 322.6905 | 443.2216 | 405.4198 | 276.0883 | 344.5657 | 257.582 | 387.6847 | 349.1733 | 420.4886 | 435.4645 | 388.0086
2760 | 0 | 116 | 4 | 269.8046 | 128.4495 | 257.3005 | 402.1269 | 312.6845 | 264.3462 | 228.0726 | 206.1884 | 122.0465 | 316.5312 | 402.9564 | 371.8294 | 270.7577 | 328.622 | 258.1419 | 380.2077 | 335.814 | 441.237 | 434.8634 | 367.1938
2761 | 1 | 116 | 4 | 273.8264 | 135.1737 | 258.6785 | 408.0926 | 314.0132 | 263.9843 | 224.2642 | 208.0196 | 120.687 | 315.2174 | 397.4422 | 367.336 | 258.4393 | 329.8887 | 255.5093 | 377.2348 | 334.2012 | 467.0483 | 435.6484 | 362.8495
2762 | 2 | 116 | 4 | 277.8641 | 139.8879 | 258.0947 | 407.4224 | 322.7567 | 269.1587 | 224.3055 | 205.7052 | 120.3951 | 318.7157 | 398.5835 | 370.579 | 264.4215 | 327.1812 | 253.0674 | 375.2641 | 338.9284 | 466.9936 | 439.93 | 362.8994
2763 | 3 | 116 | 4 | 276.206 | 135.5158 | 265.8756 | 406.3325 | 336.7306 | 272.2897 | 220.7789 | 205.2992 | 120.4704 | 325.989 | 414.9656 | 383.8504 | 262.7483 | 338.519 | 260.0889 | 377.0206 | 355.8635 | 460.2054 | 438.9726 | 373.9819
2764 | 4 | 116 | 4 | 276.5013 | 130.8778 | 276.4452 | 401.0158 | 331.782 | 289.8235 | 220.8356 | 199.0282 | 115.6764 | 342.8934 | 417.5578 | 407.2358 | 257.0473 | 344.6756 | 269.8123 | 381.3201 | 355.977 | 446.0824 | 427.8859 | 383.3762
2765 | 5 | 116 | 4 | 271.5629 | 124.4987 | 276.5657 | 386.6232 | 256.9904 | 248.3019 | 211.1146 | 187.7799 | 103.6738 | 318.7997 | 384.7903 | 389.7541 | 240.448 | 305.4994 | 266.3869 | 363.1859 | 274.1348 | 422.3077 | 385.2077 | 381.1027
2766 | 6 | 116 | 4 | 249.9786 | 108.762 | 245.0673 | 325.0514 | 193.4808 | 167.5507 | 177.3926 | 155.7145 | 86.4057 | 251.3468 | 343.2324 | 279.7204 | 228.7834 | 209.3065 | 234.7414 | 309.8422 | 203.7198 | 357.2934 | 342.8522 | 307.0769
2767 | 7 | 116 | 4 | 203.7911 | 103.6457 | 217.0714 | 297.4086 | 175.4977 | 154.4703 | 161.5183 | 141.5724 | 76.9151 | 186.3379 | 305.9054 | 220.11 | 213.5762 | 188.3828 | 202.3954 | 289.8981 | 187.0756 | 280.4056 | 329.5504 | 213.5343
2768 | 8 | 116 | 4 | 197.0017 | 104.4996 | 204.2223 | 285.9716 | 170.7715 | 153.3065 | 156.7426 | 139.0196 | 68.8931 | 164.4159 | 289.2777 | 201.3428 | 209.7428 | 187.6361 | 185.5126 | 279.8679 | 180.5931 | 255.533 | 327.0577 | 190.0789
2769 | 9 | 116 | 4 | 192.9599 | 104.6643 | 202.4085 | 289.3849 | 167.7597 | 148.617 | 156.7729 | 138.4465 | 68.6138 | 162.3713 | 283.3245 | 196.3034 | 200.6243 | 176.4551 | 181.753 | 276.685 | 174.3548 | 244.934 | 329.9547 | 185.5005
2770 | 10 | 116 | 4 | 190.9101 | 104.2379 | 205.9594 | 291.0188 | 164.8492 | 145.5857 | 157.208 | 136.1872 | 67.3797 | 158.077 | 280.8154 | 192.7554 | 214.3192 | 174.7946 | 178.6704 | 275.3256 | 175.4005 | 244.2532 | 328.5486 | 180.6384
2771 | 11 | 116 | 4 | 192.7904 | 103.5415 | 205.9068 | 296.0472 | 162.4507 | 144.2666 | 158.3777 | 138.669 | 65.155 | 157.1046 | 273.4253 | 191.6582 | 209.7667 | 180.1712 | 180.0882 | 277.5193 | 174.6418 | 245.0139 | 333.8852 | 180.9465
2772 | 12 | 116 | 4 | 196.9469 | 105.5323 | 210.9676 | 300.2274 | 162.9744 | 141.7656 | 161.5535 | 141.2656 | 66.1339 | 153.8525 | 270.7406 | 189.8364 | 215.6394 | 176.5592 | 180.6517 | 279.4652 | 173.5407 | 252.7765 | 331.5026 | 180.9513
2773 | 13 | 116 | 4 | 200.7967 | 106.1759 | 216.8877 | 301.633 | 163.0497 | 142.7818 | 159.3693 | 142.2081 | 67.0629 | 152.3974 | 266.7652 | 189.3677 | 217.9707 | 187.4964 | 182.8497 | 281.5415 | 178.9615 | 254.0342 | 330.1973 | 187.3755
2774 | 14 | 116 | 4 | 203.889 | 103.1278 | 222.6457 | 302.1219 | 169.6883 | 146.3899 | 161.64 | 142.5225 | 68.2314 | 155.5927 | 271.0949 | 191.5108 | 213.6125 | 187.1278 | 190.5661 | 284.0815 | 182.5765 | 256.7774 | 335.2102 | 192.7341
2775 | 15 | 116 | 4 | 204.7774 | 104.0542 | 222.7517 | 303.3111 | 173.3672 | 152.81 | 165.2002 | 148.6675 | 71.5186 | 163.3849 | 277.8101 | 197.6726 | 218.6274 | 206.9262 | 193.8322 | 290.9891 | 195.5151 | 262.5379 | 332.9248 | 200.7222
2776 | 16 | 116 | 4 | 216.8468 | 113.3681 | 224.0564 | 314.6254 | 198.0876 | 160.1022 | 185.0794 | 173.6273 | 82.917 | 175.9506 | 279.0369 | 206.2081 | 228.6531 | 231.783 | 203.3766 | 309.943 | 232.3853 | 282.5587 | 351.535 | 224.3641
2777 | 17 | 116 | 4 | 254.339 | 116.3532 | 256.3089 | 348.1797 | 299.1033 | 221.3275 | 231.9429 | 206.7148 | 108.026 | 236.105 | 318.7128 | 249.4535 | 260.7844 | 306.6597 | 251.6863 | 360.3682 | 324.2255 | 310.8961 | 396.2255 | 290.9816
2778 | 18 | 116 | 4 | 269.1768 | 118.0352 | 328.4522 | 406.5692 | 361.9535 | 323.8294 | 252.6041 | 213.6715 | 145.3928 | 326.1821 | 375.8635 | 368.1201 | 280.1747 | 381.138 | 317.4088 | 411.5685 | 380.347 | 394.5253 | 413.9096 | 359.0604
2779 | 19 | 116 | 4 | 267.7931 | 117.9403 | 317.4301 | 411.1986 | 345.9368 | 319.4048 | 255.4751 | 212.9512 | 149.3172 | 336.4435 | 391.9879 | 409.4117 | 282.1228 | 364.5465 | 307.5805 | 412.3756 | 364.9894 | 430.6671 | 409.484 | 378.2535
2780 | 20 | 116 | 4 | 264.3845 | 116.4148 | 297.4007 | 404.5594 | 343.2915 | 303.3676 | 247.44 | 211.1012 | 134.5831 | 317.2282 | 380.4821 | 391.0538 | 281.114 | 353.4534 | 286.0557 | 390.3877 | 357.951 | 419.1801 | 400.0535 | 362.5703
2781 | 21 | 116 | 4 | 263.5798 | 121.7231 | 281.7297 | 390.3606 | 357.1641 | 307.0182 | 242.7088 | 207.0528 | 137.8577 | 327.3345 | 386.2474 | 394.3918 | 277.5546 | 372.6377 | 272.7536 | 382.3272 | 386.2649 | 400.2181 | 409.8136 | 372.4872
2782 | 22 | 116 | 4 | 262.685 | 122.8277 | 270.5398 | 388.9229 | 343.6588 | 303.0438 | 237.8497 | 209.0367 | 135.738 | 338.6616 | 421.7452 | 428.3848 | 278.7374 | 362.1566 | 264.5352 | 389.187 | 376.3905 | 404.0419 | 422.8591 | 431.1914
2783 | 23 | 116 | 4 | 266.0179 | 125.8724 | 262.6888 | 387.1496 | 316.3948 | 281.0689 | 233.3785 | 206.2633 | 122.8894 | 322.6905 | 443.2216 | 405.4198 | 276.0883 | 344.5657 | 257.582 | 387.6847 | 349.1733 | 420.4886 | 435.4645 | 388.0086
2784 | 0 | 117 | 4 | 269.8046 | 128.4495 | 257.3005 | 402.1269 | 312.6845 | 264.3462 | 228.0726 | 206.1884 | 122.0465 | 316.5312 | 402.9564 | 371.8294 | 270.7577 | 328.622 | 258.1419 | 380.2077 | 335.814 | 441.237 | 434.8634 | 367.1938
2785 | 1 | 117 | 4 | 273.8264 | 135.1737 | 258.6785 | 408.0926 | 314.0132 | 263.9843 | 224.2642 | 208.0196 | 120.687 | 315.2174 | 397.4422 | 367.336 | 258.4393 | 329.8887 | 255.5093 | 377.2348 | 334.2012 | 467.0483 | 435.6484 | 362.8495
2786 | 2 | 117 | 4 | 277.8641 | 139.8879 | 258.0947 | 407.4224 | 322.7567 | 269.1587 | 224.3055 | 205.7052 | 120.3951 | 318.7157 | 398.5835 | 370.579 | 264.4215 | 327.1812 | 253.0674 | 375.2641 | 338.9284 | 466.9936 | 439.93 | 362.8994
2787 | 3 | 117 | 4 | 276.206 | 135.5158 | 265.8756 | 406.3325 | 336.7306 | 272.2897 | 220.7789 | 205.2992 | 120.4704 | 325.989 | 414.9656 | 383.8504 | 262.7483 | 338.519 | 260.0889 | 377.0206 | 355.8635 | 460.2054 | 438.9726 | 373.9819
2788 | 4 | 117 | 4 | 276.5013 | 130.8778 | 276.4452 | 401.0158 | 331.782 | 289.8235 | 220.8356 | 199.0282 | 115.6764 | 342.8934 | 417.5578 | 407.2358 | 257.0473 | 344.6756 | 269.8123 | 381.3201 | 355.977 | 446.0824 | 427.8859 | 383.3762
2789 | 5 | 117 | 4 | 271.5629 | 124.4987 | 276.5657 | 386.6232 | 256.9904 | 248.3019 | 211.1146 | 187.7799 | 103.6738 | 318.7997 | 384.7903 | 389.7541 | 240.448 | 305.4994 | 266.3869 | 363.1859 | 274.1348 | 422.3077 | 385.2077 | 381.1027
2790 | 6 | 117 | 4 | 249.9786 | 108.762 | 245.0673 | 325.0514 | 193.4808 | 167.5507 | 177.3926 | 155.7145 | 86.4057 | 251.3468 | 343.2324 | 279.7204 | 228.7834 | 209.3065 | 234.7414 | 309.8422 | 203.7198 | 357.2934 | 342.8522 | 307.0769
2791 | 7 | 117 | 4 | 203.7911 | 103.6457 | 217.0714 | 297.4086 | 175.4977 | 154.4703 | 161.5183 | 141.5724 | 76.9151 | 186.3379 | 305.9054 | 220.11 | 213.5762 | 188.3828 | 202.3954 | 289.8981 | 187.0756 | 280.4056 | 329.5504 | 213.5343
2792 | 8 | 117 | 4 | 197.0017 | 104.4996 | 204.2223 | 285.9716 | 170.7715 | 153.3065 | 156.7426 | 139.0196 | 68.8931 | 164.4159 | 289.2777 | 201.3428 | 209.7428 | 187.6361 | 185.5126 | 279.8679 | 180.5931 | 255.533 | 327.0577 | 190.0789
2793 | 9 | 117 | 4 | 192.9599 | 104.6643 | 202.4085 | 289.3849 | 167.7597 | 148.617 | 156.7729 | 138.4465 | 68.6138 | 162.3713 | 283.3245 | 196.3034 | 200.6243 | 176.4551 | 181.753 | 276.685 | 174.3548 | 244.934 | 329.9547 | 185.5005
2794 | 10 | 117 | 4 | 190.9101 | 104.2379 | 205.9594 | 291.0188 | 164.8492 | 145.5857 | 157.208 | 136.1872 | 67.3797 | 158.077 | 280.8154 | 192.7554 | 214.3192 | 174.7946 | 178.6704 | 275.3256 | 175.4005 | 244.2532 | 328.5486 | 180.6384
2795 | 11 | 117 | 4 | 192.7904 | 103.5415 | 205.9068 | 296.0472 | 162.4507 | 144.2666 | 158.3777 | 138.669 | 65.155 | 157.1046 | 273.4253 | 191.6582 | 209.7667 | 180.1712 | 180.0882 | 277.5193 | 174.6418 | 245.0139 | 333.8852 | 180.9465
2796 | 12 | 117 | 4 | 196.9469 | 105.5323 | 210.9676 | 300.2274 | 162.9744 | 141.7656 | 161.5535 | 141.2656 | 66.1339 | 153.8525 | 270.7406 | 189.8364 | 215.6394 | 176.5592 | 180.6517 | 279.4652 | 173.5407 | 252.7765 | 331.5026 | 180.9513
2797 | 13 | 117 | 4 | 200.7967 | 106.1759 | 216.8877 | 301.633 | 163.0497 | 142.7818 | 159.3693 | 142.2081 | 67.0629 | 152.3974 | 266.7652 | 189.3677 | 217.9707 | 187.4964 | 182.8497 | 281.5415 | 178.9615 | 254.0342 | 330.1973 | 187.3755
2798 | 14 | 117 | 4 | 203.889 | 103.1278 | 222.6457 | 302.1219 | 169.6883 | 146.3899 | 161.64 | 142.5225 | 68.2314 | 155.5927 | 271.0949 | 191.5108 | 213.6125 | 187.1278 | 190.5661 | 284.0815 | 182.5765 | 256.7774 | 335.2102 | 192.7341
2799 | 15 | 117 | 4 | 204.7774 | 104.0542 | 222.7517 | 303.3111 | 173.3672 | 152.81 | 165.2002 | 148.6675 | 71.5186 | 163.3849 | 277.8101 | 197.6726 | 218.6274 | 206.9262 | 193.8322 | 290.9891 | 195.5151 | 262.5379 | 332.9248 | 200.7222
2800 | 16 | 117 | 4 | 216.8468 | 113.3681 | 224.0564 | 314.6254 | 198.0876 | 160.1022 | 185.0794 | 173.6273 | 82.917 | 175.9506 | 279.0369 | 206.2081 | 228.6531 | 231.783 | 203.3766 | 309.943 | 232.3853 | 282.5587 | 351.535 | 224.3641
2801 | 17 | 117 | 4 | 254.339 | 116.3532 | 256.3089 | 348.1797 | 299.1033 | 221.3275 | 231.9429 | 206.7148 | 108.026 | 236.105 | 318.7128 | 249.4535 | 260.7844 | 306.6597 | 251.6863 | 360.3682 | 324.2255 | 310.8961 | 396.2255 | 290.9816
2802 | 18 | 117 | 4 | 269.1768 | 118.0352 | 328.4522 | 406.5692 | 361.9535 | 323.8294 | 252.6041 | 213.6715 | 145.3928 | 326.1821 | 375.8635 | 368.1201 | 280.1747 | 381.138 | 317.4088 | 411.5685 | 380.347 | 394.5253 | 413.9096 | 359.0604
2803 | 19 | 117 | 4 | 267.7931 | 117.9403 | 317.4301 | 411.1986 | 345.9368 | 319.4048 | 255.4751 | 212.9512 | 149.3172 | 336.4435 | 391.9879 | 409.4117 | 282.1228 | 364.5465 | 307.5805 | 412.3756 | 364.9894 | 430.6671 | 409.484 | 378.2535
2804 | 20 | 117 | 4 | 264.3845 | 116.4148 | 297.4007 | 404.5594 | 343.2915 | 303.3676 | 247.44 | 211.1012 | 134.5831 | 317.2282 | 380.4821 | 391.0538 | 281.114 | 353.4534 | 286.0557 | 390.3877 | 357.951 | 419.1801 | 400.0535 | 362.5703
2805 | 21 | 117 | 4 | 263.5798 | 121.7231 | 281.7297 | 390.3606 | 357.1641 | 307.0182 | 242.7088 | 207.0528 | 137.8577 | 327.3345 | 386.2474 | 394.3918 | 277.5546 | 372.6377 | 272.7536 | 382.3272 | 386.2649 | 400.2181 | 409.8136 | 372.4872
2806 | 22 | 117 | 4 | 262.685 | 122.8277 | 270.5398 | 388.9229 | 343.6588 | 303.0438 | 237.8497 | 209.0367 | 135.738 | 338.6616 | 421.7452 | 428.3848 | 278.7374 | 362.1566 | 264.5352 | 389.187 | 376.3905 | 404.0419 | 422.8591 | 431.1914
2807 | 23 | 117 | 4 | 266.0179 | 125.8724 | 262.6888 | 387.1496 | 316.3948 | 281.0689 | 233.3785 | 206.2633 | 122.8894 | 322.6905 | 443.2216 | 405.4198 | 276.0883 | 344.5657 | 257.582 | 387.6847 | 349.1733 | 420.4886 | 435.4645 | 388.0086
2808 | 0 | 118 | 4 | 269.8046 | 128.4495 | 257.3005 | 402.1269 | 312.6845 | 264.3462 | 228.0726 | 206.1884 | 122.0465 | 316.5312 | 402.9564 | 371.8294 | 270.7577 | 328.622 | 258.1419 | 380.2077 | 335.814 | 441.237 | 434.8634 | 367.1938
2809 | 1 | 118 | 4 | 273.8264 | 135.1737 | 258.6785 | 408.0926 | 314.0132 | 263.9843 | 224.2642 | 208.0196 | 120.687 | 315.2174 | 397.4422 | 367.336 | 258.4393 | 329.8887 | 255.5093 | 377.2348 | 334.2012 | 467.0483 | 435.6484 | 362.8495
2810 | 2 | 118 | 4 | 277.8641 | 139.8879 | 258.0947 | 407.4224 | 322.7567 | 269.1587 | 224.3055 | 205.7052 | 120.3951 | 318.7157 | 398.5835 | 370.579 | 264.4215 | 327.1812 | 253.0674 | 375.2641 | 338.9284 | 466.9936 | 439.93 | 362.8994
2811 | 3 | 118 | 4 | 276.206 | 135.5158 | 265.8756 | 406.3325 | 336.7306 | 272.2897 | 220.7789 | 205.2992 | 120.4704 | 325.989 | 414.9656 | 383.8504 | 262.7483 | 338.519 | 260.0889 | 377.0206 | 355.8635 | 460.2054 | 438.9726 | 373.9819
2812 | 4 | 118 | 4 | 276.5013 | 130.8778 | 276.4452 | 401.0158 | 331.782 | 289.8235 | 220.8356 | 199.0282 | 115.6764 | 342.8934 | 417.5578 | 407.2358 | 257.0473 | 344.6756 | 269.8123 | 381.3201 | 355.977 | 446.0824 | 427.8859 | 383.3762
2813 | 5 | 118 | 4 | 271.5629 | 124.4987 | 276.5657 | 386.6232 | 256.9904 | 248.3019 | 211.1146 | 187.7799 | 103.6738 | 318.7997 | 384.7903 | 389.7541 | 240.448 | 305.4994 | 266.3869 | 363.1859 | 274.1348 | 422.3077 | 385.2077 | 381.1027
2814 | 6 | 118 | 4 | 249.9786 | 108.762 | 245.0673 | 325.0514 | 193.4808 | 167.5507 | 177.3926 | 155.7145 | 86.4057 | 251.3468 | 343.2324 | 279.7204 | 228.7834 | 209.3065 | 234.7414 | 309.8422 | 203.7198 | 357.2934 | 342.8522 | 307.0769
2815 | 7 | 118 | 4 | 203.7911 | 103.6457 | 217.0714 | 297.4086 | 175.4977 | 154.4703 | 161.5183 | 141.5724 | 76.9151 | 186.3379 | 305.9054 | 220.11 | 213.5762 | 188.3828 | 202.3954 | 289.8981 | 187.0756 | 280.4056 | 329.5504 | 213.5343
2816 | 8 | 118 | 4 | 197.0017 | 104.4996 | 204.2223 | 285.9716 | 170.7715 | 153.3065 | 156.7426 | 139.0196 | 68.8931 | 164.4159 | 289.2777 | 201.3428 | 209.7428 | 187.6361 | 185.5126 | 279.8679 | 180.5931 | 255.533 | 327.0577 | 190.0789
2817 | 9 | 118 | 4 | 192.9599 | 104.6643 | 202.4085 | 289.3849 | 167.7597 | 148.617 | 156.7729 | 138.4465 | 68.6138 | 162.3713 | 283.3245 | 196.3034 | 200.6243 | 176.4551 | 181.753 | 276.685 | 174.3548 | 244.934 | 329.9547 | 185.5005
2818 | 10 | 118 | 4 | 190.9101 | 104.2379 | 205.9594 | 291.0188 | 164.8492 | 145.5857 | 157.208 | 136.1872 | 67.3797 | 158.077 | 280.8154 | 192.7554 | 214.3192 | 174.7946 | 178.6704 | 275.3256 | 175.4005 | 244.2532 | 328.5486 | 180.6384
2819 | 11 | 118 | 4 | 192.7904 | 103.5415 | 205.9068 | 296.0472 | 162.4507 | 144.2666 | 158.3777 | 138.669 | 65.155 | 157.1046 | 273.4253 | 191.6582 | 209.7667 | 180.1712 | 180.0882 | 277.5193 | 174.6418 | 245.0139 | 333.8852 | 180.9465
2820 | 12 | 118 | 4 | 196.9469 | 105.5323 | 210.9676 | 300.2274 | 162.9744 | 141.7656 | 161.5535 | 141.2656 | 66.1339 | 153.8525 | 270.7406 | 189.8364 | 215.6394 | 176.5592 | 180.6517 | 279.4652 | 173.5407 | 252.7765 | 331.5026 | 180.9513
2821 | 13 | 118 | 4 | 200.7967 | 106.1759 | 216.8877 | 301.633 | 163.0497 | 142.7818 | 159.3693 | 142.2081 | 67.0629 | 152.3974 | 266.7652 | 189.3677 | 217.9707 | 187.4964 | 182.8497 | 281.5415 | 178.9615 | 254.0342 | 330.1973 | 187.3755
2822 | 14 | 118 | 4 | 203.889 | 103.1278 | 222.6457 | 302.1219 | 169.6883 | 146.3899 | 161.64 | 142.5225 | 68.2314 | 155.5927 | 271.0949 | 191.5108 | 213.6125 | 187.1278 | 190.5661 | 284.0815 | 182.5765 | 256.7774 | 335.2102 | 192.7341
2823 | 15 | 118 | 4 | 204.7774 | 104.0542 | 222.7517 | 303.3111 | 173.3672 | 152.81 | 165.2002 | 148.6675 | 71.5186 | 163.3849 | 277.8101 | 197.6726 | 218.6274 | 206.9262 | 193.8322 | 290.9891 | 195.5151 | 262.5379 | 332.9248 | 200.7222
2824 | 16 | 118 | 4 | 216.8468 | 113.3681 | 224.0564 | 314.6254 | 198.0876 | 160.1022 | 185.0794 | 173.6273 | 82.917 | 175.9506 | 279.0369 | 206.2081 | 228.6531 | 231.783 | 203.3766 | 309.943 | 232.3853 | 282.5587 | 351.535 | 224.3641
2825 | 17 | 118 | 4 | 254.339 | 116.3532 | 256.3089 | 348.1797 | 299.1033 | 221.3275 | 231.9429 | 206.7148 | 108.026 | 236.105 | 318.7128 | 249.4535 | 260.7844 | 306.6597 | 251.6863 | 360.3682 | 324.2255 | 310.8961 | 396.2255 | 290.9816
2826 | 18 | 118 | 4 | 269.1768 | 118.0352 | 328.4522 | 406.5692 | 361.9535 | 323.8294 | 252.6041 | 213.6715 | 145.3928 | 326.1821 | 375.8635 | 368.1201 | 280.1747 | 381.138 | 317.4088 | 411.5685 | 380.347 | 394.5253 | 413.9096 | 359.0604
2827 | 19 | 118 | 4 | 267.7931 | 117.9403 | 317.4301 | 411.1986 | 345.9368 | 319.4048 | 255.4751 | 212.9512 | 149.3172 | 336.4435 | 391.9879 | 409.4117 | 282.1228 | 364.5465 | 307.5805 | 412.3756 | 364.9894 | 430.6671 | 409.484 | 378.2535
2828 | 20 | 118 | 4 | 264.3845 | 116.4148 | 297.4007 | 404.5594 | 343.2915 | 303.3676 | 247.44 | 211.1012 | 134.5831 | 317.2282 | 380.4821 | 391.0538 | 281.114 | 353.4534 | 286.0557 | 390.3877 | 357.951 | 419.1801 | 400.0535 | 362.5703
2829 | 21 | 118 | 4 | 263.5798 | 121.7231 | 281.7297 | 390.3606 | 357.1641 | 307.0182 | 242.7088 | 207.0528 | 137.8577 | 327.3345 | 386.2474 | 394.3918 | 277.5546 | 372.6377 | 272.7536 | 382.3272 | 386.2649 | 400.2181 | 409.8136 | 372.4872
2830 | 22 | 118 | 4 | 262.685 | 122.8277 | 270.5398 | 388.9229 | 343.6588 | 303.0438 | 237.8497 | 209.0367 | 135.738 | 338.6616 | 421.7452 | 428.3848 | 278.7374 | 362.1566 | 264.5352 | 389.187 | 376.3905 | 404.0419 | 422.8591 | 431.1914
2831 | 23 | 118 | 4 | 266.0179 | 125.8724 | 262.6888 | 387.1496 | 316.3948 | 281.0689 | 233.3785 | 206.2633 | 122.8894 | 322.6905 | 443.2216 | 405.4198 | 276.0883 | 344.5657 | 257.582 | 387.6847 | 349.1733 | 420.4886 | 435.4645 | 388.0086
2832 | 0 | 119 | 4 | 269.8046 | 128.4495 | 257.3005 | 402.1269 | 312.6845 | 264.3462 | 228.0726 | 206.1884 | 122.0465 | 316.5312 | 402.9564 | 371.8294 | 270.7577 | 328.622 | 258.1419 | 380.2077 | 335.814 | 441.237 | 434.8634 | 367.1938
2833 | 1 | 119 | 4 | 273.8264 | 135.1737 | 258.6785 | 408.0926 | 314.0132 | 263.9843 | 224.2642 | 208.0196 | 120.687 | 315.2174 | 397.4422 | 367.336 | 258.4393 | 329.8887 | 255.5093 | 377.2348 | 334.2012 | 467.0483 | 435.6484 | 362.8495
2834 | 2 | 119 | 4 | 277.8641 | 139.8879 | 258.0947 | 407.4224 | 322.7567 | 269.1587 | 224.3055 | 205.7052 | 120.3951 | 318.7157 | 398.5835 | 370.579 | 264.4215 | 327.1812 | 253.0674 | 375.2641 | 338.9284 | 466.9936 | 439.93 | 362.8994
2835 | 3 | 119 | 4 | 276.206 | 135.5158 | 265.8756 | 406.3325 | 336.7306 | 272.2897 | 220.7789 | 205.2992 | 120.4704 | 325.989 | 414.9656 | 383.8504 | 262.7483 | 338.519 | 260.0889 | 377.0206 | 355.8635 | 460.2054 | 438.9726 | 373.9819
2836 | 4 | 119 | 4 | 276.5013 | 130.8778 | 276.4452 | 401.0158 | 331.782 | 289.8235 | 220.8356 | 199.0282 | 115.6764 | 342.8934 | 417.5578 | 407.2358 | 257.0473 | 344.6756 | 269.8123 | 381.3201 | 355.977 | 446.0824 | 427.8859 | 383.3762
2837 | 5 | 119 | 4 | 271.5629 | 124.4987 | 276.5657 | 386.6232 | 256.9904 | 248.3019 | 211.1146 | 187.7799 | 103.6738 | 318.7997 | 384.7903 | 389.7541 | 240.448 | 305.4994 | 266.3869 | 363.1859 | 274.1348 | 422.3077 | 385.2077 | 381.1027
2838 | 6 | 119 | 4 | 249.9786 | 108.762 | 245.0673 | 325.0514 | 193.4808 | 167.5507 | 177.3926 | 155.7145 | 86.4057 | 251.3468 | 343.2324 | 279.7204 | 228.7834 | 209.3065 | 234.7414 | 309.8422 | 203.7198 | 357.2934 | 342.8522 | 307.0769
2839 | 7 | 119 | 4 | 203.7911 | 103.6457 | 217.0714 | 297.4086 | 175.4977 | 154.4703 | 161.5183 | 141.5724 | 76.9151 | 186.3379 | 305.9054 | 220.11 | 213.5762 | 188.3828 | 202.3954 | 289.8981 | 187.0756 | 280.4056 | 329.5504 | 213.5343
2840 | 8 | 119 | 4 | 197.0017 | 104.4996 | 204.2223 | 285.9716 | 170.7715 | 153.3065 | 156.7426 | 139.0196 | 68.8931 | 164.4159 | 289.2777 | 201.3428 | 209.7428 | 187.6361 | 185.5126 | 279.8679 | 180.5931 | 255.533 | 327.0577 | 190.0789
2841 | 9 | 119 | 4 | 192.9599 | 104.6643 | 202.4085 | 289.3849 | 167.7597 | 148.617 | 156.7729 | 138.4465 | 68.6138 | 162.3713 | 283.3245 | 196.3034 | 200.6243 | 176.4551 | 181.753 | 276.685 | 174.3548 | 244.934 | 329.9547 | 185.5005
2842 | 10 | 119 | 4 | 190.9101 | 104.2379 | 205.9594 | 291.0188 | 164.8492 | 145.5857 | 157.208 | 136.1872 | 67.3797 | 158.077 | 280.8154 | 192.7554 | 214.3192 | 174.7946 | 178.6704 | 275.3256 | 175.4005 | 244.2532 | 328.5486 | 180.6384
2843 | 11 | 119 | 4 | 192.7904 | 103.5415 | 205.9068 | 296.0472 | 162.4507 | 144.2666 | 158.3777 | 138.669 | 65.155 | 157.1046 | 273.4253 | 191.6582 | 209.7667 | 180.1712 | 180.0882 | 277.5193 | 174.6418 | 245.0139 | 333.8852 | 180.9465
2844 | 12 | 119 | 4 | 196.9469 | 105.5323 | 210.9676 | 300.2274 | 162.9744 | 141.7656 | 161.5535 | 141.2656 | 66.1339 | 153.8525 | 270.7406 | 189.8364 | 215.6394 | 176.5592 | 180.6517 | 279.4652 | 173.5407 | 252.7765 | 331.5026 | 180.9513
2845 | 13 | 119 | 4 | 200.7967 | 106.1759 | 216.8877 | 301.633 | 163.0497 | 142.7818 | 159.3693 | 142.2081 | 67.0629 | 152.3974 | 266.7652 | 189.3677 | 217.9707 | 187.4964 | 182.8497 | 281.5415 | 178.9615 | 254.0342 | 330.1973 | 187.3755
2846 | 14 | 119 | 4 | 203.889 | 103.1278 | 222.6457 | 302.1219 | 169.6883 | 146.3899 | 161.64 | 142.5225 | 68.2314 | 155.5927 | 271.0949 | 191.5108 | 213.6125 | 187.1278 | 190.5661 | 284.0815 | 182.5765 | 256.7774 | 335.2102 | 192.7341
2847 | 15 | 119 | 4 | 204.7774 | 104.0542 | 222.7517 | 303.3111 | 173.3672 | 152.81 | 165.2002 | 148.6675 | 71.5186 | 163.3849 | 277.8101 | 197.6726 | 218.6274 | 206.9262 | 193.8322 | 290.9891 | 195.5151 | 262.5379 | 332.9248 | 200.7222
2848 | 16 | 119 | 4 | 216.8468 | 113.3681 | 224.0564 | 314.6254 | 198.0876 | 160.1022 | 185.0794 | 173.6273 | 82.917 | 175.9506 | 279.0369 | 206.2081 | 228.6531 | 231.783 | 203.3766 | 309.943 | 232.3853 | 282.5587 | 351.535 | 224.3641
2849 | 17 | 119 | 4 | 254.339 | 116.3532 | 256.3089 | 348.1797 | 299.1033 | 221.3275 | 231.9429 | 206.7148 | 108.026 | 236.105 | 318.7128 | 249.4535 | 260.7844 | 306.6597 | 251.6863 | 360.3682 | 324.2255 | 310.8961 | 396.2255 | 290.9816
2850 | 18 | 119 | 4 | 269.1768 | 118.0352 | 328.4522 | 406.5692 | 361.9535 | 323.8294 | 252.6041 | 213.6715 | 145.3928 | 326.1821 | 375.8635 | 368.1201 | 280.1747 | 381.138 | 317.4088 | 411.5685 | 380.347 | 394.5253 | 413.9096 | 359.0604
2851 | 19 | 119 | 4 | 267.7931 | 117.9403 | 317.4301 | 411.1986 | 345.9368 | 319.4048 | 255.4751 | 212.9512 | 149.3172 | 336.4435 | 391.9879 | 409.4117 | 282.1228 | 364.5465 | 307.5805 | 412.3756 | 364.9894 | 430.6671 | 409.484 | 378.2535
2852 | 20 | 119 | 4 | 264.3845 | 116.4148 | 297.4007 | 404.5594 | 343.2915 | 303.3676 | 247.44 | 211.1012 | 134.5831 | 317.2282 | 380.4821 | 391.0538 | 281.114 | 353.4534 | 286.0557 | 390.3877 | 357.951 | 419.1801 | 400.0535 | 362.5703
2853 | 21 | 119 | 4 | 263.5798 | 121.7231 | 281.7297 | 390.3606 | 357.1641 | 307.0182 | 242.7088 | 207.0528 | 137.8577 | 327.3345 | 386.2474 | 394.3918 | 277.5546 | 372.6377 | 272.7536 | 382.3272 | 386.2649 | 400.2181 | 409.8136 | 372.4872
2854 | 22 | 119 | 4 | 262.685 | 122.8277 | 270.5398 | 388.9229 | 343.6588 | 303.0438 | 237.8497 | 209.0367 | 135.738 | 338.6616 | 421.7452 | 428.3848 | 278.7374 | 362.1566 | 264.5352 | 389.187 | 376.3905 | 404.0419 | 422.8591 | 431.1914
2855 | 23 | 119 | 4 | 266.0179 | 125.8724 | 262.6888 | 387.1496 | 316.3948 | 281.0689 | 233.3785 | 206.2633 | 122.8894 | 322.6905 | 443.2216 | 405.4198 | 276.0883 | 344.5657 | 257.582 | 387.6847 | 349.1733 | 420.4886 | 435.4645 | 388.0086
2856 | 0 | 120 | 4 | 269.8046 | 128.4495 | 257.3005 | 402.1269 | 312.6845 | 264.3462 | 228.0726 | 206.1884 | 122.0465 | 316.5312 | 402.9564 | 371.8294 | 270.7577 | 328.622 | 258.1419 | 380.2077 | 335.814 | 441.237 | 434.8634 | 367.1938
2857 | 1 | 120 | 4 | 273.8264 | 135.1737 | 258.6785 | 408.0926 | 314.0132 | 263.9843 | 224.2642 | 208.0196 | 120.687 | 315.2174 | 397.4422 | 367.336 | 258.4393 | 329.8887 | 255.5093 | 377.2348 | 334.2012 | 467.0483 | 435.6484 | 362.8495
2858 | 2 | 120 | 4 | 277.8641 | 139.8879 | 258.0947 | 407.4224 | 322.7567 | 269.1587 | 224.3055 | 205.7052 | 120.3951 | 318.7157 | 398.5835 | 370.579 | 264.4215 | 327.1812 | 253.0674 | 375.2641 | 338.9284 | 466.9936 | 439.93 | 362.8994
2859 | 3 | 120 | 4 | 276.206 | 135.5158 | 265.8756 | 406.3325 | 336.7306 | 272.2897 | 220.7789 | 205.2992 | 120.4704 | 325.989 | 414.9656 | 383.8504 | 262.7483 | 338.519 | 260.0889 | 377.0206 | 355.8635 | 460.2054 | 438.9726 | 373.9819
2860 | 4 | 120 | 4 | 276.5013 | 130.8778 | 276.4452 | 401.0158 | 331.782 | 289.8235 | 220.8356 | 199.0282 | 115.6764 | 342.8934 | 417.5578 | 407.2358 | 257.0473 | 344.6756 | 269.8123 | 381.3201 | 355.977 | 446.0824 | 427.8859 | 383.3762
2861 | 5 | 120 | 4 | 271.5629 | 124.4987 | 276.5657 | 386.6232 | 256.9904 | 248.3019 | 211.1146 | 187.7799 | 103.6738 | 318.7997 | 384.7903 | 389.7541 | 240.448 | 305.4994 | 266.3869 | 363.1859 | 274.1348 | 422.3077 | 385.2077 | 381.1027
2862 | 6 | 120 | 4 | 249.9786 | 108.762 | 245.0673 | 325.0514 | 193.4808 | 167.5507 | 177.3926 | 155.7145 | 86.4057 | 251.3468 | 343.2324 | 279.7204 | 228.7834 | 209.3065 | 234.7414 | 309.8422 | 203.7198 | 357.2934 | 342.8522 | 307.0769
2863 | 7 | 120 | 4 | 203.7911 | 103.6457 | 217.0714 | 297.4086 | 175.4977 | 154.4703 | 161.5183 | 141.5724 | 76.9151 | 186.3379 | 305.9054 | 220.11 | 213.5762 | 188.3828 | 202.3954 | 289.8981 | 187.0756 | 280.4056 | 329.5504 | 213.5343
2864 | 8 | 120 | 4 | 197.0017 | 104.4996 | 204.2223 | 285.9716 | 170.7715 | 153.3065 | 156.7426 | 139.0196 | 68.8931 | 164.4159 | 289.2777 | 201.3428 | 209.7428 | 187.6361 | 185.5126 | 279.8679 | 180.5931 | 255.533 | 327.0577 | 190.0789
2865 | 9 | 120 | 4 | 192.9599 | 104.6643 | 202.4085 | 289.3849 | 167.7597 | 148.617 | 156.7729 | 138.4465 | 68.6138 | 162.3713 | 283.3245 | 196.3034 | 200.6243 | 176.4551 | 181.753 | 276.685 | 174.3548 | 244.934 | 329.9547 | 185.5005
2866 | 10 | 120 | 4 | 190.9101 | 104.2379 | 205.9594 | 291.0188 | 164.8492 | 145.5857 | 157.208 | 136.1872 | 67.3797 | 158.077 | 280.8154 | 192.7554 | 214.3192 | 174.7946 | 178.6704 | 275.3256 | 175.4005 | 244.2532 | 328.5486 | 180.6384
2867 | 11 | 120 | 4 | 192.7904 | 103.5415 | 205.9068 | 296.0472 | 162.4507 | 144.2666 | 158.3777 | 138.669 | 65.155 | 157.1046 | 273.4253 | 191.6582 | 209.7667 | 180.1712 | 180.0882 | 277.5193 | 174.6418 | 245.0139 | 333.8852 | 180.9465
2868 | 12 | 120 | 4 | 196.9469 | 105.5323 | 210.9676 | 300.2274 | 162.9744 | 141.7656 | 161.5535 | 141.2656 | 66.1339 | 153.8525 | 270.7406 | 189.8364 | 215.6394 | 176.5592 | 180.6517 | 279.4652 | 173.5407 | 252.7765 | 331.5026 | 180.9513
2869 | 13 | 120 | 4 | 200.7967 | 106.1759 | 216.8877 | 301.633 | 163.0497 | 142.7818 | 159.3693 | 142.2081 | 67.0629 | 152.3974 | 266.7652 | 189.3677 | 217.9707 | 187.4964 | 182.8497 | 281.5415 | 178.9615 | 254.0342 | 330.1973 | 187.3755
2870 | 14 | 120 | 4 | 203.889 | 103.1278 | 222.6457 | 302.1219 | 169.6883 | 146.3899 | 161.64 | 142.5225 | 68.2314 | 155.5927 | 271.0949 | 191.5108 | 213.6125 | 187.1278 | 190.5661 | 284.0815 | 182.5765 | 256.7774 | 335.2102 | 192.7341
2871 | 15 | 120 | 4 | 204.7774 | 104.0542 | 222.7517 | 303.3111 | 173.3672 | 152.81 | 165.2002 | 148.6675 | 71.5186 | 163.3849 | 277.8101 | 197.6726 | 218.6274 | 206.9262 | 193.8322 | 290.9891 | 195.5151 | 262.5379 | 332.9248 | 200.7222
2872 | 16 | 120 | 4 | 216.8468 | 113.3681 | 224.0564 | 314.6254 | 198.0876 | 160.1022 | 185.0794 | 173.6273 | 82.917 | 175.9506 | 279.0369 | 206.2081 | 228.6531 | 231.783 | 203.3766 | 309.943 | 232.3853 | 282.5587 | 351.535 | 224.3641
2873 | 17 | 120 | 4 | 254.339 | 116.3532 | 256.3089 | 348.1797 | 299.1033 | 221.3275 | 231.9429 | 206.7148 | 108.026 | 236.105 | 318.7128 | 249.4535 | 260.7844 | 306.6597 | 251.6863 | 360.3682 | 324.2255 | 310.8961 | 396.2255 | 290.9816
2874 | 18 | 120 | 4 | 269.1768 | 118.0352 | 328.4522 | 406.5692 | 361.9535 | 323.8294 | 252.6041 | 213.6715 | 145.3928 | 326.1821 | 375.8635 | 368.1201 | 280.1747 | 381.138 | 317.4088 | 411.5685 | 380.347 | 394.5253 | 413.9096 | 359.0604
2875 | 19 | 120 | 4 | 267.7931 | 117.9403 | 317.4301 | 411.1986 | 345.9368 | 319.4048 | 255.4751 | 212.9512 | 149.3172 | 336.4435 | 391.9879 | 409.4117 | 282.1228 | 364.5465 | 307.5805 | 412.3756 | 364.9894 | 430.6671 | 409.484 | 378.2535
2876 | 20 | 120 | 4 | 264.3845 | 116.4148 | 297.4007 | 404.5594 | 343.2915 | 303.3676 | 247.44 | 211.1012 | 134.5831 | 317.2282 | 380.4821 | 391.0538 | 281.114 | 353.4534 | 286.0557 | 390.3877 | 357.951 | 419.1801 | 400.0535 | 362.5703
2877 | 21 | 120 | 4 | 263.5798 | 121.7231 | 281.7297 | 390.3606 | 357.1641 | 307.0182 | 242.7088 | 207.0528 | 137.8577 | 327.3345 | 386.2474 | 394.3918 | 277.5546 | 372.6377 | 272.7536 | 382.3272 | 386.2649 | 400.2181 | 409.8136 | 372.4872
2878 | 22 | 120 | 4 | 262.685 | 122.8277 | 270.5398 | 388.9229 | 343.6588 | 303.0438 | 237.8497 | 209.0367 | 135.738 | 338.6616 | 421.7452 | 428.3848 | 278.7374 | 362.1566 | 264.5352 | 389.187 | 376.3905 | 404.0419 | 422.8591 | 431.1914
2879 | 23 | 120 | 4 | 266.0179 | 125.8724 | 262.6888 | 387.1496 | 316.3948 | 281.0689 | 233.3785 | 206.2633 | 122.8894 | 322.6905 | 443.2216 | 405.4198 | 276.0883 | 344.5657 | 257.582 | 387.6847 | 349.1733 | 420.4886 | 435.4645 | 388.0086
2880 | 0 | 121 | 5 | 278.0918 | 126.8818 | 284.7699 | 431.1026 | 354.967 | 304.6216 | 253.6725 | 209.1805 | 150.2559 | 364.2272 | 404.875 | 428.0425 | 251.6656 | 372.5109 | 287.385 | 399.0646 | 404.0997 | 472.9223 | 449.2189 | 419.9427
2881 | 1 | 121 | 5 | 288.6987 | 133.5793 | 281.1295 | 432.5018 | 350.4298 | 303.8411 | 254.2244 | 211.5859 | 153.1298 | 361.3673 | 410.9103 | 415.09 | 263.5288 | 357.3879 | 280.9681 | 397.1156 | 391.8464 | 492.9539 | 451.0254 | 408.9184
2882 | 2 | 121 | 5 | 290.2266 | 140.6708 | 285.0272 | 439.0924 | 353.7441 | 301.3425 | 253.8993 | 210.7002 | 154.3588 | 360.0045 | 409.5845 | 409.3458 | 267.7225 | 365.5231 | 290.2127 | 397.122 | 396.1236 | 502.6344 | 452.1883 | 401.248
2883 | 3 | 121 | 5 | 293.6604 | 136.8142 | 285.826 | 431.5462 | 365.488 | 305.8947 | 253.2429 | 207.1343 | 157.4792 | 362.986 | 411.5845 | 415.968 | 265.8477 | 370.6631 | 291.8371 | 394.7569 | 404.3063 | 496.3729 | 441.2067 | 401.7653
2884 | 4 | 121 | 5 | 291.9118 | 136.5886 | 291.0142 | 436.8954 | 316.3953 | 299.5336 | 252.7692 | 213.0034 | 151.9459 | 364.5657 | 399.939 | 430.3196 | 253.0172 | 373.9067 | 298.9999 | 396.4549 | 382.0659 | 490.6187 | 438.346 | 403.3524
2885 | 5 | 121 | 5 | 276.2486 | 108.639 | 283.9034 | 405.9675 | 229.8372 | 191.3615 | 233.3276 | 177.3534 | 122.2215 | 325.7625 | 351.297 | 368.5965 | 248.9284 | 272.2903 | 287.8227 | 346.1885 | 272.2188 | 469.6323 | 383.2884 | 388.1272
2886 | 6 | 121 | 5 | 220.2032 | 102.1916 | 248.9875 | 344.1754 | 202.5853 | 163.6849 | 219.1759 | 159.4808 | 107.0701 | 250.2297 | 315.5152 | 263.539 | 229.4364 | 217.9077 | 238.8037 | 306.955 | 223.5619 | 361.731 | 349.0413 | 287.8203
2887 | 7 | 121 | 5 | 199.4869 | 102.5244 | 230.7227 | 313.7498 | 196.0847 | 163.4905 | 216.8 | 155.6338 | 101.3698 | 223.9206 | 297.4419 | 232.1002 | 233.5233 | 201.3453 | 210.618 | 291.1129 | 203.3108 | 301.7852 | 342.0528 | 240.3811
2888 | 8 | 121 | 5 | 200.0269 | 102.6259 | 222.1953 | 304.8301 | 191.1001 | 163.6246 | 205.2464 | 156.9634 | 93.3448 | 206.8963 | 294.3437 | 222.1277 | 230.2044 | 201.6629 | 200.6775 | 287.6949 | 202.6689 | 275.7704 | 339.8177 | 217.078
2889 | 9 | 121 | 5 | 203.4218 | 104.0047 | 219.4806 | 301.723 | 188.8293 | 161.2285 | 200.9892 | 154.8197 | 87.2651 | 197.8581 | 293.8882 | 216.0769 | 224.2081 | 191.3185 | 195.6443 | 289.1608 | 200.4332 | 268.222 | 336.8928 | 204.3652
2890 | 10 | 121 | 5 | 201.4247 | 103.2041 | 224.4367 | 313.5405 | 189.7346 | 162.5184 | 200.8891 | 154.1025 | 86.8531 | 197.4395 | 294.8624 | 216.5399 | 221.388 | 199.0748 | 199.6728 | 294.5668 | 206.3903 | 272.1386 | 340.5286 | 201.544
2891 | 11 | 121 | 5 | 204.3369 | 104.1608 | 230.7716 | 321.0862 | 189.8477 | 166.3727 | 195.915 | 154.2608 | 87.7472 | 204.9977 | 289.7279 | 219.5342 | 218.3551 | 203.5358 | 204.6031 | 297.9021 | 205.8352 | 272.0256 | 345.0435 | 207.1183
2892 | 12 | 121 | 5 | 205.2623 | 102.2183 | 241.2865 | 327.1779 | 191.2175 | 164.2936 | 196.2495 | 154.6226 | 87.5224 | 201.5503 | 290.4951 | 220.1969 | 214.6256 | 206.1225 | 210.3614 | 298.7861 | 208.4335 | 273.0358 | 336.2056 | 209.2673
2893 | 13 | 121 | 5 | 208.771 | 100.228 | 247.8518 | 338.8157 | 190.722 | 158.359 | 194.0678 | 154.0445 | 89.5419 | 202.0728 | 288.8532 | 219.7723 | 215.7043 | 210.83 | 216.6614 | 299.2931 | 209.4179 | 286.3621 | 336.9539 | 216.309
2894 | 14 | 121 | 5 | 209.8236 | 99.0464 | 253.4324 | 349.4372 | 192.0012 | 158.2248 | 195.5685 | 147.9469 | 91.0274 | 206.1149 | 288.7502 | 219.3602 | 213.4234 | 204.2531 | 217.9095 | 301.5405 | 209.0645 | 303.2788 | 345.8498 | 220.2606
2895 | 15 | 121 | 5 | 211.8687 | 101.9726 | 252.9359 | 359.2605 | 195.6103 | 158.3569 | 203.6889 | 148.2532 | 93.6348 | 213.3521 | 287.087 | 223.9843 | 203.1102 | 213.1649 | 221.9547 | 306.2979 | 221.7693 | 319.975 | 356.7317 | 232.5461
2896 | 16 | 121 | 5 | 222.1723 | 104.1348 | 253.7569 | 366.616 | 212.9117 | 158.0674 | 214.0047 | 164.4997 | 99.3309 | 232.8025 | 292.2316 | 235.4539 | 204.4163 | 207.944 | 228.629 | 315.9029 | 231.0126 | 339.739 | 375.6289 | 250.605
2897 | 17 | 121 | 5 | 250.6027 | 110.5102 | 267.6872 | 399.7378 | 281.375 | 187.5922 | 252.227 | 204.5264 | 124.347 | 267.3699 | 311.5628 | 258.7088 | 234.0944 | 256.7274 | 260.8468 | 348.8258 | 296.8371 | 386.4895 | 411.6642 | 307.7601
2898 | 18 | 121 | 5 | 269.3148 | 118.2108 | 332.5853 | 465.7481 | 372.2501 | 295.7711 | 275.0576 | 219.254 | 168.5394 | 362.1034 | 357.0524 | 346.984 | 250.2264 | 358.5971 | 336.2726 | 408.9741 | 394.9343 | 461.3882 | 443.0532 | 392.2101
2899 | 19 | 121 | 5 | 279.7434 | 116.7591 | 340.853 | 473.2041 | 373.658 | 317.6643 | 274.1311 | 220.58 | 166.885 | 395.9666 | 398.0921 | 429.1655 | 262.2995 | 351.2123 | 357.1332 | 432.1293 | 382.4146 | 510.6623 | 434.1454 | 421.5323
2900 | 20 | 121 | 5 | 270.0827 | 115.8818 | 320.2276 | 453.4269 | 385.5378 | 312.1538 | 271.5855 | 220.5246 | 150.2092 | 367.3624 | 385.9958 | 413.7349 | 261.2474 | 350.6082 | 348.7721 | 420.8759 | 388.1132 | 491.3758 | 422.7277 | 392.4574
2901 | 21 | 121 | 5 | 271.2573 | 120.0126 | 299.8394 | 444.8819 | 390.3022 | 309.0077 | 271.0066 | 220.7184 | 170.7999 | 397.7601 | 389.3864 | 445.7222 | 257.2967 | 367.5439 | 317.0333 | 404.3937 | 402.1823 | 476.7979 | 425.8763 | 434.8648
2902 | 22 | 121 | 5 | 271.0012 | 115.5395 | 293.784 | 403.7349 | 382.1604 | 325.3274 | 273.4802 | 208.158 | 166.9993 | 395.2432 | 385.168 | 461.554 | 258.8674 | 401.0966 | 314.9973 | 410.9309 | 437.8806 | 491.1465 | 464.1277 | 469.5023
2903 | 23 | 121 | 5 | 271.7291 | 121.8476 | 289.32 | 411.4314 | 369.8021 | 314.9389 | 265.3278 | 209.5724 | 151.8257 | 374.2323 | 396.8375 | 451.7629 | 253.4612 | 374.5626 | 295.3718 | 406.1232 | 414.7402 | 480.5037 | 462.2033 | 440.3486
2904 | 0 | 122 | 5 | 278.0918 | 126.8818 | 284.7699 | 431.1026 | 354.967 | 304.6216 | 253.6725 | 209.1805 | 150.2559 | 364.2272 | 404.875 | 428.0425 | 251.6656 | 372.5109 | 287.385 | 399.0646 | 404.0997 | 472.9223 | 449.2189 | 419.9427
2905 | 1 | 122 | 5 | 288.6987 | 133.5793 | 281.1295 | 432.5018 | 350.4298 | 303.8411 | 254.2244 | 211.5859 | 153.1298 | 361.3673 | 410.9103 | 415.09 | 263.5288 | 357.3879 | 280.9681 | 397.1156 | 391.8464 | 492.9539 | 451.0254 | 408.9184
2906 | 2 | 122 | 5 | 290.2266 | 140.6708 | 285.0272 | 439.0924 | 353.7441 | 301.3425 | 253.8993 | 210.7002 | 154.3588 | 360.0045 | 409.5845 | 409.3458 | 267.7225 | 365.5231 | 290.2127 | 397.122 | 396.1236 | 502.6344 | 452.1883 | 401.248
2907 | 3 | 122 | 5 | 293.6604 | 136.8142 | 285.826 | 431.5462 | 365.488 | 305.8947 | 253.2429 | 207.1343 | 157.4792 | 362.986 | 411.5845 | 415.968 | 265.8477 | 370.6631 | 291.8371 | 394.7569 | 404.3063 | 496.3729 | 441.2067 | 401.7653
2908 | 4 | 122 | 5 | 291.9118 | 136.5886 | 291.0142 | 436.8954 | 316.3953 | 299.5336 | 252.7692 | 213.0034 | 151.9459 | 364.5657 | 399.939 | 430.3196 | 253.0172 | 373.9067 | 298.9999 | 396.4549 | 382.0659 | 490.6187 | 438.346 | 403.3524
2909 | 5 | 122 | 5 | 276.2486 | 108.639 | 283.9034 | 405.9675 | 229.8372 | 191.3615 | 233.3276 | 177.3534 | 122.2215 | 325.7625 | 351.297 | 368.5965 | 248.9284 | 272.2903 | 287.8227 | 346.1885 | 272.2188 | 469.6323 | 383.2884 | 388.1272
2910 | 6 | 122 | 5 | 220.2032 | 102.1916 | 248.9875 | 344.1754 | 202.5853 | 163.6849 | 219.1759 | 159.4808 | 107.0701 | 250.2297 | 315.5152 | 263.539 | 229.4364 | 217.9077 | 238.8037 | 306.955 | 223.5619 | 361.731 | 349.0413 | 287.8203
2911 | 7 | 122 | 5 | 199.4869 | 102.5244 | 230.7227 | 313.7498 | 196.0847 | 163.4905 | 216.8 | 155.6338 | 101.3698 | 223.9206 | 297.4419 | 232.1002 | 233.5233 | 201.3453 | 210.618 | 291.1129 | 203.3108 | 301.7852 | 342.0528 | 240.3811
2912 | 8 | 122 | 5 | 200.0269 | 102.6259 | 222.1953 | 304.8301 | 191.1001 | 163.6246 | 205.2464 | 156.9634 | 93.3448 | 206.8963 | 294.3437 | 222.1277 | 230.2044 | 201.6629 | 200.6775 | 287.6949 | 202.6689 | 275.7704 | 339.8177 | 217.078
2913 | 9 | 122 | 5 | 203.4218 | 104.0047 | 219.4806 | 301.723 | 188.8293 | 161.2285 | 200.9892 | 154.8197 | 87.2651 | 197.8581 | 293.8882 | 216.0769 | 224.2081 | 191.3185 | 195.6443 | 289.1608 | 200.4332 | 268.222 | 336.8928 | 204.3652
2914 | 10 | 122 | 5 | 201.4247 | 103.2041 | 224.4367 | 313.5405 | 189.7346 | 162.5184 | 200.8891 | 154.1025 | 86.8531 | 197.4395 | 294.8624 | 216.5399 | 221.388 | 199.0748 | 199.6728 | 294.5668 | 206.3903 | 272.1386 | 340.5286 | 201.544
2915 | 11 | 122 | 5 | 204.3369 | 104.1608 | 230.7716 | 321.0862 | 189.8477 | 166.3727 | 195.915 | 154.2608 | 87.7472 | 204.9977 | 289.7279 | 219.5342 | 218.3551 | 203.5358 | 204.6031 | 297.9021 | 205.8352 | 272.0256 | 345.0435 | 207.1183
2916 | 12 | 122 | 5 | 205.2623 | 102.2183 | 241.2865 | 327.1779 | 191.2175 | 164.2936 | 196.2495 | 154.6226 | 87.5224 | 201.5503 | 290.4951 | 220.1969 | 214.6256 | 206.1225 | 210.3614 | 298.7861 | 208.4335 | 273.0358 | 336.2056 | 209.2673
2917 | 13 | 122 | 5 | 208.771 | 100.228 | 247.8518 | 338.8157 | 190.722 | 158.359 | 194.0678 | 154.0445 | 89.5419 | 202.0728 | 288.8532 | 219.7723 | 215.7043 | 210.83 | 216.6614 | 299.2931 | 209.4179 | 286.3621 | 336.9539 | 216.309
2918 | 14 | 122 | 5 | 209.8236 | 99.0464 | 253.4324 | 349.4372 | 192.0012 | 158.2248 | 195.5685 | 147.9469 | 91.0274 | 206.1149 | 288.7502 | 219.3602 | 213.4234 | 204.2531 | 217.9095 | 301.5405 | 209.0645 | 303.2788 | 345.8498 | 220.2606
2919 | 15 | 122 | 5 | 211.8687 | 101.9726 | 252.9359 | 359.2605 | 195.6103 | 158.3569 | 203.6889 | 148.2532 | 93.6348 | 213.3521 | 287.087 | 223.9843 | 203.1102 | 213.1649 | 221.9547 | 306.2979 | 221.7693 | 319.975 | 356.7317 | 232.5461
2920 | 16 | 122 | 5 | 222.1723 | 104.1348 | 253.7569 | 366.616 | 212.9117 | 158.0674 | 214.0047 | 164.4997 | 99.3309 | 232.8025 | 292.2316 | 235.4539 | 204.4163 | 207.944 | 228.629 | 315.9029 | 231.0126 | 339.739 | 375.6289 | 250.605
2921 | 17 | 122 | 5 | 250.6027 | 110.5102 | 267.6872 | 399.7378 | 281.375 | 187.5922 | 252.227 | 204.5264 | 124.347 | 267.3699 | 311.5628 | 258.7088 | 234.0944 | 256.7274 | 260.8468 | 348.8258 | 296.8371 | 386.4895 | 411.6642 | 307.7601
2922 | 18 | 122 | 5 | 269.3148 | 118.2108 | 332.5853 | 465.7481 | 372.2501 | 295.7711 | 275.0576 | 219.254 | 168.5394 | 362.1034 | 357.0524 | 346.984 | 250.2264 | 358.5971 | 336.2726 | 408.9741 | 394.9343 | 461.3882 | 443.0532 | 392.2101
2923 | 19 | 122 | 5 | 279.7434 | 116.7591 | 340.853 | 473.2041 | 373.658 | 317.6643 | 274.1311 | 220.58 | 166.885 | 395.9666 | 398.0921 | 429.1655 | 262.2995 | 351.2123 | 357.1332 | 432.1293 | 382.4146 | 510.6623 | 434.1454 | 421.5323
2924 | 20 | 122 | 5 | 270.0827 | 115.8818 | 320.2276 | 453.4269 | 385.5378 | 312.1538 | 271.5855 | 220.5246 | 150.2092 | 367.3624 | 385.9958 | 413.7349 | 261.2474 | 350.6082 | 348.7721 | 420.8759 | 388.1132 | 491.3758 | 422.7277 | 392.4574
2925 | 21 | 122 | 5 | 271.2573 | 120.0126 | 299.8394 | 444.8819 | 390.3022 | 309.0077 | 271.0066 | 220.7184 | 170.7999 | 397.7601 | 389.3864 | 445.7222 | 257.2967 | 367.5439 | 317.0333 | 404.3937 | 402.1823 | 476.7979 | 425.8763 | 434.8648
2926 | 22 | 122 | 5 | 271.0012 | 115.5395 | 293.784 | 403.7349 | 382.1604 | 325.3274 | 273.4802 | 208.158 | 166.9993 | 395.2432 | 385.168 | 461.554 | 258.8674 | 401.0966 | 314.9973 | 410.9309 | 437.8806 | 491.1465 | 464.1277 | 469.5023
2927 | 23 | 122 | 5 | 271.7291 | 121.8476 | 289.32 | 411.4314 | 369.8021 | 314.9389 | 265.3278 | 209.5724 | 151.8257 | 374.2323 | 396.8375 | 451.7629 | 253.4612 | 374.5626 | 295.3718 | 406.1232 | 414.7402 | 480.5037 | 462.2033 | 440.3486
2928 | 0 | 123 | 5 | 278.0918 | 126.8818 | 284.7699 | 431.1026 | 354.967 | 304.6216 | 253.6725 | 209.1805 | 150.2559 | 364.2272 | 404.875 | 428.0425 | 251.6656 | 372.5109 | 287.385 | 399.0646 | 404.0997 | 472.9223 | 449.2189 | 419.9427
2929 | 1 | 123 | 5 | 288.6987 | 133.5793 | 281.1295 | 432.5018 | 350.4298 | 303.8411 | 254.2244 | 211.5859 | 153.1298 | 361.3673 | 410.9103 | 415.09 | 263.5288 | 357.3879 | 280.9681 | 397.1156 | 391.8464 | 492.9539 | 451.0254 | 408.9184
2930 | 2 | 123 | 5 | 290.2266 | 140.6708 | 285.0272 | 439.0924 | 353.7441 | 301.3425 | 253.8993 | 210.7002 | 154.3588 | 360.0045 | 409.5845 | 409.3458 | 267.7225 | 365.5231 | 290.2127 | 397.122 | 396.1236 | 502.6344 | 452.1883 | 401.248
2931 | 3 | 123 | 5 | 293.6604 | 136.8142 | 285.826 | 431.5462 | 365.488 | 305.8947 | 253.2429 | 207.1343 | 157.4792 | 362.986 | 411.5845 | 415.968 | 265.8477 | 370.6631 | 291.8371 | 394.7569 | 404.3063 | 496.3729 | 441.2067 | 401.7653
2932 | 4 | 123 | 5 | 291.9118 | 136.5886 | 291.0142 | 436.8954 | 316.3953 | 299.5336 | 252.7692 | 213.0034 | 151.9459 | 364.5657 | 399.939 | 430.3196 | 253.0172 | 373.9067 | 298.9999 | 396.4549 | 382.0659 | 490.6187 | 438.346 | 403.3524
2933 | 5 | 123 | 5 | 276.2486 | 108.639 | 283.9034 | 405.9675 | 229.8372 | 191.3615 | 233.3276 | 177.3534 | 122.2215 | 325.7625 | 351.297 | 368.5965 | 248.9284 | 272.2903 | 287.8227 | 346.1885 | 272.2188 | 469.6323 | 383.2884 | 388.1272
2934 | 6 | 123 | 5 | 220.2032 | 102.1916 | 248.9875 | 344.1754 | 202.5853 | 163.6849 | 219.1759 | 159.4808 | 107.0701 | 250.2297 | 315.5152 | 263.539 | 229.4364 | 217.9077 | 238.8037 | 306.955 | 223.5619 | 361.731 | 349.0413 | 287.8203
2935 | 7 | 123 | 5 | 199.4869 | 102.5244 | 230.7227 | 313.7498 | 196.0847 | 163.4905 | 216.8 | 155.6338 | 101.3698 | 223.9206 | 297.4419 | 232.1002 | 233.5233 | 201.3453 | 210.618 | 291.1129 | 203.3108 | 301.7852 | 342.0528 | 240.3811
2936 | 8 | 123 | 5 | 200.0269 | 102.6259 | 222.1953 | 304.8301 | 191.1001 | 163.6246 | 205.2464 | 156.9634 | 93.3448 | 206.8963 | 294.3437 | 222.1277 | 230.2044 | 201.6629 | 200.6775 | 287.6949 | 202.6689 | 275.7704 | 339.8177 | 217.078
2937 | 9 | 123 | 5 | 203.4218 | 104.0047 | 219.4806 | 301.723 | 188.8293 | 161.2285 | 200.9892 | 154.8197 | 87.2651 | 197.8581 | 293.8882 | 216.0769 | 224.2081 | 191.3185 | 195.6443 | 289.1608 | 200.4332 | 268.222 | 336.8928 | 204.3652
2938 | 10 | 123 | 5 | 201.4247 | 103.2041 | 224.4367 | 313.5405 | 189.7346 | 162.5184 | 200.8891 | 154.1025 | 86.8531 | 197.4395 | 294.8624 | 216.5399 | 221.388 | 199.0748 | 199.6728 | 294.5668 | 206.3903 | 272.1386 | 340.5286 | 201.544
2939 | 11 | 123 | 5 | 204.3369 | 104.1608 | 230.7716 | 321.0862 | 189.8477 | 166.3727 | 195.915 | 154.2608 | 87.7472 | 204.9977 | 289.7279 | 219.5342 | 218.3551 | 203.5358 | 204.6031 | 297.9021 | 205.8352 | 272.0256 | 345.0435 | 207.1183
2940 | 12 | 123 | 5 | 205.2623 | 102.2183 | 241.2865 | 327.1779 | 191.2175 | 164.2936 | 196.2495 | 154.6226 | 87.5224 | 201.5503 | 290.4951 | 220.1969 | 214.6256 | 206.1225 | 210.3614 | 298.7861 | 208.4335 | 273.0358 | 336.2056 | 209.2673
2941 | 13 | 123 | 5 | 208.771 | 100.228 | 247.8518 | 338.8157 | 190.722 | 158.359 | 194.0678 | 154.0445 | 89.5419 | 202.0728 | 288.8532 | 219.7723 | 215.7043 | 210.83 | 216.6614 | 299.2931 | 209.4179 | 286.3621 | 336.9539 | 216.309
2942 | 14 | 123 | 5 | 209.8236 | 99.0464 | 253.4324 | 349.4372 | 192.0012 | 158.2248 | 195.5685 | 147.9469 | 91.0274 | 206.1149 | 288.7502 | 219.3602 | 213.4234 | 204.2531 | 217.9095 | 301.5405 | 209.0645 | 303.2788 | 345.8498 | 220.2606
2943 | 15 | 123 | 5 | 211.8687 | 101.9726 | 252.9359 | 359.2605 | 195.6103 | 158.3569 | 203.6889 | 148.2532 | 93.6348 | 213.3521 | 287.087 | 223.9843 | 203.1102 | 213.1649 | 221.9547 | 306.2979 | 221.7693 | 319.975 | 356.7317 | 232.5461
2944 | 16 | 123 | 5 | 222.1723 | 104.1348 | 253.7569 | 366.616 | 212.9117 | 158.0674 | 214.0047 | 164.4997 | 99.3309 | 232.8025 | 292.2316 | 235.4539 | 204.4163 | 207.944 | 228.629 | 315.9029 | 231.0126 | 339.739 | 375.6289 | 250.605
2945 | 17 | 123 | 5 | 250.6027 | 110.5102 | 267.6872 | 399.7378 | 281.375 | 187.5922 | 252.227 | 204.5264 | 124.347 | 267.3699 | 311.5628 | 258.7088 | 234.0944 | 256.7274 | 260.8468 | 348.8258 | 296.8371 | 386.4895 | 411.6642 | 307.7601
2946 | 18 | 123 | 5 | 269.3148 | 118.2108 | 332.5853 | 465.7481 | 372.2501 | 295.7711 | 275.0576 | 219.254 | 168.5394 | 362.1034 | 357.0524 | 346.984 | 250.2264 | 358.5971 | 336.2726 | 408.9741 | 394.9343 | 461.3882 | 443.0532 | 392.2101
2947 | 19 | 123 | 5 | 279.7434 | 116.7591 | 340.853 | 473.2041 | 373.658 | 317.6643 | 274.1311 | 220.58 | 166.885 | 395.9666 | 398.0921 | 429.1655 | 262.2995 | 351.2123 | 357.1332 | 432.1293 | 382.4146 | 510.6623 | 434.1454 | 421.5323
2948 | 20 | 123 | 5 | 270.0827 | 115.8818 | 320.2276 | 453.4269 | 385.5378 | 312.1538 | 271.5855 | 220.5246 | 150.2092 | 367.3624 | 385.9958 | 413.7349 | 261.2474 | 350.6082 | 348.7721 | 420.8759 | 388.1132 | 491.3758 | 422.7277 | 392.4574
2949 | 21 | 123 | 5 | 271.2573 | 120.0126 | 299.8394 | 444.8819 | 390.3022 | 309.0077 | 271.0066 | 220.7184 | 170.7999 | 397.7601 | 389.3864 | 445.7222 | 257.2967 | 367.5439 | 317.0333 | 404.3937 | 402.1823 | 476.7979 | 425.8763 | 434.8648
2950 | 22 | 123 | 5 | 271.0012 | 115.5395 | 293.784 | 403.7349 | 382.1604 | 325.3274 | 273.4802 | 208.158 | 166.9993 | 395.2432 | 385.168 | 461.554 | 258.8674 | 401.0966 | 314.9973 | 410.9309 | 437.8806 | 491.1465 | 464.1277 | 469.5023
2951 | 23 | 123 | 5 | 271.7291 | 121.8476 | 289.32 | 411.4314 | 369.8021 | 314.9389 | 265.3278 | 209.5724 | 151.8257 | 374.2323 | 396.8375 | 451.7629 | 253.4612 | 374.5626 | 295.3718 | 406.1232 | 414.7402 | 480.5037 | 462.2033 | 440.3486
2952 | 0 | 124 | 5 | 278.0918 | 126.8818 | 284.7699 | 431.1026 | 354.967 | 304.6216 | 253.6725 | 209.1805 | 150.2559 | 364.2272 | 404.875 | 428.0425 | 251.6656 | 372.5109 | 287.385 | 399.0646 | 404.0997 | 472.9223 | 449.2189 | 419.9427
2953 | 1 | 124 | 5 | 288.6987 | 133.5793 | 281.1295 | 432.5018 | 350.4298 | 303.8411 | 254.2244 | 211.5859 | 153.1298 | 361.3673 | 410.9103 | 415.09 | 263.5288 | 357.3879 | 280.9681 | 397.1156 | 391.8464 | 492.9539 | 451.0254 | 408.9184
2954 | 2 | 124 | 5 | 290.2266 | 140.6708 | 285.0272 | 439.0924 | 353.7441 | 301.3425 | 253.8993 | 210.7002 | 154.3588 | 360.0045 | 409.5845 | 409.3458 | 267.7225 | 365.5231 | 290.2127 | 397.122 | 396.1236 | 502.6344 | 452.1883 | 401.248
2955 | 3 | 124 | 5 | 293.6604 | 136.8142 | 285.826 | 431.5462 | 365.488 | 305.8947 | 253.2429 | 207.1343 | 157.4792 | 362.986 | 411.5845 | 415.968 | 265.8477 | 370.6631 | 291.8371 | 394.7569 | 404.3063 | 496.3729 | 441.2067 | 401.7653
2956 | 4 | 124 | 5 | 291.9118 | 136.5886 | 291.0142 | 436.8954 | 316.3953 | 299.5336 | 252.7692 | 213.0034 | 151.9459 | 364.5657 | 399.939 | 430.3196 | 253.0172 | 373.9067 | 298.9999 | 396.4549 | 382.0659 | 490.6187 | 438.346 | 403.3524
2957 | 5 | 124 | 5 | 276.2486 | 108.639 | 283.9034 | 405.9675 | 229.8372 | 191.3615 | 233.3276 | 177.3534 | 122.2215 | 325.7625 | 351.297 | 368.5965 | 248.9284 | 272.2903 | 287.8227 | 346.1885 | 272.2188 | 469.6323 | 383.2884 | 388.1272
2958 | 6 | 124 | 5 | 220.2032 | 102.1916 | 248.9875 | 344.1754 | 202.5853 | 163.6849 | 219.1759 | 159.4808 | 107.0701 | 250.2297 | 315.5152 | 263.539 | 229.4364 | 217.9077 | 238.8037 | 306.955 | 223.5619 | 361.731 | 349.0413 | 287.8203
2959 | 7 | 124 | 5 | 199.4869 | 102.5244 | 230.7227 | 313.7498 | 196.0847 | 163.4905 | 216.8 | 155.6338 | 101.3698 | 223.9206 | 297.4419 | 232.1002 | 233.5233 | 201.3453 | 210.618 | 291.1129 | 203.3108 | 301.7852 | 342.0528 | 240.3811
2960 | 8 | 124 | 5 | 200.0269 | 102.6259 | 222.1953 | 304.8301 | 191.1001 | 163.6246 | 205.2464 | 156.9634 | 93.3448 | 206.8963 | 294.3437 | 222.1277 | 230.2044 | 201.6629 | 200.6775 | 287.6949 | 202.6689 | 275.7704 | 339.8177 | 217.078
2961 | 9 | 124 | 5 | 203.4218 | 104.0047 | 219.4806 | 301.723 | 188.8293 | 161.2285 | 200.9892 | 154.8197 | 87.2651 | 197.8581 | 293.8882 | 216.0769 | 224.2081 | 191.3185 | 195.6443 | 289.1608 | 200.4332 | 268.222 | 336.8928 | 204.3652
2962 | 10 | 124 | 5 | 201.4247 | 103.2041 | 224.4367 | 313.5405 | 189.7346 | 162.5184 | 200.8891 | 154.1025 | 86.8531 | 197.4395 | 294.8624 | 216.5399 | 221.388 | 199.0748 | 199.6728 | 294.5668 | 206.3903 | 272.1386 | 340.5286 | 201.544
2963 | 11 | 124 | 5 | 204.3369 | 104.1608 | 230.7716 | 321.0862 | 189.8477 | 166.3727 | 195.915 | 154.2608 | 87.7472 | 204.9977 | 289.7279 | 219.5342 | 218.3551 | 203.5358 | 204.6031 | 297.9021 | 205.8352 | 272.0256 | 345.0435 | 207.1183
2964 | 12 | 124 | 5 | 205.2623 | 102.2183 | 241.2865 | 327.1779 | 191.2175 | 164.2936 | 196.2495 | 154.6226 | 87.5224 | 201.5503 | 290.4951 | 220.1969 | 214.6256 | 206.1225 | 210.3614 | 298.7861 | 208.4335 | 273.0358 | 336.2056 | 209.2673
2965 | 13 | 124 | 5 | 208.771 | 100.228 | 247.8518 | 338.8157 | 190.722 | 158.359 | 194.0678 | 154.0445 | 89.5419 | 202.0728 | 288.8532 | 219.7723 | 215.7043 | 210.83 | 216.6614 | 299.2931 | 209.4179 | 286.3621 | 336.9539 | 216.309
2966 | 14 | 124 | 5 | 209.8236 | 99.0464 | 253.4324 | 349.4372 | 192.0012 | 158.2248 | 195.5685 | 147.9469 | 91.0274 | 206.1149 | 288.7502 | 219.3602 | 213.4234 | 204.2531 | 217.9095 | 301.5405 | 209.0645 | 303.2788 | 345.8498 | 220.2606
2967 | 15 | 124 | 5 | 211.8687 | 101.9726 | 252.9359 | 359.2605 | 195.6103 | 158.3569 | 203.6889 | 148.2532 | 93.6348 | 213.3521 | 287.087 | 223.9843 | 203.1102 | 213.1649 | 221.9547 | 306.2979 | 221.7693 | 319.975 | 356.7317 | 232.5461
2968 | 16 | 124 | 5 | 222.1723 | 104.1348 | 253.7569 | 366.616 | 212.9117 | 158.0674 | 214.0047 | 164.4997 | 99.3309 | 232.8025 | 292.2316 | 235.4539 | 204.4163 | 207.944 | 228.629 | 315.9029 | 231.0126 | 339.739 | 375.6289 | 250.605
2969 | 17 | 124 | 5 | 250.6027 | 110.5102 | 267.6872 | 399.7378 | 281.375 | 187.5922 | 252.227 | 204.5264 | 124.347 | 267.3699 | 311.5628 | 258.7088 | 234.0944 | 256.7274 | 260.8468 | 348.8258 | 296.8371 | 386.4895 | 411.6642 | 307.7601
2970 | 18 | 124 | 5 | 269.3148 | 118.2108 | 332.5853 | 465.7481 | 372.2501 | 295.7711 | 275.0576 | 219.254 | 168.5394 | 362.1034 | 357.0524 | 346.984 | 250.2264 | 358.5971 | 336.2726 | 408.9741 | 394.9343 | 461.3882 | 443.0532 | 392.2101
2971 | 19 | 124 | 5 | 279.7434 | 116.7591 | 340.853 | 473.2041 | 373.658 | 317.6643 | 274.1311 | 220.58 | 166.885 | 395.9666 | 398.0921 | 429.1655 | 262.2995 | 351.2123 | 357.1332 | 432.1293 | 382.4146 | 510.6623 | 434.1454 | 421.5323
2972 | 20 | 124 | 5 | 270.0827 | 115.8818 | 320.2276 | 453.4269 | 385.5378 | 312.1538 | 271.5855 | 220.5246 | 150.2092 | 367.3624 | 385.9958 | 413.7349 | 261.2474 | 350.6082 | 348.7721 | 420.8759 | 388.1132 | 491.3758 | 422.7277 | 392.4574
2973 | 21 | 124 | 5 | 271.2573 | 120.0126 | 299.8394 | 444.8819 | 390.3022 | 309.0077 | 271.0066 | 220.7184 | 170.7999 | 397.7601 | 389.3864 | 445.7222 | 257.2967 | 367.5439 | 317.0333 | 404.3937 | 402.1823 | 476.7979 | 425.8763 | 434.8648
2974 | 22 | 124 | 5 | 271.0012 | 115.5395 | 293.784 | 403.7349 | 382.1604 | 325.3274 | 273.4802 | 208.158 | 166.9993 | 395.2432 | 385.168 | 461.554 | 258.8674 | 401.0966 | 314.9973 | 410.9309 | 437.8806 | 491.1465 | 464.1277 | 469.5023
2975 | 23 | 124 | 5 | 271.7291 | 121.8476 | 289.32 | 411.4314 | 369.8021 | 314.9389 | 265.3278 | 209.5724 | 151.8257 | 374.2323 | 396.8375 | 451.7629 | 253.4612 | 374.5626 | 295.3718 | 406.1232 | 414.7402 | 480.5037 | 462.2033 | 440.3486
2976 | 0 | 125 | 5 | 278.0918 | 126.8818 | 284.7699 | 431.1026 | 354.967 | 304.6216 | 253.6725 | 209.1805 | 150.2559 | 364.2272 | 404.875 | 428.0425 | 251.6656 | 372.5109 | 287.385 | 399.0646 | 404.0997 | 472.9223 | 449.2189 | 419.9427
2977 | 1 | 125 | 5 | 288.6987 | 133.5793 | 281.1295 | 432.5018 | 350.4298 | 303.8411 | 254.2244 | 211.5859 | 153.1298 | 361.3673 | 410.9103 | 415.09 | 263.5288 | 357.3879 | 280.9681 | 397.1156 | 391.8464 | 492.9539 | 451.0254 | 408.9184
2978 | 2 | 125 | 5 | 290.2266 | 140.6708 | 285.0272 | 439.0924 | 353.7441 | 301.3425 | 253.8993 | 210.7002 | 154.3588 | 360.0045 | 409.5845 | 409.3458 | 267.7225 | 365.5231 | 290.2127 | 397.122 | 396.1236 | 502.6344 | 452.1883 | 401.248
2979 | 3 | 125 | 5 | 293.6604 | 136.8142 | 285.826 | 431.5462 | 365.488 | 305.8947 | 253.2429 | 207.1343 | 157.4792 | 362.986 | 411.5845 | 415.968 | 265.8477 | 370.6631 | 291.8371 | 394.7569 | 404.3063 | 496.3729 | 441.2067 | 401.7653
2980 | 4 | 125 | 5 | 291.9118 | 136.5886 | 291.0142 | 436.8954 | 316.3953 | 299.5336 | 252.7692 | 213.0034 | 151.9459 | 364.5657 | 399.939 | 430.3196 | 253.0172 | 373.9067 | 298.9999 | 396.4549 | 382.0659 | 490.6187 | 438.346 | 403.3524
2981 | 5 | 125 | 5 | 276.2486 | 108.639 | 283.9034 | 405.9675 | 229.8372 | 191.3615 | 233.3276 | 177.3534 | 122.2215 | 325.7625 | 351.297 | 368.5965 | 248.9284 | 272.2903 | 287.8227 | 346.1885 | 272.2188 | 469.6323 | 383.2884 | 388.1272
2982 | 6 | 125 | 5 | 220.2032 | 102.1916 | 248.9875 | 344.1754 | 202.5853 | 163.6849 | 219.1759 | 159.4808 | 107.0701 | 250.2297 | 315.5152 | 263.539 | 229.4364 | 217.9077 | 238.8037 | 306.955 | 223.5619 | 361.731 | 349.0413 | 287.8203
2983 | 7 | 125 | 5 | 199.4869 | 102.5244 | 230.7227 | 313.7498 | 196.0847 | 163.4905 | 216.8 | 155.6338 | 101.3698 | 223.9206 | 297.4419 | 232.1002 | 233.5233 | 201.3453 | 210.618 | 291.1129 | 203.3108 | 301.7852 | 342.0528 | 240.3811
2984 | 8 | 125 | 5 | 200.0269 | 102.6259 | 222.1953 | 304.8301 | 191.1001 | 163.6246 | 205.2464 | 156.9634 | 93.3448 | 206.8963 | 294.3437 | 222.1277 | 230.2044 | 201.6629 | 200.6775 | 287.6949 | 202.6689 | 275.7704 | 339.8177 | 217.078
2985 | 9 | 125 | 5 | 203.4218 | 104.0047 | 219.4806 | 301.723 | 188.8293 | 161.2285 | 200.9892 | 154.8197 | 87.2651 | 197.8581 | 293.8882 | 216.0769 | 224.2081 | 191.3185 | 195.6443 | 289.1608 | 200.4332 | 268.222 | 336.8928 | 204.3652
2986 | 10 | 125 | 5 | 201.4247 | 103.2041 | 224.4367 | 313.5405 | 189.7346 | 162.5184 | 200.8891 | 154.1025 | 86.8531 | 197.4395 | 294.8624 | 216.5399 | 221.388 | 199.0748 | 199.6728 | 294.5668 | 206.3903 | 272.1386 | 340.5286 | 201.544
2987 | 11 | 125 | 5 | 204.3369 | 104.1608 | 230.7716 | 321.0862 | 189.8477 | 166.3727 | 195.915 | 154.2608 | 87.7472 | 204.9977 | 289.7279 | 219.5342 | 218.3551 | 203.5358 | 204.6031 | 297.9021 | 205.8352 | 272.0256 | 345.0435 | 207.1183
2988 | 12 | 125 | 5 | 205.2623 | 102.2183 | 241.2865 | 327.1779 | 191.2175 | 164.2936 | 196.2495 | 154.6226 | 87.5224 | 201.5503 | 290.4951 | 220.1969 | 214.6256 | 206.1225 | 210.3614 | 298.7861 | 208.4335 | 273.0358 | 336.2056 | 209.2673
2989 | 13 | 125 | 5 | 208.771 | 100.228 | 247.8518 | 338.8157 | 190.722 | 158.359 | 194.0678 | 154.0445 | 89.5419 | 202.0728 | 288.8532 | 219.7723 | 215.7043 | 210.83 | 216.6614 | 299.2931 | 209.4179 | 286.3621 | 336.9539 | 216.309
2990 | 14 | 125 | 5 | 209.8236 | 99.0464 | 253.4324 | 349.4372 | 192.0012 | 158.2248 | 195.5685 | 147.9469 | 91.0274 | 206.1149 | 288.7502 | 219.3602 | 213.4234 | 204.2531 | 217.9095 | 301.5405 | 209.0645 | 303.2788 | 345.8498 | 220.2606
2991 | 15 | 125 | 5 | 211.8687 | 101.9726 | 252.9359 | 359.2605 | 195.6103 | 158.3569 | 203.6889 | 148.2532 | 93.6348 | 213.3521 | 287.087 | 223.9843 | 203.1102 | 213.1649 | 221.9547 | 306.2979 | 221.7693 | 319.975 | 356.7317 | 232.5461
2992 | 16 | 125 | 5 | 222.1723 | 104.1348 | 253.7569 | 366.616 | 212.9117 | 158.0674 | 214.0047 | 164.4997 | 99.3309 | 232.8025 | 292.2316 | 235.4539 | 204.4163 | 207.944 | 228.629 | 315.9029 | 231.0126 | 339.739 | 375.6289 | 250.605
2993 | 17 | 125 | 5 | 250.6027 | 110.5102 | 267.6872 | 399.7378 | 281.375 | 187.5922 | 252.227 | 204.5264 | 124.347 | 267.3699 | 311.5628 | 258.7088 | 234.0944 | 256.7274 | 260.8468 | 348.8258 | 296.8371 | 386.4895 | 411.6642 | 307.7601
2994 | 18 | 125 | 5 | 269.3148 | 118.2108 | 332.5853 | 465.7481 | 372.2501 | 295.7711 | 275.0576 | 219.254 | 168.5394 | 362.1034 | 357.0524 | 346.984 | 250.2264 | 358.5971 | 336.2726 | 408.9741 | 394.9343 | 461.3882 | 443.0532 | 392.2101
2995 | 19 | 125 | 5 | 279.7434 | 116.7591 | 340.853 | 473.2041 | 373.658 | 317.6643 | 274.1311 | 220.58 | 166.885 | 395.9666 | 398.0921 | 429.1655 | 262.2995 | 351.2123 | 357.1332 | 432.1293 | 382.4146 | 510.6623 | 434.1454 | 421.5323
2996 | 20 | 125 | 5 | 270.0827 | 115.8818 | 320.2276 | 453.4269 | 385.5378 | 312.1538 | 271.5855 | 220.5246 | 150.2092 | 367.3624 | 385.9958 | 413.7349 | 261.2474 | 350.6082 | 348.7721 | 420.8759 | 388.1132 | 491.3758 | 422.7277 | 392.4574
2997 | 21 | 125 | 5 | 271.2573 | 120.0126 | 299.8394 | 444.8819 | 390.3022 | 309.0077 | 271.0066 | 220.7184 | 170.7999 | 397.7601 | 389.3864 | 445.7222 | 257.2967 | 367.5439 | 317.0333 | 404.3937 | 402.1823 | 476.7979 | 425.8763 | 434.8648
2998 | 22 | 125 | 5 | 271.0012 | 115.5395 | 293.784 | 403.7349 | 382.1604 | 325.3274 | 273.4802 | 208.158 | 166.9993 | 395.2432 | 385.168 | 461.554 | 258.8674 | 401.0966 | 314.9973 | 410.9309 | 437.8806 | 491.1465 | 464.1277 | 469.5023
2999 | 23 | 125 | 5 | 271.7291 | 121.8476 | 289.32 | 411.4314 | 369.8021 | 314.9389 | 265.3278 | 209.5724 | 151.8257 | 374.2323 | 396.8375 | 451.7629 | 253.4612 | 374.5626 | 295.3718 | 406.1232 | 414.7402 | 480.5037 | 462.2033 | 440.3486
3000 | 0 | 126 | 5 | 278.0918 | 126.8818 | 284.7699 | 431.1026 | 354.967 | 304.6216 | 253.6725 | 209.1805 | 150.2559 | 364.2272 | 404.875 | 428.0425 | 251.6656 | 372.5109 | 287.385 | 399.0646 | 404.0997 | 472.9223 | 449.2189 | 419.9427
3001 | 1 | 126 | 5 | 288.6987 | 133.5793 | 281.1295 | 432.5018 | 350.4298 | 303.8411 | 254.2244 | 211.5859 | 153.1298 | 361.3673 | 410.9103 | 415.09 | 263.5288 | 357.3879 | 280.9681 | 397.1156 | 391.8464 | 492.9539 | 451.0254 | 408.9184
3002 | 2 | 126 | 5 | 290.2266 | 140.6708 | 285.0272 | 439.0924 | 353.7441 | 301.3425 | 253.8993 | 210.7002 | 154.3588 | 360.0045 | 409.5845 | 409.3458 | 267.7225 | 365.5231 | 290.2127 | 397.122 | 396.1236 | 502.6344 | 452.1883 | 401.248
3003 | 3 | 126 | 5 | 293.6604 | 136.8142 | 285.826 | 431.5462 | 365.488 | 305.8947 | 253.2429 | 207.1343 | 157.4792 | 362.986 | 411.5845 | 415.968 | 265.8477 | 370.6631 | 291.8371 | 394.7569 | 404.3063 | 496.3729 | 441.2067 | 401.7653
3004 | 4 | 126 | 5 | 291.9118 | 136.5886 | 291.0142 | 436.8954 | 316.3953 | 299.5336 | 252.7692 | 213.0034 | 151.9459 | 364.5657 | 399.939 | 430.3196 | 253.0172 | 373.9067 | 298.9999 | 396.4549 | 382.0659 | 490.6187 | 438.346 | 403.3524
3005 | 5 | 126 | 5 | 276.2486 | 108.639 | 283.9034 | 405.9675 | 229.8372 | 191.3615 | 233.3276 | 177.3534 | 122.2215 | 325.7625 | 351.297 | 368.5965 | 248.9284 | 272.2903 | 287.8227 | 346.1885 | 272.2188 | 469.6323 | 383.2884 | 388.1272
3006 | 6 | 126 | 5 | 220.2032 | 102.1916 | 248.9875 | 344.1754 | 202.5853 | 163.6849 | 219.1759 | 159.4808 | 107.0701 | 250.2297 | 315.5152 | 263.539 | 229.4364 | 217.9077 | 238.8037 | 306.955 | 223.5619 | 361.731 | 349.0413 | 287.8203
3007 | 7 | 126 | 5 | 199.4869 | 102.5244 | 230.7227 | 313.7498 | 196.0847 | 163.4905 | 216.8 | 155.6338 | 101.3698 | 223.9206 | 297.4419 | 232.1002 | 233.5233 | 201.3453 | 210.618 | 291.1129 | 203.3108 | 301.7852 | 342.0528 | 240.3811
3008 | 8 | 126 | 5 | 200.0269 | 102.6259 | 222.1953 | 304.8301 | 191.1001 | 163.6246 | 205.2464 | 156.9634 | 93.3448 | 206.8963 | 294.3437 | 222.1277 | 230.2044 | 201.6629 | 200.6775 | 287.6949 | 202.6689 | 275.7704 | 339.8177 | 217.078
3009 | 9 | 126 | 5 | 203.4218 | 104.0047 | 219.4806 | 301.723 | 188.8293 | 161.2285 | 200.9892 | 154.8197 | 87.2651 | 197.8581 | 293.8882 | 216.0769 | 224.2081 | 191.3185 | 195.6443 | 289.1608 | 200.4332 | 268.222 | 336.8928 | 204.3652
3010 | 10 | 126 | 5 | 201.4247 | 103.2041 | 224.4367 | 313.5405 | 189.7346 | 162.5184 | 200.8891 | 154.1025 | 86.8531 | 197.4395 | 294.8624 | 216.5399 | 221.388 | 199.0748 | 199.6728 | 294.5668 | 206.3903 | 272.1386 | 340.5286 | 201.544
3011 | 11 | 126 | 5 | 204.3369 | 104.1608 | 230.7716 | 321.0862 | 189.8477 | 166.3727 | 195.915 | 154.2608 | 87.7472 | 204.9977 | 289.7279 | 219.5342 | 218.3551 | 203.5358 | 204.6031 | 297.9021 | 205.8352 | 272.0256 | 345.0435 | 207.1183
3012 | 12 | 126 | 5 | 205.2623 | 102.2183 | 241.2865 | 327.1779 | 191.2175 | 164.2936 | 196.2495 | 154.6226 | 87.5224 | 201.5503 | 290.4951 | 220.1969 | 214.6256 | 206.1225 | 210.3614 | 298.7861 | 208.4335 | 273.0358 | 336.2056 | 209.2673
3013 | 13 | 126 | 5 | 208.771 | 100.228 | 247.8518 | 338.8157 | 190.722 | 158.359 | 194.0678 | 154.0445 | 89.5419 | 202.0728 | 288.8532 | 219.7723 | 215.7043 | 210.83 | 216.6614 | 299.2931 | 209.4179 | 286.3621 | 336.9539 | 216.309
3014 | 14 | 126 | 5 | 209.8236 | 99.0464 | 253.4324 | 349.4372 | 192.0012 | 158.2248 | 195.5685 | 147.9469 | 91.0274 | 206.1149 | 288.7502 | 219.3602 | 213.4234 | 204.2531 | 217.9095 | 301.5405 | 209.0645 | 303.2788 | 345.8498 | 220.2606
3015 | 15 | 126 | 5 | 211.8687 | 101.9726 | 252.9359 | 359.2605 | 195.6103 | 158.3569 | 203.6889 | 148.2532 | 93.6348 | 213.3521 | 287.087 | 223.9843 | 203.1102 | 213.1649 | 221.9547 | 306.2979 | 221.7693 | 319.975 | 356.7317 | 232.5461
3016 | 16 | 126 | 5 | 222.1723 | 104.1348 | 253.7569 | 366.616 | 212.9117 | 158.0674 | 214.0047 | 164.4997 | 99.3309 | 232.8025 | 292.2316 | 235.4539 | 204.4163 | 207.944 | 228.629 | 315.9029 | 231.0126 | 339.739 | 375.6289 | 250.605
3017 | 17 | 126 | 5 | 250.6027 | 110.5102 | 267.6872 | 399.7378 | 281.375 | 187.5922 | 252.227 | 204.5264 | 124.347 | 267.3699 | 311.5628 | 258.7088 | 234.0944 | 256.7274 | 260.8468 | 348.8258 | 296.8371 | 386.4895 | 411.6642 | 307.7601
3018 | 18 | 126 | 5 | 269.3148 | 118.2108 | 332.5853 | 465.7481 | 372.2501 | 295.7711 | 275.0576 | 219.254 | 168.5394 | 362.1034 | 357.0524 | 346.984 | 250.2264 | 358.5971 | 336.2726 | 408.9741 | 394.9343 | 461.3882 | 443.0532 | 392.2101
3019 | 19 | 126 | 5 | 279.7434 | 116.7591 | 340.853 | 473.2041 | 373.658 | 317.6643 | 274.1311 | 220.58 | 166.885 | 395.9666 | 398.0921 | 429.1655 | 262.2995 | 351.2123 | 357.1332 | 432.1293 | 382.4146 | 510.6623 | 434.1454 | 421.5323
3020 | 20 | 126 | 5 | 270.0827 | 115.8818 | 320.2276 | 453.4269 | 385.5378 | 312.1538 | 271.5855 | 220.5246 | 150.2092 | 367.3624 | 385.9958 | 413.7349 | 261.2474 | 350.6082 | 348.7721 | 420.8759 | 388.1132 | 491.3758 | 422.7277 | 392.4574
3021 | 21 | 126 | 5 | 271.2573 | 120.0126 | 299.8394 | 444.8819 | 390.3022 | 309.0077 | 271.0066 | 220.7184 | 170.7999 | 397.7601 | 389.3864 | 445.7222 | 257.2967 | 367.5439 | 317.0333 | 404.3937 | 402.1823 | 476.7979 | 425.8763 | 434.8648
3022 | 22 | 126 | 5 | 271.0012 | 115.5395 | 293.784 | 403.7349 | 382.1604 | 325.3274 | 273.4802 | 208.158 | 166.9993 | 395.2432 | 385.168 | 461.554 | 258.8674 | 401.0966 | 314.9973 | 410.9309 | 437.8806 | 491.1465 | 464.1277 | 469.5023
3023 | 23 | 126 | 5 | 271.7291 | 121.8476 | 289.32 | 411.4314 | 369.8021 | 314.9389 | 265.3278 | 209.5724 | 151.8257 | 374.2323 | 396.8375 | 451.7629 | 253.4612 | 374.5626 | 295.3718 | 406.1232 | 414.7402 | 480.5037 | 462.2033 | 440.3486
3024 | 0 | 127 | 5 | 278.0918 | 126.8818 | 284.7699 | 431.1026 | 354.967 | 304.6216 | 253.6725 | 209.1805 | 150.2559 | 364.2272 | 404.875 | 428.0425 | 251.6656 | 372.5109 | 287.385 | 399.0646 | 404.0997 | 472.9223 | 449.2189 | 419.9427
3025 | 1 | 127 | 5 | 288.6987 | 133.5793 | 281.1295 | 432.5018 | 350.4298 | 303.8411 | 254.2244 | 211.5859 | 153.1298 | 361.3673 | 410.9103 | 415.09 | 263.5288 | 357.3879 | 280.9681 | 397.1156 | 391.8464 | 492.9539 | 451.0254 | 408.9184
3026 | 2 | 127 | 5 | 290.2266 | 140.6708 | 285.0272 | 439.0924 | 353.7441 | 301.3425 | 253.8993 | 210.7002 | 154.3588 | 360.0045 | 409.5845 | 409.3458 | 267.7225 | 365.5231 | 290.2127 | 397.122 | 396.1236 | 502.6344 | 452.1883 | 401.248
3027 | 3 | 127 | 5 | 293.6604 | 136.8142 | 285.826 | 431.5462 | 365.488 | 305.8947 | 253.2429 | 207.1343 | 157.4792 | 362.986 | 411.5845 | 415.968 | 265.8477 | 370.6631 | 291.8371 | 394.7569 | 404.3063 | 496.3729 | 441.2067 | 401.7653
3028 | 4 | 127 | 5 | 291.9118 | 136.5886 | 291.0142 | 436.8954 | 316.3953 | 299.5336 | 252.7692 | 213.0034 | 151.9459 | 364.5657 | 399.939 | 430.3196 | 253.0172 | 373.9067 | 298.9999 | 396.4549 | 382.0659 | 490.6187 | 438.346 | 403.3524
3029 | 5 | 127 | 5 | 276.2486 | 108.639 | 283.9034 | 405.9675 | 229.8372 | 191.3615 | 233.3276 | 177.3534 | 122.2215 | 325.7625 | 351.297 | 368.5965 | 248.9284 | 272.2903 | 287.8227 | 346.1885 | 272.2188 | 469.6323 | 383.2884 | 388.1272
3030 | 6 | 127 | 5 | 220.2032 | 102.1916 | 248.9875 | 344.1754 | 202.5853 | 163.6849 | 219.1759 | 159.4808 | 107.0701 | 250.2297 | 315.5152 | 263.539 | 229.4364 | 217.9077 | 238.8037 | 306.955 | 223.5619 | 361.731 | 349.0413 | 287.8203
3031 | 7 | 127 | 5 | 199.4869 | 102.5244 | 230.7227 | 313.7498 | 196.0847 | 163.4905 | 216.8 | 155.6338 | 101.3698 | 223.9206 | 297.4419 | 232.1002 | 233.5233 | 201.3453 | 210.618 | 291.1129 | 203.3108 | 301.7852 | 342.0528 | 240.3811
3032 | 8 | 127 | 5 | 200.0269 | 102.6259 | 222.1953 | 304.8301 | 191.1001 | 163.6246 | 205.2464 | 156.9634 | 93.3448 | 206.8963 | 294.3437 | 222.1277 | 230.2044 | 201.6629 | 200.6775 | 287.6949 | 202.6689 | 275.7704 | 339.8177 | 217.078
3033 | 9 | 127 | 5 | 203.4218 | 104.0047 | 219.4806 | 301.723 | 188.8293 | 161.2285 | 200.9892 | 154.8197 | 87.2651 | 197.8581 | 293.8882 | 216.0769 | 224.2081 | 191.3185 | 195.6443 | 289.1608 | 200.4332 | 268.222 | 336.8928 | 204.3652
3034 | 10 | 127 | 5 | 201.4247 | 103.2041 | 224.4367 | 313.5405 | 189.7346 | 162.5184 | 200.8891 | 154.1025 | 86.8531 | 197.4395 | 294.8624 | 216.5399 | 221.388 | 199.0748 | 199.6728 | 294.5668 | 206.3903 | 272.1386 | 340.5286 | 201.544
3035 | 11 | 127 | 5 | 204.3369 | 104.1608 | 230.7716 | 321.0862 | 189.8477 | 166.3727 | 195.915 | 154.2608 | 87.7472 | 204.9977 | 289.7279 | 219.5342 | 218.3551 | 203.5358 | 204.6031 | 297.9021 | 205.8352 | 272.0256 | 345.0435 | 207.1183
3036 | 12 | 127 | 5 | 205.2623 | 102.2183 | 241.2865 | 327.1779 | 191.2175 | 164.2936 | 196.2495 | 154.6226 | 87.5224 | 201.5503 | 290.4951 | 220.1969 | 214.6256 | 206.1225 | 210.3614 | 298.7861 | 208.4335 | 273.0358 | 336.2056 | 209.2673
3037 | 13 | 127 | 5 | 208.771 | 100.228 | 247.8518 | 338.8157 | 190.722 | 158.359 | 194.0678 | 154.0445 | 89.5419 | 202.0728 | 288.8532 | 219.7723 | 215.7043 | 210.83 | 216.6614 | 299.2931 | 209.4179 | 286.3621 | 336.9539 | 216.309
3038 | 14 | 127 | 5 | 209.8236 | 99.0464 | 253.4324 | 349.4372 | 192.0012 | 158.2248 | 195.5685 | 147.9469 | 91.0274 | 206.1149 | 288.7502 | 219.3602 | 213.4234 | 204.2531 | 217.9095 | 301.5405 | 209.0645 | 303.2788 | 345.8498 | 220.2606
3039 | 15 | 127 | 5 | 211.8687 | 101.9726 | 252.9359 | 359.2605 | 195.6103 | 158.3569 | 203.6889 | 148.2532 | 93.6348 | 213.3521 | 287.087 | 223.9843 | 203.1102 | 213.1649 | 221.9547 | 306.2979 | 221.7693 | 319.975 | 356.7317 | 232.5461
3040 | 16 | 127 | 5 | 222.1723 | 104.1348 | 253.7569 | 366.616 | 212.9117 | 158.0674 | 214.0047 | 164.4997 | 99.3309 | 232.8025 | 292.2316 | 235.4539 | 204.4163 | 207.944 | 228.629 | 315.9029 | 231.0126 | 339.739 | 375.6289 | 250.605
3041 | 17 | 127 | 5 | 250.6027 | 110.5102 | 267.6872 | 399.7378 | 281.375 | 187.5922 | 252.227 | 204.5264 | 124.347 | 267.3699 | 311.5628 | 258.7088 | 234.0944 | 256.7274 | 260.8468 | 348.8258 | 296.8371 | 386.4895 | 411.6642 | 307.7601
3042 | 18 | 127 | 5 | 269.3148 | 118.2108 | 332.5853 | 465.7481 | 372.2501 | 295.7711 | 275.0576 | 219.254 | 168.5394 | 362.1034 | 357.0524 | 346.984 | 250.2264 | 358.5971 | 336.2726 | 408.9741 | 394.9343 | 461.3882 | 443.0532 | 392.2101
3043 | 19 | 127 | 5 | 279.7434 | 116.7591 | 340.853 | 473.2041 | 373.658 | 317.6643 | 274.1311 | 220.58 | 166.885 | 395.9666 | 398.0921 | 429.1655 | 262.2995 | 351.2123 | 357.1332 | 432.1293 | 382.4146 | 510.6623 | 434.1454 | 421.5323
3044 | 20 | 127 | 5 | 270.0827 | 115.8818 | 320.2276 | 453.4269 | 385.5378 | 312.1538 | 271.5855 | 220.5246 | 150.2092 | 367.3624 | 385.9958 | 413.7349 | 261.2474 | 350.6082 | 348.7721 | 420.8759 | 388.1132 | 491.3758 | 422.7277 | 392.4574
3045 | 21 | 127 | 5 | 271.2573 | 120.0126 | 299.8394 | 444.8819 | 390.3022 | 309.0077 | 271.0066 | 220.7184 | 170.7999 | 397.7601 | 389.3864 | 445.7222 | 257.2967 | 367.5439 | 317.0333 | 404.3937 | 402.1823 | 476.7979 | 425.8763 | 434.8648
3046 | 22 | 127 | 5 | 271.0012 | 115.5395 | 293.784 | 403.7349 | 382.1604 | 325.3274 | 273.4802 | 208.158 | 166.9993 | 395.2432 | 385.168 | 461.554 | 258.8674 | 401.0966 | 314.9973 | 410.9309 | 437.8806 | 491.1465 | 464.1277 | 469.5023
3047 | 23 | 127 | 5 | 271.7291 | 121.8476 | 289.32 | 411.4314 | 369.8021 | 314.9389 | 265.3278 | 209.5724 | 151.8257 | 374.2323 | 396.8375 | 451.7629 | 253.4612 | 374.5626 | 295.3718 | 406.1232 | 414.7402 | 480.5037 | 462.2033 | 440.3486
3048 | 0 | 128 | 5 | 278.0918 | 126.8818 | 284.7699 | 431.1026 | 354.967 | 304.6216 | 253.6725 | 209.1805 | 150.2559 | 364.2272 | 404.875 | 428.0425 | 251.6656 | 372.5109 | 287.385 | 399.0646 | 404.0997 | 472.9223 | 449.2189 | 419.9427
3049 | 1 | 128 | 5 | 288.6987 | 133.5793 | 281.1295 | 432.5018 | 350.4298 | 303.8411 | 254.2244 | 211.5859 | 153.1298 | 361.3673 | 410.9103 | 415.09 | 263.5288 | 357.3879 | 280.9681 | 397.1156 | 391.8464 | 492.9539 | 451.0254 | 408.9184
3050 | 2 | 128 | 5 | 290.2266 | 140.6708 | 285.0272 | 439.0924 | 353.7441 | 301.3425 | 253.8993 | 210.7002 | 154.3588 | 360.0045 | 409.5845 | 409.3458 | 267.7225 | 365.5231 | 290.2127 | 397.122 | 396.1236 | 502.6344 | 452.1883 | 401.248
3051 | 3 | 128 | 5 | 293.6604 | 136.8142 | 285.826 | 431.5462 | 365.488 | 305.8947 | 253.2429 | 207.1343 | 157.4792 | 362.986 | 411.5845 | 415.968 | 265.8477 | 370.6631 | 291.8371 | 394.7569 | 404.3063 | 496.3729 | 441.2067 | 401.7653
3052 | 4 | 128 | 5 | 291.9118 | 136.5886 | 291.0142 | 436.8954 | 316.3953 | 299.5336 | 252.7692 | 213.0034 | 151.9459 | 364.5657 | 399.939 | 430.3196 | 253.0172 | 373.9067 | 298.9999 | 396.4549 | 382.0659 | 490.6187 | 438.346 | 403.3524
3053 | 5 | 128 | 5 | 276.2486 | 108.639 | 283.9034 | 405.9675 | 229.8372 | 191.3615 | 233.3276 | 177.3534 | 122.2215 | 325.7625 | 351.297 | 368.5965 | 248.9284 | 272.2903 | 287.8227 | 346.1885 | 272.2188 | 469.6323 | 383.2884 | 388.1272
3054 | 6 | 128 | 5 | 220.2032 | 102.1916 | 248.9875 | 344.1754 | 202.5853 | 163.6849 | 219.1759 | 159.4808 | 107.0701 | 250.2297 | 315.5152 | 263.539 | 229.4364 | 217.9077 | 238.8037 | 306.955 | 223.5619 | 361.731 | 349.0413 | 287.8203
3055 | 7 | 128 | 5 | 199.4869 | 102.5244 | 230.7227 | 313.7498 | 196.0847 | 163.4905 | 216.8 | 155.6338 | 101.3698 | 223.9206 | 297.4419 | 232.1002 | 233.5233 | 201.3453 | 210.618 | 291.1129 | 203.3108 | 301.7852 | 342.0528 | 240.3811
3056 | 8 | 128 | 5 | 200.0269 | 102.6259 | 222.1953 | 304.8301 | 191.1001 | 163.6246 | 205.2464 | 156.9634 | 93.3448 | 206.8963 | 294.3437 | 222.1277 | 230.2044 | 201.6629 | 200.6775 | 287.6949 | 202.6689 | 275.7704 | 339.8177 | 217.078
3057 | 9 | 128 | 5 | 203.4218 | 104.0047 | 219.4806 | 301.723 | 188.8293 | 161.2285 | 200.9892 | 154.8197 | 87.2651 | 197.8581 | 293.8882 | 216.0769 | 224.2081 | 191.3185 | 195.6443 | 289.1608 | 200.4332 | 268.222 | 336.8928 | 204.3652
3058 | 10 | 128 | 5 | 201.4247 | 103.2041 | 224.4367 | 313.5405 | 189.7346 | 162.5184 | 200.8891 | 154.1025 | 86.8531 | 197.4395 | 294.8624 | 216.5399 | 221.388 | 199.0748 | 199.6728 | 294.5668 | 206.3903 | 272.1386 | 340.5286 | 201.544
3059 | 11 | 128 | 5 | 204.3369 | 104.1608 | 230.7716 | 321.0862 | 189.8477 | 166.3727 | 195.915 | 154.2608 | 87.7472 | 204.9977 | 289.7279 | 219.5342 | 218.3551 | 203.5358 | 204.6031 | 297.9021 | 205.8352 | 272.0256 | 345.0435 | 207.1183
3060 | 12 | 128 | 5 | 205.2623 | 102.2183 | 241.2865 | 327.1779 | 191.2175 | 164.2936 | 196.2495 | 154.6226 | 87.5224 | 201.5503 | 290.4951 | 220.1969 | 214.6256 | 206.1225 | 210.3614 | 298.7861 | 208.4335 | 273.0358 | 336.2056 | 209.2673
3061 | 13 | 128 | 5 | 208.771 | 100.228 | 247.8518 | 338.8157 | 190.722 | 158.359 | 194.0678 | 154.0445 | 89.5419 | 202.0728 | 288.8532 | 219.7723 | 215.7043 | 210.83 | 216.6614 | 299.2931 | 209.4179 | 286.3621 | 336.9539 | 216.309
3062 | 14 | 128 | 5 | 209.8236 | 99.0464 | 253.4324 | 349.4372 | 192.0012 | 158.2248 | 195.5685 | 147.9469 | 91.0274 | 206.1149 | 288.7502 | 219.3602 | 213.4234 | 204.2531 | 217.9095 | 301.5405 | 209.0645 | 303.2788 | 345.8498 | 220.2606
3063 | 15 | 128 | 5 | 211.8687 | 101.9726 | 252.9359 | 359.2605 | 195.6103 | 158.3569 | 203.6889 | 148.2532 | 93.6348 | 213.3521 | 287.087 | 223.9843 | 203.1102 | 213.1649 | 221.9547 | 306.2979 | 221.7693 | 319.975 | 356.7317 | 232.5461
3064 | 16 | 128 | 5 | 222.1723 | 104.1348 | 253.7569 | 366.616 | 212.9117 | 158.0674 | 214.0047 | 164.4997 | 99.3309 | 232.8025 | 292.2316 | 235.4539 | 204.4163 | 207.944 | 228.629 | 315.9029 | 231.0126 | 339.739 | 375.6289 | 250.605
3065 | 17 | 128 | 5 | 250.6027 | 110.5102 | 267.6872 | 399.7378 | 281.375 | 187.5922 | 252.227 | 204.5264 | 124.347 | 267.3699 | 311.5628 | 258.7088 | 234.0944 | 256.7274 | 260.8468 | 348.8258 | 296.8371 | 386.4895 | 411.6642 | 307.7601
3066 | 18 | 128 | 5 | 269.3148 | 118.2108 | 332.5853 | 465.7481 | 372.2501 | 295.7711 | 275.0576 | 219.254 | 168.5394 | 362.1034 | 357.0524 | 346.984 | 250.2264 | 358.5971 | 336.2726 | 408.9741 | 394.9343 | 461.3882 | 443.0532 | 392.2101
3067 | 19 | 128 | 5 | 279.7434 | 116.7591 | 340.853 | 473.2041 | 373.658 | 317.6643 | 274.1311 | 220.58 | 166.885 | 395.9666 | 398.0921 | 429.1655 | 262.2995 | 351.2123 | 357.1332 | 432.1293 | 382.4146 | 510.6623 | 434.1454 | 421.5323
3068 | 20 | 128 | 5 | 270.0827 | 115.8818 | 320.2276 | 453.4269 | 385.5378 | 312.1538 | 271.5855 | 220.5246 | 150.2092 | 367.3624 | 385.9958 | 413.7349 | 261.2474 | 350.6082 | 348.7721 | 420.8759 | 388.1132 | 491.3758 | 422.7277 | 392.4574
3069 | 21 | 128 | 5 | 271.2573 | 120.0126 | 299.8394 | 444.8819 | 390.3022 | 309.0077 | 271.0066 | 220.7184 | 170.7999 | 397.7601 | 389.3864 | 445.7222 | 257.2967 | 367.5439 | 317.0333 | 404.3937 | 402.1823 | 476.7979 | 425.8763 | 434.8648
3070 | 22 | 128 | 5 | 271.0012 | 115.5395 | 293.784 | 403.7349 | 382.1604 | 325.3274 | 273.4802 | 208.158 | 166.9993 | 395.2432 | 385.168 | 461.554 | 258.8674 | 401.0966 | 314.9973 | 410.9309 | 437.8806 | 491.1465 | 464.1277 | 469.5023
3071 | 23 | 128 | 5 | 271.7291 | 121.8476 | 289.32 | 411.4314 | 369.8021 | 314.9389 | 265.3278 | 209.5724 | 151.8257 | 374.2323 | 396.8375 | 451.7629 | 253.4612 | 374.5626 | 295.3718 | 406.1232 | 414.7402 | 480.5037 | 462.2033 | 440.3486
3072 | 0 | 129 | 5 | 278.0918 | 126.8818 | 284.7699 | 431.1026 | 354.967 | 304.6216 | 253.6725 | 209.1805 | 150.2559 | 364.2272 | 404.875 | 428.0425 | 251.6656 | 372.5109 | 287.385 | 399.0646 | 404.0997 | 472.9223 | 449.2189 | 419.9427
3073 | 1 | 129 | 5 | 288.6987 | 133.5793 | 281.1295 | 432.5018 | 350.4298 | 303.8411 | 254.2244 | 211.5859 | 153.1298 | 361.3673 | 410.9103 | 415.09 | 263.5288 | 357.3879 | 280.9681 | 397.1156 | 391.8464 | 492.9539 | 451.0254 | 408.9184
3074 | 2 | 129 | 5 | 290.2266 | 140.6708 | 285.0272 | 439.0924 | 353.7441 | 301.3425 | 253.8993 | 210.7002 | 154.3588 | 360.0045 | 409.5845 | 409.3458 | 267.7225 | 365.5231 | 290.2127 | 397.122 | 396.1236 | 502.6344 | 452.1883 | 401.248
3075 | 3 | 129 | 5 | 293.6604 | 136.8142 | 285.826 | 431.5462 | 365.488 | 305.8947 | 253.2429 | 207.1343 | 157.4792 | 362.986 | 411.5845 | 415.968 | 265.8477 | 370.6631 | 291.8371 | 394.7569 | 404.3063 | 496.3729 | 441.2067 | 401.7653
3076 | 4 | 129 | 5 | 291.9118 | 136.5886 | 291.0142 | 436.8954 | 316.3953 | 299.5336 | 252.7692 | 213.0034 | 151.9459 | 364.5657 | 399.939 | 430.3196 | 253.0172 | 373.9067 | 298.9999 | 396.4549 | 382.0659 | 490.6187 | 438.346 | 403.3524
3077 | 5 | 129 | 5 | 276.2486 | 108.639 | 283.9034 | 405.9675 | 229.8372 | 191.3615 | 233.3276 | 177.3534 | 122.2215 | 325.7625 | 351.297 | 368.5965 | 248.9284 | 272.2903 | 287.8227 | 346.1885 | 272.2188 | 469.6323 | 383.2884 | 388.1272
3078 | 6 | 129 | 5 | 220.2032 | 102.1916 | 248.9875 | 344.1754 | 202.5853 | 163.6849 | 219.1759 | 159.4808 | 107.0701 | 250.2297 | 315.5152 | 263.539 | 229.4364 | 217.9077 | 238.8037 | 306.955 | 223.5619 | 361.731 | 349.0413 | 287.8203
3079 | 7 | 129 | 5 | 199.4869 | 102.5244 | 230.7227 | 313.7498 | 196.0847 | 163.4905 | 216.8 | 155.6338 | 101.3698 | 223.9206 | 297.4419 | 232.1002 | 233.5233 | 201.3453 | 210.618 | 291.1129 | 203.3108 | 301.7852 | 342.0528 | 240.3811
3080 | 8 | 129 | 5 | 200.0269 | 102.6259 | 222.1953 | 304.8301 | 191.1001 | 163.6246 | 205.2464 | 156.9634 | 93.3448 | 206.8963 | 294.3437 | 222.1277 | 230.2044 | 201.6629 | 200.6775 | 287.6949 | 202.6689 | 275.7704 | 339.8177 | 217.078
3081 | 9 | 129 | 5 | 203.4218 | 104.0047 | 219.4806 | 301.723 | 188.8293 | 161.2285 | 200.9892 | 154.8197 | 87.2651 | 197.8581 | 293.8882 | 216.0769 | 224.2081 | 191.3185 | 195.6443 | 289.1608 | 200.4332 | 268.222 | 336.8928 | 204.3652
3082 | 10 | 129 | 5 | 201.4247 | 103.2041 | 224.4367 | 313.5405 | 189.7346 | 162.5184 | 200.8891 | 154.1025 | 86.8531 | 197.4395 | 294.8624 | 216.5399 | 221.388 | 199.0748 | 199.6728 | 294.5668 | 206.3903 | 272.1386 | 340.5286 | 201.544
3083 | 11 | 129 | 5 | 204.3369 | 104.1608 | 230.7716 | 321.0862 | 189.8477 | 166.3727 | 195.915 | 154.2608 | 87.7472 | 204.9977 | 289.7279 | 219.5342 | 218.3551 | 203.5358 | 204.6031 | 297.9021 | 205.8352 | 272.0256 | 345.0435 | 207.1183
3084 | 12 | 129 | 5 | 205.2623 | 102.2183 | 241.2865 | 327.1779 | 191.2175 | 164.2936 | 196.2495 | 154.6226 | 87.5224 | 201.5503 | 290.4951 | 220.1969 | 214.6256 | 206.1225 | 210.3614 | 298.7861 | 208.4335 | 273.0358 | 336.2056 | 209.2673
3085 | 13 | 129 | 5 | 208.771 | 100.228 | 247.8518 | 338.8157 | 190.722 | 158.359 | 194.0678 | 154.0445 | 89.5419 | 202.0728 | 288.8532 | 219.7723 | 215.7043 | 210.83 | 216.6614 | 299.2931 | 209.4179 | 286.3621 | 336.9539 | 216.309
3086 | 14 | 129 | 5 | 209.8236 | 99.0464 | 253.4324 | 349.4372 | 192.0012 | 158.2248 | 195.5685 | 147.9469 | 91.0274 | 206.1149 | 288.7502 | 219.3602 | 213.4234 | 204.2531 | 217.9095 | 301.5405 | 209.0645 | 303.2788 | 345.8498 | 220.2606
3087 | 15 | 129 | 5 | 211.8687 | 101.9726 | 252.9359 | 359.2605 | 195.6103 | 158.3569 | 203.6889 | 148.2532 | 93.6348 | 213.3521 | 287.087 | 223.9843 | 203.1102 | 213.1649 | 221.9547 | 306.2979 | 221.7693 | 319.975 | 356.7317 | 232.5461
3088 | 16 | 129 | 5 | 222.1723 | 104.1348 | 253.7569 | 366.616 | 212.9117 | 158.0674 | 214.0047 | 164.4997 | 99.3309 | 232.8025 | 292.2316 | 235.4539 | 204.4163 | 207.944 | 228.629 | 315.9029 | 231.0126 | 339.739 | 375.6289 | 250.605
3089 | 17 | 129 | 5 | 250.6027 | 110.5102 | 267.6872 | 399.7378 | 281.375 | 187.5922 | 252.227 | 204.5264 | 124.347 | 267.3699 | 311.5628 | 258.7088 | 234.0944 | 256.7274 | 260.8468 | 348.8258 | 296.8371 | 386.4895 | 411.6642 | 307.7601
3090 | 18 | 129 | 5 | 269.3148 | 118.2108 | 332.5853 | 465.7481 | 372.2501 | 295.7711 | 275.0576 | 219.254 | 168.5394 | 362.1034 | 357.0524 | 346.984 | 250.2264 | 358.5971 | 336.2726 | 408.9741 | 394.9343 | 461.3882 | 443.0532 | 392.2101
3091 | 19 | 129 | 5 | 279.7434 | 116.7591 | 340.853 | 473.2041 | 373.658 | 317.6643 | 274.1311 | 220.58 | 166.885 | 395.9666 | 398.0921 | 429.1655 | 262.2995 | 351.2123 | 357.1332 | 432.1293 | 382.4146 | 510.6623 | 434.1454 | 421.5323
3092 | 20 | 129 | 5 | 270.0827 | 115.8818 | 320.2276 | 453.4269 | 385.5378 | 312.1538 | 271.5855 | 220.5246 | 150.2092 | 367.3624 | 385.9958 | 413.7349 | 261.2474 | 350.6082 | 348.7721 | 420.8759 | 388.1132 | 491.3758 | 422.7277 | 392.4574
3093 | 21 | 129 | 5 | 271.2573 | 120.0126 | 299.8394 | 444.8819 | 390.3022 | 309.0077 | 271.0066 | 220.7184 | 170.7999 | 397.7601 | 389.3864 | 445.7222 | 257.2967 | 367.5439 | 317.0333 | 404.3937 | 402.1823 | 476.7979 | 425.8763 | 434.8648
3094 | 22 | 129 | 5 | 271.0012 | 115.5395 | 293.784 | 403.7349 | 382.1604 | 325.3274 | 273.4802 | 208.158 | 166.9993 | 395.2432 | 385.168 | 461.554 | 258.8674 | 401.0966 | 314.9973 | 410.9309 | 437.8806 | 491.1465 | 464.1277 | 469.5023
3095 | 23 | 129 | 5 | 271.7291 | 121.8476 | 289.32 | 411.4314 | 369.8021 | 314.9389 | 265.3278 | 209.5724 | 151.8257 | 374.2323 | 396.8375 | 451.7629 | 253.4612 | 374.5626 | 295.3718 | 406.1232 | 414.7402 | 480.5037 | 462.2033 | 440.3486
3096 | 0 | 130 | 5 | 278.0918 | 126.8818 | 284.7699 | 431.1026 | 354.967 | 304.6216 | 253.6725 | 209.1805 | 150.2559 | 364.2272 | 404.875 | 428.0425 | 251.6656 | 372.5109 | 287.385 | 399.0646 | 404.0997 | 472.9223 | 449.2189 | 419.9427
3097 | 1 | 130 | 5 | 288.6987 | 133.5793 | 281.1295 | 432.5018 | 350.4298 | 303.8411 | 254.2244 | 211.5859 | 153.1298 | 361.3673 | 410.9103 | 415.09 | 263.5288 | 357.3879 | 280.9681 | 397.1156 | 391.8464 | 492.9539 | 451.0254 | 408.9184
3098 | 2 | 130 | 5 | 290.2266 | 140.6708 | 285.0272 | 439.0924 | 353.7441 | 301.3425 | 253.8993 | 210.7002 | 154.3588 | 360.0045 | 409.5845 | 409.3458 | 267.7225 | 365.5231 | 290.2127 | 397.122 | 396.1236 | 502.6344 | 452.1883 | 401.248
3099 | 3 | 130 | 5 | 293.6604 | 136.8142 | 285.826 | 431.5462 | 365.488 | 305.8947 | 253.2429 | 207.1343 | 157.4792 | 362.986 | 411.5845 | 415.968 | 265.8477 | 370.6631 | 291.8371 | 394.7569 | 404.3063 | 496.3729 | 441.2067 | 401.7653
3100 | 4 | 130 | 5 | 291.9118 | 136.5886 | 291.0142 | 436.8954 | 316.3953 | 299.5336 | 252.7692 | 213.0034 | 151.9459 | 364.5657 | 399.939 | 430.3196 | 253.0172 | 373.9067 | 298.9999 | 396.4549 | 382.0659 | 490.6187 | 438.346 | 403.3524
3101 | 5 | 130 | 5 | 276.2486 | 108.639 | 283.9034 | 405.9675 | 229.8372 | 191.3615 | 233.3276 | 177.3534 | 122.2215 | 325.7625 | 351.297 | 368.5965 | 248.9284 | 272.2903 | 287.8227 | 346.1885 | 272.2188 | 469.6323 | 383.2884 | 388.1272
3102 | 6 | 130 | 5 | 220.2032 | 102.1916 | 248.9875 | 344.1754 | 202.5853 | 163.6849 | 219.1759 | 159.4808 | 107.0701 | 250.2297 | 315.5152 | 263.539 | 229.4364 | 217.9077 | 238.8037 | 306.955 | 223.5619 | 361.731 | 349.0413 | 287.8203
3103 | 7 | 130 | 5 | 199.4869 | 102.5244 | 230.7227 | 313.7498 | 196.0847 | 163.4905 | 216.8 | 155.6338 | 101.3698 | 223.9206 | 297.4419 | 232.1002 | 233.5233 | 201.3453 | 210.618 | 291.1129 | 203.3108 | 301.7852 | 342.0528 | 240.3811
3104 | 8 | 130 | 5 | 200.0269 | 102.6259 | 222.1953 | 304.8301 | 191.1001 | 163.6246 | 205.2464 | 156.9634 | 93.3448 | 206.8963 | 294.3437 | 222.1277 | 230.2044 | 201.6629 | 200.6775 | 287.6949 | 202.6689 | 275.7704 | 339.8177 | 217.078
3105 | 9 | 130 | 5 | 203.4218 | 104.0047 | 219.4806 | 301.723 | 188.8293 | 161.2285 | 200.9892 | 154.8197 | 87.2651 | 197.8581 | 293.8882 | 216.0769 | 224.2081 | 191.3185 | 195.6443 | 289.1608 | 200.4332 | 268.222 | 336.8928 | 204.3652
3106 | 10 | 130 | 5 | 201.4247 | 103.2041 | 224.4367 | 313.5405 | 189.7346 | 162.5184 | 200.8891 | 154.1025 | 86.8531 | 197.4395 | 294.8624 | 216.5399 | 221.388 | 199.0748 | 199.6728 | 294.5668 | 206.3903 | 272.1386 | 340.5286 | 201.544
3107 | 11 | 130 | 5 | 204.3369 | 104.1608 | 230.7716 | 321.0862 | 189.8477 | 166.3727 | 195.915 | 154.2608 | 87.7472 | 204.9977 | 289.7279 | 219.5342 | 218.3551 | 203.5358 | 204.6031 | 297.9021 | 205.8352 | 272.0256 | 345.0435 | 207.1183
3108 | 12 | 130 | 5 | 205.2623 | 102.2183 | 241.2865 | 327.1779 | 191.2175 | 164.2936 | 196.2495 | 154.6226 | 87.5224 | 201.5503 | 290.4951 | 220.1969 | 214.6256 | 206.1225 | 210.3614 | 298.7861 | 208.4335 | 273.0358 | 336.2056 | 209.2673
3109 | 13 | 130 | 5 | 208.771 | 100.228 | 247.8518 | 338.8157 | 190.722 | 158.359 | 194.0678 | 154.0445 | 89.5419 | 202.0728 | 288.8532 | 219.7723 | 215.7043 | 210.83 | 216.6614 | 299.2931 | 209.4179 | 286.3621 | 336.9539 | 216.309
3110 | 14 | 130 | 5 | 209.8236 | 99.0464 | 253.4324 | 349.4372 | 192.0012 | 158.2248 | 195.5685 | 147.9469 | 91.0274 | 206.1149 | 288.7502 | 219.3602 | 213.4234 | 204.2531 | 217.9095 | 301.5405 | 209.0645 | 303.2788 | 345.8498 | 220.2606
3111 | 15 | 130 | 5 | 211.8687 | 101.9726 | 252.9359 | 359.2605 | 195.6103 | 158.3569 | 203.6889 | 148.2532 | 93.6348 | 213.3521 | 287.087 | 223.9843 | 203.1102 | 213.1649 | 221.9547 | 306.2979 | 221.7693 | 319.975 | 356.7317 | 232.5461
3112 | 16 | 130 | 5 | 222.1723 | 104.1348 | 253.7569 | 366.616 | 212.9117 | 158.0674 | 214.0047 | 164.4997 | 99.3309 | 232.8025 | 292.2316 | 235.4539 | 204.4163 | 207.944 | 228.629 | 315.9029 | 231.0126 | 339.739 | 375.6289 | 250.605
3113 | 17 | 130 | 5 | 250.6027 | 110.5102 | 267.6872 | 399.7378 | 281.375 | 187.5922 | 252.227 | 204.5264 | 124.347 | 267.3699 | 311.5628 | 258.7088 | 234.0944 | 256.7274 | 260.8468 | 348.8258 | 296.8371 | 386.4895 | 411.6642 | 307.7601
3114 | 18 | 130 | 5 | 269.3148 | 118.2108 | 332.5853 | 465.7481 | 372.2501 | 295.7711 | 275.0576 | 219.254 | 168.5394 | 362.1034 | 357.0524 | 346.984 | 250.2264 | 358.5971 | 336.2726 | 408.9741 | 394.9343 | 461.3882 | 443.0532 | 392.2101
3115 | 19 | 130 | 5 | 279.7434 | 116.7591 | 340.853 | 473.2041 | 373.658 | 317.6643 | 274.1311 | 220.58 | 166.885 | 395.9666 | 398.0921 | 429.1655 | 262.2995 | 351.2123 | 357.1332 | 432.1293 | 382.4146 | 510.6623 | 434.1454 | 421.5323
3116 | 20 | 130 | 5 | 270.0827 | 115.8818 | 320.2276 | 453.4269 | 385.5378 | 312.1538 | 271.5855 | 220.5246 | 150.2092 | 367.3624 | 385.9958 | 413.7349 | 261.2474 | 350.6082 | 348.7721 | 420.8759 | 388.1132 | 491.3758 | 422.7277 | 392.4574
3117 | 21 | 130 | 5 | 271.2573 | 120.0126 | 299.8394 | 444.8819 | 390.3022 | 309.0077 | 271.0066 | 220.7184 | 170.7999 | 397.7601 | 389.3864 | 445.7222 | 257.2967 | 367.5439 | 317.0333 | 404.3937 | 402.1823 | 476.7979 | 425.8763 | 434.8648
3118 | 22 | 130 | 5 | 271.0012 | 115.5395 | 293.784 | 403.7349 | 382.1604 | 325.3274 | 273.4802 | 208.158 | 166.9993 | 395.2432 | 385.168 | 461.554 | 258.8674 | 401.0966 | 314.9973 | 410.9309 | 437.8806 | 491.1465 | 464.1277 | 469.5023
3119 | 23 | 130 | 5 | 271.7291 | 121.8476 | 289.32 | 411.4314 | 369.8021 | 314.9389 | 265.3278 | 209.5724 | 151.8257 | 374.2323 | 396.8375 | 451.7629 | 253.4612 | 374.5626 | 295.3718 | 406.1232 | 414.7402 | 480.5037 | 462.2033 | 440.3486
3120 | 0 | 131 | 5 | 278.0918 | 126.8818 | 284.7699 | 431.1026 | 354.967 | 304.6216 | 253.6725 | 209.1805 | 150.2559 | 364.2272 | 404.875 | 428.0425 | 251.6656 | 372.5109 | 287.385 | 399.0646 | 404.0997 | 472.9223 | 449.2189 | 419.9427
3121 | 1 | 131 | 5 | 288.6987 | 133.5793 | 281.1295 | 432.5018 | 350.4298 | 303.8411 | 254.2244 | 211.5859 | 153.1298 | 361.3673 | 410.9103 | 415.09 | 263.5288 | 357.3879 | 280.9681 | 397.1156 | 391.8464 | 492.9539 | 451.0254 | 408.9184
3122 | 2 | 131 | 5 | 290.2266 | 140.6708 | 285.0272 | 439.0924 | 353.7441 | 301.3425 | 253.8993 | 210.7002 | 154.3588 | 360.0045 | 409.5845 | 409.3458 | 267.7225 | 365.5231 | 290.2127 | 397.122 | 396.1236 | 502.6344 | 452.1883 | 401.248
3123 | 3 | 131 | 5 | 293.6604 | 136.8142 | 285.826 | 431.5462 | 365.488 | 305.8947 | 253.2429 | 207.1343 | 157.4792 | 362.986 | 411.5845 | 415.968 | 265.8477 | 370.6631 | 291.8371 | 394.7569 | 404.3063 | 496.3729 | 441.2067 | 401.7653
3124 | 4 | 131 | 5 | 291.9118 | 136.5886 | 291.0142 | 436.8954 | 316.3953 | 299.5336 | 252.7692 | 213.0034 | 151.9459 | 364.5657 | 399.939 | 430.3196 | 253.0172 | 373.9067 | 298.9999 | 396.4549 | 382.0659 | 490.6187 | 438.346 | 403.3524
3125 | 5 | 131 | 5 | 276.2486 | 108.639 | 283.9034 | 405.9675 | 229.8372 | 191.3615 | 233.3276 | 177.3534 | 122.2215 | 325.7625 | 351.297 | 368.5965 | 248.9284 | 272.2903 | 287.8227 | 346.1885 | 272.2188 | 469.6323 | 383.2884 | 388.1272
3126 | 6 | 131 | 5 | 220.2032 | 102.1916 | 248.9875 | 344.1754 | 202.5853 | 163.6849 | 219.1759 | 159.4808 | 107.0701 | 250.2297 | 315.5152 | 263.539 | 229.4364 | 217.9077 | 238.8037 | 306.955 | 223.5619 | 361.731 | 349.0413 | 287.8203
3127 | 7 | 131 | 5 | 199.4869 | 102.5244 | 230.7227 | 313.7498 | 196.0847 | 163.4905 | 216.8 | 155.6338 | 101.3698 | 223.9206 | 297.4419 | 232.1002 | 233.5233 | 201.3453 | 210.618 | 291.1129 | 203.3108 | 301.7852 | 342.0528 | 240.3811
3128 | 8 | 131 | 5 | 200.0269 | 102.6259 | 222.1953 | 304.8301 | 191.1001 | 163.6246 | 205.2464 | 156.9634 | 93.3448 | 206.8963 | 294.3437 | 222.1277 | 230.2044 | 201.6629 | 200.6775 | 287.6949 | 202.6689 | 275.7704 | 339.8177 | 217.078
3129 | 9 | 131 | 5 | 203.4218 | 104.0047 | 219.4806 | 301.723 | 188.8293 | 161.2285 | 200.9892 | 154.8197 | 87.2651 | 197.8581 | 293.8882 | 216.0769 | 224.2081 | 191.3185 | 195.6443 | 289.1608 | 200.4332 | 268.222 | 336.8928 | 204.3652
3130 | 10 | 131 | 5 | 201.4247 | 103.2041 | 224.4367 | 313.5405 | 189.7346 | 162.5184 | 200.8891 | 154.1025 | 86.8531 | 197.4395 | 294.8624 | 216.5399 | 221.388 | 199.0748 | 199.6728 | 294.5668 | 206.3903 | 272.1386 | 340.5286 | 201.544
3131 | 11 | 131 | 5 | 204.3369 | 104.1608 | 230.7716 | 321.0862 | 189.8477 | 166.3727 | 195.915 | 154.2608 | 87.7472 | 204.9977 | 289.7279 | 219.5342 | 218.3551 | 203.5358 | 204.6031 | 297.9021 | 205.8352 | 272.0256 | 345.0435 | 207.1183
3132 | 12 | 131 | 5 | 205.2623 | 102.2183 | 241.2865 | 327.1779 | 191.2175 | 164.2936 | 196.2495 | 154.6226 | 87.5224 | 201.5503 | 290.4951 | 220.1969 | 214.6256 | 206.1225 | 210.3614 | 298.7861 | 208.4335 | 273.0358 | 336.2056 | 209.2673
3133 | 13 | 131 | 5 | 208.771 | 100.228 | 247.8518 | 338.8157 | 190.722 | 158.359 | 194.0678 | 154.0445 | 89.5419 | 202.0728 | 288.8532 | 219.7723 | 215.7043 | 210.83 | 216.6614 | 299.2931 | 209.4179 | 286.3621 | 336.9539 | 216.309
3134 | 14 | 131 | 5 | 209.8236 | 99.0464 | 253.4324 | 349.4372 | 192.0012 | 158.2248 | 195.5685 | 147.9469 | 91.0274 | 206.1149 | 288.7502 | 219.3602 | 213.4234 | 204.2531 | 217.9095 | 301.5405 | 209.0645 | 303.2788 | 345.8498 | 220.2606
3135 | 15 | 131 | 5 | 211.8687 | 101.9726 | 252.9359 | 359.2605 | 195.6103 | 158.3569 | 203.6889 | 148.2532 | 93.6348 | 213.3521 | 287.087 | 223.9843 | 203.1102 | 213.1649 | 221.9547 | 306.2979 | 221.7693 | 319.975 | 356.7317 | 232.5461
3136 | 16 | 131 | 5 | 222.1723 | 104.1348 | 253.7569 | 366.616 | 212.9117 | 158.0674 | 214.0047 | 164.4997 | 99.3309 | 232.8025 | 292.2316 | 235.4539 | 204.4163 | 207.944 | 228.629 | 315.9029 | 231.0126 | 339.739 | 375.6289 | 250.605
3137 | 17 | 131 | 5 | 250.6027 | 110.5102 | 267.6872 | 399.7378 | 281.375 | 187.5922 | 252.227 | 204.5264 | 124.347 | 267.3699 | 311.5628 | 258.7088 | 234.0944 | 256.7274 | 260.8468 | 348.8258 | 296.8371 | 386.4895 | 411.6642 | 307.7601
3138 | 18 | 131 | 5 | 269.3148 | 118.2108 | 332.5853 | 465.7481 | 372.2501 | 295.7711 | 275.0576 | 219.254 | 168.5394 | 362.1034 | 357.0524 | 346.984 | 250.2264 | 358.5971 | 336.2726 | 408.9741 | 394.9343 | 461.3882 | 443.0532 | 392.2101
3139 | 19 | 131 | 5 | 279.7434 | 116.7591 | 340.853 | 473.2041 | 373.658 | 317.6643 | 274.1311 | 220.58 | 166.885 | 395.9666 | 398.0921 | 429.1655 | 262.2995 | 351.2123 | 357.1332 | 432.1293 | 382.4146 | 510.6623 | 434.1454 | 421.5323
3140 | 20 | 131 | 5 | 270.0827 | 115.8818 | 320.2276 | 453.4269 | 385.5378 | 312.1538 | 271.5855 | 220.5246 | 150.2092 | 367.3624 | 385.9958 | 413.7349 | 261.2474 | 350.6082 | 348.7721 | 420.8759 | 388.1132 | 491.3758 | 422.7277 | 392.4574
3141 | 21 | 131 | 5 | 271.2573 | 120.0126 | 299.8394 | 444.8819 | 390.3022 | 309.0077 | 271.0066 | 220.7184 | 170.7999 | 397.7601 | 389.3864 | 445.7222 | 257.2967 | 367.5439 | 317.0333 | 404.3937 | 402.1823 | 476.7979 | 425.8763 | 434.8648
3142 | 22 | 131 | 5 | 271.0012 | 115.5395 | 293.784 | 403.7349 | 382.1604 | 325.3274 | 273.4802 | 208.158 | 166.9993 | 395.2432 | 385.168 | 461.554 | 258.8674 | 401.0966 | 314.9973 | 410.9309 | 437.8806 | 491.1465 | 464.1277 | 469.5023
3143 | 23 | 131 | 5 | 271.7291 | 121.8476 | 289.32 | 411.4314 | 369.8021 | 314.9389 | 265.3278 | 209.5724 | 151.8257 | 374.2323 | 396.8375 | 451.7629 | 253.4612 | 374.5626 | 295.3718 | 406.1232 | 414.7402 | 480.5037 | 462.2033 | 440.3486
3144 | 0 | 132 | 5 | 278.0918 | 126.8818 | 284.7699 | 431.1026 | 354.967 | 304.6216 | 253.6725 | 209.1805 | 150.2559 | 364.2272 | 404.875 | 428.0425 | 251.6656 | 372.5109 | 287.385 | 399.0646 | 404.0997 | 472.9223 | 449.2189 | 419.9427
3145 | 1 | 132 | 5 | 288.6987 | 133.5793 | 281.1295 | 432.5018 | 350.4298 | 303.8411 | 254.2244 | 211.5859 | 153.1298 | 361.3673 | 410.9103 | 415.09 | 263.5288 | 357.3879 | 280.9681 | 397.1156 | 391.8464 | 492.9539 | 451.0254 | 408.9184
3146 | 2 | 132 | 5 | 290.2266 | 140.6708 | 285.0272 | 439.0924 | 353.7441 | 301.3425 | 253.8993 | 210.7002 | 154.3588 | 360.0045 | 409.5845 | 409.3458 | 267.7225 | 365.5231 | 290.2127 | 397.122 | 396.1236 | 502.6344 | 452.1883 | 401.248
3147 | 3 | 132 | 5 | 293.6604 | 136.8142 | 285.826 | 431.5462 | 365.488 | 305.8947 | 253.2429 | 207.1343 | 157.4792 | 362.986 | 411.5845 | 415.968 | 265.8477 | 370.6631 | 291.8371 | 394.7569 | 404.3063 | 496.3729 | 441.2067 | 401.7653
3148 | 4 | 132 | 5 | 291.9118 | 136.5886 | 291.0142 | 436.8954 | 316.3953 | 299.5336 | 252.7692 | 213.0034 | 151.9459 | 364.5657 | 399.939 | 430.3196 | 253.0172 | 373.9067 | 298.9999 | 396.4549 | 382.0659 | 490.6187 | 438.346 | 403.3524
3149 | 5 | 132 | 5 | 276.2486 | 108.639 | 283.9034 | 405.9675 | 229.8372 | 191.3615 | 233.3276 | 177.3534 | 122.2215 | 325.7625 | 351.297 | 368.5965 | 248.9284 | 272.2903 | 287.8227 | 346.1885 | 272.2188 | 469.6323 | 383.2884 | 388.1272
3150 | 6 | 132 | 5 | 220.2032 | 102.1916 | 248.9875 | 344.1754 | 202.5853 | 163.6849 | 219.1759 | 159.4808 | 107.0701 | 250.2297 | 315.5152 | 263.539 | 229.4364 | 217.9077 | 238.8037 | 306.955 | 223.5619 | 361.731 | 349.0413 | 287.8203
3151 | 7 | 132 | 5 | 199.4869 | 102.5244 | 230.7227 | 313.7498 | 196.0847 | 163.4905 | 216.8 | 155.6338 | 101.3698 | 223.9206 | 297.4419 | 232.1002 | 233.5233 | 201.3453 | 210.618 | 291.1129 | 203.3108 | 301.7852 | 342.0528 | 240.3811
3152 | 8 | 132 | 5 | 200.0269 | 102.6259 | 222.1953 | 304.8301 | 191.1001 | 163.6246 | 205.2464 | 156.9634 | 93.3448 | 206.8963 | 294.3437 | 222.1277 | 230.2044 | 201.6629 | 200.6775 | 287.6949 | 202.6689 | 275.7704 | 339.8177 | 217.078
3153 | 9 | 132 | 5 | 203.4218 | 104.0047 | 219.4806 | 301.723 | 188.8293 | 161.2285 | 200.9892 | 154.8197 | 87.2651 | 197.8581 | 293.8882 | 216.0769 | 224.2081 | 191.3185 | 195.6443 | 289.1608 | 200.4332 | 268.222 | 336.8928 | 204.3652
3154 | 10 | 132 | 5 | 201.4247 | 103.2041 | 224.4367 | 313.5405 | 189.7346 | 162.5184 | 200.8891 | 154.1025 | 86.8531 | 197.4395 | 294.8624 | 216.5399 | 221.388 | 199.0748 | 199.6728 | 294.5668 | 206.3903 | 272.1386 | 340.5286 | 201.544
3155 | 11 | 132 | 5 | 204.3369 | 104.1608 | 230.7716 | 321.0862 | 189.8477 | 166.3727 | 195.915 | 154.2608 | 87.7472 | 204.9977 | 289.7279 | 219.5342 | 218.3551 | 203.5358 | 204.6031 | 297.9021 | 205.8352 | 272.0256 | 345.0435 | 207.1183
3156 | 12 | 132 | 5 | 205.2623 | 102.2183 | 241.2865 | 327.1779 | 191.2175 | 164.2936 | 196.2495 | 154.6226 | 87.5224 | 201.5503 | 290.4951 | 220.1969 | 214.6256 | 206.1225 | 210.3614 | 298.7861 | 208.4335 | 273.0358 | 336.2056 | 209.2673
3157 | 13 | 132 | 5 | 208.771 | 100.228 | 247.8518 | 338.8157 | 190.722 | 158.359 | 194.0678 | 154.0445 | 89.5419 | 202.0728 | 288.8532 | 219.7723 | 215.7043 | 210.83 | 216.6614 | 299.2931 | 209.4179 | 286.3621 | 336.9539 | 216.309
3158 | 14 | 132 | 5 | 209.8236 | 99.0464 | 253.4324 | 349.4372 | 192.0012 | 158.2248 | 195.5685 | 147.9469 | 91.0274 | 206.1149 | 288.7502 | 219.3602 | 213.4234 | 204.2531 | 217.9095 | 301.5405 | 209.0645 | 303.2788 | 345.8498 | 220.2606
3159 | 15 | 132 | 5 | 211.8687 | 101.9726 | 252.9359 | 359.2605 | 195.6103 | 158.3569 | 203.6889 | 148.2532 | 93.6348 | 213.3521 | 287.087 | 223.9843 | 203.1102 | 213.1649 | 221.9547 | 306.2979 | 221.7693 | 319.975 | 356.7317 | 232.5461
3160 | 16 | 132 | 5 | 222.1723 | 104.1348 | 253.7569 | 366.616 | 212.9117 | 158.0674 | 214.0047 | 164.4997 | 99.3309 | 232.8025 | 292.2316 | 235.4539 | 204.4163 | 207.944 | 228.629 | 315.9029 | 231.0126 | 339.739 | 375.6289 | 250.605
3161 | 17 | 132 | 5 | 250.6027 | 110.5102 | 267.6872 | 399.7378 | 281.375 | 187.5922 | 252.227 | 204.5264 | 124.347 | 267.3699 | 311.5628 | 258.7088 | 234.0944 | 256.7274 | 260.8468 | 348.8258 | 296.8371 | 386.4895 | 411.6642 | 307.7601
3162 | 18 | 132 | 5 | 269.3148 | 118.2108 | 332.5853 | 465.7481 | 372.2501 | 295.7711 | 275.0576 | 219.254 | 168.5394 | 362.1034 | 357.0524 | 346.984 | 250.2264 | 358.5971 | 336.2726 | 408.9741 | 394.9343 | 461.3882 | 443.0532 | 392.2101
3163 | 19 | 132 | 5 | 279.7434 | 116.7591 | 340.853 | 473.2041 | 373.658 | 317.6643 | 274.1311 | 220.58 | 166.885 | 395.9666 | 398.0921 | 429.1655 | 262.2995 | 351.2123 | 357.1332 | 432.1293 | 382.4146 | 510.6623 | 434.1454 | 421.5323
3164 | 20 | 132 | 5 | 270.0827 | 115.8818 | 320.2276 | 453.4269 | 385.5378 | 312.1538 | 271.5855 | 220.5246 | 150.2092 | 367.3624 | 385.9958 | 413.7349 | 261.2474 | 350.6082 | 348.7721 | 420.8759 | 388.1132 | 491.3758 | 422.7277 | 392.4574
3165 | 21 | 132 | 5 | 271.2573 | 120.0126 | 299.8394 | 444.8819 | 390.3022 | 309.0077 | 271.0066 | 220.7184 | 170.7999 | 397.7601 | 389.3864 | 445.7222 | 257.2967 | 367.5439 | 317.0333 | 404.3937 | 402.1823 | 476.7979 | 425.8763 | 434.8648
3166 | 22 | 132 | 5 | 271.0012 | 115.5395 | 293.784 | 403.7349 | 382.1604 | 325.3274 | 273.4802 | 208.158 | 166.9993 | 395.2432 | 385.168 | 461.554 | 258.8674 | 401.0966 | 314.9973 | 410.9309 | 437.8806 | 491.1465 | 464.1277 | 469.5023
3167 | 23 | 132 | 5 | 271.7291 | 121.8476 | 289.32 | 411.4314 | 369.8021 | 314.9389 | 265.3278 | 209.5724 | 151.8257 | 374.2323 | 396.8375 | 451.7629 | 253.4612 | 374.5626 | 295.3718 | 406.1232 | 414.7402 | 480.5037 | 462.2033 | 440.3486
3168 | 0 | 133 | 5 | 278.0918 | 126.8818 | 284.7699 | 431.1026 | 354.967 | 304.6216 | 253.6725 | 209.1805 | 150.2559 | 364.2272 | 404.875 | 428.0425 | 251.6656 | 372.5109 | 287.385 | 399.0646 | 404.0997 | 472.9223 | 449.2189 | 419.9427
3169 | 1 | 133 | 5 | 288.6987 | 133.5793 | 281.1295 | 432.5018 | 350.4298 | 303.8411 | 254.2244 | 211.5859 | 153.1298 | 361.3673 | 410.9103 | 415.09 | 263.5288 | 357.3879 | 280.9681 | 397.1156 | 391.8464 | 492.9539 | 451.0254 | 408.9184
3170 | 2 | 133 | 5 | 290.2266 | 140.6708 | 285.0272 | 439.0924 | 353.7441 | 301.3425 | 253.8993 | 210.7002 | 154.3588 | 360.0045 | 409.5845 | 409.3458 | 267.7225 | 365.5231 | 290.2127 | 397.122 | 396.1236 | 502.6344 | 452.1883 | 401.248
3171 | 3 | 133 | 5 | 293.6604 | 136.8142 | 285.826 | 431.5462 | 365.488 | 305.8947 | 253.2429 | 207.1343 | 157.4792 | 362.986 | 411.5845 | 415.968 | 265.8477 | 370.6631 | 291.8371 | 394.7569 | 404.3063 | 496.3729 | 441.2067 | 401.7653
3172 | 4 | 133 | 5 | 291.9118 | 136.5886 | 291.0142 | 436.8954 | 316.3953 | 299.5336 | 252.7692 | 213.0034 | 151.9459 | 364.5657 | 399.939 | 430.3196 | 253.0172 | 373.9067 | 298.9999 | 396.4549 | 382.0659 | 490.6187 | 438.346 | 403.3524
3173 | 5 | 133 | 5 | 276.2486 | 108.639 | 283.9034 | 405.9675 | 229.8372 | 191.3615 | 233.3276 | 177.3534 | 122.2215 | 325.7625 | 351.297 | 368.5965 | 248.9284 | 272.2903 | 287.8227 | 346.1885 | 272.2188 | 469.6323 | 383.2884 | 388.1272
3174 | 6 | 133 | 5 | 220.2032 | 102.1916 | 248.9875 | 344.1754 | 202.5853 | 163.6849 | 219.1759 | 159.4808 | 107.0701 | 250.2297 | 315.5152 | 263.539 | 229.4364 | 217.9077 | 238.8037 | 306.955 | 223.5619 | 361.731 | 349.0413 | 287.8203
3175 | 7 | 133 | 5 | 199.4869 | 102.5244 | 230.7227 | 313.7498 | 196.0847 | 163.4905 | 216.8 | 155.6338 | 101.3698 | 223.9206 | 297.4419 | 232.1002 | 233.5233 | 201.3453 | 210.618 | 291.1129 | 203.3108 | 301.7852 | 342.0528 | 240.3811
3176 | 8 | 133 | 5 | 200.0269 | 102.6259 | 222.1953 | 304.8301 | 191.1001 | 163.6246 | 205.2464 | 156.9634 | 93.3448 | 206.8963 | 294.3437 | 222.1277 | 230.2044 | 201.6629 | 200.6775 | 287.6949 | 202.6689 | 275.7704 | 339.8177 | 217.078
3177 | 9 | 133 | 5 | 203.4218 | 104.0047 | 219.4806 | 301.723 | 188.8293 | 161.2285 | 200.9892 | 154.8197 | 87.2651 | 197.8581 | 293.8882 | 216.0769 | 224.2081 | 191.3185 | 195.6443 | 289.1608 | 200.4332 | 268.222 | 336.8928 | 204.3652
3178 | 10 | 133 | 5 | 201.4247 | 103.2041 | 224.4367 | 313.5405 | 189.7346 | 162.5184 | 200.8891 | 154.1025 | 86.8531 | 197.4395 | 294.8624 | 216.5399 | 221.388 | 199.0748 | 199.6728 | 294.5668 | 206.3903 | 272.1386 | 340.5286 | 201.544
3179 | 11 | 133 | 5 | 204.3369 | 104.1608 | 230.7716 | 321.0862 | 189.8477 | 166.3727 | 195.915 | 154.2608 | 87.7472 | 204.9977 | 289.7279 | 219.5342 | 218.3551 | 203.5358 | 204.6031 | 297.9021 | 205.8352 | 272.0256 | 345.0435 | 207.1183
3180 | 12 | 133 | 5 | 205.2623 | 102.2183 | 241.2865 | 327.1779 | 191.2175 | 164.2936 | 196.2495 | 154.6226 | 87.5224 | 201.5503 | 290.4951 | 220.1969 | 214.6256 | 206.1225 | 210.3614 | 298.7861 | 208.4335 | 273.0358 | 336.2056 | 209.2673
3181 | 13 | 133 | 5 | 208.771 | 100.228 | 247.8518 | 338.8157 | 190.722 | 158.359 | 194.0678 | 154.0445 | 89.5419 | 202.0728 | 288.8532 | 219.7723 | 215.7043 | 210.83 | 216.6614 | 299.2931 | 209.4179 | 286.3621 | 336.9539 | 216.309
3182 | 14 | 133 | 5 | 209.8236 | 99.0464 | 253.4324 | 349.4372 | 192.0012 | 158.2248 | 195.5685 | 147.9469 | 91.0274 | 206.1149 | 288.7502 | 219.3602 | 213.4234 | 204.2531 | 217.9095 | 301.5405 | 209.0645 | 303.2788 | 345.8498 | 220.2606
3183 | 15 | 133 | 5 | 211.8687 | 101.9726 | 252.9359 | 359.2605 | 195.6103 | 158.3569 | 203.6889 | 148.2532 | 93.6348 | 213.3521 | 287.087 | 223.9843 | 203.1102 | 213.1649 | 221.9547 | 306.2979 | 221.7693 | 319.975 | 356.7317 | 232.5461
3184 | 16 | 133 | 5 | 222.1723 | 104.1348 | 253.7569 | 366.616 | 212.9117 | 158.0674 | 214.0047 | 164.4997 | 99.3309 | 232.8025 | 292.2316 | 235.4539 | 204.4163 | 207.944 | 228.629 | 315.9029 | 231.0126 | 339.739 | 375.6289 | 250.605
3185 | 17 | 133 | 5 | 250.6027 | 110.5102 | 267.6872 | 399.7378 | 281.375 | 187.5922 | 252.227 | 204.5264 | 124.347 | 267.3699 | 311.5628 | 258.7088 | 234.0944 | 256.7274 | 260.8468 | 348.8258 | 296.8371 | 386.4895 | 411.6642 | 307.7601
3186 | 18 | 133 | 5 | 269.3148 | 118.2108 | 332.5853 | 465.7481 | 372.2501 | 295.7711 | 275.0576 | 219.254 | 168.5394 | 362.1034 | 357.0524 | 346.984 | 250.2264 | 358.5971 | 336.2726 | 408.9741 | 394.9343 | 461.3882 | 443.0532 | 392.2101
3187 | 19 | 133 | 5 | 279.7434 | 116.7591 | 340.853 | 473.2041 | 373.658 | 317.6643 | 274.1311 | 220.58 | 166.885 | 395.9666 | 398.0921 | 429.1655 | 262.2995 | 351.2123 | 357.1332 | 432.1293 | 382.4146 | 510.6623 | 434.1454 | 421.5323
3188 | 20 | 133 | 5 | 270.0827 | 115.8818 | 320.2276 | 453.4269 | 385.5378 | 312.1538 | 271.5855 | 220.5246 | 150.2092 | 367.3624 | 385.9958 | 413.7349 | 261.2474 | 350.6082 | 348.7721 | 420.8759 | 388.1132 | 491.3758 | 422.7277 | 392.4574
3189 | 21 | 133 | 5 | 271.2573 | 120.0126 | 299.8394 | 444.8819 | 390.3022 | 309.0077 | 271.0066 | 220.7184 | 170.7999 | 397.7601 | 389.3864 | 445.7222 | 257.2967 | 367.5439 | 317.0333 | 404.3937 | 402.1823 | 476.7979 | 425.8763 | 434.8648
3190 | 22 | 133 | 5 | 271.0012 | 115.5395 | 293.784 | 403.7349 | 382.1604 | 325.3274 | 273.4802 | 208.158 | 166.9993 | 395.2432 | 385.168 | 461.554 | 258.8674 | 401.0966 | 314.9973 | 410.9309 | 437.8806 | 491.1465 | 464.1277 | 469.5023
3191 | 23 | 133 | 5 | 271.7291 | 121.8476 | 289.32 | 411.4314 | 369.8021 | 314.9389 | 265.3278 | 209.5724 | 151.8257 | 374.2323 | 396.8375 | 451.7629 | 253.4612 | 374.5626 | 295.3718 | 406.1232 | 414.7402 | 480.5037 | 462.2033 | 440.3486
3192 | 0 | 134 | 5 | 278.0918 | 126.8818 | 284.7699 | 431.1026 | 354.967 | 304.6216 | 253.6725 | 209.1805 | 150.2559 | 364.2272 | 404.875 | 428.0425 | 251.6656 | 372.5109 | 287.385 | 399.0646 | 404.0997 | 472.9223 | 449.2189 | 419.9427
3193 | 1 | 134 | 5 | 288.6987 | 133.5793 | 281.1295 | 432.5018 | 350.4298 | 303.8411 | 254.2244 | 211.5859 | 153.1298 | 361.3673 | 410.9103 | 415.09 | 263.5288 | 357.3879 | 280.9681 | 397.1156 | 391.8464 | 492.9539 | 451.0254 | 408.9184
3194 | 2 | 134 | 5 | 290.2266 | 140.6708 | 285.0272 | 439.0924 | 353.7441 | 301.3425 | 253.8993 | 210.7002 | 154.3588 | 360.0045 | 409.5845 | 409.3458 | 267.7225 | 365.5231 | 290.2127 | 397.122 | 396.1236 | 502.6344 | 452.1883 | 401.248
3195 | 3 | 134 | 5 | 293.6604 | 136.8142 | 285.826 | 431.5462 | 365.488 | 305.8947 | 253.2429 | 207.1343 | 157.4792 | 362.986 | 411.5845 | 415.968 | 265.8477 | 370.6631 | 291.8371 | 394.7569 | 404.3063 | 496.3729 | 441.2067 | 401.7653
3196 | 4 | 134 | 5 | 291.9118 | 136.5886 | 291.0142 | 436.8954 | 316.3953 | 299.5336 | 252.7692 | 213.0034 | 151.9459 | 364.5657 | 399.939 | 430.3196 | 253.0172 | 373.9067 | 298.9999 | 396.4549 | 382.0659 | 490.6187 | 438.346 | 403.3524
3197 | 5 | 134 | 5 | 276.2486 | 108.639 | 283.9034 | 405.9675 | 229.8372 | 191.3615 | 233.3276 | 177.3534 | 122.2215 | 325.7625 | 351.297 | 368.5965 | 248.9284 | 272.2903 | 287.8227 | 346.1885 | 272.2188 | 469.6323 | 383.2884 | 388.1272
3198 | 6 | 134 | 5 | 220.2032 | 102.1916 | 248.9875 | 344.1754 | 202.5853 | 163.6849 | 219.1759 | 159.4808 | 107.0701 | 250.2297 | 315.5152 | 263.539 | 229.4364 | 217.9077 | 238.8037 | 306.955 | 223.5619 | 361.731 | 349.0413 | 287.8203
3199 | 7 | 134 | 5 | 199.4869 | 102.5244 | 230.7227 | 313.7498 | 196.0847 | 163.4905 | 216.8 | 155.6338 | 101.3698 | 223.9206 | 297.4419 | 232.1002 | 233.5233 | 201.3453 | 210.618 | 291.1129 | 203.3108 | 301.7852 | 342.0528 | 240.3811
3200 | 8 | 134 | 5 | 200.0269 | 102.6259 | 222.1953 | 304.8301 | 191.1001 | 163.6246 | 205.2464 | 156.9634 | 93.3448 | 206.8963 | 294.3437 | 222.1277 | 230.2044 | 201.6629 | 200.6775 | 287.6949 | 202.6689 | 275.7704 | 339.8177 | 217.078
3201 | 9 | 134 | 5 | 203.4218 | 104.0047 | 219.4806 | 301.723 | 188.8293 | 161.2285 | 200.9892 | 154.8197 | 87.2651 | 197.8581 | 293.8882 | 216.0769 | 224.2081 | 191.3185 | 195.6443 | 289.1608 | 200.4332 | 268.222 | 336.8928 | 204.3652
3202 | 10 | 134 | 5 | 201.4247 | 103.2041 | 224.4367 | 313.5405 | 189.7346 | 162.5184 | 200.8891 | 154.1025 | 86.8531 | 197.4395 | 294.8624 | 216.5399 | 221.388 | 199.0748 | 199.6728 | 294.5668 | 206.3903 | 272.1386 | 340.5286 | 201.544
3203 | 11 | 134 | 5 | 204.3369 | 104.1608 | 230.7716 | 321.0862 | 189.8477 | 166.3727 | 195.915 | 154.2608 | 87.7472 | 204.9977 | 289.7279 | 219.5342 | 218.3551 | 203.5358 | 204.6031 | 297.9021 | 205.8352 | 272.0256 | 345.0435 | 207.1183
3204 | 12 | 134 | 5 | 205.2623 | 102.2183 | 241.2865 | 327.1779 | 191.2175 | 164.2936 | 196.2495 | 154.6226 | 87.5224 | 201.5503 | 290.4951 | 220.1969 | 214.6256 | 206.1225 | 210.3614 | 298.7861 | 208.4335 | 273.0358 | 336.2056 | 209.2673
3205 | 13 | 134 | 5 | 208.771 | 100.228 | 247.8518 | 338.8157 | 190.722 | 158.359 | 194.0678 | 154.0445 | 89.5419 | 202.0728 | 288.8532 | 219.7723 | 215.7043 | 210.83 | 216.6614 | 299.2931 | 209.4179 | 286.3621 | 336.9539 | 216.309
3206 | 14 | 134 | 5 | 209.8236 | 99.0464 | 253.4324 | 349.4372 | 192.0012 | 158.2248 | 195.5685 | 147.9469 | 91.0274 | 206.1149 | 288.7502 | 219.3602 | 213.4234 | 204.2531 | 217.9095 | 301.5405 | 209.0645 | 303.2788 | 345.8498 | 220.2606
3207 | 15 | 134 | 5 | 211.8687 | 101.9726 | 252.9359 | 359.2605 | 195.6103 | 158.3569 | 203.6889 | 148.2532 | 93.6348 | 213.3521 | 287.087 | 223.9843 | 203.1102 | 213.1649 | 221.9547 | 306.2979 | 221.7693 | 319.975 | 356.7317 | 232.5461
3208 | 16 | 134 | 5 | 222.1723 | 104.1348 | 253.7569 | 366.616 | 212.9117 | 158.0674 | 214.0047 | 164.4997 | 99.3309 | 232.8025 | 292.2316 | 235.4539 | 204.4163 | 207.944 | 228.629 | 315.9029 | 231.0126 | 339.739 | 375.6289 | 250.605
3209 | 17 | 134 | 5 | 250.6027 | 110.5102 | 267.6872 | 399.7378 | 281.375 | 187.5922 | 252.227 | 204.5264 | 124.347 | 267.3699 | 311.5628 | 258.7088 | 234.0944 | 256.7274 | 260.8468 | 348.8258 | 296.8371 | 386.4895 | 411.6642 | 307.7601
3210 | 18 | 134 | 5 | 269.3148 | 118.2108 | 332.5853 | 465.7481 | 372.2501 | 295.7711 | 275.0576 | 219.254 | 168.5394 | 362.1034 | 357.0524 | 346.984 | 250.2264 | 358.5971 | 336.2726 | 408.9741 | 394.9343 | 461.3882 | 443.0532 | 392.2101
3211 | 19 | 134 | 5 | 279.7434 | 116.7591 | 340.853 | 473.2041 | 373.658 | 317.6643 | 274.1311 | 220.58 | 166.885 | 395.9666 | 398.0921 | 429.1655 | 262.2995 | 351.2123 | 357.1332 | 432.1293 | 382.4146 | 510.6623 | 434.1454 | 421.5323
3212 | 20 | 134 | 5 | 270.0827 | 115.8818 | 320.2276 | 453.4269 | 385.5378 | 312.1538 | 271.5855 | 220.5246 | 150.2092 | 367.3624 | 385.9958 | 413.7349 | 261.2474 | 350.6082 | 348.7721 | 420.8759 | 388.1132 | 491.3758 | 422.7277 | 392.4574
3213 | 21 | 134 | 5 | 271.2573 | 120.0126 | 299.8394 | 444.8819 | 390.3022 | 309.0077 | 271.0066 | 220.7184 | 170.7999 | 397.7601 | 389.3864 | 445.7222 | 257.2967 | 367.5439 | 317.0333 | 404.3937 | 402.1823 | 476.7979 | 425.8763 | 434.8648
3214 | 22 | 134 | 5 | 271.0012 | 115.5395 | 293.784 | 403.7349 | 382.1604 | 325.3274 | 273.4802 | 208.158 | 166.9993 | 395.2432 | 385.168 | 461.554 | 258.8674 | 401.0966 | 314.9973 | 410.9309 | 437.8806 | 491.1465 | 464.1277 | 469.5023
3215 | 23 | 134 | 5 | 271.7291 | 121.8476 | 289.32 | 411.4314 | 369.8021 | 314.9389 | 265.3278 | 209.5724 | 151.8257 | 374.2323 | 396.8375 | 451.7629 | 253.4612 | 374.5626 | 295.3718 | 406.1232 | 414.7402 | 480.5037 | 462.2033 | 440.3486
3216 | 0 | 135 | 5 | 278.0918 | 126.8818 | 284.7699 | 431.1026 | 354.967 | 304.6216 | 253.6725 | 209.1805 | 150.2559 | 364.2272 | 404.875 | 428.0425 | 251.6656 | 372.5109 | 287.385 | 399.0646 | 404.0997 | 472.9223 | 449.2189 | 419.9427
3217 | 1 | 135 | 5 | 288.6987 | 133.5793 | 281.1295 | 432.5018 | 350.4298 | 303.8411 | 254.2244 | 211.5859 | 153.1298 | 361.3673 | 410.9103 | 415.09 | 263.5288 | 357.3879 | 280.9681 | 397.1156 | 391.8464 | 492.9539 | 451.0254 | 408.9184
3218 | 2 | 135 | 5 | 290.2266 | 140.6708 | 285.0272 | 439.0924 | 353.7441 | 301.3425 | 253.8993 | 210.7002 | 154.3588 | 360.0045 | 409.5845 | 409.3458 | 267.7225 | 365.5231 | 290.2127 | 397.122 | 396.1236 | 502.6344 | 452.1883 | 401.248
3219 | 3 | 135 | 5 | 293.6604 | 136.8142 | 285.826 | 431.5462 | 365.488 | 305.8947 | 253.2429 | 207.1343 | 157.4792 | 362.986 | 411.5845 | 415.968 | 265.8477 | 370.6631 | 291.8371 | 394.7569 | 404.3063 | 496.3729 | 441.2067 | 401.7653
3220 | 4 | 135 | 5 | 291.9118 | 136.5886 | 291.0142 | 436.8954 | 316.3953 | 299.5336 | 252.7692 | 213.0034 | 151.9459 | 364.5657 | 399.939 | 430.3196 | 253.0172 | 373.9067 | 298.9999 | 396.4549 | 382.0659 | 490.6187 | 438.346 | 403.3524
3221 | 5 | 135 | 5 | 276.2486 | 108.639 | 283.9034 | 405.9675 | 229.8372 | 191.3615 | 233.3276 | 177.3534 | 122.2215 | 325.7625 | 351.297 | 368.5965 | 248.9284 | 272.2903 | 287.8227 | 346.1885 | 272.2188 | 469.6323 | 383.2884 | 388.1272
3222 | 6 | 135 | 5 | 220.2032 | 102.1916 | 248.9875 | 344.1754 | 202.5853 | 163.6849 | 219.1759 | 159.4808 | 107.0701 | 250.2297 | 315.5152 | 263.539 | 229.4364 | 217.9077 | 238.8037 | 306.955 | 223.5619 | 361.731 | 349.0413 | 287.8203
3223 | 7 | 135 | 5 | 199.4869 | 102.5244 | 230.7227 | 313.7498 | 196.0847 | 163.4905 | 216.8 | 155.6338 | 101.3698 | 223.9206 | 297.4419 | 232.1002 | 233.5233 | 201.3453 | 210.618 | 291.1129 | 203.3108 | 301.7852 | 342.0528 | 240.3811
3224 | 8 | 135 | 5 | 200.0269 | 102.6259 | 222.1953 | 304.8301 | 191.1001 | 163.6246 | 205.2464 | 156.9634 | 93.3448 | 206.8963 | 294.3437 | 222.1277 | 230.2044 | 201.6629 | 200.6775 | 287.6949 | 202.6689 | 275.7704 | 339.8177 | 217.078
3225 | 9 | 135 | 5 | 203.4218 | 104.0047 | 219.4806 | 301.723 | 188.8293 | 161.2285 | 200.9892 | 154.8197 | 87.2651 | 197.8581 | 293.8882 | 216.0769 | 224.2081 | 191.3185 | 195.6443 | 289.1608 | 200.4332 | 268.222 | 336.8928 | 204.3652
3226 | 10 | 135 | 5 | 201.4247 | 103.2041 | 224.4367 | 313.5405 | 189.7346 | 162.5184 | 200.8891 | 154.1025 | 86.8531 | 197.4395 | 294.8624 | 216.5399 | 221.388 | 199.0748 | 199.6728 | 294.5668 | 206.3903 | 272.1386 | 340.5286 | 201.544
3227 | 11 | 135 | 5 | 204.3369 | 104.1608 | 230.7716 | 321.0862 | 189.8477 | 166.3727 | 195.915 | 154.2608 | 87.7472 | 204.9977 | 289.7279 | 219.5342 | 218.3551 | 203.5358 | 204.6031 | 297.9021 | 205.8352 | 272.0256 | 345.0435 | 207.1183
3228 | 12 | 135 | 5 | 205.2623 | 102.2183 | 241.2865 | 327.1779 | 191.2175 | 164.2936 | 196.2495 | 154.6226 | 87.5224 | 201.5503 | 290.4951 | 220.1969 | 214.6256 | 206.1225 | 210.3614 | 298.7861 | 208.4335 | 273.0358 | 336.2056 | 209.2673
3229 | 13 | 135 | 5 | 208.771 | 100.228 | 247.8518 | 338.8157 | 190.722 | 158.359 | 194.0678 | 154.0445 | 89.5419 | 202.0728 | 288.8532 | 219.7723 | 215.7043 | 210.83 | 216.6614 | 299.2931 | 209.4179 | 286.3621 | 336.9539 | 216.309
3230 | 14 | 135 | 5 | 209.8236 | 99.0464 | 253.4324 | 349.4372 | 192.0012 | 158.2248 | 195.5685 | 147.9469 | 91.0274 | 206.1149 | 288.7502 | 219.3602 | 213.4234 | 204.2531 | 217.9095 | 301.5405 | 209.0645 | 303.2788 | 345.8498 | 220.2606
3231 | 15 | 135 | 5 | 211.8687 | 101.9726 | 252.9359 | 359.2605 | 195.6103 | 158.3569 | 203.6889 | 148.2532 | 93.6348 | 213.3521 | 287.087 | 223.9843 | 203.1102 | 213.1649 | 221.9547 | 306.2979 | 221.7693 | 319.975 | 356.7317 | 232.5461
3232 | 16 | 135 | 5 | 222.1723 | 104.1348 | 253.7569 | 366.616 | 212.9117 | 158.0674 | 214.0047 | 164.4997 | 99.3309 | 232.8025 | 292.2316 | 235.4539 | 204.4163 | 207.944 | 228.629 | 315.9029 | 231.0126 | 339.739 | 375.6289 | 250.605
3233 | 17 | 135 | 5 | 250.6027 | 110.5102 | 267.6872 | 399.7378 | 281.375 | 187.5922 | 252.227 | 204.5264 | 124.347 | 267.3699 | 311.5628 | 258.7088 | 234.0944 | 256.7274 | 260.8468 | 348.8258 | 296.8371 | 386.4895 | 411.6642 | 307.7601
3234 | 18 | 135 | 5 | 269.3148 | 118.2108 | 332.5853 | 465.7481 | 372.2501 | 295.7711 | 275.0576 | 219.254 | 168.5394 | 362.1034 | 357.0524 | 346.984 | 250.2264 | 358.5971 | 336.2726 | 408.9741 | 394.9343 | 461.3882 | 443.0532 | 392.2101
3235 | 19 | 135 | 5 | 279.7434 | 116.7591 | 340.853 | 473.2041 | 373.658 | 317.6643 | 274.1311 | 220.58 | 166.885 | 395.9666 | 398.0921 | 429.1655 | 262.2995 | 351.2123 | 357.1332 | 432.1293 | 382.4146 | 510.6623 | 434.1454 | 421.5323
3236 | 20 | 135 | 5 | 270.0827 | 115.8818 | 320.2276 | 453.4269 | 385.5378 | 312.1538 | 271.5855 | 220.5246 | 150.2092 | 367.3624 | 385.9958 | 413.7349 | 261.2474 | 350.6082 | 348.7721 | 420.8759 | 388.1132 | 491.3758 | 422.7277 | 392.4574
3237 | 21 | 135 | 5 | 271.2573 | 120.0126 | 299.8394 | 444.8819 | 390.3022 | 309.0077 | 271.0066 | 220.7184 | 170.7999 | 397.7601 | 389.3864 | 445.7222 | 257.2967 | 367.5439 | 317.0333 | 404.3937 | 402.1823 | 476.7979 | 425.8763 | 434.8648
3238 | 22 | 135 | 5 | 271.0012 | 115.5395 | 293.784 | 403.7349 | 382.1604 | 325.3274 | 273.4802 | 208.158 | 166.9993 | 395.2432 | 385.168 | 461.554 | 258.8674 | 401.0966 | 314.9973 | 410.9309 | 437.8806 | 491.1465 | 464.1277 | 469.5023
3239 | 23 | 135 | 5 | 271.7291 | 121.8476 | 289.32 | 411.4314 | 369.8021 | 314.9389 | 265.3278 | 209.5724 | 151.8257 | 374.2323 | 396.8375 | 451.7629 | 253.4612 | 374.5626 | 295.3718 | 406.1232 | 414.7402 | 480.5037 | 462.2033 | 440.3486
3240 | 0 | 136 | 5 | 278.0918 | 126.8818 | 284.7699 | 431.1026 | 354.967 | 304.6216 | 253.6725 | 209.1805 | 150.2559 | 364.2272 | 404.875 | 428.0425 | 251.6656 | 372.5109 | 287.385 | 399.0646 | 404.0997 | 472.9223 | 449.2189 | 419.9427
3241 | 1 | 136 | 5 | 288.6987 | 133.5793 | 281.1295 | 432.5018 | 350.4298 | 303.8411 | 254.2244 | 211.5859 | 153.1298 | 361.3673 | 410.9103 | 415.09 | 263.5288 | 357.3879 | 280.9681 | 397.1156 | 391.8464 | 492.9539 | 451.0254 | 408.9184
3242 | 2 | 136 | 5 | 290.2266 | 140.6708 | 285.0272 | 439.0924 | 353.7441 | 301.3425 | 253.8993 | 210.7002 | 154.3588 | 360.0045 | 409.5845 | 409.3458 | 267.7225 | 365.5231 | 290.2127 | 397.122 | 396.1236 | 502.6344 | 452.1883 | 401.248
3243 | 3 | 136 | 5 | 293.6604 | 136.8142 | 285.826 | 431.5462 | 365.488 | 305.8947 | 253.2429 | 207.1343 | 157.4792 | 362.986 | 411.5845 | 415.968 | 265.8477 | 370.6631 | 291.8371 | 394.7569 | 404.3063 | 496.3729 | 441.2067 | 401.7653
3244 | 4 | 136 | 5 | 291.9118 | 136.5886 | 291.0142 | 436.8954 | 316.3953 | 299.5336 | 252.7692 | 213.0034 | 151.9459 | 364.5657 | 399.939 | 430.3196 | 253.0172 | 373.9067 | 298.9999 | 396.4549 | 382.0659 | 490.6187 | 438.346 | 403.3524
3245 | 5 | 136 | 5 | 276.2486 | 108.639 | 283.9034 | 405.9675 | 229.8372 | 191.3615 | 233.3276 | 177.3534 | 122.2215 | 325.7625 | 351.297 | 368.5965 | 248.9284 | 272.2903 | 287.8227 | 346.1885 | 272.2188 | 469.6323 | 383.2884 | 388.1272
3246 | 6 | 136 | 5 | 220.2032 | 102.1916 | 248.9875 | 344.1754 | 202.5853 | 163.6849 | 219.1759 | 159.4808 | 107.0701 | 250.2297 | 315.5152 | 263.539 | 229.4364 | 217.9077 | 238.8037 | 306.955 | 223.5619 | 361.731 | 349.0413 | 287.8203
3247 | 7 | 136 | 5 | 199.4869 | 102.5244 | 230.7227 | 313.7498 | 196.0847 | 163.4905 | 216.8 | 155.6338 | 101.3698 | 223.9206 | 297.4419 | 232.1002 | 233.5233 | 201.3453 | 210.618 | 291.1129 | 203.3108 | 301.7852 | 342.0528 | 240.3811
3248 | 8 | 136 | 5 | 200.0269 | 102.6259 | 222.1953 | 304.8301 | 191.1001 | 163.6246 | 205.2464 | 156.9634 | 93.3448 | 206.8963 | 294.3437 | 222.1277 | 230.2044 | 201.6629 | 200.6775 | 287.6949 | 202.6689 | 275.7704 | 339.8177 | 217.078
3249 | 9 | 136 | 5 | 203.4218 | 104.0047 | 219.4806 | 301.723 | 188.8293 | 161.2285 | 200.9892 | 154.8197 | 87.2651 | 197.8581 | 293.8882 | 216.0769 | 224.2081 | 191.3185 | 195.6443 | 289.1608 | 200.4332 | 268.222 | 336.8928 | 204.3652
3250 | 10 | 136 | 5 | 201.4247 | 103.2041 | 224.4367 | 313.5405 | 189.7346 | 162.5184 | 200.8891 | 154.1025 | 86.8531 | 197.4395 | 294.8624 | 216.5399 | 221.388 | 199.0748 | 199.6728 | 294.5668 | 206.3903 | 272.1386 | 340.5286 | 201.544
3251 | 11 | 136 | 5 | 204.3369 | 104.1608 | 230.7716 | 321.0862 | 189.8477 | 166.3727 | 195.915 | 154.2608 | 87.7472 | 204.9977 | 289.7279 | 219.5342 | 218.3551 | 203.5358 | 204.6031 | 297.9021 | 205.8352 | 272.0256 | 345.0435 | 207.1183
3252 | 12 | 136 | 5 | 205.2623 | 102.2183 | 241.2865 | 327.1779 | 191.2175 | 164.2936 | 196.2495 | 154.6226 | 87.5224 | 201.5503 | 290.4951 | 220.1969 | 214.6256 | 206.1225 | 210.3614 | 298.7861 | 208.4335 | 273.0358 | 336.2056 | 209.2673
3253 | 13 | 136 | 5 | 208.771 | 100.228 | 247.8518 | 338.8157 | 190.722 | 158.359 | 194.0678 | 154.0445 | 89.5419 | 202.0728 | 288.8532 | 219.7723 | 215.7043 | 210.83 | 216.6614 | 299.2931 | 209.4179 | 286.3621 | 336.9539 | 216.309
3254 | 14 | 136 | 5 | 209.8236 | 99.0464 | 253.4324 | 349.4372 | 192.0012 | 158.2248 | 195.5685 | 147.9469 | 91.0274 | 206.1149 | 288.7502 | 219.3602 | 213.4234 | 204.2531 | 217.9095 | 301.5405 | 209.0645 | 303.2788 | 345.8498 | 220.2606
3255 | 15 | 136 | 5 | 211.8687 | 101.9726 | 252.9359 | 359.2605 | 195.6103 | 158.3569 | 203.6889 | 148.2532 | 93.6348 | 213.3521 | 287.087 | 223.9843 | 203.1102 | 213.1649 | 221.9547 | 306.2979 | 221.7693 | 319.975 | 356.7317 | 232.5461
3256 | 16 | 136 | 5 | 222.1723 | 104.1348 | 253.7569 | 366.616 | 212.9117 | 158.0674 | 214.0047 | 164.4997 | 99.3309 | 232.8025 | 292.2316 | 235.4539 | 204.4163 | 207.944 | 228.629 | 315.9029 | 231.0126 | 339.739 | 375.6289 | 250.605
3257 | 17 | 136 | 5 | 250.6027 | 110.5102 | 267.6872 | 399.7378 | 281.375 | 187.5922 | 252.227 | 204.5264 | 124.347 | 267.3699 | 311.5628 | 258.7088 | 234.0944 | 256.7274 | 260.8468 | 348.8258 | 296.8371 | 386.4895 | 411.6642 | 307.7601
3258 | 18 | 136 | 5 | 269.3148 | 118.2108 | 332.5853 | 465.7481 | 372.2501 | 295.7711 | 275.0576 | 219.254 | 168.5394 | 362.1034 | 357.0524 | 346.984 | 250.2264 | 358.5971 | 336.2726 | 408.9741 | 394.9343 | 461.3882 | 443.0532 | 392.2101
3259 | 19 | 136 | 5 | 279.7434 | 116.7591 | 340.853 | 473.2041 | 373.658 | 317.6643 | 274.1311 | 220.58 | 166.885 | 395.9666 | 398.0921 | 429.1655 | 262.2995 | 351.2123 | 357.1332 | 432.1293 | 382.4146 | 510.6623 | 434.1454 | 421.5323
3260 | 20 | 136 | 5 | 270.0827 | 115.8818 | 320.2276 | 453.4269 | 385.5378 | 312.1538 | 271.5855 | 220.5246 | 150.2092 | 367.3624 | 385.9958 | 413.7349 | 261.2474 | 350.6082 | 348.7721 | 420.8759 | 388.1132 | 491.3758 | 422.7277 | 392.4574
3261 | 21 | 136 | 5 | 271.2573 | 120.0126 | 299.8394 | 444.8819 | 390.3022 | 309.0077 | 271.0066 | 220.7184 | 170.7999 | 397.7601 | 389.3864 | 445.7222 | 257.2967 | 367.5439 | 317.0333 | 404.3937 | 402.1823 | 476.7979 | 425.8763 | 434.8648
3262 | 22 | 136 | 5 | 271.0012 | 115.5395 | 293.784 | 403.7349 | 382.1604 | 325.3274 | 273.4802 | 208.158 | 166.9993 | 395.2432 | 385.168 | 461.554 | 258.8674 | 401.0966 | 314.9973 | 410.9309 | 437.8806 | 491.1465 | 464.1277 | 469.5023
3263 | 23 | 136 | 5 | 271.7291 | 121.8476 | 289.32 | 411.4314 | 369.8021 | 314.9389 | 265.3278 | 209.5724 | 151.8257 | 374.2323 | 396.8375 | 451.7629 | 253.4612 | 374.5626 | 295.3718 | 406.1232 | 414.7402 | 480.5037 | 462.2033 | 440.3486
3264 | 0 | 137 | 5 | 278.0918 | 126.8818 | 284.7699 | 431.1026 | 354.967 | 304.6216 | 253.6725 | 209.1805 | 150.2559 | 364.2272 | 404.875 | 428.0425 | 251.6656 | 372.5109 | 287.385 | 399.0646 | 404.0997 | 472.9223 | 449.2189 | 419.9427
3265 | 1 | 137 | 5 | 288.6987 | 133.5793 | 281.1295 | 432.5018 | 350.4298 | 303.8411 | 254.2244 | 211.5859 | 153.1298 | 361.3673 | 410.9103 | 415.09 | 263.5288 | 357.3879 | 280.9681 | 397.1156 | 391.8464 | 492.9539 | 451.0254 | 408.9184
3266 | 2 | 137 | 5 | 290.2266 | 140.6708 | 285.0272 | 439.0924 | 353.7441 | 301.3425 | 253.8993 | 210.7002 | 154.3588 | 360.0045 | 409.5845 | 409.3458 | 267.7225 | 365.5231 | 290.2127 | 397.122 | 396.1236 | 502.6344 | 452.1883 | 401.248
3267 | 3 | 137 | 5 | 293.6604 | 136.8142 | 285.826 | 431.5462 | 365.488 | 305.8947 | 253.2429 | 207.1343 | 157.4792 | 362.986 | 411.5845 | 415.968 | 265.8477 | 370.6631 | 291.8371 | 394.7569 | 404.3063 | 496.3729 | 441.2067 | 401.7653
3268 | 4 | 137 | 5 | 291.9118 | 136.5886 | 291.0142 | 436.8954 | 316.3953 | 299.5336 | 252.7692 | 213.0034 | 151.9459 | 364.5657 | 399.939 | 430.3196 | 253.0172 | 373.9067 | 298.9999 | 396.4549 | 382.0659 | 490.6187 | 438.346 | 403.3524
3269 | 5 | 137 | 5 | 276.2486 | 108.639 | 283.9034 | 405.9675 | 229.8372 | 191.3615 | 233.3276 | 177.3534 | 122.2215 | 325.7625 | 351.297 | 368.5965 | 248.9284 | 272.2903 | 287.8227 | 346.1885 | 272.2188 | 469.6323 | 383.2884 | 388.1272
3270 | 6 | 137 | 5 | 220.2032 | 102.1916 | 248.9875 | 344.1754 | 202.5853 | 163.6849 | 219.1759 | 159.4808 | 107.0701 | 250.2297 | 315.5152 | 263.539 | 229.4364 | 217.9077 | 238.8037 | 306.955 | 223.5619 | 361.731 | 349.0413 | 287.8203
3271 | 7 | 137 | 5 | 199.4869 | 102.5244 | 230.7227 | 313.7498 | 196.0847 | 163.4905 | 216.8 | 155.6338 | 101.3698 | 223.9206 | 297.4419 | 232.1002 | 233.5233 | 201.3453 | 210.618 | 291.1129 | 203.3108 | 301.7852 | 342.0528 | 240.3811
3272 | 8 | 137 | 5 | 200.0269 | 102.6259 | 222.1953 | 304.8301 | 191.1001 | 163.6246 | 205.2464 | 156.9634 | 93.3448 | 206.8963 | 294.3437 | 222.1277 | 230.2044 | 201.6629 | 200.6775 | 287.6949 | 202.6689 | 275.7704 | 339.8177 | 217.078
3273 | 9 | 137 | 5 | 203.4218 | 104.0047 | 219.4806 | 301.723 | 188.8293 | 161.2285 | 200.9892 | 154.8197 | 87.2651 | 197.8581 | 293.8882 | 216.0769 | 224.2081 | 191.3185 | 195.6443 | 289.1608 | 200.4332 | 268.222 | 336.8928 | 204.3652
3274 | 10 | 137 | 5 | 201.4247 | 103.2041 | 224.4367 | 313.5405 | 189.7346 | 162.5184 | 200.8891 | 154.1025 | 86.8531 | 197.4395 | 294.8624 | 216.5399 | 221.388 | 199.0748 | 199.6728 | 294.5668 | 206.3903 | 272.1386 | 340.5286 | 201.544
3275 | 11 | 137 | 5 | 204.3369 | 104.1608 | 230.7716 | 321.0862 | 189.8477 | 166.3727 | 195.915 | 154.2608 | 87.7472 | 204.9977 | 289.7279 | 219.5342 | 218.3551 | 203.5358 | 204.6031 | 297.9021 | 205.8352 | 272.0256 | 345.0435 | 207.1183
3276 | 12 | 137 | 5 | 205.2623 | 102.2183 | 241.2865 | 327.1779 | 191.2175 | 164.2936 | 196.2495 | 154.6226 | 87.5224 | 201.5503 | 290.4951 | 220.1969 | 214.6256 | 206.1225 | 210.3614 | 298.7861 | 208.4335 | 273.0358 | 336.2056 | 209.2673
3277 | 13 | 137 | 5 | 208.771 | 100.228 | 247.8518 | 338.8157 | 190.722 | 158.359 | 194.0678 | 154.0445 | 89.5419 | 202.0728 | 288.8532 | 219.7723 | 215.7043 | 210.83 | 216.6614 | 299.2931 | 209.4179 | 286.3621 | 336.9539 | 216.309
3278 | 14 | 137 | 5 | 209.8236 | 99.0464 | 253.4324 | 349.4372 | 192.0012 | 158.2248 | 195.5685 | 147.9469 | 91.0274 | 206.1149 | 288.7502 | 219.3602 | 213.4234 | 204.2531 | 217.9095 | 301.5405 | 209.0645 | 303.2788 | 345.8498 | 220.2606
3279 | 15 | 137 | 5 | 211.8687 | 101.9726 | 252.9359 | 359.2605 | 195.6103 | 158.3569 | 203.6889 | 148.2532 | 93.6348 | 213.3521 | 287.087 | 223.9843 | 203.1102 | 213.1649 | 221.9547 | 306.2979 | 221.7693 | 319.975 | 356.7317 | 232.5461
3280 | 16 | 137 | 5 | 222.1723 | 104.1348 | 253.7569 | 366.616 | 212.9117 | 158.0674 | 214.0047 | 164.4997 | 99.3309 | 232.8025 | 292.2316 | 235.4539 | 204.4163 | 207.944 | 228.629 | 315.9029 | 231.0126 | 339.739 | 375.6289 | 250.605
3281 | 17 | 137 | 5 | 250.6027 | 110.5102 | 267.6872 | 399.7378 | 281.375 | 187.5922 | 252.227 | 204.5264 | 124.347 | 267.3699 | 311.5628 | 258.7088 | 234.0944 | 256.7274 | 260.8468 | 348.8258 | 296.8371 | 386.4895 | 411.6642 | 307.7601
3282 | 18 | 137 | 5 | 269.3148 | 118.2108 | 332.5853 | 465.7481 | 372.2501 | 295.7711 | 275.0576 | 219.254 | 168.5394 | 362.1034 | 357.0524 | 346.984 | 250.2264 | 358.5971 | 336.2726 | 408.9741 | 394.9343 | 461.3882 | 443.0532 | 392.2101
3283 | 19 | 137 | 5 | 279.7434 | 116.7591 | 340.853 | 473.2041 | 373.658 | 317.6643 | 274.1311 | 220.58 | 166.885 | 395.9666 | 398.0921 | 429.1655 | 262.2995 | 351.2123 | 357.1332 | 432.1293 | 382.4146 | 510.6623 | 434.1454 | 421.5323
3284 | 20 | 137 | 5 | 270.0827 | 115.8818 | 320.2276 | 453.4269 | 385.5378 | 312.1538 | 271.5855 | 220.5246 | 150.2092 | 367.3624 | 385.9958 | 413.7349 | 261.2474 | 350.6082 | 348.7721 | 420.8759 | 388.1132 | 491.3758 | 422.7277 | 392.4574
3285 | 21 | 137 | 5 | 271.2573 | 120.0126 | 299.8394 | 444.8819 | 390.3022 | 309.0077 | 271.0066 | 220.7184 | 170.7999 | 397.7601 | 389.3864 | 445.7222 | 257.2967 | 367.5439 | 317.0333 | 404.3937 | 402.1823 | 476.7979 | 425.8763 | 434.8648
3286 | 22 | 137 | 5 | 271.0012 | 115.5395 | 293.784 | 403.7349 | 382.1604 | 325.3274 | 273.4802 | 208.158 | 166.9993 | 395.2432 | 385.168 | 461.554 | 258.8674 | 401.0966 | 314.9973 | 410.9309 | 437.8806 | 491.1465 | 464.1277 | 469.5023
3287 | 23 | 137 | 5 | 271.7291 | 121.8476 | 289.32 | 411.4314 | 369.8021 | 314.9389 | 265.3278 | 209.5724 | 151.8257 | 374.2323 | 396.8375 | 451.7629 | 253.4612 | 374.5626 | 295.3718 | 406.1232 | 414.7402 | 480.5037 | 462.2033 | 440.3486
3288 | 0 | 138 | 5 | 278.0918 | 126.8818 | 284.7699 | 431.1026 | 354.967 | 304.6216 | 253.6725 | 209.1805 | 150.2559 | 364.2272 | 404.875 | 428.0425 | 251.6656 | 372.5109 | 287.385 | 399.0646 | 404.0997 | 472.9223 | 449.2189 | 419.9427
3289 | 1 | 138 | 5 | 288.6987 | 133.5793 | 281.1295 | 432.5018 | 350.4298 | 303.8411 | 254.2244 | 211.5859 | 153.1298 | 361.3673 | 410.9103 | 415.09 | 263.5288 | 357.3879 | 280.9681 | 397.1156 | 391.8464 | 492.9539 | 451.0254 | 408.9184
3290 | 2 | 138 | 5 | 290.2266 | 140.6708 | 285.0272 | 439.0924 | 353.7441 | 301.3425 | 253.8993 | 210.7002 | 154.3588 | 360.0045 | 409.5845 | 409.3458 | 267.7225 | 365.5231 | 290.2127 | 397.122 | 396.1236 | 502.6344 | 452.1883 | 401.248
3291 | 3 | 138 | 5 | 293.6604 | 136.8142 | 285.826 | 431.5462 | 365.488 | 305.8947 | 253.2429 | 207.1343 | 157.4792 | 362.986 | 411.5845 | 415.968 | 265.8477 | 370.6631 | 291.8371 | 394.7569 | 404.3063 | 496.3729 | 441.2067 | 401.7653
3292 | 4 | 138 | 5 | 291.9118 | 136.5886 | 291.0142 | 436.8954 | 316.3953 | 299.5336 | 252.7692 | 213.0034 | 151.9459 | 364.5657 | 399.939 | 430.3196 | 253.0172 | 373.9067 | 298.9999 | 396.4549 | 382.0659 | 490.6187 | 438.346 | 403.3524
3293 | 5 | 138 | 5 | 276.2486 | 108.639 | 283.9034 | 405.9675 | 229.8372 | 191.3615 | 233.3276 | 177.3534 | 122.2215 | 325.7625 | 351.297 | 368.5965 | 248.9284 | 272.2903 | 287.8227 | 346.1885 | 272.2188 | 469.6323 | 383.2884 | 388.1272
3294 | 6 | 138 | 5 | 220.2032 | 102.1916 | 248.9875 | 344.1754 | 202.5853 | 163.6849 | 219.1759 | 159.4808 | 107.0701 | 250.2297 | 315.5152 | 263.539 | 229.4364 | 217.9077 | 238.8037 | 306.955 | 223.5619 | 361.731 | 349.0413 | 287.8203
3295 | 7 | 138 | 5 | 199.4869 | 102.5244 | 230.7227 | 313.7498 | 196.0847 | 163.4905 | 216.8 | 155.6338 | 101.3698 | 223.9206 | 297.4419 | 232.1002 | 233.5233 | 201.3453 | 210.618 | 291.1129 | 203.3108 | 301.7852 | 342.0528 | 240.3811
3296 | 8 | 138 | 5 | 200.0269 | 102.6259 | 222.1953 | 304.8301 | 191.1001 | 163.6246 | 205.2464 | 156.9634 | 93.3448 | 206.8963 | 294.3437 | 222.1277 | 230.2044 | 201.6629 | 200.6775 | 287.6949 | 202.6689 | 275.7704 | 339.8177 | 217.078
3297 | 9 | 138 | 5 | 203.4218 | 104.0047 | 219.4806 | 301.723 | 188.8293 | 161.2285 | 200.9892 | 154.8197 | 87.2651 | 197.8581 | 293.8882 | 216.0769 | 224.2081 | 191.3185 | 195.6443 | 289.1608 | 200.4332 | 268.222 | 336.8928 | 204.3652
3298 | 10 | 138 | 5 | 201.4247 | 103.2041 | 224.4367 | 313.5405 | 189.7346 | 162.5184 | 200.8891 | 154.1025 | 86.8531 | 197.4395 | 294.8624 | 216.5399 | 221.388 | 199.0748 | 199.6728 | 294.5668 | 206.3903 | 272.1386 | 340.5286 | 201.544
3299 | 11 | 138 | 5 | 204.3369 | 104.1608 | 230.7716 | 321.0862 | 189.8477 | 166.3727 | 195.915 | 154.2608 | 87.7472 | 204.9977 | 289.7279 | 219.5342 | 218.3551 | 203.5358 | 204.6031 | 297.9021 | 205.8352 | 272.0256 | 345.0435 | 207.1183
3300 | 12 | 138 | 5 | 205.2623 | 102.2183 | 241.2865 | 327.1779 | 191.2175 | 164.2936 | 196.2495 | 154.6226 | 87.5224 | 201.5503 | 290.4951 | 220.1969 | 214.6256 | 206.1225 | 210.3614 | 298.7861 | 208.4335 | 273.0358 | 336.2056 | 209.2673
3301 | 13 | 138 | 5 | 208.771 | 100.228 | 247.8518 | 338.8157 | 190.722 | 158.359 | 194.0678 | 154.0445 | 89.5419 | 202.0728 | 288.8532 | 219.7723 | 215.7043 | 210.83 | 216.6614 | 299.2931 | 209.4179 | 286.3621 | 336.9539 | 216.309
3302 | 14 | 138 | 5 | 209.8236 | 99.0464 | 253.4324 | 349.4372 | 192.0012 | 158.2248 | 195.5685 | 147.9469 | 91.0274 | 206.1149 | 288.7502 | 219.3602 | 213.4234 | 204.2531 | 217.9095 | 301.5405 | 209.0645 | 303.2788 | 345.8498 | 220.2606
3303 | 15 | 138 | 5 | 211.8687 | 101.9726 | 252.9359 | 359.2605 | 195.6103 | 158.3569 | 203.6889 | 148.2532 | 93.6348 | 213.3521 | 287.087 | 223.9843 | 203.1102 | 213.1649 | 221.9547 | 306.2979 | 221.7693 | 319.975 | 356.7317 | 232.5461
3304 | 16 | 138 | 5 | 222.1723 | 104.1348 | 253.7569 | 366.616 | 212.9117 | 158.0674 | 214.0047 | 164.4997 | 99.3309 | 232.8025 | 292.2316 | 235.4539 | 204.4163 | 207.944 | 228.629 | 315.9029 | 231.0126 | 339.739 | 375.6289 | 250.605
3305 | 17 | 138 | 5 | 250.6027 | 110.5102 | 267.6872 | 399.7378 | 281.375 | 187.5922 | 252.227 | 204.5264 | 124.347 | 267.3699 | 311.5628 | 258.7088 | 234.0944 | 256.7274 | 260.8468 | 348.8258 | 296.8371 | 386.4895 | 411.6642 | 307.7601
3306 | 18 | 138 | 5 | 269.3148 | 118.2108 | 332.5853 | 465.7481 | 372.2501 | 295.7711 | 275.0576 | 219.254 | 168.5394 | 362.1034 | 357.0524 | 346.984 | 250.2264 | 358.5971 | 336.2726 | 408.9741 | 394.9343 | 461.3882 | 443.0532 | 392.2101
3307 | 19 | 138 | 5 | 279.7434 | 116.7591 | 340.853 | 473.2041 | 373.658 | 317.6643 | 274.1311 | 220.58 | 166.885 | 395.9666 | 398.0921 | 429.1655 | 262.2995 | 351.2123 | 357.1332 | 432.1293 | 382.4146 | 510.6623 | 434.1454 | 421.5323
3308 | 20 | 138 | 5 | 270.0827 | 115.8818 | 320.2276 | 453.4269 | 385.5378 | 312.1538 | 271.5855 | 220.5246 | 150.2092 | 367.3624 | 385.9958 | 413.7349 | 261.2474 | 350.6082 | 348.7721 | 420.8759 | 388.1132 | 491.3758 | 422.7277 | 392.4574
3309 | 21 | 138 | 5 | 271.2573 | 120.0126 | 299.8394 | 444.8819 | 390.3022 | 309.0077 | 271.0066 | 220.7184 | 170.7999 | 397.7601 | 389.3864 | 445.7222 | 257.2967 | 367.5439 | 317.0333 | 404.3937 | 402.1823 | 476.7979 | 425.8763 | 434.8648
3310 | 22 | 138 | 5 | 271.0012 | 115.5395 | 293.784 | 403.7349 | 382.1604 | 325.3274 | 273.4802 | 208.158 | 166.9993 | 395.2432 | 385.168 | 461.554 | 258.8674 | 401.0966 | 314.9973 | 410.9309 | 437.8806 | 491.1465 | 464.1277 | 469.5023
3311 | 23 | 138 | 5 | 271.7291 | 121.8476 | 289.32 | 411.4314 | 369.8021 | 314.9389 | 265.3278 | 209.5724 | 151.8257 | 374.2323 | 396.8375 | 451.7629 | 253.4612 | 374.5626 | 295.3718 | 406.1232 | 414.7402 | 480.5037 | 462.2033 | 440.3486
3312 | 0 | 139 | 5 | 278.0918 | 126.8818 | 284.7699 | 431.1026 | 354.967 | 304.6216 | 253.6725 | 209.1805 | 150.2559 | 364.2272 | 404.875 | 428.0425 | 251.6656 | 372.5109 | 287.385 | 399.0646 | 404.0997 | 472.9223 | 449.2189 | 419.9427
3313 | 1 | 139 | 5 | 288.6987 | 133.5793 | 281.1295 | 432.5018 | 350.4298 | 303.8411 | 254.2244 | 211.5859 | 153.1298 | 361.3673 | 410.9103 | 415.09 | 263.5288 | 357.3879 | 280.9681 | 397.1156 | 391.8464 | 492.9539 | 451.0254 | 408.9184
3314 | 2 | 139 | 5 | 290.2266 | 140.6708 | 285.0272 | 439.0924 | 353.7441 | 301.3425 | 253.8993 | 210.7002 | 154.3588 | 360.0045 | 409.5845 | 409.3458 | 267.7225 | 365.5231 | 290.2127 | 397.122 | 396.1236 | 502.6344 | 452.1883 | 401.248
3315 | 3 | 139 | 5 | 293.6604 | 136.8142 | 285.826 | 431.5462 | 365.488 | 305.8947 | 253.2429 | 207.1343 | 157.4792 | 362.986 | 411.5845 | 415.968 | 265.8477 | 370.6631 | 291.8371 | 394.7569 | 404.3063 | 496.3729 | 441.2067 | 401.7653
3316 | 4 | 139 | 5 | 291.9118 | 136.5886 | 291.0142 | 436.8954 | 316.3953 | 299.5336 | 252.7692 | 213.0034 | 151.9459 | 364.5657 | 399.939 | 430.3196 | 253.0172 | 373.9067 | 298.9999 | 396.4549 | 382.0659 | 490.6187 | 438.346 | 403.3524
3317 | 5 | 139 | 5 | 276.2486 | 108.639 | 283.9034 | 405.9675 | 229.8372 | 191.3615 | 233.3276 | 177.3534 | 122.2215 | 325.7625 | 351.297 | 368.5965 | 248.9284 | 272.2903 | 287.8227 | 346.1885 | 272.2188 | 469.6323 | 383.2884 | 388.1272
3318 | 6 | 139 | 5 | 220.2032 | 102.1916 | 248.9875 | 344.1754 | 202.5853 | 163.6849 | 219.1759 | 159.4808 | 107.0701 | 250.2297 | 315.5152 | 263.539 | 229.4364 | 217.9077 | 238.8037 | 306.955 | 223.5619 | 361.731 | 349.0413 | 287.8203
3319 | 7 | 139 | 5 | 199.4869 | 102.5244 | 230.7227 | 313.7498 | 196.0847 | 163.4905 | 216.8 | 155.6338 | 101.3698 | 223.9206 | 297.4419 | 232.1002 | 233.5233 | 201.3453 | 210.618 | 291.1129 | 203.3108 | 301.7852 | 342.0528 | 240.3811
3320 | 8 | 139 | 5 | 200.0269 | 102.6259 | 222.1953 | 304.8301 | 191.1001 | 163.6246 | 205.2464 | 156.9634 | 93.3448 | 206.8963 | 294.3437 | 222.1277 | 230.2044 | 201.6629 | 200.6775 | 287.6949 | 202.6689 | 275.7704 | 339.8177 | 217.078
3321 | 9 | 139 | 5 | 203.4218 | 104.0047 | 219.4806 | 301.723 | 188.8293 | 161.2285 | 200.9892 | 154.8197 | 87.2651 | 197.8581 | 293.8882 | 216.0769 | 224.2081 | 191.3185 | 195.6443 | 289.1608 | 200.4332 | 268.222 | 336.8928 | 204.3652
3322 | 10 | 139 | 5 | 201.4247 | 103.2041 | 224.4367 | 313.5405 | 189.7346 | 162.5184 | 200.8891 | 154.1025 | 86.8531 | 197.4395 | 294.8624 | 216.5399 | 221.388 | 199.0748 | 199.6728 | 294.5668 | 206.3903 | 272.1386 | 340.5286 | 201.544
3323 | 11 | 139 | 5 | 204.3369 | 104.1608 | 230.7716 | 321.0862 | 189.8477 | 166.3727 | 195.915 | 154.2608 | 87.7472 | 204.9977 | 289.7279 | 219.5342 | 218.3551 | 203.5358 | 204.6031 | 297.9021 | 205.8352 | 272.0256 | 345.0435 | 207.1183
3324 | 12 | 139 | 5 | 205.2623 | 102.2183 | 241.2865 | 327.1779 | 191.2175 | 164.2936 | 196.2495 | 154.6226 | 87.5224 | 201.5503 | 290.4951 | 220.1969 | 214.6256 | 206.1225 | 210.3614 | 298.7861 | 208.4335 | 273.0358 | 336.2056 | 209.2673
3325 | 13 | 139 | 5 | 208.771 | 100.228 | 247.8518 | 338.8157 | 190.722 | 158.359 | 194.0678 | 154.0445 | 89.5419 | 202.0728 | 288.8532 | 219.7723 | 215.7043 | 210.83 | 216.6614 | 299.2931 | 209.4179 | 286.3621 | 336.9539 | 216.309
3326 | 14 | 139 | 5 | 209.8236 | 99.0464 | 253.4324 | 349.4372 | 192.0012 | 158.2248 | 195.5685 | 147.9469 | 91.0274 | 206.1149 | 288.7502 | 219.3602 | 213.4234 | 204.2531 | 217.9095 | 301.5405 | 209.0645 | 303.2788 | 345.8498 | 220.2606
3327 | 15 | 139 | 5 | 211.8687 | 101.9726 | 252.9359 | 359.2605 | 195.6103 | 158.3569 | 203.6889 | 148.2532 | 93.6348 | 213.3521 | 287.087 | 223.9843 | 203.1102 | 213.1649 | 221.9547 | 306.2979 | 221.7693 | 319.975 | 356.7317 | 232.5461
3328 | 16 | 139 | 5 | 222.1723 | 104.1348 | 253.7569 | 366.616 | 212.9117 | 158.0674 | 214.0047 | 164.4997 | 99.3309 | 232.8025 | 292.2316 | 235.4539 | 204.4163 | 207.944 | 228.629 | 315.9029 | 231.0126 | 339.739 | 375.6289 | 250.605
3329 | 17 | 139 | 5 | 250.6027 | 110.5102 | 267.6872 | 399.7378 | 281.375 | 187.5922 | 252.227 | 204.5264 | 124.347 | 267.3699 | 311.5628 | 258.7088 | 234.0944 | 256.7274 | 260.8468 | 348.8258 | 296.8371 | 386.4895 | 411.6642 | 307.7601
3330 | 18 | 139 | 5 | 269.3148 | 118.2108 | 332.5853 | 465.7481 | 372.2501 | 295.7711 | 275.0576 | 219.254 | 168.5394 | 362.1034 | 357.0524 | 346.984 | 250.2264 | 358.5971 | 336.2726 | 408.9741 | 394.9343 | 461.3882 | 443.0532 | 392.2101
3331 | 19 | 139 | 5 | 279.7434 | 116.7591 | 340.853 | 473.2041 | 373.658 | 317.6643 | 274.1311 | 220.58 | 166.885 | 395.9666 | 398.0921 | 429.1655 | 262.2995 | 351.2123 | 357.1332 | 432.1293 | 382.4146 | 510.6623 | 434.1454 | 421.5323
3332 | 20 | 139 | 5 | 270.0827 | 115.8818 | 320.2276 | 453.4269 | 385.5378 | 312.1538 | 271.5855 | 220.5246 | 150.2092 | 367.3624 | 385.9958 | 413.7349 | 261.2474 | 350.6082 | 348.7721 | 420.8759 | 388.1132 | 491.3758 | 422.7277 | 392.4574
3333 | 21 | 139 | 5 | 271.2573 | 120.0126 | 299.8394 | 444.8819 | 390.3022 | 309.0077 | 271.0066 | 220.7184 | 170.7999 | 397.7601 | 389.3864 | 445.7222 | 257.2967 | 367.5439 | 317.0333 | 404.3937 | 402.1823 | 476.7979 | 425.8763 | 434.8648
3334 | 22 | 139 | 5 | 271.0012 | 115.5395 | 293.784 | 403.7349 | 382.1604 | 325.3274 | 273.4802 | 208.158 | 166.9993 | 395.2432 | 385.168 | 461.554 | 258.8674 | 401.0966 | 314.9973 | 410.9309 | 437.8806 | 491.1465 | 464.1277 | 469.5023
3335 | 23 | 139 | 5 | 271.7291 | 121.8476 | 289.32 | 411.4314 | 369.8021 | 314.9389 | 265.3278 | 209.5724 | 151.8257 | 374.2323 | 396.8375 | 451.7629 | 253.4612 | 374.5626 | 295.3718 | 406.1232 | 414.7402 | 480.5037 | 462.2033 | 440.3486
3336 | 0 | 140 | 5 | 278.0918 | 126.8818 | 284.7699 | 431.1026 | 354.967 | 304.6216 | 253.6725 | 209.1805 | 150.2559 | 364.2272 | 404.875 | 428.0425 | 251.6656 | 372.5109 | 287.385 | 399.0646 | 404.0997 | 472.9223 | 449.2189 | 419.9427
3337 | 1 | 140 | 5 | 288.6987 | 133.5793 | 281.1295 | 432.5018 | 350.4298 | 303.8411 | 254.2244 | 211.5859 | 153.1298 | 361.3673 | 410.9103 | 415.09 | 263.5288 | 357.3879 | 280.9681 | 397.1156 | 391.8464 | 492.9539 | 451.0254 | 408.9184
3338 | 2 | 140 | 5 | 290.2266 | 140.6708 | 285.0272 | 439.0924 | 353.7441 | 301.3425 | 253.8993 | 210.7002 | 154.3588 | 360.0045 | 409.5845 | 409.3458 | 267.7225 | 365.5231 | 290.2127 | 397.122 | 396.1236 | 502.6344 | 452.1883 | 401.248
3339 | 3 | 140 | 5 | 293.6604 | 136.8142 | 285.826 | 431.5462 | 365.488 | 305.8947 | 253.2429 | 207.1343 | 157.4792 | 362.986 | 411.5845 | 415.968 | 265.8477 | 370.6631 | 291.8371 | 394.7569 | 404.3063 | 496.3729 | 441.2067 | 401.7653
3340 | 4 | 140 | 5 | 291.9118 | 136.5886 | 291.0142 | 436.8954 | 316.3953 | 299.5336 | 252.7692 | 213.0034 | 151.9459 | 364.5657 | 399.939 | 430.3196 | 253.0172 | 373.9067 | 298.9999 | 396.4549 | 382.0659 | 490.6187 | 438.346 | 403.3524
3341 | 5 | 140 | 5 | 276.2486 | 108.639 | 283.9034 | 405.9675 | 229.8372 | 191.3615 | 233.3276 | 177.3534 | 122.2215 | 325.7625 | 351.297 | 368.5965 | 248.9284 | 272.2903 | 287.8227 | 346.1885 | 272.2188 | 469.6323 | 383.2884 | 388.1272
3342 | 6 | 140 | 5 | 220.2032 | 102.1916 | 248.9875 | 344.1754 | 202.5853 | 163.6849 | 219.1759 | 159.4808 | 107.0701 | 250.2297 | 315.5152 | 263.539 | 229.4364 | 217.9077 | 238.8037 | 306.955 | 223.5619 | 361.731 | 349.0413 | 287.8203
3343 | 7 | 140 | 5 | 199.4869 | 102.5244 | 230.7227 | 313.7498 | 196.0847 | 163.4905 | 216.8 | 155.6338 | 101.3698 | 223.9206 | 297.4419 | 232.1002 | 233.5233 | 201.3453 | 210.618 | 291.1129 | 203.3108 | 301.7852 | 342.0528 | 240.3811
3344 | 8 | 140 | 5 | 200.0269 | 102.6259 | 222.1953 | 304.8301 | 191.1001 | 163.6246 | 205.2464 | 156.9634 | 93.3448 | 206.8963 | 294.3437 | 222.1277 | 230.2044 | 201.6629 | 200.6775 | 287.6949 | 202.6689 | 275.7704 | 339.8177 | 217.078
3345 | 9 | 140 | 5 | 203.4218 | 104.0047 | 219.4806 | 301.723 | 188.8293 | 161.2285 | 200.9892 | 154.8197 | 87.2651 | 197.8581 | 293.8882 | 216.0769 | 224.2081 | 191.3185 | 195.6443 | 289.1608 | 200.4332 | 268.222 | 336.8928 | 204.3652
3346 | 10 | 140 | 5 | 201.4247 | 103.2041 | 224.4367 | 313.5405 | 189.7346 | 162.5184 | 200.8891 | 154.1025 | 86.8531 | 197.4395 | 294.8624 | 216.5399 | 221.388 | 199.0748 | 199.6728 | 294.5668 | 206.3903 | 272.1386 | 340.5286 | 201.544
3347 | 11 | 140 | 5 | 204.3369 | 104.1608 | 230.7716 | 321.0862 | 189.8477 | 166.3727 | 195.915 | 154.2608 | 87.7472 | 204.9977 | 289.7279 | 219.5342 | 218.3551 | 203.5358 | 204.6031 | 297.9021 | 205.8352 | 272.0256 | 345.0435 | 207.1183
3348 | 12 | 140 | 5 | 205.2623 | 102.2183 | 241.2865 | 327.1779 | 191.2175 | 164.2936 | 196.2495 | 154.6226 | 87.5224 | 201.5503 | 290.4951 | 220.1969 | 214.6256 | 206.1225 | 210.3614 | 298.7861 | 208.4335 | 273.0358 | 336.2056 | 209.2673
3349 | 13 | 140 | 5 | 208.771 | 100.228 | 247.8518 | 338.8157 | 190.722 | 158.359 | 194.0678 | 154.0445 | 89.5419 | 202.0728 | 288.8532 | 219.7723 | 215.7043 | 210.83 | 216.6614 | 299.2931 | 209.4179 | 286.3621 | 336.9539 | 216.309
3350 | 14 | 140 | 5 | 209.8236 | 99.0464 | 253.4324 | 349.4372 | 192.0012 | 158.2248 | 195.5685 | 147.9469 | 91.0274 | 206.1149 | 288.7502 | 219.3602 | 213.4234 | 204.2531 | 217.9095 | 301.5405 | 209.0645 | 303.2788 | 345.8498 | 220.2606
3351 | 15 | 140 | 5 | 211.8687 | 101.9726 | 252.9359 | 359.2605 | 195.6103 | 158.3569 | 203.6889 | 148.2532 | 93.6348 | 213.3521 | 287.087 | 223.9843 | 203.1102 | 213.1649 | 221.9547 | 306.2979 | 221.7693 | 319.975 | 356.7317 | 232.5461
3352 | 16 | 140 | 5 | 222.1723 | 104.1348 | 253.7569 | 366.616 | 212.9117 | 158.0674 | 214.0047 | 164.4997 | 99.3309 | 232.8025 | 292.2316 | 235.4539 | 204.4163 | 207.944 | 228.629 | 315.9029 | 231.0126 | 339.739 | 375.6289 | 250.605
3353 | 17 | 140 | 5 | 250.6027 | 110.5102 | 267.6872 | 399.7378 | 281.375 | 187.5922 | 252.227 | 204.5264 | 124.347 | 267.3699 | 311.5628 | 258.7088 | 234.0944 | 256.7274 | 260.8468 | 348.8258 | 296.8371 | 386.4895 | 411.6642 | 307.7601
3354 | 18 | 140 | 5 | 269.3148 | 118.2108 | 332.5853 | 465.7481 | 372.2501 | 295.7711 | 275.0576 | 219.254 | 168.5394 | 362.1034 | 357.0524 | 346.984 | 250.2264 | 358.5971 | 336.2726 | 408.9741 | 394.9343 | 461.3882 | 443.0532 | 392.2101
3355 | 19 | 140 | 5 | 279.7434 | 116.7591 | 340.853 | 473.2041 | 373.658 | 317.6643 | 274.1311 | 220.58 | 166.885 | 395.9666 | 398.0921 | 429.1655 | 262.2995 | 351.2123 | 357.1332 | 432.1293 | 382.4146 | 510.6623 | 434.1454 | 421.5323
3356 | 20 | 140 | 5 | 270.0827 | 115.8818 | 320.2276 | 453.4269 | 385.5378 | 312.1538 | 271.5855 | 220.5246 | 150.2092 | 367.3624 | 385.9958 | 413.7349 | 261.2474 | 350.6082 | 348.7721 | 420.8759 | 388.1132 | 491.3758 | 422.7277 | 392.4574
3357 | 21 | 140 | 5 | 271.2573 | 120.0126 | 299.8394 | 444.8819 | 390.3022 | 309.0077 | 271.0066 | 220.7184 | 170.7999 | 397.7601 | 389.3864 | 445.7222 | 257.2967 | 367.5439 | 317.0333 | 404.3937 | 402.1823 | 476.7979 | 425.8763 | 434.8648
3358 | 22 | 140 | 5 | 271.0012 | 115.5395 | 293.784 | 403.7349 | 382.1604 | 325.3274 | 273.4802 | 208.158 | 166.9993 | 395.2432 | 385.168 | 461.554 | 258.8674 | 401.0966 | 314.9973 | 410.9309 | 437.8806 | 491.1465 | 464.1277 | 469.5023
3359 | 23 | 140 | 5 | 271.7291 | 121.8476 | 289.32 | 411.4314 | 369.8021 | 314.9389 | 265.3278 | 209.5724 | 151.8257 | 374.2323 | 396.8375 | 451.7629 | 253.4612 | 374.5626 | 295.3718 | 406.1232 | 414.7402 | 480.5037 | 462.2033 | 440.3486
3360 | 0 | 141 | 5 | 278.0918 | 126.8818 | 284.7699 | 431.1026 | 354.967 | 304.6216 | 253.6725 | 209.1805 | 150.2559 | 364.2272 | 404.875 | 428.0425 | 251.6656 | 372.5109 | 287.385 | 399.0646 | 404.0997 | 472.9223 | 449.2189 | 419.9427
3361 | 1 | 141 | 5 | 288.6987 | 133.5793 | 281.1295 | 432.5018 | 350.4298 | 303.8411 | 254.2244 | 211.5859 | 153.1298 | 361.3673 | 410.9103 | 415.09 | 263.5288 | 357.3879 | 280.9681 | 397.1156 | 391.8464 | 492.9539 | 451.0254 | 408.9184
3362 | 2 | 141 | 5 | 290.2266 | 140.6708 | 285.0272 | 439.0924 | 353.7441 | 301.3425 | 253.8993 | 210.7002 | 154.3588 | 360.0045 | 409.5845 | 409.3458 | 267.7225 | 365.5231 | 290.2127 | 397.122 | 396.1236 | 502.6344 | 452.1883 | 401.248
3363 | 3 | 141 | 5 | 293.6604 | 136.8142 | 285.826 | 431.5462 | 365.488 | 305.8947 | 253.2429 | 207.1343 | 157.4792 | 362.986 | 411.5845 | 415.968 | 265.8477 | 370.6631 | 291.8371 | 394.7569 | 404.3063 | 496.3729 | 441.2067 | 401.7653
3364 | 4 | 141 | 5 | 291.9118 | 136.5886 | 291.0142 | 436.8954 | 316.3953 | 299.5336 | 252.7692 | 213.0034 | 151.9459 | 364.5657 | 399.939 | 430.3196 | 253.0172 | 373.9067 | 298.9999 | 396.4549 | 382.0659 | 490.6187 | 438.346 | 403.3524
3365 | 5 | 141 | 5 | 276.2486 | 108.639 | 283.9034 | 405.9675 | 229.8372 | 191.3615 | 233.3276 | 177.3534 | 122.2215 | 325.7625 | 351.297 | 368.5965 | 248.9284 | 272.2903 | 287.8227 | 346.1885 | 272.2188 | 469.6323 | 383.2884 | 388.1272
3366 | 6 | 141 | 5 | 220.2032 | 102.1916 | 248.9875 | 344.1754 | 202.5853 | 163.6849 | 219.1759 | 159.4808 | 107.0701 | 250.2297 | 315.5152 | 263.539 | 229.4364 | 217.9077 | 238.8037 | 306.955 | 223.5619 | 361.731 | 349.0413 | 287.8203
3367 | 7 | 141 | 5 | 199.4869 | 102.5244 | 230.7227 | 313.7498 | 196.0847 | 163.4905 | 216.8 | 155.6338 | 101.3698 | 223.9206 | 297.4419 | 232.1002 | 233.5233 | 201.3453 | 210.618 | 291.1129 | 203.3108 | 301.7852 | 342.0528 | 240.3811
3368 | 8 | 141 | 5 | 200.0269 | 102.6259 | 222.1953 | 304.8301 | 191.1001 | 163.6246 | 205.2464 | 156.9634 | 93.3448 | 206.8963 | 294.3437 | 222.1277 | 230.2044 | 201.6629 | 200.6775 | 287.6949 | 202.6689 | 275.7704 | 339.8177 | 217.078
3369 | 9 | 141 | 5 | 203.4218 | 104.0047 | 219.4806 | 301.723 | 188.8293 | 161.2285 | 200.9892 | 154.8197 | 87.2651 | 197.8581 | 293.8882 | 216.0769 | 224.2081 | 191.3185 | 195.6443 | 289.1608 | 200.4332 | 268.222 | 336.8928 | 204.3652
3370 | 10 | 141 | 5 | 201.4247 | 103.2041 | 224.4367 | 313.5405 | 189.7346 | 162.5184 | 200.8891 | 154.1025 | 86.8531 | 197.4395 | 294.8624 | 216.5399 | 221.388 | 199.0748 | 199.6728 | 294.5668 | 206.3903 | 272.1386 | 340.5286 | 201.544
3371 | 11 | 141 | 5 | 204.3369 | 104.1608 | 230.7716 | 321.0862 | 189.8477 | 166.3727 | 195.915 | 154.2608 | 87.7472 | 204.9977 | 289.7279 | 219.5342 | 218.3551 | 203.5358 | 204.6031 | 297.9021 | 205.8352 | 272.0256 | 345.0435 | 207.1183
3372 | 12 | 141 | 5 | 205.2623 | 102.2183 | 241.2865 | 327.1779 | 191.2175 | 164.2936 | 196.2495 | 154.6226 | 87.5224 | 201.5503 | 290.4951 | 220.1969 | 214.6256 | 206.1225 | 210.3614 | 298.7861 | 208.4335 | 273.0358 | 336.2056 | 209.2673
3373 | 13 | 141 | 5 | 208.771 | 100.228 | 247.8518 | 338.8157 | 190.722 | 158.359 | 194.0678 | 154.0445 | 89.5419 | 202.0728 | 288.8532 | 219.7723 | 215.7043 | 210.83 | 216.6614 | 299.2931 | 209.4179 | 286.3621 | 336.9539 | 216.309
3374 | 14 | 141 | 5 | 209.8236 | 99.0464 | 253.4324 | 349.4372 | 192.0012 | 158.2248 | 195.5685 | 147.9469 | 91.0274 | 206.1149 | 288.7502 | 219.3602 | 213.4234 | 204.2531 | 217.9095 | 301.5405 | 209.0645 | 303.2788 | 345.8498 | 220.2606
3375 | 15 | 141 | 5 | 211.8687 | 101.9726 | 252.9359 | 359.2605 | 195.6103 | 158.3569 | 203.6889 | 148.2532 | 93.6348 | 213.3521 | 287.087 | 223.9843 | 203.1102 | 213.1649 | 221.9547 | 306.2979 | 221.7693 | 319.975 | 356.7317 | 232.5461
3376 | 16 | 141 | 5 | 222.1723 | 104.1348 | 253.7569 | 366.616 | 212.9117 | 158.0674 | 214.0047 | 164.4997 | 99.3309 | 232.8025 | 292.2316 | 235.4539 | 204.4163 | 207.944 | 228.629 | 315.9029 | 231.0126 | 339.739 | 375.6289 | 250.605
3377 | 17 | 141 | 5 | 250.6027 | 110.5102 | 267.6872 | 399.7378 | 281.375 | 187.5922 | 252.227 | 204.5264 | 124.347 | 267.3699 | 311.5628 | 258.7088 | 234.0944 | 256.7274 | 260.8468 | 348.8258 | 296.8371 | 386.4895 | 411.6642 | 307.7601
3378 | 18 | 141 | 5 | 269.3148 | 118.2108 | 332.5853 | 465.7481 | 372.2501 | 295.7711 | 275.0576 | 219.254 | 168.5394 | 362.1034 | 357.0524 | 346.984 | 250.2264 | 358.5971 | 336.2726 | 408.9741 | 394.9343 | 461.3882 | 443.0532 | 392.2101
3379 | 19 | 141 | 5 | 279.7434 | 116.7591 | 340.853 | 473.2041 | 373.658 | 317.6643 | 274.1311 | 220.58 | 166.885 | 395.9666 | 398.0921 | 429.1655 | 262.2995 | 351.2123 | 357.1332 | 432.1293 | 382.4146 | 510.6623 | 434.1454 | 421.5323
3380 | 20 | 141 | 5 | 270.0827 | 115.8818 | 320.2276 | 453.4269 | 385.5378 | 312.1538 | 271.5855 | 220.5246 | 150.2092 | 367.3624 | 385.9958 | 413.7349 | 261.2474 | 350.6082 | 348.7721 | 420.8759 | 388.1132 | 491.3758 | 422.7277 | 392.4574
3381 | 21 | 141 | 5 | 271.2573 | 120.0126 | 299.8394 | 444.8819 | 390.3022 | 309.0077 | 271.0066 | 220.7184 | 170.7999 | 397.7601 | 389.3864 | 445.7222 | 257.2967 | 367.5439 | 317.0333 | 404.3937 | 402.1823 | 476.7979 | 425.8763 | 434.8648
3382 | 22 | 141 | 5 | 271.0012 | 115.5395 | 293.784 | 403.7349 | 382.1604 | 325.3274 | 273.4802 | 208.158 | 166.9993 | 395.2432 | 385.168 | 461.554 | 258.8674 | 401.0966 | 314.9973 | 410.9309 | 437.8806 | 491.1465 | 464.1277 | 469.5023
3383 | 23 | 141 | 5 | 271.7291 | 121.8476 | 289.32 | 411.4314 | 369.8021 | 314.9389 | 265.3278 | 209.5724 | 151.8257 | 374.2323 | 396.8375 | 451.7629 | 253.4612 | 374.5626 | 295.3718 | 406.1232 | 414.7402 | 480.5037 | 462.2033 | 440.3486
3384 | 0 | 142 | 5 | 278.0918 | 126.8818 | 284.7699 | 431.1026 | 354.967 | 304.6216 | 253.6725 | 209.1805 | 150.2559 | 364.2272 | 404.875 | 428.0425 | 251.6656 | 372.5109 | 287.385 | 399.0646 | 404.0997 | 472.9223 | 449.2189 | 419.9427
3385 | 1 | 142 | 5 | 288.6987 | 133.5793 | 281.1295 | 432.5018 | 350.4298 | 303.8411 | 254.2244 | 211.5859 | 153.1298 | 361.3673 | 410.9103 | 415.09 | 263.5288 | 357.3879 | 280.9681 | 397.1156 | 391.8464 | 492.9539 | 451.0254 | 408.9184
3386 | 2 | 142 | 5 | 290.2266 | 140.6708 | 285.0272 | 439.0924 | 353.7441 | 301.3425 | 253.8993 | 210.7002 | 154.3588 | 360.0045 | 409.5845 | 409.3458 | 267.7225 | 365.5231 | 290.2127 | 397.122 | 396.1236 | 502.6344 | 452.1883 | 401.248
3387 | 3 | 142 | 5 | 293.6604 | 136.8142 | 285.826 | 431.5462 | 365.488 | 305.8947 | 253.2429 | 207.1343 | 157.4792 | 362.986 | 411.5845 | 415.968 | 265.8477 | 370.6631 | 291.8371 | 394.7569 | 404.3063 | 496.3729 | 441.2067 | 401.7653
3388 | 4 | 142 | 5 | 291.9118 | 136.5886 | 291.0142 | 436.8954 | 316.3953 | 299.5336 | 252.7692 | 213.0034 | 151.9459 | 364.5657 | 399.939 | 430.3196 | 253.0172 | 373.9067 | 298.9999 | 396.4549 | 382.0659 | 490.6187 | 438.346 | 403.3524
3389 | 5 | 142 | 5 | 276.2486 | 108.639 | 283.9034 | 405.9675 | 229.8372 | 191.3615 | 233.3276 | 177.3534 | 122.2215 | 325.7625 | 351.297 | 368.5965 | 248.9284 | 272.2903 | 287.8227 | 346.1885 | 272.2188 | 469.6323 | 383.2884 | 388.1272
3390 | 6 | 142 | 5 | 220.2032 | 102.1916 | 248.9875 | 344.1754 | 202.5853 | 163.6849 | 219.1759 | 159.4808 | 107.0701 | 250.2297 | 315.5152 | 263.539 | 229.4364 | 217.9077 | 238.8037 | 306.955 | 223.5619 | 361.731 | 349.0413 | 287.8203
3391 | 7 | 142 | 5 | 199.4869 | 102.5244 | 230.7227 | 313.7498 | 196.0847 | 163.4905 | 216.8 | 155.6338 | 101.3698 | 223.9206 | 297.4419 | 232.1002 | 233.5233 | 201.3453 | 210.618 | 291.1129 | 203.3108 | 301.7852 | 342.0528 | 240.3811
3392 | 8 | 142 | 5 | 200.0269 | 102.6259 | 222.1953 | 304.8301 | 191.1001 | 163.6246 | 205.2464 | 156.9634 | 93.3448 | 206.8963 | 294.3437 | 222.1277 | 230.2044 | 201.6629 | 200.6775 | 287.6949 | 202.6689 | 275.7704 | 339.8177 | 217.078
3393 | 9 | 142 | 5 | 203.4218 | 104.0047 | 219.4806 | 301.723 | 188.8293 | 161.2285 | 200.9892 | 154.8197 | 87.2651 | 197.8581 | 293.8882 | 216.0769 | 224.2081 | 191.3185 | 195.6443 | 289.1608 | 200.4332 | 268.222 | 336.8928 | 204.3652
3394 | 10 | 142 | 5 | 201.4247 | 103.2041 | 224.4367 | 313.5405 | 189.7346 | 162.5184 | 200.8891 | 154.1025 | 86.8531 | 197.4395 | 294.8624 | 216.5399 | 221.388 | 199.0748 | 199.6728 | 294.5668 | 206.3903 | 272.1386 | 340.5286 | 201.544
3395 | 11 | 142 | 5 | 204.3369 | 104.1608 | 230.7716 | 321.0862 | 189.8477 | 166.3727 | 195.915 | 154.2608 | 87.7472 | 204.9977 | 289.7279 | 219.5342 | 218.3551 | 203.5358 | 204.6031 | 297.9021 | 205.8352 | 272.0256 | 345.0435 | 207.1183
3396 | 12 | 142 | 5 | 205.2623 | 102.2183 | 241.2865 | 327.1779 | 191.2175 | 164.2936 | 196.2495 | 154.6226 | 87.5224 | 201.5503 | 290.4951 | 220.1969 | 214.6256 | 206.1225 | 210.3614 | 298.7861 | 208.4335 | 273.0358 | 336.2056 | 209.2673
3397 | 13 | 142 | 5 | 208.771 | 100.228 | 247.8518 | 338.8157 | 190.722 | 158.359 | 194.0678 | 154.0445 | 89.5419 | 202.0728 | 288.8532 | 219.7723 | 215.7043 | 210.83 | 216.6614 | 299.2931 | 209.4179 | 286.3621 | 336.9539 | 216.309
3398 | 14 | 142 | 5 | 209.8236 | 99.0464 | 253.4324 | 349.4372 | 192.0012 | 158.2248 | 195.5685 | 147.9469 | 91.0274 | 206.1149 | 288.7502 | 219.3602 | 213.4234 | 204.2531 | 217.9095 | 301.5405 | 209.0645 | 303.2788 | 345.8498 | 220.2606
3399 | 15 | 142 | 5 | 211.8687 | 101.9726 | 252.9359 | 359.2605 | 195.6103 | 158.3569 | 203.6889 | 148.2532 | 93.6348 | 213.3521 | 287.087 | 223.9843 | 203.1102 | 213.1649 | 221.9547 | 306.2979 | 221.7693 | 319.975 | 356.7317 | 232.5461
3400 | 16 | 142 | 5 | 222.1723 | 104.1348 | 253.7569 | 366.616 | 212.9117 | 158.0674 | 214.0047 | 164.4997 | 99.3309 | 232.8025 | 292.2316 | 235.4539 | 204.4163 | 207.944 | 228.629 | 315.9029 | 231.0126 | 339.739 | 375.6289 | 250.605
3401 | 17 | 142 | 5 | 250.6027 | 110.5102 | 267.6872 | 399.7378 | 281.375 | 187.5922 | 252.227 | 204.5264 | 124.347 | 267.3699 | 311.5628 | 258.7088 | 234.0944 | 256.7274 | 260.8468 | 348.8258 | 296.8371 | 386.4895 | 411.6642 | 307.7601
3402 | 18 | 142 | 5 | 269.3148 | 118.2108 | 332.5853 | 465.7481 | 372.2501 | 295.7711 | 275.0576 | 219.254 | 168.5394 | 362.1034 | 357.0524 | 346.984 | 250.2264 | 358.5971 | 336.2726 | 408.9741 | 394.9343 | 461.3882 | 443.0532 | 392.2101
3403 | 19 | 142 | 5 | 279.7434 | 116.7591 | 340.853 | 473.2041 | 373.658 | 317.6643 | 274.1311 | 220.58 | 166.885 | 395.9666 | 398.0921 | 429.1655 | 262.2995 | 351.2123 | 357.1332 | 432.1293 | 382.4146 | 510.6623 | 434.1454 | 421.5323
3404 | 20 | 142 | 5 | 270.0827 | 115.8818 | 320.2276 | 453.4269 | 385.5378 | 312.1538 | 271.5855 | 220.5246 | 150.2092 | 367.3624 | 385.9958 | 413.7349 | 261.2474 | 350.6082 | 348.7721 | 420.8759 | 388.1132 | 491.3758 | 422.7277 | 392.4574
3405 | 21 | 142 | 5 | 271.2573 | 120.0126 | 299.8394 | 444.8819 | 390.3022 | 309.0077 | 271.0066 | 220.7184 | 170.7999 | 397.7601 | 389.3864 | 445.7222 | 257.2967 | 367.5439 | 317.0333 | 404.3937 | 402.1823 | 476.7979 | 425.8763 | 434.8648
3406 | 22 | 142 | 5 | 271.0012 | 115.5395 | 293.784 | 403.7349 | 382.1604 | 325.3274 | 273.4802 | 208.158 | 166.9993 | 395.2432 | 385.168 | 461.554 | 258.8674 | 401.0966 | 314.9973 | 410.9309 | 437.8806 | 491.1465 | 464.1277 | 469.5023
3407 | 23 | 142 | 5 | 271.7291 | 121.8476 | 289.32 | 411.4314 | 369.8021 | 314.9389 | 265.3278 | 209.5724 | 151.8257 | 374.2323 | 396.8375 | 451.7629 | 253.4612 | 374.5626 | 295.3718 | 406.1232 | 414.7402 | 480.5037 | 462.2033 | 440.3486
3408 | 0 | 143 | 5 | 278.0918 | 126.8818 | 284.7699 | 431.1026 | 354.967 | 304.6216 | 253.6725 | 209.1805 | 150.2559 | 364.2272 | 404.875 | 428.0425 | 251.6656 | 372.5109 | 287.385 | 399.0646 | 404.0997 | 472.9223 | 449.2189 | 419.9427
3409 | 1 | 143 | 5 | 288.6987 | 133.5793 | 281.1295 | 432.5018 | 350.4298 | 303.8411 | 254.2244 | 211.5859 | 153.1298 | 361.3673 | 410.9103 | 415.09 | 263.5288 | 357.3879 | 280.9681 | 397.1156 | 391.8464 | 492.9539 | 451.0254 | 408.9184
3410 | 2 | 143 | 5 | 290.2266 | 140.6708 | 285.0272 | 439.0924 | 353.7441 | 301.3425 | 253.8993 | 210.7002 | 154.3588 | 360.0045 | 409.5845 | 409.3458 | 267.7225 | 365.5231 | 290.2127 | 397.122 | 396.1236 | 502.6344 | 452.1883 | 401.248
3411 | 3 | 143 | 5 | 293.6604 | 136.8142 | 285.826 | 431.5462 | 365.488 | 305.8947 | 253.2429 | 207.1343 | 157.4792 | 362.986 | 411.5845 | 415.968 | 265.8477 | 370.6631 | 291.8371 | 394.7569 | 404.3063 | 496.3729 | 441.2067 | 401.7653
3412 | 4 | 143 | 5 | 291.9118 | 136.5886 | 291.0142 | 436.8954 | 316.3953 | 299.5336 | 252.7692 | 213.0034 | 151.9459 | 364.5657 | 399.939 | 430.3196 | 253.0172 | 373.9067 | 298.9999 | 396.4549 | 382.0659 | 490.6187 | 438.346 | 403.3524
3413 | 5 | 143 | 5 | 276.2486 | 108.639 | 283.9034 | 405.9675 | 229.8372 | 191.3615 | 233.3276 | 177.3534 | 122.2215 | 325.7625 | 351.297 | 368.5965 | 248.9284 | 272.2903 | 287.8227 | 346.1885 | 272.2188 | 469.6323 | 383.2884 | 388.1272
3414 | 6 | 143 | 5 | 220.2032 | 102.1916 | 248.9875 | 344.1754 | 202.5853 | 163.6849 | 219.1759 | 159.4808 | 107.0701 | 250.2297 | 315.5152 | 263.539 | 229.4364 | 217.9077 | 238.8037 | 306.955 | 223.5619 | 361.731 | 349.0413 | 287.8203
3415 | 7 | 143 | 5 | 199.4869 | 102.5244 | 230.7227 | 313.7498 | 196.0847 | 163.4905 | 216.8 | 155.6338 | 101.3698 | 223.9206 | 297.4419 | 232.1002 | 233.5233 | 201.3453 | 210.618 | 291.1129 | 203.3108 | 301.7852 | 342.0528 | 240.3811
3416 | 8 | 143 | 5 | 200.0269 | 102.6259 | 222.1953 | 304.8301 | 191.1001 | 163.6246 | 205.2464 | 156.9634 | 93.3448 | 206.8963 | 294.3437 | 222.1277 | 230.2044 | 201.6629 | 200.6775 | 287.6949 | 202.6689 | 275.7704 | 339.8177 | 217.078
3417 | 9 | 143 | 5 | 203.4218 | 104.0047 | 219.4806 | 301.723 | 188.8293 | 161.2285 | 200.9892 | 154.8197 | 87.2651 | 197.8581 | 293.8882 | 216.0769 | 224.2081 | 191.3185 | 195.6443 | 289.1608 | 200.4332 | 268.222 | 336.8928 | 204.3652
3418 | 10 | 143 | 5 | 201.4247 | 103.2041 | 224.4367 | 313.5405 | 189.7346 | 162.5184 | 200.8891 | 154.1025 | 86.8531 | 197.4395 | 294.8624 | 216.5399 | 221.388 | 199.0748 | 199.6728 | 294.5668 | 206.3903 | 272.1386 | 340.5286 | 201.544
3419 | 11 | 143 | 5 | 204.3369 | 104.1608 | 230.7716 | 321.0862 | 189.8477 | 166.3727 | 195.915 | 154.2608 | 87.7472 | 204.9977 | 289.7279 | 219.5342 | 218.3551 | 203.5358 | 204.6031 | 297.9021 | 205.8352 | 272.0256 | 345.0435 | 207.1183
3420 | 12 | 143 | 5 | 205.2623 | 102.2183 | 241.2865 | 327.1779 | 191.2175 | 164.2936 | 196.2495 | 154.6226 | 87.5224 | 201.5503 | 290.4951 | 220.1969 | 214.6256 | 206.1225 | 210.3614 | 298.7861 | 208.4335 | 273.0358 | 336.2056 | 209.2673
3421 | 13 | 143 | 5 | 208.771 | 100.228 | 247.8518 | 338.8157 | 190.722 | 158.359 | 194.0678 | 154.0445 | 89.5419 | 202.0728 | 288.8532 | 219.7723 | 215.7043 | 210.83 | 216.6614 | 299.2931 | 209.4179 | 286.3621 | 336.9539 | 216.309
3422 | 14 | 143 | 5 | 209.8236 | 99.0464 | 253.4324 | 349.4372 | 192.0012 | 158.2248 | 195.5685 | 147.9469 | 91.0274 | 206.1149 | 288.7502 | 219.3602 | 213.4234 | 204.2531 | 217.9095 | 301.5405 | 209.0645 | 303.2788 | 345.8498 | 220.2606
3423 | 15 | 143 | 5 | 211.8687 | 101.9726 | 252.9359 | 359.2605 | 195.6103 | 158.3569 | 203.6889 | 148.2532 | 93.6348 | 213.3521 | 287.087 | 223.9843 | 203.1102 | 213.1649 | 221.9547 | 306.2979 | 221.7693 | 319.975 | 356.7317 | 232.5461
3424 | 16 | 143 | 5 | 222.1723 | 104.1348 | 253.7569 | 366.616 | 212.9117 | 158.0674 | 214.0047 | 164.4997 | 99.3309 | 232.8025 | 292.2316 | 235.4539 | 204.4163 | 207.944 | 228.629 | 315.9029 | 231.0126 | 339.739 | 375.6289 | 250.605
3425 | 17 | 143 | 5 | 250.6027 | 110.5102 | 267.6872 | 399.7378 | 281.375 | 187.5922 | 252.227 | 204.5264 | 124.347 | 267.3699 | 311.5628 | 258.7088 | 234.0944 | 256.7274 | 260.8468 | 348.8258 | 296.8371 | 386.4895 | 411.6642 | 307.7601
3426 | 18 | 143 | 5 | 269.3148 | 118.2108 | 332.5853 | 465.7481 | 372.2501 | 295.7711 | 275.0576 | 219.254 | 168.5394 | 362.1034 | 357.0524 | 346.984 | 250.2264 | 358.5971 | 336.2726 | 408.9741 | 394.9343 | 461.3882 | 443.0532 | 392.2101
3427 | 19 | 143 | 5 | 279.7434 | 116.7591 | 340.853 | 473.2041 | 373.658 | 317.6643 | 274.1311 | 220.58 | 166.885 | 395.9666 | 398.0921 | 429.1655 | 262.2995 | 351.2123 | 357.1332 | 432.1293 | 382.4146 | 510.6623 | 434.1454 | 421.5323
3428 | 20 | 143 | 5 | 270.0827 | 115.8818 | 320.2276 | 453.4269 | 385.5378 | 312.1538 | 271.5855 | 220.5246 | 150.2092 | 367.3624 | 385.9958 | 413.7349 | 261.2474 | 350.6082 | 348.7721 | 420.8759 | 388.1132 | 491.3758 | 422.7277 | 392.4574
3429 | 21 | 143 | 5 | 271.2573 | 120.0126 | 299.8394 | 444.8819 | 390.3022 | 309.0077 | 271.0066 | 220.7184 | 170.7999 | 397.7601 | 389.3864 | 445.7222 | 257.2967 | 367.5439 | 317.0333 | 404.3937 | 402.1823 | 476.7979 | 425.8763 | 434.8648
3430 | 22 | 143 | 5 | 271.0012 | 115.5395 | 293.784 | 403.7349 | 382.1604 | 325.3274 | 273.4802 | 208.158 | 166.9993 | 395.2432 | 385.168 | 461.554 | 258.8674 | 401.0966 | 314.9973 | 410.9309 | 437.8806 | 491.1465 | 464.1277 | 469.5023
3431 | 23 | 143 | 5 | 271.7291 | 121.8476 | 289.32 | 411.4314 | 369.8021 | 314.9389 | 265.3278 | 209.5724 | 151.8257 | 374.2323 | 396.8375 | 451.7629 | 253.4612 | 374.5626 | 295.3718 | 406.1232 | 414.7402 | 480.5037 | 462.2033 | 440.3486
3432 | 0 | 144 | 5 | 278.0918 | 126.8818 | 284.7699 | 431.1026 | 354.967 | 304.6216 | 253.6725 | 209.1805 | 150.2559 | 364.2272 | 404.875 | 428.0425 | 251.6656 | 372.5109 | 287.385 | 399.0646 | 404.0997 | 472.9223 | 449.2189 | 419.9427
3433 | 1 | 144 | 5 | 288.6987 | 133.5793 | 281.1295 | 432.5018 | 350.4298 | 303.8411 | 254.2244 | 211.5859 | 153.1298 | 361.3673 | 410.9103 | 415.09 | 263.5288 | 357.3879 | 280.9681 | 397.1156 | 391.8464 | 492.9539 | 451.0254 | 408.9184
3434 | 2 | 144 | 5 | 290.2266 | 140.6708 | 285.0272 | 439.0924 | 353.7441 | 301.3425 | 253.8993 | 210.7002 | 154.3588 | 360.0045 | 409.5845 | 409.3458 | 267.7225 | 365.5231 | 290.2127 | 397.122 | 396.1236 | 502.6344 | 452.1883 | 401.248
3435 | 3 | 144 | 5 | 293.6604 | 136.8142 | 285.826 | 431.5462 | 365.488 | 305.8947 | 253.2429 | 207.1343 | 157.4792 | 362.986 | 411.5845 | 415.968 | 265.8477 | 370.6631 | 291.8371 | 394.7569 | 404.3063 | 496.3729 | 441.2067 | 401.7653
3436 | 4 | 144 | 5 | 291.9118 | 136.5886 | 291.0142 | 436.8954 | 316.3953 | 299.5336 | 252.7692 | 213.0034 | 151.9459 | 364.5657 | 399.939 | 430.3196 | 253.0172 | 373.9067 | 298.9999 | 396.4549 | 382.0659 | 490.6187 | 438.346 | 403.3524
3437 | 5 | 144 | 5 | 276.2486 | 108.639 | 283.9034 | 405.9675 | 229.8372 | 191.3615 | 233.3276 | 177.3534 | 122.2215 | 325.7625 | 351.297 | 368.5965 | 248.9284 | 272.2903 | 287.8227 | 346.1885 | 272.2188 | 469.6323 | 383.2884 | 388.1272
3438 | 6 | 144 | 5 | 220.2032 | 102.1916 | 248.9875 | 344.1754 | 202.5853 | 163.6849 | 219.1759 | 159.4808 | 107.0701 | 250.2297 | 315.5152 | 263.539 | 229.4364 | 217.9077 | 238.8037 | 306.955 | 223.5619 | 361.731 | 349.0413 | 287.8203
3439 | 7 | 144 | 5 | 199.4869 | 102.5244 | 230.7227 | 313.7498 | 196.0847 | 163.4905 | 216.8 | 155.6338 | 101.3698 | 223.9206 | 297.4419 | 232.1002 | 233.5233 | 201.3453 | 210.618 | 291.1129 | 203.3108 | 301.7852 | 342.0528 | 240.3811
3440 | 8 | 144 | 5 | 200.0269 | 102.6259 | 222.1953 | 304.8301 | 191.1001 | 163.6246 | 205.2464 | 156.9634 | 93.3448 | 206.8963 | 294.3437 | 222.1277 | 230.2044 | 201.6629 | 200.6775 | 287.6949 | 202.6689 | 275.7704 | 339.8177 | 217.078
3441 | 9 | 144 | 5 | 203.4218 | 104.0047 | 219.4806 | 301.723 | 188.8293 | 161.2285 | 200.9892 | 154.8197 | 87.2651 | 197.8581 | 293.8882 | 216.0769 | 224.2081 | 191.3185 | 195.6443 | 289.1608 | 200.4332 | 268.222 | 336.8928 | 204.3652
3442 | 10 | 144 | 5 | 201.4247 | 103.2041 | 224.4367 | 313.5405 | 189.7346 | 162.5184 | 200.8891 | 154.1025 | 86.8531 | 197.4395 | 294.8624 | 216.5399 | 221.388 | 199.0748 | 199.6728 | 294.5668 | 206.3903 | 272.1386 | 340.5286 | 201.544
3443 | 11 | 144 | 5 | 204.3369 | 104.1608 | 230.7716 | 321.0862 | 189.8477 | 166.3727 | 195.915 | 154.2608 | 87.7472 | 204.9977 | 289.7279 | 219.5342 | 218.3551 | 203.5358 | 204.6031 | 297.9021 | 205.8352 | 272.0256 | 345.0435 | 207.1183
3444 | 12 | 144 | 5 | 205.2623 | 102.2183 | 241.2865 | 327.1779 | 191.2175 | 164.2936 | 196.2495 | 154.6226 | 87.5224 | 201.5503 | 290.4951 | 220.1969 | 214.6256 | 206.1225 | 210.3614 | 298.7861 | 208.4335 | 273.0358 | 336.2056 | 209.2673
3445 | 13 | 144 | 5 | 208.771 | 100.228 | 247.8518 | 338.8157 | 190.722 | 158.359 | 194.0678 | 154.0445 | 89.5419 | 202.0728 | 288.8532 | 219.7723 | 215.7043 | 210.83 | 216.6614 | 299.2931 | 209.4179 | 286.3621 | 336.9539 | 216.309
3446 | 14 | 144 | 5 | 209.8236 | 99.0464 | 253.4324 | 349.4372 | 192.0012 | 158.2248 | 195.5685 | 147.9469 | 91.0274 | 206.1149 | 288.7502 | 219.3602 | 213.4234 | 204.2531 | 217.9095 | 301.5405 | 209.0645 | 303.2788 | 345.8498 | 220.2606
3447 | 15 | 144 | 5 | 211.8687 | 101.9726 | 252.9359 | 359.2605 | 195.6103 | 158.3569 | 203.6889 | 148.2532 | 93.6348 | 213.3521 | 287.087 | 223.9843 | 203.1102 | 213.1649 | 221.9547 | 306.2979 | 221.7693 | 319.975 | 356.7317 | 232.5461
3448 | 16 | 144 | 5 | 222.1723 | 104.1348 | 253.7569 | 366.616 | 212.9117 | 158.0674 | 214.0047 | 164.4997 | 99.3309 | 232.8025 | 292.2316 | 235.4539 | 204.4163 | 207.944 | 228.629 | 315.9029 | 231.0126 | 339.739 | 375.6289 | 250.605
3449 | 17 | 144 | 5 | 250.6027 | 110.5102 | 267.6872 | 399.7378 | 281.375 | 187.5922 | 252.227 | 204.5264 | 124.347 | 267.3699 | 311.5628 | 258.7088 | 234.0944 | 256.7274 | 260.8468 | 348.8258 | 296.8371 | 386.4895 | 411.6642 | 307.7601
3450 | 18 | 144 | 5 | 269.3148 | 118.2108 | 332.5853 | 465.7481 | 372.2501 | 295.7711 | 275.0576 | 219.254 | 168.5394 | 362.1034 | 357.0524 | 346.984 | 250.2264 | 358.5971 | 336.2726 | 408.9741 | 394.9343 | 461.3882 | 443.0532 | 392.2101
3451 | 19 | 144 | 5 | 279.7434 | 116.7591 | 340.853 | 473.2041 | 373.658 | 317.6643 | 274.1311 | 220.58 | 166.885 | 395.9666 | 398.0921 | 429.1655 | 262.2995 | 351.2123 | 357.1332 | 432.1293 | 382.4146 | 510.6623 | 434.1454 | 421.5323
3452 | 20 | 144 | 5 | 270.0827 | 115.8818 | 320.2276 | 453.4269 | 385.5378 | 312.1538 | 271.5855 | 220.5246 | 150.2092 | 367.3624 | 385.9958 | 413.7349 | 261.2474 | 350.6082 | 348.7721 | 420.8759 | 388.1132 | 491.3758 | 422.7277 | 392.4574
3453 | 21 | 144 | 5 | 271.2573 | 120.0126 | 299.8394 | 444.8819 | 390.3022 | 309.0077 | 271.0066 | 220.7184 | 170.7999 | 397.7601 | 389.3864 | 445.7222 | 257.2967 | 367.5439 | 317.0333 | 404.3937 | 402.1823 | 476.7979 | 425.8763 | 434.8648
3454 | 22 | 144 | 5 | 271.0012 | 115.5395 | 293.784 | 403.7349 | 382.1604 | 325.3274 | 273.4802 | 208.158 | 166.9993 | 395.2432 | 385.168 | 461.554 | 258.8674 | 401.0966 | 314.9973 | 410.9309 | 437.8806 | 491.1465 | 464.1277 | 469.5023
3455 | 23 | 144 | 5 | 271.7291 | 121.8476 | 289.32 | 411.4314 | 369.8021 | 314.9389 | 265.3278 | 209.5724 | 151.8257 | 374.2323 | 396.8375 | 451.7629 | 253.4612 | 374.5626 | 295.3718 | 406.1232 | 414.7402 | 480.5037 | 462.2033 | 440.3486
3456 | 0 | 145 | 5 | 278.0918 | 126.8818 | 284.7699 | 431.1026 | 354.967 | 304.6216 | 253.6725 | 209.1805 | 150.2559 | 364.2272 | 404.875 | 428.0425 | 251.6656 | 372.5109 | 287.385 | 399.0646 | 404.0997 | 472.9223 | 449.2189 | 419.9427
3457 | 1 | 145 | 5 | 288.6987 | 133.5793 | 281.1295 | 432.5018 | 350.4298 | 303.8411 | 254.2244 | 211.5859 | 153.1298 | 361.3673 | 410.9103 | 415.09 | 263.5288 | 357.3879 | 280.9681 | 397.1156 | 391.8464 | 492.9539 | 451.0254 | 408.9184
3458 | 2 | 145 | 5 | 290.2266 | 140.6708 | 285.0272 | 439.0924 | 353.7441 | 301.3425 | 253.8993 | 210.7002 | 154.3588 | 360.0045 | 409.5845 | 409.3458 | 267.7225 | 365.5231 | 290.2127 | 397.122 | 396.1236 | 502.6344 | 452.1883 | 401.248
3459 | 3 | 145 | 5 | 293.6604 | 136.8142 | 285.826 | 431.5462 | 365.488 | 305.8947 | 253.2429 | 207.1343 | 157.4792 | 362.986 | 411.5845 | 415.968 | 265.8477 | 370.6631 | 291.8371 | 394.7569 | 404.3063 | 496.3729 | 441.2067 | 401.7653
3460 | 4 | 145 | 5 | 291.9118 | 136.5886 | 291.0142 | 436.8954 | 316.3953 | 299.5336 | 252.7692 | 213.0034 | 151.9459 | 364.5657 | 399.939 | 430.3196 | 253.0172 | 373.9067 | 298.9999 | 396.4549 | 382.0659 | 490.6187 | 438.346 | 403.3524
3461 | 5 | 145 | 5 | 276.2486 | 108.639 | 283.9034 | 405.9675 | 229.8372 | 191.3615 | 233.3276 | 177.3534 | 122.2215 | 325.7625 | 351.297 | 368.5965 | 248.9284 | 272.2903 | 287.8227 | 346.1885 | 272.2188 | 469.6323 | 383.2884 | 388.1272
3462 | 6 | 145 | 5 | 220.2032 | 102.1916 | 248.9875 | 344.1754 | 202.5853 | 163.6849 | 219.1759 | 159.4808 | 107.0701 | 250.2297 | 315.5152 | 263.539 | 229.4364 | 217.9077 | 238.8037 | 306.955 | 223.5619 | 361.731 | 349.0413 | 287.8203
3463 | 7 | 145 | 5 | 199.4869 | 102.5244 | 230.7227 | 313.7498 | 196.0847 | 163.4905 | 216.8 | 155.6338 | 101.3698 | 223.9206 | 297.4419 | 232.1002 | 233.5233 | 201.3453 | 210.618 | 291.1129 | 203.3108 | 301.7852 | 342.0528 | 240.3811
3464 | 8 | 145 | 5 | 200.0269 | 102.6259 | 222.1953 | 304.8301 | 191.1001 | 163.6246 | 205.2464 | 156.9634 | 93.3448 | 206.8963 | 294.3437 | 222.1277 | 230.2044 | 201.6629 | 200.6775 | 287.6949 | 202.6689 | 275.7704 | 339.8177 | 217.078
3465 | 9 | 145 | 5 | 203.4218 | 104.0047 | 219.4806 | 301.723 | 188.8293 | 161.2285 | 200.9892 | 154.8197 | 87.2651 | 197.8581 | 293.8882 | 216.0769 | 224.2081 | 191.3185 | 195.6443 | 289.1608 | 200.4332 | 268.222 | 336.8928 | 204.3652
3466 | 10 | 145 | 5 | 201.4247 | 103.2041 | 224.4367 | 313.5405 | 189.7346 | 162.5184 | 200.8891 | 154.1025 | 86.8531 | 197.4395 | 294.8624 | 216.5399 | 221.388 | 199.0748 | 199.6728 | 294.5668 | 206.3903 | 272.1386 | 340.5286 | 201.544
3467 | 11 | 145 | 5 | 204.3369 | 104.1608 | 230.7716 | 321.0862 | 189.8477 | 166.3727 | 195.915 | 154.2608 | 87.7472 | 204.9977 | 289.7279 | 219.5342 | 218.3551 | 203.5358 | 204.6031 | 297.9021 | 205.8352 | 272.0256 | 345.0435 | 207.1183
3468 | 12 | 145 | 5 | 205.2623 | 102.2183 | 241.2865 | 327.1779 | 191.2175 | 164.2936 | 196.2495 | 154.6226 | 87.5224 | 201.5503 | 290.4951 | 220.1969 | 214.6256 | 206.1225 | 210.3614 | 298.7861 | 208.4335 | 273.0358 | 336.2056 | 209.2673
3469 | 13 | 145 | 5 | 208.771 | 100.228 | 247.8518 | 338.8157 | 190.722 | 158.359 | 194.0678 | 154.0445 | 89.5419 | 202.0728 | 288.8532 | 219.7723 | 215.7043 | 210.83 | 216.6614 | 299.2931 | 209.4179 | 286.3621 | 336.9539 | 216.309
3470 | 14 | 145 | 5 | 209.8236 | 99.0464 | 253.4324 | 349.4372 | 192.0012 | 158.2248 | 195.5685 | 147.9469 | 91.0274 | 206.1149 | 288.7502 | 219.3602 | 213.4234 | 204.2531 | 217.9095 | 301.5405 | 209.0645 | 303.2788 | 345.8498 | 220.2606
3471 | 15 | 145 | 5 | 211.8687 | 101.9726 | 252.9359 | 359.2605 | 195.6103 | 158.3569 | 203.6889 | 148.2532 | 93.6348 | 213.3521 | 287.087 | 223.9843 | 203.1102 | 213.1649 | 221.9547 | 306.2979 | 221.7693 | 319.975 | 356.7317 | 232.5461
3472 | 16 | 145 | 5 | 222.1723 | 104.1348 | 253.7569 | 366.616 | 212.9117 | 158.0674 | 214.0047 | 164.4997 | 99.3309 | 232.8025 | 292.2316 | 235.4539 | 204.4163 | 207.944 | 228.629 | 315.9029 | 231.0126 | 339.739 | 375.6289 | 250.605
3473 | 17 | 145 | 5 | 250.6027 | 110.5102 | 267.6872 | 399.7378 | 281.375 | 187.5922 | 252.227 | 204.5264 | 124.347 | 267.3699 | 311.5628 | 258.7088 | 234.0944 | 256.7274 | 260.8468 | 348.8258 | 296.8371 | 386.4895 | 411.6642 | 307.7601
3474 | 18 | 145 | 5 | 269.3148 | 118.2108 | 332.5853 | 465.7481 | 372.2501 | 295.7711 | 275.0576 | 219.254 | 168.5394 | 362.1034 | 357.0524 | 346.984 | 250.2264 | 358.5971 | 336.2726 | 408.9741 | 394.9343 | 461.3882 | 443.0532 | 392.2101
3475 | 19 | 145 | 5 | 279.7434 | 116.7591 | 340.853 | 473.2041 | 373.658 | 317.6643 | 274.1311 | 220.58 | 166.885 | 395.9666 | 398.0921 | 429.1655 | 262.2995 | 351.2123 | 357.1332 | 432.1293 | 382.4146 | 510.6623 | 434.1454 | 421.5323
3476 | 20 | 145 | 5 | 270.0827 | 115.8818 | 320.2276 | 453.4269 | 385.5378 | 312.1538 | 271.5855 | 220.5246 | 150.2092 | 367.3624 | 385.9958 | 413.7349 | 261.2474 | 350.6082 | 348.7721 | 420.8759 | 388.1132 | 491.3758 | 422.7277 | 392.4574
3477 | 21 | 145 | 5 | 271.2573 | 120.0126 | 299.8394 | 444.8819 | 390.3022 | 309.0077 | 271.0066 | 220.7184 | 170.7999 | 397.7601 | 389.3864 | 445.7222 | 257.2967 | 367.5439 | 317.0333 | 404.3937 | 402.1823 | 476.7979 | 425.8763 | 434.8648
3478 | 22 | 145 | 5 | 271.0012 | 115.5395 | 293.784 | 403.7349 | 382.1604 | 325.3274 | 273.4802 | 208.158 | 166.9993 | 395.2432 | 385.168 | 461.554 | 258.8674 | 401.0966 | 314.9973 | 410.9309 | 437.8806 | 491.1465 | 464.1277 | 469.5023
3479 | 23 | 145 | 5 | 271.7291 | 121.8476 | 289.32 | 411.4314 | 369.8021 | 314.9389 | 265.3278 | 209.5724 | 151.8257 | 374.2323 | 396.8375 | 451.7629 | 253.4612 | 374.5626 | 295.3718 | 406.1232 | 414.7402 | 480.5037 | 462.2033 | 440.3486
3480 | 0 | 146 | 5 | 278.0918 | 126.8818 | 284.7699 | 431.1026 | 354.967 | 304.6216 | 253.6725 | 209.1805 | 150.2559 | 364.2272 | 404.875 | 428.0425 | 251.6656 | 372.5109 | 287.385 | 399.0646 | 404.0997 | 472.9223 | 449.2189 | 419.9427
3481 | 1 | 146 | 5 | 288.6987 | 133.5793 | 281.1295 | 432.5018 | 350.4298 | 303.8411 | 254.2244 | 211.5859 | 153.1298 | 361.3673 | 410.9103 | 415.09 | 263.5288 | 357.3879 | 280.9681 | 397.1156 | 391.8464 | 492.9539 | 451.0254 | 408.9184
3482 | 2 | 146 | 5 | 290.2266 | 140.6708 | 285.0272 | 439.0924 | 353.7441 | 301.3425 | 253.8993 | 210.7002 | 154.3588 | 360.0045 | 409.5845 | 409.3458 | 267.7225 | 365.5231 | 290.2127 | 397.122 | 396.1236 | 502.6344 | 452.1883 | 401.248
3483 | 3 | 146 | 5 | 293.6604 | 136.8142 | 285.826 | 431.5462 | 365.488 | 305.8947 | 253.2429 | 207.1343 | 157.4792 | 362.986 | 411.5845 | 415.968 | 265.8477 | 370.6631 | 291.8371 | 394.7569 | 404.3063 | 496.3729 | 441.2067 | 401.7653
3484 | 4 | 146 | 5 | 291.9118 | 136.5886 | 291.0142 | 436.8954 | 316.3953 | 299.5336 | 252.7692 | 213.0034 | 151.9459 | 364.5657 | 399.939 | 430.3196 | 253.0172 | 373.9067 | 298.9999 | 396.4549 | 382.0659 | 490.6187 | 438.346 | 403.3524
3485 | 5 | 146 | 5 | 276.2486 | 108.639 | 283.9034 | 405.9675 | 229.8372 | 191.3615 | 233.3276 | 177.3534 | 122.2215 | 325.7625 | 351.297 | 368.5965 | 248.9284 | 272.2903 | 287.8227 | 346.1885 | 272.2188 | 469.6323 | 383.2884 | 388.1272
3486 | 6 | 146 | 5 | 220.2032 | 102.1916 | 248.9875 | 344.1754 | 202.5853 | 163.6849 | 219.1759 | 159.4808 | 107.0701 | 250.2297 | 315.5152 | 263.539 | 229.4364 | 217.9077 | 238.8037 | 306.955 | 223.5619 | 361.731 | 349.0413 | 287.8203
3487 | 7 | 146 | 5 | 199.4869 | 102.5244 | 230.7227 | 313.7498 | 196.0847 | 163.4905 | 216.8 | 155.6338 | 101.3698 | 223.9206 | 297.4419 | 232.1002 | 233.5233 | 201.3453 | 210.618 | 291.1129 | 203.3108 | 301.7852 | 342.0528 | 240.3811
3488 | 8 | 146 | 5 | 200.0269 | 102.6259 | 222.1953 | 304.8301 | 191.1001 | 163.6246 | 205.2464 | 156.9634 | 93.3448 | 206.8963 | 294.3437 | 222.1277 | 230.2044 | 201.6629 | 200.6775 | 287.6949 | 202.6689 | 275.7704 | 339.8177 | 217.078
3489 | 9 | 146 | 5 | 203.4218 | 104.0047 | 219.4806 | 301.723 | 188.8293 | 161.2285 | 200.9892 | 154.8197 | 87.2651 | 197.8581 | 293.8882 | 216.0769 | 224.2081 | 191.3185 | 195.6443 | 289.1608 | 200.4332 | 268.222 | 336.8928 | 204.3652
3490 | 10 | 146 | 5 | 201.4247 | 103.2041 | 224.4367 | 313.5405 | 189.7346 | 162.5184 | 200.8891 | 154.1025 | 86.8531 | 197.4395 | 294.8624 | 216.5399 | 221.388 | 199.0748 | 199.6728 | 294.5668 | 206.3903 | 272.1386 | 340.5286 | 201.544
3491 | 11 | 146 | 5 | 204.3369 | 104.1608 | 230.7716 | 321.0862 | 189.8477 | 166.3727 | 195.915 | 154.2608 | 87.7472 | 204.9977 | 289.7279 | 219.5342 | 218.3551 | 203.5358 | 204.6031 | 297.9021 | 205.8352 | 272.0256 | 345.0435 | 207.1183
3492 | 12 | 146 | 5 | 205.2623 | 102.2183 | 241.2865 | 327.1779 | 191.2175 | 164.2936 | 196.2495 | 154.6226 | 87.5224 | 201.5503 | 290.4951 | 220.1969 | 214.6256 | 206.1225 | 210.3614 | 298.7861 | 208.4335 | 273.0358 | 336.2056 | 209.2673
3493 | 13 | 146 | 5 | 208.771 | 100.228 | 247.8518 | 338.8157 | 190.722 | 158.359 | 194.0678 | 154.0445 | 89.5419 | 202.0728 | 288.8532 | 219.7723 | 215.7043 | 210.83 | 216.6614 | 299.2931 | 209.4179 | 286.3621 | 336.9539 | 216.309
3494 | 14 | 146 | 5 | 209.8236 | 99.0464 | 253.4324 | 349.4372 | 192.0012 | 158.2248 | 195.5685 | 147.9469 | 91.0274 | 206.1149 | 288.7502 | 219.3602 | 213.4234 | 204.2531 | 217.9095 | 301.5405 | 209.0645 | 303.2788 | 345.8498 | 220.2606
3495 | 15 | 146 | 5 | 211.8687 | 101.9726 | 252.9359 | 359.2605 | 195.6103 | 158.3569 | 203.6889 | 148.2532 | 93.6348 | 213.3521 | 287.087 | 223.9843 | 203.1102 | 213.1649 | 221.9547 | 306.2979 | 221.7693 | 319.975 | 356.7317 | 232.5461
3496 | 16 | 146 | 5 | 222.1723 | 104.1348 | 253.7569 | 366.616 | 212.9117 | 158.0674 | 214.0047 | 164.4997 | 99.3309 | 232.8025 | 292.2316 | 235.4539 | 204.4163 | 207.944 | 228.629 | 315.9029 | 231.0126 | 339.739 | 375.6289 | 250.605
3497 | 17 | 146 | 5 | 250.6027 | 110.5102 | 267.6872 | 399.7378 | 281.375 | 187.5922 | 252.227 | 204.5264 | 124.347 | 267.3699 | 311.5628 | 258.7088 | 234.0944 | 256.7274 | 260.8468 | 348.8258 | 296.8371 | 386.4895 | 411.6642 | 307.7601
3498 | 18 | 146 | 5 | 269.3148 | 118.2108 | 332.5853 | 465.7481 | 372.2501 | 295.7711 | 275.0576 | 219.254 | 168.5394 | 362.1034 | 357.0524 | 346.984 | 250.2264 | 358.5971 | 336.2726 | 408.9741 | 394.9343 | 461.3882 | 443.0532 | 392.2101
3499 | 19 | 146 | 5 | 279.7434 | 116.7591 | 340.853 | 473.2041 | 373.658 | 317.6643 | 274.1311 | 220.58 | 166.885 | 395.9666 | 398.0921 | 429.1655 | 262.2995 | 351.2123 | 357.1332 | 432.1293 | 382.4146 | 510.6623 | 434.1454 | 421.5323
3500 | 20 | 146 | 5 | 270.0827 | 115.8818 | 320.2276 | 453.4269 | 385.5378 | 312.1538 | 271.5855 | 220.5246 | 150.2092 | 367.3624 | 385.9958 | 413.7349 | 261.2474 | 350.6082 | 348.7721 | 420.8759 | 388.1132 | 491.3758 | 422.7277 | 392.4574
3501 | 21 | 146 | 5 | 271.2573 | 120.0126 | 299.8394 | 444.8819 | 390.3022 | 309.0077 | 271.0066 | 220.7184 | 170.7999 | 397.7601 | 389.3864 | 445.7222 | 257.2967 | 367.5439 | 317.0333 | 404.3937 | 402.1823 | 476.7979 | 425.8763 | 434.8648
3502 | 22 | 146 | 5 | 271.0012 | 115.5395 | 293.784 | 403.7349 | 382.1604 | 325.3274 | 273.4802 | 208.158 | 166.9993 | 395.2432 | 385.168 | 461.554 | 258.8674 | 401.0966 | 314.9973 | 410.9309 | 437.8806 | 491.1465 | 464.1277 | 469.5023
3503 | 23 | 146 | 5 | 271.7291 | 121.8476 | 289.32 | 411.4314 | 369.8021 | 314.9389 | 265.3278 | 209.5724 | 151.8257 | 374.2323 | 396.8375 | 451.7629 | 253.4612 | 374.5626 | 295.3718 | 406.1232 | 414.7402 | 480.5037 | 462.2033 | 440.3486
3504 | 0 | 147 | 5 | 278.0918 | 126.8818 | 284.7699 | 431.1026 | 354.967 | 304.6216 | 253.6725 | 209.1805 | 150.2559 | 364.2272 | 404.875 | 428.0425 | 251.6656 | 372.5109 | 287.385 | 399.0646 | 404.0997 | 472.9223 | 449.2189 | 419.9427
3505 | 1 | 147 | 5 | 288.6987 | 133.5793 | 281.1295 | 432.5018 | 350.4298 | 303.8411 | 254.2244 | 211.5859 | 153.1298 | 361.3673 | 410.9103 | 415.09 | 263.5288 | 357.3879 | 280.9681 | 397.1156 | 391.8464 | 492.9539 | 451.0254 | 408.9184
3506 | 2 | 147 | 5 | 290.2266 | 140.6708 | 285.0272 | 439.0924 | 353.7441 | 301.3425 | 253.8993 | 210.7002 | 154.3588 | 360.0045 | 409.5845 | 409.3458 | 267.7225 | 365.5231 | 290.2127 | 397.122 | 396.1236 | 502.6344 | 452.1883 | 401.248
3507 | 3 | 147 | 5 | 293.6604 | 136.8142 | 285.826 | 431.5462 | 365.488 | 305.8947 | 253.2429 | 207.1343 | 157.4792 | 362.986 | 411.5845 | 415.968 | 265.8477 | 370.6631 | 291.8371 | 394.7569 | 404.3063 | 496.3729 | 441.2067 | 401.7653
3508 | 4 | 147 | 5 | 291.9118 | 136.5886 | 291.0142 | 436.8954 | 316.3953 | 299.5336 | 252.7692 | 213.0034 | 151.9459 | 364.5657 | 399.939 | 430.3196 | 253.0172 | 373.9067 | 298.9999 | 396.4549 | 382.0659 | 490.6187 | 438.346 | 403.3524
3509 | 5 | 147 | 5 | 276.2486 | 108.639 | 283.9034 | 405.9675 | 229.8372 | 191.3615 | 233.3276 | 177.3534 | 122.2215 | 325.7625 | 351.297 | 368.5965 | 248.9284 | 272.2903 | 287.8227 | 346.1885 | 272.2188 | 469.6323 | 383.2884 | 388.1272
3510 | 6 | 147 | 5 | 220.2032 | 102.1916 | 248.9875 | 344.1754 | 202.5853 | 163.6849 | 219.1759 | 159.4808 | 107.0701 | 250.2297 | 315.5152 | 263.539 | 229.4364 | 217.9077 | 238.8037 | 306.955 | 223.5619 | 361.731 | 349.0413 | 287.8203
3511 | 7 | 147 | 5 | 199.4869 | 102.5244 | 230.7227 | 313.7498 | 196.0847 | 163.4905 | 216.8 | 155.6338 | 101.3698 | 223.9206 | 297.4419 | 232.1002 | 233.5233 | 201.3453 | 210.618 | 291.1129 | 203.3108 | 301.7852 | 342.0528 | 240.3811
3512 | 8 | 147 | 5 | 200.0269 | 102.6259 | 222.1953 | 304.8301 | 191.1001 | 163.6246 | 205.2464 | 156.9634 | 93.3448 | 206.8963 | 294.3437 | 222.1277 | 230.2044 | 201.6629 | 200.6775 | 287.6949 | 202.6689 | 275.7704 | 339.8177 | 217.078
3513 | 9 | 147 | 5 | 203.4218 | 104.0047 | 219.4806 | 301.723 | 188.8293 | 161.2285 | 200.9892 | 154.8197 | 87.2651 | 197.8581 | 293.8882 | 216.0769 | 224.2081 | 191.3185 | 195.6443 | 289.1608 | 200.4332 | 268.222 | 336.8928 | 204.3652
3514 | 10 | 147 | 5 | 201.4247 | 103.2041 | 224.4367 | 313.5405 | 189.7346 | 162.5184 | 200.8891 | 154.1025 | 86.8531 | 197.4395 | 294.8624 | 216.5399 | 221.388 | 199.0748 | 199.6728 | 294.5668 | 206.3903 | 272.1386 | 340.5286 | 201.544
3515 | 11 | 147 | 5 | 204.3369 | 104.1608 | 230.7716 | 321.0862 | 189.8477 | 166.3727 | 195.915 | 154.2608 | 87.7472 | 204.9977 | 289.7279 | 219.5342 | 218.3551 | 203.5358 | 204.6031 | 297.9021 | 205.8352 | 272.0256 | 345.0435 | 207.1183
3516 | 12 | 147 | 5 | 205.2623 | 102.2183 | 241.2865 | 327.1779 | 191.2175 | 164.2936 | 196.2495 | 154.6226 | 87.5224 | 201.5503 | 290.4951 | 220.1969 | 214.6256 | 206.1225 | 210.3614 | 298.7861 | 208.4335 | 273.0358 | 336.2056 | 209.2673
3517 | 13 | 147 | 5 | 208.771 | 100.228 | 247.8518 | 338.8157 | 190.722 | 158.359 | 194.0678 | 154.0445 | 89.5419 | 202.0728 | 288.8532 | 219.7723 | 215.7043 | 210.83 | 216.6614 | 299.2931 | 209.4179 | 286.3621 | 336.9539 | 216.309
3518 | 14 | 147 | 5 | 209.8236 | 99.0464 | 253.4324 | 349.4372 | 192.0012 | 158.2248 | 195.5685 | 147.9469 | 91.0274 | 206.1149 | 288.7502 | 219.3602 | 213.4234 | 204.2531 | 217.9095 | 301.5405 | 209.0645 | 303.2788 | 345.8498 | 220.2606
3519 | 15 | 147 | 5 | 211.8687 | 101.9726 | 252.9359 | 359.2605 | 195.6103 | 158.3569 | 203.6889 | 148.2532 | 93.6348 | 213.3521 | 287.087 | 223.9843 | 203.1102 | 213.1649 | 221.9547 | 306.2979 | 221.7693 | 319.975 | 356.7317 | 232.5461
3520 | 16 | 147 | 5 | 222.1723 | 104.1348 | 253.7569 | 366.616 | 212.9117 | 158.0674 | 214.0047 | 164.4997 | 99.3309 | 232.8025 | 292.2316 | 235.4539 | 204.4163 | 207.944 | 228.629 | 315.9029 | 231.0126 | 339.739 | 375.6289 | 250.605
3521 | 17 | 147 | 5 | 250.6027 | 110.5102 | 267.6872 | 399.7378 | 281.375 | 187.5922 | 252.227 | 204.5264 | 124.347 | 267.3699 | 311.5628 | 258.7088 | 234.0944 | 256.7274 | 260.8468 | 348.8258 | 296.8371 | 386.4895 | 411.6642 | 307.7601
3522 | 18 | 147 | 5 | 269.3148 | 118.2108 | 332.5853 | 465.7481 | 372.2501 | 295.7711 | 275.0576 | 219.254 | 168.5394 | 362.1034 | 357.0524 | 346.984 | 250.2264 | 358.5971 | 336.2726 | 408.9741 | 394.9343 | 461.3882 | 443.0532 | 392.2101
3523 | 19 | 147 | 5 | 279.7434 | 116.7591 | 340.853 | 473.2041 | 373.658 | 317.6643 | 274.1311 | 220.58 | 166.885 | 395.9666 | 398.0921 | 429.1655 | 262.2995 | 351.2123 | 357.1332 | 432.1293 | 382.4146 | 510.6623 | 434.1454 | 421.5323
3524 | 20 | 147 | 5 | 270.0827 | 115.8818 | 320.2276 | 453.4269 | 385.5378 | 312.1538 | 271.5855 | 220.5246 | 150.2092 | 367.3624 | 385.9958 | 413.7349 | 261.2474 | 350.6082 | 348.7721 | 420.8759 | 388.1132 | 491.3758 | 422.7277 | 392.4574
3525 | 21 | 147 | 5 | 271.2573 | 120.0126 | 299.8394 | 444.8819 | 390.3022 | 309.0077 | 271.0066 | 220.7184 | 170.7999 | 397.7601 | 389.3864 | 445.7222 | 257.2967 | 367.5439 | 317.0333 | 404.3937 | 402.1823 | 476.7979 | 425.8763 | 434.8648
3526 | 22 | 147 | 5 | 271.0012 | 115.5395 | 293.784 | 403.7349 | 382.1604 | 325.3274 | 273.4802 | 208.158 | 166.9993 | 395.2432 | 385.168 | 461.554 | 258.8674 | 401.0966 | 314.9973 | 410.9309 | 437.8806 | 491.1465 | 464.1277 | 469.5023
3527 | 23 | 147 | 5 | 271.7291 | 121.8476 | 289.32 | 411.4314 | 369.8021 | 314.9389 | 265.3278 | 209.5724 | 151.8257 | 374.2323 | 396.8375 | 451.7629 | 253.4612 | 374.5626 | 295.3718 | 406.1232 | 414.7402 | 480.5037 | 462.2033 | 440.3486
3528 | 0 | 148 | 5 | 278.0918 | 126.8818 | 284.7699 | 431.1026 | 354.967 | 304.6216 | 253.6725 | 209.1805 | 150.2559 | 364.2272 | 404.875 | 428.0425 | 251.6656 | 372.5109 | 287.385 | 399.0646 | 404.0997 | 472.9223 | 449.2189 | 419.9427
3529 | 1 | 148 | 5 | 288.6987 | 133.5793 | 281.1295 | 432.5018 | 350.4298 | 303.8411 | 254.2244 | 211.5859 | 153.1298 | 361.3673 | 410.9103 | 415.09 | 263.5288 | 357.3879 | 280.9681 | 397.1156 | 391.8464 | 492.9539 | 451.0254 | 408.9184
3530 | 2 | 148 | 5 | 290.2266 | 140.6708 | 285.0272 | 439.0924 | 353.7441 | 301.3425 | 253.8993 | 210.7002 | 154.3588 | 360.0045 | 409.5845 | 409.3458 | 267.7225 | 365.5231 | 290.2127 | 397.122 | 396.1236 | 502.6344 | 452.1883 | 401.248
3531 | 3 | 148 | 5 | 293.6604 | 136.8142 | 285.826 | 431.5462 | 365.488 | 305.8947 | 253.2429 | 207.1343 | 157.4792 | 362.986 | 411.5845 | 415.968 | 265.8477 | 370.6631 | 291.8371 | 394.7569 | 404.3063 | 496.3729 | 441.2067 | 401.7653
3532 | 4 | 148 | 5 | 291.9118 | 136.5886 | 291.0142 | 436.8954 | 316.3953 | 299.5336 | 252.7692 | 213.0034 | 151.9459 | 364.5657 | 399.939 | 430.3196 | 253.0172 | 373.9067 | 298.9999 | 396.4549 | 382.0659 | 490.6187 | 438.346 | 403.3524
3533 | 5 | 148 | 5 | 276.2486 | 108.639 | 283.9034 | 405.9675 | 229.8372 | 191.3615 | 233.3276 | 177.3534 | 122.2215 | 325.7625 | 351.297 | 368.5965 | 248.9284 | 272.2903 | 287.8227 | 346.1885 | 272.2188 | 469.6323 | 383.2884 | 388.1272
3534 | 6 | 148 | 5 | 220.2032 | 102.1916 | 248.9875 | 344.1754 | 202.5853 | 163.6849 | 219.1759 | 159.4808 | 107.0701 | 250.2297 | 315.5152 | 263.539 | 229.4364 | 217.9077 | 238.8037 | 306.955 | 223.5619 | 361.731 | 349.0413 | 287.8203
3535 | 7 | 148 | 5 | 199.4869 | 102.5244 | 230.7227 | 313.7498 | 196.0847 | 163.4905 | 216.8 | 155.6338 | 101.3698 | 223.9206 | 297.4419 | 232.1002 | 233.5233 | 201.3453 | 210.618 | 291.1129 | 203.3108 | 301.7852 | 342.0528 | 240.3811
3536 | 8 | 148 | 5 | 200.0269 | 102.6259 | 222.1953 | 304.8301 | 191.1001 | 163.6246 | 205.2464 | 156.9634 | 93.3448 | 206.8963 | 294.3437 | 222.1277 | 230.2044 | 201.6629 | 200.6775 | 287.6949 | 202.6689 | 275.7704 | 339.8177 | 217.078
3537 | 9 | 148 | 5 | 203.4218 | 104.0047 | 219.4806 | 301.723 | 188.8293 | 161.2285 | 200.9892 | 154.8197 | 87.2651 | 197.8581 | 293.8882 | 216.0769 | 224.2081 | 191.3185 | 195.6443 | 289.1608 | 200.4332 | 268.222 | 336.8928 | 204.3652
3538 | 10 | 148 | 5 | 201.4247 | 103.2041 | 224.4367 | 313.5405 | 189.7346 | 162.5184 | 200.8891 | 154.1025 | 86.8531 | 197.4395 | 294.8624 | 216.5399 | 221.388 | 199.0748 | 199.6728 | 294.5668 | 206.3903 | 272.1386 | 340.5286 | 201.544
3539 | 11 | 148 | 5 | 204.3369 | 104.1608 | 230.7716 | 321.0862 | 189.8477 | 166.3727 | 195.915 | 154.2608 | 87.7472 | 204.9977 | 289.7279 | 219.5342 | 218.3551 | 203.5358 | 204.6031 | 297.9021 | 205.8352 | 272.0256 | 345.0435 | 207.1183
3540 | 12 | 148 | 5 | 205.2623 | 102.2183 | 241.2865 | 327.1779 | 191.2175 | 164.2936 | 196.2495 | 154.6226 | 87.5224 | 201.5503 | 290.4951 | 220.1969 | 214.6256 | 206.1225 | 210.3614 | 298.7861 | 208.4335 | 273.0358 | 336.2056 | 209.2673
3541 | 13 | 148 | 5 | 208.771 | 100.228 | 247.8518 | 338.8157 | 190.722 | 158.359 | 194.0678 | 154.0445 | 89.5419 | 202.0728 | 288.8532 | 219.7723 | 215.7043 | 210.83 | 216.6614 | 299.2931 | 209.4179 | 286.3621 | 336.9539 | 216.309
3542 | 14 | 148 | 5 | 209.8236 | 99.0464 | 253.4324 | 349.4372 | 192.0012 | 158.2248 | 195.5685 | 147.9469 | 91.0274 | 206.1149 | 288.7502 | 219.3602 | 213.4234 | 204.2531 | 217.9095 | 301.5405 | 209.0645 | 303.2788 | 345.8498 | 220.2606
3543 | 15 | 148 | 5 | 211.8687 | 101.9726 | 252.9359 | 359.2605 | 195.6103 | 158.3569 | 203.6889 | 148.2532 | 93.6348 | 213.3521 | 287.087 | 223.9843 | 203.1102 | 213.1649 | 221.9547 | 306.2979 | 221.7693 | 319.975 | 356.7317 | 232.5461
3544 | 16 | 148 | 5 | 222.1723 | 104.1348 | 253.7569 | 366.616 | 212.9117 | 158.0674 | 214.0047 | 164.4997 | 99.3309 | 232.8025 | 292.2316 | 235.4539 | 204.4163 | 207.944 | 228.629 | 315.9029 | 231.0126 | 339.739 | 375.6289 | 250.605
3545 | 17 | 148 | 5 | 250.6027 | 110.5102 | 267.6872 | 399.7378 | 281.375 | 187.5922 | 252.227 | 204.5264 | 124.347 | 267.3699 | 311.5628 | 258.7088 | 234.0944 | 256.7274 | 260.8468 | 348.8258 | 296.8371 | 386.4895 | 411.6642 | 307.7601
3546 | 18 | 148 | 5 | 269.3148 | 118.2108 | 332.5853 | 465.7481 | 372.2501 | 295.7711 | 275.0576 | 219.254 | 168.5394 | 362.1034 | 357.0524 | 346.984 | 250.2264 | 358.5971 | 336.2726 | 408.9741 | 394.9343 | 461.3882 | 443.0532 | 392.2101
3547 | 19 | 148 | 5 | 279.7434 | 116.7591 | 340.853 | 473.2041 | 373.658 | 317.6643 | 274.1311 | 220.58 | 166.885 | 395.9666 | 398.0921 | 429.1655 | 262.2995 | 351.2123 | 357.1332 | 432.1293 | 382.4146 | 510.6623 | 434.1454 | 421.5323
3548 | 20 | 148 | 5 | 270.0827 | 115.8818 | 320.2276 | 453.4269 | 385.5378 | 312.1538 | 271.5855 | 220.5246 | 150.2092 | 367.3624 | 385.9958 | 413.7349 | 261.2474 | 350.6082 | 348.7721 | 420.8759 | 388.1132 | 491.3758 | 422.7277 | 392.4574
3549 | 21 | 148 | 5 | 271.2573 | 120.0126 | 299.8394 | 444.8819 | 390.3022 | 309.0077 | 271.0066 | 220.7184 | 170.7999 | 397.7601 | 389.3864 | 445.7222 | 257.2967 | 367.5439 | 317.0333 | 404.3937 | 402.1823 | 476.7979 | 425.8763 | 434.8648
3550 | 22 | 148 | 5 | 271.0012 | 115.5395 | 293.784 | 403.7349 | 382.1604 | 325.3274 | 273.4802 | 208.158 | 166.9993 | 395.2432 | 385.168 | 461.554 | 258.8674 | 401.0966 | 314.9973 | 410.9309 | 437.8806 | 491.1465 | 464.1277 | 469.5023
3551 | 23 | 148 | 5 | 271.7291 | 121.8476 | 289.32 | 411.4314 | 369.8021 | 314.9389 | 265.3278 | 209.5724 | 151.8257 | 374.2323 | 396.8375 | 451.7629 | 253.4612 | 374.5626 | 295.3718 | 406.1232 | 414.7402 | 480.5037 | 462.2033 | 440.3486
3552 | 0 | 149 | 5 | 278.0918 | 126.8818 | 284.7699 | 431.1026 | 354.967 | 304.6216 | 253.6725 | 209.1805 | 150.2559 | 364.2272 | 404.875 | 428.0425 | 251.6656 | 372.5109 | 287.385 | 399.0646 | 404.0997 | 472.9223 | 449.2189 | 419.9427
3553 | 1 | 149 | 5 | 288.6987 | 133.5793 | 281.1295 | 432.5018 | 350.4298 | 303.8411 | 254.2244 | 211.5859 | 153.1298 | 361.3673 | 410.9103 | 415.09 | 263.5288 | 357.3879 | 280.9681 | 397.1156 | 391.8464 | 492.9539 | 451.0254 | 408.9184
3554 | 2 | 149 | 5 | 290.2266 | 140.6708 | 285.0272 | 439.0924 | 353.7441 | 301.3425 | 253.8993 | 210.7002 | 154.3588 | 360.0045 | 409.5845 | 409.3458 | 267.7225 | 365.5231 | 290.2127 | 397.122 | 396.1236 | 502.6344 | 452.1883 | 401.248
3555 | 3 | 149 | 5 | 293.6604 | 136.8142 | 285.826 | 431.5462 | 365.488 | 305.8947 | 253.2429 | 207.1343 | 157.4792 | 362.986 | 411.5845 | 415.968 | 265.8477 | 370.6631 | 291.8371 | 394.7569 | 404.3063 | 496.3729 | 441.2067 | 401.7653
3556 | 4 | 149 | 5 | 291.9118 | 136.5886 | 291.0142 | 436.8954 | 316.3953 | 299.5336 | 252.7692 | 213.0034 | 151.9459 | 364.5657 | 399.939 | 430.3196 | 253.0172 | 373.9067 | 298.9999 | 396.4549 | 382.0659 | 490.6187 | 438.346 | 403.3524
3557 | 5 | 149 | 5 | 276.2486 | 108.639 | 283.9034 | 405.9675 | 229.8372 | 191.3615 | 233.3276 | 177.3534 | 122.2215 | 325.7625 | 351.297 | 368.5965 | 248.9284 | 272.2903 | 287.8227 | 346.1885 | 272.2188 | 469.6323 | 383.2884 | 388.1272
3558 | 6 | 149 | 5 | 220.2032 | 102.1916 | 248.9875 | 344.1754 | 202.5853 | 163.6849 | 219.1759 | 159.4808 | 107.0701 | 250.2297 | 315.5152 | 263.539 | 229.4364 | 217.9077 | 238.8037 | 306.955 | 223.5619 | 361.731 | 349.0413 | 287.8203
3559 | 7 | 149 | 5 | 199.4869 | 102.5244 | 230.7227 | 313.7498 | 196.0847 | 163.4905 | 216.8 | 155.6338 | 101.3698 | 223.9206 | 297.4419 | 232.1002 | 233.5233 | 201.3453 | 210.618 | 291.1129 | 203.3108 | 301.7852 | 342.0528 | 240.3811
3560 | 8 | 149 | 5 | 200.0269 | 102.6259 | 222.1953 | 304.8301 | 191.1001 | 163.6246 | 205.2464 | 156.9634 | 93.3448 | 206.8963 | 294.3437 | 222.1277 | 230.2044 | 201.6629 | 200.6775 | 287.6949 | 202.6689 | 275.7704 | 339.8177 | 217.078
3561 | 9 | 149 | 5 | 203.4218 | 104.0047 | 219.4806 | 301.723 | 188.8293 | 161.2285 | 200.9892 | 154.8197 | 87.2651 | 197.8581 | 293.8882 | 216.0769 | 224.2081 | 191.3185 | 195.6443 | 289.1608 | 200.4332 | 268.222 | 336.8928 | 204.3652
3562 | 10 | 149 | 5 | 201.4247 | 103.2041 | 224.4367 | 313.5405 | 189.7346 | 162.5184 | 200.8891 | 154.1025 | 86.8531 | 197.4395 | 294.8624 | 216.5399 | 221.388 | 199.0748 | 199.6728 | 294.5668 | 206.3903 | 272.1386 | 340.5286 | 201.544
3563 | 11 | 149 | 5 | 204.3369 | 104.1608 | 230.7716 | 321.0862 | 189.8477 | 166.3727 | 195.915 | 154.2608 | 87.7472 | 204.9977 | 289.7279 | 219.5342 | 218.3551 | 203.5358 | 204.6031 | 297.9021 | 205.8352 | 272.0256 | 345.0435 | 207.1183
3564 | 12 | 149 | 5 | 205.2623 | 102.2183 | 241.2865 | 327.1779 | 191.2175 | 164.2936 | 196.2495 | 154.6226 | 87.5224 | 201.5503 | 290.4951 | 220.1969 | 214.6256 | 206.1225 | 210.3614 | 298.7861 | 208.4335 | 273.0358 | 336.2056 | 209.2673
3565 | 13 | 149 | 5 | 208.771 | 100.228 | 247.8518 | 338.8157 | 190.722 | 158.359 | 194.0678 | 154.0445 | 89.5419 | 202.0728 | 288.8532 | 219.7723 | 215.7043 | 210.83 | 216.6614 | 299.2931 | 209.4179 | 286.3621 | 336.9539 | 216.309
3566 | 14 | 149 | 5 | 209.8236 | 99.0464 | 253.4324 | 349.4372 | 192.0012 | 158.2248 | 195.5685 | 147.9469 | 91.0274 | 206.1149 | 288.7502 | 219.3602 | 213.4234 | 204.2531 | 217.9095 | 301.5405 | 209.0645 | 303.2788 | 345.8498 | 220.2606
3567 | 15 | 149 | 5 | 211.8687 | 101.9726 | 252.9359 | 359.2605 | 195.6103 | 158.3569 | 203.6889 | 148.2532 | 93.6348 | 213.3521 | 287.087 | 223.9843 | 203.1102 | 213.1649 | 221.9547 | 306.2979 | 221.7693 | 319.975 | 356.7317 | 232.5461
3568 | 16 | 149 | 5 | 222.1723 | 104.1348 | 253.7569 | 366.616 | 212.9117 | 158.0674 | 214.0047 | 164.4997 | 99.3309 | 232.8025 | 292.2316 | 235.4539 | 204.4163 | 207.944 | 228.629 | 315.9029 | 231.0126 | 339.739 | 375.6289 | 250.605
3569 | 17 | 149 | 5 | 250.6027 | 110.5102 | 267.6872 | 399.7378 | 281.375 | 187.5922 | 252.227 | 204.5264 | 124.347 | 267.3699 | 311.5628 | 258.7088 | 234.0944 | 256.7274 | 260.8468 | 348.8258 | 296.8371 | 386.4895 | 411.6642 | 307.7601
3570 | 18 | 149 | 5 | 269.3148 | 118.2108 | 332.5853 | 465.7481 | 372.2501 | 295.7711 | 275.0576 | 219.254 | 168.5394 | 362.1034 | 357.0524 | 346.984 | 250.2264 | 358.5971 | 336.2726 | 408.9741 | 394.9343 | 461.3882 | 443.0532 | 392.2101
3571 | 19 | 149 | 5 | 279.7434 | 116.7591 | 340.853 | 473.2041 | 373.658 | 317.6643 | 274.1311 | 220.58 | 166.885 | 395.9666 | 398.0921 | 429.1655 | 262.2995 | 351.2123 | 357.1332 | 432.1293 | 382.4146 | 510.6623 | 434.1454 | 421.5323
3572 | 20 | 149 | 5 | 270.0827 | 115.8818 | 320.2276 | 453.4269 | 385.5378 | 312.1538 | 271.5855 | 220.5246 | 150.2092 | 367.3624 | 385.9958 | 413.7349 | 261.2474 | 350.6082 | 348.7721 | 420.8759 | 388.1132 | 491.3758 | 422.7277 | 392.4574
3573 | 21 | 149 | 5 | 271.2573 | 120.0126 | 299.8394 | 444.8819 | 390.3022 | 309.0077 | 271.0066 | 220.7184 | 170.7999 | 397.7601 | 389.3864 | 445.7222 | 257.2967 | 367.5439 | 317.0333 | 404.3937 | 402.1823 | 476.7979 | 425.8763 | 434.8648
3574 | 22 | 149 | 5 | 271.0012 | 115.5395 | 293.784 | 403.7349 | 382.1604 | 325.3274 | 273.4802 | 208.158 | 166.9993 | 395.2432 | 385.168 | 461.554 | 258.8674 | 401.0966 | 314.9973 | 410.9309 | 437.8806 | 491.1465 | 464.1277 | 469.5023
3575 | 23 | 149 | 5 | 271.7291 | 121.8476 | 289.32 | 411.4314 | 369.8021 | 314.9389 | 265.3278 | 209.5724 | 151.8257 | 374.2323 | 396.8375 | 451.7629 | 253.4612 | 374.5626 | 295.3718 | 406.1232 | 414.7402 | 480.5037 | 462.2033 | 440.3486
3576 | 0 | 150 | 5 | 278.0918 | 126.8818 | 284.7699 | 431.1026 | 354.967 | 304.6216 | 253.6725 | 209.1805 | 150.2559 | 364.2272 | 404.875 | 428.0425 | 251.6656 | 372.5109 | 287.385 | 399.0646 | 404.0997 | 472.9223 | 449.2189 | 419.9427
3577 | 1 | 150 | 5 | 288.6987 | 133.5793 | 281.1295 | 432.5018 | 350.4298 | 303.8411 | 254.2244 | 211.5859 | 153.1298 | 361.3673 | 410.9103 | 415.09 | 263.5288 | 357.3879 | 280.9681 | 397.1156 | 391.8464 | 492.9539 | 451.0254 | 408.9184
3578 | 2 | 150 | 5 | 290.2266 | 140.6708 | 285.0272 | 439.0924 | 353.7441 | 301.3425 | 253.8993 | 210.7002 | 154.3588 | 360.0045 | 409.5845 | 409.3458 | 267.7225 | 365.5231 | 290.2127 | 397.122 | 396.1236 | 502.6344 | 452.1883 | 401.248
3579 | 3 | 150 | 5 | 293.6604 | 136.8142 | 285.826 | 431.5462 | 365.488 | 305.8947 | 253.2429 | 207.1343 | 157.4792 | 362.986 | 411.5845 | 415.968 | 265.8477 | 370.6631 | 291.8371 | 394.7569 | 404.3063 | 496.3729 | 441.2067 | 401.7653
3580 | 4 | 150 | 5 | 291.9118 | 136.5886 | 291.0142 | 436.8954 | 316.3953 | 299.5336 | 252.7692 | 213.0034 | 151.9459 | 364.5657 | 399.939 | 430.3196 | 253.0172 | 373.9067 | 298.9999 | 396.4549 | 382.0659 | 490.6187 | 438.346 | 403.3524
3581 | 5 | 150 | 5 | 276.2486 | 108.639 | 283.9034 | 405.9675 | 229.8372 | 191.3615 | 233.3276 | 177.3534 | 122.2215 | 325.7625 | 351.297 | 368.5965 | 248.9284 | 272.2903 | 287.8227 | 346.1885 | 272.2188 | 469.6323 | 383.2884 | 388.1272
3582 | 6 | 150 | 5 | 220.2032 | 102.1916 | 248.9875 | 344.1754 | 202.5853 | 163.6849 | 219.1759 | 159.4808 | 107.0701 | 250.2297 | 315.5152 | 263.539 | 229.4364 | 217.9077 | 238.8037 | 306.955 | 223.5619 | 361.731 | 349.0413 | 287.8203
3583 | 7 | 150 | 5 | 199.4869 | 102.5244 | 230.7227 | 313.7498 | 196.0847 | 163.4905 | 216.8 | 155.6338 | 101.3698 | 223.9206 | 297.4419 | 232.1002 | 233.5233 | 201.3453 | 210.618 | 291.1129 | 203.3108 | 301.7852 | 342.0528 | 240.3811
3584 | 8 | 150 | 5 | 200.0269 | 102.6259 | 222.1953 | 304.8301 | 191.1001 | 163.6246 | 205.2464 | 156.9634 | 93.3448 | 206.8963 | 294.3437 | 222.1277 | 230.2044 | 201.6629 | 200.6775 | 287.6949 | 202.6689 | 275.7704 | 339.8177 | 217.078
3585 | 9 | 150 | 5 | 203.4218 | 104.0047 | 219.4806 | 301.723 | 188.8293 | 161.2285 | 200.9892 | 154.8197 | 87.2651 | 197.8581 | 293.8882 | 216.0769 | 224.2081 | 191.3185 | 195.6443 | 289.1608 | 200.4332 | 268.222 | 336.8928 | 204.3652
3586 | 10 | 150 | 5 | 201.4247 | 103.2041 | 224.4367 | 313.5405 | 189.7346 | 162.5184 | 200.8891 | 154.1025 | 86.8531 | 197.4395 | 294.8624 | 216.5399 | 221.388 | 199.0748 | 199.6728 | 294.5668 | 206.3903 | 272.1386 | 340.5286 | 201.544
3587 | 11 | 150 | 5 | 204.3369 | 104.1608 | 230.7716 | 321.0862 | 189.8477 | 166.3727 | 195.915 | 154.2608 | 87.7472 | 204.9977 | 289.7279 | 219.5342 | 218.3551 | 203.5358 | 204.6031 | 297.9021 | 205.8352 | 272.0256 | 345.0435 | 207.1183
3588 | 12 | 150 | 5 | 205.2623 | 102.2183 | 241.2865 | 327.1779 | 191.2175 | 164.2936 | 196.2495 | 154.6226 | 87.5224 | 201.5503 | 290.4951 | 220.1969 | 214.6256 | 206.1225 | 210.3614 | 298.7861 | 208.4335 | 273.0358 | 336.2056 | 209.2673
3589 | 13 | 150 | 5 | 208.771 | 100.228 | 247.8518 | 338.8157 | 190.722 | 158.359 | 194.0678 | 154.0445 | 89.5419 | 202.0728 | 288.8532 | 219.7723 | 215.7043 | 210.83 | 216.6614 | 299.2931 | 209.4179 | 286.3621 | 336.9539 | 216.309
3590 | 14 | 150 | 5 | 209.8236 | 99.0464 | 253.4324 | 349.4372 | 192.0012 | 158.2248 | 195.5685 | 147.9469 | 91.0274 | 206.1149 | 288.7502 | 219.3602 | 213.4234 | 204.2531 | 217.9095 | 301.5405 | 209.0645 | 303.2788 | 345.8498 | 220.2606
3591 | 15 | 150 | 5 | 211.8687 | 101.9726 | 252.9359 | 359.2605 | 195.6103 | 158.3569 | 203.6889 | 148.2532 | 93.6348 | 213.3521 | 287.087 | 223.9843 | 203.1102 | 213.1649 | 221.9547 | 306.2979 | 221.7693 | 319.975 | 356.7317 | 232.5461
3592 | 16 | 150 | 5 | 222.1723 | 104.1348 | 253.7569 | 366.616 | 212.9117 | 158.0674 | 214.0047 | 164.4997 | 99.3309 | 232.8025 | 292.2316 | 235.4539 | 204.4163 | 207.944 | 228.629 | 315.9029 | 231.0126 | 339.739 | 375.6289 | 250.605
3593 | 17 | 150 | 5 | 250.6027 | 110.5102 | 267.6872 | 399.7378 | 281.375 | 187.5922 | 252.227 | 204.5264 | 124.347 | 267.3699 | 311.5628 | 258.7088 | 234.0944 | 256.7274 | 260.8468 | 348.8258 | 296.8371 | 386.4895 | 411.6642 | 307.7601
3594 | 18 | 150 | 5 | 269.3148 | 118.2108 | 332.5853 | 465.7481 | 372.2501 | 295.7711 | 275.0576 | 219.254 | 168.5394 | 362.1034 | 357.0524 | 346.984 | 250.2264 | 358.5971 | 336.2726 | 408.9741 | 394.9343 | 461.3882 | 443.0532 | 392.2101
3595 | 19 | 150 | 5 | 279.7434 | 116.7591 | 340.853 | 473.2041 | 373.658 | 317.6643 | 274.1311 | 220.58 | 166.885 | 395.9666 | 398.0921 | 429.1655 | 262.2995 | 351.2123 | 357.1332 | 432.1293 | 382.4146 | 510.6623 | 434.1454 | 421.5323
3596 | 20 | 150 | 5 | 270.0827 | 115.8818 | 320.2276 | 453.4269 | 385.5378 | 312.1538 | 271.5855 | 220.5246 | 150.2092 | 367.3624 | 385.9958 | 413.7349 | 261.2474 | 350.6082 | 348.7721 | 420.8759 | 388.1132 | 491.3758 | 422.7277 | 392.4574
3597 | 21 | 150 | 5 | 271.2573 | 120.0126 | 299.8394 | 444.8819 | 390.3022 | 309.0077 | 271.0066 | 220.7184 | 170.7999 | 397.7601 | 389.3864 | 445.7222 | 257.2967 | 367.5439 | 317.0333 | 404.3937 | 402.1823 | 476.7979 | 425.8763 | 434.8648
3598 | 22 | 150 | 5 | 271.0012 | 115.5395 | 293.784 | 403.7349 | 382.1604 | 325.3274 | 273.4802 | 208.158 | 166.9993 | 395.2432 | 385.168 | 461.554 | 258.8674 | 401.0966 | 314.9973 | 410.9309 | 437.8806 | 491.1465 | 464.1277 | 469.5023
3599 | 23 | 150 | 5 | 271.7291 | 121.8476 | 289.32 | 411.4314 | 369.8021 | 314.9389 | 265.3278 | 209.5724 | 151.8257 | 374.2323 | 396.8375 | 451.7629 | 253.4612 | 374.5626 | 295.3718 | 406.1232 | 414.7402 | 480.5037 | 462.2033 | 440.3486
3600 | 0 | 151 | 5 | 278.0918 | 126.8818 | 284.7699 | 431.1026 | 354.967 | 304.6216 | 253.6725 | 209.1805 | 150.2559 | 364.2272 | 404.875 | 428.0425 | 251.6656 | 372.5109 | 287.385 | 399.0646 | 404.0997 | 472.9223 | 449.2189 | 419.9427
3601 | 1 | 151 | 5 | 288.6987 | 133.5793 | 281.1295 | 432.5018 | 350.4298 | 303.8411 | 254.2244 | 211.5859 | 153.1298 | 361.3673 | 410.9103 | 415.09 | 263.5288 | 357.3879 | 280.9681 | 397.1156 | 391.8464 | 492.9539 | 451.0254 | 408.9184
3602 | 2 | 151 | 5 | 290.2266 | 140.6708 | 285.0272 | 439.0924 | 353.7441 | 301.3425 | 253.8993 | 210.7002 | 154.3588 | 360.0045 | 409.5845 | 409.3458 | 267.7225 | 365.5231 | 290.2127 | 397.122 | 396.1236 | 502.6344 | 452.1883 | 401.248
3603 | 3 | 151 | 5 | 293.6604 | 136.8142 | 285.826 | 431.5462 | 365.488 | 305.8947 | 253.2429 | 207.1343 | 157.4792 | 362.986 | 411.5845 | 415.968 | 265.8477 | 370.6631 | 291.8371 | 394.7569 | 404.3063 | 496.3729 | 441.2067 | 401.7653
3604 | 4 | 151 | 5 | 291.9118 | 136.5886 | 291.0142 | 436.8954 | 316.3953 | 299.5336 | 252.7692 | 213.0034 | 151.9459 | 364.5657 | 399.939 | 430.3196 | 253.0172 | 373.9067 | 298.9999 | 396.4549 | 382.0659 | 490.6187 | 438.346 | 403.3524
3605 | 5 | 151 | 5 | 276.2486 | 108.639 | 283.9034 | 405.9675 | 229.8372 | 191.3615 | 233.3276 | 177.3534 | 122.2215 | 325.7625 | 351.297 | 368.5965 | 248.9284 | 272.2903 | 287.8227 | 346.1885 | 272.2188 | 469.6323 | 383.2884 | 388.1272
3606 | 6 | 151 | 5 | 220.2032 | 102.1916 | 248.9875 | 344.1754 | 202.5853 | 163.6849 | 219.1759 | 159.4808 | 107.0701 | 250.2297 | 315.5152 | 263.539 | 229.4364 | 217.9077 | 238.8037 | 306.955 | 223.5619 | 361.731 | 349.0413 | 287.8203
3607 | 7 | 151 | 5 | 199.4869 | 102.5244 | 230.7227 | 313.7498 | 196.0847 | 163.4905 | 216.8 | 155.6338 | 101.3698 | 223.9206 | 297.4419 | 232.1002 | 233.5233 | 201.3453 | 210.618 | 291.1129 | 203.3108 | 301.7852 | 342.0528 | 240.3811
3608 | 8 | 151 | 5 | 200.0269 | 102.6259 | 222.1953 | 304.8301 | 191.1001 | 163.6246 | 205.2464 | 156.9634 | 93.3448 | 206.8963 | 294.3437 | 222.1277 | 230.2044 | 201.6629 | 200.6775 | 287.6949 | 202.6689 | 275.7704 | 339.8177 | 217.078
3609 | 9 | 151 | 5 | 203.4218 | 104.0047 | 219.4806 | 301.723 | 188.8293 | 161.2285 | 200.9892 | 154.8197 | 87.2651 | 197.8581 | 293.8882 | 216.0769 | 224.2081 | 191.3185 | 195.6443 | 289.1608 | 200.4332 | 268.222 | 336.8928 | 204.3652
3610 | 10 | 151 | 5 | 201.4247 | 103.2041 | 224.4367 | 313.5405 | 189.7346 | 162.5184 | 200.8891 | 154.1025 | 86.8531 | 197.4395 | 294.8624 | 216.5399 | 221.388 | 199.0748 | 199.6728 | 294.5668 | 206.3903 | 272.1386 | 340.5286 | 201.544
3611 | 11 | 151 | 5 | 204.3369 | 104.1608 | 230.7716 | 321.0862 | 189.8477 | 166.3727 | 195.915 | 154.2608 | 87.7472 | 204.9977 | 289.7279 | 219.5342 | 218.3551 | 203.5358 | 204.6031 | 297.9021 | 205.8352 | 272.0256 | 345.0435 | 207.1183
3612 | 12 | 151 | 5 | 205.2623 | 102.2183 | 241.2865 | 327.1779 | 191.2175 | 164.2936 | 196.2495 | 154.6226 | 87.5224 | 201.5503 | 290.4951 | 220.1969 | 214.6256 | 206.1225 | 210.3614 | 298.7861 | 208.4335 | 273.0358 | 336.2056 | 209.2673
3613 | 13 | 151 | 5 | 208.771 | 100.228 | 247.8518 | 338.8157 | 190.722 | 158.359 | 194.0678 | 154.0445 | 89.5419 | 202.0728 | 288.8532 | 219.7723 | 215.7043 | 210.83 | 216.6614 | 299.2931 | 209.4179 | 286.3621 | 336.9539 | 216.309
3614 | 14 | 151 | 5 | 209.8236 | 99.0464 | 253.4324 | 349.4372 | 192.0012 | 158.2248 | 195.5685 | 147.9469 | 91.0274 | 206.1149 | 288.7502 | 219.3602 | 213.4234 | 204.2531 | 217.9095 | 301.5405 | 209.0645 | 303.2788 | 345.8498 | 220.2606
3615 | 15 | 151 | 5 | 211.8687 | 101.9726 | 252.9359 | 359.2605 | 195.6103 | 158.3569 | 203.6889 | 148.2532 | 93.6348 | 213.3521 | 287.087 | 223.9843 | 203.1102 | 213.1649 | 221.9547 | 306.2979 | 221.7693 | 319.975 | 356.7317 | 232.5461
3616 | 16 | 151 | 5 | 222.1723 | 104.1348 | 253.7569 | 366.616 | 212.9117 | 158.0674 | 214.0047 | 164.4997 | 99.3309 | 232.8025 | 292.2316 | 235.4539 | 204.4163 | 207.944 | 228.629 | 315.9029 | 231.0126 | 339.739 | 375.6289 | 250.605
3617 | 17 | 151 | 5 | 250.6027 | 110.5102 | 267.6872 | 399.7378 | 281.375 | 187.5922 | 252.227 | 204.5264 | 124.347 | 267.3699 | 311.5628 | 258.7088 | 234.0944 | 256.7274 | 260.8468 | 348.8258 | 296.8371 | 386.4895 | 411.6642 | 307.7601
3618 | 18 | 151 | 5 | 269.3148 | 118.2108 | 332.5853 | 465.7481 | 372.2501 | 295.7711 | 275.0576 | 219.254 | 168.5394 | 362.1034 | 357.0524 | 346.984 | 250.2264 | 358.5971 | 336.2726 | 408.9741 | 394.9343 | 461.3882 | 443.0532 | 392.2101
3619 | 19 | 151 | 5 | 279.7434 | 116.7591 | 340.853 | 473.2041 | 373.658 | 317.6643 | 274.1311 | 220.58 | 166.885 | 395.9666 | 398.0921 | 429.1655 | 262.2995 | 351.2123 | 357.1332 | 432.1293 | 382.4146 | 510.6623 | 434.1454 | 421.5323
3620 | 20 | 151 | 5 | 270.0827 | 115.8818 | 320.2276 | 453.4269 | 385.5378 | 312.1538 | 271.5855 | 220.5246 | 150.2092 | 367.3624 | 385.9958 | 413.7349 | 261.2474 | 350.6082 | 348.7721 | 420.8759 | 388.1132 | 491.3758 | 422.7277 | 392.4574
3621 | 21 | 151 | 5 | 271.2573 | 120.0126 | 299.8394 | 444.8819 | 390.3022 | 309.0077 | 271.0066 | 220.7184 | 170.7999 | 397.7601 | 389.3864 | 445.7222 | 257.2967 | 367.5439 | 317.0333 | 404.3937 | 402.1823 | 476.7979 | 425.8763 | 434.8648
3622 | 22 | 151 | 5 | 271.0012 | 115.5395 | 293.784 | 403.7349 | 382.1604 | 325.3274 | 273.4802 | 208.158 | 166.9993 | 395.2432 | 385.168 | 461.554 | 258.8674 | 401.0966 | 314.9973 | 410.9309 | 437.8806 | 491.1465 | 464.1277 | 469.5023
3623 | 23 | 151 | 5 | 271.7291 | 121.8476 | 289.32 | 411.4314 | 369.8021 | 314.9389 | 265.3278 | 209.5724 | 151.8257 | 374.2323 | 396.8375 | 451.7629 | 253.4612 | 374.5626 | 295.3718 | 406.1232 | 414.7402 | 480.5037 | 462.2033 | 440.3486
3624 | 0 | 152 | 6 | 246.0454 | 125.349 | 296.82 | 447.8412 | 379.1049 | 323.2269 | 277.7033 | 234.3628 | 181.7695 | 402.967 | 391.5695 | 452.4031 | 229.3451 | 364.4871 | 297.7818 | 408.3732 | 421.7231 | 476.2958 | 456.966 | 447.0612
3625 | 1 | 152 | 6 | 250.7804 | 127.4554 | 293.6894 | 450.6895 | 374.6158 | 318.4621 | 279.2888 | 234.7215 | 188.0781 | 399.1147 | 398.201 | 448.9021 | 242.8122 | 359.385 | 289.8312 | 405.0112 | 412.594 | 470 | 462.88 | 420.6883
3626 | 2 | 152 | 6 | 258.5146 | 127.2912 | 297.7965 | 463.3425 | 372.6899 | 315.7397 | 276.6445 | 231.8796 | 179.1247 | 387.9224 | 388.4553 | 441.4824 | 256.5438 | 351.6035 | 292.9087 | 408.0538 | 406.6295 | 477.2352 | 451.5891 | 415.1702
3627 | 3 | 152 | 6 | 259.8811 | 128.4954 | 304.3153 | 466.2747 | 380.7173 | 327.1341 | 274.9365 | 230.9143 | 186.8608 | 391.2175 | 397.8217 | 439.705 | 257.8764 | 364.4126 | 301.4353 | 406.7314 | 415.8047 | 477.7291 | 456.1225 | 410.6345
3628 | 4 | 152 | 6 | 259.1297 | 131.61 | 312.1038 | 465.3517 | 292.9801 | 301.4038 | 259.8577 | 230.087 | 168.2301 | 394.6528 | 393.3788 | 448.6351 | 236.1931 | 339.8365 | 312.7337 | 396.1133 | 335.2767 | 479.0711 | 420.8054 | 416.218
3629 | 5 | 152 | 6 | 253.9978 | 105.52 | 302.3671 | 416.8612 | 213.2834 | 184.5685 | 231.2371 | 185.9042 | 127.5978 | 320.8922 | 343.67 | 327.6427 | 226.4188 | 229.7824 | 287.2868 | 342.5638 | 240.6275 | 449.7879 | 357.1574 | 355.9331
3630 | 6 | 152 | 6 | 213.3674 | 96.1732 | 267.3734 | 356.8536 | 200.0316 | 168.0333 | 213.3775 | 188.8609 | 107.4667 | 247.7846 | 307.861 | 251.5589 | 204.2593 | 213.7974 | 244.3072 | 306.6222 | 225.4541 | 348.0843 | 337.3061 | 257.3602
3631 | 7 | 152 | 6 | 213.256 | 95.0458 | 249.0074 | 334.4976 | 201.1358 | 170.4375 | 209.7423 | 179.1552 | 107.7672 | 224.3916 | 304.5293 | 231.3229 | 207.6373 | 203.3687 | 221.9501 | 297.414 | 215.4031 | 294.8518 | 329.0017 | 229.1643
3632 | 8 | 152 | 6 | 211.1179 | 96.742 | 241.6177 | 324.5129 | 193.8434 | 168.1288 | 203.2262 | 178.7979 | 103.6916 | 215.4003 | 300.1647 | 227.3639 | 222.4893 | 192.6274 | 215.0105 | 297.1077 | 206.1935 | 277.7605 | 331.9433 | 218.7004
3633 | 9 | 152 | 6 | 208.7012 | 99.4129 | 248.9096 | 326.4399 | 199.5673 | 167.6567 | 201.7725 | 178.3071 | 100.8141 | 215.1809 | 293.3879 | 228.3465 | 201.2184 | 195.1189 | 217.9846 | 300.9159 | 214.4391 | 269.8932 | 336.8715 | 210.4017
3634 | 10 | 152 | 6 | 212.259 | 99.9568 | 255.6424 | 326.7876 | 195.4264 | 160.8229 | 208.7111 | 173.5212 | 103.9216 | 212.6012 | 296.9525 | 233.9469 | 206.6461 | 203.5192 | 221.0105 | 304.3541 | 222.5399 | 270.5747 | 341.3031 | 213.9196
3635 | 11 | 152 | 6 | 209.7849 | 99.0068 | 256.75 | 335.7036 | 190.1003 | 155.9409 | 209.8307 | 169.5767 | 104.2818 | 219.6781 | 296.0262 | 233.5203 | 218.1669 | 206.4939 | 224.4374 | 301.7101 | 218.9597 | 270.5637 | 342.2569 | 212.3929
3636 | 12 | 152 | 6 | 209.7126 | 100.8707 | 261.4796 | 340.0755 | 192.3495 | 158.1859 | 215.0651 | 170.0526 | 104.2276 | 223.7733 | 292.5991 | 230.8187 | 207.4918 | 205.9642 | 226.0237 | 302.4886 | 213.8255 | 275.5228 | 340.9836 | 212.526
3637 | 13 | 152 | 6 | 205.6196 | 102.6702 | 268.5147 | 336.8528 | 191.8437 | 157.6823 | 212.1765 | 165.2605 | 104.5951 | 225.1442 | 290.7521 | 229.2278 | 200.4358 | 206.6664 | 232.3402 | 306.1704 | 212.124 | 279.8606 | 337.8619 | 213.0375
3638 | 14 | 152 | 6 | 204.5728 | 105.7851 | 266.6908 | 346.481 | 192.9513 | 158.7759 | 215.7845 | 165.2118 | 105.4991 | 225.4151 | 291.6124 | 229.6034 | 193.1844 | 210.2643 | 233.4033 | 309.0376 | 217.4418 | 292.9662 | 339.6613 | 219.9395
3639 | 15 | 152 | 6 | 206.3911 | 106.7376 | 263.6445 | 361.9802 | 197.7503 | 156.1053 | 219.924 | 164.6748 | 106.8468 | 233.5313 | 291.2627 | 235.7933 | 188.9984 | 213.2254 | 231.1654 | 311.7774 | 223.2394 | 311.3039 | 347.3437 | 229.9474
3640 | 16 | 152 | 6 | 214.8462 | 109.7404 | 263.8149 | 384.1657 | 207.3372 | 155.4661 | 235.6078 | 167.4818 | 115.3073 | 241.682 | 296.1365 | 240.4407 | 188.4935 | 217.6318 | 241.1284 | 320.0835 | 232.377 | 331.7706 | 359.9802 | 241.6577
3641 | 17 | 152 | 6 | 233.7401 | 108.9367 | 276.304 | 411.4609 | 243.9829 | 168.692 | 269.1635 | 225.0598 | 139.8975 | 268.9275 | 309.9821 | 254.055 | 208.8611 | 234.842 | 266.5679 | 349.2262 | 273.1647 | 362.459 | 387.0335 | 271.6822
3642 | 18 | 152 | 6 | 250.2576 | 127.5841 | 330.3991 | 475.7804 | 337.0574 | 250.4347 | 299.4581 | 243.9048 | 185.7369 | 347.279 | 344.7113 | 315.9425 | 229.6793 | 315.3053 | 333.5346 | 407.6658 | 369.7717 | 421.1083 | 435.195 | 352.9986
3643 | 19 | 152 | 6 | 265.1929 | 123.1578 | 345.623 | 489.0265 | 363.5489 | 308.5818 | 303.6354 | 248.6361 | 205.1061 | 418.6183 | 399.213 | 431.0109 | 251.5308 | 332.5883 | 352.3268 | 419.6542 | 379.8596 | 491.7111 | 422.2167 | 406.3147
3644 | 20 | 152 | 6 | 261.2864 | 116.85 | 327.9269 | 489.0925 | 380.1163 | 309.1701 | 300.4257 | 249.26 | 182.5688 | 396.2718 | 391.9887 | 433.3302 | 248.5424 | 344.1489 | 343.1452 | 411.0675 | 390.9058 | 476.4449 | 411.103 | 379.1372
3645 | 21 | 152 | 6 | 252.8335 | 119.4506 | 323.4027 | 473.9352 | 396.0543 | 327.1501 | 296.8052 | 240.8708 | 187.8688 | 431.7853 | 391.5724 | 459.8706 | 244.9268 | 367.6003 | 328.3678 | 414.7004 | 408.348 | 480.5948 | 418.1034 | 408.1139
3646 | 22 | 152 | 6 | 253.9027 | 109.7118 | 314.7654 | 455.6235 | 394.405 | 328.0724 | 291.1723 | 237.4403 | 191.1683 | 422.4871 | 394.6661 | 480.3731 | 237.8859 | 376.9475 | 312.6677 | 415.0723 | 422.0997 | 510.1256 | 444.0918 | 455.136
3647 | 23 | 152 | 6 | 246.857 | 117.6746 | 305.291 | 453.7473 | 381.5296 | 327.667 | 284.715 | 239.506 | 183.1093 | 402.8117 | 401.3896 | 470.2964 | 233.0242 | 379.2114 | 305.8664 | 409.942 | 424.9724 | 511.4884 | 464.1016 | 475.3398
3648 | 0 | 153 | 6 | 246.0454 | 125.349 | 296.82 | 447.8412 | 379.1049 | 323.2269 | 277.7033 | 234.3628 | 181.7695 | 402.967 | 391.5695 | 452.4031 | 229.3451 | 364.4871 | 297.7818 | 408.3732 | 421.7231 | 476.2958 | 456.966 | 447.0612
3649 | 1 | 153 | 6 | 250.7804 | 127.4554 | 293.6894 | 450.6895 | 374.6158 | 318.4621 | 279.2888 | 234.7215 | 188.0781 | 399.1147 | 398.201 | 448.9021 | 242.8122 | 359.385 | 289.8312 | 405.0112 | 412.594 | 470 | 462.88 | 420.6883
3650 | 2 | 153 | 6 | 258.5146 | 127.2912 | 297.7965 | 463.3425 | 372.6899 | 315.7397 | 276.6445 | 231.8796 | 179.1247 | 387.9224 | 388.4553 | 441.4824 | 256.5438 | 351.6035 | 292.9087 | 408.0538 | 406.6295 | 477.2352 | 451.5891 | 415.1702
3651 | 3 | 153 | 6 | 259.8811 | 128.4954 | 304.3153 | 466.2747 | 380.7173 | 327.1341 | 274.9365 | 230.9143 | 186.8608 | 391.2175 | 397.8217 | 439.705 | 257.8764 | 364.4126 | 301.4353 | 406.7314 | 415.8047 | 477.7291 | 456.1225 | 410.6345
3652 | 4 | 153 | 6 | 259.1297 | 131.61 | 312.1038 | 465.3517 | 292.9801 | 301.4038 | 259.8577 | 230.087 | 168.2301 | 394.6528 | 393.3788 | 448.6351 | 236.1931 | 339.8365 | 312.7337 | 396.1133 | 335.2767 | 479.0711 | 420.8054 | 416.218
3653 | 5 | 153 | 6 | 253.9978 | 105.52 | 302.3671 | 416.8612 | 213.2834 | 184.5685 | 231.2371 | 185.9042 | 127.5978 | 320.8922 | 343.67 | 327.6427 | 226.4188 | 229.7824 | 287.2868 | 342.5638 | 240.6275 | 449.7879 | 357.1574 | 355.9331
3654 | 6 | 153 | 6 | 213.3674 | 96.1732 | 267.3734 | 356.8536 | 200.0316 | 168.0333 | 213.3775 | 188.8609 | 107.4667 | 247.7846 | 307.861 | 251.5589 | 204.2593 | 213.7974 | 244.3072 | 306.6222 | 225.4541 | 348.0843 | 337.3061 | 257.3602
3655 | 7 | 153 | 6 | 213.256 | 95.0458 | 249.0074 | 334.4976 | 201.1358 | 170.4375 | 209.7423 | 179.1552 | 107.7672 | 224.3916 | 304.5293 | 231.3229 | 207.6373 | 203.3687 | 221.9501 | 297.414 | 215.4031 | 294.8518 | 329.0017 | 229.1643
3656 | 8 | 153 | 6 | 211.1179 | 96.742 | 241.6177 | 324.5129 | 193.8434 | 168.1288 | 203.2262 | 178.7979 | 103.6916 | 215.4003 | 300.1647 | 227.3639 | 222.4893 | 192.6274 | 215.0105 | 297.1077 | 206.1935 | 277.7605 | 331.9433 | 218.7004
3657 | 9 | 153 | 6 | 208.7012 | 99.4129 | 248.9096 | 326.4399 | 199.5673 | 167.6567 | 201.7725 | 178.3071 | 100.8141 | 215.1809 | 293.3879 | 228.3465 | 201.2184 | 195.1189 | 217.9846 | 300.9159 | 214.4391 | 269.8932 | 336.8715 | 210.4017
3658 | 10 | 153 | 6 | 212.259 | 99.9568 | 255.6424 | 326.7876 | 195.4264 | 160.8229 | 208.7111 | 173.5212 | 103.9216 | 212.6012 | 296.9525 | 233.9469 | 206.6461 | 203.5192 | 221.0105 | 304.3541 | 222.5399 | 270.5747 | 341.3031 | 213.9196
3659 | 11 | 153 | 6 | 209.7849 | 99.0068 | 256.75 | 335.7036 | 190.1003 | 155.9409 | 209.8307 | 169.5767 | 104.2818 | 219.6781 | 296.0262 | 233.5203 | 218.1669 | 206.4939 | 224.4374 | 301.7101 | 218.9597 | 270.5637 | 342.2569 | 212.3929
3660 | 12 | 153 | 6 | 209.7126 | 100.8707 | 261.4796 | 340.0755 | 192.3495 | 158.1859 | 215.0651 | 170.0526 | 104.2276 | 223.7733 | 292.5991 | 230.8187 | 207.4918 | 205.9642 | 226.0237 | 302.4886 | 213.8255 | 275.5228 | 340.9836 | 212.526
3661 | 13 | 153 | 6 | 205.6196 | 102.6702 | 268.5147 | 336.8528 | 191.8437 | 157.6823 | 212.1765 | 165.2605 | 104.5951 | 225.1442 | 290.7521 | 229.2278 | 200.4358 | 206.6664 | 232.3402 | 306.1704 | 212.124 | 279.8606 | 337.8619 | 213.0375
3662 | 14 | 153 | 6 | 204.5728 | 105.7851 | 266.6908 | 346.481 | 192.9513 | 158.7759 | 215.7845 | 165.2118 | 105.4991 | 225.4151 | 291.6124 | 229.6034 | 193.1844 | 210.2643 | 233.4033 | 309.0376 | 217.4418 | 292.9662 | 339.6613 | 219.9395
3663 | 15 | 153 | 6 | 206.3911 | 106.7376 | 263.6445 | 361.9802 | 197.7503 | 156.1053 | 219.924 | 164.6748 | 106.8468 | 233.5313 | 291.2627 | 235.7933 | 188.9984 | 213.2254 | 231.1654 | 311.7774 | 223.2394 | 311.3039 | 347.3437 | 229.9474
3664 | 16 | 153 | 6 | 214.8462 | 109.7404 | 263.8149 | 384.1657 | 207.3372 | 155.4661 | 235.6078 | 167.4818 | 115.3073 | 241.682 | 296.1365 | 240.4407 | 188.4935 | 217.6318 | 241.1284 | 320.0835 | 232.377 | 331.7706 | 359.9802 | 241.6577
3665 | 17 | 153 | 6 | 233.7401 | 108.9367 | 276.304 | 411.4609 | 243.9829 | 168.692 | 269.1635 | 225.0598 | 139.8975 | 268.9275 | 309.9821 | 254.055 | 208.8611 | 234.842 | 266.5679 | 349.2262 | 273.1647 | 362.459 | 387.0335 | 271.6822
3666 | 18 | 153 | 6 | 250.2576 | 127.5841 | 330.3991 | 475.7804 | 337.0574 | 250.4347 | 299.4581 | 243.9048 | 185.7369 | 347.279 | 344.7113 | 315.9425 | 229.6793 | 315.3053 | 333.5346 | 407.6658 | 369.7717 | 421.1083 | 435.195 | 352.9986
3667 | 19 | 153 | 6 | 265.1929 | 123.1578 | 345.623 | 489.0265 | 363.5489 | 308.5818 | 303.6354 | 248.6361 | 205.1061 | 418.6183 | 399.213 | 431.0109 | 251.5308 | 332.5883 | 352.3268 | 419.6542 | 379.8596 | 491.7111 | 422.2167 | 406.3147
3668 | 20 | 153 | 6 | 261.2864 | 116.85 | 327.9269 | 489.0925 | 380.1163 | 309.1701 | 300.4257 | 249.26 | 182.5688 | 396.2718 | 391.9887 | 433.3302 | 248.5424 | 344.1489 | 343.1452 | 411.0675 | 390.9058 | 476.4449 | 411.103 | 379.1372
3669 | 21 | 153 | 6 | 252.8335 | 119.4506 | 323.4027 | 473.9352 | 396.0543 | 327.1501 | 296.8052 | 240.8708 | 187.8688 | 431.7853 | 391.5724 | 459.8706 | 244.9268 | 367.6003 | 328.3678 | 414.7004 | 408.348 | 480.5948 | 418.1034 | 408.1139
3670 | 22 | 153 | 6 | 253.9027 | 109.7118 | 314.7654 | 455.6235 | 394.405 | 328.0724 | 291.1723 | 237.4403 | 191.1683 | 422.4871 | 394.6661 | 480.3731 | 237.8859 | 376.9475 | 312.6677 | 415.0723 | 422.0997 | 510.1256 | 444.0918 | 455.136
3671 | 23 | 153 | 6 | 246.857 | 117.6746 | 305.291 | 453.7473 | 381.5296 | 327.667 | 284.715 | 239.506 | 183.1093 | 402.8117 | 401.3896 | 470.2964 | 233.0242 | 379.2114 | 305.8664 | 409.942 | 424.9724 | 511.4884 | 464.1016 | 475.3398
3672 | 0 | 154 | 6 | 246.0454 | 125.349 | 296.82 | 447.8412 | 379.1049 | 323.2269 | 277.7033 | 234.3628 | 181.7695 | 402.967 | 391.5695 | 452.4031 | 229.3451 | 364.4871 | 297.7818 | 408.3732 | 421.7231 | 476.2958 | 456.966 | 447.0612
3673 | 1 | 154 | 6 | 250.7804 | 127.4554 | 293.6894 | 450.6895 | 374.6158 | 318.4621 | 279.2888 | 234.7215 | 188.0781 | 399.1147 | 398.201 | 448.9021 | 242.8122 | 359.385 | 289.8312 | 405.0112 | 412.594 | 470 | 462.88 | 420.6883
3674 | 2 | 154 | 6 | 258.5146 | 127.2912 | 297.7965 | 463.3425 | 372.6899 | 315.7397 | 276.6445 | 231.8796 | 179.1247 | 387.9224 | 388.4553 | 441.4824 | 256.5438 | 351.6035 | 292.9087 | 408.0538 | 406.6295 | 477.2352 | 451.5891 | 415.1702
3675 | 3 | 154 | 6 | 259.8811 | 128.4954 | 304.3153 | 466.2747 | 380.7173 | 327.1341 | 274.9365 | 230.9143 | 186.8608 | 391.2175 | 397.8217 | 439.705 | 257.8764 | 364.4126 | 301.4353 | 406.7314 | 415.8047 | 477.7291 | 456.1225 | 410.6345
3676 | 4 | 154 | 6 | 259.1297 | 131.61 | 312.1038 | 465.3517 | 292.9801 | 301.4038 | 259.8577 | 230.087 | 168.2301 | 394.6528 | 393.3788 | 448.6351 | 236.1931 | 339.8365 | 312.7337 | 396.1133 | 335.2767 | 479.0711 | 420.8054 | 416.218
3677 | 5 | 154 | 6 | 253.9978 | 105.52 | 302.3671 | 416.8612 | 213.2834 | 184.5685 | 231.2371 | 185.9042 | 127.5978 | 320.8922 | 343.67 | 327.6427 | 226.4188 | 229.7824 | 287.2868 | 342.5638 | 240.6275 | 449.7879 | 357.1574 | 355.9331
3678 | 6 | 154 | 6 | 213.3674 | 96.1732 | 267.3734 | 356.8536 | 200.0316 | 168.0333 | 213.3775 | 188.8609 | 107.4667 | 247.7846 | 307.861 | 251.5589 | 204.2593 | 213.7974 | 244.3072 | 306.6222 | 225.4541 | 348.0843 | 337.3061 | 257.3602
3679 | 7 | 154 | 6 | 213.256 | 95.0458 | 249.0074 | 334.4976 | 201.1358 | 170.4375 | 209.7423 | 179.1552 | 107.7672 | 224.3916 | 304.5293 | 231.3229 | 207.6373 | 203.3687 | 221.9501 | 297.414 | 215.4031 | 294.8518 | 329.0017 | 229.1643
3680 | 8 | 154 | 6 | 211.1179 | 96.742 | 241.6177 | 324.5129 | 193.8434 | 168.1288 | 203.2262 | 178.7979 | 103.6916 | 215.4003 | 300.1647 | 227.3639 | 222.4893 | 192.6274 | 215.0105 | 297.1077 | 206.1935 | 277.7605 | 331.9433 | 218.7004
3681 | 9 | 154 | 6 | 208.7012 | 99.4129 | 248.9096 | 326.4399 | 199.5673 | 167.6567 | 201.7725 | 178.3071 | 100.8141 | 215.1809 | 293.3879 | 228.3465 | 201.2184 | 195.1189 | 217.9846 | 300.9159 | 214.4391 | 269.8932 | 336.8715 | 210.4017
3682 | 10 | 154 | 6 | 212.259 | 99.9568 | 255.6424 | 326.7876 | 195.4264 | 160.8229 | 208.7111 | 173.5212 | 103.9216 | 212.6012 | 296.9525 | 233.9469 | 206.6461 | 203.5192 | 221.0105 | 304.3541 | 222.5399 | 270.5747 | 341.3031 | 213.9196
3683 | 11 | 154 | 6 | 209.7849 | 99.0068 | 256.75 | 335.7036 | 190.1003 | 155.9409 | 209.8307 | 169.5767 | 104.2818 | 219.6781 | 296.0262 | 233.5203 | 218.1669 | 206.4939 | 224.4374 | 301.7101 | 218.9597 | 270.5637 | 342.2569 | 212.3929
3684 | 12 | 154 | 6 | 209.7126 | 100.8707 | 261.4796 | 340.0755 | 192.3495 | 158.1859 | 215.0651 | 170.0526 | 104.2276 | 223.7733 | 292.5991 | 230.8187 | 207.4918 | 205.9642 | 226.0237 | 302.4886 | 213.8255 | 275.5228 | 340.9836 | 212.526
3685 | 13 | 154 | 6 | 205.6196 | 102.6702 | 268.5147 | 336.8528 | 191.8437 | 157.6823 | 212.1765 | 165.2605 | 104.5951 | 225.1442 | 290.7521 | 229.2278 | 200.4358 | 206.6664 | 232.3402 | 306.1704 | 212.124 | 279.8606 | 337.8619 | 213.0375
3686 | 14 | 154 | 6 | 204.5728 | 105.7851 | 266.6908 | 346.481 | 192.9513 | 158.7759 | 215.7845 | 165.2118 | 105.4991 | 225.4151 | 291.6124 | 229.6034 | 193.1844 | 210.2643 | 233.4033 | 309.0376 | 217.4418 | 292.9662 | 339.6613 | 219.9395
3687 | 15 | 154 | 6 | 206.3911 | 106.7376 | 263.6445 | 361.9802 | 197.7503 | 156.1053 | 219.924 | 164.6748 | 106.8468 | 233.5313 | 291.2627 | 235.7933 | 188.9984 | 213.2254 | 231.1654 | 311.7774 | 223.2394 | 311.3039 | 347.3437 | 229.9474
3688 | 16 | 154 | 6 | 214.8462 | 109.7404 | 263.8149 | 384.1657 | 207.3372 | 155.4661 | 235.6078 | 167.4818 | 115.3073 | 241.682 | 296.1365 | 240.4407 | 188.4935 | 217.6318 | 241.1284 | 320.0835 | 232.377 | 331.7706 | 359.9802 | 241.6577
3689 | 17 | 154 | 6 | 233.7401 | 108.9367 | 276.304 | 411.4609 | 243.9829 | 168.692 | 269.1635 | 225.0598 | 139.8975 | 268.9275 | 309.9821 | 254.055 | 208.8611 | 234.842 | 266.5679 | 349.2262 | 273.1647 | 362.459 | 387.0335 | 271.6822
3690 | 18 | 154 | 6 | 250.2576 | 127.5841 | 330.3991 | 475.7804 | 337.0574 | 250.4347 | 299.4581 | 243.9048 | 185.7369 | 347.279 | 344.7113 | 315.9425 | 229.6793 | 315.3053 | 333.5346 | 407.6658 | 369.7717 | 421.1083 | 435.195 | 352.9986
3691 | 19 | 154 | 6 | 265.1929 | 123.1578 | 345.623 | 489.0265 | 363.5489 | 308.5818 | 303.6354 | 248.6361 | 205.1061 | 418.6183 | 399.213 | 431.0109 | 251.5308 | 332.5883 | 352.3268 | 419.6542 | 379.8596 | 491.7111 | 422.2167 | 406.3147
3692 | 20 | 154 | 6 | 261.2864 | 116.85 | 327.9269 | 489.0925 | 380.1163 | 309.1701 | 300.4257 | 249.26 | 182.5688 | 396.2718 | 391.9887 | 433.3302 | 248.5424 | 344.1489 | 343.1452 | 411.0675 | 390.9058 | 476.4449 | 411.103 | 379.1372
3693 | 21 | 154 | 6 | 252.8335 | 119.4506 | 323.4027 | 473.9352 | 396.0543 | 327.1501 | 296.8052 | 240.8708 | 187.8688 | 431.7853 | 391.5724 | 459.8706 | 244.9268 | 367.6003 | 328.3678 | 414.7004 | 408.348 | 480.5948 | 418.1034 | 408.1139
3694 | 22 | 154 | 6 | 253.9027 | 109.7118 | 314.7654 | 455.6235 | 394.405 | 328.0724 | 291.1723 | 237.4403 | 191.1683 | 422.4871 | 394.6661 | 480.3731 | 237.8859 | 376.9475 | 312.6677 | 415.0723 | 422.0997 | 510.1256 | 444.0918 | 455.136
3695 | 23 | 154 | 6 | 246.857 | 117.6746 | 305.291 | 453.7473 | 381.5296 | 327.667 | 284.715 | 239.506 | 183.1093 | 402.8117 | 401.3896 | 470.2964 | 233.0242 | 379.2114 | 305.8664 | 409.942 | 424.9724 | 511.4884 | 464.1016 | 475.3398
3696 | 0 | 155 | 6 | 246.0454 | 125.349 | 296.82 | 447.8412 | 379.1049 | 323.2269 | 277.7033 | 234.3628 | 181.7695 | 402.967 | 391.5695 | 452.4031 | 229.3451 | 364.4871 | 297.7818 | 408.3732 | 421.7231 | 476.2958 | 456.966 | 447.0612
3697 | 1 | 155 | 6 | 250.7804 | 127.4554 | 293.6894 | 450.6895 | 374.6158 | 318.4621 | 279.2888 | 234.7215 | 188.0781 | 399.1147 | 398.201 | 448.9021 | 242.8122 | 359.385 | 289.8312 | 405.0112 | 412.594 | 470 | 462.88 | 420.6883
3698 | 2 | 155 | 6 | 258.5146 | 127.2912 | 297.7965 | 463.3425 | 372.6899 | 315.7397 | 276.6445 | 231.8796 | 179.1247 | 387.9224 | 388.4553 | 441.4824 | 256.5438 | 351.6035 | 292.9087 | 408.0538 | 406.6295 | 477.2352 | 451.5891 | 415.1702
3699 | 3 | 155 | 6 | 259.8811 | 128.4954 | 304.3153 | 466.2747 | 380.7173 | 327.1341 | 274.9365 | 230.9143 | 186.8608 | 391.2175 | 397.8217 | 439.705 | 257.8764 | 364.4126 | 301.4353 | 406.7314 | 415.8047 | 477.7291 | 456.1225 | 410.6345
3700 | 4 | 155 | 6 | 259.1297 | 131.61 | 312.1038 | 465.3517 | 292.9801 | 301.4038 | 259.8577 | 230.087 | 168.2301 | 394.6528 | 393.3788 | 448.6351 | 236.1931 | 339.8365 | 312.7337 | 396.1133 | 335.2767 | 479.0711 | 420.8054 | 416.218
3701 | 5 | 155 | 6 | 253.9978 | 105.52 | 302.3671 | 416.8612 | 213.2834 | 184.5685 | 231.2371 | 185.9042 | 127.5978 | 320.8922 | 343.67 | 327.6427 | 226.4188 | 229.7824 | 287.2868 | 342.5638 | 240.6275 | 449.7879 | 357.1574 | 355.9331
3702 | 6 | 155 | 6 | 213.3674 | 96.1732 | 267.3734 | 356.8536 | 200.0316 | 168.0333 | 213.3775 | 188.8609 | 107.4667 | 247.7846 | 307.861 | 251.5589 | 204.2593 | 213.7974 | 244.3072 | 306.6222 | 225.4541 | 348.0843 | 337.3061 | 257.3602
3703 | 7 | 155 | 6 | 213.256 | 95.0458 | 249.0074 | 334.4976 | 201.1358 | 170.4375 | 209.7423 | 179.1552 | 107.7672 | 224.3916 | 304.5293 | 231.3229 | 207.6373 | 203.3687 | 221.9501 | 297.414 | 215.4031 | 294.8518 | 329.0017 | 229.1643
3704 | 8 | 155 | 6 | 211.1179 | 96.742 | 241.6177 | 324.5129 | 193.8434 | 168.1288 | 203.2262 | 178.7979 | 103.6916 | 215.4003 | 300.1647 | 227.3639 | 222.4893 | 192.6274 | 215.0105 | 297.1077 | 206.1935 | 277.7605 | 331.9433 | 218.7004
3705 | 9 | 155 | 6 | 208.7012 | 99.4129 | 248.9096 | 326.4399 | 199.5673 | 167.6567 | 201.7725 | 178.3071 | 100.8141 | 215.1809 | 293.3879 | 228.3465 | 201.2184 | 195.1189 | 217.9846 | 300.9159 | 214.4391 | 269.8932 | 336.8715 | 210.4017
3706 | 10 | 155 | 6 | 212.259 | 99.9568 | 255.6424 | 326.7876 | 195.4264 | 160.8229 | 208.7111 | 173.5212 | 103.9216 | 212.6012 | 296.9525 | 233.9469 | 206.6461 | 203.5192 | 221.0105 | 304.3541 | 222.5399 | 270.5747 | 341.3031 | 213.9196
3707 | 11 | 155 | 6 | 209.7849 | 99.0068 | 256.75 | 335.7036 | 190.1003 | 155.9409 | 209.8307 | 169.5767 | 104.2818 | 219.6781 | 296.0262 | 233.5203 | 218.1669 | 206.4939 | 224.4374 | 301.7101 | 218.9597 | 270.5637 | 342.2569 | 212.3929
3708 | 12 | 155 | 6 | 209.7126 | 100.8707 | 261.4796 | 340.0755 | 192.3495 | 158.1859 | 215.0651 | 170.0526 | 104.2276 | 223.7733 | 292.5991 | 230.8187 | 207.4918 | 205.9642 | 226.0237 | 302.4886 | 213.8255 | 275.5228 | 340.9836 | 212.526
3709 | 13 | 155 | 6 | 205.6196 | 102.6702 | 268.5147 | 336.8528 | 191.8437 | 157.6823 | 212.1765 | 165.2605 | 104.5951 | 225.1442 | 290.7521 | 229.2278 | 200.4358 | 206.6664 | 232.3402 | 306.1704 | 212.124 | 279.8606 | 337.8619 | 213.0375
3710 | 14 | 155 | 6 | 204.5728 | 105.7851 | 266.6908 | 346.481 | 192.9513 | 158.7759 | 215.7845 | 165.2118 | 105.4991 | 225.4151 | 291.6124 | 229.6034 | 193.1844 | 210.2643 | 233.4033 | 309.0376 | 217.4418 | 292.9662 | 339.6613 | 219.9395
3711 | 15 | 155 | 6 | 206.3911 | 106.7376 | 263.6445 | 361.9802 | 197.7503 | 156.1053 | 219.924 | 164.6748 | 106.8468 | 233.5313 | 291.2627 | 235.7933 | 188.9984 | 213.2254 | 231.1654 | 311.7774 | 223.2394 | 311.3039 | 347.3437 | 229.9474
3712 | 16 | 155 | 6 | 214.8462 | 109.7404 | 263.8149 | 384.1657 | 207.3372 | 155.4661 | 235.6078 | 167.4818 | 115.3073 | 241.682 | 296.1365 | 240.4407 | 188.4935 | 217.6318 | 241.1284 | 320.0835 | 232.377 | 331.7706 | 359.9802 | 241.6577
3713 | 17 | 155 | 6 | 233.7401 | 108.9367 | 276.304 | 411.4609 | 243.9829 | 168.692 | 269.1635 | 225.0598 | 139.8975 | 268.9275 | 309.9821 | 254.055 | 208.8611 | 234.842 | 266.5679 | 349.2262 | 273.1647 | 362.459 | 387.0335 | 271.6822
3714 | 18 | 155 | 6 | 250.2576 | 127.5841 | 330.3991 | 475.7804 | 337.0574 | 250.4347 | 299.4581 | 243.9048 | 185.7369 | 347.279 | 344.7113 | 315.9425 | 229.6793 | 315.3053 | 333.5346 | 407.6658 | 369.7717 | 421.1083 | 435.195 | 352.9986
3715 | 19 | 155 | 6 | 265.1929 | 123.1578 | 345.623 | 489.0265 | 363.5489 | 308.5818 | 303.6354 | 248.6361 | 205.1061 | 418.6183 | 399.213 | 431.0109 | 251.5308 | 332.5883 | 352.3268 | 419.6542 | 379.8596 | 491.7111 | 422.2167 | 406.3147
3716 | 20 | 155 | 6 | 261.2864 | 116.85 | 327.9269 | 489.0925 | 380.1163 | 309.1701 | 300.4257 | 249.26 | 182.5688 | 396.2718 | 391.9887 | 433.3302 | 248.5424 | 344.1489 | 343.1452 | 411.0675 | 390.9058 | 476.4449 | 411.103 | 379.1372
3717 | 21 | 155 | 6 | 252.8335 | 119.4506 | 323.4027 | 473.9352 | 396.0543 | 327.1501 | 296.8052 | 240.8708 | 187.8688 | 431.7853 | 391.5724 | 459.8706 | 244.9268 | 367.6003 | 328.3678 | 414.7004 | 408.348 | 480.5948 | 418.1034 | 408.1139
3718 | 22 | 155 | 6 | 253.9027 | 109.7118 | 314.7654 | 455.6235 | 394.405 | 328.0724 | 291.1723 | 237.4403 | 191.1683 | 422.4871 | 394.6661 | 480.3731 | 237.8859 | 376.9475 | 312.6677 | 415.0723 | 422.0997 | 510.1256 | 444.0918 | 455.136
3719 | 23 | 155 | 6 | 246.857 | 117.6746 | 305.291 | 453.7473 | 381.5296 | 327.667 | 284.715 | 239.506 | 183.1093 | 402.8117 | 401.3896 | 470.2964 | 233.0242 | 379.2114 | 305.8664 | 409.942 | 424.9724 | 511.4884 | 464.1016 | 475.3398
3720 | 0 | 156 | 6 | 246.0454 | 125.349 | 296.82 | 447.8412 | 379.1049 | 323.2269 | 277.7033 | 234.3628 | 181.7695 | 402.967 | 391.5695 | 452.4031 | 229.3451 | 364.4871 | 297.7818 | 408.3732 | 421.7231 | 476.2958 | 456.966 | 447.0612
3721 | 1 | 156 | 6 | 250.7804 | 127.4554 | 293.6894 | 450.6895 | 374.6158 | 318.4621 | 279.2888 | 234.7215 | 188.0781 | 399.1147 | 398.201 | 448.9021 | 242.8122 | 359.385 | 289.8312 | 405.0112 | 412.594 | 470 | 462.88 | 420.6883
3722 | 2 | 156 | 6 | 258.5146 | 127.2912 | 297.7965 | 463.3425 | 372.6899 | 315.7397 | 276.6445 | 231.8796 | 179.1247 | 387.9224 | 388.4553 | 441.4824 | 256.5438 | 351.6035 | 292.9087 | 408.0538 | 406.6295 | 477.2352 | 451.5891 | 415.1702
3723 | 3 | 156 | 6 | 259.8811 | 128.4954 | 304.3153 | 466.2747 | 380.7173 | 327.1341 | 274.9365 | 230.9143 | 186.8608 | 391.2175 | 397.8217 | 439.705 | 257.8764 | 364.4126 | 301.4353 | 406.7314 | 415.8047 | 477.7291 | 456.1225 | 410.6345
3724 | 4 | 156 | 6 | 259.1297 | 131.61 | 312.1038 | 465.3517 | 292.9801 | 301.4038 | 259.8577 | 230.087 | 168.2301 | 394.6528 | 393.3788 | 448.6351 | 236.1931 | 339.8365 | 312.7337 | 396.1133 | 335.2767 | 479.0711 | 420.8054 | 416.218
3725 | 5 | 156 | 6 | 253.9978 | 105.52 | 302.3671 | 416.8612 | 213.2834 | 184.5685 | 231.2371 | 185.9042 | 127.5978 | 320.8922 | 343.67 | 327.6427 | 226.4188 | 229.7824 | 287.2868 | 342.5638 | 240.6275 | 449.7879 | 357.1574 | 355.9331
3726 | 6 | 156 | 6 | 213.3674 | 96.1732 | 267.3734 | 356.8536 | 200.0316 | 168.0333 | 213.3775 | 188.8609 | 107.4667 | 247.7846 | 307.861 | 251.5589 | 204.2593 | 213.7974 | 244.3072 | 306.6222 | 225.4541 | 348.0843 | 337.3061 | 257.3602
3727 | 7 | 156 | 6 | 213.256 | 95.0458 | 249.0074 | 334.4976 | 201.1358 | 170.4375 | 209.7423 | 179.1552 | 107.7672 | 224.3916 | 304.5293 | 231.3229 | 207.6373 | 203.3687 | 221.9501 | 297.414 | 215.4031 | 294.8518 | 329.0017 | 229.1643
3728 | 8 | 156 | 6 | 211.1179 | 96.742 | 241.6177 | 324.5129 | 193.8434 | 168.1288 | 203.2262 | 178.7979 | 103.6916 | 215.4003 | 300.1647 | 227.3639 | 222.4893 | 192.6274 | 215.0105 | 297.1077 | 206.1935 | 277.7605 | 331.9433 | 218.7004
3729 | 9 | 156 | 6 | 208.7012 | 99.4129 | 248.9096 | 326.4399 | 199.5673 | 167.6567 | 201.7725 | 178.3071 | 100.8141 | 215.1809 | 293.3879 | 228.3465 | 201.2184 | 195.1189 | 217.9846 | 300.9159 | 214.4391 | 269.8932 | 336.8715 | 210.4017
3730 | 10 | 156 | 6 | 212.259 | 99.9568 | 255.6424 | 326.7876 | 195.4264 | 160.8229 | 208.7111 | 173.5212 | 103.9216 | 212.6012 | 296.9525 | 233.9469 | 206.6461 | 203.5192 | 221.0105 | 304.3541 | 222.5399 | 270.5747 | 341.3031 | 213.9196
3731 | 11 | 156 | 6 | 209.7849 | 99.0068 | 256.75 | 335.7036 | 190.1003 | 155.9409 | 209.8307 | 169.5767 | 104.2818 | 219.6781 | 296.0262 | 233.5203 | 218.1669 | 206.4939 | 224.4374 | 301.7101 | 218.9597 | 270.5637 | 342.2569 | 212.3929
3732 | 12 | 156 | 6 | 209.7126 | 100.8707 | 261.4796 | 340.0755 | 192.3495 | 158.1859 | 215.0651 | 170.0526 | 104.2276 | 223.7733 | 292.5991 | 230.8187 | 207.4918 | 205.9642 | 226.0237 | 302.4886 | 213.8255 | 275.5228 | 340.9836 | 212.526
3733 | 13 | 156 | 6 | 205.6196 | 102.6702 | 268.5147 | 336.8528 | 191.8437 | 157.6823 | 212.1765 | 165.2605 | 104.5951 | 225.1442 | 290.7521 | 229.2278 | 200.4358 | 206.6664 | 232.3402 | 306.1704 | 212.124 | 279.8606 | 337.8619 | 213.0375
3734 | 14 | 156 | 6 | 204.5728 | 105.7851 | 266.6908 | 346.481 | 192.9513 | 158.7759 | 215.7845 | 165.2118 | 105.4991 | 225.4151 | 291.6124 | 229.6034 | 193.1844 | 210.2643 | 233.4033 | 309.0376 | 217.4418 | 292.9662 | 339.6613 | 219.9395
3735 | 15 | 156 | 6 | 206.3911 | 106.7376 | 263.6445 | 361.9802 | 197.7503 | 156.1053 | 219.924 | 164.6748 | 106.8468 | 233.5313 | 291.2627 | 235.7933 | 188.9984 | 213.2254 | 231.1654 | 311.7774 | 223.2394 | 311.3039 | 347.3437 | 229.9474
3736 | 16 | 156 | 6 | 214.8462 | 109.7404 | 263.8149 | 384.1657 | 207.3372 | 155.4661 | 235.6078 | 167.4818 | 115.3073 | 241.682 | 296.1365 | 240.4407 | 188.4935 | 217.6318 | 241.1284 | 320.0835 | 232.377 | 331.7706 | 359.9802 | 241.6577
3737 | 17 | 156 | 6 | 233.7401 | 108.9367 | 276.304 | 411.4609 | 243.9829 | 168.692 | 269.1635 | 225.0598 | 139.8975 | 268.9275 | 309.9821 | 254.055 | 208.8611 | 234.842 | 266.5679 | 349.2262 | 273.1647 | 362.459 | 387.0335 | 271.6822
3738 | 18 | 156 | 6 | 250.2576 | 127.5841 | 330.3991 | 475.7804 | 337.0574 | 250.4347 | 299.4581 | 243.9048 | 185.7369 | 347.279 | 344.7113 | 315.9425 | 229.6793 | 315.3053 | 333.5346 | 407.6658 | 369.7717 | 421.1083 | 435.195 | 352.9986
3739 | 19 | 156 | 6 | 265.1929 | 123.1578 | 345.623 | 489.0265 | 363.5489 | 308.5818 | 303.6354 | 248.6361 | 205.1061 | 418.6183 | 399.213 | 431.0109 | 251.5308 | 332.5883 | 352.3268 | 419.6542 | 379.8596 | 491.7111 | 422.2167 | 406.3147
3740 | 20 | 156 | 6 | 261.2864 | 116.85 | 327.9269 | 489.0925 | 380.1163 | 309.1701 | 300.4257 | 249.26 | 182.5688 | 396.2718 | 391.9887 | 433.3302 | 248.5424 | 344.1489 | 343.1452 | 411.0675 | 390.9058 | 476.4449 | 411.103 | 379.1372
3741 | 21 | 156 | 6 | 252.8335 | 119.4506 | 323.4027 | 473.9352 | 396.0543 | 327.1501 | 296.8052 | 240.8708 | 187.8688 | 431.7853 | 391.5724 | 459.8706 | 244.9268 | 367.6003 | 328.3678 | 414.7004 | 408.348 | 480.5948 | 418.1034 | 408.1139
3742 | 22 | 156 | 6 | 253.9027 | 109.7118 | 314.7654 | 455.6235 | 394.405 | 328.0724 | 291.1723 | 237.4403 | 191.1683 | 422.4871 | 394.6661 | 480.3731 | 237.8859 | 376.9475 | 312.6677 | 415.0723 | 422.0997 | 510.1256 | 444.0918 | 455.136
3743 | 23 | 156 | 6 | 246.857 | 117.6746 | 305.291 | 453.7473 | 381.5296 | 327.667 | 284.715 | 239.506 | 183.1093 | 402.8117 | 401.3896 | 470.2964 | 233.0242 | 379.2114 | 305.8664 | 409.942 | 424.9724 | 511.4884 | 464.1016 | 475.3398
3744 | 0 | 157 | 6 | 246.0454 | 125.349 | 296.82 | 447.8412 | 379.1049 | 323.2269 | 277.7033 | 234.3628 | 181.7695 | 402.967 | 391.5695 | 452.4031 | 229.3451 | 364.4871 | 297.7818 | 408.3732 | 421.7231 | 476.2958 | 456.966 | 447.0612
3745 | 1 | 157 | 6 | 250.7804 | 127.4554 | 293.6894 | 450.6895 | 374.6158 | 318.4621 | 279.2888 | 234.7215 | 188.0781 | 399.1147 | 398.201 | 448.9021 | 242.8122 | 359.385 | 289.8312 | 405.0112 | 412.594 | 470 | 462.88 | 420.6883
3746 | 2 | 157 | 6 | 258.5146 | 127.2912 | 297.7965 | 463.3425 | 372.6899 | 315.7397 | 276.6445 | 231.8796 | 179.1247 | 387.9224 | 388.4553 | 441.4824 | 256.5438 | 351.6035 | 292.9087 | 408.0538 | 406.6295 | 477.2352 | 451.5891 | 415.1702
3747 | 3 | 157 | 6 | 259.8811 | 128.4954 | 304.3153 | 466.2747 | 380.7173 | 327.1341 | 274.9365 | 230.9143 | 186.8608 | 391.2175 | 397.8217 | 439.705 | 257.8764 | 364.4126 | 301.4353 | 406.7314 | 415.8047 | 477.7291 | 456.1225 | 410.6345
3748 | 4 | 157 | 6 | 259.1297 | 131.61 | 312.1038 | 465.3517 | 292.9801 | 301.4038 | 259.8577 | 230.087 | 168.2301 | 394.6528 | 393.3788 | 448.6351 | 236.1931 | 339.8365 | 312.7337 | 396.1133 | 335.2767 | 479.0711 | 420.8054 | 416.218
3749 | 5 | 157 | 6 | 253.9978 | 105.52 | 302.3671 | 416.8612 | 213.2834 | 184.5685 | 231.2371 | 185.9042 | 127.5978 | 320.8922 | 343.67 | 327.6427 | 226.4188 | 229.7824 | 287.2868 | 342.5638 | 240.6275 | 449.7879 | 357.1574 | 355.9331
3750 | 6 | 157 | 6 | 213.3674 | 96.1732 | 267.3734 | 356.8536 | 200.0316 | 168.0333 | 213.3775 | 188.8609 | 107.4667 | 247.7846 | 307.861 | 251.5589 | 204.2593 | 213.7974 | 244.3072 | 306.6222 | 225.4541 | 348.0843 | 337.3061 | 257.3602
3751 | 7 | 157 | 6 | 213.256 | 95.0458 | 249.0074 | 334.4976 | 201.1358 | 170.4375 | 209.7423 | 179.1552 | 107.7672 | 224.3916 | 304.5293 | 231.3229 | 207.6373 | 203.3687 | 221.9501 | 297.414 | 215.4031 | 294.8518 | 329.0017 | 229.1643
3752 | 8 | 157 | 6 | 211.1179 | 96.742 | 241.6177 | 324.5129 | 193.8434 | 168.1288 | 203.2262 | 178.7979 | 103.6916 | 215.4003 | 300.1647 | 227.3639 | 222.4893 | 192.6274 | 215.0105 | 297.1077 | 206.1935 | 277.7605 | 331.9433 | 218.7004
3753 | 9 | 157 | 6 | 208.7012 | 99.4129 | 248.9096 | 326.4399 | 199.5673 | 167.6567 | 201.7725 | 178.3071 | 100.8141 | 215.1809 | 293.3879 | 228.3465 | 201.2184 | 195.1189 | 217.9846 | 300.9159 | 214.4391 | 269.8932 | 336.8715 | 210.4017
3754 | 10 | 157 | 6 | 212.259 | 99.9568 | 255.6424 | 326.7876 | 195.4264 | 160.8229 | 208.7111 | 173.5212 | 103.9216 | 212.6012 | 296.9525 | 233.9469 | 206.6461 | 203.5192 | 221.0105 | 304.3541 | 222.5399 | 270.5747 | 341.3031 | 213.9196
3755 | 11 | 157 | 6 | 209.7849 | 99.0068 | 256.75 | 335.7036 | 190.1003 | 155.9409 | 209.8307 | 169.5767 | 104.2818 | 219.6781 | 296.0262 | 233.5203 | 218.1669 | 206.4939 | 224.4374 | 301.7101 | 218.9597 | 270.5637 | 342.2569 | 212.3929
3756 | 12 | 157 | 6 | 209.7126 | 100.8707 | 261.4796 | 340.0755 | 192.3495 | 158.1859 | 215.0651 | 170.0526 | 104.2276 | 223.7733 | 292.5991 | 230.8187 | 207.4918 | 205.9642 | 226.0237 | 302.4886 | 213.8255 | 275.5228 | 340.9836 | 212.526
3757 | 13 | 157 | 6 | 205.6196 | 102.6702 | 268.5147 | 336.8528 | 191.8437 | 157.6823 | 212.1765 | 165.2605 | 104.5951 | 225.1442 | 290.7521 | 229.2278 | 200.4358 | 206.6664 | 232.3402 | 306.1704 | 212.124 | 279.8606 | 337.8619 | 213.0375
3758 | 14 | 157 | 6 | 204.5728 | 105.7851 | 266.6908 | 346.481 | 192.9513 | 158.7759 | 215.7845 | 165.2118 | 105.4991 | 225.4151 | 291.6124 | 229.6034 | 193.1844 | 210.2643 | 233.4033 | 309.0376 | 217.4418 | 292.9662 | 339.6613 | 219.9395
3759 | 15 | 157 | 6 | 206.3911 | 106.7376 | 263.6445 | 361.9802 | 197.7503 | 156.1053 | 219.924 | 164.6748 | 106.8468 | 233.5313 | 291.2627 | 235.7933 | 188.9984 | 213.2254 | 231.1654 | 311.7774 | 223.2394 | 311.3039 | 347.3437 | 229.9474
3760 | 16 | 157 | 6 | 214.8462 | 109.7404 | 263.8149 | 384.1657 | 207.3372 | 155.4661 | 235.6078 | 167.4818 | 115.3073 | 241.682 | 296.1365 | 240.4407 | 188.4935 | 217.6318 | 241.1284 | 320.0835 | 232.377 | 331.7706 | 359.9802 | 241.6577
3761 | 17 | 157 | 6 | 233.7401 | 108.9367 | 276.304 | 411.4609 | 243.9829 | 168.692 | 269.1635 | 225.0598 | 139.8975 | 268.9275 | 309.9821 | 254.055 | 208.8611 | 234.842 | 266.5679 | 349.2262 | 273.1647 | 362.459 | 387.0335 | 271.6822
3762 | 18 | 157 | 6 | 250.2576 | 127.5841 | 330.3991 | 475.7804 | 337.0574 | 250.4347 | 299.4581 | 243.9048 | 185.7369 | 347.279 | 344.7113 | 315.9425 | 229.6793 | 315.3053 | 333.5346 | 407.6658 | 369.7717 | 421.1083 | 435.195 | 352.9986
3763 | 19 | 157 | 6 | 265.1929 | 123.1578 | 345.623 | 489.0265 | 363.5489 | 308.5818 | 303.6354 | 248.6361 | 205.1061 | 418.6183 | 399.213 | 431.0109 | 251.5308 | 332.5883 | 352.3268 | 419.6542 | 379.8596 | 491.7111 | 422.2167 | 406.3147
3764 | 20 | 157 | 6 | 261.2864 | 116.85 | 327.9269 | 489.0925 | 380.1163 | 309.1701 | 300.4257 | 249.26 | 182.5688 | 396.2718 | 391.9887 | 433.3302 | 248.5424 | 344.1489 | 343.1452 | 411.0675 | 390.9058 | 476.4449 | 411.103 | 379.1372
3765 | 21 | 157 | 6 | 252.8335 | 119.4506 | 323.4027 | 473.9352 | 396.0543 | 327.1501 | 296.8052 | 240.8708 | 187.8688 | 431.7853 | 391.5724 | 459.8706 | 244.9268 | 367.6003 | 328.3678 | 414.7004 | 408.348 | 480.5948 | 418.1034 | 408.1139
3766 | 22 | 157 | 6 | 253.9027 | 109.7118 | 314.7654 | 455.6235 | 394.405 | 328.0724 | 291.1723 | 237.4403 | 191.1683 | 422.4871 | 394.6661 | 480.3731 | 237.8859 | 376.9475 | 312.6677 | 415.0723 | 422.0997 | 510.1256 | 444.0918 | 455.136
3767 | 23 | 157 | 6 | 246.857 | 117.6746 | 305.291 | 453.7473 | 381.5296 | 327.667 | 284.715 | 239.506 | 183.1093 | 402.8117 | 401.3896 | 470.2964 | 233.0242 | 379.2114 | 305.8664 | 409.942 | 424.9724 | 511.4884 | 464.1016 | 475.3398
3768 | 0 | 158 | 6 | 246.0454 | 125.349 | 296.82 | 447.8412 | 379.1049 | 323.2269 | 277.7033 | 234.3628 | 181.7695 | 402.967 | 391.5695 | 452.4031 | 229.3451 | 364.4871 | 297.7818 | 408.3732 | 421.7231 | 476.2958 | 456.966 | 447.0612
3769 | 1 | 158 | 6 | 250.7804 | 127.4554 | 293.6894 | 450.6895 | 374.6158 | 318.4621 | 279.2888 | 234.7215 | 188.0781 | 399.1147 | 398.201 | 448.9021 | 242.8122 | 359.385 | 289.8312 | 405.0112 | 412.594 | 470 | 462.88 | 420.6883
3770 | 2 | 158 | 6 | 258.5146 | 127.2912 | 297.7965 | 463.3425 | 372.6899 | 315.7397 | 276.6445 | 231.8796 | 179.1247 | 387.9224 | 388.4553 | 441.4824 | 256.5438 | 351.6035 | 292.9087 | 408.0538 | 406.6295 | 477.2352 | 451.5891 | 415.1702
3771 | 3 | 158 | 6 | 259.8811 | 128.4954 | 304.3153 | 466.2747 | 380.7173 | 327.1341 | 274.9365 | 230.9143 | 186.8608 | 391.2175 | 397.8217 | 439.705 | 257.8764 | 364.4126 | 301.4353 | 406.7314 | 415.8047 | 477.7291 | 456.1225 | 410.6345
3772 | 4 | 158 | 6 | 259.1297 | 131.61 | 312.1038 | 465.3517 | 292.9801 | 301.4038 | 259.8577 | 230.087 | 168.2301 | 394.6528 | 393.3788 | 448.6351 | 236.1931 | 339.8365 | 312.7337 | 396.1133 | 335.2767 | 479.0711 | 420.8054 | 416.218
3773 | 5 | 158 | 6 | 253.9978 | 105.52 | 302.3671 | 416.8612 | 213.2834 | 184.5685 | 231.2371 | 185.9042 | 127.5978 | 320.8922 | 343.67 | 327.6427 | 226.4188 | 229.7824 | 287.2868 | 342.5638 | 240.6275 | 449.7879 | 357.1574 | 355.9331
3774 | 6 | 158 | 6 | 213.3674 | 96.1732 | 267.3734 | 356.8536 | 200.0316 | 168.0333 | 213.3775 | 188.8609 | 107.4667 | 247.7846 | 307.861 | 251.5589 | 204.2593 | 213.7974 | 244.3072 | 306.6222 | 225.4541 | 348.0843 | 337.3061 | 257.3602
3775 | 7 | 158 | 6 | 213.256 | 95.0458 | 249.0074 | 334.4976 | 201.1358 | 170.4375 | 209.7423 | 179.1552 | 107.7672 | 224.3916 | 304.5293 | 231.3229 | 207.6373 | 203.3687 | 221.9501 | 297.414 | 215.4031 | 294.8518 | 329.0017 | 229.1643
3776 | 8 | 158 | 6 | 211.1179 | 96.742 | 241.6177 | 324.5129 | 193.8434 | 168.1288 | 203.2262 | 178.7979 | 103.6916 | 215.4003 | 300.1647 | 227.3639 | 222.4893 | 192.6274 | 215.0105 | 297.1077 | 206.1935 | 277.7605 | 331.9433 | 218.7004
3777 | 9 | 158 | 6 | 208.7012 | 99.4129 | 248.9096 | 326.4399 | 199.5673 | 167.6567 | 201.7725 | 178.3071 | 100.8141 | 215.1809 | 293.3879 | 228.3465 | 201.2184 | 195.1189 | 217.9846 | 300.9159 | 214.4391 | 269.8932 | 336.8715 | 210.4017
3778 | 10 | 158 | 6 | 212.259 | 99.9568 | 255.6424 | 326.7876 | 195.4264 | 160.8229 | 208.7111 | 173.5212 | 103.9216 | 212.6012 | 296.9525 | 233.9469 | 206.6461 | 203.5192 | 221.0105 | 304.3541 | 222.5399 | 270.5747 | 341.3031 | 213.9196
3779 | 11 | 158 | 6 | 209.7849 | 99.0068 | 256.75 | 335.7036 | 190.1003 | 155.9409 | 209.8307 | 169.5767 | 104.2818 | 219.6781 | 296.0262 | 233.5203 | 218.1669 | 206.4939 | 224.4374 | 301.7101 | 218.9597 | 270.5637 | 342.2569 | 212.3929
3780 | 12 | 158 | 6 | 209.7126 | 100.8707 | 261.4796 | 340.0755 | 192.3495 | 158.1859 | 215.0651 | 170.0526 | 104.2276 | 223.7733 | 292.5991 | 230.8187 | 207.4918 | 205.9642 | 226.0237 | 302.4886 | 213.8255 | 275.5228 | 340.9836 | 212.526
3781 | 13 | 158 | 6 | 205.6196 | 102.6702 | 268.5147 | 336.8528 | 191.8437 | 157.6823 | 212.1765 | 165.2605 | 104.5951 | 225.1442 | 290.7521 | 229.2278 | 200.4358 | 206.6664 | 232.3402 | 306.1704 | 212.124 | 279.8606 | 337.8619 | 213.0375
3782 | 14 | 158 | 6 | 204.5728 | 105.7851 | 266.6908 | 346.481 | 192.9513 | 158.7759 | 215.7845 | 165.2118 | 105.4991 | 225.4151 | 291.6124 | 229.6034 | 193.1844 | 210.2643 | 233.4033 | 309.0376 | 217.4418 | 292.9662 | 339.6613 | 219.9395
3783 | 15 | 158 | 6 | 206.3911 | 106.7376 | 263.6445 | 361.9802 | 197.7503 | 156.1053 | 219.924 | 164.6748 | 106.8468 | 233.5313 | 291.2627 | 235.7933 | 188.9984 | 213.2254 | 231.1654 | 311.7774 | 223.2394 | 311.3039 | 347.3437 | 229.9474
3784 | 16 | 158 | 6 | 214.8462 | 109.7404 | 263.8149 | 384.1657 | 207.3372 | 155.4661 | 235.6078 | 167.4818 | 115.3073 | 241.682 | 296.1365 | 240.4407 | 188.4935 | 217.6318 | 241.1284 | 320.0835 | 232.377 | 331.7706 | 359.9802 | 241.6577
3785 | 17 | 158 | 6 | 233.7401 | 108.9367 | 276.304 | 411.4609 | 243.9829 | 168.692 | 269.1635 | 225.0598 | 139.8975 | 268.9275 | 309.9821 | 254.055 | 208.8611 | 234.842 | 266.5679 | 349.2262 | 273.1647 | 362.459 | 387.0335 | 271.6822
3786 | 18 | 158 | 6 | 250.2576 | 127.5841 | 330.3991 | 475.7804 | 337.0574 | 250.4347 | 299.4581 | 243.9048 | 185.7369 | 347.279 | 344.7113 | 315.9425 | 229.6793 | 315.3053 | 333.5346 | 407.6658 | 369.7717 | 421.1083 | 435.195 | 352.9986
3787 | 19 | 158 | 6 | 265.1929 | 123.1578 | 345.623 | 489.0265 | 363.5489 | 308.5818 | 303.6354 | 248.6361 | 205.1061 | 418.6183 | 399.213 | 431.0109 | 251.5308 | 332.5883 | 352.3268 | 419.6542 | 379.8596 | 491.7111 | 422.2167 | 406.3147
3788 | 20 | 158 | 6 | 261.2864 | 116.85 | 327.9269 | 489.0925 | 380.1163 | 309.1701 | 300.4257 | 249.26 | 182.5688 | 396.2718 | 391.9887 | 433.3302 | 248.5424 | 344.1489 | 343.1452 | 411.0675 | 390.9058 | 476.4449 | 411.103 | 379.1372
3789 | 21 | 158 | 6 | 252.8335 | 119.4506 | 323.4027 | 473.9352 | 396.0543 | 327.1501 | 296.8052 | 240.8708 | 187.8688 | 431.7853 | 391.5724 | 459.8706 | 244.9268 | 367.6003 | 328.3678 | 414.7004 | 408.348 | 480.5948 | 418.1034 | 408.1139
3790 | 22 | 158 | 6 | 253.9027 | 109.7118 | 314.7654 | 455.6235 | 394.405 | 328.0724 | 291.1723 | 237.4403 | 191.1683 | 422.4871 | 394.6661 | 480.3731 | 237.8859 | 376.9475 | 312.6677 | 415.0723 | 422.0997 | 510.1256 | 444.0918 | 455.136
3791 | 23 | 158 | 6 | 246.857 | 117.6746 | 305.291 | 453.7473 | 381.5296 | 327.667 | 284.715 | 239.506 | 183.1093 | 402.8117 | 401.3896 | 470.2964 | 233.0242 | 379.2114 | 305.8664 | 409.942 | 424.9724 | 511.4884 | 464.1016 | 475.3398
3792 | 0 | 159 | 6 | 246.0454 | 125.349 | 296.82 | 447.8412 | 379.1049 | 323.2269 | 277.7033 | 234.3628 | 181.7695 | 402.967 | 391.5695 | 452.4031 | 229.3451 | 364.4871 | 297.7818 | 408.3732 | 421.7231 | 476.2958 | 456.966 | 447.0612
3793 | 1 | 159 | 6 | 250.7804 | 127.4554 | 293.6894 | 450.6895 | 374.6158 | 318.4621 | 279.2888 | 234.7215 | 188.0781 | 399.1147 | 398.201 | 448.9021 | 242.8122 | 359.385 | 289.8312 | 405.0112 | 412.594 | 470 | 462.88 | 420.6883
3794 | 2 | 159 | 6 | 258.5146 | 127.2912 | 297.7965 | 463.3425 | 372.6899 | 315.7397 | 276.6445 | 231.8796 | 179.1247 | 387.9224 | 388.4553 | 441.4824 | 256.5438 | 351.6035 | 292.9087 | 408.0538 | 406.6295 | 477.2352 | 451.5891 | 415.1702
3795 | 3 | 159 | 6 | 259.8811 | 128.4954 | 304.3153 | 466.2747 | 380.7173 | 327.1341 | 274.9365 | 230.9143 | 186.8608 | 391.2175 | 397.8217 | 439.705 | 257.8764 | 364.4126 | 301.4353 | 406.7314 | 415.8047 | 477.7291 | 456.1225 | 410.6345
3796 | 4 | 159 | 6 | 259.1297 | 131.61 | 312.1038 | 465.3517 | 292.9801 | 301.4038 | 259.8577 | 230.087 | 168.2301 | 394.6528 | 393.3788 | 448.6351 | 236.1931 | 339.8365 | 312.7337 | 396.1133 | 335.2767 | 479.0711 | 420.8054 | 416.218
3797 | 5 | 159 | 6 | 253.9978 | 105.52 | 302.3671 | 416.8612 | 213.2834 | 184.5685 | 231.2371 | 185.9042 | 127.5978 | 320.8922 | 343.67 | 327.6427 | 226.4188 | 229.7824 | 287.2868 | 342.5638 | 240.6275 | 449.7879 | 357.1574 | 355.9331
3798 | 6 | 159 | 6 | 213.3674 | 96.1732 | 267.3734 | 356.8536 | 200.0316 | 168.0333 | 213.3775 | 188.8609 | 107.4667 | 247.7846 | 307.861 | 251.5589 | 204.2593 | 213.7974 | 244.3072 | 306.6222 | 225.4541 | 348.0843 | 337.3061 | 257.3602
3799 | 7 | 159 | 6 | 213.256 | 95.0458 | 249.0074 | 334.4976 | 201.1358 | 170.4375 | 209.7423 | 179.1552 | 107.7672 | 224.3916 | 304.5293 | 231.3229 | 207.6373 | 203.3687 | 221.9501 | 297.414 | 215.4031 | 294.8518 | 329.0017 | 229.1643
3800 | 8 | 159 | 6 | 211.1179 | 96.742 | 241.6177 | 324.5129 | 193.8434 | 168.1288 | 203.2262 | 178.7979 | 103.6916 | 215.4003 | 300.1647 | 227.3639 | 222.4893 | 192.6274 | 215.0105 | 297.1077 | 206.1935 | 277.7605 | 331.9433 | 218.7004
3801 | 9 | 159 | 6 | 208.7012 | 99.4129 | 248.9096 | 326.4399 | 199.5673 | 167.6567 | 201.7725 | 178.3071 | 100.8141 | 215.1809 | 293.3879 | 228.3465 | 201.2184 | 195.1189 | 217.9846 | 300.9159 | 214.4391 | 269.8932 | 336.8715 | 210.4017
3802 | 10 | 159 | 6 | 212.259 | 99.9568 | 255.6424 | 326.7876 | 195.4264 | 160.8229 | 208.7111 | 173.5212 | 103.9216 | 212.6012 | 296.9525 | 233.9469 | 206.6461 | 203.5192 | 221.0105 | 304.3541 | 222.5399 | 270.5747 | 341.3031 | 213.9196
3803 | 11 | 159 | 6 | 209.7849 | 99.0068 | 256.75 | 335.7036 | 190.1003 | 155.9409 | 209.8307 | 169.5767 | 104.2818 | 219.6781 | 296.0262 | 233.5203 | 218.1669 | 206.4939 | 224.4374 | 301.7101 | 218.9597 | 270.5637 | 342.2569 | 212.3929
3804 | 12 | 159 | 6 | 209.7126 | 100.8707 | 261.4796 | 340.0755 | 192.3495 | 158.1859 | 215.0651 | 170.0526 | 104.2276 | 223.7733 | 292.5991 | 230.8187 | 207.4918 | 205.9642 | 226.0237 | 302.4886 | 213.8255 | 275.5228 | 340.9836 | 212.526
3805 | 13 | 159 | 6 | 205.6196 | 102.6702 | 268.5147 | 336.8528 | 191.8437 | 157.6823 | 212.1765 | 165.2605 | 104.5951 | 225.1442 | 290.7521 | 229.2278 | 200.4358 | 206.6664 | 232.3402 | 306.1704 | 212.124 | 279.8606 | 337.8619 | 213.0375
3806 | 14 | 159 | 6 | 204.5728 | 105.7851 | 266.6908 | 346.481 | 192.9513 | 158.7759 | 215.7845 | 165.2118 | 105.4991 | 225.4151 | 291.6124 | 229.6034 | 193.1844 | 210.2643 | 233.4033 | 309.0376 | 217.4418 | 292.9662 | 339.6613 | 219.9395
3807 | 15 | 159 | 6 | 206.3911 | 106.7376 | 263.6445 | 361.9802 | 197.7503 | 156.1053 | 219.924 | 164.6748 | 106.8468 | 233.5313 | 291.2627 | 235.7933 | 188.9984 | 213.2254 | 231.1654 | 311.7774 | 223.2394 | 311.3039 | 347.3437 | 229.9474
3808 | 16 | 159 | 6 | 214.8462 | 109.7404 | 263.8149 | 384.1657 | 207.3372 | 155.4661 | 235.6078 | 167.4818 | 115.3073 | 241.682 | 296.1365 | 240.4407 | 188.4935 | 217.6318 | 241.1284 | 320.0835 | 232.377 | 331.7706 | 359.9802 | 241.6577
3809 | 17 | 159 | 6 | 233.7401 | 108.9367 | 276.304 | 411.4609 | 243.9829 | 168.692 | 269.1635 | 225.0598 | 139.8975 | 268.9275 | 309.9821 | 254.055 | 208.8611 | 234.842 | 266.5679 | 349.2262 | 273.1647 | 362.459 | 387.0335 | 271.6822
3810 | 18 | 159 | 6 | 250.2576 | 127.5841 | 330.3991 | 475.7804 | 337.0574 | 250.4347 | 299.4581 | 243.9048 | 185.7369 | 347.279 | 344.7113 | 315.9425 | 229.6793 | 315.3053 | 333.5346 | 407.6658 | 369.7717 | 421.1083 | 435.195 | 352.9986
3811 | 19 | 159 | 6 | 265.1929 | 123.1578 | 345.623 | 489.0265 | 363.5489 | 308.5818 | 303.6354 | 248.6361 | 205.1061 | 418.6183 | 399.213 | 431.0109 | 251.5308 | 332.5883 | 352.3268 | 419.6542 | 379.8596 | 491.7111 | 422.2167 | 406.3147
3812 | 20 | 159 | 6 | 261.2864 | 116.85 | 327.9269 | 489.0925 | 380.1163 | 309.1701 | 300.4257 | 249.26 | 182.5688 | 396.2718 | 391.9887 | 433.3302 | 248.5424 | 344.1489 | 343.1452 | 411.0675 | 390.9058 | 476.4449 | 411.103 | 379.1372
3813 | 21 | 159 | 6 | 252.8335 | 119.4506 | 323.4027 | 473.9352 | 396.0543 | 327.1501 | 296.8052 | 240.8708 | 187.8688 | 431.7853 | 391.5724 | 459.8706 | 244.9268 | 367.6003 | 328.3678 | 414.7004 | 408.348 | 480.5948 | 418.1034 | 408.1139
3814 | 22 | 159 | 6 | 253.9027 | 109.7118 | 314.7654 | 455.6235 | 394.405 | 328.0724 | 291.1723 | 237.4403 | 191.1683 | 422.4871 | 394.6661 | 480.3731 | 237.8859 | 376.9475 | 312.6677 | 415.0723 | 422.0997 | 510.1256 | 444.0918 | 455.136
3815 | 23 | 159 | 6 | 246.857 | 117.6746 | 305.291 | 453.7473 | 381.5296 | 327.667 | 284.715 | 239.506 | 183.1093 | 402.8117 | 401.3896 | 470.2964 | 233.0242 | 379.2114 | 305.8664 | 409.942 | 424.9724 | 511.4884 | 464.1016 | 475.3398
3816 | 0 | 160 | 6 | 246.0454 | 125.349 | 296.82 | 447.8412 | 379.1049 | 323.2269 | 277.7033 | 234.3628 | 181.7695 | 402.967 | 391.5695 | 452.4031 | 229.3451 | 364.4871 | 297.7818 | 408.3732 | 421.7231 | 476.2958 | 456.966 | 447.0612
3817 | 1 | 160 | 6 | 250.7804 | 127.4554 | 293.6894 | 450.6895 | 374.6158 | 318.4621 | 279.2888 | 234.7215 | 188.0781 | 399.1147 | 398.201 | 448.9021 | 242.8122 | 359.385 | 289.8312 | 405.0112 | 412.594 | 470 | 462.88 | 420.6883
3818 | 2 | 160 | 6 | 258.5146 | 127.2912 | 297.7965 | 463.3425 | 372.6899 | 315.7397 | 276.6445 | 231.8796 | 179.1247 | 387.9224 | 388.4553 | 441.4824 | 256.5438 | 351.6035 | 292.9087 | 408.0538 | 406.6295 | 477.2352 | 451.5891 | 415.1702
3819 | 3 | 160 | 6 | 259.8811 | 128.4954 | 304.3153 | 466.2747 | 380.7173 | 327.1341 | 274.9365 | 230.9143 | 186.8608 | 391.2175 | 397.8217 | 439.705 | 257.8764 | 364.4126 | 301.4353 | 406.7314 | 415.8047 | 477.7291 | 456.1225 | 410.6345
3820 | 4 | 160 | 6 | 259.1297 | 131.61 | 312.1038 | 465.3517 | 292.9801 | 301.4038 | 259.8577 | 230.087 | 168.2301 | 394.6528 | 393.3788 | 448.6351 | 236.1931 | 339.8365 | 312.7337 | 396.1133 | 335.2767 | 479.0711 | 420.8054 | 416.218
3821 | 5 | 160 | 6 | 253.9978 | 105.52 | 302.3671 | 416.8612 | 213.2834 | 184.5685 | 231.2371 | 185.9042 | 127.5978 | 320.8922 | 343.67 | 327.6427 | 226.4188 | 229.7824 | 287.2868 | 342.5638 | 240.6275 | 449.7879 | 357.1574 | 355.9331
3822 | 6 | 160 | 6 | 213.3674 | 96.1732 | 267.3734 | 356.8536 | 200.0316 | 168.0333 | 213.3775 | 188.8609 | 107.4667 | 247.7846 | 307.861 | 251.5589 | 204.2593 | 213.7974 | 244.3072 | 306.6222 | 225.4541 | 348.0843 | 337.3061 | 257.3602
3823 | 7 | 160 | 6 | 213.256 | 95.0458 | 249.0074 | 334.4976 | 201.1358 | 170.4375 | 209.7423 | 179.1552 | 107.7672 | 224.3916 | 304.5293 | 231.3229 | 207.6373 | 203.3687 | 221.9501 | 297.414 | 215.4031 | 294.8518 | 329.0017 | 229.1643
3824 | 8 | 160 | 6 | 211.1179 | 96.742 | 241.6177 | 324.5129 | 193.8434 | 168.1288 | 203.2262 | 178.7979 | 103.6916 | 215.4003 | 300.1647 | 227.3639 | 222.4893 | 192.6274 | 215.0105 | 297.1077 | 206.1935 | 277.7605 | 331.9433 | 218.7004
3825 | 9 | 160 | 6 | 208.7012 | 99.4129 | 248.9096 | 326.4399 | 199.5673 | 167.6567 | 201.7725 | 178.3071 | 100.8141 | 215.1809 | 293.3879 | 228.3465 | 201.2184 | 195.1189 | 217.9846 | 300.9159 | 214.4391 | 269.8932 | 336.8715 | 210.4017
3826 | 10 | 160 | 6 | 212.259 | 99.9568 | 255.6424 | 326.7876 | 195.4264 | 160.8229 | 208.7111 | 173.5212 | 103.9216 | 212.6012 | 296.9525 | 233.9469 | 206.6461 | 203.5192 | 221.0105 | 304.3541 | 222.5399 | 270.5747 | 341.3031 | 213.9196
3827 | 11 | 160 | 6 | 209.7849 | 99.0068 | 256.75 | 335.7036 | 190.1003 | 155.9409 | 209.8307 | 169.5767 | 104.2818 | 219.6781 | 296.0262 | 233.5203 | 218.1669 | 206.4939 | 224.4374 | 301.7101 | 218.9597 | 270.5637 | 342.2569 | 212.3929
3828 | 12 | 160 | 6 | 209.7126 | 100.8707 | 261.4796 | 340.0755 | 192.3495 | 158.1859 | 215.0651 | 170.0526 | 104.2276 | 223.7733 | 292.5991 | 230.8187 | 207.4918 | 205.9642 | 226.0237 | 302.4886 | 213.8255 | 275.5228 | 340.9836 | 212.526
3829 | 13 | 160 | 6 | 205.6196 | 102.6702 | 268.5147 | 336.8528 | 191.8437 | 157.6823 | 212.1765 | 165.2605 | 104.5951 | 225.1442 | 290.7521 | 229.2278 | 200.4358 | 206.6664 | 232.3402 | 306.1704 | 212.124 | 279.8606 | 337.8619 | 213.0375
3830 | 14 | 160 | 6 | 204.5728 | 105.7851 | 266.6908 | 346.481 | 192.9513 | 158.7759 | 215.7845 | 165.2118 | 105.4991 | 225.4151 | 291.6124 | 229.6034 | 193.1844 | 210.2643 | 233.4033 | 309.0376 | 217.4418 | 292.9662 | 339.6613 | 219.9395
3831 | 15 | 160 | 6 | 206.3911 | 106.7376 | 263.6445 | 361.9802 | 197.7503 | 156.1053 | 219.924 | 164.6748 | 106.8468 | 233.5313 | 291.2627 | 235.7933 | 188.9984 | 213.2254 | 231.1654 | 311.7774 | 223.2394 | 311.3039 | 347.3437 | 229.9474
3832 | 16 | 160 | 6 | 214.8462 | 109.7404 | 263.8149 | 384.1657 | 207.3372 | 155.4661 | 235.6078 | 167.4818 | 115.3073 | 241.682 | 296.1365 | 240.4407 | 188.4935 | 217.6318 | 241.1284 | 320.0835 | 232.377 | 331.7706 | 359.9802 | 241.6577
3833 | 17 | 160 | 6 | 233.7401 | 108.9367 | 276.304 | 411.4609 | 243.9829 | 168.692 | 269.1635 | 225.0598 | 139.8975 | 268.9275 | 309.9821 | 254.055 | 208.8611 | 234.842 | 266.5679 | 349.2262 | 273.1647 | 362.459 | 387.0335 | 271.6822
3834 | 18 | 160 | 6 | 250.2576 | 127.5841 | 330.3991 | 475.7804 | 337.0574 | 250.4347 | 299.4581 | 243.9048 | 185.7369 | 347.279 | 344.7113 | 315.9425 | 229.6793 | 315.3053 | 333.5346 | 407.6658 | 369.7717 | 421.1083 | 435.195 | 352.9986
3835 | 19 | 160 | 6 | 265.1929 | 123.1578 | 345.623 | 489.0265 | 363.5489 | 308.5818 | 303.6354 | 248.6361 | 205.1061 | 418.6183 | 399.213 | 431.0109 | 251.5308 | 332.5883 | 352.3268 | 419.6542 | 379.8596 | 491.7111 | 422.2167 | 406.3147
3836 | 20 | 160 | 6 | 261.2864 | 116.85 | 327.9269 | 489.0925 | 380.1163 | 309.1701 | 300.4257 | 249.26 | 182.5688 | 396.2718 | 391.9887 | 433.3302 | 248.5424 | 344.1489 | 343.1452 | 411.0675 | 390.9058 | 476.4449 | 411.103 | 379.1372
3837 | 21 | 160 | 6 | 252.8335 | 119.4506 | 323.4027 | 473.9352 | 396.0543 | 327.1501 | 296.8052 | 240.8708 | 187.8688 | 431.7853 | 391.5724 | 459.8706 | 244.9268 | 367.6003 | 328.3678 | 414.7004 | 408.348 | 480.5948 | 418.1034 | 408.1139
3838 | 22 | 160 | 6 | 253.9027 | 109.7118 | 314.7654 | 455.6235 | 394.405 | 328.0724 | 291.1723 | 237.4403 | 191.1683 | 422.4871 | 394.6661 | 480.3731 | 237.8859 | 376.9475 | 312.6677 | 415.0723 | 422.0997 | 510.1256 | 444.0918 | 455.136
3839 | 23 | 160 | 6 | 246.857 | 117.6746 | 305.291 | 453.7473 | 381.5296 | 327.667 | 284.715 | 239.506 | 183.1093 | 402.8117 | 401.3896 | 470.2964 | 233.0242 | 379.2114 | 305.8664 | 409.942 | 424.9724 | 511.4884 | 464.1016 | 475.3398
3840 | 0 | 161 | 6 | 246.0454 | 125.349 | 296.82 | 447.8412 | 379.1049 | 323.2269 | 277.7033 | 234.3628 | 181.7695 | 402.967 | 391.5695 | 452.4031 | 229.3451 | 364.4871 | 297.7818 | 408.3732 | 421.7231 | 476.2958 | 456.966 | 447.0612
3841 | 1 | 161 | 6 | 250.7804 | 127.4554 | 293.6894 | 450.6895 | 374.6158 | 318.4621 | 279.2888 | 234.7215 | 188.0781 | 399.1147 | 398.201 | 448.9021 | 242.8122 | 359.385 | 289.8312 | 405.0112 | 412.594 | 470 | 462.88 | 420.6883
3842 | 2 | 161 | 6 | 258.5146 | 127.2912 | 297.7965 | 463.3425 | 372.6899 | 315.7397 | 276.6445 | 231.8796 | 179.1247 | 387.9224 | 388.4553 | 441.4824 | 256.5438 | 351.6035 | 292.9087 | 408.0538 | 406.6295 | 477.2352 | 451.5891 | 415.1702
3843 | 3 | 161 | 6 | 259.8811 | 128.4954 | 304.3153 | 466.2747 | 380.7173 | 327.1341 | 274.9365 | 230.9143 | 186.8608 | 391.2175 | 397.8217 | 439.705 | 257.8764 | 364.4126 | 301.4353 | 406.7314 | 415.8047 | 477.7291 | 456.1225 | 410.6345
3844 | 4 | 161 | 6 | 259.1297 | 131.61 | 312.1038 | 465.3517 | 292.9801 | 301.4038 | 259.8577 | 230.087 | 168.2301 | 394.6528 | 393.3788 | 448.6351 | 236.1931 | 339.8365 | 312.7337 | 396.1133 | 335.2767 | 479.0711 | 420.8054 | 416.218
3845 | 5 | 161 | 6 | 253.9978 | 105.52 | 302.3671 | 416.8612 | 213.2834 | 184.5685 | 231.2371 | 185.9042 | 127.5978 | 320.8922 | 343.67 | 327.6427 | 226.4188 | 229.7824 | 287.2868 | 342.5638 | 240.6275 | 449.7879 | 357.1574 | 355.9331
3846 | 6 | 161 | 6 | 213.3674 | 96.1732 | 267.3734 | 356.8536 | 200.0316 | 168.0333 | 213.3775 | 188.8609 | 107.4667 | 247.7846 | 307.861 | 251.5589 | 204.2593 | 213.7974 | 244.3072 | 306.6222 | 225.4541 | 348.0843 | 337.3061 | 257.3602
3847 | 7 | 161 | 6 | 213.256 | 95.0458 | 249.0074 | 334.4976 | 201.1358 | 170.4375 | 209.7423 | 179.1552 | 107.7672 | 224.3916 | 304.5293 | 231.3229 | 207.6373 | 203.3687 | 221.9501 | 297.414 | 215.4031 | 294.8518 | 329.0017 | 229.1643
3848 | 8 | 161 | 6 | 211.1179 | 96.742 | 241.6177 | 324.5129 | 193.8434 | 168.1288 | 203.2262 | 178.7979 | 103.6916 | 215.4003 | 300.1647 | 227.3639 | 222.4893 | 192.6274 | 215.0105 | 297.1077 | 206.1935 | 277.7605 | 331.9433 | 218.7004
3849 | 9 | 161 | 6 | 208.7012 | 99.4129 | 248.9096 | 326.4399 | 199.5673 | 167.6567 | 201.7725 | 178.3071 | 100.8141 | 215.1809 | 293.3879 | 228.3465 | 201.2184 | 195.1189 | 217.9846 | 300.9159 | 214.4391 | 269.8932 | 336.8715 | 210.4017
3850 | 10 | 161 | 6 | 212.259 | 99.9568 | 255.6424 | 326.7876 | 195.4264 | 160.8229 | 208.7111 | 173.5212 | 103.9216 | 212.6012 | 296.9525 | 233.9469 | 206.6461 | 203.5192 | 221.0105 | 304.3541 | 222.5399 | 270.5747 | 341.3031 | 213.9196
3851 | 11 | 161 | 6 | 209.7849 | 99.0068 | 256.75 | 335.7036 | 190.1003 | 155.9409 | 209.8307 | 169.5767 | 104.2818 | 219.6781 | 296.0262 | 233.5203 | 218.1669 | 206.4939 | 224.4374 | 301.7101 | 218.9597 | 270.5637 | 342.2569 | 212.3929
3852 | 12 | 161 | 6 | 209.7126 | 100.8707 | 261.4796 | 340.0755 | 192.3495 | 158.1859 | 215.0651 | 170.0526 | 104.2276 | 223.7733 | 292.5991 | 230.8187 | 207.4918 | 205.9642 | 226.0237 | 302.4886 | 213.8255 | 275.5228 | 340.9836 | 212.526
3853 | 13 | 161 | 6 | 205.6196 | 102.6702 | 268.5147 | 336.8528 | 191.8437 | 157.6823 | 212.1765 | 165.2605 | 104.5951 | 225.1442 | 290.7521 | 229.2278 | 200.4358 | 206.6664 | 232.3402 | 306.1704 | 212.124 | 279.8606 | 337.8619 | 213.0375
3854 | 14 | 161 | 6 | 204.5728 | 105.7851 | 266.6908 | 346.481 | 192.9513 | 158.7759 | 215.7845 | 165.2118 | 105.4991 | 225.4151 | 291.6124 | 229.6034 | 193.1844 | 210.2643 | 233.4033 | 309.0376 | 217.4418 | 292.9662 | 339.6613 | 219.9395
3855 | 15 | 161 | 6 | 206.3911 | 106.7376 | 263.6445 | 361.9802 | 197.7503 | 156.1053 | 219.924 | 164.6748 | 106.8468 | 233.5313 | 291.2627 | 235.7933 | 188.9984 | 213.2254 | 231.1654 | 311.7774 | 223.2394 | 311.3039 | 347.3437 | 229.9474
3856 | 16 | 161 | 6 | 214.8462 | 109.7404 | 263.8149 | 384.1657 | 207.3372 | 155.4661 | 235.6078 | 167.4818 | 115.3073 | 241.682 | 296.1365 | 240.4407 | 188.4935 | 217.6318 | 241.1284 | 320.0835 | 232.377 | 331.7706 | 359.9802 | 241.6577
3857 | 17 | 161 | 6 | 233.7401 | 108.9367 | 276.304 | 411.4609 | 243.9829 | 168.692 | 269.1635 | 225.0598 | 139.8975 | 268.9275 | 309.9821 | 254.055 | 208.8611 | 234.842 | 266.5679 | 349.2262 | 273.1647 | 362.459 | 387.0335 | 271.6822
3858 | 18 | 161 | 6 | 250.2576 | 127.5841 | 330.3991 | 475.7804 | 337.0574 | 250.4347 | 299.4581 | 243.9048 | 185.7369 | 347.279 | 344.7113 | 315.9425 | 229.6793 | 315.3053 | 333.5346 | 407.6658 | 369.7717 | 421.1083 | 435.195 | 352.9986
3859 | 19 | 161 | 6 | 265.1929 | 123.1578 | 345.623 | 489.0265 | 363.5489 | 308.5818 | 303.6354 | 248.6361 | 205.1061 | 418.6183 | 399.213 | 431.0109 | 251.5308 | 332.5883 | 352.3268 | 419.6542 | 379.8596 | 491.7111 | 422.2167 | 406.3147
3860 | 20 | 161 | 6 | 261.2864 | 116.85 | 327.9269 | 489.0925 | 380.1163 | 309.1701 | 300.4257 | 249.26 | 182.5688 | 396.2718 | 391.9887 | 433.3302 | 248.5424 | 344.1489 | 343.1452 | 411.0675 | 390.9058 | 476.4449 | 411.103 | 379.1372
3861 | 21 | 161 | 6 | 252.8335 | 119.4506 | 323.4027 | 473.9352 | 396.0543 | 327.1501 | 296.8052 | 240.8708 | 187.8688 | 431.7853 | 391.5724 | 459.8706 | 244.9268 | 367.6003 | 328.3678 | 414.7004 | 408.348 | 480.5948 | 418.1034 | 408.1139
3862 | 22 | 161 | 6 | 253.9027 | 109.7118 | 314.7654 | 455.6235 | 394.405 | 328.0724 | 291.1723 | 237.4403 | 191.1683 | 422.4871 | 394.6661 | 480.3731 | 237.8859 | 376.9475 | 312.6677 | 415.0723 | 422.0997 | 510.1256 | 444.0918 | 455.136
3863 | 23 | 161 | 6 | 246.857 | 117.6746 | 305.291 | 453.7473 | 381.5296 | 327.667 | 284.715 | 239.506 | 183.1093 | 402.8117 | 401.3896 | 470.2964 | 233.0242 | 379.2114 | 305.8664 | 409.942 | 424.9724 | 511.4884 | 464.1016 | 475.3398
3864 | 0 | 162 | 6 | 246.0454 | 125.349 | 296.82 | 447.8412 | 379.1049 | 323.2269 | 277.7033 | 234.3628 | 181.7695 | 402.967 | 391.5695 | 452.4031 | 229.3451 | 364.4871 | 297.7818 | 408.3732 | 421.7231 | 476.2958 | 456.966 | 447.0612
3865 | 1 | 162 | 6 | 250.7804 | 127.4554 | 293.6894 | 450.6895 | 374.6158 | 318.4621 | 279.2888 | 234.7215 | 188.0781 | 399.1147 | 398.201 | 448.9021 | 242.8122 | 359.385 | 289.8312 | 405.0112 | 412.594 | 470 | 462.88 | 420.6883
3866 | 2 | 162 | 6 | 258.5146 | 127.2912 | 297.7965 | 463.3425 | 372.6899 | 315.7397 | 276.6445 | 231.8796 | 179.1247 | 387.9224 | 388.4553 | 441.4824 | 256.5438 | 351.6035 | 292.9087 | 408.0538 | 406.6295 | 477.2352 | 451.5891 | 415.1702
3867 | 3 | 162 | 6 | 259.8811 | 128.4954 | 304.3153 | 466.2747 | 380.7173 | 327.1341 | 274.9365 | 230.9143 | 186.8608 | 391.2175 | 397.8217 | 439.705 | 257.8764 | 364.4126 | 301.4353 | 406.7314 | 415.8047 | 477.7291 | 456.1225 | 410.6345
3868 | 4 | 162 | 6 | 259.1297 | 131.61 | 312.1038 | 465.3517 | 292.9801 | 301.4038 | 259.8577 | 230.087 | 168.2301 | 394.6528 | 393.3788 | 448.6351 | 236.1931 | 339.8365 | 312.7337 | 396.1133 | 335.2767 | 479.0711 | 420.8054 | 416.218
3869 | 5 | 162 | 6 | 253.9978 | 105.52 | 302.3671 | 416.8612 | 213.2834 | 184.5685 | 231.2371 | 185.9042 | 127.5978 | 320.8922 | 343.67 | 327.6427 | 226.4188 | 229.7824 | 287.2868 | 342.5638 | 240.6275 | 449.7879 | 357.1574 | 355.9331
3870 | 6 | 162 | 6 | 213.3674 | 96.1732 | 267.3734 | 356.8536 | 200.0316 | 168.0333 | 213.3775 | 188.8609 | 107.4667 | 247.7846 | 307.861 | 251.5589 | 204.2593 | 213.7974 | 244.3072 | 306.6222 | 225.4541 | 348.0843 | 337.3061 | 257.3602
3871 | 7 | 162 | 6 | 213.256 | 95.0458 | 249.0074 | 334.4976 | 201.1358 | 170.4375 | 209.7423 | 179.1552 | 107.7672 | 224.3916 | 304.5293 | 231.3229 | 207.6373 | 203.3687 | 221.9501 | 297.414 | 215.4031 | 294.8518 | 329.0017 | 229.1643
3872 | 8 | 162 | 6 | 211.1179 | 96.742 | 241.6177 | 324.5129 | 193.8434 | 168.1288 | 203.2262 | 178.7979 | 103.6916 | 215.4003 | 300.1647 | 227.3639 | 222.4893 | 192.6274 | 215.0105 | 297.1077 | 206.1935 | 277.7605 | 331.9433 | 218.7004
3873 | 9 | 162 | 6 | 208.7012 | 99.4129 | 248.9096 | 326.4399 | 199.5673 | 167.6567 | 201.7725 | 178.3071 | 100.8141 | 215.1809 | 293.3879 | 228.3465 | 201.2184 | 195.1189 | 217.9846 | 300.9159 | 214.4391 | 269.8932 | 336.8715 | 210.4017
3874 | 10 | 162 | 6 | 212.259 | 99.9568 | 255.6424 | 326.7876 | 195.4264 | 160.8229 | 208.7111 | 173.5212 | 103.9216 | 212.6012 | 296.9525 | 233.9469 | 206.6461 | 203.5192 | 221.0105 | 304.3541 | 222.5399 | 270.5747 | 341.3031 | 213.9196
3875 | 11 | 162 | 6 | 209.7849 | 99.0068 | 256.75 | 335.7036 | 190.1003 | 155.9409 | 209.8307 | 169.5767 | 104.2818 | 219.6781 | 296.0262 | 233.5203 | 218.1669 | 206.4939 | 224.4374 | 301.7101 | 218.9597 | 270.5637 | 342.2569 | 212.3929
3876 | 12 | 162 | 6 | 209.7126 | 100.8707 | 261.4796 | 340.0755 | 192.3495 | 158.1859 | 215.0651 | 170.0526 | 104.2276 | 223.7733 | 292.5991 | 230.8187 | 207.4918 | 205.9642 | 226.0237 | 302.4886 | 213.8255 | 275.5228 | 340.9836 | 212.526
3877 | 13 | 162 | 6 | 205.6196 | 102.6702 | 268.5147 | 336.8528 | 191.8437 | 157.6823 | 212.1765 | 165.2605 | 104.5951 | 225.1442 | 290.7521 | 229.2278 | 200.4358 | 206.6664 | 232.3402 | 306.1704 | 212.124 | 279.8606 | 337.8619 | 213.0375
3878 | 14 | 162 | 6 | 204.5728 | 105.7851 | 266.6908 | 346.481 | 192.9513 | 158.7759 | 215.7845 | 165.2118 | 105.4991 | 225.4151 | 291.6124 | 229.6034 | 193.1844 | 210.2643 | 233.4033 | 309.0376 | 217.4418 | 292.9662 | 339.6613 | 219.9395
3879 | 15 | 162 | 6 | 206.3911 | 106.7376 | 263.6445 | 361.9802 | 197.7503 | 156.1053 | 219.924 | 164.6748 | 106.8468 | 233.5313 | 291.2627 | 235.7933 | 188.9984 | 213.2254 | 231.1654 | 311.7774 | 223.2394 | 311.3039 | 347.3437 | 229.9474
3880 | 16 | 162 | 6 | 214.8462 | 109.7404 | 263.8149 | 384.1657 | 207.3372 | 155.4661 | 235.6078 | 167.4818 | 115.3073 | 241.682 | 296.1365 | 240.4407 | 188.4935 | 217.6318 | 241.1284 | 320.0835 | 232.377 | 331.7706 | 359.9802 | 241.6577
3881 | 17 | 162 | 6 | 233.7401 | 108.9367 | 276.304 | 411.4609 | 243.9829 | 168.692 | 269.1635 | 225.0598 | 139.8975 | 268.9275 | 309.9821 | 254.055 | 208.8611 | 234.842 | 266.5679 | 349.2262 | 273.1647 | 362.459 | 387.0335 | 271.6822
3882 | 18 | 162 | 6 | 250.2576 | 127.5841 | 330.3991 | 475.7804 | 337.0574 | 250.4347 | 299.4581 | 243.9048 | 185.7369 | 347.279 | 344.7113 | 315.9425 | 229.6793 | 315.3053 | 333.5346 | 407.6658 | 369.7717 | 421.1083 | 435.195 | 352.9986
3883 | 19 | 162 | 6 | 265.1929 | 123.1578 | 345.623 | 489.0265 | 363.5489 | 308.5818 | 303.6354 | 248.6361 | 205.1061 | 418.6183 | 399.213 | 431.0109 | 251.5308 | 332.5883 | 352.3268 | 419.6542 | 379.8596 | 491.7111 | 422.2167 | 406.3147
3884 | 20 | 162 | 6 | 261.2864 | 116.85 | 327.9269 | 489.0925 | 380.1163 | 309.1701 | 300.4257 | 249.26 | 182.5688 | 396.2718 | 391.9887 | 433.3302 | 248.5424 | 344.1489 | 343.1452 | 411.0675 | 390.9058 | 476.4449 | 411.103 | 379.1372
3885 | 21 | 162 | 6 | 252.8335 | 119.4506 | 323.4027 | 473.9352 | 396.0543 | 327.1501 | 296.8052 | 240.8708 | 187.8688 | 431.7853 | 391.5724 | 459.8706 | 244.9268 | 367.6003 | 328.3678 | 414.7004 | 408.348 | 480.5948 | 418.1034 | 408.1139
3886 | 22 | 162 | 6 | 253.9027 | 109.7118 | 314.7654 | 455.6235 | 394.405 | 328.0724 | 291.1723 | 237.4403 | 191.1683 | 422.4871 | 394.6661 | 480.3731 | 237.8859 | 376.9475 | 312.6677 | 415.0723 | 422.0997 | 510.1256 | 444.0918 | 455.136
3887 | 23 | 162 | 6 | 246.857 | 117.6746 | 305.291 | 453.7473 | 381.5296 | 327.667 | 284.715 | 239.506 | 183.1093 | 402.8117 | 401.3896 | 470.2964 | 233.0242 | 379.2114 | 305.8664 | 409.942 | 424.9724 | 511.4884 | 464.1016 | 475.3398
3888 | 0 | 163 | 6 | 246.0454 | 125.349 | 296.82 | 447.8412 | 379.1049 | 323.2269 | 277.7033 | 234.3628 | 181.7695 | 402.967 | 391.5695 | 452.4031 | 229.3451 | 364.4871 | 297.7818 | 408.3732 | 421.7231 | 476.2958 | 456.966 | 447.0612
3889 | 1 | 163 | 6 | 250.7804 | 127.4554 | 293.6894 | 450.6895 | 374.6158 | 318.4621 | 279.2888 | 234.7215 | 188.0781 | 399.1147 | 398.201 | 448.9021 | 242.8122 | 359.385 | 289.8312 | 405.0112 | 412.594 | 470 | 462.88 | 420.6883
3890 | 2 | 163 | 6 | 258.5146 | 127.2912 | 297.7965 | 463.3425 | 372.6899 | 315.7397 | 276.6445 | 231.8796 | 179.1247 | 387.9224 | 388.4553 | 441.4824 | 256.5438 | 351.6035 | 292.9087 | 408.0538 | 406.6295 | 477.2352 | 451.5891 | 415.1702
3891 | 3 | 163 | 6 | 259.8811 | 128.4954 | 304.3153 | 466.2747 | 380.7173 | 327.1341 | 274.9365 | 230.9143 | 186.8608 | 391.2175 | 397.8217 | 439.705 | 257.8764 | 364.4126 | 301.4353 | 406.7314 | 415.8047 | 477.7291 | 456.1225 | 410.6345
3892 | 4 | 163 | 6 | 259.1297 | 131.61 | 312.1038 | 465.3517 | 292.9801 | 301.4038 | 259.8577 | 230.087 | 168.2301 | 394.6528 | 393.3788 | 448.6351 | 236.1931 | 339.8365 | 312.7337 | 396.1133 | 335.2767 | 479.0711 | 420.8054 | 416.218
3893 | 5 | 163 | 6 | 253.9978 | 105.52 | 302.3671 | 416.8612 | 213.2834 | 184.5685 | 231.2371 | 185.9042 | 127.5978 | 320.8922 | 343.67 | 327.6427 | 226.4188 | 229.7824 | 287.2868 | 342.5638 | 240.6275 | 449.7879 | 357.1574 | 355.9331
3894 | 6 | 163 | 6 | 213.3674 | 96.1732 | 267.3734 | 356.8536 | 200.0316 | 168.0333 | 213.3775 | 188.8609 | 107.4667 | 247.7846 | 307.861 | 251.5589 | 204.2593 | 213.7974 | 244.3072 | 306.6222 | 225.4541 | 348.0843 | 337.3061 | 257.3602
3895 | 7 | 163 | 6 | 213.256 | 95.0458 | 249.0074 | 334.4976 | 201.1358 | 170.4375 | 209.7423 | 179.1552 | 107.7672 | 224.3916 | 304.5293 | 231.3229 | 207.6373 | 203.3687 | 221.9501 | 297.414 | 215.4031 | 294.8518 | 329.0017 | 229.1643
3896 | 8 | 163 | 6 | 211.1179 | 96.742 | 241.6177 | 324.5129 | 193.8434 | 168.1288 | 203.2262 | 178.7979 | 103.6916 | 215.4003 | 300.1647 | 227.3639 | 222.4893 | 192.6274 | 215.0105 | 297.1077 | 206.1935 | 277.7605 | 331.9433 | 218.7004
3897 | 9 | 163 | 6 | 208.7012 | 99.4129 | 248.9096 | 326.4399 | 199.5673 | 167.6567 | 201.7725 | 178.3071 | 100.8141 | 215.1809 | 293.3879 | 228.3465 | 201.2184 | 195.1189 | 217.9846 | 300.9159 | 214.4391 | 269.8932 | 336.8715 | 210.4017
3898 | 10 | 163 | 6 | 212.259 | 99.9568 | 255.6424 | 326.7876 | 195.4264 | 160.8229 | 208.7111 | 173.5212 | 103.9216 | 212.6012 | 296.9525 | 233.9469 | 206.6461 | 203.5192 | 221.0105 | 304.3541 | 222.5399 | 270.5747 | 341.3031 | 213.9196
3899 | 11 | 163 | 6 | 209.7849 | 99.0068 | 256.75 | 335.7036 | 190.1003 | 155.9409 | 209.8307 | 169.5767 | 104.2818 | 219.6781 | 296.0262 | 233.5203 | 218.1669 | 206.4939 | 224.4374 | 301.7101 | 218.9597 | 270.5637 | 342.2569 | 212.3929
3900 | 12 | 163 | 6 | 209.7126 | 100.8707 | 261.4796 | 340.0755 | 192.3495 | 158.1859 | 215.0651 | 170.0526 | 104.2276 | 223.7733 | 292.5991 | 230.8187 | 207.4918 | 205.9642 | 226.0237 | 302.4886 | 213.8255 | 275.5228 | 340.9836 | 212.526
3901 | 13 | 163 | 6 | 205.6196 | 102.6702 | 268.5147 | 336.8528 | 191.8437 | 157.6823 | 212.1765 | 165.2605 | 104.5951 | 225.1442 | 290.7521 | 229.2278 | 200.4358 | 206.6664 | 232.3402 | 306.1704 | 212.124 | 279.8606 | 337.8619 | 213.0375
3902 | 14 | 163 | 6 | 204.5728 | 105.7851 | 266.6908 | 346.481 | 192.9513 | 158.7759 | 215.7845 | 165.2118 | 105.4991 | 225.4151 | 291.6124 | 229.6034 | 193.1844 | 210.2643 | 233.4033 | 309.0376 | 217.4418 | 292.9662 | 339.6613 | 219.9395
3903 | 15 | 163 | 6 | 206.3911 | 106.7376 | 263.6445 | 361.9802 | 197.7503 | 156.1053 | 219.924 | 164.6748 | 106.8468 | 233.5313 | 291.2627 | 235.7933 | 188.9984 | 213.2254 | 231.1654 | 311.7774 | 223.2394 | 311.3039 | 347.3437 | 229.9474
3904 | 16 | 163 | 6 | 214.8462 | 109.7404 | 263.8149 | 384.1657 | 207.3372 | 155.4661 | 235.6078 | 167.4818 | 115.3073 | 241.682 | 296.1365 | 240.4407 | 188.4935 | 217.6318 | 241.1284 | 320.0835 | 232.377 | 331.7706 | 359.9802 | 241.6577
3905 | 17 | 163 | 6 | 233.7401 | 108.9367 | 276.304 | 411.4609 | 243.9829 | 168.692 | 269.1635 | 225.0598 | 139.8975 | 268.9275 | 309.9821 | 254.055 | 208.8611 | 234.842 | 266.5679 | 349.2262 | 273.1647 | 362.459 | 387.0335 | 271.6822
3906 | 18 | 163 | 6 | 250.2576 | 127.5841 | 330.3991 | 475.7804 | 337.0574 | 250.4347 | 299.4581 | 243.9048 | 185.7369 | 347.279 | 344.7113 | 315.9425 | 229.6793 | 315.3053 | 333.5346 | 407.6658 | 369.7717 | 421.1083 | 435.195 | 352.9986
3907 | 19 | 163 | 6 | 265.1929 | 123.1578 | 345.623 | 489.0265 | 363.5489 | 308.5818 | 303.6354 | 248.6361 | 205.1061 | 418.6183 | 399.213 | 431.0109 | 251.5308 | 332.5883 | 352.3268 | 419.6542 | 379.8596 | 491.7111 | 422.2167 | 406.3147
3908 | 20 | 163 | 6 | 261.2864 | 116.85 | 327.9269 | 489.0925 | 380.1163 | 309.1701 | 300.4257 | 249.26 | 182.5688 | 396.2718 | 391.9887 | 433.3302 | 248.5424 | 344.1489 | 343.1452 | 411.0675 | 390.9058 | 476.4449 | 411.103 | 379.1372
3909 | 21 | 163 | 6 | 252.8335 | 119.4506 | 323.4027 | 473.9352 | 396.0543 | 327.1501 | 296.8052 | 240.8708 | 187.8688 | 431.7853 | 391.5724 | 459.8706 | 244.9268 | 367.6003 | 328.3678 | 414.7004 | 408.348 | 480.5948 | 418.1034 | 408.1139
3910 | 22 | 163 | 6 | 253.9027 | 109.7118 | 314.7654 | 455.6235 | 394.405 | 328.0724 | 291.1723 | 237.4403 | 191.1683 | 422.4871 | 394.6661 | 480.3731 | 237.8859 | 376.9475 | 312.6677 | 415.0723 | 422.0997 | 510.1256 | 444.0918 | 455.136
3911 | 23 | 163 | 6 | 246.857 | 117.6746 | 305.291 | 453.7473 | 381.5296 | 327.667 | 284.715 | 239.506 | 183.1093 | 402.8117 | 401.3896 | 470.2964 | 233.0242 | 379.2114 | 305.8664 | 409.942 | 424.9724 | 511.4884 | 464.1016 | 475.3398
3912 | 0 | 164 | 6 | 246.0454 | 125.349 | 296.82 | 447.8412 | 379.1049 | 323.2269 | 277.7033 | 234.3628 | 181.7695 | 402.967 | 391.5695 | 452.4031 | 229.3451 | 364.4871 | 297.7818 | 408.3732 | 421.7231 | 476.2958 | 456.966 | 447.0612
3913 | 1 | 164 | 6 | 250.7804 | 127.4554 | 293.6894 | 450.6895 | 374.6158 | 318.4621 | 279.2888 | 234.7215 | 188.0781 | 399.1147 | 398.201 | 448.9021 | 242.8122 | 359.385 | 289.8312 | 405.0112 | 412.594 | 470 | 462.88 | 420.6883
3914 | 2 | 164 | 6 | 258.5146 | 127.2912 | 297.7965 | 463.3425 | 372.6899 | 315.7397 | 276.6445 | 231.8796 | 179.1247 | 387.9224 | 388.4553 | 441.4824 | 256.5438 | 351.6035 | 292.9087 | 408.0538 | 406.6295 | 477.2352 | 451.5891 | 415.1702
3915 | 3 | 164 | 6 | 259.8811 | 128.4954 | 304.3153 | 466.2747 | 380.7173 | 327.1341 | 274.9365 | 230.9143 | 186.8608 | 391.2175 | 397.8217 | 439.705 | 257.8764 | 364.4126 | 301.4353 | 406.7314 | 415.8047 | 477.7291 | 456.1225 | 410.6345
3916 | 4 | 164 | 6 | 259.1297 | 131.61 | 312.1038 | 465.3517 | 292.9801 | 301.4038 | 259.8577 | 230.087 | 168.2301 | 394.6528 | 393.3788 | 448.6351 | 236.1931 | 339.8365 | 312.7337 | 396.1133 | 335.2767 | 479.0711 | 420.8054 | 416.218
3917 | 5 | 164 | 6 | 253.9978 | 105.52 | 302.3671 | 416.8612 | 213.2834 | 184.5685 | 231.2371 | 185.9042 | 127.5978 | 320.8922 | 343.67 | 327.6427 | 226.4188 | 229.7824 | 287.2868 | 342.5638 | 240.6275 | 449.7879 | 357.1574 | 355.9331
3918 | 6 | 164 | 6 | 213.3674 | 96.1732 | 267.3734 | 356.8536 | 200.0316 | 168.0333 | 213.3775 | 188.8609 | 107.4667 | 247.7846 | 307.861 | 251.5589 | 204.2593 | 213.7974 | 244.3072 | 306.6222 | 225.4541 | 348.0843 | 337.3061 | 257.3602
3919 | 7 | 164 | 6 | 213.256 | 95.0458 | 249.0074 | 334.4976 | 201.1358 | 170.4375 | 209.7423 | 179.1552 | 107.7672 | 224.3916 | 304.5293 | 231.3229 | 207.6373 | 203.3687 | 221.9501 | 297.414 | 215.4031 | 294.8518 | 329.0017 | 229.1643
3920 | 8 | 164 | 6 | 211.1179 | 96.742 | 241.6177 | 324.5129 | 193.8434 | 168.1288 | 203.2262 | 178.7979 | 103.6916 | 215.4003 | 300.1647 | 227.3639 | 222.4893 | 192.6274 | 215.0105 | 297.1077 | 206.1935 | 277.7605 | 331.9433 | 218.7004
3921 | 9 | 164 | 6 | 208.7012 | 99.4129 | 248.9096 | 326.4399 | 199.5673 | 167.6567 | 201.7725 | 178.3071 | 100.8141 | 215.1809 | 293.3879 | 228.3465 | 201.2184 | 195.1189 | 217.9846 | 300.9159 | 214.4391 | 269.8932 | 336.8715 | 210.4017
3922 | 10 | 164 | 6 | 212.259 | 99.9568 | 255.6424 | 326.7876 | 195.4264 | 160.8229 | 208.7111 | 173.5212 | 103.9216 | 212.6012 | 296.9525 | 233.9469 | 206.6461 | 203.5192 | 221.0105 | 304.3541 | 222.5399 | 270.5747 | 341.3031 | 213.9196
3923 | 11 | 164 | 6 | 209.7849 | 99.0068 | 256.75 | 335.7036 | 190.1003 | 155.9409 | 209.8307 | 169.5767 | 104.2818 | 219.6781 | 296.0262 | 233.5203 | 218.1669 | 206.4939 | 224.4374 | 301.7101 | 218.9597 | 270.5637 | 342.2569 | 212.3929
3924 | 12 | 164 | 6 | 209.7126 | 100.8707 | 261.4796 | 340.0755 | 192.3495 | 158.1859 | 215.0651 | 170.0526 | 104.2276 | 223.7733 | 292.5991 | 230.8187 | 207.4918 | 205.9642 | 226.0237 | 302.4886 | 213.8255 | 275.5228 | 340.9836 | 212.526
3925 | 13 | 164 | 6 | 205.6196 | 102.6702 | 268.5147 | 336.8528 | 191.8437 | 157.6823 | 212.1765 | 165.2605 | 104.5951 | 225.1442 | 290.7521 | 229.2278 | 200.4358 | 206.6664 | 232.3402 | 306.1704 | 212.124 | 279.8606 | 337.8619 | 213.0375
3926 | 14 | 164 | 6 | 204.5728 | 105.7851 | 266.6908 | 346.481 | 192.9513 | 158.7759 | 215.7845 | 165.2118 | 105.4991 | 225.4151 | 291.6124 | 229.6034 | 193.1844 | 210.2643 | 233.4033 | 309.0376 | 217.4418 | 292.9662 | 339.6613 | 219.9395
3927 | 15 | 164 | 6 | 206.3911 | 106.7376 | 263.6445 | 361.9802 | 197.7503 | 156.1053 | 219.924 | 164.6748 | 106.8468 | 233.5313 | 291.2627 | 235.7933 | 188.9984 | 213.2254 | 231.1654 | 311.7774 | 223.2394 | 311.3039 | 347.3437 | 229.9474
3928 | 16 | 164 | 6 | 214.8462 | 109.7404 | 263.8149 | 384.1657 | 207.3372 | 155.4661 | 235.6078 | 167.4818 | 115.3073 | 241.682 | 296.1365 | 240.4407 | 188.4935 | 217.6318 | 241.1284 | 320.0835 | 232.377 | 331.7706 | 359.9802 | 241.6577
3929 | 17 | 164 | 6 | 233.7401 | 108.9367 | 276.304 | 411.4609 | 243.9829 | 168.692 | 269.1635 | 225.0598 | 139.8975 | 268.9275 | 309.9821 | 254.055 | 208.8611 | 234.842 | 266.5679 | 349.2262 | 273.1647 | 362.459 | 387.0335 | 271.6822
3930 | 18 | 164 | 6 | 250.2576 | 127.5841 | 330.3991 | 475.7804 | 337.0574 | 250.4347 | 299.4581 | 243.9048 | 185.7369 | 347.279 | 344.7113 | 315.9425 | 229.6793 | 315.3053 | 333.5346 | 407.6658 | 369.7717 | 421.1083 | 435.195 | 352.9986
3931 | 19 | 164 | 6 | 265.1929 | 123.1578 | 345.623 | 489.0265 | 363.5489 | 308.5818 | 303.6354 | 248.6361 | 205.1061 | 418.6183 | 399.213 | 431.0109 | 251.5308 | 332.5883 | 352.3268 | 419.6542 | 379.8596 | 491.7111 | 422.2167 | 406.3147
3932 | 20 | 164 | 6 | 261.2864 | 116.85 | 327.9269 | 489.0925 | 380.1163 | 309.1701 | 300.4257 | 249.26 | 182.5688 | 396.2718 | 391.9887 | 433.3302 | 248.5424 | 344.1489 | 343.1452 | 411.0675 | 390.9058 | 476.4449 | 411.103 | 379.1372
3933 | 21 | 164 | 6 | 252.8335 | 119.4506 | 323.4027 | 473.9352 | 396.0543 | 327.1501 | 296.8052 | 240.8708 | 187.8688 | 431.7853 | 391.5724 | 459.8706 | 244.9268 | 367.6003 | 328.3678 | 414.7004 | 408.348 | 480.5948 | 418.1034 | 408.1139
3934 | 22 | 164 | 6 | 253.9027 | 109.7118 | 314.7654 | 455.6235 | 394.405 | 328.0724 | 291.1723 | 237.4403 | 191.1683 | 422.4871 | 394.6661 | 480.3731 | 237.8859 | 376.9475 | 312.6677 | 415.0723 | 422.0997 | 510.1256 | 444.0918 | 455.136
3935 | 23 | 164 | 6 | 246.857 | 117.6746 | 305.291 | 453.7473 | 381.5296 | 327.667 | 284.715 | 239.506 | 183.1093 | 402.8117 | 401.3896 | 470.2964 | 233.0242 | 379.2114 | 305.8664 | 409.942 | 424.9724 | 511.4884 | 464.1016 | 475.3398
3936 | 0 | 165 | 6 | 246.0454 | 125.349 | 296.82 | 447.8412 | 379.1049 | 323.2269 | 277.7033 | 234.3628 | 181.7695 | 402.967 | 391.5695 | 452.4031 | 229.3451 | 364.4871 | 297.7818 | 408.3732 | 421.7231 | 476.2958 | 456.966 | 447.0612
3937 | 1 | 165 | 6 | 250.7804 | 127.4554 | 293.6894 | 450.6895 | 374.6158 | 318.4621 | 279.2888 | 234.7215 | 188.0781 | 399.1147 | 398.201 | 448.9021 | 242.8122 | 359.385 | 289.8312 | 405.0112 | 412.594 | 470 | 462.88 | 420.6883
3938 | 2 | 165 | 6 | 258.5146 | 127.2912 | 297.7965 | 463.3425 | 372.6899 | 315.7397 | 276.6445 | 231.8796 | 179.1247 | 387.9224 | 388.4553 | 441.4824 | 256.5438 | 351.6035 | 292.9087 | 408.0538 | 406.6295 | 477.2352 | 451.5891 | 415.1702
3939 | 3 | 165 | 6 | 259.8811 | 128.4954 | 304.3153 | 466.2747 | 380.7173 | 327.1341 | 274.9365 | 230.9143 | 186.8608 | 391.2175 | 397.8217 | 439.705 | 257.8764 | 364.4126 | 301.4353 | 406.7314 | 415.8047 | 477.7291 | 456.1225 | 410.6345
3940 | 4 | 165 | 6 | 259.1297 | 131.61 | 312.1038 | 465.3517 | 292.9801 | 301.4038 | 259.8577 | 230.087 | 168.2301 | 394.6528 | 393.3788 | 448.6351 | 236.1931 | 339.8365 | 312.7337 | 396.1133 | 335.2767 | 479.0711 | 420.8054 | 416.218
3941 | 5 | 165 | 6 | 253.9978 | 105.52 | 302.3671 | 416.8612 | 213.2834 | 184.5685 | 231.2371 | 185.9042 | 127.5978 | 320.8922 | 343.67 | 327.6427 | 226.4188 | 229.7824 | 287.2868 | 342.5638 | 240.6275 | 449.7879 | 357.1574 | 355.9331
3942 | 6 | 165 | 6 | 213.3674 | 96.1732 | 267.3734 | 356.8536 | 200.0316 | 168.0333 | 213.3775 | 188.8609 | 107.4667 | 247.7846 | 307.861 | 251.5589 | 204.2593 | 213.7974 | 244.3072 | 306.6222 | 225.4541 | 348.0843 | 337.3061 | 257.3602
3943 | 7 | 165 | 6 | 213.256 | 95.0458 | 249.0074 | 334.4976 | 201.1358 | 170.4375 | 209.7423 | 179.1552 | 107.7672 | 224.3916 | 304.5293 | 231.3229 | 207.6373 | 203.3687 | 221.9501 | 297.414 | 215.4031 | 294.8518 | 329.0017 | 229.1643
3944 | 8 | 165 | 6 | 211.1179 | 96.742 | 241.6177 | 324.5129 | 193.8434 | 168.1288 | 203.2262 | 178.7979 | 103.6916 | 215.4003 | 300.1647 | 227.3639 | 222.4893 | 192.6274 | 215.0105 | 297.1077 | 206.1935 | 277.7605 | 331.9433 | 218.7004
3945 | 9 | 165 | 6 | 208.7012 | 99.4129 | 248.9096 | 326.4399 | 199.5673 | 167.6567 | 201.7725 | 178.3071 | 100.8141 | 215.1809 | 293.3879 | 228.3465 | 201.2184 | 195.1189 | 217.9846 | 300.9159 | 214.4391 | 269.8932 | 336.8715 | 210.4017
3946 | 10 | 165 | 6 | 212.259 | 99.9568 | 255.6424 | 326.7876 | 195.4264 | 160.8229 | 208.7111 | 173.5212 | 103.9216 | 212.6012 | 296.9525 | 233.9469 | 206.6461 | 203.5192 | 221.0105 | 304.3541 | 222.5399 | 270.5747 | 341.3031 | 213.9196
3947 | 11 | 165 | 6 | 209.7849 | 99.0068 | 256.75 | 335.7036 | 190.1003 | 155.9409 | 209.8307 | 169.5767 | 104.2818 | 219.6781 | 296.0262 | 233.5203 | 218.1669 | 206.4939 | 224.4374 | 301.7101 | 218.9597 | 270.5637 | 342.2569 | 212.3929
3948 | 12 | 165 | 6 | 209.7126 | 100.8707 | 261.4796 | 340.0755 | 192.3495 | 158.1859 | 215.0651 | 170.0526 | 104.2276 | 223.7733 | 292.5991 | 230.8187 | 207.4918 | 205.9642 | 226.0237 | 302.4886 | 213.8255 | 275.5228 | 340.9836 | 212.526
3949 | 13 | 165 | 6 | 205.6196 | 102.6702 | 268.5147 | 336.8528 | 191.8437 | 157.6823 | 212.1765 | 165.2605 | 104.5951 | 225.1442 | 290.7521 | 229.2278 | 200.4358 | 206.6664 | 232.3402 | 306.1704 | 212.124 | 279.8606 | 337.8619 | 213.0375
3950 | 14 | 165 | 6 | 204.5728 | 105.7851 | 266.6908 | 346.481 | 192.9513 | 158.7759 | 215.7845 | 165.2118 | 105.4991 | 225.4151 | 291.6124 | 229.6034 | 193.1844 | 210.2643 | 233.4033 | 309.0376 | 217.4418 | 292.9662 | 339.6613 | 219.9395
3951 | 15 | 165 | 6 | 206.3911 | 106.7376 | 263.6445 | 361.9802 | 197.7503 | 156.1053 | 219.924 | 164.6748 | 106.8468 | 233.5313 | 291.2627 | 235.7933 | 188.9984 | 213.2254 | 231.1654 | 311.7774 | 223.2394 | 311.3039 | 347.3437 | 229.9474
3952 | 16 | 165 | 6 | 214.8462 | 109.7404 | 263.8149 | 384.1657 | 207.3372 | 155.4661 | 235.6078 | 167.4818 | 115.3073 | 241.682 | 296.1365 | 240.4407 | 188.4935 | 217.6318 | 241.1284 | 320.0835 | 232.377 | 331.7706 | 359.9802 | 241.6577
3953 | 17 | 165 | 6 | 233.7401 | 108.9367 | 276.304 | 411.4609 | 243.9829 | 168.692 | 269.1635 | 225.0598 | 139.8975 | 268.9275 | 309.9821 | 254.055 | 208.8611 | 234.842 | 266.5679 | 349.2262 | 273.1647 | 362.459 | 387.0335 | 271.6822
3954 | 18 | 165 | 6 | 250.2576 | 127.5841 | 330.3991 | 475.7804 | 337.0574 | 250.4347 | 299.4581 | 243.9048 | 185.7369 | 347.279 | 344.7113 | 315.9425 | 229.6793 | 315.3053 | 333.5346 | 407.6658 | 369.7717 | 421.1083 | 435.195 | 352.9986
3955 | 19 | 165 | 6 | 265.1929 | 123.1578 | 345.623 | 489.0265 | 363.5489 | 308.5818 | 303.6354 | 248.6361 | 205.1061 | 418.6183 | 399.213 | 431.0109 | 251.5308 | 332.5883 | 352.3268 | 419.6542 | 379.8596 | 491.7111 | 422.2167 | 406.3147
3956 | 20 | 165 | 6 | 261.2864 | 116.85 | 327.9269 | 489.0925 | 380.1163 | 309.1701 | 300.4257 | 249.26 | 182.5688 | 396.2718 | 391.9887 | 433.3302 | 248.5424 | 344.1489 | 343.1452 | 411.0675 | 390.9058 | 476.4449 | 411.103 | 379.1372
3957 | 21 | 165 | 6 | 252.8335 | 119.4506 | 323.4027 | 473.9352 | 396.0543 | 327.1501 | 296.8052 | 240.8708 | 187.8688 | 431.7853 | 391.5724 | 459.8706 | 244.9268 | 367.6003 | 328.3678 | 414.7004 | 408.348 | 480.5948 | 418.1034 | 408.1139
3958 | 22 | 165 | 6 | 253.9027 | 109.7118 | 314.7654 | 455.6235 | 394.405 | 328.0724 | 291.1723 | 237.4403 | 191.1683 | 422.4871 | 394.6661 | 480.3731 | 237.8859 | 376.9475 | 312.6677 | 415.0723 | 422.0997 | 510.1256 | 444.0918 | 455.136
3959 | 23 | 165 | 6 | 246.857 | 117.6746 | 305.291 | 453.7473 | 381.5296 | 327.667 | 284.715 | 239.506 | 183.1093 | 402.8117 | 401.3896 | 470.2964 | 233.0242 | 379.2114 | 305.8664 | 409.942 | 424.9724 | 511.4884 | 464.1016 | 475.3398
3960 | 0 | 166 | 6 | 246.0454 | 125.349 | 296.82 | 447.8412 | 379.1049 | 323.2269 | 277.7033 | 234.3628 | 181.7695 | 402.967 | 391.5695 | 452.4031 | 229.3451 | 364.4871 | 297.7818 | 408.3732 | 421.7231 | 476.2958 | 456.966 | 447.0612
3961 | 1 | 166 | 6 | 250.7804 | 127.4554 | 293.6894 | 450.6895 | 374.6158 | 318.4621 | 279.2888 | 234.7215 | 188.0781 | 399.1147 | 398.201 | 448.9021 | 242.8122 | 359.385 | 289.8312 | 405.0112 | 412.594 | 470 | 462.88 | 420.6883
3962 | 2 | 166 | 6 | 258.5146 | 127.2912 | 297.7965 | 463.3425 | 372.6899 | 315.7397 | 276.6445 | 231.8796 | 179.1247 | 387.9224 | 388.4553 | 441.4824 | 256.5438 | 351.6035 | 292.9087 | 408.0538 | 406.6295 | 477.2352 | 451.5891 | 415.1702
3963 | 3 | 166 | 6 | 259.8811 | 128.4954 | 304.3153 | 466.2747 | 380.7173 | 327.1341 | 274.9365 | 230.9143 | 186.8608 | 391.2175 | 397.8217 | 439.705 | 257.8764 | 364.4126 | 301.4353 | 406.7314 | 415.8047 | 477.7291 | 456.1225 | 410.6345
3964 | 4 | 166 | 6 | 259.1297 | 131.61 | 312.1038 | 465.3517 | 292.9801 | 301.4038 | 259.8577 | 230.087 | 168.2301 | 394.6528 | 393.3788 | 448.6351 | 236.1931 | 339.8365 | 312.7337 | 396.1133 | 335.2767 | 479.0711 | 420.8054 | 416.218
3965 | 5 | 166 | 6 | 253.9978 | 105.52 | 302.3671 | 416.8612 | 213.2834 | 184.5685 | 231.2371 | 185.9042 | 127.5978 | 320.8922 | 343.67 | 327.6427 | 226.4188 | 229.7824 | 287.2868 | 342.5638 | 240.6275 | 449.7879 | 357.1574 | 355.9331
3966 | 6 | 166 | 6 | 213.3674 | 96.1732 | 267.3734 | 356.8536 | 200.0316 | 168.0333 | 213.3775 | 188.8609 | 107.4667 | 247.7846 | 307.861 | 251.5589 | 204.2593 | 213.7974 | 244.3072 | 306.6222 | 225.4541 | 348.0843 | 337.3061 | 257.3602
3967 | 7 | 166 | 6 | 213.256 | 95.0458 | 249.0074 | 334.4976 | 201.1358 | 170.4375 | 209.7423 | 179.1552 | 107.7672 | 224.3916 | 304.5293 | 231.3229 | 207.6373 | 203.3687 | 221.9501 | 297.414 | 215.4031 | 294.8518 | 329.0017 | 229.1643
3968 | 8 | 166 | 6 | 211.1179 | 96.742 | 241.6177 | 324.5129 | 193.8434 | 168.1288 | 203.2262 | 178.7979 | 103.6916 | 215.4003 | 300.1647 | 227.3639 | 222.4893 | 192.6274 | 215.0105 | 297.1077 | 206.1935 | 277.7605 | 331.9433 | 218.7004
3969 | 9 | 166 | 6 | 208.7012 | 99.4129 | 248.9096 | 326.4399 | 199.5673 | 167.6567 | 201.7725 | 178.3071 | 100.8141 | 215.1809 | 293.3879 | 228.3465 | 201.2184 | 195.1189 | 217.9846 | 300.9159 | 214.4391 | 269.8932 | 336.8715 | 210.4017
3970 | 10 | 166 | 6 | 212.259 | 99.9568 | 255.6424 | 326.7876 | 195.4264 | 160.8229 | 208.7111 | 173.5212 | 103.9216 | 212.6012 | 296.9525 | 233.9469 | 206.6461 | 203.5192 | 221.0105 | 304.3541 | 222.5399 | 270.5747 | 341.3031 | 213.9196
3971 | 11 | 166 | 6 | 209.7849 | 99.0068 | 256.75 | 335.7036 | 190.1003 | 155.9409 | 209.8307 | 169.5767 | 104.2818 | 219.6781 | 296.0262 | 233.5203 | 218.1669 | 206.4939 | 224.4374 | 301.7101 | 218.9597 | 270.5637 | 342.2569 | 212.3929
3972 | 12 | 166 | 6 | 209.7126 | 100.8707 | 261.4796 | 340.0755 | 192.3495 | 158.1859 | 215.0651 | 170.0526 | 104.2276 | 223.7733 | 292.5991 | 230.8187 | 207.4918 | 205.9642 | 226.0237 | 302.4886 | 213.8255 | 275.5228 | 340.9836 | 212.526
3973 | 13 | 166 | 6 | 205.6196 | 102.6702 | 268.5147 | 336.8528 | 191.8437 | 157.6823 | 212.1765 | 165.2605 | 104.5951 | 225.1442 | 290.7521 | 229.2278 | 200.4358 | 206.6664 | 232.3402 | 306.1704 | 212.124 | 279.8606 | 337.8619 | 213.0375
3974 | 14 | 166 | 6 | 204.5728 | 105.7851 | 266.6908 | 346.481 | 192.9513 | 158.7759 | 215.7845 | 165.2118 | 105.4991 | 225.4151 | 291.6124 | 229.6034 | 193.1844 | 210.2643 | 233.4033 | 309.0376 | 217.4418 | 292.9662 | 339.6613 | 219.9395
3975 | 15 | 166 | 6 | 206.3911 | 106.7376 | 263.6445 | 361.9802 | 197.7503 | 156.1053 | 219.924 | 164.6748 | 106.8468 | 233.5313 | 291.2627 | 235.7933 | 188.9984 | 213.2254 | 231.1654 | 311.7774 | 223.2394 | 311.3039 | 347.3437 | 229.9474
3976 | 16 | 166 | 6 | 214.8462 | 109.7404 | 263.8149 | 384.1657 | 207.3372 | 155.4661 | 235.6078 | 167.4818 | 115.3073 | 241.682 | 296.1365 | 240.4407 | 188.4935 | 217.6318 | 241.1284 | 320.0835 | 232.377 | 331.7706 | 359.9802 | 241.6577
3977 | 17 | 166 | 6 | 233.7401 | 108.9367 | 276.304 | 411.4609 | 243.9829 | 168.692 | 269.1635 | 225.0598 | 139.8975 | 268.9275 | 309.9821 | 254.055 | 208.8611 | 234.842 | 266.5679 | 349.2262 | 273.1647 | 362.459 | 387.0335 | 271.6822
3978 | 18 | 166 | 6 | 250.2576 | 127.5841 | 330.3991 | 475.7804 | 337.0574 | 250.4347 | 299.4581 | 243.9048 | 185.7369 | 347.279 | 344.7113 | 315.9425 | 229.6793 | 315.3053 | 333.5346 | 407.6658 | 369.7717 | 421.1083 | 435.195 | 352.9986
3979 | 19 | 166 | 6 | 265.1929 | 123.1578 | 345.623 | 489.0265 | 363.5489 | 308.5818 | 303.6354 | 248.6361 | 205.1061 | 418.6183 | 399.213 | 431.0109 | 251.5308 | 332.5883 | 352.3268 | 419.6542 | 379.8596 | 491.7111 | 422.2167 | 406.3147
3980 | 20 | 166 | 6 | 261.2864 | 116.85 | 327.9269 | 489.0925 | 380.1163 | 309.1701 | 300.4257 | 249.26 | 182.5688 | 396.2718 | 391.9887 | 433.3302 | 248.5424 | 344.1489 | 343.1452 | 411.0675 | 390.9058 | 476.4449 | 411.103 | 379.1372
3981 | 21 | 166 | 6 | 252.8335 | 119.4506 | 323.4027 | 473.9352 | 396.0543 | 327.1501 | 296.8052 | 240.8708 | 187.8688 | 431.7853 | 391.5724 | 459.8706 | 244.9268 | 367.6003 | 328.3678 | 414.7004 | 408.348 | 480.5948 | 418.1034 | 408.1139
3982 | 22 | 166 | 6 | 253.9027 | 109.7118 | 314.7654 | 455.6235 | 394.405 | 328.0724 | 291.1723 | 237.4403 | 191.1683 | 422.4871 | 394.6661 | 480.3731 | 237.8859 | 376.9475 | 312.6677 | 415.0723 | 422.0997 | 510.1256 | 444.0918 | 455.136
3983 | 23 | 166 | 6 | 246.857 | 117.6746 | 305.291 | 453.7473 | 381.5296 | 327.667 | 284.715 | 239.506 | 183.1093 | 402.8117 | 401.3896 | 470.2964 | 233.0242 | 379.2114 | 305.8664 | 409.942 | 424.9724 | 511.4884 | 464.1016 | 475.3398
3984 | 0 | 167 | 6 | 246.0454 | 125.349 | 296.82 | 447.8412 | 379.1049 | 323.2269 | 277.7033 | 234.3628 | 181.7695 | 402.967 | 391.5695 | 452.4031 | 229.3451 | 364.4871 | 297.7818 | 408.3732 | 421.7231 | 476.2958 | 456.966 | 447.0612
3985 | 1 | 167 | 6 | 250.7804 | 127.4554 | 293.6894 | 450.6895 | 374.6158 | 318.4621 | 279.2888 | 234.7215 | 188.0781 | 399.1147 | 398.201 | 448.9021 | 242.8122 | 359.385 | 289.8312 | 405.0112 | 412.594 | 470 | 462.88 | 420.6883
3986 | 2 | 167 | 6 | 258.5146 | 127.2912 | 297.7965 | 463.3425 | 372.6899 | 315.7397 | 276.6445 | 231.8796 | 179.1247 | 387.9224 | 388.4553 | 441.4824 | 256.5438 | 351.6035 | 292.9087 | 408.0538 | 406.6295 | 477.2352 | 451.5891 | 415.1702
3987 | 3 | 167 | 6 | 259.8811 | 128.4954 | 304.3153 | 466.2747 | 380.7173 | 327.1341 | 274.9365 | 230.9143 | 186.8608 | 391.2175 | 397.8217 | 439.705 | 257.8764 | 364.4126 | 301.4353 | 406.7314 | 415.8047 | 477.7291 | 456.1225 | 410.6345
3988 | 4 | 167 | 6 | 259.1297 | 131.61 | 312.1038 | 465.3517 | 292.9801 | 301.4038 | 259.8577 | 230.087 | 168.2301 | 394.6528 | 393.3788 | 448.6351 | 236.1931 | 339.8365 | 312.7337 | 396.1133 | 335.2767 | 479.0711 | 420.8054 | 416.218
3989 | 5 | 167 | 6 | 253.9978 | 105.52 | 302.3671 | 416.8612 | 213.2834 | 184.5685 | 231.2371 | 185.9042 | 127.5978 | 320.8922 | 343.67 | 327.6427 | 226.4188 | 229.7824 | 287.2868 | 342.5638 | 240.6275 | 449.7879 | 357.1574 | 355.9331
3990 | 6 | 167 | 6 | 213.3674 | 96.1732 | 267.3734 | 356.8536 | 200.0316 | 168.0333 | 213.3775 | 188.8609 | 107.4667 | 247.7846 | 307.861 | 251.5589 | 204.2593 | 213.7974 | 244.3072 | 306.6222 | 225.4541 | 348.0843 | 337.3061 | 257.3602
3991 | 7 | 167 | 6 | 213.256 | 95.0458 | 249.0074 | 334.4976 | 201.1358 | 170.4375 | 209.7423 | 179.1552 | 107.7672 | 224.3916 | 304.5293 | 231.3229 | 207.6373 | 203.3687 | 221.9501 | 297.414 | 215.4031 | 294.8518 | 329.0017 | 229.1643
3992 | 8 | 167 | 6 | 211.1179 | 96.742 | 241.6177 | 324.5129 | 193.8434 | 168.1288 | 203.2262 | 178.7979 | 103.6916 | 215.4003 | 300.1647 | 227.3639 | 222.4893 | 192.6274 | 215.0105 | 297.1077 | 206.1935 | 277.7605 | 331.9433 | 218.7004
3993 | 9 | 167 | 6 | 208.7012 | 99.4129 | 248.9096 | 326.4399 | 199.5673 | 167.6567 | 201.7725 | 178.3071 | 100.8141 | 215.1809 | 293.3879 | 228.3465 | 201.2184 | 195.1189 | 217.9846 | 300.9159 | 214.4391 | 269.8932 | 336.8715 | 210.4017
3994 | 10 | 167 | 6 | 212.259 | 99.9568 | 255.6424 | 326.7876 | 195.4264 | 160.8229 | 208.7111 | 173.5212 | 103.9216 | 212.6012 | 296.9525 | 233.9469 | 206.6461 | 203.5192 | 221.0105 | 304.3541 | 222.5399 | 270.5747 | 341.3031 | 213.9196
3995 | 11 | 167 | 6 | 209.7849 | 99.0068 | 256.75 | 335.7036 | 190.1003 | 155.9409 | 209.8307 | 169.5767 | 104.2818 | 219.6781 | 296.0262 | 233.5203 | 218.1669 | 206.4939 | 224.4374 | 301.7101 | 218.9597 | 270.5637 | 342.2569 | 212.3929
3996 | 12 | 167 | 6 | 209.7126 | 100.8707 | 261.4796 | 340.0755 | 192.3495 | 158.1859 | 215.0651 | 170.0526 | 104.2276 | 223.7733 | 292.5991 | 230.8187 | 207.4918 | 205.9642 | 226.0237 | 302.4886 | 213.8255 | 275.5228 | 340.9836 | 212.526
3997 | 13 | 167 | 6 | 205.6196 | 102.6702 | 268.5147 | 336.8528 | 191.8437 | 157.6823 | 212.1765 | 165.2605 | 104.5951 | 225.1442 | 290.7521 | 229.2278 | 200.4358 | 206.6664 | 232.3402 | 306.1704 | 212.124 | 279.8606 | 337.8619 | 213.0375
3998 | 14 | 167 | 6 | 204.5728 | 105.7851 | 266.6908 | 346.481 | 192.9513 | 158.7759 | 215.7845 | 165.2118 | 105.4991 | 225.4151 | 291.6124 | 229.6034 | 193.1844 | 210.2643 | 233.4033 | 309.0376 | 217.4418 | 292.9662 | 339.6613 | 219.9395
3999 | 15 | 167 | 6 | 206.3911 | 106.7376 | 263.6445 | 361.9802 | 197.7503 | 156.1053 | 219.924 | 164.6748 | 106.8468 | 233.5313 | 291.2627 | 235.7933 | 188.9984 | 213.2254 | 231.1654 | 311.7774 | 223.2394 | 311.3039 | 347.3437 | 229.9474
4000 | 16 | 167 | 6 | 214.8462 | 109.7404 | 263.8149 | 384.1657 | 207.3372 | 155.4661 | 235.6078 | 167.4818 | 115.3073 | 241.682 | 296.1365 | 240.4407 | 188.4935 | 217.6318 | 241.1284 | 320.0835 | 232.377 | 331.7706 | 359.9802 | 241.6577
4001 | 17 | 167 | 6 | 233.7401 | 108.9367 | 276.304 | 411.4609 | 243.9829 | 168.692 | 269.1635 | 225.0598 | 139.8975 | 268.9275 | 309.9821 | 254.055 | 208.8611 | 234.842 | 266.5679 | 349.2262 | 273.1647 | 362.459 | 387.0335 | 271.6822
4002 | 18 | 167 | 6 | 250.2576 | 127.5841 | 330.3991 | 475.7804 | 337.0574 | 250.4347 | 299.4581 | 243.9048 | 185.7369 | 347.279 | 344.7113 | 315.9425 | 229.6793 | 315.3053 | 333.5346 | 407.6658 | 369.7717 | 421.1083 | 435.195 | 352.9986
4003 | 19 | 167 | 6 | 265.1929 | 123.1578 | 345.623 | 489.0265 | 363.5489 | 308.5818 | 303.6354 | 248.6361 | 205.1061 | 418.6183 | 399.213 | 431.0109 | 251.5308 | 332.5883 | 352.3268 | 419.6542 | 379.8596 | 491.7111 | 422.2167 | 406.3147
4004 | 20 | 167 | 6 | 261.2864 | 116.85 | 327.9269 | 489.0925 | 380.1163 | 309.1701 | 300.4257 | 249.26 | 182.5688 | 396.2718 | 391.9887 | 433.3302 | 248.5424 | 344.1489 | 343.1452 | 411.0675 | 390.9058 | 476.4449 | 411.103 | 379.1372
4005 | 21 | 167 | 6 | 252.8335 | 119.4506 | 323.4027 | 473.9352 | 396.0543 | 327.1501 | 296.8052 | 240.8708 | 187.8688 | 431.7853 | 391.5724 | 459.8706 | 244.9268 | 367.6003 | 328.3678 | 414.7004 | 408.348 | 480.5948 | 418.1034 | 408.1139
4006 | 22 | 167 | 6 | 253.9027 | 109.7118 | 314.7654 | 455.6235 | 394.405 | 328.0724 | 291.1723 | 237.4403 | 191.1683 | 422.4871 | 394.6661 | 480.3731 | 237.8859 | 376.9475 | 312.6677 | 415.0723 | 422.0997 | 510.1256 | 444.0918 | 455.136
4007 | 23 | 167 | 6 | 246.857 | 117.6746 | 305.291 | 453.7473 | 381.5296 | 327.667 | 284.715 | 239.506 | 183.1093 | 402.8117 | 401.3896 | 470.2964 | 233.0242 | 379.2114 | 305.8664 | 409.942 | 424.9724 | 511.4884 | 464.1016 | 475.3398
4008 | 0 | 168 | 6 | 246.0454 | 125.349 | 296.82 | 447.8412 | 379.1049 | 323.2269 | 277.7033 | 234.3628 | 181.7695 | 402.967 | 391.5695 | 452.4031 | 229.3451 | 364.4871 | 297.7818 | 408.3732 | 421.7231 | 476.2958 | 456.966 | 447.0612
4009 | 1 | 168 | 6 | 250.7804 | 127.4554 | 293.6894 | 450.6895 | 374.6158 | 318.4621 | 279.2888 | 234.7215 | 188.0781 | 399.1147 | 398.201 | 448.9021 | 242.8122 | 359.385 | 289.8312 | 405.0112 | 412.594 | 470 | 462.88 | 420.6883
4010 | 2 | 168 | 6 | 258.5146 | 127.2912 | 297.7965 | 463.3425 | 372.6899 | 315.7397 | 276.6445 | 231.8796 | 179.1247 | 387.9224 | 388.4553 | 441.4824 | 256.5438 | 351.6035 | 292.9087 | 408.0538 | 406.6295 | 477.2352 | 451.5891 | 415.1702
4011 | 3 | 168 | 6 | 259.8811 | 128.4954 | 304.3153 | 466.2747 | 380.7173 | 327.1341 | 274.9365 | 230.9143 | 186.8608 | 391.2175 | 397.8217 | 439.705 | 257.8764 | 364.4126 | 301.4353 | 406.7314 | 415.8047 | 477.7291 | 456.1225 | 410.6345
4012 | 4 | 168 | 6 | 259.1297 | 131.61 | 312.1038 | 465.3517 | 292.9801 | 301.4038 | 259.8577 | 230.087 | 168.2301 | 394.6528 | 393.3788 | 448.6351 | 236.1931 | 339.8365 | 312.7337 | 396.1133 | 335.2767 | 479.0711 | 420.8054 | 416.218
4013 | 5 | 168 | 6 | 253.9978 | 105.52 | 302.3671 | 416.8612 | 213.2834 | 184.5685 | 231.2371 | 185.9042 | 127.5978 | 320.8922 | 343.67 | 327.6427 | 226.4188 | 229.7824 | 287.2868 | 342.5638 | 240.6275 | 449.7879 | 357.1574 | 355.9331
4014 | 6 | 168 | 6 | 213.3674 | 96.1732 | 267.3734 | 356.8536 | 200.0316 | 168.0333 | 213.3775 | 188.8609 | 107.4667 | 247.7846 | 307.861 | 251.5589 | 204.2593 | 213.7974 | 244.3072 | 306.6222 | 225.4541 | 348.0843 | 337.3061 | 257.3602
4015 | 7 | 168 | 6 | 213.256 | 95.0458 | 249.0074 | 334.4976 | 201.1358 | 170.4375 | 209.7423 | 179.1552 | 107.7672 | 224.3916 | 304.5293 | 231.3229 | 207.6373 | 203.3687 | 221.9501 | 297.414 | 215.4031 | 294.8518 | 329.0017 | 229.1643
4016 | 8 | 168 | 6 | 211.1179 | 96.742 | 241.6177 | 324.5129 | 193.8434 | 168.1288 | 203.2262 | 178.7979 | 103.6916 | 215.4003 | 300.1647 | 227.3639 | 222.4893 | 192.6274 | 215.0105 | 297.1077 | 206.1935 | 277.7605 | 331.9433 | 218.7004
4017 | 9 | 168 | 6 | 208.7012 | 99.4129 | 248.9096 | 326.4399 | 199.5673 | 167.6567 | 201.7725 | 178.3071 | 100.8141 | 215.1809 | 293.3879 | 228.3465 | 201.2184 | 195.1189 | 217.9846 | 300.9159 | 214.4391 | 269.8932 | 336.8715 | 210.4017
4018 | 10 | 168 | 6 | 212.259 | 99.9568 | 255.6424 | 326.7876 | 195.4264 | 160.8229 | 208.7111 | 173.5212 | 103.9216 | 212.6012 | 296.9525 | 233.9469 | 206.6461 | 203.5192 | 221.0105 | 304.3541 | 222.5399 | 270.5747 | 341.3031 | 213.9196
4019 | 11 | 168 | 6 | 209.7849 | 99.0068 | 256.75 | 335.7036 | 190.1003 | 155.9409 | 209.8307 | 169.5767 | 104.2818 | 219.6781 | 296.0262 | 233.5203 | 218.1669 | 206.4939 | 224.4374 | 301.7101 | 218.9597 | 270.5637 | 342.2569 | 212.3929
4020 | 12 | 168 | 6 | 209.7126 | 100.8707 | 261.4796 | 340.0755 | 192.3495 | 158.1859 | 215.0651 | 170.0526 | 104.2276 | 223.7733 | 292.5991 | 230.8187 | 207.4918 | 205.9642 | 226.0237 | 302.4886 | 213.8255 | 275.5228 | 340.9836 | 212.526
4021 | 13 | 168 | 6 | 205.6196 | 102.6702 | 268.5147 | 336.8528 | 191.8437 | 157.6823 | 212.1765 | 165.2605 | 104.5951 | 225.1442 | 290.7521 | 229.2278 | 200.4358 | 206.6664 | 232.3402 | 306.1704 | 212.124 | 279.8606 | 337.8619 | 213.0375
4022 | 14 | 168 | 6 | 204.5728 | 105.7851 | 266.6908 | 346.481 | 192.9513 | 158.7759 | 215.7845 | 165.2118 | 105.4991 | 225.4151 | 291.6124 | 229.6034 | 193.1844 | 210.2643 | 233.4033 | 309.0376 | 217.4418 | 292.9662 | 339.6613 | 219.9395
4023 | 15 | 168 | 6 | 206.3911 | 106.7376 | 263.6445 | 361.9802 | 197.7503 | 156.1053 | 219.924 | 164.6748 | 106.8468 | 233.5313 | 291.2627 | 235.7933 | 188.9984 | 213.2254 | 231.1654 | 311.7774 | 223.2394 | 311.3039 | 347.3437 | 229.9474
4024 | 16 | 168 | 6 | 214.8462 | 109.7404 | 263.8149 | 384.1657 | 207.3372 | 155.4661 | 235.6078 | 167.4818 | 115.3073 | 241.682 | 296.1365 | 240.4407 | 188.4935 | 217.6318 | 241.1284 | 320.0835 | 232.377 | 331.7706 | 359.9802 | 241.6577
4025 | 17 | 168 | 6 | 233.7401 | 108.9367 | 276.304 | 411.4609 | 243.9829 | 168.692 | 269.1635 | 225.0598 | 139.8975 | 268.9275 | 309.9821 | 254.055 | 208.8611 | 234.842 | 266.5679 | 349.2262 | 273.1647 | 362.459 | 387.0335 | 271.6822
4026 | 18 | 168 | 6 | 250.2576 | 127.5841 | 330.3991 | 475.7804 | 337.0574 | 250.4347 | 299.4581 | 243.9048 | 185.7369 | 347.279 | 344.7113 | 315.9425 | 229.6793 | 315.3053 | 333.5346 | 407.6658 | 369.7717 | 421.1083 | 435.195 | 352.9986
4027 | 19 | 168 | 6 | 265.1929 | 123.1578 | 345.623 | 489.0265 | 363.5489 | 308.5818 | 303.6354 | 248.6361 | 205.1061 | 418.6183 | 399.213 | 431.0109 | 251.5308 | 332.5883 | 352.3268 | 419.6542 | 379.8596 | 491.7111 | 422.2167 | 406.3147
4028 | 20 | 168 | 6 | 261.2864 | 116.85 | 327.9269 | 489.0925 | 380.1163 | 309.1701 | 300.4257 | 249.26 | 182.5688 | 396.2718 | 391.9887 | 433.3302 | 248.5424 | 344.1489 | 343.1452 | 411.0675 | 390.9058 | 476.4449 | 411.103 | 379.1372
4029 | 21 | 168 | 6 | 252.8335 | 119.4506 | 323.4027 | 473.9352 | 396.0543 | 327.1501 | 296.8052 | 240.8708 | 187.8688 | 431.7853 | 391.5724 | 459.8706 | 244.9268 | 367.6003 | 328.3678 | 414.7004 | 408.348 | 480.5948 | 418.1034 | 408.1139
4030 | 22 | 168 | 6 | 253.9027 | 109.7118 | 314.7654 | 455.6235 | 394.405 | 328.0724 | 291.1723 | 237.4403 | 191.1683 | 422.4871 | 394.6661 | 480.3731 | 237.8859 | 376.9475 | 312.6677 | 415.0723 | 422.0997 | 510.1256 | 444.0918 | 455.136
4031 | 23 | 168 | 6 | 246.857 | 117.6746 | 305.291 | 453.7473 | 381.5296 | 327.667 | 284.715 | 239.506 | 183.1093 | 402.8117 | 401.3896 | 470.2964 | 233.0242 | 379.2114 | 305.8664 | 409.942 | 424.9724 | 511.4884 | 464.1016 | 475.3398
4032 | 0 | 169 | 6 | 246.0454 | 125.349 | 296.82 | 447.8412 | 379.1049 | 323.2269 | 277.7033 | 234.3628 | 181.7695 | 402.967 | 391.5695 | 452.4031 | 229.3451 | 364.4871 | 297.7818 | 408.3732 | 421.7231 | 476.2958 | 456.966 | 447.0612
4033 | 1 | 169 | 6 | 250.7804 | 127.4554 | 293.6894 | 450.6895 | 374.6158 | 318.4621 | 279.2888 | 234.7215 | 188.0781 | 399.1147 | 398.201 | 448.9021 | 242.8122 | 359.385 | 289.8312 | 405.0112 | 412.594 | 470 | 462.88 | 420.6883
4034 | 2 | 169 | 6 | 258.5146 | 127.2912 | 297.7965 | 463.3425 | 372.6899 | 315.7397 | 276.6445 | 231.8796 | 179.1247 | 387.9224 | 388.4553 | 441.4824 | 256.5438 | 351.6035 | 292.9087 | 408.0538 | 406.6295 | 477.2352 | 451.5891 | 415.1702
4035 | 3 | 169 | 6 | 259.8811 | 128.4954 | 304.3153 | 466.2747 | 380.7173 | 327.1341 | 274.9365 | 230.9143 | 186.8608 | 391.2175 | 397.8217 | 439.705 | 257.8764 | 364.4126 | 301.4353 | 406.7314 | 415.8047 | 477.7291 | 456.1225 | 410.6345
4036 | 4 | 169 | 6 | 259.1297 | 131.61 | 312.1038 | 465.3517 | 292.9801 | 301.4038 | 259.8577 | 230.087 | 168.2301 | 394.6528 | 393.3788 | 448.6351 | 236.1931 | 339.8365 | 312.7337 | 396.1133 | 335.2767 | 479.0711 | 420.8054 | 416.218
4037 | 5 | 169 | 6 | 253.9978 | 105.52 | 302.3671 | 416.8612 | 213.2834 | 184.5685 | 231.2371 | 185.9042 | 127.5978 | 320.8922 | 343.67 | 327.6427 | 226.4188 | 229.7824 | 287.2868 | 342.5638 | 240.6275 | 449.7879 | 357.1574 | 355.9331
4038 | 6 | 169 | 6 | 213.3674 | 96.1732 | 267.3734 | 356.8536 | 200.0316 | 168.0333 | 213.3775 | 188.8609 | 107.4667 | 247.7846 | 307.861 | 251.5589 | 204.2593 | 213.7974 | 244.3072 | 306.6222 | 225.4541 | 348.0843 | 337.3061 | 257.3602
4039 | 7 | 169 | 6 | 213.256 | 95.0458 | 249.0074 | 334.4976 | 201.1358 | 170.4375 | 209.7423 | 179.1552 | 107.7672 | 224.3916 | 304.5293 | 231.3229 | 207.6373 | 203.3687 | 221.9501 | 297.414 | 215.4031 | 294.8518 | 329.0017 | 229.1643
4040 | 8 | 169 | 6 | 211.1179 | 96.742 | 241.6177 | 324.5129 | 193.8434 | 168.1288 | 203.2262 | 178.7979 | 103.6916 | 215.4003 | 300.1647 | 227.3639 | 222.4893 | 192.6274 | 215.0105 | 297.1077 | 206.1935 | 277.7605 | 331.9433 | 218.7004
4041 | 9 | 169 | 6 | 208.7012 | 99.4129 | 248.9096 | 326.4399 | 199.5673 | 167.6567 | 201.7725 | 178.3071 | 100.8141 | 215.1809 | 293.3879 | 228.3465 | 201.2184 | 195.1189 | 217.9846 | 300.9159 | 214.4391 | 269.8932 | 336.8715 | 210.4017
4042 | 10 | 169 | 6 | 212.259 | 99.9568 | 255.6424 | 326.7876 | 195.4264 | 160.8229 | 208.7111 | 173.5212 | 103.9216 | 212.6012 | 296.9525 | 233.9469 | 206.6461 | 203.5192 | 221.0105 | 304.3541 | 222.5399 | 270.5747 | 341.3031 | 213.9196
4043 | 11 | 169 | 6 | 209.7849 | 99.0068 | 256.75 | 335.7036 | 190.1003 | 155.9409 | 209.8307 | 169.5767 | 104.2818 | 219.6781 | 296.0262 | 233.5203 | 218.1669 | 206.4939 | 224.4374 | 301.7101 | 218.9597 | 270.5637 | 342.2569 | 212.3929
4044 | 12 | 169 | 6 | 209.7126 | 100.8707 | 261.4796 | 340.0755 | 192.3495 | 158.1859 | 215.0651 | 170.0526 | 104.2276 | 223.7733 | 292.5991 | 230.8187 | 207.4918 | 205.9642 | 226.0237 | 302.4886 | 213.8255 | 275.5228 | 340.9836 | 212.526
4045 | 13 | 169 | 6 | 205.6196 | 102.6702 | 268.5147 | 336.8528 | 191.8437 | 157.6823 | 212.1765 | 165.2605 | 104.5951 | 225.1442 | 290.7521 | 229.2278 | 200.4358 | 206.6664 | 232.3402 | 306.1704 | 212.124 | 279.8606 | 337.8619 | 213.0375
4046 | 14 | 169 | 6 | 204.5728 | 105.7851 | 266.6908 | 346.481 | 192.9513 | 158.7759 | 215.7845 | 165.2118 | 105.4991 | 225.4151 | 291.6124 | 229.6034 | 193.1844 | 210.2643 | 233.4033 | 309.0376 | 217.4418 | 292.9662 | 339.6613 | 219.9395
4047 | 15 | 169 | 6 | 206.3911 | 106.7376 | 263.6445 | 361.9802 | 197.7503 | 156.1053 | 219.924 | 164.6748 | 106.8468 | 233.5313 | 291.2627 | 235.7933 | 188.9984 | 213.2254 | 231.1654 | 311.7774 | 223.2394 | 311.3039 | 347.3437 | 229.9474
4048 | 16 | 169 | 6 | 214.8462 | 109.7404 | 263.8149 | 384.1657 | 207.3372 | 155.4661 | 235.6078 | 167.4818 | 115.3073 | 241.682 | 296.1365 | 240.4407 | 188.4935 | 217.6318 | 241.1284 | 320.0835 | 232.377 | 331.7706 | 359.9802 | 241.6577
4049 | 17 | 169 | 6 | 233.7401 | 108.9367 | 276.304 | 411.4609 | 243.9829 | 168.692 | 269.1635 | 225.0598 | 139.8975 | 268.9275 | 309.9821 | 254.055 | 208.8611 | 234.842 | 266.5679 | 349.2262 | 273.1647 | 362.459 | 387.0335 | 271.6822
4050 | 18 | 169 | 6 | 250.2576 | 127.5841 | 330.3991 | 475.7804 | 337.0574 | 250.4347 | 299.4581 | 243.9048 | 185.7369 | 347.279 | 344.7113 | 315.9425 | 229.6793 | 315.3053 | 333.5346 | 407.6658 | 369.7717 | 421.1083 | 435.195 | 352.9986
4051 | 19 | 169 | 6 | 265.1929 | 123.1578 | 345.623 | 489.0265 | 363.5489 | 308.5818 | 303.6354 | 248.6361 | 205.1061 | 418.6183 | 399.213 | 431.0109 | 251.5308 | 332.5883 | 352.3268 | 419.6542 | 379.8596 | 491.7111 | 422.2167 | 406.3147
4052 | 20 | 169 | 6 | 261.2864 | 116.85 | 327.9269 | 489.0925 | 380.1163 | 309.1701 | 300.4257 | 249.26 | 182.5688 | 396.2718 | 391.9887 | 433.3302 | 248.5424 | 344.1489 | 343.1452 | 411.0675 | 390.9058 | 476.4449 | 411.103 | 379.1372
4053 | 21 | 169 | 6 | 252.8335 | 119.4506 | 323.4027 | 473.9352 | 396.0543 | 327.1501 | 296.8052 | 240.8708 | 187.8688 | 431.7853 | 391.5724 | 459.8706 | 244.9268 | 367.6003 | 328.3678 | 414.7004 | 408.348 | 480.5948 | 418.1034 | 408.1139
4054 | 22 | 169 | 6 | 253.9027 | 109.7118 | 314.7654 | 455.6235 | 394.405 | 328.0724 | 291.1723 | 237.4403 | 191.1683 | 422.4871 | 394.6661 | 480.3731 | 237.8859 | 376.9475 | 312.6677 | 415.0723 | 422.0997 | 510.1256 | 444.0918 | 455.136
4055 | 23 | 169 | 6 | 246.857 | 117.6746 | 305.291 | 453.7473 | 381.5296 | 327.667 | 284.715 | 239.506 | 183.1093 | 402.8117 | 401.3896 | 470.2964 | 233.0242 | 379.2114 | 305.8664 | 409.942 | 424.9724 | 511.4884 | 464.1016 | 475.3398
4056 | 0 | 170 | 6 | 246.0454 | 125.349 | 296.82 | 447.8412 | 379.1049 | 323.2269 | 277.7033 | 234.3628 | 181.7695 | 402.967 | 391.5695 | 452.4031 | 229.3451 | 364.4871 | 297.7818 | 408.3732 | 421.7231 | 476.2958 | 456.966 | 447.0612
4057 | 1 | 170 | 6 | 250.7804 | 127.4554 | 293.6894 | 450.6895 | 374.6158 | 318.4621 | 279.2888 | 234.7215 | 188.0781 | 399.1147 | 398.201 | 448.9021 | 242.8122 | 359.385 | 289.8312 | 405.0112 | 412.594 | 470 | 462.88 | 420.6883
4058 | 2 | 170 | 6 | 258.5146 | 127.2912 | 297.7965 | 463.3425 | 372.6899 | 315.7397 | 276.6445 | 231.8796 | 179.1247 | 387.9224 | 388.4553 | 441.4824 | 256.5438 | 351.6035 | 292.9087 | 408.0538 | 406.6295 | 477.2352 | 451.5891 | 415.1702
4059 | 3 | 170 | 6 | 259.8811 | 128.4954 | 304.3153 | 466.2747 | 380.7173 | 327.1341 | 274.9365 | 230.9143 | 186.8608 | 391.2175 | 397.8217 | 439.705 | 257.8764 | 364.4126 | 301.4353 | 406.7314 | 415.8047 | 477.7291 | 456.1225 | 410.6345
4060 | 4 | 170 | 6 | 259.1297 | 131.61 | 312.1038 | 465.3517 | 292.9801 | 301.4038 | 259.8577 | 230.087 | 168.2301 | 394.6528 | 393.3788 | 448.6351 | 236.1931 | 339.8365 | 312.7337 | 396.1133 | 335.2767 | 479.0711 | 420.8054 | 416.218
4061 | 5 | 170 | 6 | 253.9978 | 105.52 | 302.3671 | 416.8612 | 213.2834 | 184.5685 | 231.2371 | 185.9042 | 127.5978 | 320.8922 | 343.67 | 327.6427 | 226.4188 | 229.7824 | 287.2868 | 342.5638 | 240.6275 | 449.7879 | 357.1574 | 355.9331
4062 | 6 | 170 | 6 | 213.3674 | 96.1732 | 267.3734 | 356.8536 | 200.0316 | 168.0333 | 213.3775 | 188.8609 | 107.4667 | 247.7846 | 307.861 | 251.5589 | 204.2593 | 213.7974 | 244.3072 | 306.6222 | 225.4541 | 348.0843 | 337.3061 | 257.3602
4063 | 7 | 170 | 6 | 213.256 | 95.0458 | 249.0074 | 334.4976 | 201.1358 | 170.4375 | 209.7423 | 179.1552 | 107.7672 | 224.3916 | 304.5293 | 231.3229 | 207.6373 | 203.3687 | 221.9501 | 297.414 | 215.4031 | 294.8518 | 329.0017 | 229.1643
4064 | 8 | 170 | 6 | 211.1179 | 96.742 | 241.6177 | 324.5129 | 193.8434 | 168.1288 | 203.2262 | 178.7979 | 103.6916 | 215.4003 | 300.1647 | 227.3639 | 222.4893 | 192.6274 | 215.0105 | 297.1077 | 206.1935 | 277.7605 | 331.9433 | 218.7004
4065 | 9 | 170 | 6 | 208.7012 | 99.4129 | 248.9096 | 326.4399 | 199.5673 | 167.6567 | 201.7725 | 178.3071 | 100.8141 | 215.1809 | 293.3879 | 228.3465 | 201.2184 | 195.1189 | 217.9846 | 300.9159 | 214.4391 | 269.8932 | 336.8715 | 210.4017
4066 | 10 | 170 | 6 | 212.259 | 99.9568 | 255.6424 | 326.7876 | 195.4264 | 160.8229 | 208.7111 | 173.5212 | 103.9216 | 212.6012 | 296.9525 | 233.9469 | 206.6461 | 203.5192 | 221.0105 | 304.3541 | 222.5399 | 270.5747 | 341.3031 | 213.9196
4067 | 11 | 170 | 6 | 209.7849 | 99.0068 | 256.75 | 335.7036 | 190.1003 | 155.9409 | 209.8307 | 169.5767 | 104.2818 | 219.6781 | 296.0262 | 233.5203 | 218.1669 | 206.4939 | 224.4374 | 301.7101 | 218.9597 | 270.5637 | 342.2569 | 212.3929
4068 | 12 | 170 | 6 | 209.7126 | 100.8707 | 261.4796 | 340.0755 | 192.3495 | 158.1859 | 215.0651 | 170.0526 | 104.2276 | 223.7733 | 292.5991 | 230.8187 | 207.4918 | 205.9642 | 226.0237 | 302.4886 | 213.8255 | 275.5228 | 340.9836 | 212.526
4069 | 13 | 170 | 6 | 205.6196 | 102.6702 | 268.5147 | 336.8528 | 191.8437 | 157.6823 | 212.1765 | 165.2605 | 104.5951 | 225.1442 | 290.7521 | 229.2278 | 200.4358 | 206.6664 | 232.3402 | 306.1704 | 212.124 | 279.8606 | 337.8619 | 213.0375
4070 | 14 | 170 | 6 | 204.5728 | 105.7851 | 266.6908 | 346.481 | 192.9513 | 158.7759 | 215.7845 | 165.2118 | 105.4991 | 225.4151 | 291.6124 | 229.6034 | 193.1844 | 210.2643 | 233.4033 | 309.0376 | 217.4418 | 292.9662 | 339.6613 | 219.9395
4071 | 15 | 170 | 6 | 206.3911 | 106.7376 | 263.6445 | 361.9802 | 197.7503 | 156.1053 | 219.924 | 164.6748 | 106.8468 | 233.5313 | 291.2627 | 235.7933 | 188.9984 | 213.2254 | 231.1654 | 311.7774 | 223.2394 | 311.3039 | 347.3437 | 229.9474
4072 | 16 | 170 | 6 | 214.8462 | 109.7404 | 263.8149 | 384.1657 | 207.3372 | 155.4661 | 235.6078 | 167.4818 | 115.3073 | 241.682 | 296.1365 | 240.4407 | 188.4935 | 217.6318 | 241.1284 | 320.0835 | 232.377 | 331.7706 | 359.9802 | 241.6577
4073 | 17 | 170 | 6 | 233.7401 | 108.9367 | 276.304 | 411.4609 | 243.9829 | 168.692 | 269.1635 | 225.0598 | 139.8975 | 268.9275 | 309.9821 | 254.055 | 208.8611 | 234.842 | 266.5679 | 349.2262 | 273.1647 | 362.459 | 387.0335 | 271.6822
4074 | 18 | 170 | 6 | 250.2576 | 127.5841 | 330.3991 | 475.7804 | 337.0574 | 250.4347 | 299.4581 | 243.9048 | 185.7369 | 347.279 | 344.7113 | 315.9425 | 229.6793 | 315.3053 | 333.5346 | 407.6658 | 369.7717 | 421.1083 | 435.195 | 352.9986
4075 | 19 | 170 | 6 | 265.1929 | 123.1578 | 345.623 | 489.0265 | 363.5489 | 308.5818 | 303.6354 | 248.6361 | 205.1061 | 418.6183 | 399.213 | 431.0109 | 251.5308 | 332.5883 | 352.3268 | 419.6542 | 379.8596 | 491.7111 | 422.2167 | 406.3147
4076 | 20 | 170 | 6 | 261.2864 | 116.85 | 327.9269 | 489.0925 | 380.1163 | 309.1701 | 300.4257 | 249.26 | 182.5688 | 396.2718 | 391.9887 | 433.3302 | 248.5424 | 344.1489 | 343.1452 | 411.0675 | 390.9058 | 476.4449 | 411.103 | 379.1372
4077 | 21 | 170 | 6 | 252.8335 | 119.4506 | 323.4027 | 473.9352 | 396.0543 | 327.1501 | 296.8052 | 240.8708 | 187.8688 | 431.7853 | 391.5724 | 459.8706 | 244.9268 | 367.6003 | 328.3678 | 414.7004 | 408.348 | 480.5948 | 418.1034 | 408.1139
4078 | 22 | 170 | 6 | 253.9027 | 109.7118 | 314.7654 | 455.6235 | 394.405 | 328.0724 | 291.1723 | 237.4403 | 191.1683 | 422.4871 | 394.6661 | 480.3731 | 237.8859 | 376.9475 | 312.6677 | 415.0723 | 422.0997 | 510.1256 | 444.0918 | 455.136
4079 | 23 | 170 | 6 | 246.857 | 117.6746 | 305.291 | 453.7473 | 381.5296 | 327.667 | 284.715 | 239.506 | 183.1093 | 402.8117 | 401.3896 | 470.2964 | 233.0242 | 379.2114 | 305.8664 | 409.942 | 424.9724 | 511.4884 | 464.1016 | 475.3398
4080 | 0 | 171 | 6 | 246.0454 | 125.349 | 296.82 | 447.8412 | 379.1049 | 323.2269 | 277.7033 | 234.3628 | 181.7695 | 402.967 | 391.5695 | 452.4031 | 229.3451 | 364.4871 | 297.7818 | 408.3732 | 421.7231 | 476.2958 | 456.966 | 447.0612
4081 | 1 | 171 | 6 | 250.7804 | 127.4554 | 293.6894 | 450.6895 | 374.6158 | 318.4621 | 279.2888 | 234.7215 | 188.0781 | 399.1147 | 398.201 | 448.9021 | 242.8122 | 359.385 | 289.8312 | 405.0112 | 412.594 | 470 | 462.88 | 420.6883
4082 | 2 | 171 | 6 | 258.5146 | 127.2912 | 297.7965 | 463.3425 | 372.6899 | 315.7397 | 276.6445 | 231.8796 | 179.1247 | 387.9224 | 388.4553 | 441.4824 | 256.5438 | 351.6035 | 292.9087 | 408.0538 | 406.6295 | 477.2352 | 451.5891 | 415.1702
4083 | 3 | 171 | 6 | 259.8811 | 128.4954 | 304.3153 | 466.2747 | 380.7173 | 327.1341 | 274.9365 | 230.9143 | 186.8608 | 391.2175 | 397.8217 | 439.705 | 257.8764 | 364.4126 | 301.4353 | 406.7314 | 415.8047 | 477.7291 | 456.1225 | 410.6345
4084 | 4 | 171 | 6 | 259.1297 | 131.61 | 312.1038 | 465.3517 | 292.9801 | 301.4038 | 259.8577 | 230.087 | 168.2301 | 394.6528 | 393.3788 | 448.6351 | 236.1931 | 339.8365 | 312.7337 | 396.1133 | 335.2767 | 479.0711 | 420.8054 | 416.218
4085 | 5 | 171 | 6 | 253.9978 | 105.52 | 302.3671 | 416.8612 | 213.2834 | 184.5685 | 231.2371 | 185.9042 | 127.5978 | 320.8922 | 343.67 | 327.6427 | 226.4188 | 229.7824 | 287.2868 | 342.5638 | 240.6275 | 449.7879 | 357.1574 | 355.9331
4086 | 6 | 171 | 6 | 213.3674 | 96.1732 | 267.3734 | 356.8536 | 200.0316 | 168.0333 | 213.3775 | 188.8609 | 107.4667 | 247.7846 | 307.861 | 251.5589 | 204.2593 | 213.7974 | 244.3072 | 306.6222 | 225.4541 | 348.0843 | 337.3061 | 257.3602
4087 | 7 | 171 | 6 | 213.256 | 95.0458 | 249.0074 | 334.4976 | 201.1358 | 170.4375 | 209.7423 | 179.1552 | 107.7672 | 224.3916 | 304.5293 | 231.3229 | 207.6373 | 203.3687 | 221.9501 | 297.414 | 215.4031 | 294.8518 | 329.0017 | 229.1643
4088 | 8 | 171 | 6 | 211.1179 | 96.742 | 241.6177 | 324.5129 | 193.8434 | 168.1288 | 203.2262 | 178.7979 | 103.6916 | 215.4003 | 300.1647 | 227.3639 | 222.4893 | 192.6274 | 215.0105 | 297.1077 | 206.1935 | 277.7605 | 331.9433 | 218.7004
4089 | 9 | 171 | 6 | 208.7012 | 99.4129 | 248.9096 | 326.4399 | 199.5673 | 167.6567 | 201.7725 | 178.3071 | 100.8141 | 215.1809 | 293.3879 | 228.3465 | 201.2184 | 195.1189 | 217.9846 | 300.9159 | 214.4391 | 269.8932 | 336.8715 | 210.4017
4090 | 10 | 171 | 6 | 212.259 | 99.9568 | 255.6424 | 326.7876 | 195.4264 | 160.8229 | 208.7111 | 173.5212 | 103.9216 | 212.6012 | 296.9525 | 233.9469 | 206.6461 | 203.5192 | 221.0105 | 304.3541 | 222.5399 | 270.5747 | 341.3031 | 213.9196
4091 | 11 | 171 | 6 | 209.7849 | 99.0068 | 256.75 | 335.7036 | 190.1003 | 155.9409 | 209.8307 | 169.5767 | 104.2818 | 219.6781 | 296.0262 | 233.5203 | 218.1669 | 206.4939 | 224.4374 | 301.7101 | 218.9597 | 270.5637 | 342.2569 | 212.3929
4092 | 12 | 171 | 6 | 209.7126 | 100.8707 | 261.4796 | 340.0755 | 192.3495 | 158.1859 | 215.0651 | 170.0526 | 104.2276 | 223.7733 | 292.5991 | 230.8187 | 207.4918 | 205.9642 | 226.0237 | 302.4886 | 213.8255 | 275.5228 | 340.9836 | 212.526
4093 | 13 | 171 | 6 | 205.6196 | 102.6702 | 268.5147 | 336.8528 | 191.8437 | 157.6823 | 212.1765 | 165.2605 | 104.5951 | 225.1442 | 290.7521 | 229.2278 | 200.4358 | 206.6664 | 232.3402 | 306.1704 | 212.124 | 279.8606 | 337.8619 | 213.0375
4094 | 14 | 171 | 6 | 204.5728 | 105.7851 | 266.6908 | 346.481 | 192.9513 | 158.7759 | 215.7845 | 165.2118 | 105.4991 | 225.4151 | 291.6124 | 229.6034 | 193.1844 | 210.2643 | 233.4033 | 309.0376 | 217.4418 | 292.9662 | 339.6613 | 219.9395
4095 | 15 | 171 | 6 | 206.3911 | 106.7376 | 263.6445 | 361.9802 | 197.7503 | 156.1053 | 219.924 | 164.6748 | 106.8468 | 233.5313 | 291.2627 | 235.7933 | 188.9984 | 213.2254 | 231.1654 | 311.7774 | 223.2394 | 311.3039 | 347.3437 | 229.9474
4096 | 16 | 171 | 6 | 214.8462 | 109.7404 | 263.8149 | 384.1657 | 207.3372 | 155.4661 | 235.6078 | 167.4818 | 115.3073 | 241.682 | 296.1365 | 240.4407 | 188.4935 | 217.6318 | 241.1284 | 320.0835 | 232.377 | 331.7706 | 359.9802 | 241.6577
4097 | 17 | 171 | 6 | 233.7401 | 108.9367 | 276.304 | 411.4609 | 243.9829 | 168.692 | 269.1635 | 225.0598 | 139.8975 | 268.9275 | 309.9821 | 254.055 | 208.8611 | 234.842 | 266.5679 | 349.2262 | 273.1647 | 362.459 | 387.0335 | 271.6822
4098 | 18 | 171 | 6 | 250.2576 | 127.5841 | 330.3991 | 475.7804 | 337.0574 | 250.4347 | 299.4581 | 243.9048 | 185.7369 | 347.279 | 344.7113 | 315.9425 | 229.6793 | 315.3053 | 333.5346 | 407.6658 | 369.7717 | 421.1083 | 435.195 | 352.9986
4099 | 19 | 171 | 6 | 265.1929 | 123.1578 | 345.623 | 489.0265 | 363.5489 | 308.5818 | 303.6354 | 248.6361 | 205.1061 | 418.6183 | 399.213 | 431.0109 | 251.5308 | 332.5883 | 352.3268 | 419.6542 | 379.8596 | 491.7111 | 422.2167 | 406.3147
4100 | 20 | 171 | 6 | 261.2864 | 116.85 | 327.9269 | 489.0925 | 380.1163 | 309.1701 | 300.4257 | 249.26 | 182.5688 | 396.2718 | 391.9887 | 433.3302 | 248.5424 | 344.1489 | 343.1452 | 411.0675 | 390.9058 | 476.4449 | 411.103 | 379.1372
4101 | 21 | 171 | 6 | 252.8335 | 119.4506 | 323.4027 | 473.9352 | 396.0543 | 327.1501 | 296.8052 | 240.8708 | 187.8688 | 431.7853 | 391.5724 | 459.8706 | 244.9268 | 367.6003 | 328.3678 | 414.7004 | 408.348 | 480.5948 | 418.1034 | 408.1139
4102 | 22 | 171 | 6 | 253.9027 | 109.7118 | 314.7654 | 455.6235 | 394.405 | 328.0724 | 291.1723 | 237.4403 | 191.1683 | 422.4871 | 394.6661 | 480.3731 | 237.8859 | 376.9475 | 312.6677 | 415.0723 | 422.0997 | 510.1256 | 444.0918 | 455.136
4103 | 23 | 171 | 6 | 246.857 | 117.6746 | 305.291 | 453.7473 | 381.5296 | 327.667 | 284.715 | 239.506 | 183.1093 | 402.8117 | 401.3896 | 470.2964 | 233.0242 | 379.2114 | 305.8664 | 409.942 | 424.9724 | 511.4884 | 464.1016 | 475.3398
4104 | 0 | 172 | 6 | 246.0454 | 125.349 | 296.82 | 447.8412 | 379.1049 | 323.2269 | 277.7033 | 234.3628 | 181.7695 | 402.967 | 391.5695 | 452.4031 | 229.3451 | 364.4871 | 297.7818 | 408.3732 | 421.7231 | 476.2958 | 456.966 | 447.0612
4105 | 1 | 172 | 6 | 250.7804 | 127.4554 | 293.6894 | 450.6895 | 374.6158 | 318.4621 | 279.2888 | 234.7215 | 188.0781 | 399.1147 | 398.201 | 448.9021 | 242.8122 | 359.385 | 289.8312 | 405.0112 | 412.594 | 470 | 462.88 | 420.6883
4106 | 2 | 172 | 6 | 258.5146 | 127.2912 | 297.7965 | 463.3425 | 372.6899 | 315.7397 | 276.6445 | 231.8796 | 179.1247 | 387.9224 | 388.4553 | 441.4824 | 256.5438 | 351.6035 | 292.9087 | 408.0538 | 406.6295 | 477.2352 | 451.5891 | 415.1702
4107 | 3 | 172 | 6 | 259.8811 | 128.4954 | 304.3153 | 466.2747 | 380.7173 | 327.1341 | 274.9365 | 230.9143 | 186.8608 | 391.2175 | 397.8217 | 439.705 | 257.8764 | 364.4126 | 301.4353 | 406.7314 | 415.8047 | 477.7291 | 456.1225 | 410.6345
4108 | 4 | 172 | 6 | 259.1297 | 131.61 | 312.1038 | 465.3517 | 292.9801 | 301.4038 | 259.8577 | 230.087 | 168.2301 | 394.6528 | 393.3788 | 448.6351 | 236.1931 | 339.8365 | 312.7337 | 396.1133 | 335.2767 | 479.0711 | 420.8054 | 416.218
4109 | 5 | 172 | 6 | 253.9978 | 105.52 | 302.3671 | 416.8612 | 213.2834 | 184.5685 | 231.2371 | 185.9042 | 127.5978 | 320.8922 | 343.67 | 327.6427 | 226.4188 | 229.7824 | 287.2868 | 342.5638 | 240.6275 | 449.7879 | 357.1574 | 355.9331
4110 | 6 | 172 | 6 | 213.3674 | 96.1732 | 267.3734 | 356.8536 | 200.0316 | 168.0333 | 213.3775 | 188.8609 | 107.4667 | 247.7846 | 307.861 | 251.5589 | 204.2593 | 213.7974 | 244.3072 | 306.6222 | 225.4541 | 348.0843 | 337.3061 | 257.3602
4111 | 7 | 172 | 6 | 213.256 | 95.0458 | 249.0074 | 334.4976 | 201.1358 | 170.4375 | 209.7423 | 179.1552 | 107.7672 | 224.3916 | 304.5293 | 231.3229 | 207.6373 | 203.3687 | 221.9501 | 297.414 | 215.4031 | 294.8518 | 329.0017 | 229.1643
4112 | 8 | 172 | 6 | 211.1179 | 96.742 | 241.6177 | 324.5129 | 193.8434 | 168.1288 | 203.2262 | 178.7979 | 103.6916 | 215.4003 | 300.1647 | 227.3639 | 222.4893 | 192.6274 | 215.0105 | 297.1077 | 206.1935 | 277.7605 | 331.9433 | 218.7004
4113 | 9 | 172 | 6 | 208.7012 | 99.4129 | 248.9096 | 326.4399 | 199.5673 | 167.6567 | 201.7725 | 178.3071 | 100.8141 | 215.1809 | 293.3879 | 228.3465 | 201.2184 | 195.1189 | 217.9846 | 300.9159 | 214.4391 | 269.8932 | 336.8715 | 210.4017
4114 | 10 | 172 | 6 | 212.259 | 99.9568 | 255.6424 | 326.7876 | 195.4264 | 160.8229 | 208.7111 | 173.5212 | 103.9216 | 212.6012 | 296.9525 | 233.9469 | 206.6461 | 203.5192 | 221.0105 | 304.3541 | 222.5399 | 270.5747 | 341.3031 | 213.9196
4115 | 11 | 172 | 6 | 209.7849 | 99.0068 | 256.75 | 335.7036 | 190.1003 | 155.9409 | 209.8307 | 169.5767 | 104.2818 | 219.6781 | 296.0262 | 233.5203 | 218.1669 | 206.4939 | 224.4374 | 301.7101 | 218.9597 | 270.5637 | 342.2569 | 212.3929
4116 | 12 | 172 | 6 | 209.7126 | 100.8707 | 261.4796 | 340.0755 | 192.3495 | 158.1859 | 215.0651 | 170.0526 | 104.2276 | 223.7733 | 292.5991 | 230.8187 | 207.4918 | 205.9642 | 226.0237 | 302.4886 | 213.8255 | 275.5228 | 340.9836 | 212.526
4117 | 13 | 172 | 6 | 205.6196 | 102.6702 | 268.5147 | 336.8528 | 191.8437 | 157.6823 | 212.1765 | 165.2605 | 104.5951 | 225.1442 | 290.7521 | 229.2278 | 200.4358 | 206.6664 | 232.3402 | 306.1704 | 212.124 | 279.8606 | 337.8619 | 213.0375
4118 | 14 | 172 | 6 | 204.5728 | 105.7851 | 266.6908 | 346.481 | 192.9513 | 158.7759 | 215.7845 | 165.2118 | 105.4991 | 225.4151 | 291.6124 | 229.6034 | 193.1844 | 210.2643 | 233.4033 | 309.0376 | 217.4418 | 292.9662 | 339.6613 | 219.9395
4119 | 15 | 172 | 6 | 206.3911 | 106.7376 | 263.6445 | 361.9802 | 197.7503 | 156.1053 | 219.924 | 164.6748 | 106.8468 | 233.5313 | 291.2627 | 235.7933 | 188.9984 | 213.2254 | 231.1654 | 311.7774 | 223.2394 | 311.3039 | 347.3437 | 229.9474
4120 | 16 | 172 | 6 | 214.8462 | 109.7404 | 263.8149 | 384.1657 | 207.3372 | 155.4661 | 235.6078 | 167.4818 | 115.3073 | 241.682 | 296.1365 | 240.4407 | 188.4935 | 217.6318 | 241.1284 | 320.0835 | 232.377 | 331.7706 | 359.9802 | 241.6577
4121 | 17 | 172 | 6 | 233.7401 | 108.9367 | 276.304 | 411.4609 | 243.9829 | 168.692 | 269.1635 | 225.0598 | 139.8975 | 268.9275 | 309.9821 | 254.055 | 208.8611 | 234.842 | 266.5679 | 349.2262 | 273.1647 | 362.459 | 387.0335 | 271.6822
4122 | 18 | 172 | 6 | 250.2576 | 127.5841 | 330.3991 | 475.7804 | 337.0574 | 250.4347 | 299.4581 | 243.9048 | 185.7369 | 347.279 | 344.7113 | 315.9425 | 229.6793 | 315.3053 | 333.5346 | 407.6658 | 369.7717 | 421.1083 | 435.195 | 352.9986
4123 | 19 | 172 | 6 | 265.1929 | 123.1578 | 345.623 | 489.0265 | 363.5489 | 308.5818 | 303.6354 | 248.6361 | 205.1061 | 418.6183 | 399.213 | 431.0109 | 251.5308 | 332.5883 | 352.3268 | 419.6542 | 379.8596 | 491.7111 | 422.2167 | 406.3147
4124 | 20 | 172 | 6 | 261.2864 | 116.85 | 327.9269 | 489.0925 | 380.1163 | 309.1701 | 300.4257 | 249.26 | 182.5688 | 396.2718 | 391.9887 | 433.3302 | 248.5424 | 344.1489 | 343.1452 | 411.0675 | 390.9058 | 476.4449 | 411.103 | 379.1372
4125 | 21 | 172 | 6 | 252.8335 | 119.4506 | 323.4027 | 473.9352 | 396.0543 | 327.1501 | 296.8052 | 240.8708 | 187.8688 | 431.7853 | 391.5724 | 459.8706 | 244.9268 | 367.6003 | 328.3678 | 414.7004 | 408.348 | 480.5948 | 418.1034 | 408.1139
4126 | 22 | 172 | 6 | 253.9027 | 109.7118 | 314.7654 | 455.6235 | 394.405 | 328.0724 | 291.1723 | 237.4403 | 191.1683 | 422.4871 | 394.6661 | 480.3731 | 237.8859 | 376.9475 | 312.6677 | 415.0723 | 422.0997 | 510.1256 | 444.0918 | 455.136
4127 | 23 | 172 | 6 | 246.857 | 117.6746 | 305.291 | 453.7473 | 381.5296 | 327.667 | 284.715 | 239.506 | 183.1093 | 402.8117 | 401.3896 | 470.2964 | 233.0242 | 379.2114 | 305.8664 | 409.942 | 424.9724 | 511.4884 | 464.1016 | 475.3398
4128 | 0 | 173 | 6 | 246.0454 | 125.349 | 296.82 | 447.8412 | 379.1049 | 323.2269 | 277.7033 | 234.3628 | 181.7695 | 402.967 | 391.5695 | 452.4031 | 229.3451 | 364.4871 | 297.7818 | 408.3732 | 421.7231 | 476.2958 | 456.966 | 447.0612
4129 | 1 | 173 | 6 | 250.7804 | 127.4554 | 293.6894 | 450.6895 | 374.6158 | 318.4621 | 279.2888 | 234.7215 | 188.0781 | 399.1147 | 398.201 | 448.9021 | 242.8122 | 359.385 | 289.8312 | 405.0112 | 412.594 | 470 | 462.88 | 420.6883
4130 | 2 | 173 | 6 | 258.5146 | 127.2912 | 297.7965 | 463.3425 | 372.6899 | 315.7397 | 276.6445 | 231.8796 | 179.1247 | 387.9224 | 388.4553 | 441.4824 | 256.5438 | 351.6035 | 292.9087 | 408.0538 | 406.6295 | 477.2352 | 451.5891 | 415.1702
4131 | 3 | 173 | 6 | 259.8811 | 128.4954 | 304.3153 | 466.2747 | 380.7173 | 327.1341 | 274.9365 | 230.9143 | 186.8608 | 391.2175 | 397.8217 | 439.705 | 257.8764 | 364.4126 | 301.4353 | 406.7314 | 415.8047 | 477.7291 | 456.1225 | 410.6345
4132 | 4 | 173 | 6 | 259.1297 | 131.61 | 312.1038 | 465.3517 | 292.9801 | 301.4038 | 259.8577 | 230.087 | 168.2301 | 394.6528 | 393.3788 | 448.6351 | 236.1931 | 339.8365 | 312.7337 | 396.1133 | 335.2767 | 479.0711 | 420.8054 | 416.218
4133 | 5 | 173 | 6 | 253.9978 | 105.52 | 302.3671 | 416.8612 | 213.2834 | 184.5685 | 231.2371 | 185.9042 | 127.5978 | 320.8922 | 343.67 | 327.6427 | 226.4188 | 229.7824 | 287.2868 | 342.5638 | 240.6275 | 449.7879 | 357.1574 | 355.9331
4134 | 6 | 173 | 6 | 213.3674 | 96.1732 | 267.3734 | 356.8536 | 200.0316 | 168.0333 | 213.3775 | 188.8609 | 107.4667 | 247.7846 | 307.861 | 251.5589 | 204.2593 | 213.7974 | 244.3072 | 306.6222 | 225.4541 | 348.0843 | 337.3061 | 257.3602
4135 | 7 | 173 | 6 | 213.256 | 95.0458 | 249.0074 | 334.4976 | 201.1358 | 170.4375 | 209.7423 | 179.1552 | 107.7672 | 224.3916 | 304.5293 | 231.3229 | 207.6373 | 203.3687 | 221.9501 | 297.414 | 215.4031 | 294.8518 | 329.0017 | 229.1643
4136 | 8 | 173 | 6 | 211.1179 | 96.742 | 241.6177 | 324.5129 | 193.8434 | 168.1288 | 203.2262 | 178.7979 | 103.6916 | 215.4003 | 300.1647 | 227.3639 | 222.4893 | 192.6274 | 215.0105 | 297.1077 | 206.1935 | 277.7605 | 331.9433 | 218.7004
4137 | 9 | 173 | 6 | 208.7012 | 99.4129 | 248.9096 | 326.4399 | 199.5673 | 167.6567 | 201.7725 | 178.3071 | 100.8141 | 215.1809 | 293.3879 | 228.3465 | 201.2184 | 195.1189 | 217.9846 | 300.9159 | 214.4391 | 269.8932 | 336.8715 | 210.4017
4138 | 10 | 173 | 6 | 212.259 | 99.9568 | 255.6424 | 326.7876 | 195.4264 | 160.8229 | 208.7111 | 173.5212 | 103.9216 | 212.6012 | 296.9525 | 233.9469 | 206.6461 | 203.5192 | 221.0105 | 304.3541 | 222.5399 | 270.5747 | 341.3031 | 213.9196
4139 | 11 | 173 | 6 | 209.7849 | 99.0068 | 256.75 | 335.7036 | 190.1003 | 155.9409 | 209.8307 | 169.5767 | 104.2818 | 219.6781 | 296.0262 | 233.5203 | 218.1669 | 206.4939 | 224.4374 | 301.7101 | 218.9597 | 270.5637 | 342.2569 | 212.3929
4140 | 12 | 173 | 6 | 209.7126 | 100.8707 | 261.4796 | 340.0755 | 192.3495 | 158.1859 | 215.0651 | 170.0526 | 104.2276 | 223.7733 | 292.5991 | 230.8187 | 207.4918 | 205.9642 | 226.0237 | 302.4886 | 213.8255 | 275.5228 | 340.9836 | 212.526
4141 | 13 | 173 | 6 | 205.6196 | 102.6702 | 268.5147 | 336.8528 | 191.8437 | 157.6823 | 212.1765 | 165.2605 | 104.5951 | 225.1442 | 290.7521 | 229.2278 | 200.4358 | 206.6664 | 232.3402 | 306.1704 | 212.124 | 279.8606 | 337.8619 | 213.0375
4142 | 14 | 173 | 6 | 204.5728 | 105.7851 | 266.6908 | 346.481 | 192.9513 | 158.7759 | 215.7845 | 165.2118 | 105.4991 | 225.4151 | 291.6124 | 229.6034 | 193.1844 | 210.2643 | 233.4033 | 309.0376 | 217.4418 | 292.9662 | 339.6613 | 219.9395
4143 | 15 | 173 | 6 | 206.3911 | 106.7376 | 263.6445 | 361.9802 | 197.7503 | 156.1053 | 219.924 | 164.6748 | 106.8468 | 233.5313 | 291.2627 | 235.7933 | 188.9984 | 213.2254 | 231.1654 | 311.7774 | 223.2394 | 311.3039 | 347.3437 | 229.9474
4144 | 16 | 173 | 6 | 214.8462 | 109.7404 | 263.8149 | 384.1657 | 207.3372 | 155.4661 | 235.6078 | 167.4818 | 115.3073 | 241.682 | 296.1365 | 240.4407 | 188.4935 | 217.6318 | 241.1284 | 320.0835 | 232.377 | 331.7706 | 359.9802 | 241.6577
4145 | 17 | 173 | 6 | 233.7401 | 108.9367 | 276.304 | 411.4609 | 243.9829 | 168.692 | 269.1635 | 225.0598 | 139.8975 | 268.9275 | 309.9821 | 254.055 | 208.8611 | 234.842 | 266.5679 | 349.2262 | 273.1647 | 362.459 | 387.0335 | 271.6822
4146 | 18 | 173 | 6 | 250.2576 | 127.5841 | 330.3991 | 475.7804 | 337.0574 | 250.4347 | 299.4581 | 243.9048 | 185.7369 | 347.279 | 344.7113 | 315.9425 | 229.6793 | 315.3053 | 333.5346 | 407.6658 | 369.7717 | 421.1083 | 435.195 | 352.9986
4147 | 19 | 173 | 6 | 265.1929 | 123.1578 | 345.623 | 489.0265 | 363.5489 | 308.5818 | 303.6354 | 248.6361 | 205.1061 | 418.6183 | 399.213 | 431.0109 | 251.5308 | 332.5883 | 352.3268 | 419.6542 | 379.8596 | 491.7111 | 422.2167 | 406.3147
4148 | 20 | 173 | 6 | 261.2864 | 116.85 | 327.9269 | 489.0925 | 380.1163 | 309.1701 | 300.4257 | 249.26 | 182.5688 | 396.2718 | 391.9887 | 433.3302 | 248.5424 | 344.1489 | 343.1452 | 411.0675 | 390.9058 | 476.4449 | 411.103 | 379.1372
4149 | 21 | 173 | 6 | 252.8335 | 119.4506 | 323.4027 | 473.9352 | 396.0543 | 327.1501 | 296.8052 | 240.8708 | 187.8688 | 431.7853 | 391.5724 | 459.8706 | 244.9268 | 367.6003 | 328.3678 | 414.7004 | 408.348 | 480.5948 | 418.1034 | 408.1139
4150 | 22 | 173 | 6 | 253.9027 | 109.7118 | 314.7654 | 455.6235 | 394.405 | 328.0724 | 291.1723 | 237.4403 | 191.1683 | 422.4871 | 394.6661 | 480.3731 | 237.8859 | 376.9475 | 312.6677 | 415.0723 | 422.0997 | 510.1256 | 444.0918 | 455.136
4151 | 23 | 173 | 6 | 246.857 | 117.6746 | 305.291 | 453.7473 | 381.5296 | 327.667 | 284.715 | 239.506 | 183.1093 | 402.8117 | 401.3896 | 470.2964 | 233.0242 | 379.2114 | 305.8664 | 409.942 | 424.9724 | 511.4884 | 464.1016 | 475.3398
4152 | 0 | 174 | 6 | 246.0454 | 125.349 | 296.82 | 447.8412 | 379.1049 | 323.2269 | 277.7033 | 234.3628 | 181.7695 | 402.967 | 391.5695 | 452.4031 | 229.3451 | 364.4871 | 297.7818 | 408.3732 | 421.7231 | 476.2958 | 456.966 | 447.0612
4153 | 1 | 174 | 6 | 250.7804 | 127.4554 | 293.6894 | 450.6895 | 374.6158 | 318.4621 | 279.2888 | 234.7215 | 188.0781 | 399.1147 | 398.201 | 448.9021 | 242.8122 | 359.385 | 289.8312 | 405.0112 | 412.594 | 470 | 462.88 | 420.6883
4154 | 2 | 174 | 6 | 258.5146 | 127.2912 | 297.7965 | 463.3425 | 372.6899 | 315.7397 | 276.6445 | 231.8796 | 179.1247 | 387.9224 | 388.4553 | 441.4824 | 256.5438 | 351.6035 | 292.9087 | 408.0538 | 406.6295 | 477.2352 | 451.5891 | 415.1702
4155 | 3 | 174 | 6 | 259.8811 | 128.4954 | 304.3153 | 466.2747 | 380.7173 | 327.1341 | 274.9365 | 230.9143 | 186.8608 | 391.2175 | 397.8217 | 439.705 | 257.8764 | 364.4126 | 301.4353 | 406.7314 | 415.8047 | 477.7291 | 456.1225 | 410.6345
4156 | 4 | 174 | 6 | 259.1297 | 131.61 | 312.1038 | 465.3517 | 292.9801 | 301.4038 | 259.8577 | 230.087 | 168.2301 | 394.6528 | 393.3788 | 448.6351 | 236.1931 | 339.8365 | 312.7337 | 396.1133 | 335.2767 | 479.0711 | 420.8054 | 416.218
4157 | 5 | 174 | 6 | 253.9978 | 105.52 | 302.3671 | 416.8612 | 213.2834 | 184.5685 | 231.2371 | 185.9042 | 127.5978 | 320.8922 | 343.67 | 327.6427 | 226.4188 | 229.7824 | 287.2868 | 342.5638 | 240.6275 | 449.7879 | 357.1574 | 355.9331
4158 | 6 | 174 | 6 | 213.3674 | 96.1732 | 267.3734 | 356.8536 | 200.0316 | 168.0333 | 213.3775 | 188.8609 | 107.4667 | 247.7846 | 307.861 | 251.5589 | 204.2593 | 213.7974 | 244.3072 | 306.6222 | 225.4541 | 348.0843 | 337.3061 | 257.3602
4159 | 7 | 174 | 6 | 213.256 | 95.0458 | 249.0074 | 334.4976 | 201.1358 | 170.4375 | 209.7423 | 179.1552 | 107.7672 | 224.3916 | 304.5293 | 231.3229 | 207.6373 | 203.3687 | 221.9501 | 297.414 | 215.4031 | 294.8518 | 329.0017 | 229.1643
4160 | 8 | 174 | 6 | 211.1179 | 96.742 | 241.6177 | 324.5129 | 193.8434 | 168.1288 | 203.2262 | 178.7979 | 103.6916 | 215.4003 | 300.1647 | 227.3639 | 222.4893 | 192.6274 | 215.0105 | 297.1077 | 206.1935 | 277.7605 | 331.9433 | 218.7004
4161 | 9 | 174 | 6 | 208.7012 | 99.4129 | 248.9096 | 326.4399 | 199.5673 | 167.6567 | 201.7725 | 178.3071 | 100.8141 | 215.1809 | 293.3879 | 228.3465 | 201.2184 | 195.1189 | 217.9846 | 300.9159 | 214.4391 | 269.8932 | 336.8715 | 210.4017
4162 | 10 | 174 | 6 | 212.259 | 99.9568 | 255.6424 | 326.7876 | 195.4264 | 160.8229 | 208.7111 | 173.5212 | 103.9216 | 212.6012 | 296.9525 | 233.9469 | 206.6461 | 203.5192 | 221.0105 | 304.3541 | 222.5399 | 270.5747 | 341.3031 | 213.9196
4163 | 11 | 174 | 6 | 209.7849 | 99.0068 | 256.75 | 335.7036 | 190.1003 | 155.9409 | 209.8307 | 169.5767 | 104.2818 | 219.6781 | 296.0262 | 233.5203 | 218.1669 | 206.4939 | 224.4374 | 301.7101 | 218.9597 | 270.5637 | 342.2569 | 212.3929
4164 | 12 | 174 | 6 | 209.7126 | 100.8707 | 261.4796 | 340.0755 | 192.3495 | 158.1859 | 215.0651 | 170.0526 | 104.2276 | 223.7733 | 292.5991 | 230.8187 | 207.4918 | 205.9642 | 226.0237 | 302.4886 | 213.8255 | 275.5228 | 340.9836 | 212.526
4165 | 13 | 174 | 6 | 205.6196 | 102.6702 | 268.5147 | 336.8528 | 191.8437 | 157.6823 | 212.1765 | 165.2605 | 104.5951 | 225.1442 | 290.7521 | 229.2278 | 200.4358 | 206.6664 | 232.3402 | 306.1704 | 212.124 | 279.8606 | 337.8619 | 213.0375
4166 | 14 | 174 | 6 | 204.5728 | 105.7851 | 266.6908 | 346.481 | 192.9513 | 158.7759 | 215.7845 | 165.2118 | 105.4991 | 225.4151 | 291.6124 | 229.6034 | 193.1844 | 210.2643 | 233.4033 | 309.0376 | 217.4418 | 292.9662 | 339.6613 | 219.9395
4167 | 15 | 174 | 6 | 206.3911 | 106.7376 | 263.6445 | 361.9802 | 197.7503 | 156.1053 | 219.924 | 164.6748 | 106.8468 | 233.5313 | 291.2627 | 235.7933 | 188.9984 | 213.2254 | 231.1654 | 311.7774 | 223.2394 | 311.3039 | 347.3437 | 229.9474
4168 | 16 | 174 | 6 | 214.8462 | 109.7404 | 263.8149 | 384.1657 | 207.3372 | 155.4661 | 235.6078 | 167.4818 | 115.3073 | 241.682 | 296.1365 | 240.4407 | 188.4935 | 217.6318 | 241.1284 | 320.0835 | 232.377 | 331.7706 | 359.9802 | 241.6577
4169 | 17 | 174 | 6 | 233.7401 | 108.9367 | 276.304 | 411.4609 | 243.9829 | 168.692 | 269.1635 | 225.0598 | 139.8975 | 268.9275 | 309.9821 | 254.055 | 208.8611 | 234.842 | 266.5679 | 349.2262 | 273.1647 | 362.459 | 387.0335 | 271.6822
4170 | 18 | 174 | 6 | 250.2576 | 127.5841 | 330.3991 | 475.7804 | 337.0574 | 250.4347 | 299.4581 | 243.9048 | 185.7369 | 347.279 | 344.7113 | 315.9425 | 229.6793 | 315.3053 | 333.5346 | 407.6658 | 369.7717 | 421.1083 | 435.195 | 352.9986
4171 | 19 | 174 | 6 | 265.1929 | 123.1578 | 345.623 | 489.0265 | 363.5489 | 308.5818 | 303.6354 | 248.6361 | 205.1061 | 418.6183 | 399.213 | 431.0109 | 251.5308 | 332.5883 | 352.3268 | 419.6542 | 379.8596 | 491.7111 | 422.2167 | 406.3147
4172 | 20 | 174 | 6 | 261.2864 | 116.85 | 327.9269 | 489.0925 | 380.1163 | 309.1701 | 300.4257 | 249.26 | 182.5688 | 396.2718 | 391.9887 | 433.3302 | 248.5424 | 344.1489 | 343.1452 | 411.0675 | 390.9058 | 476.4449 | 411.103 | 379.1372
4173 | 21 | 174 | 6 | 252.8335 | 119.4506 | 323.4027 | 473.9352 | 396.0543 | 327.1501 | 296.8052 | 240.8708 | 187.8688 | 431.7853 | 391.5724 | 459.8706 | 244.9268 | 367.6003 | 328.3678 | 414.7004 | 408.348 | 480.5948 | 418.1034 | 408.1139
4174 | 22 | 174 | 6 | 253.9027 | 109.7118 | 314.7654 | 455.6235 | 394.405 | 328.0724 | 291.1723 | 237.4403 | 191.1683 | 422.4871 | 394.6661 | 480.3731 | 237.8859 | 376.9475 | 312.6677 | 415.0723 | 422.0997 | 510.1256 | 444.0918 | 455.136
4175 | 23 | 174 | 6 | 246.857 | 117.6746 | 305.291 | 453.7473 | 381.5296 | 327.667 | 284.715 | 239.506 | 183.1093 | 402.8117 | 401.3896 | 470.2964 | 233.0242 | 379.2114 | 305.8664 | 409.942 | 424.9724 | 511.4884 | 464.1016 | 475.3398
4176 | 0 | 175 | 6 | 246.0454 | 125.349 | 296.82 | 447.8412 | 379.1049 | 323.2269 | 277.7033 | 234.3628 | 181.7695 | 402.967 | 391.5695 | 452.4031 | 229.3451 | 364.4871 | 297.7818 | 408.3732 | 421.7231 | 476.2958 | 456.966 | 447.0612
4177 | 1 | 175 | 6 | 250.7804 | 127.4554 | 293.6894 | 450.6895 | 374.6158 | 318.4621 | 279.2888 | 234.7215 | 188.0781 | 399.1147 | 398.201 | 448.9021 | 242.8122 | 359.385 | 289.8312 | 405.0112 | 412.594 | 470 | 462.88 | 420.6883
4178 | 2 | 175 | 6 | 258.5146 | 127.2912 | 297.7965 | 463.3425 | 372.6899 | 315.7397 | 276.6445 | 231.8796 | 179.1247 | 387.9224 | 388.4553 | 441.4824 | 256.5438 | 351.6035 | 292.9087 | 408.0538 | 406.6295 | 477.2352 | 451.5891 | 415.1702
4179 | 3 | 175 | 6 | 259.8811 | 128.4954 | 304.3153 | 466.2747 | 380.7173 | 327.1341 | 274.9365 | 230.9143 | 186.8608 | 391.2175 | 397.8217 | 439.705 | 257.8764 | 364.4126 | 301.4353 | 406.7314 | 415.8047 | 477.7291 | 456.1225 | 410.6345
4180 | 4 | 175 | 6 | 259.1297 | 131.61 | 312.1038 | 465.3517 | 292.9801 | 301.4038 | 259.8577 | 230.087 | 168.2301 | 394.6528 | 393.3788 | 448.6351 | 236.1931 | 339.8365 | 312.7337 | 396.1133 | 335.2767 | 479.0711 | 420.8054 | 416.218
4181 | 5 | 175 | 6 | 253.9978 | 105.52 | 302.3671 | 416.8612 | 213.2834 | 184.5685 | 231.2371 | 185.9042 | 127.5978 | 320.8922 | 343.67 | 327.6427 | 226.4188 | 229.7824 | 287.2868 | 342.5638 | 240.6275 | 449.7879 | 357.1574 | 355.9331
4182 | 6 | 175 | 6 | 213.3674 | 96.1732 | 267.3734 | 356.8536 | 200.0316 | 168.0333 | 213.3775 | 188.8609 | 107.4667 | 247.7846 | 307.861 | 251.5589 | 204.2593 | 213.7974 | 244.3072 | 306.6222 | 225.4541 | 348.0843 | 337.3061 | 257.3602
4183 | 7 | 175 | 6 | 213.256 | 95.0458 | 249.0074 | 334.4976 | 201.1358 | 170.4375 | 209.7423 | 179.1552 | 107.7672 | 224.3916 | 304.5293 | 231.3229 | 207.6373 | 203.3687 | 221.9501 | 297.414 | 215.4031 | 294.8518 | 329.0017 | 229.1643
4184 | 8 | 175 | 6 | 211.1179 | 96.742 | 241.6177 | 324.5129 | 193.8434 | 168.1288 | 203.2262 | 178.7979 | 103.6916 | 215.4003 | 300.1647 | 227.3639 | 222.4893 | 192.6274 | 215.0105 | 297.1077 | 206.1935 | 277.7605 | 331.9433 | 218.7004
4185 | 9 | 175 | 6 | 208.7012 | 99.4129 | 248.9096 | 326.4399 | 199.5673 | 167.6567 | 201.7725 | 178.3071 | 100.8141 | 215.1809 | 293.3879 | 228.3465 | 201.2184 | 195.1189 | 217.9846 | 300.9159 | 214.4391 | 269.8932 | 336.8715 | 210.4017
4186 | 10 | 175 | 6 | 212.259 | 99.9568 | 255.6424 | 326.7876 | 195.4264 | 160.8229 | 208.7111 | 173.5212 | 103.9216 | 212.6012 | 296.9525 | 233.9469 | 206.6461 | 203.5192 | 221.0105 | 304.3541 | 222.5399 | 270.5747 | 341.3031 | 213.9196
4187 | 11 | 175 | 6 | 209.7849 | 99.0068 | 256.75 | 335.7036 | 190.1003 | 155.9409 | 209.8307 | 169.5767 | 104.2818 | 219.6781 | 296.0262 | 233.5203 | 218.1669 | 206.4939 | 224.4374 | 301.7101 | 218.9597 | 270.5637 | 342.2569 | 212.3929
4188 | 12 | 175 | 6 | 209.7126 | 100.8707 | 261.4796 | 340.0755 | 192.3495 | 158.1859 | 215.0651 | 170.0526 | 104.2276 | 223.7733 | 292.5991 | 230.8187 | 207.4918 | 205.9642 | 226.0237 | 302.4886 | 213.8255 | 275.5228 | 340.9836 | 212.526
4189 | 13 | 175 | 6 | 205.6196 | 102.6702 | 268.5147 | 336.8528 | 191.8437 | 157.6823 | 212.1765 | 165.2605 | 104.5951 | 225.1442 | 290.7521 | 229.2278 | 200.4358 | 206.6664 | 232.3402 | 306.1704 | 212.124 | 279.8606 | 337.8619 | 213.0375
4190 | 14 | 175 | 6 | 204.5728 | 105.7851 | 266.6908 | 346.481 | 192.9513 | 158.7759 | 215.7845 | 165.2118 | 105.4991 | 225.4151 | 291.6124 | 229.6034 | 193.1844 | 210.2643 | 233.4033 | 309.0376 | 217.4418 | 292.9662 | 339.6613 | 219.9395
4191 | 15 | 175 | 6 | 206.3911 | 106.7376 | 263.6445 | 361.9802 | 197.7503 | 156.1053 | 219.924 | 164.6748 | 106.8468 | 233.5313 | 291.2627 | 235.7933 | 188.9984 | 213.2254 | 231.1654 | 311.7774 | 223.2394 | 311.3039 | 347.3437 | 229.9474
4192 | 16 | 175 | 6 | 214.8462 | 109.7404 | 263.8149 | 384.1657 | 207.3372 | 155.4661 | 235.6078 | 167.4818 | 115.3073 | 241.682 | 296.1365 | 240.4407 | 188.4935 | 217.6318 | 241.1284 | 320.0835 | 232.377 | 331.7706 | 359.9802 | 241.6577
4193 | 17 | 175 | 6 | 233.7401 | 108.9367 | 276.304 | 411.4609 | 243.9829 | 168.692 | 269.1635 | 225.0598 | 139.8975 | 268.9275 | 309.9821 | 254.055 | 208.8611 | 234.842 | 266.5679 | 349.2262 | 273.1647 | 362.459 | 387.0335 | 271.6822
4194 | 18 | 175 | 6 | 250.2576 | 127.5841 | 330.3991 | 475.7804 | 337.0574 | 250.4347 | 299.4581 | 243.9048 | 185.7369 | 347.279 | 344.7113 | 315.9425 | 229.6793 | 315.3053 | 333.5346 | 407.6658 | 369.7717 | 421.1083 | 435.195 | 352.9986
4195 | 19 | 175 | 6 | 265.1929 | 123.1578 | 345.623 | 489.0265 | 363.5489 | 308.5818 | 303.6354 | 248.6361 | 205.1061 | 418.6183 | 399.213 | 431.0109 | 251.5308 | 332.5883 | 352.3268 | 419.6542 | 379.8596 | 491.7111 | 422.2167 | 406.3147
4196 | 20 | 175 | 6 | 261.2864 | 116.85 | 327.9269 | 489.0925 | 380.1163 | 309.1701 | 300.4257 | 249.26 | 182.5688 | 396.2718 | 391.9887 | 433.3302 | 248.5424 | 344.1489 | 343.1452 | 411.0675 | 390.9058 | 476.4449 | 411.103 | 379.1372
4197 | 21 | 175 | 6 | 252.8335 | 119.4506 | 323.4027 | 473.9352 | 396.0543 | 327.1501 | 296.8052 | 240.8708 | 187.8688 | 431.7853 | 391.5724 | 459.8706 | 244.9268 | 367.6003 | 328.3678 | 414.7004 | 408.348 | 480.5948 | 418.1034 | 408.1139
4198 | 22 | 175 | 6 | 253.9027 | 109.7118 | 314.7654 | 455.6235 | 394.405 | 328.0724 | 291.1723 | 237.4403 | 191.1683 | 422.4871 | 394.6661 | 480.3731 | 237.8859 | 376.9475 | 312.6677 | 415.0723 | 422.0997 | 510.1256 | 444.0918 | 455.136
4199 | 23 | 175 | 6 | 246.857 | 117.6746 | 305.291 | 453.7473 | 381.5296 | 327.667 | 284.715 | 239.506 | 183.1093 | 402.8117 | 401.3896 | 470.2964 | 233.0242 | 379.2114 | 305.8664 | 409.942 | 424.9724 | 511.4884 | 464.1016 | 475.3398
4200 | 0 | 176 | 6 | 246.0454 | 125.349 | 296.82 | 447.8412 | 379.1049 | 323.2269 | 277.7033 | 234.3628 | 181.7695 | 402.967 | 391.5695 | 452.4031 | 229.3451 | 364.4871 | 297.7818 | 408.3732 | 421.7231 | 476.2958 | 456.966 | 447.0612
4201 | 1 | 176 | 6 | 250.7804 | 127.4554 | 293.6894 | 450.6895 | 374.6158 | 318.4621 | 279.2888 | 234.7215 | 188.0781 | 399.1147 | 398.201 | 448.9021 | 242.8122 | 359.385 | 289.8312 | 405.0112 | 412.594 | 470 | 462.88 | 420.6883
4202 | 2 | 176 | 6 | 258.5146 | 127.2912 | 297.7965 | 463.3425 | 372.6899 | 315.7397 | 276.6445 | 231.8796 | 179.1247 | 387.9224 | 388.4553 | 441.4824 | 256.5438 | 351.6035 | 292.9087 | 408.0538 | 406.6295 | 477.2352 | 451.5891 | 415.1702
4203 | 3 | 176 | 6 | 259.8811 | 128.4954 | 304.3153 | 466.2747 | 380.7173 | 327.1341 | 274.9365 | 230.9143 | 186.8608 | 391.2175 | 397.8217 | 439.705 | 257.8764 | 364.4126 | 301.4353 | 406.7314 | 415.8047 | 477.7291 | 456.1225 | 410.6345
4204 | 4 | 176 | 6 | 259.1297 | 131.61 | 312.1038 | 465.3517 | 292.9801 | 301.4038 | 259.8577 | 230.087 | 168.2301 | 394.6528 | 393.3788 | 448.6351 | 236.1931 | 339.8365 | 312.7337 | 396.1133 | 335.2767 | 479.0711 | 420.8054 | 416.218
4205 | 5 | 176 | 6 | 253.9978 | 105.52 | 302.3671 | 416.8612 | 213.2834 | 184.5685 | 231.2371 | 185.9042 | 127.5978 | 320.8922 | 343.67 | 327.6427 | 226.4188 | 229.7824 | 287.2868 | 342.5638 | 240.6275 | 449.7879 | 357.1574 | 355.9331
4206 | 6 | 176 | 6 | 213.3674 | 96.1732 | 267.3734 | 356.8536 | 200.0316 | 168.0333 | 213.3775 | 188.8609 | 107.4667 | 247.7846 | 307.861 | 251.5589 | 204.2593 | 213.7974 | 244.3072 | 306.6222 | 225.4541 | 348.0843 | 337.3061 | 257.3602
4207 | 7 | 176 | 6 | 213.256 | 95.0458 | 249.0074 | 334.4976 | 201.1358 | 170.4375 | 209.7423 | 179.1552 | 107.7672 | 224.3916 | 304.5293 | 231.3229 | 207.6373 | 203.3687 | 221.9501 | 297.414 | 215.4031 | 294.8518 | 329.0017 | 229.1643
4208 | 8 | 176 | 6 | 211.1179 | 96.742 | 241.6177 | 324.5129 | 193.8434 | 168.1288 | 203.2262 | 178.7979 | 103.6916 | 215.4003 | 300.1647 | 227.3639 | 222.4893 | 192.6274 | 215.0105 | 297.1077 | 206.1935 | 277.7605 | 331.9433 | 218.7004
4209 | 9 | 176 | 6 | 208.7012 | 99.4129 | 248.9096 | 326.4399 | 199.5673 | 167.6567 | 201.7725 | 178.3071 | 100.8141 | 215.1809 | 293.3879 | 228.3465 | 201.2184 | 195.1189 | 217.9846 | 300.9159 | 214.4391 | 269.8932 | 336.8715 | 210.4017
4210 | 10 | 176 | 6 | 212.259 | 99.9568 | 255.6424 | 326.7876 | 195.4264 | 160.8229 | 208.7111 | 173.5212 | 103.9216 | 212.6012 | 296.9525 | 233.9469 | 206.6461 | 203.5192 | 221.0105 | 304.3541 | 222.5399 | 270.5747 | 341.3031 | 213.9196
4211 | 11 | 176 | 6 | 209.7849 | 99.0068 | 256.75 | 335.7036 | 190.1003 | 155.9409 | 209.8307 | 169.5767 | 104.2818 | 219.6781 | 296.0262 | 233.5203 | 218.1669 | 206.4939 | 224.4374 | 301.7101 | 218.9597 | 270.5637 | 342.2569 | 212.3929
4212 | 12 | 176 | 6 | 209.7126 | 100.8707 | 261.4796 | 340.0755 | 192.3495 | 158.1859 | 215.0651 | 170.0526 | 104.2276 | 223.7733 | 292.5991 | 230.8187 | 207.4918 | 205.9642 | 226.0237 | 302.4886 | 213.8255 | 275.5228 | 340.9836 | 212.526
4213 | 13 | 176 | 6 | 205.6196 | 102.6702 | 268.5147 | 336.8528 | 191.8437 | 157.6823 | 212.1765 | 165.2605 | 104.5951 | 225.1442 | 290.7521 | 229.2278 | 200.4358 | 206.6664 | 232.3402 | 306.1704 | 212.124 | 279.8606 | 337.8619 | 213.0375
4214 | 14 | 176 | 6 | 204.5728 | 105.7851 | 266.6908 | 346.481 | 192.9513 | 158.7759 | 215.7845 | 165.2118 | 105.4991 | 225.4151 | 291.6124 | 229.6034 | 193.1844 | 210.2643 | 233.4033 | 309.0376 | 217.4418 | 292.9662 | 339.6613 | 219.9395
4215 | 15 | 176 | 6 | 206.3911 | 106.7376 | 263.6445 | 361.9802 | 197.7503 | 156.1053 | 219.924 | 164.6748 | 106.8468 | 233.5313 | 291.2627 | 235.7933 | 188.9984 | 213.2254 | 231.1654 | 311.7774 | 223.2394 | 311.3039 | 347.3437 | 229.9474
4216 | 16 | 176 | 6 | 214.8462 | 109.7404 | 263.8149 | 384.1657 | 207.3372 | 155.4661 | 235.6078 | 167.4818 | 115.3073 | 241.682 | 296.1365 | 240.4407 | 188.4935 | 217.6318 | 241.1284 | 320.0835 | 232.377 | 331.7706 | 359.9802 | 241.6577
4217 | 17 | 176 | 6 | 233.7401 | 108.9367 | 276.304 | 411.4609 | 243.9829 | 168.692 | 269.1635 | 225.0598 | 139.8975 | 268.9275 | 309.9821 | 254.055 | 208.8611 | 234.842 | 266.5679 | 349.2262 | 273.1647 | 362.459 | 387.0335 | 271.6822
4218 | 18 | 176 | 6 | 250.2576 | 127.5841 | 330.3991 | 475.7804 | 337.0574 | 250.4347 | 299.4581 | 243.9048 | 185.7369 | 347.279 | 344.7113 | 315.9425 | 229.6793 | 315.3053 | 333.5346 | 407.6658 | 369.7717 | 421.1083 | 435.195 | 352.9986
4219 | 19 | 176 | 6 | 265.1929 | 123.1578 | 345.623 | 489.0265 | 363.5489 | 308.5818 | 303.6354 | 248.6361 | 205.1061 | 418.6183 | 399.213 | 431.0109 | 251.5308 | 332.5883 | 352.3268 | 419.6542 | 379.8596 | 491.7111 | 422.2167 | 406.3147
4220 | 20 | 176 | 6 | 261.2864 | 116.85 | 327.9269 | 489.0925 | 380.1163 | 309.1701 | 300.4257 | 249.26 | 182.5688 | 396.2718 | 391.9887 | 433.3302 | 248.5424 | 344.1489 | 343.1452 | 411.0675 | 390.9058 | 476.4449 | 411.103 | 379.1372
4221 | 21 | 176 | 6 | 252.8335 | 119.4506 | 323.4027 | 473.9352 | 396.0543 | 327.1501 | 296.8052 | 240.8708 | 187.8688 | 431.7853 | 391.5724 | 459.8706 | 244.9268 | 367.6003 | 328.3678 | 414.7004 | 408.348 | 480.5948 | 418.1034 | 408.1139
4222 | 22 | 176 | 6 | 253.9027 | 109.7118 | 314.7654 | 455.6235 | 394.405 | 328.0724 | 291.1723 | 237.4403 | 191.1683 | 422.4871 | 394.6661 | 480.3731 | 237.8859 | 376.9475 | 312.6677 | 415.0723 | 422.0997 | 510.1256 | 444.0918 | 455.136
4223 | 23 | 176 | 6 | 246.857 | 117.6746 | 305.291 | 453.7473 | 381.5296 | 327.667 | 284.715 | 239.506 | 183.1093 | 402.8117 | 401.3896 | 470.2964 | 233.0242 | 379.2114 | 305.8664 | 409.942 | 424.9724 | 511.4884 | 464.1016 | 475.3398
4224 | 0 | 177 | 6 | 246.0454 | 125.349 | 296.82 | 447.8412 | 379.1049 | 323.2269 | 277.7033 | 234.3628 | 181.7695 | 402.967 | 391.5695 | 452.4031 | 229.3451 | 364.4871 | 297.7818 | 408.3732 | 421.7231 | 476.2958 | 456.966 | 447.0612
4225 | 1 | 177 | 6 | 250.7804 | 127.4554 | 293.6894 | 450.6895 | 374.6158 | 318.4621 | 279.2888 | 234.7215 | 188.0781 | 399.1147 | 398.201 | 448.9021 | 242.8122 | 359.385 | 289.8312 | 405.0112 | 412.594 | 470 | 462.88 | 420.6883
4226 | 2 | 177 | 6 | 258.5146 | 127.2912 | 297.7965 | 463.3425 | 372.6899 | 315.7397 | 276.6445 | 231.8796 | 179.1247 | 387.9224 | 388.4553 | 441.4824 | 256.5438 | 351.6035 | 292.9087 | 408.0538 | 406.6295 | 477.2352 | 451.5891 | 415.1702
4227 | 3 | 177 | 6 | 259.8811 | 128.4954 | 304.3153 | 466.2747 | 380.7173 | 327.1341 | 274.9365 | 230.9143 | 186.8608 | 391.2175 | 397.8217 | 439.705 | 257.8764 | 364.4126 | 301.4353 | 406.7314 | 415.8047 | 477.7291 | 456.1225 | 410.6345
4228 | 4 | 177 | 6 | 259.1297 | 131.61 | 312.1038 | 465.3517 | 292.9801 | 301.4038 | 259.8577 | 230.087 | 168.2301 | 394.6528 | 393.3788 | 448.6351 | 236.1931 | 339.8365 | 312.7337 | 396.1133 | 335.2767 | 479.0711 | 420.8054 | 416.218
4229 | 5 | 177 | 6 | 253.9978 | 105.52 | 302.3671 | 416.8612 | 213.2834 | 184.5685 | 231.2371 | 185.9042 | 127.5978 | 320.8922 | 343.67 | 327.6427 | 226.4188 | 229.7824 | 287.2868 | 342.5638 | 240.6275 | 449.7879 | 357.1574 | 355.9331
4230 | 6 | 177 | 6 | 213.3674 | 96.1732 | 267.3734 | 356.8536 | 200.0316 | 168.0333 | 213.3775 | 188.8609 | 107.4667 | 247.7846 | 307.861 | 251.5589 | 204.2593 | 213.7974 | 244.3072 | 306.6222 | 225.4541 | 348.0843 | 337.3061 | 257.3602
4231 | 7 | 177 | 6 | 213.256 | 95.0458 | 249.0074 | 334.4976 | 201.1358 | 170.4375 | 209.7423 | 179.1552 | 107.7672 | 224.3916 | 304.5293 | 231.3229 | 207.6373 | 203.3687 | 221.9501 | 297.414 | 215.4031 | 294.8518 | 329.0017 | 229.1643
4232 | 8 | 177 | 6 | 211.1179 | 96.742 | 241.6177 | 324.5129 | 193.8434 | 168.1288 | 203.2262 | 178.7979 | 103.6916 | 215.4003 | 300.1647 | 227.3639 | 222.4893 | 192.6274 | 215.0105 | 297.1077 | 206.1935 | 277.7605 | 331.9433 | 218.7004
4233 | 9 | 177 | 6 | 208.7012 | 99.4129 | 248.9096 | 326.4399 | 199.5673 | 167.6567 | 201.7725 | 178.3071 | 100.8141 | 215.1809 | 293.3879 | 228.3465 | 201.2184 | 195.1189 | 217.9846 | 300.9159 | 214.4391 | 269.8932 | 336.8715 | 210.4017
4234 | 10 | 177 | 6 | 212.259 | 99.9568 | 255.6424 | 326.7876 | 195.4264 | 160.8229 | 208.7111 | 173.5212 | 103.9216 | 212.6012 | 296.9525 | 233.9469 | 206.6461 | 203.5192 | 221.0105 | 304.3541 | 222.5399 | 270.5747 | 341.3031 | 213.9196
4235 | 11 | 177 | 6 | 209.7849 | 99.0068 | 256.75 | 335.7036 | 190.1003 | 155.9409 | 209.8307 | 169.5767 | 104.2818 | 219.6781 | 296.0262 | 233.5203 | 218.1669 | 206.4939 | 224.4374 | 301.7101 | 218.9597 | 270.5637 | 342.2569 | 212.3929
4236 | 12 | 177 | 6 | 209.7126 | 100.8707 | 261.4796 | 340.0755 | 192.3495 | 158.1859 | 215.0651 | 170.0526 | 104.2276 | 223.7733 | 292.5991 | 230.8187 | 207.4918 | 205.9642 | 226.0237 | 302.4886 | 213.8255 | 275.5228 | 340.9836 | 212.526
4237 | 13 | 177 | 6 | 205.6196 | 102.6702 | 268.5147 | 336.8528 | 191.8437 | 157.6823 | 212.1765 | 165.2605 | 104.5951 | 225.1442 | 290.7521 | 229.2278 | 200.4358 | 206.6664 | 232.3402 | 306.1704 | 212.124 | 279.8606 | 337.8619 | 213.0375
4238 | 14 | 177 | 6 | 204.5728 | 105.7851 | 266.6908 | 346.481 | 192.9513 | 158.7759 | 215.7845 | 165.2118 | 105.4991 | 225.4151 | 291.6124 | 229.6034 | 193.1844 | 210.2643 | 233.4033 | 309.0376 | 217.4418 | 292.9662 | 339.6613 | 219.9395
4239 | 15 | 177 | 6 | 206.3911 | 106.7376 | 263.6445 | 361.9802 | 197.7503 | 156.1053 | 219.924 | 164.6748 | 106.8468 | 233.5313 | 291.2627 | 235.7933 | 188.9984 | 213.2254 | 231.1654 | 311.7774 | 223.2394 | 311.3039 | 347.3437 | 229.9474
4240 | 16 | 177 | 6 | 214.8462 | 109.7404 | 263.8149 | 384.1657 | 207.3372 | 155.4661 | 235.6078 | 167.4818 | 115.3073 | 241.682 | 296.1365 | 240.4407 | 188.4935 | 217.6318 | 241.1284 | 320.0835 | 232.377 | 331.7706 | 359.9802 | 241.6577
4241 | 17 | 177 | 6 | 233.7401 | 108.9367 | 276.304 | 411.4609 | 243.9829 | 168.692 | 269.1635 | 225.0598 | 139.8975 | 268.9275 | 309.9821 | 254.055 | 208.8611 | 234.842 | 266.5679 | 349.2262 | 273.1647 | 362.459 | 387.0335 | 271.6822
4242 | 18 | 177 | 6 | 250.2576 | 127.5841 | 330.3991 | 475.7804 | 337.0574 | 250.4347 | 299.4581 | 243.9048 | 185.7369 | 347.279 | 344.7113 | 315.9425 | 229.6793 | 315.3053 | 333.5346 | 407.6658 | 369.7717 | 421.1083 | 435.195 | 352.9986
4243 | 19 | 177 | 6 | 265.1929 | 123.1578 | 345.623 | 489.0265 | 363.5489 | 308.5818 | 303.6354 | 248.6361 | 205.1061 | 418.6183 | 399.213 | 431.0109 | 251.5308 | 332.5883 | 352.3268 | 419.6542 | 379.8596 | 491.7111 | 422.2167 | 406.3147
4244 | 20 | 177 | 6 | 261.2864 | 116.85 | 327.9269 | 489.0925 | 380.1163 | 309.1701 | 300.4257 | 249.26 | 182.5688 | 396.2718 | 391.9887 | 433.3302 | 248.5424 | 344.1489 | 343.1452 | 411.0675 | 390.9058 | 476.4449 | 411.103 | 379.1372
4245 | 21 | 177 | 6 | 252.8335 | 119.4506 | 323.4027 | 473.9352 | 396.0543 | 327.1501 | 296.8052 | 240.8708 | 187.8688 | 431.7853 | 391.5724 | 459.8706 | 244.9268 | 367.6003 | 328.3678 | 414.7004 | 408.348 | 480.5948 | 418.1034 | 408.1139
4246 | 22 | 177 | 6 | 253.9027 | 109.7118 | 314.7654 | 455.6235 | 394.405 | 328.0724 | 291.1723 | 237.4403 | 191.1683 | 422.4871 | 394.6661 | 480.3731 | 237.8859 | 376.9475 | 312.6677 | 415.0723 | 422.0997 | 510.1256 | 444.0918 | 455.136
4247 | 23 | 177 | 6 | 246.857 | 117.6746 | 305.291 | 453.7473 | 381.5296 | 327.667 | 284.715 | 239.506 | 183.1093 | 402.8117 | 401.3896 | 470.2964 | 233.0242 | 379.2114 | 305.8664 | 409.942 | 424.9724 | 511.4884 | 464.1016 | 475.3398
4248 | 0 | 178 | 6 | 246.0454 | 125.349 | 296.82 | 447.8412 | 379.1049 | 323.2269 | 277.7033 | 234.3628 | 181.7695 | 402.967 | 391.5695 | 452.4031 | 229.3451 | 364.4871 | 297.7818 | 408.3732 | 421.7231 | 476.2958 | 456.966 | 447.0612
4249 | 1 | 178 | 6 | 250.7804 | 127.4554 | 293.6894 | 450.6895 | 374.6158 | 318.4621 | 279.2888 | 234.7215 | 188.0781 | 399.1147 | 398.201 | 448.9021 | 242.8122 | 359.385 | 289.8312 | 405.0112 | 412.594 | 470 | 462.88 | 420.6883
4250 | 2 | 178 | 6 | 258.5146 | 127.2912 | 297.7965 | 463.3425 | 372.6899 | 315.7397 | 276.6445 | 231.8796 | 179.1247 | 387.9224 | 388.4553 | 441.4824 | 256.5438 | 351.6035 | 292.9087 | 408.0538 | 406.6295 | 477.2352 | 451.5891 | 415.1702
4251 | 3 | 178 | 6 | 259.8811 | 128.4954 | 304.3153 | 466.2747 | 380.7173 | 327.1341 | 274.9365 | 230.9143 | 186.8608 | 391.2175 | 397.8217 | 439.705 | 257.8764 | 364.4126 | 301.4353 | 406.7314 | 415.8047 | 477.7291 | 456.1225 | 410.6345
4252 | 4 | 178 | 6 | 259.1297 | 131.61 | 312.1038 | 465.3517 | 292.9801 | 301.4038 | 259.8577 | 230.087 | 168.2301 | 394.6528 | 393.3788 | 448.6351 | 236.1931 | 339.8365 | 312.7337 | 396.1133 | 335.2767 | 479.0711 | 420.8054 | 416.218
4253 | 5 | 178 | 6 | 253.9978 | 105.52 | 302.3671 | 416.8612 | 213.2834 | 184.5685 | 231.2371 | 185.9042 | 127.5978 | 320.8922 | 343.67 | 327.6427 | 226.4188 | 229.7824 | 287.2868 | 342.5638 | 240.6275 | 449.7879 | 357.1574 | 355.9331
4254 | 6 | 178 | 6 | 213.3674 | 96.1732 | 267.3734 | 356.8536 | 200.0316 | 168.0333 | 213.3775 | 188.8609 | 107.4667 | 247.7846 | 307.861 | 251.5589 | 204.2593 | 213.7974 | 244.3072 | 306.6222 | 225.4541 | 348.0843 | 337.3061 | 257.3602
4255 | 7 | 178 | 6 | 213.256 | 95.0458 | 249.0074 | 334.4976 | 201.1358 | 170.4375 | 209.7423 | 179.1552 | 107.7672 | 224.3916 | 304.5293 | 231.3229 | 207.6373 | 203.3687 | 221.9501 | 297.414 | 215.4031 | 294.8518 | 329.0017 | 229.1643
4256 | 8 | 178 | 6 | 211.1179 | 96.742 | 241.6177 | 324.5129 | 193.8434 | 168.1288 | 203.2262 | 178.7979 | 103.6916 | 215.4003 | 300.1647 | 227.3639 | 222.4893 | 192.6274 | 215.0105 | 297.1077 | 206.1935 | 277.7605 | 331.9433 | 218.7004
4257 | 9 | 178 | 6 | 208.7012 | 99.4129 | 248.9096 | 326.4399 | 199.5673 | 167.6567 | 201.7725 | 178.3071 | 100.8141 | 215.1809 | 293.3879 | 228.3465 | 201.2184 | 195.1189 | 217.9846 | 300.9159 | 214.4391 | 269.8932 | 336.8715 | 210.4017
4258 | 10 | 178 | 6 | 212.259 | 99.9568 | 255.6424 | 326.7876 | 195.4264 | 160.8229 | 208.7111 | 173.5212 | 103.9216 | 212.6012 | 296.9525 | 233.9469 | 206.6461 | 203.5192 | 221.0105 | 304.3541 | 222.5399 | 270.5747 | 341.3031 | 213.9196
4259 | 11 | 178 | 6 | 209.7849 | 99.0068 | 256.75 | 335.7036 | 190.1003 | 155.9409 | 209.8307 | 169.5767 | 104.2818 | 219.6781 | 296.0262 | 233.5203 | 218.1669 | 206.4939 | 224.4374 | 301.7101 | 218.9597 | 270.5637 | 342.2569 | 212.3929
4260 | 12 | 178 | 6 | 209.7126 | 100.8707 | 261.4796 | 340.0755 | 192.3495 | 158.1859 | 215.0651 | 170.0526 | 104.2276 | 223.7733 | 292.5991 | 230.8187 | 207.4918 | 205.9642 | 226.0237 | 302.4886 | 213.8255 | 275.5228 | 340.9836 | 212.526
4261 | 13 | 178 | 6 | 205.6196 | 102.6702 | 268.5147 | 336.8528 | 191.8437 | 157.6823 | 212.1765 | 165.2605 | 104.5951 | 225.1442 | 290.7521 | 229.2278 | 200.4358 | 206.6664 | 232.3402 | 306.1704 | 212.124 | 279.8606 | 337.8619 | 213.0375
4262 | 14 | 178 | 6 | 204.5728 | 105.7851 | 266.6908 | 346.481 | 192.9513 | 158.7759 | 215.7845 | 165.2118 | 105.4991 | 225.4151 | 291.6124 | 229.6034 | 193.1844 | 210.2643 | 233.4033 | 309.0376 | 217.4418 | 292.9662 | 339.6613 | 219.9395
4263 | 15 | 178 | 6 | 206.3911 | 106.7376 | 263.6445 | 361.9802 | 197.7503 | 156.1053 | 219.924 | 164.6748 | 106.8468 | 233.5313 | 291.2627 | 235.7933 | 188.9984 | 213.2254 | 231.1654 | 311.7774 | 223.2394 | 311.3039 | 347.3437 | 229.9474
4264 | 16 | 178 | 6 | 214.8462 | 109.7404 | 263.8149 | 384.1657 | 207.3372 | 155.4661 | 235.6078 | 167.4818 | 115.3073 | 241.682 | 296.1365 | 240.4407 | 188.4935 | 217.6318 | 241.1284 | 320.0835 | 232.377 | 331.7706 | 359.9802 | 241.6577
4265 | 17 | 178 | 6 | 233.7401 | 108.9367 | 276.304 | 411.4609 | 243.9829 | 168.692 | 269.1635 | 225.0598 | 139.8975 | 268.9275 | 309.9821 | 254.055 | 208.8611 | 234.842 | 266.5679 | 349.2262 | 273.1647 | 362.459 | 387.0335 | 271.6822
4266 | 18 | 178 | 6 | 250.2576 | 127.5841 | 330.3991 | 475.7804 | 337.0574 | 250.4347 | 299.4581 | 243.9048 | 185.7369 | 347.279 | 344.7113 | 315.9425 | 229.6793 | 315.3053 | 333.5346 | 407.6658 | 369.7717 | 421.1083 | 435.195 | 352.9986
4267 | 19 | 178 | 6 | 265.1929 | 123.1578 | 345.623 | 489.0265 | 363.5489 | 308.5818 | 303.6354 | 248.6361 | 205.1061 | 418.6183 | 399.213 | 431.0109 | 251.5308 | 332.5883 | 352.3268 | 419.6542 | 379.8596 | 491.7111 | 422.2167 | 406.3147
4268 | 20 | 178 | 6 | 261.2864 | 116.85 | 327.9269 | 489.0925 | 380.1163 | 309.1701 | 300.4257 | 249.26 | 182.5688 | 396.2718 | 391.9887 | 433.3302 | 248.5424 | 344.1489 | 343.1452 | 411.0675 | 390.9058 | 476.4449 | 411.103 | 379.1372
4269 | 21 | 178 | 6 | 252.8335 | 119.4506 | 323.4027 | 473.9352 | 396.0543 | 327.1501 | 296.8052 | 240.8708 | 187.8688 | 431.7853 | 391.5724 | 459.8706 | 244.9268 | 367.6003 | 328.3678 | 414.7004 | 408.348 | 480.5948 | 418.1034 | 408.1139
4270 | 22 | 178 | 6 | 253.9027 | 109.7118 | 314.7654 | 455.6235 | 394.405 | 328.0724 | 291.1723 | 237.4403 | 191.1683 | 422.4871 | 394.6661 | 480.3731 | 237.8859 | 376.9475 | 312.6677 | 415.0723 | 422.0997 | 510.1256 | 444.0918 | 455.136
4271 | 23 | 178 | 6 | 246.857 | 117.6746 | 305.291 | 453.7473 | 381.5296 | 327.667 | 284.715 | 239.506 | 183.1093 | 402.8117 | 401.3896 | 470.2964 | 233.0242 | 379.2114 | 305.8664 | 409.942 | 424.9724 | 511.4884 | 464.1016 | 475.3398
4272 | 0 | 179 | 6 | 246.0454 | 125.349 | 296.82 | 447.8412 | 379.1049 | 323.2269 | 277.7033 | 234.3628 | 181.7695 | 402.967 | 391.5695 | 452.4031 | 229.3451 | 364.4871 | 297.7818 | 408.3732 | 421.7231 | 476.2958 | 456.966 | 447.0612
4273 | 1 | 179 | 6 | 250.7804 | 127.4554 | 293.6894 | 450.6895 | 374.6158 | 318.4621 | 279.2888 | 234.7215 | 188.0781 | 399.1147 | 398.201 | 448.9021 | 242.8122 | 359.385 | 289.8312 | 405.0112 | 412.594 | 470 | 462.88 | 420.6883
4274 | 2 | 179 | 6 | 258.5146 | 127.2912 | 297.7965 | 463.3425 | 372.6899 | 315.7397 | 276.6445 | 231.8796 | 179.1247 | 387.9224 | 388.4553 | 441.4824 | 256.5438 | 351.6035 | 292.9087 | 408.0538 | 406.6295 | 477.2352 | 451.5891 | 415.1702
4275 | 3 | 179 | 6 | 259.8811 | 128.4954 | 304.3153 | 466.2747 | 380.7173 | 327.1341 | 274.9365 | 230.9143 | 186.8608 | 391.2175 | 397.8217 | 439.705 | 257.8764 | 364.4126 | 301.4353 | 406.7314 | 415.8047 | 477.7291 | 456.1225 | 410.6345
4276 | 4 | 179 | 6 | 259.1297 | 131.61 | 312.1038 | 465.3517 | 292.9801 | 301.4038 | 259.8577 | 230.087 | 168.2301 | 394.6528 | 393.3788 | 448.6351 | 236.1931 | 339.8365 | 312.7337 | 396.1133 | 335.2767 | 479.0711 | 420.8054 | 416.218
4277 | 5 | 179 | 6 | 253.9978 | 105.52 | 302.3671 | 416.8612 | 213.2834 | 184.5685 | 231.2371 | 185.9042 | 127.5978 | 320.8922 | 343.67 | 327.6427 | 226.4188 | 229.7824 | 287.2868 | 342.5638 | 240.6275 | 449.7879 | 357.1574 | 355.9331
4278 | 6 | 179 | 6 | 213.3674 | 96.1732 | 267.3734 | 356.8536 | 200.0316 | 168.0333 | 213.3775 | 188.8609 | 107.4667 | 247.7846 | 307.861 | 251.5589 | 204.2593 | 213.7974 | 244.3072 | 306.6222 | 225.4541 | 348.0843 | 337.3061 | 257.3602
4279 | 7 | 179 | 6 | 213.256 | 95.0458 | 249.0074 | 334.4976 | 201.1358 | 170.4375 | 209.7423 | 179.1552 | 107.7672 | 224.3916 | 304.5293 | 231.3229 | 207.6373 | 203.3687 | 221.9501 | 297.414 | 215.4031 | 294.8518 | 329.0017 | 229.1643
4280 | 8 | 179 | 6 | 211.1179 | 96.742 | 241.6177 | 324.5129 | 193.8434 | 168.1288 | 203.2262 | 178.7979 | 103.6916 | 215.4003 | 300.1647 | 227.3639 | 222.4893 | 192.6274 | 215.0105 | 297.1077 | 206.1935 | 277.7605 | 331.9433 | 218.7004
4281 | 9 | 179 | 6 | 208.7012 | 99.4129 | 248.9096 | 326.4399 | 199.5673 | 167.6567 | 201.7725 | 178.3071 | 100.8141 | 215.1809 | 293.3879 | 228.3465 | 201.2184 | 195.1189 | 217.9846 | 300.9159 | 214.4391 | 269.8932 | 336.8715 | 210.4017
4282 | 10 | 179 | 6 | 212.259 | 99.9568 | 255.6424 | 326.7876 | 195.4264 | 160.8229 | 208.7111 | 173.5212 | 103.9216 | 212.6012 | 296.9525 | 233.9469 | 206.6461 | 203.5192 | 221.0105 | 304.3541 | 222.5399 | 270.5747 | 341.3031 | 213.9196
4283 | 11 | 179 | 6 | 209.7849 | 99.0068 | 256.75 | 335.7036 | 190.1003 | 155.9409 | 209.8307 | 169.5767 | 104.2818 | 219.6781 | 296.0262 | 233.5203 | 218.1669 | 206.4939 | 224.4374 | 301.7101 | 218.9597 | 270.5637 | 342.2569 | 212.3929
4284 | 12 | 179 | 6 | 209.7126 | 100.8707 | 261.4796 | 340.0755 | 192.3495 | 158.1859 | 215.0651 | 170.0526 | 104.2276 | 223.7733 | 292.5991 | 230.8187 | 207.4918 | 205.9642 | 226.0237 | 302.4886 | 213.8255 | 275.5228 | 340.9836 | 212.526
4285 | 13 | 179 | 6 | 205.6196 | 102.6702 | 268.5147 | 336.8528 | 191.8437 | 157.6823 | 212.1765 | 165.2605 | 104.5951 | 225.1442 | 290.7521 | 229.2278 | 200.4358 | 206.6664 | 232.3402 | 306.1704 | 212.124 | 279.8606 | 337.8619 | 213.0375
4286 | 14 | 179 | 6 | 204.5728 | 105.7851 | 266.6908 | 346.481 | 192.9513 | 158.7759 | 215.7845 | 165.2118 | 105.4991 | 225.4151 | 291.6124 | 229.6034 | 193.1844 | 210.2643 | 233.4033 | 309.0376 | 217.4418 | 292.9662 | 339.6613 | 219.9395
4287 | 15 | 179 | 6 | 206.3911 | 106.7376 | 263.6445 | 361.9802 | 197.7503 | 156.1053 | 219.924 | 164.6748 | 106.8468 | 233.5313 | 291.2627 | 235.7933 | 188.9984 | 213.2254 | 231.1654 | 311.7774 | 223.2394 | 311.3039 | 347.3437 | 229.9474
4288 | 16 | 179 | 6 | 214.8462 | 109.7404 | 263.8149 | 384.1657 | 207.3372 | 155.4661 | 235.6078 | 167.4818 | 115.3073 | 241.682 | 296.1365 | 240.4407 | 188.4935 | 217.6318 | 241.1284 | 320.0835 | 232.377 | 331.7706 | 359.9802 | 241.6577
4289 | 17 | 179 | 6 | 233.7401 | 108.9367 | 276.304 | 411.4609 | 243.9829 | 168.692 | 269.1635 | 225.0598 | 139.8975 | 268.9275 | 309.9821 | 254.055 | 208.8611 | 234.842 | 266.5679 | 349.2262 | 273.1647 | 362.459 | 387.0335 | 271.6822
4290 | 18 | 179 | 6 | 250.2576 | 127.5841 | 330.3991 | 475.7804 | 337.0574 | 250.4347 | 299.4581 | 243.9048 | 185.7369 | 347.279 | 344.7113 | 315.9425 | 229.6793 | 315.3053 | 333.5346 | 407.6658 | 369.7717 | 421.1083 | 435.195 | 352.9986
4291 | 19 | 179 | 6 | 265.1929 | 123.1578 | 345.623 | 489.0265 | 363.5489 | 308.5818 | 303.6354 | 248.6361 | 205.1061 | 418.6183 | 399.213 | 431.0109 | 251.5308 | 332.5883 | 352.3268 | 419.6542 | 379.8596 | 491.7111 | 422.2167 | 406.3147
4292 | 20 | 179 | 6 | 261.2864 | 116.85 | 327.9269 | 489.0925 | 380.1163 | 309.1701 | 300.4257 | 249.26 | 182.5688 | 396.2718 | 391.9887 | 433.3302 | 248.5424 | 344.1489 | 343.1452 | 411.0675 | 390.9058 | 476.4449 | 411.103 | 379.1372
4293 | 21 | 179 | 6 | 252.8335 | 119.4506 | 323.4027 | 473.9352 | 396.0543 | 327.1501 | 296.8052 | 240.8708 | 187.8688 | 431.7853 | 391.5724 | 459.8706 | 244.9268 | 367.6003 | 328.3678 | 414.7004 | 408.348 | 480.5948 | 418.1034 | 408.1139
4294 | 22 | 179 | 6 | 253.9027 | 109.7118 | 314.7654 | 455.6235 | 394.405 | 328.0724 | 291.1723 | 237.4403 | 191.1683 | 422.4871 | 394.6661 | 480.3731 | 237.8859 | 376.9475 | 312.6677 | 415.0723 | 422.0997 | 510.1256 | 444.0918 | 455.136
4295 | 23 | 179 | 6 | 246.857 | 117.6746 | 305.291 | 453.7473 | 381.5296 | 327.667 | 284.715 | 239.506 | 183.1093 | 402.8117 | 401.3896 | 470.2964 | 233.0242 | 379.2114 | 305.8664 | 409.942 | 424.9724 | 511.4884 | 464.1016 | 475.3398
4296 | 0 | 180 | 6 | 246.0454 | 125.349 | 296.82 | 447.8412 | 379.1049 | 323.2269 | 277.7033 | 234.3628 | 181.7695 | 402.967 | 391.5695 | 452.4031 | 229.3451 | 364.4871 | 297.7818 | 408.3732 | 421.7231 | 476.2958 | 456.966 | 447.0612
4297 | 1 | 180 | 6 | 250.7804 | 127.4554 | 293.6894 | 450.6895 | 374.6158 | 318.4621 | 279.2888 | 234.7215 | 188.0781 | 399.1147 | 398.201 | 448.9021 | 242.8122 | 359.385 | 289.8312 | 405.0112 | 412.594 | 470 | 462.88 | 420.6883
4298 | 2 | 180 | 6 | 258.5146 | 127.2912 | 297.7965 | 463.3425 | 372.6899 | 315.7397 | 276.6445 | 231.8796 | 179.1247 | 387.9224 | 388.4553 | 441.4824 | 256.5438 | 351.6035 | 292.9087 | 408.0538 | 406.6295 | 477.2352 | 451.5891 | 415.1702
4299 | 3 | 180 | 6 | 259.8811 | 128.4954 | 304.3153 | 466.2747 | 380.7173 | 327.1341 | 274.9365 | 230.9143 | 186.8608 | 391.2175 | 397.8217 | 439.705 | 257.8764 | 364.4126 | 301.4353 | 406.7314 | 415.8047 | 477.7291 | 456.1225 | 410.6345
4300 | 4 | 180 | 6 | 259.1297 | 131.61 | 312.1038 | 465.3517 | 292.9801 | 301.4038 | 259.8577 | 230.087 | 168.2301 | 394.6528 | 393.3788 | 448.6351 | 236.1931 | 339.8365 | 312.7337 | 396.1133 | 335.2767 | 479.0711 | 420.8054 | 416.218
4301 | 5 | 180 | 6 | 253.9978 | 105.52 | 302.3671 | 416.8612 | 213.2834 | 184.5685 | 231.2371 | 185.9042 | 127.5978 | 320.8922 | 343.67 | 327.6427 | 226.4188 | 229.7824 | 287.2868 | 342.5638 | 240.6275 | 449.7879 | 357.1574 | 355.9331
4302 | 6 | 180 | 6 | 213.3674 | 96.1732 | 267.3734 | 356.8536 | 200.0316 | 168.0333 | 213.3775 | 188.8609 | 107.4667 | 247.7846 | 307.861 | 251.5589 | 204.2593 | 213.7974 | 244.3072 | 306.6222 | 225.4541 | 348.0843 | 337.3061 | 257.3602
4303 | 7 | 180 | 6 | 213.256 | 95.0458 | 249.0074 | 334.4976 | 201.1358 | 170.4375 | 209.7423 | 179.1552 | 107.7672 | 224.3916 | 304.5293 | 231.3229 | 207.6373 | 203.3687 | 221.9501 | 297.414 | 215.4031 | 294.8518 | 329.0017 | 229.1643
4304 | 8 | 180 | 6 | 211.1179 | 96.742 | 241.6177 | 324.5129 | 193.8434 | 168.1288 | 203.2262 | 178.7979 | 103.6916 | 215.4003 | 300.1647 | 227.3639 | 222.4893 | 192.6274 | 215.0105 | 297.1077 | 206.1935 | 277.7605 | 331.9433 | 218.7004
4305 | 9 | 180 | 6 | 208.7012 | 99.4129 | 248.9096 | 326.4399 | 199.5673 | 167.6567 | 201.7725 | 178.3071 | 100.8141 | 215.1809 | 293.3879 | 228.3465 | 201.2184 | 195.1189 | 217.9846 | 300.9159 | 214.4391 | 269.8932 | 336.8715 | 210.4017
4306 | 10 | 180 | 6 | 212.259 | 99.9568 | 255.6424 | 326.7876 | 195.4264 | 160.8229 | 208.7111 | 173.5212 | 103.9216 | 212.6012 | 296.9525 | 233.9469 | 206.6461 | 203.5192 | 221.0105 | 304.3541 | 222.5399 | 270.5747 | 341.3031 | 213.9196
4307 | 11 | 180 | 6 | 209.7849 | 99.0068 | 256.75 | 335.7036 | 190.1003 | 155.9409 | 209.8307 | 169.5767 | 104.2818 | 219.6781 | 296.0262 | 233.5203 | 218.1669 | 206.4939 | 224.4374 | 301.7101 | 218.9597 | 270.5637 | 342.2569 | 212.3929
4308 | 12 | 180 | 6 | 209.7126 | 100.8707 | 261.4796 | 340.0755 | 192.3495 | 158.1859 | 215.0651 | 170.0526 | 104.2276 | 223.7733 | 292.5991 | 230.8187 | 207.4918 | 205.9642 | 226.0237 | 302.4886 | 213.8255 | 275.5228 | 340.9836 | 212.526
4309 | 13 | 180 | 6 | 205.6196 | 102.6702 | 268.5147 | 336.8528 | 191.8437 | 157.6823 | 212.1765 | 165.2605 | 104.5951 | 225.1442 | 290.7521 | 229.2278 | 200.4358 | 206.6664 | 232.3402 | 306.1704 | 212.124 | 279.8606 | 337.8619 | 213.0375
4310 | 14 | 180 | 6 | 204.5728 | 105.7851 | 266.6908 | 346.481 | 192.9513 | 158.7759 | 215.7845 | 165.2118 | 105.4991 | 225.4151 | 291.6124 | 229.6034 | 193.1844 | 210.2643 | 233.4033 | 309.0376 | 217.4418 | 292.9662 | 339.6613 | 219.9395
4311 | 15 | 180 | 6 | 206.3911 | 106.7376 | 263.6445 | 361.9802 | 197.7503 | 156.1053 | 219.924 | 164.6748 | 106.8468 | 233.5313 | 291.2627 | 235.7933 | 188.9984 | 213.2254 | 231.1654 | 311.7774 | 223.2394 | 311.3039 | 347.3437 | 229.9474
4312 | 16 | 180 | 6 | 214.8462 | 109.7404 | 263.8149 | 384.1657 | 207.3372 | 155.4661 | 235.6078 | 167.4818 | 115.3073 | 241.682 | 296.1365 | 240.4407 | 188.4935 | 217.6318 | 241.1284 | 320.0835 | 232.377 | 331.7706 | 359.9802 | 241.6577
4313 | 17 | 180 | 6 | 233.7401 | 108.9367 | 276.304 | 411.4609 | 243.9829 | 168.692 | 269.1635 | 225.0598 | 139.8975 | 268.9275 | 309.9821 | 254.055 | 208.8611 | 234.842 | 266.5679 | 349.2262 | 273.1647 | 362.459 | 387.0335 | 271.6822
4314 | 18 | 180 | 6 | 250.2576 | 127.5841 | 330.3991 | 475.7804 | 337.0574 | 250.4347 | 299.4581 | 243.9048 | 185.7369 | 347.279 | 344.7113 | 315.9425 | 229.6793 | 315.3053 | 333.5346 | 407.6658 | 369.7717 | 421.1083 | 435.195 | 352.9986
4315 | 19 | 180 | 6 | 265.1929 | 123.1578 | 345.623 | 489.0265 | 363.5489 | 308.5818 | 303.6354 | 248.6361 | 205.1061 | 418.6183 | 399.213 | 431.0109 | 251.5308 | 332.5883 | 352.3268 | 419.6542 | 379.8596 | 491.7111 | 422.2167 | 406.3147
4316 | 20 | 180 | 6 | 261.2864 | 116.85 | 327.9269 | 489.0925 | 380.1163 | 309.1701 | 300.4257 | 249.26 | 182.5688 | 396.2718 | 391.9887 | 433.3302 | 248.5424 | 344.1489 | 343.1452 | 411.0675 | 390.9058 | 476.4449 | 411.103 | 379.1372
4317 | 21 | 180 | 6 | 252.8335 | 119.4506 | 323.4027 | 473.9352 | 396.0543 | 327.1501 | 296.8052 | 240.8708 | 187.8688 | 431.7853 | 391.5724 | 459.8706 | 244.9268 | 367.6003 | 328.3678 | 414.7004 | 408.348 | 480.5948 | 418.1034 | 408.1139
4318 | 22 | 180 | 6 | 253.9027 | 109.7118 | 314.7654 | 455.6235 | 394.405 | 328.0724 | 291.1723 | 237.4403 | 191.1683 | 422.4871 | 394.6661 | 480.3731 | 237.8859 | 376.9475 | 312.6677 | 415.0723 | 422.0997 | 510.1256 | 444.0918 | 455.136
4319 | 23 | 180 | 6 | 246.857 | 117.6746 | 305.291 | 453.7473 | 381.5296 | 327.667 | 284.715 | 239.506 | 183.1093 | 402.8117 | 401.3896 | 470.2964 | 233.0242 | 379.2114 | 305.8664 | 409.942 | 424.9724 | 511.4884 | 464.1016 | 475.3398
4320 | 0 | 181 | 6 | 246.0454 | 125.349 | 296.82 | 447.8412 | 379.1049 | 323.2269 | 277.7033 | 234.3628 | 181.7695 | 402.967 | 391.5695 | 452.4031 | 229.3451 | 364.4871 | 297.7818 | 408.3732 | 421.7231 | 476.2958 | 456.966 | 447.0612
4321 | 1 | 181 | 6 | 250.7804 | 127.4554 | 293.6894 | 450.6895 | 374.6158 | 318.4621 | 279.2888 | 234.7215 | 188.0781 | 399.1147 | 398.201 | 448.9021 | 242.8122 | 359.385 | 289.8312 | 405.0112 | 412.594 | 470 | 462.88 | 420.6883
4322 | 2 | 181 | 6 | 258.5146 | 127.2912 | 297.7965 | 463.3425 | 372.6899 | 315.7397 | 276.6445 | 231.8796 | 179.1247 | 387.9224 | 388.4553 | 441.4824 | 256.5438 | 351.6035 | 292.9087 | 408.0538 | 406.6295 | 477.2352 | 451.5891 | 415.1702
4323 | 3 | 181 | 6 | 259.8811 | 128.4954 | 304.3153 | 466.2747 | 380.7173 | 327.1341 | 274.9365 | 230.9143 | 186.8608 | 391.2175 | 397.8217 | 439.705 | 257.8764 | 364.4126 | 301.4353 | 406.7314 | 415.8047 | 477.7291 | 456.1225 | 410.6345
4324 | 4 | 181 | 6 | 259.1297 | 131.61 | 312.1038 | 465.3517 | 292.9801 | 301.4038 | 259.8577 | 230.087 | 168.2301 | 394.6528 | 393.3788 | 448.6351 | 236.1931 | 339.8365 | 312.7337 | 396.1133 | 335.2767 | 479.0711 | 420.8054 | 416.218
4325 | 5 | 181 | 6 | 253.9978 | 105.52 | 302.3671 | 416.8612 | 213.2834 | 184.5685 | 231.2371 | 185.9042 | 127.5978 | 320.8922 | 343.67 | 327.6427 | 226.4188 | 229.7824 | 287.2868 | 342.5638 | 240.6275 | 449.7879 | 357.1574 | 355.9331
4326 | 6 | 181 | 6 | 213.3674 | 96.1732 | 267.3734 | 356.8536 | 200.0316 | 168.0333 | 213.3775 | 188.8609 | 107.4667 | 247.7846 | 307.861 | 251.5589 | 204.2593 | 213.7974 | 244.3072 | 306.6222 | 225.4541 | 348.0843 | 337.3061 | 257.3602
4327 | 7 | 181 | 6 | 213.256 | 95.0458 | 249.0074 | 334.4976 | 201.1358 | 170.4375 | 209.7423 | 179.1552 | 107.7672 | 224.3916 | 304.5293 | 231.3229 | 207.6373 | 203.3687 | 221.9501 | 297.414 | 215.4031 | 294.8518 | 329.0017 | 229.1643
4328 | 8 | 181 | 6 | 211.1179 | 96.742 | 241.6177 | 324.5129 | 193.8434 | 168.1288 | 203.2262 | 178.7979 | 103.6916 | 215.4003 | 300.1647 | 227.3639 | 222.4893 | 192.6274 | 215.0105 | 297.1077 | 206.1935 | 277.7605 | 331.9433 | 218.7004
4329 | 9 | 181 | 6 | 208.7012 | 99.4129 | 248.9096 | 326.4399 | 199.5673 | 167.6567 | 201.7725 | 178.3071 | 100.8141 | 215.1809 | 293.3879 | 228.3465 | 201.2184 | 195.1189 | 217.9846 | 300.9159 | 214.4391 | 269.8932 | 336.8715 | 210.4017
4330 | 10 | 181 | 6 | 212.259 | 99.9568 | 255.6424 | 326.7876 | 195.4264 | 160.8229 | 208.7111 | 173.5212 | 103.9216 | 212.6012 | 296.9525 | 233.9469 | 206.6461 | 203.5192 | 221.0105 | 304.3541 | 222.5399 | 270.5747 | 341.3031 | 213.9196
4331 | 11 | 181 | 6 | 209.7849 | 99.0068 | 256.75 | 335.7036 | 190.1003 | 155.9409 | 209.8307 | 169.5767 | 104.2818 | 219.6781 | 296.0262 | 233.5203 | 218.1669 | 206.4939 | 224.4374 | 301.7101 | 218.9597 | 270.5637 | 342.2569 | 212.3929
4332 | 12 | 181 | 6 | 209.7126 | 100.8707 | 261.4796 | 340.0755 | 192.3495 | 158.1859 | 215.0651 | 170.0526 | 104.2276 | 223.7733 | 292.5991 | 230.8187 | 207.4918 | 205.9642 | 226.0237 | 302.4886 | 213.8255 | 275.5228 | 340.9836 | 212.526
4333 | 13 | 181 | 6 | 205.6196 | 102.6702 | 268.5147 | 336.8528 | 191.8437 | 157.6823 | 212.1765 | 165.2605 | 104.5951 | 225.1442 | 290.7521 | 229.2278 | 200.4358 | 206.6664 | 232.3402 | 306.1704 | 212.124 | 279.8606 | 337.8619 | 213.0375
4334 | 14 | 181 | 6 | 204.5728 | 105.7851 | 266.6908 | 346.481 | 192.9513 | 158.7759 | 215.7845 | 165.2118 | 105.4991 | 225.4151 | 291.6124 | 229.6034 | 193.1844 | 210.2643 | 233.4033 | 309.0376 | 217.4418 | 292.9662 | 339.6613 | 219.9395
4335 | 15 | 181 | 6 | 206.3911 | 106.7376 | 263.6445 | 361.9802 | 197.7503 | 156.1053 | 219.924 | 164.6748 | 106.8468 | 233.5313 | 291.2627 | 235.7933 | 188.9984 | 213.2254 | 231.1654 | 311.7774 | 223.2394 | 311.3039 | 347.3437 | 229.9474
4336 | 16 | 181 | 6 | 214.8462 | 109.7404 | 263.8149 | 384.1657 | 207.3372 | 155.4661 | 235.6078 | 167.4818 | 115.3073 | 241.682 | 296.1365 | 240.4407 | 188.4935 | 217.6318 | 241.1284 | 320.0835 | 232.377 | 331.7706 | 359.9802 | 241.6577
4337 | 17 | 181 | 6 | 233.7401 | 108.9367 | 276.304 | 411.4609 | 243.9829 | 168.692 | 269.1635 | 225.0598 | 139.8975 | 268.9275 | 309.9821 | 254.055 | 208.8611 | 234.842 | 266.5679 | 349.2262 | 273.1647 | 362.459 | 387.0335 | 271.6822
4338 | 18 | 181 | 6 | 250.2576 | 127.5841 | 330.3991 | 475.7804 | 337.0574 | 250.4347 | 299.4581 | 243.9048 | 185.7369 | 347.279 | 344.7113 | 315.9425 | 229.6793 | 315.3053 | 333.5346 | 407.6658 | 369.7717 | 421.1083 | 435.195 | 352.9986
4339 | 19 | 181 | 6 | 265.1929 | 123.1578 | 345.623 | 489.0265 | 363.5489 | 308.5818 | 303.6354 | 248.6361 | 205.1061 | 418.6183 | 399.213 | 431.0109 | 251.5308 | 332.5883 | 352.3268 | 419.6542 | 379.8596 | 491.7111 | 422.2167 | 406.3147
4340 | 20 | 181 | 6 | 261.2864 | 116.85 | 327.9269 | 489.0925 | 380.1163 | 309.1701 | 300.4257 | 249.26 | 182.5688 | 396.2718 | 391.9887 | 433.3302 | 248.5424 | 344.1489 | 343.1452 | 411.0675 | 390.9058 | 476.4449 | 411.103 | 379.1372
4341 | 21 | 181 | 6 | 252.8335 | 119.4506 | 323.4027 | 473.9352 | 396.0543 | 327.1501 | 296.8052 | 240.8708 | 187.8688 | 431.7853 | 391.5724 | 459.8706 | 244.9268 | 367.6003 | 328.3678 | 414.7004 | 408.348 | 480.5948 | 418.1034 | 408.1139
4342 | 22 | 181 | 6 | 253.9027 | 109.7118 | 314.7654 | 455.6235 | 394.405 | 328.0724 | 291.1723 | 237.4403 | 191.1683 | 422.4871 | 394.6661 | 480.3731 | 237.8859 | 376.9475 | 312.6677 | 415.0723 | 422.0997 | 510.1256 | 444.0918 | 455.136
4343 | 23 | 181 | 6 | 246.857 | 117.6746 | 305.291 | 453.7473 | 381.5296 | 327.667 | 284.715 | 239.506 | 183.1093 | 402.8117 | 401.3896 | 470.2964 | 233.0242 | 379.2114 | 305.8664 | 409.942 | 424.9724 | 511.4884 | 464.1016 | 475.3398
4344 | 0 | 182 | 7 | 307.7266 | 173.815 | 305.0765 | 452.194 | 431.5329 | 396.494 | 305.1973 | 269.997 | 212.7416 | 483.6198 | 398.9748 | 499.7667 | 238.6215 | 402.9461 | 325.4961 | 415.1368 | 438.345 | 496.9499 | 445.959 | 469.1352
4345 | 1 | 182 | 7 | 313.34 | 174.673 | 299.3977 | 431.0517 | 439.9915 | 410.6674 | 303.9952 | 268.8344 | 213.5069 | 470.5684 | 407.2007 | 504.897 | 235.9532 | 412.5079 | 322.7657 | 411.5559 | 449.6646 | 497.5832 | 455.1246 | 462.5932
4346 | 2 | 182 | 7 | 314.6611 | 175.2706 | 300.5782 | 426.5428 | 442.7976 | 407.3994 | 303.186 | 270.0587 | 209.054 | 470.3272 | 397.5081 | 505.7915 | 242.6083 | 410.4392 | 324.9762 | 411.0793 | 451.189 | 493.5778 | 455.8844 | 463.9359
4347 | 3 | 182 | 7 | 317.6316 | 173.0448 | 307.2198 | 422.9416 | 445.674 | 405.6686 | 303.8633 | 270.4242 | 212.8035 | 475.5732 | 399.3722 | 509.0115 | 245.6781 | 409.831 | 332.6434 | 414.7159 | 454.9383 | 486.9921 | 457.0754 | 464.7499
4348 | 4 | 182 | 7 | 319.6405 | 177.2639 | 310.8066 | 424.1589 | 378.6308 | 371.7838 | 298.6078 | 270.9704 | 202.0547 | 477.4205 | 408.5028 | 517.4499 | 233.4254 | 375.6616 | 346.7408 | 414.6185 | 401.7816 | 484.1331 | 446.9673 | 462.797
4349 | 5 | 182 | 7 | 307.7846 | 114.5136 | 320.6382 | 411.1147 | 261.6807 | 219.5383 | 272.8021 | 245.4868 | 159.3592 | 398.7552 | 374.4651 | 436.3455 | 221.3989 | 260.3991 | 329.5918 | 377.2621 | 277.3819 | 484.7367 | 392.8785 | 437.2936
4350 | 6 | 182 | 7 | 248.218 | 115.2731 | 290.8813 | 327.4684 | 236.484 | 176.457 | 255.8768 | 222.0163 | 137.0444 | 288.2424 | 343.5797 | 294.6558 | 200.6414 | 198.8357 | 274.8866 | 324.3575 | 236.3741 | 380.5681 | 372.4009 | 317.1761
4351 | 7 | 182 | 7 | 245.5732 | 109.2192 | 268.5814 | 302.8829 | 235.031 | 185.6333 | 250.6212 | 205.1692 | 130.6203 | 265.6327 | 321.8738 | 267.2049 | 194.4335 | 203.8172 | 245.022 | 311.2256 | 233.2718 | 303.5329 | 359.0344 | 265.438
4352 | 8 | 182 | 7 | 236.7981 | 108.7589 | 264.0512 | 305.798 | 229.2541 | 183.938 | 245.7197 | 204.4871 | 123.6798 | 254.5162 | 312.1076 | 260.2336 | 187.0986 | 203.2917 | 239.6654 | 308.612 | 228.3317 | 274.6108 | 361.9922 | 249.949
4353 | 9 | 182 | 7 | 229.0904 | 108.89 | 258.8875 | 298.4659 | 228.6047 | 175.7208 | 239.7261 | 203.8739 | 121.4326 | 246.0035 | 308.6903 | 253.6873 | 183.5806 | 205.6636 | 240.6127 | 318.7469 | 231.6442 | 257.3416 | 359.9413 | 241.1192
4354 | 10 | 182 | 7 | 226.8541 | 107.8685 | 265.8157 | 319.6877 | 226.321 | 176.3687 | 237.6473 | 200.5865 | 124.1874 | 251.5427 | 315.4923 | 255.9137 | 184.4417 | 203.4739 | 247.9222 | 319.9398 | 230.5385 | 276.2929 | 364.4034 | 239.8122
4355 | 11 | 182 | 7 | 217.719 | 106.4562 | 276.1918 | 336.4464 | 224.7757 | 179.0596 | 243.1549 | 194.366 | 127.0922 | 258.4454 | 317.298 | 257.2972 | 178.6022 | 204.3386 | 259.2582 | 318.4226 | 231.3313 | 293.2136 | 366.2267 | 238.7632
4356 | 12 | 182 | 7 | 213.7079 | 107.3002 | 283.0389 | 342.2363 | 219.8985 | 172.5571 | 251.8703 | 196.3999 | 130.207 | 263.156 | 319.957 | 259.943 | 176.7499 | 206.0401 | 258.9693 | 319.0775 | 232.5453 | 302.0197 | 370.5285 | 239.214
4357 | 13 | 182 | 7 | 216.0506 | 106.8079 | 287.4262 | 348.3679 | 223.3751 | 170.8897 | 254.0689 | 192.896 | 134.0802 | 265.0899 | 318.6812 | 257.4479 | 177.9623 | 208.9438 | 261.6082 | 324.283 | 236.3697 | 300.7702 | 372.8607 | 245.8208
4358 | 14 | 182 | 7 | 219.2338 | 106.6318 | 287.8468 | 356.4686 | 225.4572 | 167.394 | 265.7431 | 191.5756 | 145.7875 | 272.2585 | 323.9682 | 260.4894 | 174.4608 | 209.7156 | 260.846 | 327.2433 | 236.7278 | 304.4926 | 379.585 | 255.7036
4359 | 15 | 182 | 7 | 223.7631 | 109.0146 | 283.8366 | 358.877 | 227.5326 | 166.1436 | 270.6027 | 200.9322 | 152.7916 | 286.1747 | 323.9668 | 263.1677 | 171.7125 | 209.6552 | 260.9913 | 330.9611 | 240.1224 | 313.2708 | 386.4061 | 264.0465
4360 | 16 | 182 | 7 | 237.7149 | 114.0848 | 284.7388 | 358.7876 | 239.8609 | 162.6506 | 288.1959 | 214.3818 | 169.9328 | 292.4701 | 328.886 | 270.9361 | 190.4689 | 213.9897 | 267.2922 | 339.1122 | 258.0435 | 328.3327 | 400.1804 | 277.156
4361 | 17 | 182 | 7 | 259.6545 | 127.18 | 296.9764 | 382.0855 | 287.8029 | 188.9934 | 320.7247 | 247.4093 | 208.1494 | 342.8777 | 334.9682 | 292.2404 | 212.702 | 257.1332 | 302.4571 | 363.7835 | 314.8174 | 368.5671 | 426.9998 | 317.0314
4362 | 18 | 182 | 7 | 281.729 | 149.3266 | 338.4421 | 443.726 | 381.9097 | 276.2945 | 343.9593 | 268.8748 | 261.7465 | 427.7215 | 364.7485 | 363.591 | 224.7466 | 329.8996 | 350.6168 | 411.2492 | 404.6665 | 425.7244 | 471.1735 | 394.4432
4363 | 19 | 182 | 7 | 296.6184 | 143.6717 | 349.7553 | 459.4911 | 400.9899 | 319.5918 | 346.2914 | 274.3226 | 266.3336 | 489.8858 | 415.3036 | 471.0072 | 243.4354 | 331.9761 | 367.0919 | 428.1252 | 403.4887 | 475.5186 | 454.9838 | 439.79
4364 | 20 | 182 | 7 | 290.7374 | 138.666 | 336.3982 | 453.5111 | 402.5975 | 314.7299 | 342.9358 | 275.1582 | 244.453 | 454.0464 | 413.3748 | 468.5265 | 229.8242 | 326.3361 | 363.7872 | 434.2559 | 404.8591 | 477.1976 | 444.6829 | 418.7132
4365 | 21 | 182 | 7 | 286.9887 | 148.1994 | 328.7489 | 444.5867 | 414.3308 | 330.7222 | 333.7868 | 273.4107 | 227.9618 | 461.2119 | 414.1653 | 477.0523 | 231.9227 | 327.3805 | 353.1111 | 431.8328 | 411.1943 | 475.2903 | 432.3996 | 423.2285
4366 | 22 | 182 | 7 | 291.3412 | 159.1157 | 332.7413 | 433.1933 | 416.6042 | 343.2831 | 320.3329 | 271.125 | 217.021 | 481.2683 | 423.4845 | 495.1071 | 235.9381 | 352.5593 | 344.5983 | 421.3422 | 415.3099 | 457.2989 | 430.6419 | 453.6748
4367 | 23 | 182 | 7 | 296.7478 | 168.9364 | 314.3145 | 424.8851 | 421.1347 | 374.632 | 307.9288 | 266.8668 | 210.862 | 481.6145 | 412.5246 | 494.1207 | 239.1454 | 373.0405 | 340.4364 | 414.3063 | 421.8531 | 461.6861 | 436.2408 | 454.9854
4368 | 0 | 183 | 7 | 307.7266 | 173.815 | 305.0765 | 452.194 | 431.5329 | 396.494 | 305.1973 | 269.997 | 212.7416 | 483.6198 | 398.9748 | 499.7667 | 238.6215 | 402.9461 | 325.4961 | 415.1368 | 438.345 | 496.9499 | 445.959 | 469.1352
4369 | 1 | 183 | 7 | 313.34 | 174.673 | 299.3977 | 431.0517 | 439.9915 | 410.6674 | 303.9952 | 268.8344 | 213.5069 | 470.5684 | 407.2007 | 504.897 | 235.9532 | 412.5079 | 322.7657 | 411.5559 | 449.6646 | 497.5832 | 455.1246 | 462.5932
4370 | 2 | 183 | 7 | 314.6611 | 175.2706 | 300.5782 | 426.5428 | 442.7976 | 407.3994 | 303.186 | 270.0587 | 209.054 | 470.3272 | 397.5081 | 505.7915 | 242.6083 | 410.4392 | 324.9762 | 411.0793 | 451.189 | 493.5778 | 455.8844 | 463.9359
4371 | 3 | 183 | 7 | 317.6316 | 173.0448 | 307.2198 | 422.9416 | 445.674 | 405.6686 | 303.8633 | 270.4242 | 212.8035 | 475.5732 | 399.3722 | 509.0115 | 245.6781 | 409.831 | 332.6434 | 414.7159 | 454.9383 | 486.9921 | 457.0754 | 464.7499
4372 | 4 | 183 | 7 | 319.6405 | 177.2639 | 310.8066 | 424.1589 | 378.6308 | 371.7838 | 298.6078 | 270.9704 | 202.0547 | 477.4205 | 408.5028 | 517.4499 | 233.4254 | 375.6616 | 346.7408 | 414.6185 | 401.7816 | 484.1331 | 446.9673 | 462.797
4373 | 5 | 183 | 7 | 307.7846 | 114.5136 | 320.6382 | 411.1147 | 261.6807 | 219.5383 | 272.8021 | 245.4868 | 159.3592 | 398.7552 | 374.4651 | 436.3455 | 221.3989 | 260.3991 | 329.5918 | 377.2621 | 277.3819 | 484.7367 | 392.8785 | 437.2936
4374 | 6 | 183 | 7 | 248.218 | 115.2731 | 290.8813 | 327.4684 | 236.484 | 176.457 | 255.8768 | 222.0163 | 137.0444 | 288.2424 | 343.5797 | 294.6558 | 200.6414 | 198.8357 | 274.8866 | 324.3575 | 236.3741 | 380.5681 | 372.4009 | 317.1761
4375 | 7 | 183 | 7 | 245.5732 | 109.2192 | 268.5814 | 302.8829 | 235.031 | 185.6333 | 250.6212 | 205.1692 | 130.6203 | 265.6327 | 321.8738 | 267.2049 | 194.4335 | 203.8172 | 245.022 | 311.2256 | 233.2718 | 303.5329 | 359.0344 | 265.438
4376 | 8 | 183 | 7 | 236.7981 | 108.7589 | 264.0512 | 305.798 | 229.2541 | 183.938 | 245.7197 | 204.4871 | 123.6798 | 254.5162 | 312.1076 | 260.2336 | 187.0986 | 203.2917 | 239.6654 | 308.612 | 228.3317 | 274.6108 | 361.9922 | 249.949
4377 | 9 | 183 | 7 | 229.0904 | 108.89 | 258.8875 | 298.4659 | 228.6047 | 175.7208 | 239.7261 | 203.8739 | 121.4326 | 246.0035 | 308.6903 | 253.6873 | 183.5806 | 205.6636 | 240.6127 | 318.7469 | 231.6442 | 257.3416 | 359.9413 | 241.1192
4378 | 10 | 183 | 7 | 226.8541 | 107.8685 | 265.8157 | 319.6877 | 226.321 | 176.3687 | 237.6473 | 200.5865 | 124.1874 | 251.5427 | 315.4923 | 255.9137 | 184.4417 | 203.4739 | 247.9222 | 319.9398 | 230.5385 | 276.2929 | 364.4034 | 239.8122
4379 | 11 | 183 | 7 | 217.719 | 106.4562 | 276.1918 | 336.4464 | 224.7757 | 179.0596 | 243.1549 | 194.366 | 127.0922 | 258.4454 | 317.298 | 257.2972 | 178.6022 | 204.3386 | 259.2582 | 318.4226 | 231.3313 | 293.2136 | 366.2267 | 238.7632
4380 | 12 | 183 | 7 | 213.7079 | 107.3002 | 283.0389 | 342.2363 | 219.8985 | 172.5571 | 251.8703 | 196.3999 | 130.207 | 263.156 | 319.957 | 259.943 | 176.7499 | 206.0401 | 258.9693 | 319.0775 | 232.5453 | 302.0197 | 370.5285 | 239.214
4381 | 13 | 183 | 7 | 216.0506 | 106.8079 | 287.4262 | 348.3679 | 223.3751 | 170.8897 | 254.0689 | 192.896 | 134.0802 | 265.0899 | 318.6812 | 257.4479 | 177.9623 | 208.9438 | 261.6082 | 324.283 | 236.3697 | 300.7702 | 372.8607 | 245.8208
4382 | 14 | 183 | 7 | 219.2338 | 106.6318 | 287.8468 | 356.4686 | 225.4572 | 167.394 | 265.7431 | 191.5756 | 145.7875 | 272.2585 | 323.9682 | 260.4894 | 174.4608 | 209.7156 | 260.846 | 327.2433 | 236.7278 | 304.4926 | 379.585 | 255.7036
4383 | 15 | 183 | 7 | 223.7631 | 109.0146 | 283.8366 | 358.877 | 227.5326 | 166.1436 | 270.6027 | 200.9322 | 152.7916 | 286.1747 | 323.9668 | 263.1677 | 171.7125 | 209.6552 | 260.9913 | 330.9611 | 240.1224 | 313.2708 | 386.4061 | 264.0465
4384 | 16 | 183 | 7 | 237.7149 | 114.0848 | 284.7388 | 358.7876 | 239.8609 | 162.6506 | 288.1959 | 214.3818 | 169.9328 | 292.4701 | 328.886 | 270.9361 | 190.4689 | 213.9897 | 267.2922 | 339.1122 | 258.0435 | 328.3327 | 400.1804 | 277.156
4385 | 17 | 183 | 7 | 259.6545 | 127.18 | 296.9764 | 382.0855 | 287.8029 | 188.9934 | 320.7247 | 247.4093 | 208.1494 | 342.8777 | 334.9682 | 292.2404 | 212.702 | 257.1332 | 302.4571 | 363.7835 | 314.8174 | 368.5671 | 426.9998 | 317.0314
4386 | 18 | 183 | 7 | 281.729 | 149.3266 | 338.4421 | 443.726 | 381.9097 | 276.2945 | 343.9593 | 268.8748 | 261.7465 | 427.7215 | 364.7485 | 363.591 | 224.7466 | 329.8996 | 350.6168 | 411.2492 | 404.6665 | 425.7244 | 471.1735 | 394.4432
4387 | 19 | 183 | 7 | 296.6184 | 143.6717 | 349.7553 | 459.4911 | 400.9899 | 319.5918 | 346.2914 | 274.3226 | 266.3336 | 489.8858 | 415.3036 | 471.0072 | 243.4354 | 331.9761 | 367.0919 | 428.1252 | 403.4887 | 475.5186 | 454.9838 | 439.79
4388 | 20 | 183 | 7 | 290.7374 | 138.666 | 336.3982 | 453.5111 | 402.5975 | 314.7299 | 342.9358 | 275.1582 | 244.453 | 454.0464 | 413.3748 | 468.5265 | 229.8242 | 326.3361 | 363.7872 | 434.2559 | 404.8591 | 477.1976 | 444.6829 | 418.7132
4389 | 21 | 183 | 7 | 286.9887 | 148.1994 | 328.7489 | 444.5867 | 414.3308 | 330.7222 | 333.7868 | 273.4107 | 227.9618 | 461.2119 | 414.1653 | 477.0523 | 231.9227 | 327.3805 | 353.1111 | 431.8328 | 411.1943 | 475.2903 | 432.3996 | 423.2285
4390 | 22 | 183 | 7 | 291.3412 | 159.1157 | 332.7413 | 433.1933 | 416.6042 | 343.2831 | 320.3329 | 271.125 | 217.021 | 481.2683 | 423.4845 | 495.1071 | 235.9381 | 352.5593 | 344.5983 | 421.3422 | 415.3099 | 457.2989 | 430.6419 | 453.6748
4391 | 23 | 183 | 7 | 296.7478 | 168.9364 | 314.3145 | 424.8851 | 421.1347 | 374.632 | 307.9288 | 266.8668 | 210.862 | 481.6145 | 412.5246 | 494.1207 | 239.1454 | 373.0405 | 340.4364 | 414.3063 | 421.8531 | 461.6861 | 436.2408 | 454.9854
4392 | 0 | 184 | 7 | 307.7266 | 173.815 | 305.0765 | 452.194 | 431.5329 | 396.494 | 305.1973 | 269.997 | 212.7416 | 483.6198 | 398.9748 | 499.7667 | 238.6215 | 402.9461 | 325.4961 | 415.1368 | 438.345 | 496.9499 | 445.959 | 469.1352
4393 | 1 | 184 | 7 | 313.34 | 174.673 | 299.3977 | 431.0517 | 439.9915 | 410.6674 | 303.9952 | 268.8344 | 213.5069 | 470.5684 | 407.2007 | 504.897 | 235.9532 | 412.5079 | 322.7657 | 411.5559 | 449.6646 | 497.5832 | 455.1246 | 462.5932
4394 | 2 | 184 | 7 | 314.6611 | 175.2706 | 300.5782 | 426.5428 | 442.7976 | 407.3994 | 303.186 | 270.0587 | 209.054 | 470.3272 | 397.5081 | 505.7915 | 242.6083 | 410.4392 | 324.9762 | 411.0793 | 451.189 | 493.5778 | 455.8844 | 463.9359
4395 | 3 | 184 | 7 | 317.6316 | 173.0448 | 307.2198 | 422.9416 | 445.674 | 405.6686 | 303.8633 | 270.4242 | 212.8035 | 475.5732 | 399.3722 | 509.0115 | 245.6781 | 409.831 | 332.6434 | 414.7159 | 454.9383 | 486.9921 | 457.0754 | 464.7499
4396 | 4 | 184 | 7 | 319.6405 | 177.2639 | 310.8066 | 424.1589 | 378.6308 | 371.7838 | 298.6078 | 270.9704 | 202.0547 | 477.4205 | 408.5028 | 517.4499 | 233.4254 | 375.6616 | 346.7408 | 414.6185 | 401.7816 | 484.1331 | 446.9673 | 462.797
4397 | 5 | 184 | 7 | 307.7846 | 114.5136 | 320.6382 | 411.1147 | 261.6807 | 219.5383 | 272.8021 | 245.4868 | 159.3592 | 398.7552 | 374.4651 | 436.3455 | 221.3989 | 260.3991 | 329.5918 | 377.2621 | 277.3819 | 484.7367 | 392.8785 | 437.2936
4398 | 6 | 184 | 7 | 248.218 | 115.2731 | 290.8813 | 327.4684 | 236.484 | 176.457 | 255.8768 | 222.0163 | 137.0444 | 288.2424 | 343.5797 | 294.6558 | 200.6414 | 198.8357 | 274.8866 | 324.3575 | 236.3741 | 380.5681 | 372.4009 | 317.1761
4399 | 7 | 184 | 7 | 245.5732 | 109.2192 | 268.5814 | 302.8829 | 235.031 | 185.6333 | 250.6212 | 205.1692 | 130.6203 | 265.6327 | 321.8738 | 267.2049 | 194.4335 | 203.8172 | 245.022 | 311.2256 | 233.2718 | 303.5329 | 359.0344 | 265.438
4400 | 8 | 184 | 7 | 236.7981 | 108.7589 | 264.0512 | 305.798 | 229.2541 | 183.938 | 245.7197 | 204.4871 | 123.6798 | 254.5162 | 312.1076 | 260.2336 | 187.0986 | 203.2917 | 239.6654 | 308.612 | 228.3317 | 274.6108 | 361.9922 | 249.949
4401 | 9 | 184 | 7 | 229.0904 | 108.89 | 258.8875 | 298.4659 | 228.6047 | 175.7208 | 239.7261 | 203.8739 | 121.4326 | 246.0035 | 308.6903 | 253.6873 | 183.5806 | 205.6636 | 240.6127 | 318.7469 | 231.6442 | 257.3416 | 359.9413 | 241.1192
4402 | 10 | 184 | 7 | 226.8541 | 107.8685 | 265.8157 | 319.6877 | 226.321 | 176.3687 | 237.6473 | 200.5865 | 124.1874 | 251.5427 | 315.4923 | 255.9137 | 184.4417 | 203.4739 | 247.9222 | 319.9398 | 230.5385 | 276.2929 | 364.4034 | 239.8122
4403 | 11 | 184 | 7 | 217.719 | 106.4562 | 276.1918 | 336.4464 | 224.7757 | 179.0596 | 243.1549 | 194.366 | 127.0922 | 258.4454 | 317.298 | 257.2972 | 178.6022 | 204.3386 | 259.2582 | 318.4226 | 231.3313 | 293.2136 | 366.2267 | 238.7632
4404 | 12 | 184 | 7 | 213.7079 | 107.3002 | 283.0389 | 342.2363 | 219.8985 | 172.5571 | 251.8703 | 196.3999 | 130.207 | 263.156 | 319.957 | 259.943 | 176.7499 | 206.0401 | 258.9693 | 319.0775 | 232.5453 | 302.0197 | 370.5285 | 239.214
4405 | 13 | 184 | 7 | 216.0506 | 106.8079 | 287.4262 | 348.3679 | 223.3751 | 170.8897 | 254.0689 | 192.896 | 134.0802 | 265.0899 | 318.6812 | 257.4479 | 177.9623 | 208.9438 | 261.6082 | 324.283 | 236.3697 | 300.7702 | 372.8607 | 245.8208
4406 | 14 | 184 | 7 | 219.2338 | 106.6318 | 287.8468 | 356.4686 | 225.4572 | 167.394 | 265.7431 | 191.5756 | 145.7875 | 272.2585 | 323.9682 | 260.4894 | 174.4608 | 209.7156 | 260.846 | 327.2433 | 236.7278 | 304.4926 | 379.585 | 255.7036
4407 | 15 | 184 | 7 | 223.7631 | 109.0146 | 283.8366 | 358.877 | 227.5326 | 166.1436 | 270.6027 | 200.9322 | 152.7916 | 286.1747 | 323.9668 | 263.1677 | 171.7125 | 209.6552 | 260.9913 | 330.9611 | 240.1224 | 313.2708 | 386.4061 | 264.0465
4408 | 16 | 184 | 7 | 237.7149 | 114.0848 | 284.7388 | 358.7876 | 239.8609 | 162.6506 | 288.1959 | 214.3818 | 169.9328 | 292.4701 | 328.886 | 270.9361 | 190.4689 | 213.9897 | 267.2922 | 339.1122 | 258.0435 | 328.3327 | 400.1804 | 277.156
4409 | 17 | 184 | 7 | 259.6545 | 127.18 | 296.9764 | 382.0855 | 287.8029 | 188.9934 | 320.7247 | 247.4093 | 208.1494 | 342.8777 | 334.9682 | 292.2404 | 212.702 | 257.1332 | 302.4571 | 363.7835 | 314.8174 | 368.5671 | 426.9998 | 317.0314
4410 | 18 | 184 | 7 | 281.729 | 149.3266 | 338.4421 | 443.726 | 381.9097 | 276.2945 | 343.9593 | 268.8748 | 261.7465 | 427.7215 | 364.7485 | 363.591 | 224.7466 | 329.8996 | 350.6168 | 411.2492 | 404.6665 | 425.7244 | 471.1735 | 394.4432
4411 | 19 | 184 | 7 | 296.6184 | 143.6717 | 349.7553 | 459.4911 | 400.9899 | 319.5918 | 346.2914 | 274.3226 | 266.3336 | 489.8858 | 415.3036 | 471.0072 | 243.4354 | 331.9761 | 367.0919 | 428.1252 | 403.4887 | 475.5186 | 454.9838 | 439.79
4412 | 20 | 184 | 7 | 290.7374 | 138.666 | 336.3982 | 453.5111 | 402.5975 | 314.7299 | 342.9358 | 275.1582 | 244.453 | 454.0464 | 413.3748 | 468.5265 | 229.8242 | 326.3361 | 363.7872 | 434.2559 | 404.8591 | 477.1976 | 444.6829 | 418.7132
4413 | 21 | 184 | 7 | 286.9887 | 148.1994 | 328.7489 | 444.5867 | 414.3308 | 330.7222 | 333.7868 | 273.4107 | 227.9618 | 461.2119 | 414.1653 | 477.0523 | 231.9227 | 327.3805 | 353.1111 | 431.8328 | 411.1943 | 475.2903 | 432.3996 | 423.2285
4414 | 22 | 184 | 7 | 291.3412 | 159.1157 | 332.7413 | 433.1933 | 416.6042 | 343.2831 | 320.3329 | 271.125 | 217.021 | 481.2683 | 423.4845 | 495.1071 | 235.9381 | 352.5593 | 344.5983 | 421.3422 | 415.3099 | 457.2989 | 430.6419 | 453.6748
4415 | 23 | 184 | 7 | 296.7478 | 168.9364 | 314.3145 | 424.8851 | 421.1347 | 374.632 | 307.9288 | 266.8668 | 210.862 | 481.6145 | 412.5246 | 494.1207 | 239.1454 | 373.0405 | 340.4364 | 414.3063 | 421.8531 | 461.6861 | 436.2408 | 454.9854
4416 | 0 | 185 | 7 | 307.7266 | 173.815 | 305.0765 | 452.194 | 431.5329 | 396.494 | 305.1973 | 269.997 | 212.7416 | 483.6198 | 398.9748 | 499.7667 | 238.6215 | 402.9461 | 325.4961 | 415.1368 | 438.345 | 496.9499 | 445.959 | 469.1352
4417 | 1 | 185 | 7 | 313.34 | 174.673 | 299.3977 | 431.0517 | 439.9915 | 410.6674 | 303.9952 | 268.8344 | 213.5069 | 470.5684 | 407.2007 | 504.897 | 235.9532 | 412.5079 | 322.7657 | 411.5559 | 449.6646 | 497.5832 | 455.1246 | 462.5932
4418 | 2 | 185 | 7 | 314.6611 | 175.2706 | 300.5782 | 426.5428 | 442.7976 | 407.3994 | 303.186 | 270.0587 | 209.054 | 470.3272 | 397.5081 | 505.7915 | 242.6083 | 410.4392 | 324.9762 | 411.0793 | 451.189 | 493.5778 | 455.8844 | 463.9359
4419 | 3 | 185 | 7 | 317.6316 | 173.0448 | 307.2198 | 422.9416 | 445.674 | 405.6686 | 303.8633 | 270.4242 | 212.8035 | 475.5732 | 399.3722 | 509.0115 | 245.6781 | 409.831 | 332.6434 | 414.7159 | 454.9383 | 486.9921 | 457.0754 | 464.7499
4420 | 4 | 185 | 7 | 319.6405 | 177.2639 | 310.8066 | 424.1589 | 378.6308 | 371.7838 | 298.6078 | 270.9704 | 202.0547 | 477.4205 | 408.5028 | 517.4499 | 233.4254 | 375.6616 | 346.7408 | 414.6185 | 401.7816 | 484.1331 | 446.9673 | 462.797
4421 | 5 | 185 | 7 | 307.7846 | 114.5136 | 320.6382 | 411.1147 | 261.6807 | 219.5383 | 272.8021 | 245.4868 | 159.3592 | 398.7552 | 374.4651 | 436.3455 | 221.3989 | 260.3991 | 329.5918 | 377.2621 | 277.3819 | 484.7367 | 392.8785 | 437.2936
4422 | 6 | 185 | 7 | 248.218 | 115.2731 | 290.8813 | 327.4684 | 236.484 | 176.457 | 255.8768 | 222.0163 | 137.0444 | 288.2424 | 343.5797 | 294.6558 | 200.6414 | 198.8357 | 274.8866 | 324.3575 | 236.3741 | 380.5681 | 372.4009 | 317.1761
4423 | 7 | 185 | 7 | 245.5732 | 109.2192 | 268.5814 | 302.8829 | 235.031 | 185.6333 | 250.6212 | 205.1692 | 130.6203 | 265.6327 | 321.8738 | 267.2049 | 194.4335 | 203.8172 | 245.022 | 311.2256 | 233.2718 | 303.5329 | 359.0344 | 265.438
4424 | 8 | 185 | 7 | 236.7981 | 108.7589 | 264.0512 | 305.798 | 229.2541 | 183.938 | 245.7197 | 204.4871 | 123.6798 | 254.5162 | 312.1076 | 260.2336 | 187.0986 | 203.2917 | 239.6654 | 308.612 | 228.3317 | 274.6108 | 361.9922 | 249.949
4425 | 9 | 185 | 7 | 229.0904 | 108.89 | 258.8875 | 298.4659 | 228.6047 | 175.7208 | 239.7261 | 203.8739 | 121.4326 | 246.0035 | 308.6903 | 253.6873 | 183.5806 | 205.6636 | 240.6127 | 318.7469 | 231.6442 | 257.3416 | 359.9413 | 241.1192
4426 | 10 | 185 | 7 | 226.8541 | 107.8685 | 265.8157 | 319.6877 | 226.321 | 176.3687 | 237.6473 | 200.5865 | 124.1874 | 251.5427 | 315.4923 | 255.9137 | 184.4417 | 203.4739 | 247.9222 | 319.9398 | 230.5385 | 276.2929 | 364.4034 | 239.8122
4427 | 11 | 185 | 7 | 217.719 | 106.4562 | 276.1918 | 336.4464 | 224.7757 | 179.0596 | 243.1549 | 194.366 | 127.0922 | 258.4454 | 317.298 | 257.2972 | 178.6022 | 204.3386 | 259.2582 | 318.4226 | 231.3313 | 293.2136 | 366.2267 | 238.7632
4428 | 12 | 185 | 7 | 213.7079 | 107.3002 | 283.0389 | 342.2363 | 219.8985 | 172.5571 | 251.8703 | 196.3999 | 130.207 | 263.156 | 319.957 | 259.943 | 176.7499 | 206.0401 | 258.9693 | 319.0775 | 232.5453 | 302.0197 | 370.5285 | 239.214
4429 | 13 | 185 | 7 | 216.0506 | 106.8079 | 287.4262 | 348.3679 | 223.3751 | 170.8897 | 254.0689 | 192.896 | 134.0802 | 265.0899 | 318.6812 | 257.4479 | 177.9623 | 208.9438 | 261.6082 | 324.283 | 236.3697 | 300.7702 | 372.8607 | 245.8208
4430 | 14 | 185 | 7 | 219.2338 | 106.6318 | 287.8468 | 356.4686 | 225.4572 | 167.394 | 265.7431 | 191.5756 | 145.7875 | 272.2585 | 323.9682 | 260.4894 | 174.4608 | 209.7156 | 260.846 | 327.2433 | 236.7278 | 304.4926 | 379.585 | 255.7036
4431 | 15 | 185 | 7 | 223.7631 | 109.0146 | 283.8366 | 358.877 | 227.5326 | 166.1436 | 270.6027 | 200.9322 | 152.7916 | 286.1747 | 323.9668 | 263.1677 | 171.7125 | 209.6552 | 260.9913 | 330.9611 | 240.1224 | 313.2708 | 386.4061 | 264.0465
4432 | 16 | 185 | 7 | 237.7149 | 114.0848 | 284.7388 | 358.7876 | 239.8609 | 162.6506 | 288.1959 | 214.3818 | 169.9328 | 292.4701 | 328.886 | 270.9361 | 190.4689 | 213.9897 | 267.2922 | 339.1122 | 258.0435 | 328.3327 | 400.1804 | 277.156
4433 | 17 | 185 | 7 | 259.6545 | 127.18 | 296.9764 | 382.0855 | 287.8029 | 188.9934 | 320.7247 | 247.4093 | 208.1494 | 342.8777 | 334.9682 | 292.2404 | 212.702 | 257.1332 | 302.4571 | 363.7835 | 314.8174 | 368.5671 | 426.9998 | 317.0314
4434 | 18 | 185 | 7 | 281.729 | 149.3266 | 338.4421 | 443.726 | 381.9097 | 276.2945 | 343.9593 | 268.8748 | 261.7465 | 427.7215 | 364.7485 | 363.591 | 224.7466 | 329.8996 | 350.6168 | 411.2492 | 404.6665 | 425.7244 | 471.1735 | 394.4432
4435 | 19 | 185 | 7 | 296.6184 | 143.6717 | 349.7553 | 459.4911 | 400.9899 | 319.5918 | 346.2914 | 274.3226 | 266.3336 | 489.8858 | 415.3036 | 471.0072 | 243.4354 | 331.9761 | 367.0919 | 428.1252 | 403.4887 | 475.5186 | 454.9838 | 439.79
4436 | 20 | 185 | 7 | 290.7374 | 138.666 | 336.3982 | 453.5111 | 402.5975 | 314.7299 | 342.9358 | 275.1582 | 244.453 | 454.0464 | 413.3748 | 468.5265 | 229.8242 | 326.3361 | 363.7872 | 434.2559 | 404.8591 | 477.1976 | 444.6829 | 418.7132
4437 | 21 | 185 | 7 | 286.9887 | 148.1994 | 328.7489 | 444.5867 | 414.3308 | 330.7222 | 333.7868 | 273.4107 | 227.9618 | 461.2119 | 414.1653 | 477.0523 | 231.9227 | 327.3805 | 353.1111 | 431.8328 | 411.1943 | 475.2903 | 432.3996 | 423.2285
4438 | 22 | 185 | 7 | 291.3412 | 159.1157 | 332.7413 | 433.1933 | 416.6042 | 343.2831 | 320.3329 | 271.125 | 217.021 | 481.2683 | 423.4845 | 495.1071 | 235.9381 | 352.5593 | 344.5983 | 421.3422 | 415.3099 | 457.2989 | 430.6419 | 453.6748
4439 | 23 | 185 | 7 | 296.7478 | 168.9364 | 314.3145 | 424.8851 | 421.1347 | 374.632 | 307.9288 | 266.8668 | 210.862 | 481.6145 | 412.5246 | 494.1207 | 239.1454 | 373.0405 | 340.4364 | 414.3063 | 421.8531 | 461.6861 | 436.2408 | 454.9854
4440 | 0 | 186 | 7 | 307.7266 | 173.815 | 305.0765 | 452.194 | 431.5329 | 396.494 | 305.1973 | 269.997 | 212.7416 | 483.6198 | 398.9748 | 499.7667 | 238.6215 | 402.9461 | 325.4961 | 415.1368 | 438.345 | 496.9499 | 445.959 | 469.1352
4441 | 1 | 186 | 7 | 313.34 | 174.673 | 299.3977 | 431.0517 | 439.9915 | 410.6674 | 303.9952 | 268.8344 | 213.5069 | 470.5684 | 407.2007 | 504.897 | 235.9532 | 412.5079 | 322.7657 | 411.5559 | 449.6646 | 497.5832 | 455.1246 | 462.5932
4442 | 2 | 186 | 7 | 314.6611 | 175.2706 | 300.5782 | 426.5428 | 442.7976 | 407.3994 | 303.186 | 270.0587 | 209.054 | 470.3272 | 397.5081 | 505.7915 | 242.6083 | 410.4392 | 324.9762 | 411.0793 | 451.189 | 493.5778 | 455.8844 | 463.9359
4443 | 3 | 186 | 7 | 317.6316 | 173.0448 | 307.2198 | 422.9416 | 445.674 | 405.6686 | 303.8633 | 270.4242 | 212.8035 | 475.5732 | 399.3722 | 509.0115 | 245.6781 | 409.831 | 332.6434 | 414.7159 | 454.9383 | 486.9921 | 457.0754 | 464.7499
4444 | 4 | 186 | 7 | 319.6405 | 177.2639 | 310.8066 | 424.1589 | 378.6308 | 371.7838 | 298.6078 | 270.9704 | 202.0547 | 477.4205 | 408.5028 | 517.4499 | 233.4254 | 375.6616 | 346.7408 | 414.6185 | 401.7816 | 484.1331 | 446.9673 | 462.797
4445 | 5 | 186 | 7 | 307.7846 | 114.5136 | 320.6382 | 411.1147 | 261.6807 | 219.5383 | 272.8021 | 245.4868 | 159.3592 | 398.7552 | 374.4651 | 436.3455 | 221.3989 | 260.3991 | 329.5918 | 377.2621 | 277.3819 | 484.7367 | 392.8785 | 437.2936
4446 | 6 | 186 | 7 | 248.218 | 115.2731 | 290.8813 | 327.4684 | 236.484 | 176.457 | 255.8768 | 222.0163 | 137.0444 | 288.2424 | 343.5797 | 294.6558 | 200.6414 | 198.8357 | 274.8866 | 324.3575 | 236.3741 | 380.5681 | 372.4009 | 317.1761
4447 | 7 | 186 | 7 | 245.5732 | 109.2192 | 268.5814 | 302.8829 | 235.031 | 185.6333 | 250.6212 | 205.1692 | 130.6203 | 265.6327 | 321.8738 | 267.2049 | 194.4335 | 203.8172 | 245.022 | 311.2256 | 233.2718 | 303.5329 | 359.0344 | 265.438
4448 | 8 | 186 | 7 | 236.7981 | 108.7589 | 264.0512 | 305.798 | 229.2541 | 183.938 | 245.7197 | 204.4871 | 123.6798 | 254.5162 | 312.1076 | 260.2336 | 187.0986 | 203.2917 | 239.6654 | 308.612 | 228.3317 | 274.6108 | 361.9922 | 249.949
4449 | 9 | 186 | 7 | 229.0904 | 108.89 | 258.8875 | 298.4659 | 228.6047 | 175.7208 | 239.7261 | 203.8739 | 121.4326 | 246.0035 | 308.6903 | 253.6873 | 183.5806 | 205.6636 | 240.6127 | 318.7469 | 231.6442 | 257.3416 | 359.9413 | 241.1192
4450 | 10 | 186 | 7 | 226.8541 | 107.8685 | 265.8157 | 319.6877 | 226.321 | 176.3687 | 237.6473 | 200.5865 | 124.1874 | 251.5427 | 315.4923 | 255.9137 | 184.4417 | 203.4739 | 247.9222 | 319.9398 | 230.5385 | 276.2929 | 364.4034 | 239.8122
4451 | 11 | 186 | 7 | 217.719 | 106.4562 | 276.1918 | 336.4464 | 224.7757 | 179.0596 | 243.1549 | 194.366 | 127.0922 | 258.4454 | 317.298 | 257.2972 | 178.6022 | 204.3386 | 259.2582 | 318.4226 | 231.3313 | 293.2136 | 366.2267 | 238.7632
4452 | 12 | 186 | 7 | 213.7079 | 107.3002 | 283.0389 | 342.2363 | 219.8985 | 172.5571 | 251.8703 | 196.3999 | 130.207 | 263.156 | 319.957 | 259.943 | 176.7499 | 206.0401 | 258.9693 | 319.0775 | 232.5453 | 302.0197 | 370.5285 | 239.214
4453 | 13 | 186 | 7 | 216.0506 | 106.8079 | 287.4262 | 348.3679 | 223.3751 | 170.8897 | 254.0689 | 192.896 | 134.0802 | 265.0899 | 318.6812 | 257.4479 | 177.9623 | 208.9438 | 261.6082 | 324.283 | 236.3697 | 300.7702 | 372.8607 | 245.8208
4454 | 14 | 186 | 7 | 219.2338 | 106.6318 | 287.8468 | 356.4686 | 225.4572 | 167.394 | 265.7431 | 191.5756 | 145.7875 | 272.2585 | 323.9682 | 260.4894 | 174.4608 | 209.7156 | 260.846 | 327.2433 | 236.7278 | 304.4926 | 379.585 | 255.7036
4455 | 15 | 186 | 7 | 223.7631 | 109.0146 | 283.8366 | 358.877 | 227.5326 | 166.1436 | 270.6027 | 200.9322 | 152.7916 | 286.1747 | 323.9668 | 263.1677 | 171.7125 | 209.6552 | 260.9913 | 330.9611 | 240.1224 | 313.2708 | 386.4061 | 264.0465
4456 | 16 | 186 | 7 | 237.7149 | 114.0848 | 284.7388 | 358.7876 | 239.8609 | 162.6506 | 288.1959 | 214.3818 | 169.9328 | 292.4701 | 328.886 | 270.9361 | 190.4689 | 213.9897 | 267.2922 | 339.1122 | 258.0435 | 328.3327 | 400.1804 | 277.156
4457 | 17 | 186 | 7 | 259.6545 | 127.18 | 296.9764 | 382.0855 | 287.8029 | 188.9934 | 320.7247 | 247.4093 | 208.1494 | 342.8777 | 334.9682 | 292.2404 | 212.702 | 257.1332 | 302.4571 | 363.7835 | 314.8174 | 368.5671 | 426.9998 | 317.0314
4458 | 18 | 186 | 7 | 281.729 | 149.3266 | 338.4421 | 443.726 | 381.9097 | 276.2945 | 343.9593 | 268.8748 | 261.7465 | 427.7215 | 364.7485 | 363.591 | 224.7466 | 329.8996 | 350.6168 | 411.2492 | 404.6665 | 425.7244 | 471.1735 | 394.4432
4459 | 19 | 186 | 7 | 296.6184 | 143.6717 | 349.7553 | 459.4911 | 400.9899 | 319.5918 | 346.2914 | 274.3226 | 266.3336 | 489.8858 | 415.3036 | 471.0072 | 243.4354 | 331.9761 | 367.0919 | 428.1252 | 403.4887 | 475.5186 | 454.9838 | 439.79
4460 | 20 | 186 | 7 | 290.7374 | 138.666 | 336.3982 | 453.5111 | 402.5975 | 314.7299 | 342.9358 | 275.1582 | 244.453 | 454.0464 | 413.3748 | 468.5265 | 229.8242 | 326.3361 | 363.7872 | 434.2559 | 404.8591 | 477.1976 | 444.6829 | 418.7132
4461 | 21 | 186 | 7 | 286.9887 | 148.1994 | 328.7489 | 444.5867 | 414.3308 | 330.7222 | 333.7868 | 273.4107 | 227.9618 | 461.2119 | 414.1653 | 477.0523 | 231.9227 | 327.3805 | 353.1111 | 431.8328 | 411.1943 | 475.2903 | 432.3996 | 423.2285
4462 | 22 | 186 | 7 | 291.3412 | 159.1157 | 332.7413 | 433.1933 | 416.6042 | 343.2831 | 320.3329 | 271.125 | 217.021 | 481.2683 | 423.4845 | 495.1071 | 235.9381 | 352.5593 | 344.5983 | 421.3422 | 415.3099 | 457.2989 | 430.6419 | 453.6748
4463 | 23 | 186 | 7 | 296.7478 | 168.9364 | 314.3145 | 424.8851 | 421.1347 | 374.632 | 307.9288 | 266.8668 | 210.862 | 481.6145 | 412.5246 | 494.1207 | 239.1454 | 373.0405 | 340.4364 | 414.3063 | 421.8531 | 461.6861 | 436.2408 | 454.9854
4464 | 0 | 187 | 7 | 307.7266 | 173.815 | 305.0765 | 452.194 | 431.5329 | 396.494 | 305.1973 | 269.997 | 212.7416 | 483.6198 | 398.9748 | 499.7667 | 238.6215 | 402.9461 | 325.4961 | 415.1368 | 438.345 | 496.9499 | 445.959 | 469.1352
4465 | 1 | 187 | 7 | 313.34 | 174.673 | 299.3977 | 431.0517 | 439.9915 | 410.6674 | 303.9952 | 268.8344 | 213.5069 | 470.5684 | 407.2007 | 504.897 | 235.9532 | 412.5079 | 322.7657 | 411.5559 | 449.6646 | 497.5832 | 455.1246 | 462.5932
4466 | 2 | 187 | 7 | 314.6611 | 175.2706 | 300.5782 | 426.5428 | 442.7976 | 407.3994 | 303.186 | 270.0587 | 209.054 | 470.3272 | 397.5081 | 505.7915 | 242.6083 | 410.4392 | 324.9762 | 411.0793 | 451.189 | 493.5778 | 455.8844 | 463.9359
4467 | 3 | 187 | 7 | 317.6316 | 173.0448 | 307.2198 | 422.9416 | 445.674 | 405.6686 | 303.8633 | 270.4242 | 212.8035 | 475.5732 | 399.3722 | 509.0115 | 245.6781 | 409.831 | 332.6434 | 414.7159 | 454.9383 | 486.9921 | 457.0754 | 464.7499
4468 | 4 | 187 | 7 | 319.6405 | 177.2639 | 310.8066 | 424.1589 | 378.6308 | 371.7838 | 298.6078 | 270.9704 | 202.0547 | 477.4205 | 408.5028 | 517.4499 | 233.4254 | 375.6616 | 346.7408 | 414.6185 | 401.7816 | 484.1331 | 446.9673 | 462.797
4469 | 5 | 187 | 7 | 307.7846 | 114.5136 | 320.6382 | 411.1147 | 261.6807 | 219.5383 | 272.8021 | 245.4868 | 159.3592 | 398.7552 | 374.4651 | 436.3455 | 221.3989 | 260.3991 | 329.5918 | 377.2621 | 277.3819 | 484.7367 | 392.8785 | 437.2936
4470 | 6 | 187 | 7 | 248.218 | 115.2731 | 290.8813 | 327.4684 | 236.484 | 176.457 | 255.8768 | 222.0163 | 137.0444 | 288.2424 | 343.5797 | 294.6558 | 200.6414 | 198.8357 | 274.8866 | 324.3575 | 236.3741 | 380.5681 | 372.4009 | 317.1761
4471 | 7 | 187 | 7 | 245.5732 | 109.2192 | 268.5814 | 302.8829 | 235.031 | 185.6333 | 250.6212 | 205.1692 | 130.6203 | 265.6327 | 321.8738 | 267.2049 | 194.4335 | 203.8172 | 245.022 | 311.2256 | 233.2718 | 303.5329 | 359.0344 | 265.438
4472 | 8 | 187 | 7 | 236.7981 | 108.7589 | 264.0512 | 305.798 | 229.2541 | 183.938 | 245.7197 | 204.4871 | 123.6798 | 254.5162 | 312.1076 | 260.2336 | 187.0986 | 203.2917 | 239.6654 | 308.612 | 228.3317 | 274.6108 | 361.9922 | 249.949
4473 | 9 | 187 | 7 | 229.0904 | 108.89 | 258.8875 | 298.4659 | 228.6047 | 175.7208 | 239.7261 | 203.8739 | 121.4326 | 246.0035 | 308.6903 | 253.6873 | 183.5806 | 205.6636 | 240.6127 | 318.7469 | 231.6442 | 257.3416 | 359.9413 | 241.1192
4474 | 10 | 187 | 7 | 226.8541 | 107.8685 | 265.8157 | 319.6877 | 226.321 | 176.3687 | 237.6473 | 200.5865 | 124.1874 | 251.5427 | 315.4923 | 255.9137 | 184.4417 | 203.4739 | 247.9222 | 319.9398 | 230.5385 | 276.2929 | 364.4034 | 239.8122
4475 | 11 | 187 | 7 | 217.719 | 106.4562 | 276.1918 | 336.4464 | 224.7757 | 179.0596 | 243.1549 | 194.366 | 127.0922 | 258.4454 | 317.298 | 257.2972 | 178.6022 | 204.3386 | 259.2582 | 318.4226 | 231.3313 | 293.2136 | 366.2267 | 238.7632
4476 | 12 | 187 | 7 | 213.7079 | 107.3002 | 283.0389 | 342.2363 | 219.8985 | 172.5571 | 251.8703 | 196.3999 | 130.207 | 263.156 | 319.957 | 259.943 | 176.7499 | 206.0401 | 258.9693 | 319.0775 | 232.5453 | 302.0197 | 370.5285 | 239.214
4477 | 13 | 187 | 7 | 216.0506 | 106.8079 | 287.4262 | 348.3679 | 223.3751 | 170.8897 | 254.0689 | 192.896 | 134.0802 | 265.0899 | 318.6812 | 257.4479 | 177.9623 | 208.9438 | 261.6082 | 324.283 | 236.3697 | 300.7702 | 372.8607 | 245.8208
4478 | 14 | 187 | 7 | 219.2338 | 106.6318 | 287.8468 | 356.4686 | 225.4572 | 167.394 | 265.7431 | 191.5756 | 145.7875 | 272.2585 | 323.9682 | 260.4894 | 174.4608 | 209.7156 | 260.846 | 327.2433 | 236.7278 | 304.4926 | 379.585 | 255.7036
4479 | 15 | 187 | 7 | 223.7631 | 109.0146 | 283.8366 | 358.877 | 227.5326 | 166.1436 | 270.6027 | 200.9322 | 152.7916 | 286.1747 | 323.9668 | 263.1677 | 171.7125 | 209.6552 | 260.9913 | 330.9611 | 240.1224 | 313.2708 | 386.4061 | 264.0465
4480 | 16 | 187 | 7 | 237.7149 | 114.0848 | 284.7388 | 358.7876 | 239.8609 | 162.6506 | 288.1959 | 214.3818 | 169.9328 | 292.4701 | 328.886 | 270.9361 | 190.4689 | 213.9897 | 267.2922 | 339.1122 | 258.0435 | 328.3327 | 400.1804 | 277.156
4481 | 17 | 187 | 7 | 259.6545 | 127.18 | 296.9764 | 382.0855 | 287.8029 | 188.9934 | 320.7247 | 247.4093 | 208.1494 | 342.8777 | 334.9682 | 292.2404 | 212.702 | 257.1332 | 302.4571 | 363.7835 | 314.8174 | 368.5671 | 426.9998 | 317.0314
4482 | 18 | 187 | 7 | 281.729 | 149.3266 | 338.4421 | 443.726 | 381.9097 | 276.2945 | 343.9593 | 268.8748 | 261.7465 | 427.7215 | 364.7485 | 363.591 | 224.7466 | 329.8996 | 350.6168 | 411.2492 | 404.6665 | 425.7244 | 471.1735 | 394.4432
4483 | 19 | 187 | 7 | 296.6184 | 143.6717 | 349.7553 | 459.4911 | 400.9899 | 319.5918 | 346.2914 | 274.3226 | 266.3336 | 489.8858 | 415.3036 | 471.0072 | 243.4354 | 331.9761 | 367.0919 | 428.1252 | 403.4887 | 475.5186 | 454.9838 | 439.79
4484 | 20 | 187 | 7 | 290.7374 | 138.666 | 336.3982 | 453.5111 | 402.5975 | 314.7299 | 342.9358 | 275.1582 | 244.453 | 454.0464 | 413.3748 | 468.5265 | 229.8242 | 326.3361 | 363.7872 | 434.2559 | 404.8591 | 477.1976 | 444.6829 | 418.7132
4485 | 21 | 187 | 7 | 286.9887 | 148.1994 | 328.7489 | 444.5867 | 414.3308 | 330.7222 | 333.7868 | 273.4107 | 227.9618 | 461.2119 | 414.1653 | 477.0523 | 231.9227 | 327.3805 | 353.1111 | 431.8328 | 411.1943 | 475.2903 | 432.3996 | 423.2285
4486 | 22 | 187 | 7 | 291.3412 | 159.1157 | 332.7413 | 433.1933 | 416.6042 | 343.2831 | 320.3329 | 271.125 | 217.021 | 481.2683 | 423.4845 | 495.1071 | 235.9381 | 352.5593 | 344.5983 | 421.3422 | 415.3099 | 457.2989 | 430.6419 | 453.6748
4487 | 23 | 187 | 7 | 296.7478 | 168.9364 | 314.3145 | 424.8851 | 421.1347 | 374.632 | 307.9288 | 266.8668 | 210.862 | 481.6145 | 412.5246 | 494.1207 | 239.1454 | 373.0405 | 340.4364 | 414.3063 | 421.8531 | 461.6861 | 436.2408 | 454.9854
4488 | 0 | 188 | 7 | 307.7266 | 173.815 | 305.0765 | 452.194 | 431.5329 | 396.494 | 305.1973 | 269.997 | 212.7416 | 483.6198 | 398.9748 | 499.7667 | 238.6215 | 402.9461 | 325.4961 | 415.1368 | 438.345 | 496.9499 | 445.959 | 469.1352
4489 | 1 | 188 | 7 | 313.34 | 174.673 | 299.3977 | 431.0517 | 439.9915 | 410.6674 | 303.9952 | 268.8344 | 213.5069 | 470.5684 | 407.2007 | 504.897 | 235.9532 | 412.5079 | 322.7657 | 411.5559 | 449.6646 | 497.5832 | 455.1246 | 462.5932
4490 | 2 | 188 | 7 | 314.6611 | 175.2706 | 300.5782 | 426.5428 | 442.7976 | 407.3994 | 303.186 | 270.0587 | 209.054 | 470.3272 | 397.5081 | 505.7915 | 242.6083 | 410.4392 | 324.9762 | 411.0793 | 451.189 | 493.5778 | 455.8844 | 463.9359
4491 | 3 | 188 | 7 | 317.6316 | 173.0448 | 307.2198 | 422.9416 | 445.674 | 405.6686 | 303.8633 | 270.4242 | 212.8035 | 475.5732 | 399.3722 | 509.0115 | 245.6781 | 409.831 | 332.6434 | 414.7159 | 454.9383 | 486.9921 | 457.0754 | 464.7499
4492 | 4 | 188 | 7 | 319.6405 | 177.2639 | 310.8066 | 424.1589 | 378.6308 | 371.7838 | 298.6078 | 270.9704 | 202.0547 | 477.4205 | 408.5028 | 517.4499 | 233.4254 | 375.6616 | 346.7408 | 414.6185 | 401.7816 | 484.1331 | 446.9673 | 462.797
4493 | 5 | 188 | 7 | 307.7846 | 114.5136 | 320.6382 | 411.1147 | 261.6807 | 219.5383 | 272.8021 | 245.4868 | 159.3592 | 398.7552 | 374.4651 | 436.3455 | 221.3989 | 260.3991 | 329.5918 | 377.2621 | 277.3819 | 484.7367 | 392.8785 | 437.2936
4494 | 6 | 188 | 7 | 248.218 | 115.2731 | 290.8813 | 327.4684 | 236.484 | 176.457 | 255.8768 | 222.0163 | 137.0444 | 288.2424 | 343.5797 | 294.6558 | 200.6414 | 198.8357 | 274.8866 | 324.3575 | 236.3741 | 380.5681 | 372.4009 | 317.1761
4495 | 7 | 188 | 7 | 245.5732 | 109.2192 | 268.5814 | 302.8829 | 235.031 | 185.6333 | 250.6212 | 205.1692 | 130.6203 | 265.6327 | 321.8738 | 267.2049 | 194.4335 | 203.8172 | 245.022 | 311.2256 | 233.2718 | 303.5329 | 359.0344 | 265.438
4496 | 8 | 188 | 7 | 236.7981 | 108.7589 | 264.0512 | 305.798 | 229.2541 | 183.938 | 245.7197 | 204.4871 | 123.6798 | 254.5162 | 312.1076 | 260.2336 | 187.0986 | 203.2917 | 239.6654 | 308.612 | 228.3317 | 274.6108 | 361.9922 | 249.949
4497 | 9 | 188 | 7 | 229.0904 | 108.89 | 258.8875 | 298.4659 | 228.6047 | 175.7208 | 239.7261 | 203.8739 | 121.4326 | 246.0035 | 308.6903 | 253.6873 | 183.5806 | 205.6636 | 240.6127 | 318.7469 | 231.6442 | 257.3416 | 359.9413 | 241.1192
4498 | 10 | 188 | 7 | 226.8541 | 107.8685 | 265.8157 | 319.6877 | 226.321 | 176.3687 | 237.6473 | 200.5865 | 124.1874 | 251.5427 | 315.4923 | 255.9137 | 184.4417 | 203.4739 | 247.9222 | 319.9398 | 230.5385 | 276.2929 | 364.4034 | 239.8122
4499 | 11 | 188 | 7 | 217.719 | 106.4562 | 276.1918 | 336.4464 | 224.7757 | 179.0596 | 243.1549 | 194.366 | 127.0922 | 258.4454 | 317.298 | 257.2972 | 178.6022 | 204.3386 | 259.2582 | 318.4226 | 231.3313 | 293.2136 | 366.2267 | 238.7632
4500 | 12 | 188 | 7 | 213.7079 | 107.3002 | 283.0389 | 342.2363 | 219.8985 | 172.5571 | 251.8703 | 196.3999 | 130.207 | 263.156 | 319.957 | 259.943 | 176.7499 | 206.0401 | 258.9693 | 319.0775 | 232.5453 | 302.0197 | 370.5285 | 239.214
4501 | 13 | 188 | 7 | 216.0506 | 106.8079 | 287.4262 | 348.3679 | 223.3751 | 170.8897 | 254.0689 | 192.896 | 134.0802 | 265.0899 | 318.6812 | 257.4479 | 177.9623 | 208.9438 | 261.6082 | 324.283 | 236.3697 | 300.7702 | 372.8607 | 245.8208
4502 | 14 | 188 | 7 | 219.2338 | 106.6318 | 287.8468 | 356.4686 | 225.4572 | 167.394 | 265.7431 | 191.5756 | 145.7875 | 272.2585 | 323.9682 | 260.4894 | 174.4608 | 209.7156 | 260.846 | 327.2433 | 236.7278 | 304.4926 | 379.585 | 255.7036
4503 | 15 | 188 | 7 | 223.7631 | 109.0146 | 283.8366 | 358.877 | 227.5326 | 166.1436 | 270.6027 | 200.9322 | 152.7916 | 286.1747 | 323.9668 | 263.1677 | 171.7125 | 209.6552 | 260.9913 | 330.9611 | 240.1224 | 313.2708 | 386.4061 | 264.0465
4504 | 16 | 188 | 7 | 237.7149 | 114.0848 | 284.7388 | 358.7876 | 239.8609 | 162.6506 | 288.1959 | 214.3818 | 169.9328 | 292.4701 | 328.886 | 270.9361 | 190.4689 | 213.9897 | 267.2922 | 339.1122 | 258.0435 | 328.3327 | 400.1804 | 277.156
4505 | 17 | 188 | 7 | 259.6545 | 127.18 | 296.9764 | 382.0855 | 287.8029 | 188.9934 | 320.7247 | 247.4093 | 208.1494 | 342.8777 | 334.9682 | 292.2404 | 212.702 | 257.1332 | 302.4571 | 363.7835 | 314.8174 | 368.5671 | 426.9998 | 317.0314
4506 | 18 | 188 | 7 | 281.729 | 149.3266 | 338.4421 | 443.726 | 381.9097 | 276.2945 | 343.9593 | 268.8748 | 261.7465 | 427.7215 | 364.7485 | 363.591 | 224.7466 | 329.8996 | 350.6168 | 411.2492 | 404.6665 | 425.7244 | 471.1735 | 394.4432
4507 | 19 | 188 | 7 | 296.6184 | 143.6717 | 349.7553 | 459.4911 | 400.9899 | 319.5918 | 346.2914 | 274.3226 | 266.3336 | 489.8858 | 415.3036 | 471.0072 | 243.4354 | 331.9761 | 367.0919 | 428.1252 | 403.4887 | 475.5186 | 454.9838 | 439.79
4508 | 20 | 188 | 7 | 290.7374 | 138.666 | 336.3982 | 453.5111 | 402.5975 | 314.7299 | 342.9358 | 275.1582 | 244.453 | 454.0464 | 413.3748 | 468.5265 | 229.8242 | 326.3361 | 363.7872 | 434.2559 | 404.8591 | 477.1976 | 444.6829 | 418.7132
4509 | 21 | 188 | 7 | 286.9887 | 148.1994 | 328.7489 | 444.5867 | 414.3308 | 330.7222 | 333.7868 | 273.4107 | 227.9618 | 461.2119 | 414.1653 | 477.0523 | 231.9227 | 327.3805 | 353.1111 | 431.8328 | 411.1943 | 475.2903 | 432.3996 | 423.2285
4510 | 22 | 188 | 7 | 291.3412 | 159.1157 | 332.7413 | 433.1933 | 416.6042 | 343.2831 | 320.3329 | 271.125 | 217.021 | 481.2683 | 423.4845 | 495.1071 | 235.9381 | 352.5593 | 344.5983 | 421.3422 | 415.3099 | 457.2989 | 430.6419 | 453.6748
4511 | 23 | 188 | 7 | 296.7478 | 168.9364 | 314.3145 | 424.8851 | 421.1347 | 374.632 | 307.9288 | 266.8668 | 210.862 | 481.6145 | 412.5246 | 494.1207 | 239.1454 | 373.0405 | 340.4364 | 414.3063 | 421.8531 | 461.6861 | 436.2408 | 454.9854
4512 | 0 | 189 | 7 | 307.7266 | 173.815 | 305.0765 | 452.194 | 431.5329 | 396.494 | 305.1973 | 269.997 | 212.7416 | 483.6198 | 398.9748 | 499.7667 | 238.6215 | 402.9461 | 325.4961 | 415.1368 | 438.345 | 496.9499 | 445.959 | 469.1352
4513 | 1 | 189 | 7 | 313.34 | 174.673 | 299.3977 | 431.0517 | 439.9915 | 410.6674 | 303.9952 | 268.8344 | 213.5069 | 470.5684 | 407.2007 | 504.897 | 235.9532 | 412.5079 | 322.7657 | 411.5559 | 449.6646 | 497.5832 | 455.1246 | 462.5932
4514 | 2 | 189 | 7 | 314.6611 | 175.2706 | 300.5782 | 426.5428 | 442.7976 | 407.3994 | 303.186 | 270.0587 | 209.054 | 470.3272 | 397.5081 | 505.7915 | 242.6083 | 410.4392 | 324.9762 | 411.0793 | 451.189 | 493.5778 | 455.8844 | 463.9359
4515 | 3 | 189 | 7 | 317.6316 | 173.0448 | 307.2198 | 422.9416 | 445.674 | 405.6686 | 303.8633 | 270.4242 | 212.8035 | 475.5732 | 399.3722 | 509.0115 | 245.6781 | 409.831 | 332.6434 | 414.7159 | 454.9383 | 486.9921 | 457.0754 | 464.7499
4516 | 4 | 189 | 7 | 319.6405 | 177.2639 | 310.8066 | 424.1589 | 378.6308 | 371.7838 | 298.6078 | 270.9704 | 202.0547 | 477.4205 | 408.5028 | 517.4499 | 233.4254 | 375.6616 | 346.7408 | 414.6185 | 401.7816 | 484.1331 | 446.9673 | 462.797
4517 | 5 | 189 | 7 | 307.7846 | 114.5136 | 320.6382 | 411.1147 | 261.6807 | 219.5383 | 272.8021 | 245.4868 | 159.3592 | 398.7552 | 374.4651 | 436.3455 | 221.3989 | 260.3991 | 329.5918 | 377.2621 | 277.3819 | 484.7367 | 392.8785 | 437.2936
4518 | 6 | 189 | 7 | 248.218 | 115.2731 | 290.8813 | 327.4684 | 236.484 | 176.457 | 255.8768 | 222.0163 | 137.0444 | 288.2424 | 343.5797 | 294.6558 | 200.6414 | 198.8357 | 274.8866 | 324.3575 | 236.3741 | 380.5681 | 372.4009 | 317.1761
4519 | 7 | 189 | 7 | 245.5732 | 109.2192 | 268.5814 | 302.8829 | 235.031 | 185.6333 | 250.6212 | 205.1692 | 130.6203 | 265.6327 | 321.8738 | 267.2049 | 194.4335 | 203.8172 | 245.022 | 311.2256 | 233.2718 | 303.5329 | 359.0344 | 265.438
4520 | 8 | 189 | 7 | 236.7981 | 108.7589 | 264.0512 | 305.798 | 229.2541 | 183.938 | 245.7197 | 204.4871 | 123.6798 | 254.5162 | 312.1076 | 260.2336 | 187.0986 | 203.2917 | 239.6654 | 308.612 | 228.3317 | 274.6108 | 361.9922 | 249.949
4521 | 9 | 189 | 7 | 229.0904 | 108.89 | 258.8875 | 298.4659 | 228.6047 | 175.7208 | 239.7261 | 203.8739 | 121.4326 | 246.0035 | 308.6903 | 253.6873 | 183.5806 | 205.6636 | 240.6127 | 318.7469 | 231.6442 | 257.3416 | 359.9413 | 241.1192
4522 | 10 | 189 | 7 | 226.8541 | 107.8685 | 265.8157 | 319.6877 | 226.321 | 176.3687 | 237.6473 | 200.5865 | 124.1874 | 251.5427 | 315.4923 | 255.9137 | 184.4417 | 203.4739 | 247.9222 | 319.9398 | 230.5385 | 276.2929 | 364.4034 | 239.8122
4523 | 11 | 189 | 7 | 217.719 | 106.4562 | 276.1918 | 336.4464 | 224.7757 | 179.0596 | 243.1549 | 194.366 | 127.0922 | 258.4454 | 317.298 | 257.2972 | 178.6022 | 204.3386 | 259.2582 | 318.4226 | 231.3313 | 293.2136 | 366.2267 | 238.7632
4524 | 12 | 189 | 7 | 213.7079 | 107.3002 | 283.0389 | 342.2363 | 219.8985 | 172.5571 | 251.8703 | 196.3999 | 130.207 | 263.156 | 319.957 | 259.943 | 176.7499 | 206.0401 | 258.9693 | 319.0775 | 232.5453 | 302.0197 | 370.5285 | 239.214
4525 | 13 | 189 | 7 | 216.0506 | 106.8079 | 287.4262 | 348.3679 | 223.3751 | 170.8897 | 254.0689 | 192.896 | 134.0802 | 265.0899 | 318.6812 | 257.4479 | 177.9623 | 208.9438 | 261.6082 | 324.283 | 236.3697 | 300.7702 | 372.8607 | 245.8208
4526 | 14 | 189 | 7 | 219.2338 | 106.6318 | 287.8468 | 356.4686 | 225.4572 | 167.394 | 265.7431 | 191.5756 | 145.7875 | 272.2585 | 323.9682 | 260.4894 | 174.4608 | 209.7156 | 260.846 | 327.2433 | 236.7278 | 304.4926 | 379.585 | 255.7036
4527 | 15 | 189 | 7 | 223.7631 | 109.0146 | 283.8366 | 358.877 | 227.5326 | 166.1436 | 270.6027 | 200.9322 | 152.7916 | 286.1747 | 323.9668 | 263.1677 | 171.7125 | 209.6552 | 260.9913 | 330.9611 | 240.1224 | 313.2708 | 386.4061 | 264.0465
4528 | 16 | 189 | 7 | 237.7149 | 114.0848 | 284.7388 | 358.7876 | 239.8609 | 162.6506 | 288.1959 | 214.3818 | 169.9328 | 292.4701 | 328.886 | 270.9361 | 190.4689 | 213.9897 | 267.2922 | 339.1122 | 258.0435 | 328.3327 | 400.1804 | 277.156
4529 | 17 | 189 | 7 | 259.6545 | 127.18 | 296.9764 | 382.0855 | 287.8029 | 188.9934 | 320.7247 | 247.4093 | 208.1494 | 342.8777 | 334.9682 | 292.2404 | 212.702 | 257.1332 | 302.4571 | 363.7835 | 314.8174 | 368.5671 | 426.9998 | 317.0314
4530 | 18 | 189 | 7 | 281.729 | 149.3266 | 338.4421 | 443.726 | 381.9097 | 276.2945 | 343.9593 | 268.8748 | 261.7465 | 427.7215 | 364.7485 | 363.591 | 224.7466 | 329.8996 | 350.6168 | 411.2492 | 404.6665 | 425.7244 | 471.1735 | 394.4432
4531 | 19 | 189 | 7 | 296.6184 | 143.6717 | 349.7553 | 459.4911 | 400.9899 | 319.5918 | 346.2914 | 274.3226 | 266.3336 | 489.8858 | 415.3036 | 471.0072 | 243.4354 | 331.9761 | 367.0919 | 428.1252 | 403.4887 | 475.5186 | 454.9838 | 439.79
4532 | 20 | 189 | 7 | 290.7374 | 138.666 | 336.3982 | 453.5111 | 402.5975 | 314.7299 | 342.9358 | 275.1582 | 244.453 | 454.0464 | 413.3748 | 468.5265 | 229.8242 | 326.3361 | 363.7872 | 434.2559 | 404.8591 | 477.1976 | 444.6829 | 418.7132
4533 | 21 | 189 | 7 | 286.9887 | 148.1994 | 328.7489 | 444.5867 | 414.3308 | 330.7222 | 333.7868 | 273.4107 | 227.9618 | 461.2119 | 414.1653 | 477.0523 | 231.9227 | 327.3805 | 353.1111 | 431.8328 | 411.1943 | 475.2903 | 432.3996 | 423.2285
4534 | 22 | 189 | 7 | 291.3412 | 159.1157 | 332.7413 | 433.1933 | 416.6042 | 343.2831 | 320.3329 | 271.125 | 217.021 | 481.2683 | 423.4845 | 495.1071 | 235.9381 | 352.5593 | 344.5983 | 421.3422 | 415.3099 | 457.2989 | 430.6419 | 453.6748
4535 | 23 | 189 | 7 | 296.7478 | 168.9364 | 314.3145 | 424.8851 | 421.1347 | 374.632 | 307.9288 | 266.8668 | 210.862 | 481.6145 | 412.5246 | 494.1207 | 239.1454 | 373.0405 | 340.4364 | 414.3063 | 421.8531 | 461.6861 | 436.2408 | 454.9854
4536 | 0 | 190 | 7 | 307.7266 | 173.815 | 305.0765 | 452.194 | 431.5329 | 396.494 | 305.1973 | 269.997 | 212.7416 | 483.6198 | 398.9748 | 499.7667 | 238.6215 | 402.9461 | 325.4961 | 415.1368 | 438.345 | 496.9499 | 445.959 | 469.1352
4537 | 1 | 190 | 7 | 313.34 | 174.673 | 299.3977 | 431.0517 | 439.9915 | 410.6674 | 303.9952 | 268.8344 | 213.5069 | 470.5684 | 407.2007 | 504.897 | 235.9532 | 412.5079 | 322.7657 | 411.5559 | 449.6646 | 497.5832 | 455.1246 | 462.5932
4538 | 2 | 190 | 7 | 314.6611 | 175.2706 | 300.5782 | 426.5428 | 442.7976 | 407.3994 | 303.186 | 270.0587 | 209.054 | 470.3272 | 397.5081 | 505.7915 | 242.6083 | 410.4392 | 324.9762 | 411.0793 | 451.189 | 493.5778 | 455.8844 | 463.9359
4539 | 3 | 190 | 7 | 317.6316 | 173.0448 | 307.2198 | 422.9416 | 445.674 | 405.6686 | 303.8633 | 270.4242 | 212.8035 | 475.5732 | 399.3722 | 509.0115 | 245.6781 | 409.831 | 332.6434 | 414.7159 | 454.9383 | 486.9921 | 457.0754 | 464.7499
4540 | 4 | 190 | 7 | 319.6405 | 177.2639 | 310.8066 | 424.1589 | 378.6308 | 371.7838 | 298.6078 | 270.9704 | 202.0547 | 477.4205 | 408.5028 | 517.4499 | 233.4254 | 375.6616 | 346.7408 | 414.6185 | 401.7816 | 484.1331 | 446.9673 | 462.797
4541 | 5 | 190 | 7 | 307.7846 | 114.5136 | 320.6382 | 411.1147 | 261.6807 | 219.5383 | 272.8021 | 245.4868 | 159.3592 | 398.7552 | 374.4651 | 436.3455 | 221.3989 | 260.3991 | 329.5918 | 377.2621 | 277.3819 | 484.7367 | 392.8785 | 437.2936
4542 | 6 | 190 | 7 | 248.218 | 115.2731 | 290.8813 | 327.4684 | 236.484 | 176.457 | 255.8768 | 222.0163 | 137.0444 | 288.2424 | 343.5797 | 294.6558 | 200.6414 | 198.8357 | 274.8866 | 324.3575 | 236.3741 | 380.5681 | 372.4009 | 317.1761
4543 | 7 | 190 | 7 | 245.5732 | 109.2192 | 268.5814 | 302.8829 | 235.031 | 185.6333 | 250.6212 | 205.1692 | 130.6203 | 265.6327 | 321.8738 | 267.2049 | 194.4335 | 203.8172 | 245.022 | 311.2256 | 233.2718 | 303.5329 | 359.0344 | 265.438
4544 | 8 | 190 | 7 | 236.7981 | 108.7589 | 264.0512 | 305.798 | 229.2541 | 183.938 | 245.7197 | 204.4871 | 123.6798 | 254.5162 | 312.1076 | 260.2336 | 187.0986 | 203.2917 | 239.6654 | 308.612 | 228.3317 | 274.6108 | 361.9922 | 249.949
4545 | 9 | 190 | 7 | 229.0904 | 108.89 | 258.8875 | 298.4659 | 228.6047 | 175.7208 | 239.7261 | 203.8739 | 121.4326 | 246.0035 | 308.6903 | 253.6873 | 183.5806 | 205.6636 | 240.6127 | 318.7469 | 231.6442 | 257.3416 | 359.9413 | 241.1192
4546 | 10 | 190 | 7 | 226.8541 | 107.8685 | 265.8157 | 319.6877 | 226.321 | 176.3687 | 237.6473 | 200.5865 | 124.1874 | 251.5427 | 315.4923 | 255.9137 | 184.4417 | 203.4739 | 247.9222 | 319.9398 | 230.5385 | 276.2929 | 364.4034 | 239.8122
4547 | 11 | 190 | 7 | 217.719 | 106.4562 | 276.1918 | 336.4464 | 224.7757 | 179.0596 | 243.1549 | 194.366 | 127.0922 | 258.4454 | 317.298 | 257.2972 | 178.6022 | 204.3386 | 259.2582 | 318.4226 | 231.3313 | 293.2136 | 366.2267 | 238.7632
4548 | 12 | 190 | 7 | 213.7079 | 107.3002 | 283.0389 | 342.2363 | 219.8985 | 172.5571 | 251.8703 | 196.3999 | 130.207 | 263.156 | 319.957 | 259.943 | 176.7499 | 206.0401 | 258.9693 | 319.0775 | 232.5453 | 302.0197 | 370.5285 | 239.214
4549 | 13 | 190 | 7 | 216.0506 | 106.8079 | 287.4262 | 348.3679 | 223.3751 | 170.8897 | 254.0689 | 192.896 | 134.0802 | 265.0899 | 318.6812 | 257.4479 | 177.9623 | 208.9438 | 261.6082 | 324.283 | 236.3697 | 300.7702 | 372.8607 | 245.8208
4550 | 14 | 190 | 7 | 219.2338 | 106.6318 | 287.8468 | 356.4686 | 225.4572 | 167.394 | 265.7431 | 191.5756 | 145.7875 | 272.2585 | 323.9682 | 260.4894 | 174.4608 | 209.7156 | 260.846 | 327.2433 | 236.7278 | 304.4926 | 379.585 | 255.7036
4551 | 15 | 190 | 7 | 223.7631 | 109.0146 | 283.8366 | 358.877 | 227.5326 | 166.1436 | 270.6027 | 200.9322 | 152.7916 | 286.1747 | 323.9668 | 263.1677 | 171.7125 | 209.6552 | 260.9913 | 330.9611 | 240.1224 | 313.2708 | 386.4061 | 264.0465
4552 | 16 | 190 | 7 | 237.7149 | 114.0848 | 284.7388 | 358.7876 | 239.8609 | 162.6506 | 288.1959 | 214.3818 | 169.9328 | 292.4701 | 328.886 | 270.9361 | 190.4689 | 213.9897 | 267.2922 | 339.1122 | 258.0435 | 328.3327 | 400.1804 | 277.156
4553 | 17 | 190 | 7 | 259.6545 | 127.18 | 296.9764 | 382.0855 | 287.8029 | 188.9934 | 320.7247 | 247.4093 | 208.1494 | 342.8777 | 334.9682 | 292.2404 | 212.702 | 257.1332 | 302.4571 | 363.7835 | 314.8174 | 368.5671 | 426.9998 | 317.0314
4554 | 18 | 190 | 7 | 281.729 | 149.3266 | 338.4421 | 443.726 | 381.9097 | 276.2945 | 343.9593 | 268.8748 | 261.7465 | 427.7215 | 364.7485 | 363.591 | 224.7466 | 329.8996 | 350.6168 | 411.2492 | 404.6665 | 425.7244 | 471.1735 | 394.4432
4555 | 19 | 190 | 7 | 296.6184 | 143.6717 | 349.7553 | 459.4911 | 400.9899 | 319.5918 | 346.2914 | 274.3226 | 266.3336 | 489.8858 | 415.3036 | 471.0072 | 243.4354 | 331.9761 | 367.0919 | 428.1252 | 403.4887 | 475.5186 | 454.9838 | 439.79
4556 | 20 | 190 | 7 | 290.7374 | 138.666 | 336.3982 | 453.5111 | 402.5975 | 314.7299 | 342.9358 | 275.1582 | 244.453 | 454.0464 | 413.3748 | 468.5265 | 229.8242 | 326.3361 | 363.7872 | 434.2559 | 404.8591 | 477.1976 | 444.6829 | 418.7132
4557 | 21 | 190 | 7 | 286.9887 | 148.1994 | 328.7489 | 444.5867 | 414.3308 | 330.7222 | 333.7868 | 273.4107 | 227.9618 | 461.2119 | 414.1653 | 477.0523 | 231.9227 | 327.3805 | 353.1111 | 431.8328 | 411.1943 | 475.2903 | 432.3996 | 423.2285
4558 | 22 | 190 | 7 | 291.3412 | 159.1157 | 332.7413 | 433.1933 | 416.6042 | 343.2831 | 320.3329 | 271.125 | 217.021 | 481.2683 | 423.4845 | 495.1071 | 235.9381 | 352.5593 | 344.5983 | 421.3422 | 415.3099 | 457.2989 | 430.6419 | 453.6748
4559 | 23 | 190 | 7 | 296.7478 | 168.9364 | 314.3145 | 424.8851 | 421.1347 | 374.632 | 307.9288 | 266.8668 | 210.862 | 481.6145 | 412.5246 | 494.1207 | 239.1454 | 373.0405 | 340.4364 | 414.3063 | 421.8531 | 461.6861 | 436.2408 | 454.9854
4560 | 0 | 191 | 7 | 307.7266 | 173.815 | 305.0765 | 452.194 | 431.5329 | 396.494 | 305.1973 | 269.997 | 212.7416 | 483.6198 | 398.9748 | 499.7667 | 238.6215 | 402.9461 | 325.4961 | 415.1368 | 438.345 | 496.9499 | 445.959 | 469.1352
4561 | 1 | 191 | 7 | 313.34 | 174.673 | 299.3977 | 431.0517 | 439.9915 | 410.6674 | 303.9952 | 268.8344 | 213.5069 | 470.5684 | 407.2007 | 504.897 | 235.9532 | 412.5079 | 322.7657 | 411.5559 | 449.6646 | 497.5832 | 455.1246 | 462.5932
4562 | 2 | 191 | 7 | 314.6611 | 175.2706 | 300.5782 | 426.5428 | 442.7976 | 407.3994 | 303.186 | 270.0587 | 209.054 | 470.3272 | 397.5081 | 505.7915 | 242.6083 | 410.4392 | 324.9762 | 411.0793 | 451.189 | 493.5778 | 455.8844 | 463.9359
4563 | 3 | 191 | 7 | 317.6316 | 173.0448 | 307.2198 | 422.9416 | 445.674 | 405.6686 | 303.8633 | 270.4242 | 212.8035 | 475.5732 | 399.3722 | 509.0115 | 245.6781 | 409.831 | 332.6434 | 414.7159 | 454.9383 | 486.9921 | 457.0754 | 464.7499
4564 | 4 | 191 | 7 | 319.6405 | 177.2639 | 310.8066 | 424.1589 | 378.6308 | 371.7838 | 298.6078 | 270.9704 | 202.0547 | 477.4205 | 408.5028 | 517.4499 | 233.4254 | 375.6616 | 346.7408 | 414.6185 | 401.7816 | 484.1331 | 446.9673 | 462.797
4565 | 5 | 191 | 7 | 307.7846 | 114.5136 | 320.6382 | 411.1147 | 261.6807 | 219.5383 | 272.8021 | 245.4868 | 159.3592 | 398.7552 | 374.4651 | 436.3455 | 221.3989 | 260.3991 | 329.5918 | 377.2621 | 277.3819 | 484.7367 | 392.8785 | 437.2936
4566 | 6 | 191 | 7 | 248.218 | 115.2731 | 290.8813 | 327.4684 | 236.484 | 176.457 | 255.8768 | 222.0163 | 137.0444 | 288.2424 | 343.5797 | 294.6558 | 200.6414 | 198.8357 | 274.8866 | 324.3575 | 236.3741 | 380.5681 | 372.4009 | 317.1761
4567 | 7 | 191 | 7 | 245.5732 | 109.2192 | 268.5814 | 302.8829 | 235.031 | 185.6333 | 250.6212 | 205.1692 | 130.6203 | 265.6327 | 321.8738 | 267.2049 | 194.4335 | 203.8172 | 245.022 | 311.2256 | 233.2718 | 303.5329 | 359.0344 | 265.438
4568 | 8 | 191 | 7 | 236.7981 | 108.7589 | 264.0512 | 305.798 | 229.2541 | 183.938 | 245.7197 | 204.4871 | 123.6798 | 254.5162 | 312.1076 | 260.2336 | 187.0986 | 203.2917 | 239.6654 | 308.612 | 228.3317 | 274.6108 | 361.9922 | 249.949
4569 | 9 | 191 | 7 | 229.0904 | 108.89 | 258.8875 | 298.4659 | 228.6047 | 175.7208 | 239.7261 | 203.8739 | 121.4326 | 246.0035 | 308.6903 | 253.6873 | 183.5806 | 205.6636 | 240.6127 | 318.7469 | 231.6442 | 257.3416 | 359.9413 | 241.1192
4570 | 10 | 191 | 7 | 226.8541 | 107.8685 | 265.8157 | 319.6877 | 226.321 | 176.3687 | 237.6473 | 200.5865 | 124.1874 | 251.5427 | 315.4923 | 255.9137 | 184.4417 | 203.4739 | 247.9222 | 319.9398 | 230.5385 | 276.2929 | 364.4034 | 239.8122
4571 | 11 | 191 | 7 | 217.719 | 106.4562 | 276.1918 | 336.4464 | 224.7757 | 179.0596 | 243.1549 | 194.366 | 127.0922 | 258.4454 | 317.298 | 257.2972 | 178.6022 | 204.3386 | 259.2582 | 318.4226 | 231.3313 | 293.2136 | 366.2267 | 238.7632
4572 | 12 | 191 | 7 | 213.7079 | 107.3002 | 283.0389 | 342.2363 | 219.8985 | 172.5571 | 251.8703 | 196.3999 | 130.207 | 263.156 | 319.957 | 259.943 | 176.7499 | 206.0401 | 258.9693 | 319.0775 | 232.5453 | 302.0197 | 370.5285 | 239.214
4573 | 13 | 191 | 7 | 216.0506 | 106.8079 | 287.4262 | 348.3679 | 223.3751 | 170.8897 | 254.0689 | 192.896 | 134.0802 | 265.0899 | 318.6812 | 257.4479 | 177.9623 | 208.9438 | 261.6082 | 324.283 | 236.3697 | 300.7702 | 372.8607 | 245.8208
4574 | 14 | 191 | 7 | 219.2338 | 106.6318 | 287.8468 | 356.4686 | 225.4572 | 167.394 | 265.7431 | 191.5756 | 145.7875 | 272.2585 | 323.9682 | 260.4894 | 174.4608 | 209.7156 | 260.846 | 327.2433 | 236.7278 | 304.4926 | 379.585 | 255.7036
4575 | 15 | 191 | 7 | 223.7631 | 109.0146 | 283.8366 | 358.877 | 227.5326 | 166.1436 | 270.6027 | 200.9322 | 152.7916 | 286.1747 | 323.9668 | 263.1677 | 171.7125 | 209.6552 | 260.9913 | 330.9611 | 240.1224 | 313.2708 | 386.4061 | 264.0465
4576 | 16 | 191 | 7 | 237.7149 | 114.0848 | 284.7388 | 358.7876 | 239.8609 | 162.6506 | 288.1959 | 214.3818 | 169.9328 | 292.4701 | 328.886 | 270.9361 | 190.4689 | 213.9897 | 267.2922 | 339.1122 | 258.0435 | 328.3327 | 400.1804 | 277.156
4577 | 17 | 191 | 7 | 259.6545 | 127.18 | 296.9764 | 382.0855 | 287.8029 | 188.9934 | 320.7247 | 247.4093 | 208.1494 | 342.8777 | 334.9682 | 292.2404 | 212.702 | 257.1332 | 302.4571 | 363.7835 | 314.8174 | 368.5671 | 426.9998 | 317.0314
4578 | 18 | 191 | 7 | 281.729 | 149.3266 | 338.4421 | 443.726 | 381.9097 | 276.2945 | 343.9593 | 268.8748 | 261.7465 | 427.7215 | 364.7485 | 363.591 | 224.7466 | 329.8996 | 350.6168 | 411.2492 | 404.6665 | 425.7244 | 471.1735 | 394.4432
4579 | 19 | 191 | 7 | 296.6184 | 143.6717 | 349.7553 | 459.4911 | 400.9899 | 319.5918 | 346.2914 | 274.3226 | 266.3336 | 489.8858 | 415.3036 | 471.0072 | 243.4354 | 331.9761 | 367.0919 | 428.1252 | 403.4887 | 475.5186 | 454.9838 | 439.79
4580 | 20 | 191 | 7 | 290.7374 | 138.666 | 336.3982 | 453.5111 | 402.5975 | 314.7299 | 342.9358 | 275.1582 | 244.453 | 454.0464 | 413.3748 | 468.5265 | 229.8242 | 326.3361 | 363.7872 | 434.2559 | 404.8591 | 477.1976 | 444.6829 | 418.7132
4581 | 21 | 191 | 7 | 286.9887 | 148.1994 | 328.7489 | 444.5867 | 414.3308 | 330.7222 | 333.7868 | 273.4107 | 227.9618 | 461.2119 | 414.1653 | 477.0523 | 231.9227 | 327.3805 | 353.1111 | 431.8328 | 411.1943 | 475.2903 | 432.3996 | 423.2285
4582 | 22 | 191 | 7 | 291.3412 | 159.1157 | 332.7413 | 433.1933 | 416.6042 | 343.2831 | 320.3329 | 271.125 | 217.021 | 481.2683 | 423.4845 | 495.1071 | 235.9381 | 352.5593 | 344.5983 | 421.3422 | 415.3099 | 457.2989 | 430.6419 | 453.6748
4583 | 23 | 191 | 7 | 296.7478 | 168.9364 | 314.3145 | 424.8851 | 421.1347 | 374.632 | 307.9288 | 266.8668 | 210.862 | 481.6145 | 412.5246 | 494.1207 | 239.1454 | 373.0405 | 340.4364 | 414.3063 | 421.8531 | 461.6861 | 436.2408 | 454.9854
4584 | 0 | 192 | 7 | 307.7266 | 173.815 | 305.0765 | 452.194 | 431.5329 | 396.494 | 305.1973 | 269.997 | 212.7416 | 483.6198 | 398.9748 | 499.7667 | 238.6215 | 402.9461 | 325.4961 | 415.1368 | 438.345 | 496.9499 | 445.959 | 469.1352
4585 | 1 | 192 | 7 | 313.34 | 174.673 | 299.3977 | 431.0517 | 439.9915 | 410.6674 | 303.9952 | 268.8344 | 213.5069 | 470.5684 | 407.2007 | 504.897 | 235.9532 | 412.5079 | 322.7657 | 411.5559 | 449.6646 | 497.5832 | 455.1246 | 462.5932
4586 | 2 | 192 | 7 | 314.6611 | 175.2706 | 300.5782 | 426.5428 | 442.7976 | 407.3994 | 303.186 | 270.0587 | 209.054 | 470.3272 | 397.5081 | 505.7915 | 242.6083 | 410.4392 | 324.9762 | 411.0793 | 451.189 | 493.5778 | 455.8844 | 463.9359
4587 | 3 | 192 | 7 | 317.6316 | 173.0448 | 307.2198 | 422.9416 | 445.674 | 405.6686 | 303.8633 | 270.4242 | 212.8035 | 475.5732 | 399.3722 | 509.0115 | 245.6781 | 409.831 | 332.6434 | 414.7159 | 454.9383 | 486.9921 | 457.0754 | 464.7499
4588 | 4 | 192 | 7 | 319.6405 | 177.2639 | 310.8066 | 424.1589 | 378.6308 | 371.7838 | 298.6078 | 270.9704 | 202.0547 | 477.4205 | 408.5028 | 517.4499 | 233.4254 | 375.6616 | 346.7408 | 414.6185 | 401.7816 | 484.1331 | 446.9673 | 462.797
4589 | 5 | 192 | 7 | 307.7846 | 114.5136 | 320.6382 | 411.1147 | 261.6807 | 219.5383 | 272.8021 | 245.4868 | 159.3592 | 398.7552 | 374.4651 | 436.3455 | 221.3989 | 260.3991 | 329.5918 | 377.2621 | 277.3819 | 484.7367 | 392.8785 | 437.2936
4590 | 6 | 192 | 7 | 248.218 | 115.2731 | 290.8813 | 327.4684 | 236.484 | 176.457 | 255.8768 | 222.0163 | 137.0444 | 288.2424 | 343.5797 | 294.6558 | 200.6414 | 198.8357 | 274.8866 | 324.3575 | 236.3741 | 380.5681 | 372.4009 | 317.1761
4591 | 7 | 192 | 7 | 245.5732 | 109.2192 | 268.5814 | 302.8829 | 235.031 | 185.6333 | 250.6212 | 205.1692 | 130.6203 | 265.6327 | 321.8738 | 267.2049 | 194.4335 | 203.8172 | 245.022 | 311.2256 | 233.2718 | 303.5329 | 359.0344 | 265.438
4592 | 8 | 192 | 7 | 236.7981 | 108.7589 | 264.0512 | 305.798 | 229.2541 | 183.938 | 245.7197 | 204.4871 | 123.6798 | 254.5162 | 312.1076 | 260.2336 | 187.0986 | 203.2917 | 239.6654 | 308.612 | 228.3317 | 274.6108 | 361.9922 | 249.949
4593 | 9 | 192 | 7 | 229.0904 | 108.89 | 258.8875 | 298.4659 | 228.6047 | 175.7208 | 239.7261 | 203.8739 | 121.4326 | 246.0035 | 308.6903 | 253.6873 | 183.5806 | 205.6636 | 240.6127 | 318.7469 | 231.6442 | 257.3416 | 359.9413 | 241.1192
4594 | 10 | 192 | 7 | 226.8541 | 107.8685 | 265.8157 | 319.6877 | 226.321 | 176.3687 | 237.6473 | 200.5865 | 124.1874 | 251.5427 | 315.4923 | 255.9137 | 184.4417 | 203.4739 | 247.9222 | 319.9398 | 230.5385 | 276.2929 | 364.4034 | 239.8122
4595 | 11 | 192 | 7 | 217.719 | 106.4562 | 276.1918 | 336.4464 | 224.7757 | 179.0596 | 243.1549 | 194.366 | 127.0922 | 258.4454 | 317.298 | 257.2972 | 178.6022 | 204.3386 | 259.2582 | 318.4226 | 231.3313 | 293.2136 | 366.2267 | 238.7632
4596 | 12 | 192 | 7 | 213.7079 | 107.3002 | 283.0389 | 342.2363 | 219.8985 | 172.5571 | 251.8703 | 196.3999 | 130.207 | 263.156 | 319.957 | 259.943 | 176.7499 | 206.0401 | 258.9693 | 319.0775 | 232.5453 | 302.0197 | 370.5285 | 239.214
4597 | 13 | 192 | 7 | 216.0506 | 106.8079 | 287.4262 | 348.3679 | 223.3751 | 170.8897 | 254.0689 | 192.896 | 134.0802 | 265.0899 | 318.6812 | 257.4479 | 177.9623 | 208.9438 | 261.6082 | 324.283 | 236.3697 | 300.7702 | 372.8607 | 245.8208
4598 | 14 | 192 | 7 | 219.2338 | 106.6318 | 287.8468 | 356.4686 | 225.4572 | 167.394 | 265.7431 | 191.5756 | 145.7875 | 272.2585 | 323.9682 | 260.4894 | 174.4608 | 209.7156 | 260.846 | 327.2433 | 236.7278 | 304.4926 | 379.585 | 255.7036
4599 | 15 | 192 | 7 | 223.7631 | 109.0146 | 283.8366 | 358.877 | 227.5326 | 166.1436 | 270.6027 | 200.9322 | 152.7916 | 286.1747 | 323.9668 | 263.1677 | 171.7125 | 209.6552 | 260.9913 | 330.9611 | 240.1224 | 313.2708 | 386.4061 | 264.0465
4600 | 16 | 192 | 7 | 237.7149 | 114.0848 | 284.7388 | 358.7876 | 239.8609 | 162.6506 | 288.1959 | 214.3818 | 169.9328 | 292.4701 | 328.886 | 270.9361 | 190.4689 | 213.9897 | 267.2922 | 339.1122 | 258.0435 | 328.3327 | 400.1804 | 277.156
4601 | 17 | 192 | 7 | 259.6545 | 127.18 | 296.9764 | 382.0855 | 287.8029 | 188.9934 | 320.7247 | 247.4093 | 208.1494 | 342.8777 | 334.9682 | 292.2404 | 212.702 | 257.1332 | 302.4571 | 363.7835 | 314.8174 | 368.5671 | 426.9998 | 317.0314
4602 | 18 | 192 | 7 | 281.729 | 149.3266 | 338.4421 | 443.726 | 381.9097 | 276.2945 | 343.9593 | 268.8748 | 261.7465 | 427.7215 | 364.7485 | 363.591 | 224.7466 | 329.8996 | 350.6168 | 411.2492 | 404.6665 | 425.7244 | 471.1735 | 394.4432
4603 | 19 | 192 | 7 | 296.6184 | 143.6717 | 349.7553 | 459.4911 | 400.9899 | 319.5918 | 346.2914 | 274.3226 | 266.3336 | 489.8858 | 415.3036 | 471.0072 | 243.4354 | 331.9761 | 367.0919 | 428.1252 | 403.4887 | 475.5186 | 454.9838 | 439.79
4604 | 20 | 192 | 7 | 290.7374 | 138.666 | 336.3982 | 453.5111 | 402.5975 | 314.7299 | 342.9358 | 275.1582 | 244.453 | 454.0464 | 413.3748 | 468.5265 | 229.8242 | 326.3361 | 363.7872 | 434.2559 | 404.8591 | 477.1976 | 444.6829 | 418.7132
4605 | 21 | 192 | 7 | 286.9887 | 148.1994 | 328.7489 | 444.5867 | 414.3308 | 330.7222 | 333.7868 | 273.4107 | 227.9618 | 461.2119 | 414.1653 | 477.0523 | 231.9227 | 327.3805 | 353.1111 | 431.8328 | 411.1943 | 475.2903 | 432.3996 | 423.2285
4606 | 22 | 192 | 7 | 291.3412 | 159.1157 | 332.7413 | 433.1933 | 416.6042 | 343.2831 | 320.3329 | 271.125 | 217.021 | 481.2683 | 423.4845 | 495.1071 | 235.9381 | 352.5593 | 344.5983 | 421.3422 | 415.3099 | 457.2989 | 430.6419 | 453.6748
4607 | 23 | 192 | 7 | 296.7478 | 168.9364 | 314.3145 | 424.8851 | 421.1347 | 374.632 | 307.9288 | 266.8668 | 210.862 | 481.6145 | 412.5246 | 494.1207 | 239.1454 | 373.0405 | 340.4364 | 414.3063 | 421.8531 | 461.6861 | 436.2408 | 454.9854
4608 | 0 | 193 | 7 | 307.7266 | 173.815 | 305.0765 | 452.194 | 431.5329 | 396.494 | 305.1973 | 269.997 | 212.7416 | 483.6198 | 398.9748 | 499.7667 | 238.6215 | 402.9461 | 325.4961 | 415.1368 | 438.345 | 496.9499 | 445.959 | 469.1352
4609 | 1 | 193 | 7 | 313.34 | 174.673 | 299.3977 | 431.0517 | 439.9915 | 410.6674 | 303.9952 | 268.8344 | 213.5069 | 470.5684 | 407.2007 | 504.897 | 235.9532 | 412.5079 | 322.7657 | 411.5559 | 449.6646 | 497.5832 | 455.1246 | 462.5932
4610 | 2 | 193 | 7 | 314.6611 | 175.2706 | 300.5782 | 426.5428 | 442.7976 | 407.3994 | 303.186 | 270.0587 | 209.054 | 470.3272 | 397.5081 | 505.7915 | 242.6083 | 410.4392 | 324.9762 | 411.0793 | 451.189 | 493.5778 | 455.8844 | 463.9359
4611 | 3 | 193 | 7 | 317.6316 | 173.0448 | 307.2198 | 422.9416 | 445.674 | 405.6686 | 303.8633 | 270.4242 | 212.8035 | 475.5732 | 399.3722 | 509.0115 | 245.6781 | 409.831 | 332.6434 | 414.7159 | 454.9383 | 486.9921 | 457.0754 | 464.7499
4612 | 4 | 193 | 7 | 319.6405 | 177.2639 | 310.8066 | 424.1589 | 378.6308 | 371.7838 | 298.6078 | 270.9704 | 202.0547 | 477.4205 | 408.5028 | 517.4499 | 233.4254 | 375.6616 | 346.7408 | 414.6185 | 401.7816 | 484.1331 | 446.9673 | 462.797
4613 | 5 | 193 | 7 | 307.7846 | 114.5136 | 320.6382 | 411.1147 | 261.6807 | 219.5383 | 272.8021 | 245.4868 | 159.3592 | 398.7552 | 374.4651 | 436.3455 | 221.3989 | 260.3991 | 329.5918 | 377.2621 | 277.3819 | 484.7367 | 392.8785 | 437.2936
4614 | 6 | 193 | 7 | 248.218 | 115.2731 | 290.8813 | 327.4684 | 236.484 | 176.457 | 255.8768 | 222.0163 | 137.0444 | 288.2424 | 343.5797 | 294.6558 | 200.6414 | 198.8357 | 274.8866 | 324.3575 | 236.3741 | 380.5681 | 372.4009 | 317.1761
4615 | 7 | 193 | 7 | 245.5732 | 109.2192 | 268.5814 | 302.8829 | 235.031 | 185.6333 | 250.6212 | 205.1692 | 130.6203 | 265.6327 | 321.8738 | 267.2049 | 194.4335 | 203.8172 | 245.022 | 311.2256 | 233.2718 | 303.5329 | 359.0344 | 265.438
4616 | 8 | 193 | 7 | 236.7981 | 108.7589 | 264.0512 | 305.798 | 229.2541 | 183.938 | 245.7197 | 204.4871 | 123.6798 | 254.5162 | 312.1076 | 260.2336 | 187.0986 | 203.2917 | 239.6654 | 308.612 | 228.3317 | 274.6108 | 361.9922 | 249.949
4617 | 9 | 193 | 7 | 229.0904 | 108.89 | 258.8875 | 298.4659 | 228.6047 | 175.7208 | 239.7261 | 203.8739 | 121.4326 | 246.0035 | 308.6903 | 253.6873 | 183.5806 | 205.6636 | 240.6127 | 318.7469 | 231.6442 | 257.3416 | 359.9413 | 241.1192
4618 | 10 | 193 | 7 | 226.8541 | 107.8685 | 265.8157 | 319.6877 | 226.321 | 176.3687 | 237.6473 | 200.5865 | 124.1874 | 251.5427 | 315.4923 | 255.9137 | 184.4417 | 203.4739 | 247.9222 | 319.9398 | 230.5385 | 276.2929 | 364.4034 | 239.8122
4619 | 11 | 193 | 7 | 217.719 | 106.4562 | 276.1918 | 336.4464 | 224.7757 | 179.0596 | 243.1549 | 194.366 | 127.0922 | 258.4454 | 317.298 | 257.2972 | 178.6022 | 204.3386 | 259.2582 | 318.4226 | 231.3313 | 293.2136 | 366.2267 | 238.7632
4620 | 12 | 193 | 7 | 213.7079 | 107.3002 | 283.0389 | 342.2363 | 219.8985 | 172.5571 | 251.8703 | 196.3999 | 130.207 | 263.156 | 319.957 | 259.943 | 176.7499 | 206.0401 | 258.9693 | 319.0775 | 232.5453 | 302.0197 | 370.5285 | 239.214
4621 | 13 | 193 | 7 | 216.0506 | 106.8079 | 287.4262 | 348.3679 | 223.3751 | 170.8897 | 254.0689 | 192.896 | 134.0802 | 265.0899 | 318.6812 | 257.4479 | 177.9623 | 208.9438 | 261.6082 | 324.283 | 236.3697 | 300.7702 | 372.8607 | 245.8208
4622 | 14 | 193 | 7 | 219.2338 | 106.6318 | 287.8468 | 356.4686 | 225.4572 | 167.394 | 265.7431 | 191.5756 | 145.7875 | 272.2585 | 323.9682 | 260.4894 | 174.4608 | 209.7156 | 260.846 | 327.2433 | 236.7278 | 304.4926 | 379.585 | 255.7036
4623 | 15 | 193 | 7 | 223.7631 | 109.0146 | 283.8366 | 358.877 | 227.5326 | 166.1436 | 270.6027 | 200.9322 | 152.7916 | 286.1747 | 323.9668 | 263.1677 | 171.7125 | 209.6552 | 260.9913 | 330.9611 | 240.1224 | 313.2708 | 386.4061 | 264.0465
4624 | 16 | 193 | 7 | 237.7149 | 114.0848 | 284.7388 | 358.7876 | 239.8609 | 162.6506 | 288.1959 | 214.3818 | 169.9328 | 292.4701 | 328.886 | 270.9361 | 190.4689 | 213.9897 | 267.2922 | 339.1122 | 258.0435 | 328.3327 | 400.1804 | 277.156
4625 | 17 | 193 | 7 | 259.6545 | 127.18 | 296.9764 | 382.0855 | 287.8029 | 188.9934 | 320.7247 | 247.4093 | 208.1494 | 342.8777 | 334.9682 | 292.2404 | 212.702 | 257.1332 | 302.4571 | 363.7835 | 314.8174 | 368.5671 | 426.9998 | 317.0314
4626 | 18 | 193 | 7 | 281.729 | 149.3266 | 338.4421 | 443.726 | 381.9097 | 276.2945 | 343.9593 | 268.8748 | 261.7465 | 427.7215 | 364.7485 | 363.591 | 224.7466 | 329.8996 | 350.6168 | 411.2492 | 404.6665 | 425.7244 | 471.1735 | 394.4432
4627 | 19 | 193 | 7 | 296.6184 | 143.6717 | 349.7553 | 459.4911 | 400.9899 | 319.5918 | 346.2914 | 274.3226 | 266.3336 | 489.8858 | 415.3036 | 471.0072 | 243.4354 | 331.9761 | 367.0919 | 428.1252 | 403.4887 | 475.5186 | 454.9838 | 439.79
4628 | 20 | 193 | 7 | 290.7374 | 138.666 | 336.3982 | 453.5111 | 402.5975 | 314.7299 | 342.9358 | 275.1582 | 244.453 | 454.0464 | 413.3748 | 468.5265 | 229.8242 | 326.3361 | 363.7872 | 434.2559 | 404.8591 | 477.1976 | 444.6829 | 418.7132
4629 | 21 | 193 | 7 | 286.9887 | 148.1994 | 328.7489 | 444.5867 | 414.3308 | 330.7222 | 333.7868 | 273.4107 | 227.9618 | 461.2119 | 414.1653 | 477.0523 | 231.9227 | 327.3805 | 353.1111 | 431.8328 | 411.1943 | 475.2903 | 432.3996 | 423.2285
4630 | 22 | 193 | 7 | 291.3412 | 159.1157 | 332.7413 | 433.1933 | 416.6042 | 343.2831 | 320.3329 | 271.125 | 217.021 | 481.2683 | 423.4845 | 495.1071 | 235.9381 | 352.5593 | 344.5983 | 421.3422 | 415.3099 | 457.2989 | 430.6419 | 453.6748
4631 | 23 | 193 | 7 | 296.7478 | 168.9364 | 314.3145 | 424.8851 | 421.1347 | 374.632 | 307.9288 | 266.8668 | 210.862 | 481.6145 | 412.5246 | 494.1207 | 239.1454 | 373.0405 | 340.4364 | 414.3063 | 421.8531 | 461.6861 | 436.2408 | 454.9854
4632 | 0 | 194 | 7 | 307.7266 | 173.815 | 305.0765 | 452.194 | 431.5329 | 396.494 | 305.1973 | 269.997 | 212.7416 | 483.6198 | 398.9748 | 499.7667 | 238.6215 | 402.9461 | 325.4961 | 415.1368 | 438.345 | 496.9499 | 445.959 | 469.1352
4633 | 1 | 194 | 7 | 313.34 | 174.673 | 299.3977 | 431.0517 | 439.9915 | 410.6674 | 303.9952 | 268.8344 | 213.5069 | 470.5684 | 407.2007 | 504.897 | 235.9532 | 412.5079 | 322.7657 | 411.5559 | 449.6646 | 497.5832 | 455.1246 | 462.5932
4634 | 2 | 194 | 7 | 314.6611 | 175.2706 | 300.5782 | 426.5428 | 442.7976 | 407.3994 | 303.186 | 270.0587 | 209.054 | 470.3272 | 397.5081 | 505.7915 | 242.6083 | 410.4392 | 324.9762 | 411.0793 | 451.189 | 493.5778 | 455.8844 | 463.9359
4635 | 3 | 194 | 7 | 317.6316 | 173.0448 | 307.2198 | 422.9416 | 445.674 | 405.6686 | 303.8633 | 270.4242 | 212.8035 | 475.5732 | 399.3722 | 509.0115 | 245.6781 | 409.831 | 332.6434 | 414.7159 | 454.9383 | 486.9921 | 457.0754 | 464.7499
4636 | 4 | 194 | 7 | 319.6405 | 177.2639 | 310.8066 | 424.1589 | 378.6308 | 371.7838 | 298.6078 | 270.9704 | 202.0547 | 477.4205 | 408.5028 | 517.4499 | 233.4254 | 375.6616 | 346.7408 | 414.6185 | 401.7816 | 484.1331 | 446.9673 | 462.797
4637 | 5 | 194 | 7 | 307.7846 | 114.5136 | 320.6382 | 411.1147 | 261.6807 | 219.5383 | 272.8021 | 245.4868 | 159.3592 | 398.7552 | 374.4651 | 436.3455 | 221.3989 | 260.3991 | 329.5918 | 377.2621 | 277.3819 | 484.7367 | 392.8785 | 437.2936
4638 | 6 | 194 | 7 | 248.218 | 115.2731 | 290.8813 | 327.4684 | 236.484 | 176.457 | 255.8768 | 222.0163 | 137.0444 | 288.2424 | 343.5797 | 294.6558 | 200.6414 | 198.8357 | 274.8866 | 324.3575 | 236.3741 | 380.5681 | 372.4009 | 317.1761
4639 | 7 | 194 | 7 | 245.5732 | 109.2192 | 268.5814 | 302.8829 | 235.031 | 185.6333 | 250.6212 | 205.1692 | 130.6203 | 265.6327 | 321.8738 | 267.2049 | 194.4335 | 203.8172 | 245.022 | 311.2256 | 233.2718 | 303.5329 | 359.0344 | 265.438
4640 | 8 | 194 | 7 | 236.7981 | 108.7589 | 264.0512 | 305.798 | 229.2541 | 183.938 | 245.7197 | 204.4871 | 123.6798 | 254.5162 | 312.1076 | 260.2336 | 187.0986 | 203.2917 | 239.6654 | 308.612 | 228.3317 | 274.6108 | 361.9922 | 249.949
4641 | 9 | 194 | 7 | 229.0904 | 108.89 | 258.8875 | 298.4659 | 228.6047 | 175.7208 | 239.7261 | 203.8739 | 121.4326 | 246.0035 | 308.6903 | 253.6873 | 183.5806 | 205.6636 | 240.6127 | 318.7469 | 231.6442 | 257.3416 | 359.9413 | 241.1192
4642 | 10 | 194 | 7 | 226.8541 | 107.8685 | 265.8157 | 319.6877 | 226.321 | 176.3687 | 237.6473 | 200.5865 | 124.1874 | 251.5427 | 315.4923 | 255.9137 | 184.4417 | 203.4739 | 247.9222 | 319.9398 | 230.5385 | 276.2929 | 364.4034 | 239.8122
4643 | 11 | 194 | 7 | 217.719 | 106.4562 | 276.1918 | 336.4464 | 224.7757 | 179.0596 | 243.1549 | 194.366 | 127.0922 | 258.4454 | 317.298 | 257.2972 | 178.6022 | 204.3386 | 259.2582 | 318.4226 | 231.3313 | 293.2136 | 366.2267 | 238.7632
4644 | 12 | 194 | 7 | 213.7079 | 107.3002 | 283.0389 | 342.2363 | 219.8985 | 172.5571 | 251.8703 | 196.3999 | 130.207 | 263.156 | 319.957 | 259.943 | 176.7499 | 206.0401 | 258.9693 | 319.0775 | 232.5453 | 302.0197 | 370.5285 | 239.214
4645 | 13 | 194 | 7 | 216.0506 | 106.8079 | 287.4262 | 348.3679 | 223.3751 | 170.8897 | 254.0689 | 192.896 | 134.0802 | 265.0899 | 318.6812 | 257.4479 | 177.9623 | 208.9438 | 261.6082 | 324.283 | 236.3697 | 300.7702 | 372.8607 | 245.8208
4646 | 14 | 194 | 7 | 219.2338 | 106.6318 | 287.8468 | 356.4686 | 225.4572 | 167.394 | 265.7431 | 191.5756 | 145.7875 | 272.2585 | 323.9682 | 260.4894 | 174.4608 | 209.7156 | 260.846 | 327.2433 | 236.7278 | 304.4926 | 379.585 | 255.7036
4647 | 15 | 194 | 7 | 223.7631 | 109.0146 | 283.8366 | 358.877 | 227.5326 | 166.1436 | 270.6027 | 200.9322 | 152.7916 | 286.1747 | 323.9668 | 263.1677 | 171.7125 | 209.6552 | 260.9913 | 330.9611 | 240.1224 | 313.2708 | 386.4061 | 264.0465
4648 | 16 | 194 | 7 | 237.7149 | 114.0848 | 284.7388 | 358.7876 | 239.8609 | 162.6506 | 288.1959 | 214.3818 | 169.9328 | 292.4701 | 328.886 | 270.9361 | 190.4689 | 213.9897 | 267.2922 | 339.1122 | 258.0435 | 328.3327 | 400.1804 | 277.156
4649 | 17 | 194 | 7 | 259.6545 | 127.18 | 296.9764 | 382.0855 | 287.8029 | 188.9934 | 320.7247 | 247.4093 | 208.1494 | 342.8777 | 334.9682 | 292.2404 | 212.702 | 257.1332 | 302.4571 | 363.7835 | 314.8174 | 368.5671 | 426.9998 | 317.0314
4650 | 18 | 194 | 7 | 281.729 | 149.3266 | 338.4421 | 443.726 | 381.9097 | 276.2945 | 343.9593 | 268.8748 | 261.7465 | 427.7215 | 364.7485 | 363.591 | 224.7466 | 329.8996 | 350.6168 | 411.2492 | 404.6665 | 425.7244 | 471.1735 | 394.4432
4651 | 19 | 194 | 7 | 296.6184 | 143.6717 | 349.7553 | 459.4911 | 400.9899 | 319.5918 | 346.2914 | 274.3226 | 266.3336 | 489.8858 | 415.3036 | 471.0072 | 243.4354 | 331.9761 | 367.0919 | 428.1252 | 403.4887 | 475.5186 | 454.9838 | 439.79
4652 | 20 | 194 | 7 | 290.7374 | 138.666 | 336.3982 | 453.5111 | 402.5975 | 314.7299 | 342.9358 | 275.1582 | 244.453 | 454.0464 | 413.3748 | 468.5265 | 229.8242 | 326.3361 | 363.7872 | 434.2559 | 404.8591 | 477.1976 | 444.6829 | 418.7132
4653 | 21 | 194 | 7 | 286.9887 | 148.1994 | 328.7489 | 444.5867 | 414.3308 | 330.7222 | 333.7868 | 273.4107 | 227.9618 | 461.2119 | 414.1653 | 477.0523 | 231.9227 | 327.3805 | 353.1111 | 431.8328 | 411.1943 | 475.2903 | 432.3996 | 423.2285
4654 | 22 | 194 | 7 | 291.3412 | 159.1157 | 332.7413 | 433.1933 | 416.6042 | 343.2831 | 320.3329 | 271.125 | 217.021 | 481.2683 | 423.4845 | 495.1071 | 235.9381 | 352.5593 | 344.5983 | 421.3422 | 415.3099 | 457.2989 | 430.6419 | 453.6748
4655 | 23 | 194 | 7 | 296.7478 | 168.9364 | 314.3145 | 424.8851 | 421.1347 | 374.632 | 307.9288 | 266.8668 | 210.862 | 481.6145 | 412.5246 | 494.1207 | 239.1454 | 373.0405 | 340.4364 | 414.3063 | 421.8531 | 461.6861 | 436.2408 | 454.9854
4656 | 0 | 195 | 7 | 307.7266 | 173.815 | 305.0765 | 452.194 | 431.5329 | 396.494 | 305.1973 | 269.997 | 212.7416 | 483.6198 | 398.9748 | 499.7667 | 238.6215 | 402.9461 | 325.4961 | 415.1368 | 438.345 | 496.9499 | 445.959 | 469.1352
4657 | 1 | 195 | 7 | 313.34 | 174.673 | 299.3977 | 431.0517 | 439.9915 | 410.6674 | 303.9952 | 268.8344 | 213.5069 | 470.5684 | 407.2007 | 504.897 | 235.9532 | 412.5079 | 322.7657 | 411.5559 | 449.6646 | 497.5832 | 455.1246 | 462.5932
4658 | 2 | 195 | 7 | 314.6611 | 175.2706 | 300.5782 | 426.5428 | 442.7976 | 407.3994 | 303.186 | 270.0587 | 209.054 | 470.3272 | 397.5081 | 505.7915 | 242.6083 | 410.4392 | 324.9762 | 411.0793 | 451.189 | 493.5778 | 455.8844 | 463.9359
4659 | 3 | 195 | 7 | 317.6316 | 173.0448 | 307.2198 | 422.9416 | 445.674 | 405.6686 | 303.8633 | 270.4242 | 212.8035 | 475.5732 | 399.3722 | 509.0115 | 245.6781 | 409.831 | 332.6434 | 414.7159 | 454.9383 | 486.9921 | 457.0754 | 464.7499
4660 | 4 | 195 | 7 | 319.6405 | 177.2639 | 310.8066 | 424.1589 | 378.6308 | 371.7838 | 298.6078 | 270.9704 | 202.0547 | 477.4205 | 408.5028 | 517.4499 | 233.4254 | 375.6616 | 346.7408 | 414.6185 | 401.7816 | 484.1331 | 446.9673 | 462.797
4661 | 5 | 195 | 7 | 307.7846 | 114.5136 | 320.6382 | 411.1147 | 261.6807 | 219.5383 | 272.8021 | 245.4868 | 159.3592 | 398.7552 | 374.4651 | 436.3455 | 221.3989 | 260.3991 | 329.5918 | 377.2621 | 277.3819 | 484.7367 | 392.8785 | 437.2936
4662 | 6 | 195 | 7 | 248.218 | 115.2731 | 290.8813 | 327.4684 | 236.484 | 176.457 | 255.8768 | 222.0163 | 137.0444 | 288.2424 | 343.5797 | 294.6558 | 200.6414 | 198.8357 | 274.8866 | 324.3575 | 236.3741 | 380.5681 | 372.4009 | 317.1761
4663 | 7 | 195 | 7 | 245.5732 | 109.2192 | 268.5814 | 302.8829 | 235.031 | 185.6333 | 250.6212 | 205.1692 | 130.6203 | 265.6327 | 321.8738 | 267.2049 | 194.4335 | 203.8172 | 245.022 | 311.2256 | 233.2718 | 303.5329 | 359.0344 | 265.438
4664 | 8 | 195 | 7 | 236.7981 | 108.7589 | 264.0512 | 305.798 | 229.2541 | 183.938 | 245.7197 | 204.4871 | 123.6798 | 254.5162 | 312.1076 | 260.2336 | 187.0986 | 203.2917 | 239.6654 | 308.612 | 228.3317 | 274.6108 | 361.9922 | 249.949
4665 | 9 | 195 | 7 | 229.0904 | 108.89 | 258.8875 | 298.4659 | 228.6047 | 175.7208 | 239.7261 | 203.8739 | 121.4326 | 246.0035 | 308.6903 | 253.6873 | 183.5806 | 205.6636 | 240.6127 | 318.7469 | 231.6442 | 257.3416 | 359.9413 | 241.1192
4666 | 10 | 195 | 7 | 226.8541 | 107.8685 | 265.8157 | 319.6877 | 226.321 | 176.3687 | 237.6473 | 200.5865 | 124.1874 | 251.5427 | 315.4923 | 255.9137 | 184.4417 | 203.4739 | 247.9222 | 319.9398 | 230.5385 | 276.2929 | 364.4034 | 239.8122
4667 | 11 | 195 | 7 | 217.719 | 106.4562 | 276.1918 | 336.4464 | 224.7757 | 179.0596 | 243.1549 | 194.366 | 127.0922 | 258.4454 | 317.298 | 257.2972 | 178.6022 | 204.3386 | 259.2582 | 318.4226 | 231.3313 | 293.2136 | 366.2267 | 238.7632
4668 | 12 | 195 | 7 | 213.7079 | 107.3002 | 283.0389 | 342.2363 | 219.8985 | 172.5571 | 251.8703 | 196.3999 | 130.207 | 263.156 | 319.957 | 259.943 | 176.7499 | 206.0401 | 258.9693 | 319.0775 | 232.5453 | 302.0197 | 370.5285 | 239.214
4669 | 13 | 195 | 7 | 216.0506 | 106.8079 | 287.4262 | 348.3679 | 223.3751 | 170.8897 | 254.0689 | 192.896 | 134.0802 | 265.0899 | 318.6812 | 257.4479 | 177.9623 | 208.9438 | 261.6082 | 324.283 | 236.3697 | 300.7702 | 372.8607 | 245.8208
4670 | 14 | 195 | 7 | 219.2338 | 106.6318 | 287.8468 | 356.4686 | 225.4572 | 167.394 | 265.7431 | 191.5756 | 145.7875 | 272.2585 | 323.9682 | 260.4894 | 174.4608 | 209.7156 | 260.846 | 327.2433 | 236.7278 | 304.4926 | 379.585 | 255.7036
4671 | 15 | 195 | 7 | 223.7631 | 109.0146 | 283.8366 | 358.877 | 227.5326 | 166.1436 | 270.6027 | 200.9322 | 152.7916 | 286.1747 | 323.9668 | 263.1677 | 171.7125 | 209.6552 | 260.9913 | 330.9611 | 240.1224 | 313.2708 | 386.4061 | 264.0465
4672 | 16 | 195 | 7 | 237.7149 | 114.0848 | 284.7388 | 358.7876 | 239.8609 | 162.6506 | 288.1959 | 214.3818 | 169.9328 | 292.4701 | 328.886 | 270.9361 | 190.4689 | 213.9897 | 267.2922 | 339.1122 | 258.0435 | 328.3327 | 400.1804 | 277.156
4673 | 17 | 195 | 7 | 259.6545 | 127.18 | 296.9764 | 382.0855 | 287.8029 | 188.9934 | 320.7247 | 247.4093 | 208.1494 | 342.8777 | 334.9682 | 292.2404 | 212.702 | 257.1332 | 302.4571 | 363.7835 | 314.8174 | 368.5671 | 426.9998 | 317.0314
4674 | 18 | 195 | 7 | 281.729 | 149.3266 | 338.4421 | 443.726 | 381.9097 | 276.2945 | 343.9593 | 268.8748 | 261.7465 | 427.7215 | 364.7485 | 363.591 | 224.7466 | 329.8996 | 350.6168 | 411.2492 | 404.6665 | 425.7244 | 471.1735 | 394.4432
4675 | 19 | 195 | 7 | 296.6184 | 143.6717 | 349.7553 | 459.4911 | 400.9899 | 319.5918 | 346.2914 | 274.3226 | 266.3336 | 489.8858 | 415.3036 | 471.0072 | 243.4354 | 331.9761 | 367.0919 | 428.1252 | 403.4887 | 475.5186 | 454.9838 | 439.79
4676 | 20 | 195 | 7 | 290.7374 | 138.666 | 336.3982 | 453.5111 | 402.5975 | 314.7299 | 342.9358 | 275.1582 | 244.453 | 454.0464 | 413.3748 | 468.5265 | 229.8242 | 326.3361 | 363.7872 | 434.2559 | 404.8591 | 477.1976 | 444.6829 | 418.7132
4677 | 21 | 195 | 7 | 286.9887 | 148.1994 | 328.7489 | 444.5867 | 414.3308 | 330.7222 | 333.7868 | 273.4107 | 227.9618 | 461.2119 | 414.1653 | 477.0523 | 231.9227 | 327.3805 | 353.1111 | 431.8328 | 411.1943 | 475.2903 | 432.3996 | 423.2285
4678 | 22 | 195 | 7 | 291.3412 | 159.1157 | 332.7413 | 433.1933 | 416.6042 | 343.2831 | 320.3329 | 271.125 | 217.021 | 481.2683 | 423.4845 | 495.1071 | 235.9381 | 352.5593 | 344.5983 | 421.3422 | 415.3099 | 457.2989 | 430.6419 | 453.6748
4679 | 23 | 195 | 7 | 296.7478 | 168.9364 | 314.3145 | 424.8851 | 421.1347 | 374.632 | 307.9288 | 266.8668 | 210.862 | 481.6145 | 412.5246 | 494.1207 | 239.1454 | 373.0405 | 340.4364 | 414.3063 | 421.8531 | 461.6861 | 436.2408 | 454.9854
4680 | 0 | 196 | 7 | 307.7266 | 173.815 | 305.0765 | 452.194 | 431.5329 | 396.494 | 305.1973 | 269.997 | 212.7416 | 483.6198 | 398.9748 | 499.7667 | 238.6215 | 402.9461 | 325.4961 | 415.1368 | 438.345 | 496.9499 | 445.959 | 469.1352
4681 | 1 | 196 | 7 | 313.34 | 174.673 | 299.3977 | 431.0517 | 439.9915 | 410.6674 | 303.9952 | 268.8344 | 213.5069 | 470.5684 | 407.2007 | 504.897 | 235.9532 | 412.5079 | 322.7657 | 411.5559 | 449.6646 | 497.5832 | 455.1246 | 462.5932
4682 | 2 | 196 | 7 | 314.6611 | 175.2706 | 300.5782 | 426.5428 | 442.7976 | 407.3994 | 303.186 | 270.0587 | 209.054 | 470.3272 | 397.5081 | 505.7915 | 242.6083 | 410.4392 | 324.9762 | 411.0793 | 451.189 | 493.5778 | 455.8844 | 463.9359
4683 | 3 | 196 | 7 | 317.6316 | 173.0448 | 307.2198 | 422.9416 | 445.674 | 405.6686 | 303.8633 | 270.4242 | 212.8035 | 475.5732 | 399.3722 | 509.0115 | 245.6781 | 409.831 | 332.6434 | 414.7159 | 454.9383 | 486.9921 | 457.0754 | 464.7499
4684 | 4 | 196 | 7 | 319.6405 | 177.2639 | 310.8066 | 424.1589 | 378.6308 | 371.7838 | 298.6078 | 270.9704 | 202.0547 | 477.4205 | 408.5028 | 517.4499 | 233.4254 | 375.6616 | 346.7408 | 414.6185 | 401.7816 | 484.1331 | 446.9673 | 462.797
4685 | 5 | 196 | 7 | 307.7846 | 114.5136 | 320.6382 | 411.1147 | 261.6807 | 219.5383 | 272.8021 | 245.4868 | 159.3592 | 398.7552 | 374.4651 | 436.3455 | 221.3989 | 260.3991 | 329.5918 | 377.2621 | 277.3819 | 484.7367 | 392.8785 | 437.2936
4686 | 6 | 196 | 7 | 248.218 | 115.2731 | 290.8813 | 327.4684 | 236.484 | 176.457 | 255.8768 | 222.0163 | 137.0444 | 288.2424 | 343.5797 | 294.6558 | 200.6414 | 198.8357 | 274.8866 | 324.3575 | 236.3741 | 380.5681 | 372.4009 | 317.1761
4687 | 7 | 196 | 7 | 245.5732 | 109.2192 | 268.5814 | 302.8829 | 235.031 | 185.6333 | 250.6212 | 205.1692 | 130.6203 | 265.6327 | 321.8738 | 267.2049 | 194.4335 | 203.8172 | 245.022 | 311.2256 | 233.2718 | 303.5329 | 359.0344 | 265.438
4688 | 8 | 196 | 7 | 236.7981 | 108.7589 | 264.0512 | 305.798 | 229.2541 | 183.938 | 245.7197 | 204.4871 | 123.6798 | 254.5162 | 312.1076 | 260.2336 | 187.0986 | 203.2917 | 239.6654 | 308.612 | 228.3317 | 274.6108 | 361.9922 | 249.949
4689 | 9 | 196 | 7 | 229.0904 | 108.89 | 258.8875 | 298.4659 | 228.6047 | 175.7208 | 239.7261 | 203.8739 | 121.4326 | 246.0035 | 308.6903 | 253.6873 | 183.5806 | 205.6636 | 240.6127 | 318.7469 | 231.6442 | 257.3416 | 359.9413 | 241.1192
4690 | 10 | 196 | 7 | 226.8541 | 107.8685 | 265.8157 | 319.6877 | 226.321 | 176.3687 | 237.6473 | 200.5865 | 124.1874 | 251.5427 | 315.4923 | 255.9137 | 184.4417 | 203.4739 | 247.9222 | 319.9398 | 230.5385 | 276.2929 | 364.4034 | 239.8122
4691 | 11 | 196 | 7 | 217.719 | 106.4562 | 276.1918 | 336.4464 | 224.7757 | 179.0596 | 243.1549 | 194.366 | 127.0922 | 258.4454 | 317.298 | 257.2972 | 178.6022 | 204.3386 | 259.2582 | 318.4226 | 231.3313 | 293.2136 | 366.2267 | 238.7632
4692 | 12 | 196 | 7 | 213.7079 | 107.3002 | 283.0389 | 342.2363 | 219.8985 | 172.5571 | 251.8703 | 196.3999 | 130.207 | 263.156 | 319.957 | 259.943 | 176.7499 | 206.0401 | 258.9693 | 319.0775 | 232.5453 | 302.0197 | 370.5285 | 239.214
4693 | 13 | 196 | 7 | 216.0506 | 106.8079 | 287.4262 | 348.3679 | 223.3751 | 170.8897 | 254.0689 | 192.896 | 134.0802 | 265.0899 | 318.6812 | 257.4479 | 177.9623 | 208.9438 | 261.6082 | 324.283 | 236.3697 | 300.7702 | 372.8607 | 245.8208
4694 | 14 | 196 | 7 | 219.2338 | 106.6318 | 287.8468 | 356.4686 | 225.4572 | 167.394 | 265.7431 | 191.5756 | 145.7875 | 272.2585 | 323.9682 | 260.4894 | 174.4608 | 209.7156 | 260.846 | 327.2433 | 236.7278 | 304.4926 | 379.585 | 255.7036
4695 | 15 | 196 | 7 | 223.7631 | 109.0146 | 283.8366 | 358.877 | 227.5326 | 166.1436 | 270.6027 | 200.9322 | 152.7916 | 286.1747 | 323.9668 | 263.1677 | 171.7125 | 209.6552 | 260.9913 | 330.9611 | 240.1224 | 313.2708 | 386.4061 | 264.0465
4696 | 16 | 196 | 7 | 237.7149 | 114.0848 | 284.7388 | 358.7876 | 239.8609 | 162.6506 | 288.1959 | 214.3818 | 169.9328 | 292.4701 | 328.886 | 270.9361 | 190.4689 | 213.9897 | 267.2922 | 339.1122 | 258.0435 | 328.3327 | 400.1804 | 277.156
4697 | 17 | 196 | 7 | 259.6545 | 127.18 | 296.9764 | 382.0855 | 287.8029 | 188.9934 | 320.7247 | 247.4093 | 208.1494 | 342.8777 | 334.9682 | 292.2404 | 212.702 | 257.1332 | 302.4571 | 363.7835 | 314.8174 | 368.5671 | 426.9998 | 317.0314
4698 | 18 | 196 | 7 | 281.729 | 149.3266 | 338.4421 | 443.726 | 381.9097 | 276.2945 | 343.9593 | 268.8748 | 261.7465 | 427.7215 | 364.7485 | 363.591 | 224.7466 | 329.8996 | 350.6168 | 411.2492 | 404.6665 | 425.7244 | 471.1735 | 394.4432
4699 | 19 | 196 | 7 | 296.6184 | 143.6717 | 349.7553 | 459.4911 | 400.9899 | 319.5918 | 346.2914 | 274.3226 | 266.3336 | 489.8858 | 415.3036 | 471.0072 | 243.4354 | 331.9761 | 367.0919 | 428.1252 | 403.4887 | 475.5186 | 454.9838 | 439.79
4700 | 20 | 196 | 7 | 290.7374 | 138.666 | 336.3982 | 453.5111 | 402.5975 | 314.7299 | 342.9358 | 275.1582 | 244.453 | 454.0464 | 413.3748 | 468.5265 | 229.8242 | 326.3361 | 363.7872 | 434.2559 | 404.8591 | 477.1976 | 444.6829 | 418.7132
4701 | 21 | 196 | 7 | 286.9887 | 148.1994 | 328.7489 | 444.5867 | 414.3308 | 330.7222 | 333.7868 | 273.4107 | 227.9618 | 461.2119 | 414.1653 | 477.0523 | 231.9227 | 327.3805 | 353.1111 | 431.8328 | 411.1943 | 475.2903 | 432.3996 | 423.2285
4702 | 22 | 196 | 7 | 291.3412 | 159.1157 | 332.7413 | 433.1933 | 416.6042 | 343.2831 | 320.3329 | 271.125 | 217.021 | 481.2683 | 423.4845 | 495.1071 | 235.9381 | 352.5593 | 344.5983 | 421.3422 | 415.3099 | 457.2989 | 430.6419 | 453.6748
4703 | 23 | 196 | 7 | 296.7478 | 168.9364 | 314.3145 | 424.8851 | 421.1347 | 374.632 | 307.9288 | 266.8668 | 210.862 | 481.6145 | 412.5246 | 494.1207 | 239.1454 | 373.0405 | 340.4364 | 414.3063 | 421.8531 | 461.6861 | 436.2408 | 454.9854
4704 | 0 | 197 | 7 | 307.7266 | 173.815 | 305.0765 | 452.194 | 431.5329 | 396.494 | 305.1973 | 269.997 | 212.7416 | 483.6198 | 398.9748 | 499.7667 | 238.6215 | 402.9461 | 325.4961 | 415.1368 | 438.345 | 496.9499 | 445.959 | 469.1352
4705 | 1 | 197 | 7 | 313.34 | 174.673 | 299.3977 | 431.0517 | 439.9915 | 410.6674 | 303.9952 | 268.8344 | 213.5069 | 470.5684 | 407.2007 | 504.897 | 235.9532 | 412.5079 | 322.7657 | 411.5559 | 449.6646 | 497.5832 | 455.1246 | 462.5932
4706 | 2 | 197 | 7 | 314.6611 | 175.2706 | 300.5782 | 426.5428 | 442.7976 | 407.3994 | 303.186 | 270.0587 | 209.054 | 470.3272 | 397.5081 | 505.7915 | 242.6083 | 410.4392 | 324.9762 | 411.0793 | 451.189 | 493.5778 | 455.8844 | 463.9359
4707 | 3 | 197 | 7 | 317.6316 | 173.0448 | 307.2198 | 422.9416 | 445.674 | 405.6686 | 303.8633 | 270.4242 | 212.8035 | 475.5732 | 399.3722 | 509.0115 | 245.6781 | 409.831 | 332.6434 | 414.7159 | 454.9383 | 486.9921 | 457.0754 | 464.7499
4708 | 4 | 197 | 7 | 319.6405 | 177.2639 | 310.8066 | 424.1589 | 378.6308 | 371.7838 | 298.6078 | 270.9704 | 202.0547 | 477.4205 | 408.5028 | 517.4499 | 233.4254 | 375.6616 | 346.7408 | 414.6185 | 401.7816 | 484.1331 | 446.9673 | 462.797
4709 | 5 | 197 | 7 | 307.7846 | 114.5136 | 320.6382 | 411.1147 | 261.6807 | 219.5383 | 272.8021 | 245.4868 | 159.3592 | 398.7552 | 374.4651 | 436.3455 | 221.3989 | 260.3991 | 329.5918 | 377.2621 | 277.3819 | 484.7367 | 392.8785 | 437.2936
4710 | 6 | 197 | 7 | 248.218 | 115.2731 | 290.8813 | 327.4684 | 236.484 | 176.457 | 255.8768 | 222.0163 | 137.0444 | 288.2424 | 343.5797 | 294.6558 | 200.6414 | 198.8357 | 274.8866 | 324.3575 | 236.3741 | 380.5681 | 372.4009 | 317.1761
4711 | 7 | 197 | 7 | 245.5732 | 109.2192 | 268.5814 | 302.8829 | 235.031 | 185.6333 | 250.6212 | 205.1692 | 130.6203 | 265.6327 | 321.8738 | 267.2049 | 194.4335 | 203.8172 | 245.022 | 311.2256 | 233.2718 | 303.5329 | 359.0344 | 265.438
4712 | 8 | 197 | 7 | 236.7981 | 108.7589 | 264.0512 | 305.798 | 229.2541 | 183.938 | 245.7197 | 204.4871 | 123.6798 | 254.5162 | 312.1076 | 260.2336 | 187.0986 | 203.2917 | 239.6654 | 308.612 | 228.3317 | 274.6108 | 361.9922 | 249.949
4713 | 9 | 197 | 7 | 229.0904 | 108.89 | 258.8875 | 298.4659 | 228.6047 | 175.7208 | 239.7261 | 203.8739 | 121.4326 | 246.0035 | 308.6903 | 253.6873 | 183.5806 | 205.6636 | 240.6127 | 318.7469 | 231.6442 | 257.3416 | 359.9413 | 241.1192
4714 | 10 | 197 | 7 | 226.8541 | 107.8685 | 265.8157 | 319.6877 | 226.321 | 176.3687 | 237.6473 | 200.5865 | 124.1874 | 251.5427 | 315.4923 | 255.9137 | 184.4417 | 203.4739 | 247.9222 | 319.9398 | 230.5385 | 276.2929 | 364.4034 | 239.8122
4715 | 11 | 197 | 7 | 217.719 | 106.4562 | 276.1918 | 336.4464 | 224.7757 | 179.0596 | 243.1549 | 194.366 | 127.0922 | 258.4454 | 317.298 | 257.2972 | 178.6022 | 204.3386 | 259.2582 | 318.4226 | 231.3313 | 293.2136 | 366.2267 | 238.7632
4716 | 12 | 197 | 7 | 213.7079 | 107.3002 | 283.0389 | 342.2363 | 219.8985 | 172.5571 | 251.8703 | 196.3999 | 130.207 | 263.156 | 319.957 | 259.943 | 176.7499 | 206.0401 | 258.9693 | 319.0775 | 232.5453 | 302.0197 | 370.5285 | 239.214
4717 | 13 | 197 | 7 | 216.0506 | 106.8079 | 287.4262 | 348.3679 | 223.3751 | 170.8897 | 254.0689 | 192.896 | 134.0802 | 265.0899 | 318.6812 | 257.4479 | 177.9623 | 208.9438 | 261.6082 | 324.283 | 236.3697 | 300.7702 | 372.8607 | 245.8208
4718 | 14 | 197 | 7 | 219.2338 | 106.6318 | 287.8468 | 356.4686 | 225.4572 | 167.394 | 265.7431 | 191.5756 | 145.7875 | 272.2585 | 323.9682 | 260.4894 | 174.4608 | 209.7156 | 260.846 | 327.2433 | 236.7278 | 304.4926 | 379.585 | 255.7036
4719 | 15 | 197 | 7 | 223.7631 | 109.0146 | 283.8366 | 358.877 | 227.5326 | 166.1436 | 270.6027 | 200.9322 | 152.7916 | 286.1747 | 323.9668 | 263.1677 | 171.7125 | 209.6552 | 260.9913 | 330.9611 | 240.1224 | 313.2708 | 386.4061 | 264.0465
4720 | 16 | 197 | 7 | 237.7149 | 114.0848 | 284.7388 | 358.7876 | 239.8609 | 162.6506 | 288.1959 | 214.3818 | 169.9328 | 292.4701 | 328.886 | 270.9361 | 190.4689 | 213.9897 | 267.2922 | 339.1122 | 258.0435 | 328.3327 | 400.1804 | 277.156
4721 | 17 | 197 | 7 | 259.6545 | 127.18 | 296.9764 | 382.0855 | 287.8029 | 188.9934 | 320.7247 | 247.4093 | 208.1494 | 342.8777 | 334.9682 | 292.2404 | 212.702 | 257.1332 | 302.4571 | 363.7835 | 314.8174 | 368.5671 | 426.9998 | 317.0314
4722 | 18 | 197 | 7 | 281.729 | 149.3266 | 338.4421 | 443.726 | 381.9097 | 276.2945 | 343.9593 | 268.8748 | 261.7465 | 427.7215 | 364.7485 | 363.591 | 224.7466 | 329.8996 | 350.6168 | 411.2492 | 404.6665 | 425.7244 | 471.1735 | 394.4432
4723 | 19 | 197 | 7 | 296.6184 | 143.6717 | 349.7553 | 459.4911 | 400.9899 | 319.5918 | 346.2914 | 274.3226 | 266.3336 | 489.8858 | 415.3036 | 471.0072 | 243.4354 | 331.9761 | 367.0919 | 428.1252 | 403.4887 | 475.5186 | 454.9838 | 439.79
4724 | 20 | 197 | 7 | 290.7374 | 138.666 | 336.3982 | 453.5111 | 402.5975 | 314.7299 | 342.9358 | 275.1582 | 244.453 | 454.0464 | 413.3748 | 468.5265 | 229.8242 | 326.3361 | 363.7872 | 434.2559 | 404.8591 | 477.1976 | 444.6829 | 418.7132
4725 | 21 | 197 | 7 | 286.9887 | 148.1994 | 328.7489 | 444.5867 | 414.3308 | 330.7222 | 333.7868 | 273.4107 | 227.9618 | 461.2119 | 414.1653 | 477.0523 | 231.9227 | 327.3805 | 353.1111 | 431.8328 | 411.1943 | 475.2903 | 432.3996 | 423.2285
4726 | 22 | 197 | 7 | 291.3412 | 159.1157 | 332.7413 | 433.1933 | 416.6042 | 343.2831 | 320.3329 | 271.125 | 217.021 | 481.2683 | 423.4845 | 495.1071 | 235.9381 | 352.5593 | 344.5983 | 421.3422 | 415.3099 | 457.2989 | 430.6419 | 453.6748
4727 | 23 | 197 | 7 | 296.7478 | 168.9364 | 314.3145 | 424.8851 | 421.1347 | 374.632 | 307.9288 | 266.8668 | 210.862 | 481.6145 | 412.5246 | 494.1207 | 239.1454 | 373.0405 | 340.4364 | 414.3063 | 421.8531 | 461.6861 | 436.2408 | 454.9854
4728 | 0 | 198 | 7 | 307.7266 | 173.815 | 305.0765 | 452.194 | 431.5329 | 396.494 | 305.1973 | 269.997 | 212.7416 | 483.6198 | 398.9748 | 499.7667 | 238.6215 | 402.9461 | 325.4961 | 415.1368 | 438.345 | 496.9499 | 445.959 | 469.1352
4729 | 1 | 198 | 7 | 313.34 | 174.673 | 299.3977 | 431.0517 | 439.9915 | 410.6674 | 303.9952 | 268.8344 | 213.5069 | 470.5684 | 407.2007 | 504.897 | 235.9532 | 412.5079 | 322.7657 | 411.5559 | 449.6646 | 497.5832 | 455.1246 | 462.5932
4730 | 2 | 198 | 7 | 314.6611 | 175.2706 | 300.5782 | 426.5428 | 442.7976 | 407.3994 | 303.186 | 270.0587 | 209.054 | 470.3272 | 397.5081 | 505.7915 | 242.6083 | 410.4392 | 324.9762 | 411.0793 | 451.189 | 493.5778 | 455.8844 | 463.9359
4731 | 3 | 198 | 7 | 317.6316 | 173.0448 | 307.2198 | 422.9416 | 445.674 | 405.6686 | 303.8633 | 270.4242 | 212.8035 | 475.5732 | 399.3722 | 509.0115 | 245.6781 | 409.831 | 332.6434 | 414.7159 | 454.9383 | 486.9921 | 457.0754 | 464.7499
4732 | 4 | 198 | 7 | 319.6405 | 177.2639 | 310.8066 | 424.1589 | 378.6308 | 371.7838 | 298.6078 | 270.9704 | 202.0547 | 477.4205 | 408.5028 | 517.4499 | 233.4254 | 375.6616 | 346.7408 | 414.6185 | 401.7816 | 484.1331 | 446.9673 | 462.797
4733 | 5 | 198 | 7 | 307.7846 | 114.5136 | 320.6382 | 411.1147 | 261.6807 | 219.5383 | 272.8021 | 245.4868 | 159.3592 | 398.7552 | 374.4651 | 436.3455 | 221.3989 | 260.3991 | 329.5918 | 377.2621 | 277.3819 | 484.7367 | 392.8785 | 437.2936
4734 | 6 | 198 | 7 | 248.218 | 115.2731 | 290.8813 | 327.4684 | 236.484 | 176.457 | 255.8768 | 222.0163 | 137.0444 | 288.2424 | 343.5797 | 294.6558 | 200.6414 | 198.8357 | 274.8866 | 324.3575 | 236.3741 | 380.5681 | 372.4009 | 317.1761
4735 | 7 | 198 | 7 | 245.5732 | 109.2192 | 268.5814 | 302.8829 | 235.031 | 185.6333 | 250.6212 | 205.1692 | 130.6203 | 265.6327 | 321.8738 | 267.2049 | 194.4335 | 203.8172 | 245.022 | 311.2256 | 233.2718 | 303.5329 | 359.0344 | 265.438
4736 | 8 | 198 | 7 | 236.7981 | 108.7589 | 264.0512 | 305.798 | 229.2541 | 183.938 | 245.7197 | 204.4871 | 123.6798 | 254.5162 | 312.1076 | 260.2336 | 187.0986 | 203.2917 | 239.6654 | 308.612 | 228.3317 | 274.6108 | 361.9922 | 249.949
4737 | 9 | 198 | 7 | 229.0904 | 108.89 | 258.8875 | 298.4659 | 228.6047 | 175.7208 | 239.7261 | 203.8739 | 121.4326 | 246.0035 | 308.6903 | 253.6873 | 183.5806 | 205.6636 | 240.6127 | 318.7469 | 231.6442 | 257.3416 | 359.9413 | 241.1192
4738 | 10 | 198 | 7 | 226.8541 | 107.8685 | 265.8157 | 319.6877 | 226.321 | 176.3687 | 237.6473 | 200.5865 | 124.1874 | 251.5427 | 315.4923 | 255.9137 | 184.4417 | 203.4739 | 247.9222 | 319.9398 | 230.5385 | 276.2929 | 364.4034 | 239.8122
4739 | 11 | 198 | 7 | 217.719 | 106.4562 | 276.1918 | 336.4464 | 224.7757 | 179.0596 | 243.1549 | 194.366 | 127.0922 | 258.4454 | 317.298 | 257.2972 | 178.6022 | 204.3386 | 259.2582 | 318.4226 | 231.3313 | 293.2136 | 366.2267 | 238.7632
4740 | 12 | 198 | 7 | 213.7079 | 107.3002 | 283.0389 | 342.2363 | 219.8985 | 172.5571 | 251.8703 | 196.3999 | 130.207 | 263.156 | 319.957 | 259.943 | 176.7499 | 206.0401 | 258.9693 | 319.0775 | 232.5453 | 302.0197 | 370.5285 | 239.214
4741 | 13 | 198 | 7 | 216.0506 | 106.8079 | 287.4262 | 348.3679 | 223.3751 | 170.8897 | 254.0689 | 192.896 | 134.0802 | 265.0899 | 318.6812 | 257.4479 | 177.9623 | 208.9438 | 261.6082 | 324.283 | 236.3697 | 300.7702 | 372.8607 | 245.8208
4742 | 14 | 198 | 7 | 219.2338 | 106.6318 | 287.8468 | 356.4686 | 225.4572 | 167.394 | 265.7431 | 191.5756 | 145.7875 | 272.2585 | 323.9682 | 260.4894 | 174.4608 | 209.7156 | 260.846 | 327.2433 | 236.7278 | 304.4926 | 379.585 | 255.7036
4743 | 15 | 198 | 7 | 223.7631 | 109.0146 | 283.8366 | 358.877 | 227.5326 | 166.1436 | 270.6027 | 200.9322 | 152.7916 | 286.1747 | 323.9668 | 263.1677 | 171.7125 | 209.6552 | 260.9913 | 330.9611 | 240.1224 | 313.2708 | 386.4061 | 264.0465
4744 | 16 | 198 | 7 | 237.7149 | 114.0848 | 284.7388 | 358.7876 | 239.8609 | 162.6506 | 288.1959 | 214.3818 | 169.9328 | 292.4701 | 328.886 | 270.9361 | 190.4689 | 213.9897 | 267.2922 | 339.1122 | 258.0435 | 328.3327 | 400.1804 | 277.156
4745 | 17 | 198 | 7 | 259.6545 | 127.18 | 296.9764 | 382.0855 | 287.8029 | 188.9934 | 320.7247 | 247.4093 | 208.1494 | 342.8777 | 334.9682 | 292.2404 | 212.702 | 257.1332 | 302.4571 | 363.7835 | 314.8174 | 368.5671 | 426.9998 | 317.0314
4746 | 18 | 198 | 7 | 281.729 | 149.3266 | 338.4421 | 443.726 | 381.9097 | 276.2945 | 343.9593 | 268.8748 | 261.7465 | 427.7215 | 364.7485 | 363.591 | 224.7466 | 329.8996 | 350.6168 | 411.2492 | 404.6665 | 425.7244 | 471.1735 | 394.4432
4747 | 19 | 198 | 7 | 296.6184 | 143.6717 | 349.7553 | 459.4911 | 400.9899 | 319.5918 | 346.2914 | 274.3226 | 266.3336 | 489.8858 | 415.3036 | 471.0072 | 243.4354 | 331.9761 | 367.0919 | 428.1252 | 403.4887 | 475.5186 | 454.9838 | 439.79
4748 | 20 | 198 | 7 | 290.7374 | 138.666 | 336.3982 | 453.5111 | 402.5975 | 314.7299 | 342.9358 | 275.1582 | 244.453 | 454.0464 | 413.3748 | 468.5265 | 229.8242 | 326.3361 | 363.7872 | 434.2559 | 404.8591 | 477.1976 | 444.6829 | 418.7132
4749 | 21 | 198 | 7 | 286.9887 | 148.1994 | 328.7489 | 444.5867 | 414.3308 | 330.7222 | 333.7868 | 273.4107 | 227.9618 | 461.2119 | 414.1653 | 477.0523 | 231.9227 | 327.3805 | 353.1111 | 431.8328 | 411.1943 | 475.2903 | 432.3996 | 423.2285
4750 | 22 | 198 | 7 | 291.3412 | 159.1157 | 332.7413 | 433.1933 | 416.6042 | 343.2831 | 320.3329 | 271.125 | 217.021 | 481.2683 | 423.4845 | 495.1071 | 235.9381 | 352.5593 | 344.5983 | 421.3422 | 415.3099 | 457.2989 | 430.6419 | 453.6748
4751 | 23 | 198 | 7 | 296.7478 | 168.9364 | 314.3145 | 424.8851 | 421.1347 | 374.632 | 307.9288 | 266.8668 | 210.862 | 481.6145 | 412.5246 | 494.1207 | 239.1454 | 373.0405 | 340.4364 | 414.3063 | 421.8531 | 461.6861 | 436.2408 | 454.9854
4752 | 0 | 199 | 7 | 307.7266 | 173.815 | 305.0765 | 452.194 | 431.5329 | 396.494 | 305.1973 | 269.997 | 212.7416 | 483.6198 | 398.9748 | 499.7667 | 238.6215 | 402.9461 | 325.4961 | 415.1368 | 438.345 | 496.9499 | 445.959 | 469.1352
4753 | 1 | 199 | 7 | 313.34 | 174.673 | 299.3977 | 431.0517 | 439.9915 | 410.6674 | 303.9952 | 268.8344 | 213.5069 | 470.5684 | 407.2007 | 504.897 | 235.9532 | 412.5079 | 322.7657 | 411.5559 | 449.6646 | 497.5832 | 455.1246 | 462.5932
4754 | 2 | 199 | 7 | 314.6611 | 175.2706 | 300.5782 | 426.5428 | 442.7976 | 407.3994 | 303.186 | 270.0587 | 209.054 | 470.3272 | 397.5081 | 505.7915 | 242.6083 | 410.4392 | 324.9762 | 411.0793 | 451.189 | 493.5778 | 455.8844 | 463.9359
4755 | 3 | 199 | 7 | 317.6316 | 173.0448 | 307.2198 | 422.9416 | 445.674 | 405.6686 | 303.8633 | 270.4242 | 212.8035 | 475.5732 | 399.3722 | 509.0115 | 245.6781 | 409.831 | 332.6434 | 414.7159 | 454.9383 | 486.9921 | 457.0754 | 464.7499
4756 | 4 | 199 | 7 | 319.6405 | 177.2639 | 310.8066 | 424.1589 | 378.6308 | 371.7838 | 298.6078 | 270.9704 | 202.0547 | 477.4205 | 408.5028 | 517.4499 | 233.4254 | 375.6616 | 346.7408 | 414.6185 | 401.7816 | 484.1331 | 446.9673 | 462.797
4757 | 5 | 199 | 7 | 307.7846 | 114.5136 | 320.6382 | 411.1147 | 261.6807 | 219.5383 | 272.8021 | 245.4868 | 159.3592 | 398.7552 | 374.4651 | 436.3455 | 221.3989 | 260.3991 | 329.5918 | 377.2621 | 277.3819 | 484.7367 | 392.8785 | 437.2936
4758 | 6 | 199 | 7 | 248.218 | 115.2731 | 290.8813 | 327.4684 | 236.484 | 176.457 | 255.8768 | 222.0163 | 137.0444 | 288.2424 | 343.5797 | 294.6558 | 200.6414 | 198.8357 | 274.8866 | 324.3575 | 236.3741 | 380.5681 | 372.4009 | 317.1761
4759 | 7 | 199 | 7 | 245.5732 | 109.2192 | 268.5814 | 302.8829 | 235.031 | 185.6333 | 250.6212 | 205.1692 | 130.6203 | 265.6327 | 321.8738 | 267.2049 | 194.4335 | 203.8172 | 245.022 | 311.2256 | 233.2718 | 303.5329 | 359.0344 | 265.438
4760 | 8 | 199 | 7 | 236.7981 | 108.7589 | 264.0512 | 305.798 | 229.2541 | 183.938 | 245.7197 | 204.4871 | 123.6798 | 254.5162 | 312.1076 | 260.2336 | 187.0986 | 203.2917 | 239.6654 | 308.612 | 228.3317 | 274.6108 | 361.9922 | 249.949
4761 | 9 | 199 | 7 | 229.0904 | 108.89 | 258.8875 | 298.4659 | 228.6047 | 175.7208 | 239.7261 | 203.8739 | 121.4326 | 246.0035 | 308.6903 | 253.6873 | 183.5806 | 205.6636 | 240.6127 | 318.7469 | 231.6442 | 257.3416 | 359.9413 | 241.1192
4762 | 10 | 199 | 7 | 226.8541 | 107.8685 | 265.8157 | 319.6877 | 226.321 | 176.3687 | 237.6473 | 200.5865 | 124.1874 | 251.5427 | 315.4923 | 255.9137 | 184.4417 | 203.4739 | 247.9222 | 319.9398 | 230.5385 | 276.2929 | 364.4034 | 239.8122
4763 | 11 | 199 | 7 | 217.719 | 106.4562 | 276.1918 | 336.4464 | 224.7757 | 179.0596 | 243.1549 | 194.366 | 127.0922 | 258.4454 | 317.298 | 257.2972 | 178.6022 | 204.3386 | 259.2582 | 318.4226 | 231.3313 | 293.2136 | 366.2267 | 238.7632
4764 | 12 | 199 | 7 | 213.7079 | 107.3002 | 283.0389 | 342.2363 | 219.8985 | 172.5571 | 251.8703 | 196.3999 | 130.207 | 263.156 | 319.957 | 259.943 | 176.7499 | 206.0401 | 258.9693 | 319.0775 | 232.5453 | 302.0197 | 370.5285 | 239.214
4765 | 13 | 199 | 7 | 216.0506 | 106.8079 | 287.4262 | 348.3679 | 223.3751 | 170.8897 | 254.0689 | 192.896 | 134.0802 | 265.0899 | 318.6812 | 257.4479 | 177.9623 | 208.9438 | 261.6082 | 324.283 | 236.3697 | 300.7702 | 372.8607 | 245.8208
4766 | 14 | 199 | 7 | 219.2338 | 106.6318 | 287.8468 | 356.4686 | 225.4572 | 167.394 | 265.7431 | 191.5756 | 145.7875 | 272.2585 | 323.9682 | 260.4894 | 174.4608 | 209.7156 | 260.846 | 327.2433 | 236.7278 | 304.4926 | 379.585 | 255.7036
4767 | 15 | 199 | 7 | 223.7631 | 109.0146 | 283.8366 | 358.877 | 227.5326 | 166.1436 | 270.6027 | 200.9322 | 152.7916 | 286.1747 | 323.9668 | 263.1677 | 171.7125 | 209.6552 | 260.9913 | 330.9611 | 240.1224 | 313.2708 | 386.4061 | 264.0465
4768 | 16 | 199 | 7 | 237.7149 | 114.0848 | 284.7388 | 358.7876 | 239.8609 | 162.6506 | 288.1959 | 214.3818 | 169.9328 | 292.4701 | 328.886 | 270.9361 | 190.4689 | 213.9897 | 267.2922 | 339.1122 | 258.0435 | 328.3327 | 400.1804 | 277.156
4769 | 17 | 199 | 7 | 259.6545 | 127.18 | 296.9764 | 382.0855 | 287.8029 | 188.9934 | 320.7247 | 247.4093 | 208.1494 | 342.8777 | 334.9682 | 292.2404 | 212.702 | 257.1332 | 302.4571 | 363.7835 | 314.8174 | 368.5671 | 426.9998 | 317.0314
4770 | 18 | 199 | 7 | 281.729 | 149.3266 | 338.4421 | 443.726 | 381.9097 | 276.2945 | 343.9593 | 268.8748 | 261.7465 | 427.7215 | 364.7485 | 363.591 | 224.7466 | 329.8996 | 350.6168 | 411.2492 | 404.6665 | 425.7244 | 471.1735 | 394.4432
4771 | 19 | 199 | 7 | 296.6184 | 143.6717 | 349.7553 | 459.4911 | 400.9899 | 319.5918 | 346.2914 | 274.3226 | 266.3336 | 489.8858 | 415.3036 | 471.0072 | 243.4354 | 331.9761 | 367.0919 | 428.1252 | 403.4887 | 475.5186 | 454.9838 | 439.79
4772 | 20 | 199 | 7 | 290.7374 | 138.666 | 336.3982 | 453.5111 | 402.5975 | 314.7299 | 342.9358 | 275.1582 | 244.453 | 454.0464 | 413.3748 | 468.5265 | 229.8242 | 326.3361 | 363.7872 | 434.2559 | 404.8591 | 477.1976 | 444.6829 | 418.7132
4773 | 21 | 199 | 7 | 286.9887 | 148.1994 | 328.7489 | 444.5867 | 414.3308 | 330.7222 | 333.7868 | 273.4107 | 227.9618 | 461.2119 | 414.1653 | 477.0523 | 231.9227 | 327.3805 | 353.1111 | 431.8328 | 411.1943 | 475.2903 | 432.3996 | 423.2285
4774 | 22 | 199 | 7 | 291.3412 | 159.1157 | 332.7413 | 433.1933 | 416.6042 | 343.2831 | 320.3329 | 271.125 | 217.021 | 481.2683 | 423.4845 | 495.1071 | 235.9381 | 352.5593 | 344.5983 | 421.3422 | 415.3099 | 457.2989 | 430.6419 | 453.6748
4775 | 23 | 199 | 7 | 296.7478 | 168.9364 | 314.3145 | 424.8851 | 421.1347 | 374.632 | 307.9288 | 266.8668 | 210.862 | 481.6145 | 412.5246 | 494.1207 | 239.1454 | 373.0405 | 340.4364 | 414.3063 | 421.8531 | 461.6861 | 436.2408 | 454.9854
4776 | 0 | 200 | 7 | 307.7266 | 173.815 | 305.0765 | 452.194 | 431.5329 | 396.494 | 305.1973 | 269.997 | 212.7416 | 483.6198 | 398.9748 | 499.7667 | 238.6215 | 402.9461 | 325.4961 | 415.1368 | 438.345 | 496.9499 | 445.959 | 469.1352
4777 | 1 | 200 | 7 | 313.34 | 174.673 | 299.3977 | 431.0517 | 439.9915 | 410.6674 | 303.9952 | 268.8344 | 213.5069 | 470.5684 | 407.2007 | 504.897 | 235.9532 | 412.5079 | 322.7657 | 411.5559 | 449.6646 | 497.5832 | 455.1246 | 462.5932
4778 | 2 | 200 | 7 | 314.6611 | 175.2706 | 300.5782 | 426.5428 | 442.7976 | 407.3994 | 303.186 | 270.0587 | 209.054 | 470.3272 | 397.5081 | 505.7915 | 242.6083 | 410.4392 | 324.9762 | 411.0793 | 451.189 | 493.5778 | 455.8844 | 463.9359
4779 | 3 | 200 | 7 | 317.6316 | 173.0448 | 307.2198 | 422.9416 | 445.674 | 405.6686 | 303.8633 | 270.4242 | 212.8035 | 475.5732 | 399.3722 | 509.0115 | 245.6781 | 409.831 | 332.6434 | 414.7159 | 454.9383 | 486.9921 | 457.0754 | 464.7499
4780 | 4 | 200 | 7 | 319.6405 | 177.2639 | 310.8066 | 424.1589 | 378.6308 | 371.7838 | 298.6078 | 270.9704 | 202.0547 | 477.4205 | 408.5028 | 517.4499 | 233.4254 | 375.6616 | 346.7408 | 414.6185 | 401.7816 | 484.1331 | 446.9673 | 462.797
4781 | 5 | 200 | 7 | 307.7846 | 114.5136 | 320.6382 | 411.1147 | 261.6807 | 219.5383 | 272.8021 | 245.4868 | 159.3592 | 398.7552 | 374.4651 | 436.3455 | 221.3989 | 260.3991 | 329.5918 | 377.2621 | 277.3819 | 484.7367 | 392.8785 | 437.2936
4782 | 6 | 200 | 7 | 248.218 | 115.2731 | 290.8813 | 327.4684 | 236.484 | 176.457 | 255.8768 | 222.0163 | 137.0444 | 288.2424 | 343.5797 | 294.6558 | 200.6414 | 198.8357 | 274.8866 | 324.3575 | 236.3741 | 380.5681 | 372.4009 | 317.1761
4783 | 7 | 200 | 7 | 245.5732 | 109.2192 | 268.5814 | 302.8829 | 235.031 | 185.6333 | 250.6212 | 205.1692 | 130.6203 | 265.6327 | 321.8738 | 267.2049 | 194.4335 | 203.8172 | 245.022 | 311.2256 | 233.2718 | 303.5329 | 359.0344 | 265.438
4784 | 8 | 200 | 7 | 236.7981 | 108.7589 | 264.0512 | 305.798 | 229.2541 | 183.938 | 245.7197 | 204.4871 | 123.6798 | 254.5162 | 312.1076 | 260.2336 | 187.0986 | 203.2917 | 239.6654 | 308.612 | 228.3317 | 274.6108 | 361.9922 | 249.949
4785 | 9 | 200 | 7 | 229.0904 | 108.89 | 258.8875 | 298.4659 | 228.6047 | 175.7208 | 239.7261 | 203.8739 | 121.4326 | 246.0035 | 308.6903 | 253.6873 | 183.5806 | 205.6636 | 240.6127 | 318.7469 | 231.6442 | 257.3416 | 359.9413 | 241.1192
4786 | 10 | 200 | 7 | 226.8541 | 107.8685 | 265.8157 | 319.6877 | 226.321 | 176.3687 | 237.6473 | 200.5865 | 124.1874 | 251.5427 | 315.4923 | 255.9137 | 184.4417 | 203.4739 | 247.9222 | 319.9398 | 230.5385 | 276.2929 | 364.4034 | 239.8122
4787 | 11 | 200 | 7 | 217.719 | 106.4562 | 276.1918 | 336.4464 | 224.7757 | 179.0596 | 243.1549 | 194.366 | 127.0922 | 258.4454 | 317.298 | 257.2972 | 178.6022 | 204.3386 | 259.2582 | 318.4226 | 231.3313 | 293.2136 | 366.2267 | 238.7632
4788 | 12 | 200 | 7 | 213.7079 | 107.3002 | 283.0389 | 342.2363 | 219.8985 | 172.5571 | 251.8703 | 196.3999 | 130.207 | 263.156 | 319.957 | 259.943 | 176.7499 | 206.0401 | 258.9693 | 319.0775 | 232.5453 | 302.0197 | 370.5285 | 239.214
4789 | 13 | 200 | 7 | 216.0506 | 106.8079 | 287.4262 | 348.3679 | 223.3751 | 170.8897 | 254.0689 | 192.896 | 134.0802 | 265.0899 | 318.6812 | 257.4479 | 177.9623 | 208.9438 | 261.6082 | 324.283 | 236.3697 | 300.7702 | 372.8607 | 245.8208
4790 | 14 | 200 | 7 | 219.2338 | 106.6318 | 287.8468 | 356.4686 | 225.4572 | 167.394 | 265.7431 | 191.5756 | 145.7875 | 272.2585 | 323.9682 | 260.4894 | 174.4608 | 209.7156 | 260.846 | 327.2433 | 236.7278 | 304.4926 | 379.585 | 255.7036
4791 | 15 | 200 | 7 | 223.7631 | 109.0146 | 283.8366 | 358.877 | 227.5326 | 166.1436 | 270.6027 | 200.9322 | 152.7916 | 286.1747 | 323.9668 | 263.1677 | 171.7125 | 209.6552 | 260.9913 | 330.9611 | 240.1224 | 313.2708 | 386.4061 | 264.0465
4792 | 16 | 200 | 7 | 237.7149 | 114.0848 | 284.7388 | 358.7876 | 239.8609 | 162.6506 | 288.1959 | 214.3818 | 169.9328 | 292.4701 | 328.886 | 270.9361 | 190.4689 | 213.9897 | 267.2922 | 339.1122 | 258.0435 | 328.3327 | 400.1804 | 277.156
4793 | 17 | 200 | 7 | 259.6545 | 127.18 | 296.9764 | 382.0855 | 287.8029 | 188.9934 | 320.7247 | 247.4093 | 208.1494 | 342.8777 | 334.9682 | 292.2404 | 212.702 | 257.1332 | 302.4571 | 363.7835 | 314.8174 | 368.5671 | 426.9998 | 317.0314
4794 | 18 | 200 | 7 | 281.729 | 149.3266 | 338.4421 | 443.726 | 381.9097 | 276.2945 | 343.9593 | 268.8748 | 261.7465 | 427.7215 | 364.7485 | 363.591 | 224.7466 | 329.8996 | 350.6168 | 411.2492 | 404.6665 | 425.7244 | 471.1735 | 394.4432
4795 | 19 | 200 | 7 | 296.6184 | 143.6717 | 349.7553 | 459.4911 | 400.9899 | 319.5918 | 346.2914 | 274.3226 | 266.3336 | 489.8858 | 415.3036 | 471.0072 | 243.4354 | 331.9761 | 367.0919 | 428.1252 | 403.4887 | 475.5186 | 454.9838 | 439.79
4796 | 20 | 200 | 7 | 290.7374 | 138.666 | 336.3982 | 453.5111 | 402.5975 | 314.7299 | 342.9358 | 275.1582 | 244.453 | 454.0464 | 413.3748 | 468.5265 | 229.8242 | 326.3361 | 363.7872 | 434.2559 | 404.8591 | 477.1976 | 444.6829 | 418.7132
4797 | 21 | 200 | 7 | 286.9887 | 148.1994 | 328.7489 | 444.5867 | 414.3308 | 330.7222 | 333.7868 | 273.4107 | 227.9618 | 461.2119 | 414.1653 | 477.0523 | 231.9227 | 327.3805 | 353.1111 | 431.8328 | 411.1943 | 475.2903 | 432.3996 | 423.2285
4798 | 22 | 200 | 7 | 291.3412 | 159.1157 | 332.7413 | 433.1933 | 416.6042 | 343.2831 | 320.3329 | 271.125 | 217.021 | 481.2683 | 423.4845 | 495.1071 | 235.9381 | 352.5593 | 344.5983 | 421.3422 | 415.3099 | 457.2989 | 430.6419 | 453.6748
4799 | 23 | 200 | 7 | 296.7478 | 168.9364 | 314.3145 | 424.8851 | 421.1347 | 374.632 | 307.9288 | 266.8668 | 210.862 | 481.6145 | 412.5246 | 494.1207 | 239.1454 | 373.0405 | 340.4364 | 414.3063 | 421.8531 | 461.6861 | 436.2408 | 454.9854
4800 | 0 | 201 | 7 | 307.7266 | 173.815 | 305.0765 | 452.194 | 431.5329 | 396.494 | 305.1973 | 269.997 | 212.7416 | 483.6198 | 398.9748 | 499.7667 | 238.6215 | 402.9461 | 325.4961 | 415.1368 | 438.345 | 496.9499 | 445.959 | 469.1352
4801 | 1 | 201 | 7 | 313.34 | 174.673 | 299.3977 | 431.0517 | 439.9915 | 410.6674 | 303.9952 | 268.8344 | 213.5069 | 470.5684 | 407.2007 | 504.897 | 235.9532 | 412.5079 | 322.7657 | 411.5559 | 449.6646 | 497.5832 | 455.1246 | 462.5932
4802 | 2 | 201 | 7 | 314.6611 | 175.2706 | 300.5782 | 426.5428 | 442.7976 | 407.3994 | 303.186 | 270.0587 | 209.054 | 470.3272 | 397.5081 | 505.7915 | 242.6083 | 410.4392 | 324.9762 | 411.0793 | 451.189 | 493.5778 | 455.8844 | 463.9359
4803 | 3 | 201 | 7 | 317.6316 | 173.0448 | 307.2198 | 422.9416 | 445.674 | 405.6686 | 303.8633 | 270.4242 | 212.8035 | 475.5732 | 399.3722 | 509.0115 | 245.6781 | 409.831 | 332.6434 | 414.7159 | 454.9383 | 486.9921 | 457.0754 | 464.7499
4804 | 4 | 201 | 7 | 319.6405 | 177.2639 | 310.8066 | 424.1589 | 378.6308 | 371.7838 | 298.6078 | 270.9704 | 202.0547 | 477.4205 | 408.5028 | 517.4499 | 233.4254 | 375.6616 | 346.7408 | 414.6185 | 401.7816 | 484.1331 | 446.9673 | 462.797
4805 | 5 | 201 | 7 | 307.7846 | 114.5136 | 320.6382 | 411.1147 | 261.6807 | 219.5383 | 272.8021 | 245.4868 | 159.3592 | 398.7552 | 374.4651 | 436.3455 | 221.3989 | 260.3991 | 329.5918 | 377.2621 | 277.3819 | 484.7367 | 392.8785 | 437.2936
4806 | 6 | 201 | 7 | 248.218 | 115.2731 | 290.8813 | 327.4684 | 236.484 | 176.457 | 255.8768 | 222.0163 | 137.0444 | 288.2424 | 343.5797 | 294.6558 | 200.6414 | 198.8357 | 274.8866 | 324.3575 | 236.3741 | 380.5681 | 372.4009 | 317.1761
4807 | 7 | 201 | 7 | 245.5732 | 109.2192 | 268.5814 | 302.8829 | 235.031 | 185.6333 | 250.6212 | 205.1692 | 130.6203 | 265.6327 | 321.8738 | 267.2049 | 194.4335 | 203.8172 | 245.022 | 311.2256 | 233.2718 | 303.5329 | 359.0344 | 265.438
4808 | 8 | 201 | 7 | 236.7981 | 108.7589 | 264.0512 | 305.798 | 229.2541 | 183.938 | 245.7197 | 204.4871 | 123.6798 | 254.5162 | 312.1076 | 260.2336 | 187.0986 | 203.2917 | 239.6654 | 308.612 | 228.3317 | 274.6108 | 361.9922 | 249.949
4809 | 9 | 201 | 7 | 229.0904 | 108.89 | 258.8875 | 298.4659 | 228.6047 | 175.7208 | 239.7261 | 203.8739 | 121.4326 | 246.0035 | 308.6903 | 253.6873 | 183.5806 | 205.6636 | 240.6127 | 318.7469 | 231.6442 | 257.3416 | 359.9413 | 241.1192
4810 | 10 | 201 | 7 | 226.8541 | 107.8685 | 265.8157 | 319.6877 | 226.321 | 176.3687 | 237.6473 | 200.5865 | 124.1874 | 251.5427 | 315.4923 | 255.9137 | 184.4417 | 203.4739 | 247.9222 | 319.9398 | 230.5385 | 276.2929 | 364.4034 | 239.8122
4811 | 11 | 201 | 7 | 217.719 | 106.4562 | 276.1918 | 336.4464 | 224.7757 | 179.0596 | 243.1549 | 194.366 | 127.0922 | 258.4454 | 317.298 | 257.2972 | 178.6022 | 204.3386 | 259.2582 | 318.4226 | 231.3313 | 293.2136 | 366.2267 | 238.7632
4812 | 12 | 201 | 7 | 213.7079 | 107.3002 | 283.0389 | 342.2363 | 219.8985 | 172.5571 | 251.8703 | 196.3999 | 130.207 | 263.156 | 319.957 | 259.943 | 176.7499 | 206.0401 | 258.9693 | 319.0775 | 232.5453 | 302.0197 | 370.5285 | 239.214
4813 | 13 | 201 | 7 | 216.0506 | 106.8079 | 287.4262 | 348.3679 | 223.3751 | 170.8897 | 254.0689 | 192.896 | 134.0802 | 265.0899 | 318.6812 | 257.4479 | 177.9623 | 208.9438 | 261.6082 | 324.283 | 236.3697 | 300.7702 | 372.8607 | 245.8208
4814 | 14 | 201 | 7 | 219.2338 | 106.6318 | 287.8468 | 356.4686 | 225.4572 | 167.394 | 265.7431 | 191.5756 | 145.7875 | 272.2585 | 323.9682 | 260.4894 | 174.4608 | 209.7156 | 260.846 | 327.2433 | 236.7278 | 304.4926 | 379.585 | 255.7036
4815 | 15 | 201 | 7 | 223.7631 | 109.0146 | 283.8366 | 358.877 | 227.5326 | 166.1436 | 270.6027 | 200.9322 | 152.7916 | 286.1747 | 323.9668 | 263.1677 | 171.7125 | 209.6552 | 260.9913 | 330.9611 | 240.1224 | 313.2708 | 386.4061 | 264.0465
4816 | 16 | 201 | 7 | 237.7149 | 114.0848 | 284.7388 | 358.7876 | 239.8609 | 162.6506 | 288.1959 | 214.3818 | 169.9328 | 292.4701 | 328.886 | 270.9361 | 190.4689 | 213.9897 | 267.2922 | 339.1122 | 258.0435 | 328.3327 | 400.1804 | 277.156
4817 | 17 | 201 | 7 | 259.6545 | 127.18 | 296.9764 | 382.0855 | 287.8029 | 188.9934 | 320.7247 | 247.4093 | 208.1494 | 342.8777 | 334.9682 | 292.2404 | 212.702 | 257.1332 | 302.4571 | 363.7835 | 314.8174 | 368.5671 | 426.9998 | 317.0314
4818 | 18 | 201 | 7 | 281.729 | 149.3266 | 338.4421 | 443.726 | 381.9097 | 276.2945 | 343.9593 | 268.8748 | 261.7465 | 427.7215 | 364.7485 | 363.591 | 224.7466 | 329.8996 | 350.6168 | 411.2492 | 404.6665 | 425.7244 | 471.1735 | 394.4432
4819 | 19 | 201 | 7 | 296.6184 | 143.6717 | 349.7553 | 459.4911 | 400.9899 | 319.5918 | 346.2914 | 274.3226 | 266.3336 | 489.8858 | 415.3036 | 471.0072 | 243.4354 | 331.9761 | 367.0919 | 428.1252 | 403.4887 | 475.5186 | 454.9838 | 439.79
4820 | 20 | 201 | 7 | 290.7374 | 138.666 | 336.3982 | 453.5111 | 402.5975 | 314.7299 | 342.9358 | 275.1582 | 244.453 | 454.0464 | 413.3748 | 468.5265 | 229.8242 | 326.3361 | 363.7872 | 434.2559 | 404.8591 | 477.1976 | 444.6829 | 418.7132
4821 | 21 | 201 | 7 | 286.9887 | 148.1994 | 328.7489 | 444.5867 | 414.3308 | 330.7222 | 333.7868 | 273.4107 | 227.9618 | 461.2119 | 414.1653 | 477.0523 | 231.9227 | 327.3805 | 353.1111 | 431.8328 | 411.1943 | 475.2903 | 432.3996 | 423.2285
4822 | 22 | 201 | 7 | 291.3412 | 159.1157 | 332.7413 | 433.1933 | 416.6042 | 343.2831 | 320.3329 | 271.125 | 217.021 | 481.2683 | 423.4845 | 495.1071 | 235.9381 | 352.5593 | 344.5983 | 421.3422 | 415.3099 | 457.2989 | 430.6419 | 453.6748
4823 | 23 | 201 | 7 | 296.7478 | 168.9364 | 314.3145 | 424.8851 | 421.1347 | 374.632 | 307.9288 | 266.8668 | 210.862 | 481.6145 | 412.5246 | 494.1207 | 239.1454 | 373.0405 | 340.4364 | 414.3063 | 421.8531 | 461.6861 | 436.2408 | 454.9854
4824 | 0 | 202 | 7 | 307.7266 | 173.815 | 305.0765 | 452.194 | 431.5329 | 396.494 | 305.1973 | 269.997 | 212.7416 | 483.6198 | 398.9748 | 499.7667 | 238.6215 | 402.9461 | 325.4961 | 415.1368 | 438.345 | 496.9499 | 445.959 | 469.1352
4825 | 1 | 202 | 7 | 313.34 | 174.673 | 299.3977 | 431.0517 | 439.9915 | 410.6674 | 303.9952 | 268.8344 | 213.5069 | 470.5684 | 407.2007 | 504.897 | 235.9532 | 412.5079 | 322.7657 | 411.5559 | 449.6646 | 497.5832 | 455.1246 | 462.5932
4826 | 2 | 202 | 7 | 314.6611 | 175.2706 | 300.5782 | 426.5428 | 442.7976 | 407.3994 | 303.186 | 270.0587 | 209.054 | 470.3272 | 397.5081 | 505.7915 | 242.6083 | 410.4392 | 324.9762 | 411.0793 | 451.189 | 493.5778 | 455.8844 | 463.9359
4827 | 3 | 202 | 7 | 317.6316 | 173.0448 | 307.2198 | 422.9416 | 445.674 | 405.6686 | 303.8633 | 270.4242 | 212.8035 | 475.5732 | 399.3722 | 509.0115 | 245.6781 | 409.831 | 332.6434 | 414.7159 | 454.9383 | 486.9921 | 457.0754 | 464.7499
4828 | 4 | 202 | 7 | 319.6405 | 177.2639 | 310.8066 | 424.1589 | 378.6308 | 371.7838 | 298.6078 | 270.9704 | 202.0547 | 477.4205 | 408.5028 | 517.4499 | 233.4254 | 375.6616 | 346.7408 | 414.6185 | 401.7816 | 484.1331 | 446.9673 | 462.797
4829 | 5 | 202 | 7 | 307.7846 | 114.5136 | 320.6382 | 411.1147 | 261.6807 | 219.5383 | 272.8021 | 245.4868 | 159.3592 | 398.7552 | 374.4651 | 436.3455 | 221.3989 | 260.3991 | 329.5918 | 377.2621 | 277.3819 | 484.7367 | 392.8785 | 437.2936
4830 | 6 | 202 | 7 | 248.218 | 115.2731 | 290.8813 | 327.4684 | 236.484 | 176.457 | 255.8768 | 222.0163 | 137.0444 | 288.2424 | 343.5797 | 294.6558 | 200.6414 | 198.8357 | 274.8866 | 324.3575 | 236.3741 | 380.5681 | 372.4009 | 317.1761
4831 | 7 | 202 | 7 | 245.5732 | 109.2192 | 268.5814 | 302.8829 | 235.031 | 185.6333 | 250.6212 | 205.1692 | 130.6203 | 265.6327 | 321.8738 | 267.2049 | 194.4335 | 203.8172 | 245.022 | 311.2256 | 233.2718 | 303.5329 | 359.0344 | 265.438
4832 | 8 | 202 | 7 | 236.7981 | 108.7589 | 264.0512 | 305.798 | 229.2541 | 183.938 | 245.7197 | 204.4871 | 123.6798 | 254.5162 | 312.1076 | 260.2336 | 187.0986 | 203.2917 | 239.6654 | 308.612 | 228.3317 | 274.6108 | 361.9922 | 249.949
4833 | 9 | 202 | 7 | 229.0904 | 108.89 | 258.8875 | 298.4659 | 228.6047 | 175.7208 | 239.7261 | 203.8739 | 121.4326 | 246.0035 | 308.6903 | 253.6873 | 183.5806 | 205.6636 | 240.6127 | 318.7469 | 231.6442 | 257.3416 | 359.9413 | 241.1192
4834 | 10 | 202 | 7 | 226.8541 | 107.8685 | 265.8157 | 319.6877 | 226.321 | 176.3687 | 237.6473 | 200.5865 | 124.1874 | 251.5427 | 315.4923 | 255.9137 | 184.4417 | 203.4739 | 247.9222 | 319.9398 | 230.5385 | 276.2929 | 364.4034 | 239.8122
4835 | 11 | 202 | 7 | 217.719 | 106.4562 | 276.1918 | 336.4464 | 224.7757 | 179.0596 | 243.1549 | 194.366 | 127.0922 | 258.4454 | 317.298 | 257.2972 | 178.6022 | 204.3386 | 259.2582 | 318.4226 | 231.3313 | 293.2136 | 366.2267 | 238.7632
4836 | 12 | 202 | 7 | 213.7079 | 107.3002 | 283.0389 | 342.2363 | 219.8985 | 172.5571 | 251.8703 | 196.3999 | 130.207 | 263.156 | 319.957 | 259.943 | 176.7499 | 206.0401 | 258.9693 | 319.0775 | 232.5453 | 302.0197 | 370.5285 | 239.214
4837 | 13 | 202 | 7 | 216.0506 | 106.8079 | 287.4262 | 348.3679 | 223.3751 | 170.8897 | 254.0689 | 192.896 | 134.0802 | 265.0899 | 318.6812 | 257.4479 | 177.9623 | 208.9438 | 261.6082 | 324.283 | 236.3697 | 300.7702 | 372.8607 | 245.8208
4838 | 14 | 202 | 7 | 219.2338 | 106.6318 | 287.8468 | 356.4686 | 225.4572 | 167.394 | 265.7431 | 191.5756 | 145.7875 | 272.2585 | 323.9682 | 260.4894 | 174.4608 | 209.7156 | 260.846 | 327.2433 | 236.7278 | 304.4926 | 379.585 | 255.7036
4839 | 15 | 202 | 7 | 223.7631 | 109.0146 | 283.8366 | 358.877 | 227.5326 | 166.1436 | 270.6027 | 200.9322 | 152.7916 | 286.1747 | 323.9668 | 263.1677 | 171.7125 | 209.6552 | 260.9913 | 330.9611 | 240.1224 | 313.2708 | 386.4061 | 264.0465
4840 | 16 | 202 | 7 | 237.7149 | 114.0848 | 284.7388 | 358.7876 | 239.8609 | 162.6506 | 288.1959 | 214.3818 | 169.9328 | 292.4701 | 328.886 | 270.9361 | 190.4689 | 213.9897 | 267.2922 | 339.1122 | 258.0435 | 328.3327 | 400.1804 | 277.156
4841 | 17 | 202 | 7 | 259.6545 | 127.18 | 296.9764 | 382.0855 | 287.8029 | 188.9934 | 320.7247 | 247.4093 | 208.1494 | 342.8777 | 334.9682 | 292.2404 | 212.702 | 257.1332 | 302.4571 | 363.7835 | 314.8174 | 368.5671 | 426.9998 | 317.0314
4842 | 18 | 202 | 7 | 281.729 | 149.3266 | 338.4421 | 443.726 | 381.9097 | 276.2945 | 343.9593 | 268.8748 | 261.7465 | 427.7215 | 364.7485 | 363.591 | 224.7466 | 329.8996 | 350.6168 | 411.2492 | 404.6665 | 425.7244 | 471.1735 | 394.4432
4843 | 19 | 202 | 7 | 296.6184 | 143.6717 | 349.7553 | 459.4911 | 400.9899 | 319.5918 | 346.2914 | 274.3226 | 266.3336 | 489.8858 | 415.3036 | 471.0072 | 243.4354 | 331.9761 | 367.0919 | 428.1252 | 403.4887 | 475.5186 | 454.9838 | 439.79
4844 | 20 | 202 | 7 | 290.7374 | 138.666 | 336.3982 | 453.5111 | 402.5975 | 314.7299 | 342.9358 | 275.1582 | 244.453 | 454.0464 | 413.3748 | 468.5265 | 229.8242 | 326.3361 | 363.7872 | 434.2559 | 404.8591 | 477.1976 | 444.6829 | 418.7132
4845 | 21 | 202 | 7 | 286.9887 | 148.1994 | 328.7489 | 444.5867 | 414.3308 | 330.7222 | 333.7868 | 273.4107 | 227.9618 | 461.2119 | 414.1653 | 477.0523 | 231.9227 | 327.3805 | 353.1111 | 431.8328 | 411.1943 | 475.2903 | 432.3996 | 423.2285
4846 | 22 | 202 | 7 | 291.3412 | 159.1157 | 332.7413 | 433.1933 | 416.6042 | 343.2831 | 320.3329 | 271.125 | 217.021 | 481.2683 | 423.4845 | 495.1071 | 235.9381 | 352.5593 | 344.5983 | 421.3422 | 415.3099 | 457.2989 | 430.6419 | 453.6748
4847 | 23 | 202 | 7 | 296.7478 | 168.9364 | 314.3145 | 424.8851 | 421.1347 | 374.632 | 307.9288 | 266.8668 | 210.862 | 481.6145 | 412.5246 | 494.1207 | 239.1454 | 373.0405 | 340.4364 | 414.3063 | 421.8531 | 461.6861 | 436.2408 | 454.9854
4848 | 0 | 203 | 7 | 307.7266 | 173.815 | 305.0765 | 452.194 | 431.5329 | 396.494 | 305.1973 | 269.997 | 212.7416 | 483.6198 | 398.9748 | 499.7667 | 238.6215 | 402.9461 | 325.4961 | 415.1368 | 438.345 | 496.9499 | 445.959 | 469.1352
4849 | 1 | 203 | 7 | 313.34 | 174.673 | 299.3977 | 431.0517 | 439.9915 | 410.6674 | 303.9952 | 268.8344 | 213.5069 | 470.5684 | 407.2007 | 504.897 | 235.9532 | 412.5079 | 322.7657 | 411.5559 | 449.6646 | 497.5832 | 455.1246 | 462.5932
4850 | 2 | 203 | 7 | 314.6611 | 175.2706 | 300.5782 | 426.5428 | 442.7976 | 407.3994 | 303.186 | 270.0587 | 209.054 | 470.3272 | 397.5081 | 505.7915 | 242.6083 | 410.4392 | 324.9762 | 411.0793 | 451.189 | 493.5778 | 455.8844 | 463.9359
4851 | 3 | 203 | 7 | 317.6316 | 173.0448 | 307.2198 | 422.9416 | 445.674 | 405.6686 | 303.8633 | 270.4242 | 212.8035 | 475.5732 | 399.3722 | 509.0115 | 245.6781 | 409.831 | 332.6434 | 414.7159 | 454.9383 | 486.9921 | 457.0754 | 464.7499
4852 | 4 | 203 | 7 | 319.6405 | 177.2639 | 310.8066 | 424.1589 | 378.6308 | 371.7838 | 298.6078 | 270.9704 | 202.0547 | 477.4205 | 408.5028 | 517.4499 | 233.4254 | 375.6616 | 346.7408 | 414.6185 | 401.7816 | 484.1331 | 446.9673 | 462.797
4853 | 5 | 203 | 7 | 307.7846 | 114.5136 | 320.6382 | 411.1147 | 261.6807 | 219.5383 | 272.8021 | 245.4868 | 159.3592 | 398.7552 | 374.4651 | 436.3455 | 221.3989 | 260.3991 | 329.5918 | 377.2621 | 277.3819 | 484.7367 | 392.8785 | 437.2936
4854 | 6 | 203 | 7 | 248.218 | 115.2731 | 290.8813 | 327.4684 | 236.484 | 176.457 | 255.8768 | 222.0163 | 137.0444 | 288.2424 | 343.5797 | 294.6558 | 200.6414 | 198.8357 | 274.8866 | 324.3575 | 236.3741 | 380.5681 | 372.4009 | 317.1761
4855 | 7 | 203 | 7 | 245.5732 | 109.2192 | 268.5814 | 302.8829 | 235.031 | 185.6333 | 250.6212 | 205.1692 | 130.6203 | 265.6327 | 321.8738 | 267.2049 | 194.4335 | 203.8172 | 245.022 | 311.2256 | 233.2718 | 303.5329 | 359.0344 | 265.438
4856 | 8 | 203 | 7 | 236.7981 | 108.7589 | 264.0512 | 305.798 | 229.2541 | 183.938 | 245.7197 | 204.4871 | 123.6798 | 254.5162 | 312.1076 | 260.2336 | 187.0986 | 203.2917 | 239.6654 | 308.612 | 228.3317 | 274.6108 | 361.9922 | 249.949
4857 | 9 | 203 | 7 | 229.0904 | 108.89 | 258.8875 | 298.4659 | 228.6047 | 175.7208 | 239.7261 | 203.8739 | 121.4326 | 246.0035 | 308.6903 | 253.6873 | 183.5806 | 205.6636 | 240.6127 | 318.7469 | 231.6442 | 257.3416 | 359.9413 | 241.1192
4858 | 10 | 203 | 7 | 226.8541 | 107.8685 | 265.8157 | 319.6877 | 226.321 | 176.3687 | 237.6473 | 200.5865 | 124.1874 | 251.5427 | 315.4923 | 255.9137 | 184.4417 | 203.4739 | 247.9222 | 319.9398 | 230.5385 | 276.2929 | 364.4034 | 239.8122
4859 | 11 | 203 | 7 | 217.719 | 106.4562 | 276.1918 | 336.4464 | 224.7757 | 179.0596 | 243.1549 | 194.366 | 127.0922 | 258.4454 | 317.298 | 257.2972 | 178.6022 | 204.3386 | 259.2582 | 318.4226 | 231.3313 | 293.2136 | 366.2267 | 238.7632
4860 | 12 | 203 | 7 | 213.7079 | 107.3002 | 283.0389 | 342.2363 | 219.8985 | 172.5571 | 251.8703 | 196.3999 | 130.207 | 263.156 | 319.957 | 259.943 | 176.7499 | 206.0401 | 258.9693 | 319.0775 | 232.5453 | 302.0197 | 370.5285 | 239.214
4861 | 13 | 203 | 7 | 216.0506 | 106.8079 | 287.4262 | 348.3679 | 223.3751 | 170.8897 | 254.0689 | 192.896 | 134.0802 | 265.0899 | 318.6812 | 257.4479 | 177.9623 | 208.9438 | 261.6082 | 324.283 | 236.3697 | 300.7702 | 372.8607 | 245.8208
4862 | 14 | 203 | 7 | 219.2338 | 106.6318 | 287.8468 | 356.4686 | 225.4572 | 167.394 | 265.7431 | 191.5756 | 145.7875 | 272.2585 | 323.9682 | 260.4894 | 174.4608 | 209.7156 | 260.846 | 327.2433 | 236.7278 | 304.4926 | 379.585 | 255.7036
4863 | 15 | 203 | 7 | 223.7631 | 109.0146 | 283.8366 | 358.877 | 227.5326 | 166.1436 | 270.6027 | 200.9322 | 152.7916 | 286.1747 | 323.9668 | 263.1677 | 171.7125 | 209.6552 | 260.9913 | 330.9611 | 240.1224 | 313.2708 | 386.4061 | 264.0465
4864 | 16 | 203 | 7 | 237.7149 | 114.0848 | 284.7388 | 358.7876 | 239.8609 | 162.6506 | 288.1959 | 214.3818 | 169.9328 | 292.4701 | 328.886 | 270.9361 | 190.4689 | 213.9897 | 267.2922 | 339.1122 | 258.0435 | 328.3327 | 400.1804 | 277.156
4865 | 17 | 203 | 7 | 259.6545 | 127.18 | 296.9764 | 382.0855 | 287.8029 | 188.9934 | 320.7247 | 247.4093 | 208.1494 | 342.8777 | 334.9682 | 292.2404 | 212.702 | 257.1332 | 302.4571 | 363.7835 | 314.8174 | 368.5671 | 426.9998 | 317.0314
4866 | 18 | 203 | 7 | 281.729 | 149.3266 | 338.4421 | 443.726 | 381.9097 | 276.2945 | 343.9593 | 268.8748 | 261.7465 | 427.7215 | 364.7485 | 363.591 | 224.7466 | 329.8996 | 350.6168 | 411.2492 | 404.6665 | 425.7244 | 471.1735 | 394.4432
4867 | 19 | 203 | 7 | 296.6184 | 143.6717 | 349.7553 | 459.4911 | 400.9899 | 319.5918 | 346.2914 | 274.3226 | 266.3336 | 489.8858 | 415.3036 | 471.0072 | 243.4354 | 331.9761 | 367.0919 | 428.1252 | 403.4887 | 475.5186 | 454.9838 | 439.79
4868 | 20 | 203 | 7 | 290.7374 | 138.666 | 336.3982 | 453.5111 | 402.5975 | 314.7299 | 342.9358 | 275.1582 | 244.453 | 454.0464 | 413.3748 | 468.5265 | 229.8242 | 326.3361 | 363.7872 | 434.2559 | 404.8591 | 477.1976 | 444.6829 | 418.7132
4869 | 21 | 203 | 7 | 286.9887 | 148.1994 | 328.7489 | 444.5867 | 414.3308 | 330.7222 | 333.7868 | 273.4107 | 227.9618 | 461.2119 | 414.1653 | 477.0523 | 231.9227 | 327.3805 | 353.1111 | 431.8328 | 411.1943 | 475.2903 | 432.3996 | 423.2285
4870 | 22 | 203 | 7 | 291.3412 | 159.1157 | 332.7413 | 433.1933 | 416.6042 | 343.2831 | 320.3329 | 271.125 | 217.021 | 481.2683 | 423.4845 | 495.1071 | 235.9381 | 352.5593 | 344.5983 | 421.3422 | 415.3099 | 457.2989 | 430.6419 | 453.6748
4871 | 23 | 203 | 7 | 296.7478 | 168.9364 | 314.3145 | 424.8851 | 421.1347 | 374.632 | 307.9288 | 266.8668 | 210.862 | 481.6145 | 412.5246 | 494.1207 | 239.1454 | 373.0405 | 340.4364 | 414.3063 | 421.8531 | 461.6861 | 436.2408 | 454.9854
4872 | 0 | 204 | 7 | 307.7266 | 173.815 | 305.0765 | 452.194 | 431.5329 | 396.494 | 305.1973 | 269.997 | 212.7416 | 483.6198 | 398.9748 | 499.7667 | 238.6215 | 402.9461 | 325.4961 | 415.1368 | 438.345 | 496.9499 | 445.959 | 469.1352
4873 | 1 | 204 | 7 | 313.34 | 174.673 | 299.3977 | 431.0517 | 439.9915 | 410.6674 | 303.9952 | 268.8344 | 213.5069 | 470.5684 | 407.2007 | 504.897 | 235.9532 | 412.5079 | 322.7657 | 411.5559 | 449.6646 | 497.5832 | 455.1246 | 462.5932
4874 | 2 | 204 | 7 | 314.6611 | 175.2706 | 300.5782 | 426.5428 | 442.7976 | 407.3994 | 303.186 | 270.0587 | 209.054 | 470.3272 | 397.5081 | 505.7915 | 242.6083 | 410.4392 | 324.9762 | 411.0793 | 451.189 | 493.5778 | 455.8844 | 463.9359
4875 | 3 | 204 | 7 | 317.6316 | 173.0448 | 307.2198 | 422.9416 | 445.674 | 405.6686 | 303.8633 | 270.4242 | 212.8035 | 475.5732 | 399.3722 | 509.0115 | 245.6781 | 409.831 | 332.6434 | 414.7159 | 454.9383 | 486.9921 | 457.0754 | 464.7499
4876 | 4 | 204 | 7 | 319.6405 | 177.2639 | 310.8066 | 424.1589 | 378.6308 | 371.7838 | 298.6078 | 270.9704 | 202.0547 | 477.4205 | 408.5028 | 517.4499 | 233.4254 | 375.6616 | 346.7408 | 414.6185 | 401.7816 | 484.1331 | 446.9673 | 462.797
4877 | 5 | 204 | 7 | 307.7846 | 114.5136 | 320.6382 | 411.1147 | 261.6807 | 219.5383 | 272.8021 | 245.4868 | 159.3592 | 398.7552 | 374.4651 | 436.3455 | 221.3989 | 260.3991 | 329.5918 | 377.2621 | 277.3819 | 484.7367 | 392.8785 | 437.2936
4878 | 6 | 204 | 7 | 248.218 | 115.2731 | 290.8813 | 327.4684 | 236.484 | 176.457 | 255.8768 | 222.0163 | 137.0444 | 288.2424 | 343.5797 | 294.6558 | 200.6414 | 198.8357 | 274.8866 | 324.3575 | 236.3741 | 380.5681 | 372.4009 | 317.1761
4879 | 7 | 204 | 7 | 245.5732 | 109.2192 | 268.5814 | 302.8829 | 235.031 | 185.6333 | 250.6212 | 205.1692 | 130.6203 | 265.6327 | 321.8738 | 267.2049 | 194.4335 | 203.8172 | 245.022 | 311.2256 | 233.2718 | 303.5329 | 359.0344 | 265.438
4880 | 8 | 204 | 7 | 236.7981 | 108.7589 | 264.0512 | 305.798 | 229.2541 | 183.938 | 245.7197 | 204.4871 | 123.6798 | 254.5162 | 312.1076 | 260.2336 | 187.0986 | 203.2917 | 239.6654 | 308.612 | 228.3317 | 274.6108 | 361.9922 | 249.949
4881 | 9 | 204 | 7 | 229.0904 | 108.89 | 258.8875 | 298.4659 | 228.6047 | 175.7208 | 239.7261 | 203.8739 | 121.4326 | 246.0035 | 308.6903 | 253.6873 | 183.5806 | 205.6636 | 240.6127 | 318.7469 | 231.6442 | 257.3416 | 359.9413 | 241.1192
4882 | 10 | 204 | 7 | 226.8541 | 107.8685 | 265.8157 | 319.6877 | 226.321 | 176.3687 | 237.6473 | 200.5865 | 124.1874 | 251.5427 | 315.4923 | 255.9137 | 184.4417 | 203.4739 | 247.9222 | 319.9398 | 230.5385 | 276.2929 | 364.4034 | 239.8122
4883 | 11 | 204 | 7 | 217.719 | 106.4562 | 276.1918 | 336.4464 | 224.7757 | 179.0596 | 243.1549 | 194.366 | 127.0922 | 258.4454 | 317.298 | 257.2972 | 178.6022 | 204.3386 | 259.2582 | 318.4226 | 231.3313 | 293.2136 | 366.2267 | 238.7632
4884 | 12 | 204 | 7 | 213.7079 | 107.3002 | 283.0389 | 342.2363 | 219.8985 | 172.5571 | 251.8703 | 196.3999 | 130.207 | 263.156 | 319.957 | 259.943 | 176.7499 | 206.0401 | 258.9693 | 319.0775 | 232.5453 | 302.0197 | 370.5285 | 239.214
4885 | 13 | 204 | 7 | 216.0506 | 106.8079 | 287.4262 | 348.3679 | 223.3751 | 170.8897 | 254.0689 | 192.896 | 134.0802 | 265.0899 | 318.6812 | 257.4479 | 177.9623 | 208.9438 | 261.6082 | 324.283 | 236.3697 | 300.7702 | 372.8607 | 245.8208
4886 | 14 | 204 | 7 | 219.2338 | 106.6318 | 287.8468 | 356.4686 | 225.4572 | 167.394 | 265.7431 | 191.5756 | 145.7875 | 272.2585 | 323.9682 | 260.4894 | 174.4608 | 209.7156 | 260.846 | 327.2433 | 236.7278 | 304.4926 | 379.585 | 255.7036
4887 | 15 | 204 | 7 | 223.7631 | 109.0146 | 283.8366 | 358.877 | 227.5326 | 166.1436 | 270.6027 | 200.9322 | 152.7916 | 286.1747 | 323.9668 | 263.1677 | 171.7125 | 209.6552 | 260.9913 | 330.9611 | 240.1224 | 313.2708 | 386.4061 | 264.0465
4888 | 16 | 204 | 7 | 237.7149 | 114.0848 | 284.7388 | 358.7876 | 239.8609 | 162.6506 | 288.1959 | 214.3818 | 169.9328 | 292.4701 | 328.886 | 270.9361 | 190.4689 | 213.9897 | 267.2922 | 339.1122 | 258.0435 | 328.3327 | 400.1804 | 277.156
4889 | 17 | 204 | 7 | 259.6545 | 127.18 | 296.9764 | 382.0855 | 287.8029 | 188.9934 | 320.7247 | 247.4093 | 208.1494 | 342.8777 | 334.9682 | 292.2404 | 212.702 | 257.1332 | 302.4571 | 363.7835 | 314.8174 | 368.5671 | 426.9998 | 317.0314
4890 | 18 | 204 | 7 | 281.729 | 149.3266 | 338.4421 | 443.726 | 381.9097 | 276.2945 | 343.9593 | 268.8748 | 261.7465 | 427.7215 | 364.7485 | 363.591 | 224.7466 | 329.8996 | 350.6168 | 411.2492 | 404.6665 | 425.7244 | 471.1735 | 394.4432
4891 | 19 | 204 | 7 | 296.6184 | 143.6717 | 349.7553 | 459.4911 | 400.9899 | 319.5918 | 346.2914 | 274.3226 | 266.3336 | 489.8858 | 415.3036 | 471.0072 | 243.4354 | 331.9761 | 367.0919 | 428.1252 | 403.4887 | 475.5186 | 454.9838 | 439.79
4892 | 20 | 204 | 7 | 290.7374 | 138.666 | 336.3982 | 453.5111 | 402.5975 | 314.7299 | 342.9358 | 275.1582 | 244.453 | 454.0464 | 413.3748 | 468.5265 | 229.8242 | 326.3361 | 363.7872 | 434.2559 | 404.8591 | 477.1976 | 444.6829 | 418.7132
4893 | 21 | 204 | 7 | 286.9887 | 148.1994 | 328.7489 | 444.5867 | 414.3308 | 330.7222 | 333.7868 | 273.4107 | 227.9618 | 461.2119 | 414.1653 | 477.0523 | 231.9227 | 327.3805 | 353.1111 | 431.8328 | 411.1943 | 475.2903 | 432.3996 | 423.2285
4894 | 22 | 204 | 7 | 291.3412 | 159.1157 | 332.7413 | 433.1933 | 416.6042 | 343.2831 | 320.3329 | 271.125 | 217.021 | 481.2683 | 423.4845 | 495.1071 | 235.9381 | 352.5593 | 344.5983 | 421.3422 | 415.3099 | 457.2989 | 430.6419 | 453.6748
4895 | 23 | 204 | 7 | 296.7478 | 168.9364 | 314.3145 | 424.8851 | 421.1347 | 374.632 | 307.9288 | 266.8668 | 210.862 | 481.6145 | 412.5246 | 494.1207 | 239.1454 | 373.0405 | 340.4364 | 414.3063 | 421.8531 | 461.6861 | 436.2408 | 454.9854
4896 | 0 | 205 | 7 | 307.7266 | 173.815 | 305.0765 | 452.194 | 431.5329 | 396.494 | 305.1973 | 269.997 | 212.7416 | 483.6198 | 398.9748 | 499.7667 | 238.6215 | 402.9461 | 325.4961 | 415.1368 | 438.345 | 496.9499 | 445.959 | 469.1352
4897 | 1 | 205 | 7 | 313.34 | 174.673 | 299.3977 | 431.0517 | 439.9915 | 410.6674 | 303.9952 | 268.8344 | 213.5069 | 470.5684 | 407.2007 | 504.897 | 235.9532 | 412.5079 | 322.7657 | 411.5559 | 449.6646 | 497.5832 | 455.1246 | 462.5932
4898 | 2 | 205 | 7 | 314.6611 | 175.2706 | 300.5782 | 426.5428 | 442.7976 | 407.3994 | 303.186 | 270.0587 | 209.054 | 470.3272 | 397.5081 | 505.7915 | 242.6083 | 410.4392 | 324.9762 | 411.0793 | 451.189 | 493.5778 | 455.8844 | 463.9359
4899 | 3 | 205 | 7 | 317.6316 | 173.0448 | 307.2198 | 422.9416 | 445.674 | 405.6686 | 303.8633 | 270.4242 | 212.8035 | 475.5732 | 399.3722 | 509.0115 | 245.6781 | 409.831 | 332.6434 | 414.7159 | 454.9383 | 486.9921 | 457.0754 | 464.7499
4900 | 4 | 205 | 7 | 319.6405 | 177.2639 | 310.8066 | 424.1589 | 378.6308 | 371.7838 | 298.6078 | 270.9704 | 202.0547 | 477.4205 | 408.5028 | 517.4499 | 233.4254 | 375.6616 | 346.7408 | 414.6185 | 401.7816 | 484.1331 | 446.9673 | 462.797
4901 | 5 | 205 | 7 | 307.7846 | 114.5136 | 320.6382 | 411.1147 | 261.6807 | 219.5383 | 272.8021 | 245.4868 | 159.3592 | 398.7552 | 374.4651 | 436.3455 | 221.3989 | 260.3991 | 329.5918 | 377.2621 | 277.3819 | 484.7367 | 392.8785 | 437.2936
4902 | 6 | 205 | 7 | 248.218 | 115.2731 | 290.8813 | 327.4684 | 236.484 | 176.457 | 255.8768 | 222.0163 | 137.0444 | 288.2424 | 343.5797 | 294.6558 | 200.6414 | 198.8357 | 274.8866 | 324.3575 | 236.3741 | 380.5681 | 372.4009 | 317.1761
4903 | 7 | 205 | 7 | 245.5732 | 109.2192 | 268.5814 | 302.8829 | 235.031 | 185.6333 | 250.6212 | 205.1692 | 130.6203 | 265.6327 | 321.8738 | 267.2049 | 194.4335 | 203.8172 | 245.022 | 311.2256 | 233.2718 | 303.5329 | 359.0344 | 265.438
4904 | 8 | 205 | 7 | 236.7981 | 108.7589 | 264.0512 | 305.798 | 229.2541 | 183.938 | 245.7197 | 204.4871 | 123.6798 | 254.5162 | 312.1076 | 260.2336 | 187.0986 | 203.2917 | 239.6654 | 308.612 | 228.3317 | 274.6108 | 361.9922 | 249.949
4905 | 9 | 205 | 7 | 229.0904 | 108.89 | 258.8875 | 298.4659 | 228.6047 | 175.7208 | 239.7261 | 203.8739 | 121.4326 | 246.0035 | 308.6903 | 253.6873 | 183.5806 | 205.6636 | 240.6127 | 318.7469 | 231.6442 | 257.3416 | 359.9413 | 241.1192
4906 | 10 | 205 | 7 | 226.8541 | 107.8685 | 265.8157 | 319.6877 | 226.321 | 176.3687 | 237.6473 | 200.5865 | 124.1874 | 251.5427 | 315.4923 | 255.9137 | 184.4417 | 203.4739 | 247.9222 | 319.9398 | 230.5385 | 276.2929 | 364.4034 | 239.8122
4907 | 11 | 205 | 7 | 217.719 | 106.4562 | 276.1918 | 336.4464 | 224.7757 | 179.0596 | 243.1549 | 194.366 | 127.0922 | 258.4454 | 317.298 | 257.2972 | 178.6022 | 204.3386 | 259.2582 | 318.4226 | 231.3313 | 293.2136 | 366.2267 | 238.7632
4908 | 12 | 205 | 7 | 213.7079 | 107.3002 | 283.0389 | 342.2363 | 219.8985 | 172.5571 | 251.8703 | 196.3999 | 130.207 | 263.156 | 319.957 | 259.943 | 176.7499 | 206.0401 | 258.9693 | 319.0775 | 232.5453 | 302.0197 | 370.5285 | 239.214
4909 | 13 | 205 | 7 | 216.0506 | 106.8079 | 287.4262 | 348.3679 | 223.3751 | 170.8897 | 254.0689 | 192.896 | 134.0802 | 265.0899 | 318.6812 | 257.4479 | 177.9623 | 208.9438 | 261.6082 | 324.283 | 236.3697 | 300.7702 | 372.8607 | 245.8208
4910 | 14 | 205 | 7 | 219.2338 | 106.6318 | 287.8468 | 356.4686 | 225.4572 | 167.394 | 265.7431 | 191.5756 | 145.7875 | 272.2585 | 323.9682 | 260.4894 | 174.4608 | 209.7156 | 260.846 | 327.2433 | 236.7278 | 304.4926 | 379.585 | 255.7036
4911 | 15 | 205 | 7 | 223.7631 | 109.0146 | 283.8366 | 358.877 | 227.5326 | 166.1436 | 270.6027 | 200.9322 | 152.7916 | 286.1747 | 323.9668 | 263.1677 | 171.7125 | 209.6552 | 260.9913 | 330.9611 | 240.1224 | 313.2708 | 386.4061 | 264.0465
4912 | 16 | 205 | 7 | 237.7149 | 114.0848 | 284.7388 | 358.7876 | 239.8609 | 162.6506 | 288.1959 | 214.3818 | 169.9328 | 292.4701 | 328.886 | 270.9361 | 190.4689 | 213.9897 | 267.2922 | 339.1122 | 258.0435 | 328.3327 | 400.1804 | 277.156
4913 | 17 | 205 | 7 | 259.6545 | 127.18 | 296.9764 | 382.0855 | 287.8029 | 188.9934 | 320.7247 | 247.4093 | 208.1494 | 342.8777 | 334.9682 | 292.2404 | 212.702 | 257.1332 | 302.4571 | 363.7835 | 314.8174 | 368.5671 | 426.9998 | 317.0314
4914 | 18 | 205 | 7 | 281.729 | 149.3266 | 338.4421 | 443.726 | 381.9097 | 276.2945 | 343.9593 | 268.8748 | 261.7465 | 427.7215 | 364.7485 | 363.591 | 224.7466 | 329.8996 | 350.6168 | 411.2492 | 404.6665 | 425.7244 | 471.1735 | 394.4432
4915 | 19 | 205 | 7 | 296.6184 | 143.6717 | 349.7553 | 459.4911 | 400.9899 | 319.5918 | 346.2914 | 274.3226 | 266.3336 | 489.8858 | 415.3036 | 471.0072 | 243.4354 | 331.9761 | 367.0919 | 428.1252 | 403.4887 | 475.5186 | 454.9838 | 439.79
4916 | 20 | 205 | 7 | 290.7374 | 138.666 | 336.3982 | 453.5111 | 402.5975 | 314.7299 | 342.9358 | 275.1582 | 244.453 | 454.0464 | 413.3748 | 468.5265 | 229.8242 | 326.3361 | 363.7872 | 434.2559 | 404.8591 | 477.1976 | 444.6829 | 418.7132
4917 | 21 | 205 | 7 | 286.9887 | 148.1994 | 328.7489 | 444.5867 | 414.3308 | 330.7222 | 333.7868 | 273.4107 | 227.9618 | 461.2119 | 414.1653 | 477.0523 | 231.9227 | 327.3805 | 353.1111 | 431.8328 | 411.1943 | 475.2903 | 432.3996 | 423.2285
4918 | 22 | 205 | 7 | 291.3412 | 159.1157 | 332.7413 | 433.1933 | 416.6042 | 343.2831 | 320.3329 | 271.125 | 217.021 | 481.2683 | 423.4845 | 495.1071 | 235.9381 | 352.5593 | 344.5983 | 421.3422 | 415.3099 | 457.2989 | 430.6419 | 453.6748
4919 | 23 | 205 | 7 | 296.7478 | 168.9364 | 314.3145 | 424.8851 | 421.1347 | 374.632 | 307.9288 | 266.8668 | 210.862 | 481.6145 | 412.5246 | 494.1207 | 239.1454 | 373.0405 | 340.4364 | 414.3063 | 421.8531 | 461.6861 | 436.2408 | 454.9854
4920 | 0 | 206 | 7 | 307.7266 | 173.815 | 305.0765 | 452.194 | 431.5329 | 396.494 | 305.1973 | 269.997 | 212.7416 | 483.6198 | 398.9748 | 499.7667 | 238.6215 | 402.9461 | 325.4961 | 415.1368 | 438.345 | 496.9499 | 445.959 | 469.1352
4921 | 1 | 206 | 7 | 313.34 | 174.673 | 299.3977 | 431.0517 | 439.9915 | 410.6674 | 303.9952 | 268.8344 | 213.5069 | 470.5684 | 407.2007 | 504.897 | 235.9532 | 412.5079 | 322.7657 | 411.5559 | 449.6646 | 497.5832 | 455.1246 | 462.5932
4922 | 2 | 206 | 7 | 314.6611 | 175.2706 | 300.5782 | 426.5428 | 442.7976 | 407.3994 | 303.186 | 270.0587 | 209.054 | 470.3272 | 397.5081 | 505.7915 | 242.6083 | 410.4392 | 324.9762 | 411.0793 | 451.189 | 493.5778 | 455.8844 | 463.9359
4923 | 3 | 206 | 7 | 317.6316 | 173.0448 | 307.2198 | 422.9416 | 445.674 | 405.6686 | 303.8633 | 270.4242 | 212.8035 | 475.5732 | 399.3722 | 509.0115 | 245.6781 | 409.831 | 332.6434 | 414.7159 | 454.9383 | 486.9921 | 457.0754 | 464.7499
4924 | 4 | 206 | 7 | 319.6405 | 177.2639 | 310.8066 | 424.1589 | 378.6308 | 371.7838 | 298.6078 | 270.9704 | 202.0547 | 477.4205 | 408.5028 | 517.4499 | 233.4254 | 375.6616 | 346.7408 | 414.6185 | 401.7816 | 484.1331 | 446.9673 | 462.797
4925 | 5 | 206 | 7 | 307.7846 | 114.5136 | 320.6382 | 411.1147 | 261.6807 | 219.5383 | 272.8021 | 245.4868 | 159.3592 | 398.7552 | 374.4651 | 436.3455 | 221.3989 | 260.3991 | 329.5918 | 377.2621 | 277.3819 | 484.7367 | 392.8785 | 437.2936
4926 | 6 | 206 | 7 | 248.218 | 115.2731 | 290.8813 | 327.4684 | 236.484 | 176.457 | 255.8768 | 222.0163 | 137.0444 | 288.2424 | 343.5797 | 294.6558 | 200.6414 | 198.8357 | 274.8866 | 324.3575 | 236.3741 | 380.5681 | 372.4009 | 317.1761
4927 | 7 | 206 | 7 | 245.5732 | 109.2192 | 268.5814 | 302.8829 | 235.031 | 185.6333 | 250.6212 | 205.1692 | 130.6203 | 265.6327 | 321.8738 | 267.2049 | 194.4335 | 203.8172 | 245.022 | 311.2256 | 233.2718 | 303.5329 | 359.0344 | 265.438
4928 | 8 | 206 | 7 | 236.7981 | 108.7589 | 264.0512 | 305.798 | 229.2541 | 183.938 | 245.7197 | 204.4871 | 123.6798 | 254.5162 | 312.1076 | 260.2336 | 187.0986 | 203.2917 | 239.6654 | 308.612 | 228.3317 | 274.6108 | 361.9922 | 249.949
4929 | 9 | 206 | 7 | 229.0904 | 108.89 | 258.8875 | 298.4659 | 228.6047 | 175.7208 | 239.7261 | 203.8739 | 121.4326 | 246.0035 | 308.6903 | 253.6873 | 183.5806 | 205.6636 | 240.6127 | 318.7469 | 231.6442 | 257.3416 | 359.9413 | 241.1192
4930 | 10 | 206 | 7 | 226.8541 | 107.8685 | 265.8157 | 319.6877 | 226.321 | 176.3687 | 237.6473 | 200.5865 | 124.1874 | 251.5427 | 315.4923 | 255.9137 | 184.4417 | 203.4739 | 247.9222 | 319.9398 | 230.5385 | 276.2929 | 364.4034 | 239.8122
4931 | 11 | 206 | 7 | 217.719 | 106.4562 | 276.1918 | 336.4464 | 224.7757 | 179.0596 | 243.1549 | 194.366 | 127.0922 | 258.4454 | 317.298 | 257.2972 | 178.6022 | 204.3386 | 259.2582 | 318.4226 | 231.3313 | 293.2136 | 366.2267 | 238.7632
4932 | 12 | 206 | 7 | 213.7079 | 107.3002 | 283.0389 | 342.2363 | 219.8985 | 172.5571 | 251.8703 | 196.3999 | 130.207 | 263.156 | 319.957 | 259.943 | 176.7499 | 206.0401 | 258.9693 | 319.0775 | 232.5453 | 302.0197 | 370.5285 | 239.214
4933 | 13 | 206 | 7 | 216.0506 | 106.8079 | 287.4262 | 348.3679 | 223.3751 | 170.8897 | 254.0689 | 192.896 | 134.0802 | 265.0899 | 318.6812 | 257.4479 | 177.9623 | 208.9438 | 261.6082 | 324.283 | 236.3697 | 300.7702 | 372.8607 | 245.8208
4934 | 14 | 206 | 7 | 219.2338 | 106.6318 | 287.8468 | 356.4686 | 225.4572 | 167.394 | 265.7431 | 191.5756 | 145.7875 | 272.2585 | 323.9682 | 260.4894 | 174.4608 | 209.7156 | 260.846 | 327.2433 | 236.7278 | 304.4926 | 379.585 | 255.7036
4935 | 15 | 206 | 7 | 223.7631 | 109.0146 | 283.8366 | 358.877 | 227.5326 | 166.1436 | 270.6027 | 200.9322 | 152.7916 | 286.1747 | 323.9668 | 263.1677 | 171.7125 | 209.6552 | 260.9913 | 330.9611 | 240.1224 | 313.2708 | 386.4061 | 264.0465
4936 | 16 | 206 | 7 | 237.7149 | 114.0848 | 284.7388 | 358.7876 | 239.8609 | 162.6506 | 288.1959 | 214.3818 | 169.9328 | 292.4701 | 328.886 | 270.9361 | 190.4689 | 213.9897 | 267.2922 | 339.1122 | 258.0435 | 328.3327 | 400.1804 | 277.156
4937 | 17 | 206 | 7 | 259.6545 | 127.18 | 296.9764 | 382.0855 | 287.8029 | 188.9934 | 320.7247 | 247.4093 | 208.1494 | 342.8777 | 334.9682 | 292.2404 | 212.702 | 257.1332 | 302.4571 | 363.7835 | 314.8174 | 368.5671 | 426.9998 | 317.0314
4938 | 18 | 206 | 7 | 281.729 | 149.3266 | 338.4421 | 443.726 | 381.9097 | 276.2945 | 343.9593 | 268.8748 | 261.7465 | 427.7215 | 364.7485 | 363.591 | 224.7466 | 329.8996 | 350.6168 | 411.2492 | 404.6665 | 425.7244 | 471.1735 | 394.4432
4939 | 19 | 206 | 7 | 296.6184 | 143.6717 | 349.7553 | 459.4911 | 400.9899 | 319.5918 | 346.2914 | 274.3226 | 266.3336 | 489.8858 | 415.3036 | 471.0072 | 243.4354 | 331.9761 | 367.0919 | 428.1252 | 403.4887 | 475.5186 | 454.9838 | 439.79
4940 | 20 | 206 | 7 | 290.7374 | 138.666 | 336.3982 | 453.5111 | 402.5975 | 314.7299 | 342.9358 | 275.1582 | 244.453 | 454.0464 | 413.3748 | 468.5265 | 229.8242 | 326.3361 | 363.7872 | 434.2559 | 404.8591 | 477.1976 | 444.6829 | 418.7132
4941 | 21 | 206 | 7 | 286.9887 | 148.1994 | 328.7489 | 444.5867 | 414.3308 | 330.7222 | 333.7868 | 273.4107 | 227.9618 | 461.2119 | 414.1653 | 477.0523 | 231.9227 | 327.3805 | 353.1111 | 431.8328 | 411.1943 | 475.2903 | 432.3996 | 423.2285
4942 | 22 | 206 | 7 | 291.3412 | 159.1157 | 332.7413 | 433.1933 | 416.6042 | 343.2831 | 320.3329 | 271.125 | 217.021 | 481.2683 | 423.4845 | 495.1071 | 235.9381 | 352.5593 | 344.5983 | 421.3422 | 415.3099 | 457.2989 | 430.6419 | 453.6748
4943 | 23 | 206 | 7 | 296.7478 | 168.9364 | 314.3145 | 424.8851 | 421.1347 | 374.632 | 307.9288 | 266.8668 | 210.862 | 481.6145 | 412.5246 | 494.1207 | 239.1454 | 373.0405 | 340.4364 | 414.3063 | 421.8531 | 461.6861 | 436.2408 | 454.9854
4944 | 0 | 207 | 7 | 307.7266 | 173.815 | 305.0765 | 452.194 | 431.5329 | 396.494 | 305.1973 | 269.997 | 212.7416 | 483.6198 | 398.9748 | 499.7667 | 238.6215 | 402.9461 | 325.4961 | 415.1368 | 438.345 | 496.9499 | 445.959 | 469.1352
4945 | 1 | 207 | 7 | 313.34 | 174.673 | 299.3977 | 431.0517 | 439.9915 | 410.6674 | 303.9952 | 268.8344 | 213.5069 | 470.5684 | 407.2007 | 504.897 | 235.9532 | 412.5079 | 322.7657 | 411.5559 | 449.6646 | 497.5832 | 455.1246 | 462.5932
4946 | 2 | 207 | 7 | 314.6611 | 175.2706 | 300.5782 | 426.5428 | 442.7976 | 407.3994 | 303.186 | 270.0587 | 209.054 | 470.3272 | 397.5081 | 505.7915 | 242.6083 | 410.4392 | 324.9762 | 411.0793 | 451.189 | 493.5778 | 455.8844 | 463.9359
4947 | 3 | 207 | 7 | 317.6316 | 173.0448 | 307.2198 | 422.9416 | 445.674 | 405.6686 | 303.8633 | 270.4242 | 212.8035 | 475.5732 | 399.3722 | 509.0115 | 245.6781 | 409.831 | 332.6434 | 414.7159 | 454.9383 | 486.9921 | 457.0754 | 464.7499
4948 | 4 | 207 | 7 | 319.6405 | 177.2639 | 310.8066 | 424.1589 | 378.6308 | 371.7838 | 298.6078 | 270.9704 | 202.0547 | 477.4205 | 408.5028 | 517.4499 | 233.4254 | 375.6616 | 346.7408 | 414.6185 | 401.7816 | 484.1331 | 446.9673 | 462.797
4949 | 5 | 207 | 7 | 307.7846 | 114.5136 | 320.6382 | 411.1147 | 261.6807 | 219.5383 | 272.8021 | 245.4868 | 159.3592 | 398.7552 | 374.4651 | 436.3455 | 221.3989 | 260.3991 | 329.5918 | 377.2621 | 277.3819 | 484.7367 | 392.8785 | 437.2936
4950 | 6 | 207 | 7 | 248.218 | 115.2731 | 290.8813 | 327.4684 | 236.484 | 176.457 | 255.8768 | 222.0163 | 137.0444 | 288.2424 | 343.5797 | 294.6558 | 200.6414 | 198.8357 | 274.8866 | 324.3575 | 236.3741 | 380.5681 | 372.4009 | 317.1761
4951 | 7 | 207 | 7 | 245.5732 | 109.2192 | 268.5814 | 302.8829 | 235.031 | 185.6333 | 250.6212 | 205.1692 | 130.6203 | 265.6327 | 321.8738 | 267.2049 | 194.4335 | 203.8172 | 245.022 | 311.2256 | 233.2718 | 303.5329 | 359.0344 | 265.438
4952 | 8 | 207 | 7 | 236.7981 | 108.7589 | 264.0512 | 305.798 | 229.2541 | 183.938 | 245.7197 | 204.4871 | 123.6798 | 254.5162 | 312.1076 | 260.2336 | 187.0986 | 203.2917 | 239.6654 | 308.612 | 228.3317 | 274.6108 | 361.9922 | 249.949
4953 | 9 | 207 | 7 | 229.0904 | 108.89 | 258.8875 | 298.4659 | 228.6047 | 175.7208 | 239.7261 | 203.8739 | 121.4326 | 246.0035 | 308.6903 | 253.6873 | 183.5806 | 205.6636 | 240.6127 | 318.7469 | 231.6442 | 257.3416 | 359.9413 | 241.1192
4954 | 10 | 207 | 7 | 226.8541 | 107.8685 | 265.8157 | 319.6877 | 226.321 | 176.3687 | 237.6473 | 200.5865 | 124.1874 | 251.5427 | 315.4923 | 255.9137 | 184.4417 | 203.4739 | 247.9222 | 319.9398 | 230.5385 | 276.2929 | 364.4034 | 239.8122
4955 | 11 | 207 | 7 | 217.719 | 106.4562 | 276.1918 | 336.4464 | 224.7757 | 179.0596 | 243.1549 | 194.366 | 127.0922 | 258.4454 | 317.298 | 257.2972 | 178.6022 | 204.3386 | 259.2582 | 318.4226 | 231.3313 | 293.2136 | 366.2267 | 238.7632
4956 | 12 | 207 | 7 | 213.7079 | 107.3002 | 283.0389 | 342.2363 | 219.8985 | 172.5571 | 251.8703 | 196.3999 | 130.207 | 263.156 | 319.957 | 259.943 | 176.7499 | 206.0401 | 258.9693 | 319.0775 | 232.5453 | 302.0197 | 370.5285 | 239.214
4957 | 13 | 207 | 7 | 216.0506 | 106.8079 | 287.4262 | 348.3679 | 223.3751 | 170.8897 | 254.0689 | 192.896 | 134.0802 | 265.0899 | 318.6812 | 257.4479 | 177.9623 | 208.9438 | 261.6082 | 324.283 | 236.3697 | 300.7702 | 372.8607 | 245.8208
4958 | 14 | 207 | 7 | 219.2338 | 106.6318 | 287.8468 | 356.4686 | 225.4572 | 167.394 | 265.7431 | 191.5756 | 145.7875 | 272.2585 | 323.9682 | 260.4894 | 174.4608 | 209.7156 | 260.846 | 327.2433 | 236.7278 | 304.4926 | 379.585 | 255.7036
4959 | 15 | 207 | 7 | 223.7631 | 109.0146 | 283.8366 | 358.877 | 227.5326 | 166.1436 | 270.6027 | 200.9322 | 152.7916 | 286.1747 | 323.9668 | 263.1677 | 171.7125 | 209.6552 | 260.9913 | 330.9611 | 240.1224 | 313.2708 | 386.4061 | 264.0465
4960 | 16 | 207 | 7 | 237.7149 | 114.0848 | 284.7388 | 358.7876 | 239.8609 | 162.6506 | 288.1959 | 214.3818 | 169.9328 | 292.4701 | 328.886 | 270.9361 | 190.4689 | 213.9897 | 267.2922 | 339.1122 | 258.0435 | 328.3327 | 400.1804 | 277.156
4961 | 17 | 207 | 7 | 259.6545 | 127.18 | 296.9764 | 382.0855 | 287.8029 | 188.9934 | 320.7247 | 247.4093 | 208.1494 | 342.8777 | 334.9682 | 292.2404 | 212.702 | 257.1332 | 302.4571 | 363.7835 | 314.8174 | 368.5671 | 426.9998 | 317.0314
4962 | 18 | 207 | 7 | 281.729 | 149.3266 | 338.4421 | 443.726 | 381.9097 | 276.2945 | 343.9593 | 268.8748 | 261.7465 | 427.7215 | 364.7485 | 363.591 | 224.7466 | 329.8996 | 350.6168 | 411.2492 | 404.6665 | 425.7244 | 471.1735 | 394.4432
4963 | 19 | 207 | 7 | 296.6184 | 143.6717 | 349.7553 | 459.4911 | 400.9899 | 319.5918 | 346.2914 | 274.3226 | 266.3336 | 489.8858 | 415.3036 | 471.0072 | 243.4354 | 331.9761 | 367.0919 | 428.1252 | 403.4887 | 475.5186 | 454.9838 | 439.79
4964 | 20 | 207 | 7 | 290.7374 | 138.666 | 336.3982 | 453.5111 | 402.5975 | 314.7299 | 342.9358 | 275.1582 | 244.453 | 454.0464 | 413.3748 | 468.5265 | 229.8242 | 326.3361 | 363.7872 | 434.2559 | 404.8591 | 477.1976 | 444.6829 | 418.7132
4965 | 21 | 207 | 7 | 286.9887 | 148.1994 | 328.7489 | 444.5867 | 414.3308 | 330.7222 | 333.7868 | 273.4107 | 227.9618 | 461.2119 | 414.1653 | 477.0523 | 231.9227 | 327.3805 | 353.1111 | 431.8328 | 411.1943 | 475.2903 | 432.3996 | 423.2285
4966 | 22 | 207 | 7 | 291.3412 | 159.1157 | 332.7413 | 433.1933 | 416.6042 | 343.2831 | 320.3329 | 271.125 | 217.021 | 481.2683 | 423.4845 | 495.1071 | 235.9381 | 352.5593 | 344.5983 | 421.3422 | 415.3099 | 457.2989 | 430.6419 | 453.6748
4967 | 23 | 207 | 7 | 296.7478 | 168.9364 | 314.3145 | 424.8851 | 421.1347 | 374.632 | 307.9288 | 266.8668 | 210.862 | 481.6145 | 412.5246 | 494.1207 | 239.1454 | 373.0405 | 340.4364 | 414.3063 | 421.8531 | 461.6861 | 436.2408 | 454.9854
4968 | 0 | 208 | 7 | 307.7266 | 173.815 | 305.0765 | 452.194 | 431.5329 | 396.494 | 305.1973 | 269.997 | 212.7416 | 483.6198 | 398.9748 | 499.7667 | 238.6215 | 402.9461 | 325.4961 | 415.1368 | 438.345 | 496.9499 | 445.959 | 469.1352
4969 | 1 | 208 | 7 | 313.34 | 174.673 | 299.3977 | 431.0517 | 439.9915 | 410.6674 | 303.9952 | 268.8344 | 213.5069 | 470.5684 | 407.2007 | 504.897 | 235.9532 | 412.5079 | 322.7657 | 411.5559 | 449.6646 | 497.5832 | 455.1246 | 462.5932
4970 | 2 | 208 | 7 | 314.6611 | 175.2706 | 300.5782 | 426.5428 | 442.7976 | 407.3994 | 303.186 | 270.0587 | 209.054 | 470.3272 | 397.5081 | 505.7915 | 242.6083 | 410.4392 | 324.9762 | 411.0793 | 451.189 | 493.5778 | 455.8844 | 463.9359
4971 | 3 | 208 | 7 | 317.6316 | 173.0448 | 307.2198 | 422.9416 | 445.674 | 405.6686 | 303.8633 | 270.4242 | 212.8035 | 475.5732 | 399.3722 | 509.0115 | 245.6781 | 409.831 | 332.6434 | 414.7159 | 454.9383 | 486.9921 | 457.0754 | 464.7499
4972 | 4 | 208 | 7 | 319.6405 | 177.2639 | 310.8066 | 424.1589 | 378.6308 | 371.7838 | 298.6078 | 270.9704 | 202.0547 | 477.4205 | 408.5028 | 517.4499 | 233.4254 | 375.6616 | 346.7408 | 414.6185 | 401.7816 | 484.1331 | 446.9673 | 462.797
4973 | 5 | 208 | 7 | 307.7846 | 114.5136 | 320.6382 | 411.1147 | 261.6807 | 219.5383 | 272.8021 | 245.4868 | 159.3592 | 398.7552 | 374.4651 | 436.3455 | 221.3989 | 260.3991 | 329.5918 | 377.2621 | 277.3819 | 484.7367 | 392.8785 | 437.2936
4974 | 6 | 208 | 7 | 248.218 | 115.2731 | 290.8813 | 327.4684 | 236.484 | 176.457 | 255.8768 | 222.0163 | 137.0444 | 288.2424 | 343.5797 | 294.6558 | 200.6414 | 198.8357 | 274.8866 | 324.3575 | 236.3741 | 380.5681 | 372.4009 | 317.1761
4975 | 7 | 208 | 7 | 245.5732 | 109.2192 | 268.5814 | 302.8829 | 235.031 | 185.6333 | 250.6212 | 205.1692 | 130.6203 | 265.6327 | 321.8738 | 267.2049 | 194.4335 | 203.8172 | 245.022 | 311.2256 | 233.2718 | 303.5329 | 359.0344 | 265.438
4976 | 8 | 208 | 7 | 236.7981 | 108.7589 | 264.0512 | 305.798 | 229.2541 | 183.938 | 245.7197 | 204.4871 | 123.6798 | 254.5162 | 312.1076 | 260.2336 | 187.0986 | 203.2917 | 239.6654 | 308.612 | 228.3317 | 274.6108 | 361.9922 | 249.949
4977 | 9 | 208 | 7 | 229.0904 | 108.89 | 258.8875 | 298.4659 | 228.6047 | 175.7208 | 239.7261 | 203.8739 | 121.4326 | 246.0035 | 308.6903 | 253.6873 | 183.5806 | 205.6636 | 240.6127 | 318.7469 | 231.6442 | 257.3416 | 359.9413 | 241.1192
4978 | 10 | 208 | 7 | 226.8541 | 107.8685 | 265.8157 | 319.6877 | 226.321 | 176.3687 | 237.6473 | 200.5865 | 124.1874 | 251.5427 | 315.4923 | 255.9137 | 184.4417 | 203.4739 | 247.9222 | 319.9398 | 230.5385 | 276.2929 | 364.4034 | 239.8122
4979 | 11 | 208 | 7 | 217.719 | 106.4562 | 276.1918 | 336.4464 | 224.7757 | 179.0596 | 243.1549 | 194.366 | 127.0922 | 258.4454 | 317.298 | 257.2972 | 178.6022 | 204.3386 | 259.2582 | 318.4226 | 231.3313 | 293.2136 | 366.2267 | 238.7632
4980 | 12 | 208 | 7 | 213.7079 | 107.3002 | 283.0389 | 342.2363 | 219.8985 | 172.5571 | 251.8703 | 196.3999 | 130.207 | 263.156 | 319.957 | 259.943 | 176.7499 | 206.0401 | 258.9693 | 319.0775 | 232.5453 | 302.0197 | 370.5285 | 239.214
4981 | 13 | 208 | 7 | 216.0506 | 106.8079 | 287.4262 | 348.3679 | 223.3751 | 170.8897 | 254.0689 | 192.896 | 134.0802 | 265.0899 | 318.6812 | 257.4479 | 177.9623 | 208.9438 | 261.6082 | 324.283 | 236.3697 | 300.7702 | 372.8607 | 245.8208
4982 | 14 | 208 | 7 | 219.2338 | 106.6318 | 287.8468 | 356.4686 | 225.4572 | 167.394 | 265.7431 | 191.5756 | 145.7875 | 272.2585 | 323.9682 | 260.4894 | 174.4608 | 209.7156 | 260.846 | 327.2433 | 236.7278 | 304.4926 | 379.585 | 255.7036
4983 | 15 | 208 | 7 | 223.7631 | 109.0146 | 283.8366 | 358.877 | 227.5326 | 166.1436 | 270.6027 | 200.9322 | 152.7916 | 286.1747 | 323.9668 | 263.1677 | 171.7125 | 209.6552 | 260.9913 | 330.9611 | 240.1224 | 313.2708 | 386.4061 | 264.0465
4984 | 16 | 208 | 7 | 237.7149 | 114.0848 | 284.7388 | 358.7876 | 239.8609 | 162.6506 | 288.1959 | 214.3818 | 169.9328 | 292.4701 | 328.886 | 270.9361 | 190.4689 | 213.9897 | 267.2922 | 339.1122 | 258.0435 | 328.3327 | 400.1804 | 277.156
4985 | 17 | 208 | 7 | 259.6545 | 127.18 | 296.9764 | 382.0855 | 287.8029 | 188.9934 | 320.7247 | 247.4093 | 208.1494 | 342.8777 | 334.9682 | 292.2404 | 212.702 | 257.1332 | 302.4571 | 363.7835 | 314.8174 | 368.5671 | 426.9998 | 317.0314
4986 | 18 | 208 | 7 | 281.729 | 149.3266 | 338.4421 | 443.726 | 381.9097 | 276.2945 | 343.9593 | 268.8748 | 261.7465 | 427.7215 | 364.7485 | 363.591 | 224.7466 | 329.8996 | 350.6168 | 411.2492 | 404.6665 | 425.7244 | 471.1735 | 394.4432
4987 | 19 | 208 | 7 | 296.6184 | 143.6717 | 349.7553 | 459.4911 | 400.9899 | 319.5918 | 346.2914 | 274.3226 | 266.3336 | 489.8858 | 415.3036 | 471.0072 | 243.4354 | 331.9761 | 367.0919 | 428.1252 | 403.4887 | 475.5186 | 454.9838 | 439.79
4988 | 20 | 208 | 7 | 290.7374 | 138.666 | 336.3982 | 453.5111 | 402.5975 | 314.7299 | 342.9358 | 275.1582 | 244.453 | 454.0464 | 413.3748 | 468.5265 | 229.8242 | 326.3361 | 363.7872 | 434.2559 | 404.8591 | 477.1976 | 444.6829 | 418.7132
4989 | 21 | 208 | 7 | 286.9887 | 148.1994 | 328.7489 | 444.5867 | 414.3308 | 330.7222 | 333.7868 | 273.4107 | 227.9618 | 461.2119 | 414.1653 | 477.0523 | 231.9227 | 327.3805 | 353.1111 | 431.8328 | 411.1943 | 475.2903 | 432.3996 | 423.2285
4990 | 22 | 208 | 7 | 291.3412 | 159.1157 | 332.7413 | 433.1933 | 416.6042 | 343.2831 | 320.3329 | 271.125 | 217.021 | 481.2683 | 423.4845 | 495.1071 | 235.9381 | 352.5593 | 344.5983 | 421.3422 | 415.3099 | 457.2989 | 430.6419 | 453.6748
4991 | 23 | 208 | 7 | 296.7478 | 168.9364 | 314.3145 | 424.8851 | 421.1347 | 374.632 | 307.9288 | 266.8668 | 210.862 | 481.6145 | 412.5246 | 494.1207 | 239.1454 | 373.0405 | 340.4364 | 414.3063 | 421.8531 | 461.6861 | 436.2408 | 454.9854
4992 | 0 | 209 | 7 | 307.7266 | 173.815 | 305.0765 | 452.194 | 431.5329 | 396.494 | 305.1973 | 269.997 | 212.7416 | 483.6198 | 398.9748 | 499.7667 | 238.6215 | 402.9461 | 325.4961 | 415.1368 | 438.345 | 496.9499 | 445.959 | 469.1352
4993 | 1 | 209 | 7 | 313.34 | 174.673 | 299.3977 | 431.0517 | 439.9915 | 410.6674 | 303.9952 | 268.8344 | 213.5069 | 470.5684 | 407.2007 | 504.897 | 235.9532 | 412.5079 | 322.7657 | 411.5559 | 449.6646 | 497.5832 | 455.1246 | 462.5932
4994 | 2 | 209 | 7 | 314.6611 | 175.2706 | 300.5782 | 426.5428 | 442.7976 | 407.3994 | 303.186 | 270.0587 | 209.054 | 470.3272 | 397.5081 | 505.7915 | 242.6083 | 410.4392 | 324.9762 | 411.0793 | 451.189 | 493.5778 | 455.8844 | 463.9359
4995 | 3 | 209 | 7 | 317.6316 | 173.0448 | 307.2198 | 422.9416 | 445.674 | 405.6686 | 303.8633 | 270.4242 | 212.8035 | 475.5732 | 399.3722 | 509.0115 | 245.6781 | 409.831 | 332.6434 | 414.7159 | 454.9383 | 486.9921 | 457.0754 | 464.7499
4996 | 4 | 209 | 7 | 319.6405 | 177.2639 | 310.8066 | 424.1589 | 378.6308 | 371.7838 | 298.6078 | 270.9704 | 202.0547 | 477.4205 | 408.5028 | 517.4499 | 233.4254 | 375.6616 | 346.7408 | 414.6185 | 401.7816 | 484.1331 | 446.9673 | 462.797
4997 | 5 | 209 | 7 | 307.7846 | 114.5136 | 320.6382 | 411.1147 | 261.6807 | 219.5383 | 272.8021 | 245.4868 | 159.3592 | 398.7552 | 374.4651 | 436.3455 | 221.3989 | 260.3991 | 329.5918 | 377.2621 | 277.3819 | 484.7367 | 392.8785 | 437.2936
4998 | 6 | 209 | 7 | 248.218 | 115.2731 | 290.8813 | 327.4684 | 236.484 | 176.457 | 255.8768 | 222.0163 | 137.0444 | 288.2424 | 343.5797 | 294.6558 | 200.6414 | 198.8357 | 274.8866 | 324.3575 | 236.3741 | 380.5681 | 372.4009 | 317.1761
4999 | 7 | 209 | 7 | 245.5732 | 109.2192 | 268.5814 | 302.8829 | 235.031 | 185.6333 | 250.6212 | 205.1692 | 130.6203 | 265.6327 | 321.8738 | 267.2049 | 194.4335 | 203.8172 | 245.022 | 311.2256 | 233.2718 | 303.5329 | 359.0344 | 265.438
5000 | 8 | 209 | 7 | 236.7981 | 108.7589 | 264.0512 | 305.798 | 229.2541 | 183.938 | 245.7197 | 204.4871 | 123.6798 | 254.5162 | 312.1076 | 260.2336 | 187.0986 | 203.2917 | 239.6654 | 308.612 | 228.3317 | 274.6108 | 361.9922 | 249.949
5001 | 9 | 209 | 7 | 229.0904 | 108.89 | 258.8875 | 298.4659 | 228.6047 | 175.7208 | 239.7261 | 203.8739 | 121.4326 | 246.0035 | 308.6903 | 253.6873 | 183.5806 | 205.6636 | 240.6127 | 318.7469 | 231.6442 | 257.3416 | 359.9413 | 241.1192
5002 | 10 | 209 | 7 | 226.8541 | 107.8685 | 265.8157 | 319.6877 | 226.321 | 176.3687 | 237.6473 | 200.5865 | 124.1874 | 251.5427 | 315.4923 | 255.9137 | 184.4417 | 203.4739 | 247.9222 | 319.9398 | 230.5385 | 276.2929 | 364.4034 | 239.8122
5003 | 11 | 209 | 7 | 217.719 | 106.4562 | 276.1918 | 336.4464 | 224.7757 | 179.0596 | 243.1549 | 194.366 | 127.0922 | 258.4454 | 317.298 | 257.2972 | 178.6022 | 204.3386 | 259.2582 | 318.4226 | 231.3313 | 293.2136 | 366.2267 | 238.7632
5004 | 12 | 209 | 7 | 213.7079 | 107.3002 | 283.0389 | 342.2363 | 219.8985 | 172.5571 | 251.8703 | 196.3999 | 130.207 | 263.156 | 319.957 | 259.943 | 176.7499 | 206.0401 | 258.9693 | 319.0775 | 232.5453 | 302.0197 | 370.5285 | 239.214
5005 | 13 | 209 | 7 | 216.0506 | 106.8079 | 287.4262 | 348.3679 | 223.3751 | 170.8897 | 254.0689 | 192.896 | 134.0802 | 265.0899 | 318.6812 | 257.4479 | 177.9623 | 208.9438 | 261.6082 | 324.283 | 236.3697 | 300.7702 | 372.8607 | 245.8208
5006 | 14 | 209 | 7 | 219.2338 | 106.6318 | 287.8468 | 356.4686 | 225.4572 | 167.394 | 265.7431 | 191.5756 | 145.7875 | 272.2585 | 323.9682 | 260.4894 | 174.4608 | 209.7156 | 260.846 | 327.2433 | 236.7278 | 304.4926 | 379.585 | 255.7036
5007 | 15 | 209 | 7 | 223.7631 | 109.0146 | 283.8366 | 358.877 | 227.5326 | 166.1436 | 270.6027 | 200.9322 | 152.7916 | 286.1747 | 323.9668 | 263.1677 | 171.7125 | 209.6552 | 260.9913 | 330.9611 | 240.1224 | 313.2708 | 386.4061 | 264.0465
5008 | 16 | 209 | 7 | 237.7149 | 114.0848 | 284.7388 | 358.7876 | 239.8609 | 162.6506 | 288.1959 | 214.3818 | 169.9328 | 292.4701 | 328.886 | 270.9361 | 190.4689 | 213.9897 | 267.2922 | 339.1122 | 258.0435 | 328.3327 | 400.1804 | 277.156
5009 | 17 | 209 | 7 | 259.6545 | 127.18 | 296.9764 | 382.0855 | 287.8029 | 188.9934 | 320.7247 | 247.4093 | 208.1494 | 342.8777 | 334.9682 | 292.2404 | 212.702 | 257.1332 | 302.4571 | 363.7835 | 314.8174 | 368.5671 | 426.9998 | 317.0314
5010 | 18 | 209 | 7 | 281.729 | 149.3266 | 338.4421 | 443.726 | 381.9097 | 276.2945 | 343.9593 | 268.8748 | 261.7465 | 427.7215 | 364.7485 | 363.591 | 224.7466 | 329.8996 | 350.6168 | 411.2492 | 404.6665 | 425.7244 | 471.1735 | 394.4432
5011 | 19 | 209 | 7 | 296.6184 | 143.6717 | 349.7553 | 459.4911 | 400.9899 | 319.5918 | 346.2914 | 274.3226 | 266.3336 | 489.8858 | 415.3036 | 471.0072 | 243.4354 | 331.9761 | 367.0919 | 428.1252 | 403.4887 | 475.5186 | 454.9838 | 439.79
5012 | 20 | 209 | 7 | 290.7374 | 138.666 | 336.3982 | 453.5111 | 402.5975 | 314.7299 | 342.9358 | 275.1582 | 244.453 | 454.0464 | 413.3748 | 468.5265 | 229.8242 | 326.3361 | 363.7872 | 434.2559 | 404.8591 | 477.1976 | 444.6829 | 418.7132
5013 | 21 | 209 | 7 | 286.9887 | 148.1994 | 328.7489 | 444.5867 | 414.3308 | 330.7222 | 333.7868 | 273.4107 | 227.9618 | 461.2119 | 414.1653 | 477.0523 | 231.9227 | 327.3805 | 353.1111 | 431.8328 | 411.1943 | 475.2903 | 432.3996 | 423.2285
5014 | 22 | 209 | 7 | 291.3412 | 159.1157 | 332.7413 | 433.1933 | 416.6042 | 343.2831 | 320.3329 | 271.125 | 217.021 | 481.2683 | 423.4845 | 495.1071 | 235.9381 | 352.5593 | 344.5983 | 421.3422 | 415.3099 | 457.2989 | 430.6419 | 453.6748
5015 | 23 | 209 | 7 | 296.7478 | 168.9364 | 314.3145 | 424.8851 | 421.1347 | 374.632 | 307.9288 | 266.8668 | 210.862 | 481.6145 | 412.5246 | 494.1207 | 239.1454 | 373.0405 | 340.4364 | 414.3063 | 421.8531 | 461.6861 | 436.2408 | 454.9854
5016 | 0 | 210 | 7 | 307.7266 | 173.815 | 305.0765 | 452.194 | 431.5329 | 396.494 | 305.1973 | 269.997 | 212.7416 | 483.6198 | 398.9748 | 499.7667 | 238.6215 | 402.9461 | 325.4961 | 415.1368 | 438.345 | 496.9499 | 445.959 | 469.1352
5017 | 1 | 210 | 7 | 313.34 | 174.673 | 299.3977 | 431.0517 | 439.9915 | 410.6674 | 303.9952 | 268.8344 | 213.5069 | 470.5684 | 407.2007 | 504.897 | 235.9532 | 412.5079 | 322.7657 | 411.5559 | 449.6646 | 497.5832 | 455.1246 | 462.5932
5018 | 2 | 210 | 7 | 314.6611 | 175.2706 | 300.5782 | 426.5428 | 442.7976 | 407.3994 | 303.186 | 270.0587 | 209.054 | 470.3272 | 397.5081 | 505.7915 | 242.6083 | 410.4392 | 324.9762 | 411.0793 | 451.189 | 493.5778 | 455.8844 | 463.9359
5019 | 3 | 210 | 7 | 317.6316 | 173.0448 | 307.2198 | 422.9416 | 445.674 | 405.6686 | 303.8633 | 270.4242 | 212.8035 | 475.5732 | 399.3722 | 509.0115 | 245.6781 | 409.831 | 332.6434 | 414.7159 | 454.9383 | 486.9921 | 457.0754 | 464.7499
5020 | 4 | 210 | 7 | 319.6405 | 177.2639 | 310.8066 | 424.1589 | 378.6308 | 371.7838 | 298.6078 | 270.9704 | 202.0547 | 477.4205 | 408.5028 | 517.4499 | 233.4254 | 375.6616 | 346.7408 | 414.6185 | 401.7816 | 484.1331 | 446.9673 | 462.797
5021 | 5 | 210 | 7 | 307.7846 | 114.5136 | 320.6382 | 411.1147 | 261.6807 | 219.5383 | 272.8021 | 245.4868 | 159.3592 | 398.7552 | 374.4651 | 436.3455 | 221.3989 | 260.3991 | 329.5918 | 377.2621 | 277.3819 | 484.7367 | 392.8785 | 437.2936
5022 | 6 | 210 | 7 | 248.218 | 115.2731 | 290.8813 | 327.4684 | 236.484 | 176.457 | 255.8768 | 222.0163 | 137.0444 | 288.2424 | 343.5797 | 294.6558 | 200.6414 | 198.8357 | 274.8866 | 324.3575 | 236.3741 | 380.5681 | 372.4009 | 317.1761
5023 | 7 | 210 | 7 | 245.5732 | 109.2192 | 268.5814 | 302.8829 | 235.031 | 185.6333 | 250.6212 | 205.1692 | 130.6203 | 265.6327 | 321.8738 | 267.2049 | 194.4335 | 203.8172 | 245.022 | 311.2256 | 233.2718 | 303.5329 | 359.0344 | 265.438
5024 | 8 | 210 | 7 | 236.7981 | 108.7589 | 264.0512 | 305.798 | 229.2541 | 183.938 | 245.7197 | 204.4871 | 123.6798 | 254.5162 | 312.1076 | 260.2336 | 187.0986 | 203.2917 | 239.6654 | 308.612 | 228.3317 | 274.6108 | 361.9922 | 249.949
5025 | 9 | 210 | 7 | 229.0904 | 108.89 | 258.8875 | 298.4659 | 228.6047 | 175.7208 | 239.7261 | 203.8739 | 121.4326 | 246.0035 | 308.6903 | 253.6873 | 183.5806 | 205.6636 | 240.6127 | 318.7469 | 231.6442 | 257.3416 | 359.9413 | 241.1192
5026 | 10 | 210 | 7 | 226.8541 | 107.8685 | 265.8157 | 319.6877 | 226.321 | 176.3687 | 237.6473 | 200.5865 | 124.1874 | 251.5427 | 315.4923 | 255.9137 | 184.4417 | 203.4739 | 247.9222 | 319.9398 | 230.5385 | 276.2929 | 364.4034 | 239.8122
5027 | 11 | 210 | 7 | 217.719 | 106.4562 | 276.1918 | 336.4464 | 224.7757 | 179.0596 | 243.1549 | 194.366 | 127.0922 | 258.4454 | 317.298 | 257.2972 | 178.6022 | 204.3386 | 259.2582 | 318.4226 | 231.3313 | 293.2136 | 366.2267 | 238.7632
5028 | 12 | 210 | 7 | 213.7079 | 107.3002 | 283.0389 | 342.2363 | 219.8985 | 172.5571 | 251.8703 | 196.3999 | 130.207 | 263.156 | 319.957 | 259.943 | 176.7499 | 206.0401 | 258.9693 | 319.0775 | 232.5453 | 302.0197 | 370.5285 | 239.214
5029 | 13 | 210 | 7 | 216.0506 | 106.8079 | 287.4262 | 348.3679 | 223.3751 | 170.8897 | 254.0689 | 192.896 | 134.0802 | 265.0899 | 318.6812 | 257.4479 | 177.9623 | 208.9438 | 261.6082 | 324.283 | 236.3697 | 300.7702 | 372.8607 | 245.8208
5030 | 14 | 210 | 7 | 219.2338 | 106.6318 | 287.8468 | 356.4686 | 225.4572 | 167.394 | 265.7431 | 191.5756 | 145.7875 | 272.2585 | 323.9682 | 260.4894 | 174.4608 | 209.7156 | 260.846 | 327.2433 | 236.7278 | 304.4926 | 379.585 | 255.7036
5031 | 15 | 210 | 7 | 223.7631 | 109.0146 | 283.8366 | 358.877 | 227.5326 | 166.1436 | 270.6027 | 200.9322 | 152.7916 | 286.1747 | 323.9668 | 263.1677 | 171.7125 | 209.6552 | 260.9913 | 330.9611 | 240.1224 | 313.2708 | 386.4061 | 264.0465
5032 | 16 | 210 | 7 | 237.7149 | 114.0848 | 284.7388 | 358.7876 | 239.8609 | 162.6506 | 288.1959 | 214.3818 | 169.9328 | 292.4701 | 328.886 | 270.9361 | 190.4689 | 213.9897 | 267.2922 | 339.1122 | 258.0435 | 328.3327 | 400.1804 | 277.156
5033 | 17 | 210 | 7 | 259.6545 | 127.18 | 296.9764 | 382.0855 | 287.8029 | 188.9934 | 320.7247 | 247.4093 | 208.1494 | 342.8777 | 334.9682 | 292.2404 | 212.702 | 257.1332 | 302.4571 | 363.7835 | 314.8174 | 368.5671 | 426.9998 | 317.0314
5034 | 18 | 210 | 7 | 281.729 | 149.3266 | 338.4421 | 443.726 | 381.9097 | 276.2945 | 343.9593 | 268.8748 | 261.7465 | 427.7215 | 364.7485 | 363.591 | 224.7466 | 329.8996 | 350.6168 | 411.2492 | 404.6665 | 425.7244 | 471.1735 | 394.4432
5035 | 19 | 210 | 7 | 296.6184 | 143.6717 | 349.7553 | 459.4911 | 400.9899 | 319.5918 | 346.2914 | 274.3226 | 266.3336 | 489.8858 | 415.3036 | 471.0072 | 243.4354 | 331.9761 | 367.0919 | 428.1252 | 403.4887 | 475.5186 | 454.9838 | 439.79
5036 | 20 | 210 | 7 | 290.7374 | 138.666 | 336.3982 | 453.5111 | 402.5975 | 314.7299 | 342.9358 | 275.1582 | 244.453 | 454.0464 | 413.3748 | 468.5265 | 229.8242 | 326.3361 | 363.7872 | 434.2559 | 404.8591 | 477.1976 | 444.6829 | 418.7132
5037 | 21 | 210 | 7 | 286.9887 | 148.1994 | 328.7489 | 444.5867 | 414.3308 | 330.7222 | 333.7868 | 273.4107 | 227.9618 | 461.2119 | 414.1653 | 477.0523 | 231.9227 | 327.3805 | 353.1111 | 431.8328 | 411.1943 | 475.2903 | 432.3996 | 423.2285
5038 | 22 | 210 | 7 | 291.3412 | 159.1157 | 332.7413 | 433.1933 | 416.6042 | 343.2831 | 320.3329 | 271.125 | 217.021 | 481.2683 | 423.4845 | 495.1071 | 235.9381 | 352.5593 | 344.5983 | 421.3422 | 415.3099 | 457.2989 | 430.6419 | 453.6748
5039 | 23 | 210 | 7 | 296.7478 | 168.9364 | 314.3145 | 424.8851 | 421.1347 | 374.632 | 307.9288 | 266.8668 | 210.862 | 481.6145 | 412.5246 | 494.1207 | 239.1454 | 373.0405 | 340.4364 | 414.3063 | 421.8531 | 461.6861 | 436.2408 | 454.9854
5040 | 0 | 211 | 7 | 307.7266 | 173.815 | 305.0765 | 452.194 | 431.5329 | 396.494 | 305.1973 | 269.997 | 212.7416 | 483.6198 | 398.9748 | 499.7667 | 238.6215 | 402.9461 | 325.4961 | 415.1368 | 438.345 | 496.9499 | 445.959 | 469.1352
5041 | 1 | 211 | 7 | 313.34 | 174.673 | 299.3977 | 431.0517 | 439.9915 | 410.6674 | 303.9952 | 268.8344 | 213.5069 | 470.5684 | 407.2007 | 504.897 | 235.9532 | 412.5079 | 322.7657 | 411.5559 | 449.6646 | 497.5832 | 455.1246 | 462.5932
5042 | 2 | 211 | 7 | 314.6611 | 175.2706 | 300.5782 | 426.5428 | 442.7976 | 407.3994 | 303.186 | 270.0587 | 209.054 | 470.3272 | 397.5081 | 505.7915 | 242.6083 | 410.4392 | 324.9762 | 411.0793 | 451.189 | 493.5778 | 455.8844 | 463.9359
5043 | 3 | 211 | 7 | 317.6316 | 173.0448 | 307.2198 | 422.9416 | 445.674 | 405.6686 | 303.8633 | 270.4242 | 212.8035 | 475.5732 | 399.3722 | 509.0115 | 245.6781 | 409.831 | 332.6434 | 414.7159 | 454.9383 | 486.9921 | 457.0754 | 464.7499
5044 | 4 | 211 | 7 | 319.6405 | 177.2639 | 310.8066 | 424.1589 | 378.6308 | 371.7838 | 298.6078 | 270.9704 | 202.0547 | 477.4205 | 408.5028 | 517.4499 | 233.4254 | 375.6616 | 346.7408 | 414.6185 | 401.7816 | 484.1331 | 446.9673 | 462.797
5045 | 5 | 211 | 7 | 307.7846 | 114.5136 | 320.6382 | 411.1147 | 261.6807 | 219.5383 | 272.8021 | 245.4868 | 159.3592 | 398.7552 | 374.4651 | 436.3455 | 221.3989 | 260.3991 | 329.5918 | 377.2621 | 277.3819 | 484.7367 | 392.8785 | 437.2936
5046 | 6 | 211 | 7 | 248.218 | 115.2731 | 290.8813 | 327.4684 | 236.484 | 176.457 | 255.8768 | 222.0163 | 137.0444 | 288.2424 | 343.5797 | 294.6558 | 200.6414 | 198.8357 | 274.8866 | 324.3575 | 236.3741 | 380.5681 | 372.4009 | 317.1761
5047 | 7 | 211 | 7 | 245.5732 | 109.2192 | 268.5814 | 302.8829 | 235.031 | 185.6333 | 250.6212 | 205.1692 | 130.6203 | 265.6327 | 321.8738 | 267.2049 | 194.4335 | 203.8172 | 245.022 | 311.2256 | 233.2718 | 303.5329 | 359.0344 | 265.438
5048 | 8 | 211 | 7 | 236.7981 | 108.7589 | 264.0512 | 305.798 | 229.2541 | 183.938 | 245.7197 | 204.4871 | 123.6798 | 254.5162 | 312.1076 | 260.2336 | 187.0986 | 203.2917 | 239.6654 | 308.612 | 228.3317 | 274.6108 | 361.9922 | 249.949
5049 | 9 | 211 | 7 | 229.0904 | 108.89 | 258.8875 | 298.4659 | 228.6047 | 175.7208 | 239.7261 | 203.8739 | 121.4326 | 246.0035 | 308.6903 | 253.6873 | 183.5806 | 205.6636 | 240.6127 | 318.7469 | 231.6442 | 257.3416 | 359.9413 | 241.1192
5050 | 10 | 211 | 7 | 226.8541 | 107.8685 | 265.8157 | 319.6877 | 226.321 | 176.3687 | 237.6473 | 200.5865 | 124.1874 | 251.5427 | 315.4923 | 255.9137 | 184.4417 | 203.4739 | 247.9222 | 319.9398 | 230.5385 | 276.2929 | 364.4034 | 239.8122
5051 | 11 | 211 | 7 | 217.719 | 106.4562 | 276.1918 | 336.4464 | 224.7757 | 179.0596 | 243.1549 | 194.366 | 127.0922 | 258.4454 | 317.298 | 257.2972 | 178.6022 | 204.3386 | 259.2582 | 318.4226 | 231.3313 | 293.2136 | 366.2267 | 238.7632
5052 | 12 | 211 | 7 | 213.7079 | 107.3002 | 283.0389 | 342.2363 | 219.8985 | 172.5571 | 251.8703 | 196.3999 | 130.207 | 263.156 | 319.957 | 259.943 | 176.7499 | 206.0401 | 258.9693 | 319.0775 | 232.5453 | 302.0197 | 370.5285 | 239.214
5053 | 13 | 211 | 7 | 216.0506 | 106.8079 | 287.4262 | 348.3679 | 223.3751 | 170.8897 | 254.0689 | 192.896 | 134.0802 | 265.0899 | 318.6812 | 257.4479 | 177.9623 | 208.9438 | 261.6082 | 324.283 | 236.3697 | 300.7702 | 372.8607 | 245.8208
5054 | 14 | 211 | 7 | 219.2338 | 106.6318 | 287.8468 | 356.4686 | 225.4572 | 167.394 | 265.7431 | 191.5756 | 145.7875 | 272.2585 | 323.9682 | 260.4894 | 174.4608 | 209.7156 | 260.846 | 327.2433 | 236.7278 | 304.4926 | 379.585 | 255.7036
5055 | 15 | 211 | 7 | 223.7631 | 109.0146 | 283.8366 | 358.877 | 227.5326 | 166.1436 | 270.6027 | 200.9322 | 152.7916 | 286.1747 | 323.9668 | 263.1677 | 171.7125 | 209.6552 | 260.9913 | 330.9611 | 240.1224 | 313.2708 | 386.4061 | 264.0465
5056 | 16 | 211 | 7 | 237.7149 | 114.0848 | 284.7388 | 358.7876 | 239.8609 | 162.6506 | 288.1959 | 214.3818 | 169.9328 | 292.4701 | 328.886 | 270.9361 | 190.4689 | 213.9897 | 267.2922 | 339.1122 | 258.0435 | 328.3327 | 400.1804 | 277.156
5057 | 17 | 211 | 7 | 259.6545 | 127.18 | 296.9764 | 382.0855 | 287.8029 | 188.9934 | 320.7247 | 247.4093 | 208.1494 | 342.8777 | 334.9682 | 292.2404 | 212.702 | 257.1332 | 302.4571 | 363.7835 | 314.8174 | 368.5671 | 426.9998 | 317.0314
5058 | 18 | 211 | 7 | 281.729 | 149.3266 | 338.4421 | 443.726 | 381.9097 | 276.2945 | 343.9593 | 268.8748 | 261.7465 | 427.7215 | 364.7485 | 363.591 | 224.7466 | 329.8996 | 350.6168 | 411.2492 | 404.6665 | 425.7244 | 471.1735 | 394.4432
5059 | 19 | 211 | 7 | 296.6184 | 143.6717 | 349.7553 | 459.4911 | 400.9899 | 319.5918 | 346.2914 | 274.3226 | 266.3336 | 489.8858 | 415.3036 | 471.0072 | 243.4354 | 331.9761 | 367.0919 | 428.1252 | 403.4887 | 475.5186 | 454.9838 | 439.79
5060 | 20 | 211 | 7 | 290.7374 | 138.666 | 336.3982 | 453.5111 | 402.5975 | 314.7299 | 342.9358 | 275.1582 | 244.453 | 454.0464 | 413.3748 | 468.5265 | 229.8242 | 326.3361 | 363.7872 | 434.2559 | 404.8591 | 477.1976 | 444.6829 | 418.7132
5061 | 21 | 211 | 7 | 286.9887 | 148.1994 | 328.7489 | 444.5867 | 414.3308 | 330.7222 | 333.7868 | 273.4107 | 227.9618 | 461.2119 | 414.1653 | 477.0523 | 231.9227 | 327.3805 | 353.1111 | 431.8328 | 411.1943 | 475.2903 | 432.3996 | 423.2285
5062 | 22 | 211 | 7 | 291.3412 | 159.1157 | 332.7413 | 433.1933 | 416.6042 | 343.2831 | 320.3329 | 271.125 | 217.021 | 481.2683 | 423.4845 | 495.1071 | 235.9381 | 352.5593 | 344.5983 | 421.3422 | 415.3099 | 457.2989 | 430.6419 | 453.6748
5063 | 23 | 211 | 7 | 296.7478 | 168.9364 | 314.3145 | 424.8851 | 421.1347 | 374.632 | 307.9288 | 266.8668 | 210.862 | 481.6145 | 412.5246 | 494.1207 | 239.1454 | 373.0405 | 340.4364 | 414.3063 | 421.8531 | 461.6861 | 436.2408 | 454.9854
5064 | 0 | 212 | 7 | 307.7266 | 173.815 | 305.0765 | 452.194 | 431.5329 | 396.494 | 305.1973 | 269.997 | 212.7416 | 483.6198 | 398.9748 | 499.7667 | 238.6215 | 402.9461 | 325.4961 | 415.1368 | 438.345 | 496.9499 | 445.959 | 469.1352
5065 | 1 | 212 | 7 | 313.34 | 174.673 | 299.3977 | 431.0517 | 439.9915 | 410.6674 | 303.9952 | 268.8344 | 213.5069 | 470.5684 | 407.2007 | 504.897 | 235.9532 | 412.5079 | 322.7657 | 411.5559 | 449.6646 | 497.5832 | 455.1246 | 462.5932
5066 | 2 | 212 | 7 | 314.6611 | 175.2706 | 300.5782 | 426.5428 | 442.7976 | 407.3994 | 303.186 | 270.0587 | 209.054 | 470.3272 | 397.5081 | 505.7915 | 242.6083 | 410.4392 | 324.9762 | 411.0793 | 451.189 | 493.5778 | 455.8844 | 463.9359
5067 | 3 | 212 | 7 | 317.6316 | 173.0448 | 307.2198 | 422.9416 | 445.674 | 405.6686 | 303.8633 | 270.4242 | 212.8035 | 475.5732 | 399.3722 | 509.0115 | 245.6781 | 409.831 | 332.6434 | 414.7159 | 454.9383 | 486.9921 | 457.0754 | 464.7499
5068 | 4 | 212 | 7 | 319.6405 | 177.2639 | 310.8066 | 424.1589 | 378.6308 | 371.7838 | 298.6078 | 270.9704 | 202.0547 | 477.4205 | 408.5028 | 517.4499 | 233.4254 | 375.6616 | 346.7408 | 414.6185 | 401.7816 | 484.1331 | 446.9673 | 462.797
5069 | 5 | 212 | 7 | 307.7846 | 114.5136 | 320.6382 | 411.1147 | 261.6807 | 219.5383 | 272.8021 | 245.4868 | 159.3592 | 398.7552 | 374.4651 | 436.3455 | 221.3989 | 260.3991 | 329.5918 | 377.2621 | 277.3819 | 484.7367 | 392.8785 | 437.2936
5070 | 6 | 212 | 7 | 248.218 | 115.2731 | 290.8813 | 327.4684 | 236.484 | 176.457 | 255.8768 | 222.0163 | 137.0444 | 288.2424 | 343.5797 | 294.6558 | 200.6414 | 198.8357 | 274.8866 | 324.3575 | 236.3741 | 380.5681 | 372.4009 | 317.1761
5071 | 7 | 212 | 7 | 245.5732 | 109.2192 | 268.5814 | 302.8829 | 235.031 | 185.6333 | 250.6212 | 205.1692 | 130.6203 | 265.6327 | 321.8738 | 267.2049 | 194.4335 | 203.8172 | 245.022 | 311.2256 | 233.2718 | 303.5329 | 359.0344 | 265.438
5072 | 8 | 212 | 7 | 236.7981 | 108.7589 | 264.0512 | 305.798 | 229.2541 | 183.938 | 245.7197 | 204.4871 | 123.6798 | 254.5162 | 312.1076 | 260.2336 | 187.0986 | 203.2917 | 239.6654 | 308.612 | 228.3317 | 274.6108 | 361.9922 | 249.949
5073 | 9 | 212 | 7 | 229.0904 | 108.89 | 258.8875 | 298.4659 | 228.6047 | 175.7208 | 239.7261 | 203.8739 | 121.4326 | 246.0035 | 308.6903 | 253.6873 | 183.5806 | 205.6636 | 240.6127 | 318.7469 | 231.6442 | 257.3416 | 359.9413 | 241.1192
5074 | 10 | 212 | 7 | 226.8541 | 107.8685 | 265.8157 | 319.6877 | 226.321 | 176.3687 | 237.6473 | 200.5865 | 124.1874 | 251.5427 | 315.4923 | 255.9137 | 184.4417 | 203.4739 | 247.9222 | 319.9398 | 230.5385 | 276.2929 | 364.4034 | 239.8122
5075 | 11 | 212 | 7 | 217.719 | 106.4562 | 276.1918 | 336.4464 | 224.7757 | 179.0596 | 243.1549 | 194.366 | 127.0922 | 258.4454 | 317.298 | 257.2972 | 178.6022 | 204.3386 | 259.2582 | 318.4226 | 231.3313 | 293.2136 | 366.2267 | 238.7632
5076 | 12 | 212 | 7 | 213.7079 | 107.3002 | 283.0389 | 342.2363 | 219.8985 | 172.5571 | 251.8703 | 196.3999 | 130.207 | 263.156 | 319.957 | 259.943 | 176.7499 | 206.0401 | 258.9693 | 319.0775 | 232.5453 | 302.0197 | 370.5285 | 239.214
5077 | 13 | 212 | 7 | 216.0506 | 106.8079 | 287.4262 | 348.3679 | 223.3751 | 170.8897 | 254.0689 | 192.896 | 134.0802 | 265.0899 | 318.6812 | 257.4479 | 177.9623 | 208.9438 | 261.6082 | 324.283 | 236.3697 | 300.7702 | 372.8607 | 245.8208
5078 | 14 | 212 | 7 | 219.2338 | 106.6318 | 287.8468 | 356.4686 | 225.4572 | 167.394 | 265.7431 | 191.5756 | 145.7875 | 272.2585 | 323.9682 | 260.4894 | 174.4608 | 209.7156 | 260.846 | 327.2433 | 236.7278 | 304.4926 | 379.585 | 255.7036
5079 | 15 | 212 | 7 | 223.7631 | 109.0146 | 283.8366 | 358.877 | 227.5326 | 166.1436 | 270.6027 | 200.9322 | 152.7916 | 286.1747 | 323.9668 | 263.1677 | 171.7125 | 209.6552 | 260.9913 | 330.9611 | 240.1224 | 313.2708 | 386.4061 | 264.0465
5080 | 16 | 212 | 7 | 237.7149 | 114.0848 | 284.7388 | 358.7876 | 239.8609 | 162.6506 | 288.1959 | 214.3818 | 169.9328 | 292.4701 | 328.886 | 270.9361 | 190.4689 | 213.9897 | 267.2922 | 339.1122 | 258.0435 | 328.3327 | 400.1804 | 277.156
5081 | 17 | 212 | 7 | 259.6545 | 127.18 | 296.9764 | 382.0855 | 287.8029 | 188.9934 | 320.7247 | 247.4093 | 208.1494 | 342.8777 | 334.9682 | 292.2404 | 212.702 | 257.1332 | 302.4571 | 363.7835 | 314.8174 | 368.5671 | 426.9998 | 317.0314
5082 | 18 | 212 | 7 | 281.729 | 149.3266 | 338.4421 | 443.726 | 381.9097 | 276.2945 | 343.9593 | 268.8748 | 261.7465 | 427.7215 | 364.7485 | 363.591 | 224.7466 | 329.8996 | 350.6168 | 411.2492 | 404.6665 | 425.7244 | 471.1735 | 394.4432
5083 | 19 | 212 | 7 | 296.6184 | 143.6717 | 349.7553 | 459.4911 | 400.9899 | 319.5918 | 346.2914 | 274.3226 | 266.3336 | 489.8858 | 415.3036 | 471.0072 | 243.4354 | 331.9761 | 367.0919 | 428.1252 | 403.4887 | 475.5186 | 454.9838 | 439.79
5084 | 20 | 212 | 7 | 290.7374 | 138.666 | 336.3982 | 453.5111 | 402.5975 | 314.7299 | 342.9358 | 275.1582 | 244.453 | 454.0464 | 413.3748 | 468.5265 | 229.8242 | 326.3361 | 363.7872 | 434.2559 | 404.8591 | 477.1976 | 444.6829 | 418.7132
5085 | 21 | 212 | 7 | 286.9887 | 148.1994 | 328.7489 | 444.5867 | 414.3308 | 330.7222 | 333.7868 | 273.4107 | 227.9618 | 461.2119 | 414.1653 | 477.0523 | 231.9227 | 327.3805 | 353.1111 | 431.8328 | 411.1943 | 475.2903 | 432.3996 | 423.2285
5086 | 22 | 212 | 7 | 291.3412 | 159.1157 | 332.7413 | 433.1933 | 416.6042 | 343.2831 | 320.3329 | 271.125 | 217.021 | 481.2683 | 423.4845 | 495.1071 | 235.9381 | 352.5593 | 344.5983 | 421.3422 | 415.3099 | 457.2989 | 430.6419 | 453.6748
5087 | 23 | 212 | 7 | 296.7478 | 168.9364 | 314.3145 | 424.8851 | 421.1347 | 374.632 | 307.9288 | 266.8668 | 210.862 | 481.6145 | 412.5246 | 494.1207 | 239.1454 | 373.0405 | 340.4364 | 414.3063 | 421.8531 | 461.6861 | 436.2408 | 454.9854
5088 | 0 | 213 | 8 | 323.9668 | 198.0572 | 318.3547 | 462.21 | 413.5079 | 383.9348 | 300.6957 | 302.6688 | 200.9911 | 449.5394 | 388.0152 | 471.5409 | 259.5606 | 382.9837 | 336.0267 | 405.5692 | 420.5287 | 490.6071 | 432.2899 | 438.8181
5089 | 1 | 213 | 8 | 332.2126 | 207.3829 | 319.8431 | 434.9393 | 430.234 | 392.3589 | 298.8742 | 304.5912 | 206.5784 | 440.7566 | 390.0091 | 470.8598 | 257.689 | 391.7363 | 345.3245 | 408.7089 | 431.0377 | 458.2402 | 430.537 | 440.9053
5090 | 2 | 213 | 8 | 338.3937 | 204.8082 | 318.822 | 417.6985 | 427.7495 | 379.9613 | 298.5256 | 306.6509 | 207.9092 | 443.3879 | 389.8913 | 478.4143 | 263.1767 | 390.6391 | 352.9719 | 408.6994 | 428.51 | 455.3294 | 430.2279 | 450.9764
5091 | 3 | 213 | 8 | 339.9568 | 201.1879 | 325.0865 | 408.9608 | 422.8653 | 391.0939 | 297.841 | 309.3132 | 208.0541 | 443.0472 | 390.8649 | 477.6036 | 266.7354 | 378.5513 | 359.5767 | 407.4187 | 418.4468 | 449.2348 | 432.5826 | 447.5648
5092 | 4 | 213 | 8 | 341.9903 | 202.3491 | 330.1339 | 417.2551 | 406.821 | 377.6877 | 298.6986 | 307.5374 | 211.0624 | 442.8447 | 386.614 | 478.9037 | 253.727 | 359.381 | 358.9015 | 407.5604 | 402.1298 | 454.3749 | 431.0706 | 439.7569
5093 | 5 | 213 | 8 | 330.8258 | 150.5634 | 335.2971 | 452.0189 | 274.7381 | 264.0687 | 278.9688 | 304.405 | 166.5283 | 419.3464 | 385.0316 | 465.5873 | 238.6744 | 274.3477 | 351.0475 | 388.1068 | 276.1449 | 469.0914 | 388.355 | 437.0757
5094 | 6 | 213 | 8 | 291.5259 | 118.8911 | 291.0989 | 342.4041 | 218.5996 | 173.1411 | 252.2275 | 268.3967 | 137.1424 | 309.2911 | 330.7789 | 304.5891 | 232.0729 | 194.8313 | 281.7181 | 328.5772 | 221.4243 | 397.0301 | 355.4615 | 327.1911
5095 | 7 | 213 | 8 | 261.5764 | 120.8884 | 280.0145 | 314.2888 | 218.8412 | 187.1045 | 245.5508 | 253.2196 | 129.472 | 261.946 | 311.6472 | 250.1421 | 205.878 | 182.8768 | 250.2726 | 307.7393 | 209.9777 | 315.6662 | 344.1568 | 264.7712
5096 | 8 | 213 | 8 | 253.1342 | 115.5171 | 268.6372 | 310.6997 | 207.9391 | 179.1051 | 238.7403 | 244.3528 | 125.0881 | 245.2726 | 308.4026 | 237.4435 | 202.508 | 177.9857 | 240.2762 | 302.8207 | 202.7103 | 284.5834 | 337.0777 | 233.4547
5097 | 9 | 213 | 8 | 247.9394 | 117.7417 | 266.6459 | 308.6292 | 202.3013 | 172.7564 | 238.677 | 245.1997 | 120.7732 | 237.9402 | 300.4182 | 232.1512 | 195.7803 | 178.2152 | 237.3858 | 304.8061 | 200.2002 | 268.7732 | 343.4534 | 223.4663
5098 | 10 | 213 | 8 | 248.1546 | 119.0959 | 272.3545 | 308.917 | 210.8663 | 169.6876 | 242.976 | 239.8171 | 128.3549 | 240.4551 | 296.4445 | 231.0141 | 197.7757 | 182.2939 | 241.6787 | 313.1624 | 205.5216 | 265.372 | 347.9941 | 222.4842
5099 | 11 | 213 | 8 | 246.675 | 120.7879 | 278.8885 | 316.3155 | 208.2634 | 168.0065 | 244.0578 | 234.6628 | 131.1565 | 244.1055 | 307.9505 | 235.0367 | 194.256 | 181.1713 | 242.2732 | 312.8906 | 205.8843 | 266.2373 | 348.1378 | 226.3476
5100 | 12 | 213 | 8 | 243.9719 | 122.3781 | 284.063 | 326.3288 | 211.5971 | 165.6248 | 251.3581 | 227.0489 | 133.3371 | 247.643 | 307.0527 | 236.0402 | 195.4587 | 177.2788 | 242.0018 | 312.7897 | 204.7869 | 272.1427 | 348.7038 | 222.4802
5101 | 13 | 213 | 8 | 243.6154 | 123.3596 | 287.9907 | 330.733 | 208.6902 | 167.3072 | 256.7576 | 228.1419 | 134.0246 | 252.4002 | 313.4431 | 236.3277 | 190.9489 | 180.8066 | 248.8115 | 318.9198 | 208.592 | 274.0516 | 352.3061 | 229.8435
5102 | 14 | 213 | 8 | 245.0693 | 125.0771 | 289.15 | 339.0547 | 212.2838 | 168.5951 | 254.4489 | 233.0132 | 140.3517 | 253.2306 | 316.7979 | 238.4454 | 186.5882 | 184.0085 | 251.719 | 323.816 | 213.1605 | 281.2881 | 356.8109 | 235.1679
5103 | 15 | 213 | 8 | 254.0876 | 132.0818 | 288.6118 | 344.0313 | 213.6879 | 163.321 | 263.8346 | 243.7916 | 148.402 | 257.1759 | 316.2116 | 241.0078 | 192.6087 | 190.1926 | 254.0742 | 328.8669 | 220.3294 | 293.3051 | 364.4909 | 237.9241
5104 | 16 | 213 | 8 | 278.8766 | 136.9673 | 289.0424 | 358.3192 | 232.681 | 168.1863 | 286.8247 | 256.7683 | 162.6729 | 268.9928 | 317.7411 | 248.4643 | 214.5572 | 204.5223 | 263.2398 | 340.8328 | 246.1054 | 316.5251 | 381.2047 | 254.1072
5105 | 17 | 213 | 8 | 290.4265 | 157.6013 | 312.7389 | 397.4933 | 315.7253 | 230.9243 | 331.728 | 286.0483 | 216.406 | 335.7425 | 341.6291 | 284.1209 | 237.7201 | 263.3545 | 323.9377 | 387.3939 | 327.4728 | 375.0342 | 431.5207 | 310.0876
5106 | 18 | 213 | 8 | 311.693 | 167.9701 | 365.3805 | 443.0466 | 396.0169 | 315.1719 | 352.8334 | 303.1701 | 271.9301 | 441.9024 | 387.4119 | 396.4063 | 254.7661 | 325.3403 | 365.8266 | 431.7984 | 395.5101 | 449.5858 | 457.4846 | 395.5103
5107 | 19 | 213 | 8 | 318.7931 | 161.7191 | 363.5244 | 448.772 | 391.2149 | 331.5707 | 348.2426 | 305.5041 | 261.2139 | 471.8339 | 415.8604 | 464.348 | 256.604 | 326.2596 | 375.8811 | 439.1233 | 386.6039 | 477.4286 | 434.3552 | 416.4087
5108 | 20 | 213 | 8 | 313.0978 | 157.1274 | 342.2266 | 435.4046 | 392.925 | 326.4641 | 340.0286 | 304.7956 | 239.5205 | 431.835 | 407.2597 | 449.1435 | 240.7391 | 321.0624 | 360.8586 | 416.3828 | 386.3911 | 456.5981 | 416.7215 | 388.9188
5109 | 21 | 213 | 8 | 311.7425 | 175.8771 | 336.6929 | 429.9589 | 403.4693 | 340.3124 | 323.1409 | 304.8953 | 217.4583 | 451.4608 | 398.7241 | 464.974 | 253.5141 | 332.0145 | 348.2733 | 414.9842 | 395.1228 | 439.9893 | 417.8955 | 415.7512
5110 | 22 | 213 | 8 | 315.1898 | 189.2368 | 330.0995 | 427.7457 | 402.3928 | 360.5265 | 312.7512 | 300.936 | 213.0772 | 459.5708 | 406.4654 | 481.0722 | 250.1765 | 347.211 | 341.4962 | 408.4297 | 396.0471 | 478.5476 | 428.8744 | 445.7321
5111 | 23 | 213 | 8 | 319.8167 | 202.9772 | 329.7231 | 448.8049 | 405.4192 | 373.5163 | 304.7195 | 302.1054 | 205.6861 | 454.0413 | 398.4996 | 473.5088 | 251.4964 | 367.1651 | 343.4648 | 408.7175 | 408.2158 | 493.9322 | 433.4632 | 448.6673
5112 | 0 | 214 | 8 | 323.9668 | 198.0572 | 318.3547 | 462.21 | 413.5079 | 383.9348 | 300.6957 | 302.6688 | 200.9911 | 449.5394 | 388.0152 | 471.5409 | 259.5606 | 382.9837 | 336.0267 | 405.5692 | 420.5287 | 490.6071 | 432.2899 | 438.8181
5113 | 1 | 214 | 8 | 332.2126 | 207.3829 | 319.8431 | 434.9393 | 430.234 | 392.3589 | 298.8742 | 304.5912 | 206.5784 | 440.7566 | 390.0091 | 470.8598 | 257.689 | 391.7363 | 345.3245 | 408.7089 | 431.0377 | 458.2402 | 430.537 | 440.9053
5114 | 2 | 214 | 8 | 338.3937 | 204.8082 | 318.822 | 417.6985 | 427.7495 | 379.9613 | 298.5256 | 306.6509 | 207.9092 | 443.3879 | 389.8913 | 478.4143 | 263.1767 | 390.6391 | 352.9719 | 408.6994 | 428.51 | 455.3294 | 430.2279 | 450.9764
5115 | 3 | 214 | 8 | 339.9568 | 201.1879 | 325.0865 | 408.9608 | 422.8653 | 391.0939 | 297.841 | 309.3132 | 208.0541 | 443.0472 | 390.8649 | 477.6036 | 266.7354 | 378.5513 | 359.5767 | 407.4187 | 418.4468 | 449.2348 | 432.5826 | 447.5648
5116 | 4 | 214 | 8 | 341.9903 | 202.3491 | 330.1339 | 417.2551 | 406.821 | 377.6877 | 298.6986 | 307.5374 | 211.0624 | 442.8447 | 386.614 | 478.9037 | 253.727 | 359.381 | 358.9015 | 407.5604 | 402.1298 | 454.3749 | 431.0706 | 439.7569
5117 | 5 | 214 | 8 | 330.8258 | 150.5634 | 335.2971 | 452.0189 | 274.7381 | 264.0687 | 278.9688 | 304.405 | 166.5283 | 419.3464 | 385.0316 | 465.5873 | 238.6744 | 274.3477 | 351.0475 | 388.1068 | 276.1449 | 469.0914 | 388.355 | 437.0757
5118 | 6 | 214 | 8 | 291.5259 | 118.8911 | 291.0989 | 342.4041 | 218.5996 | 173.1411 | 252.2275 | 268.3967 | 137.1424 | 309.2911 | 330.7789 | 304.5891 | 232.0729 | 194.8313 | 281.7181 | 328.5772 | 221.4243 | 397.0301 | 355.4615 | 327.1911
5119 | 7 | 214 | 8 | 261.5764 | 120.8884 | 280.0145 | 314.2888 | 218.8412 | 187.1045 | 245.5508 | 253.2196 | 129.472 | 261.946 | 311.6472 | 250.1421 | 205.878 | 182.8768 | 250.2726 | 307.7393 | 209.9777 | 315.6662 | 344.1568 | 264.7712
5120 | 8 | 214 | 8 | 253.1342 | 115.5171 | 268.6372 | 310.6997 | 207.9391 | 179.1051 | 238.7403 | 244.3528 | 125.0881 | 245.2726 | 308.4026 | 237.4435 | 202.508 | 177.9857 | 240.2762 | 302.8207 | 202.7103 | 284.5834 | 337.0777 | 233.4547
5121 | 9 | 214 | 8 | 247.9394 | 117.7417 | 266.6459 | 308.6292 | 202.3013 | 172.7564 | 238.677 | 245.1997 | 120.7732 | 237.9402 | 300.4182 | 232.1512 | 195.7803 | 178.2152 | 237.3858 | 304.8061 | 200.2002 | 268.7732 | 343.4534 | 223.4663
5122 | 10 | 214 | 8 | 248.1546 | 119.0959 | 272.3545 | 308.917 | 210.8663 | 169.6876 | 242.976 | 239.8171 | 128.3549 | 240.4551 | 296.4445 | 231.0141 | 197.7757 | 182.2939 | 241.6787 | 313.1624 | 205.5216 | 265.372 | 347.9941 | 222.4842
5123 | 11 | 214 | 8 | 246.675 | 120.7879 | 278.8885 | 316.3155 | 208.2634 | 168.0065 | 244.0578 | 234.6628 | 131.1565 | 244.1055 | 307.9505 | 235.0367 | 194.256 | 181.1713 | 242.2732 | 312.8906 | 205.8843 | 266.2373 | 348.1378 | 226.3476
5124 | 12 | 214 | 8 | 243.9719 | 122.3781 | 284.063 | 326.3288 | 211.5971 | 165.6248 | 251.3581 | 227.0489 | 133.3371 | 247.643 | 307.0527 | 236.0402 | 195.4587 | 177.2788 | 242.0018 | 312.7897 | 204.7869 | 272.1427 | 348.7038 | 222.4802
5125 | 13 | 214 | 8 | 243.6154 | 123.3596 | 287.9907 | 330.733 | 208.6902 | 167.3072 | 256.7576 | 228.1419 | 134.0246 | 252.4002 | 313.4431 | 236.3277 | 190.9489 | 180.8066 | 248.8115 | 318.9198 | 208.592 | 274.0516 | 352.3061 | 229.8435
5126 | 14 | 214 | 8 | 245.0693 | 125.0771 | 289.15 | 339.0547 | 212.2838 | 168.5951 | 254.4489 | 233.0132 | 140.3517 | 253.2306 | 316.7979 | 238.4454 | 186.5882 | 184.0085 | 251.719 | 323.816 | 213.1605 | 281.2881 | 356.8109 | 235.1679
5127 | 15 | 214 | 8 | 254.0876 | 132.0818 | 288.6118 | 344.0313 | 213.6879 | 163.321 | 263.8346 | 243.7916 | 148.402 | 257.1759 | 316.2116 | 241.0078 | 192.6087 | 190.1926 | 254.0742 | 328.8669 | 220.3294 | 293.3051 | 364.4909 | 237.9241
5128 | 16 | 214 | 8 | 278.8766 | 136.9673 | 289.0424 | 358.3192 | 232.681 | 168.1863 | 286.8247 | 256.7683 | 162.6729 | 268.9928 | 317.7411 | 248.4643 | 214.5572 | 204.5223 | 263.2398 | 340.8328 | 246.1054 | 316.5251 | 381.2047 | 254.1072
5129 | 17 | 214 | 8 | 290.4265 | 157.6013 | 312.7389 | 397.4933 | 315.7253 | 230.9243 | 331.728 | 286.0483 | 216.406 | 335.7425 | 341.6291 | 284.1209 | 237.7201 | 263.3545 | 323.9377 | 387.3939 | 327.4728 | 375.0342 | 431.5207 | 310.0876
5130 | 18 | 214 | 8 | 311.693 | 167.9701 | 365.3805 | 443.0466 | 396.0169 | 315.1719 | 352.8334 | 303.1701 | 271.9301 | 441.9024 | 387.4119 | 396.4063 | 254.7661 | 325.3403 | 365.8266 | 431.7984 | 395.5101 | 449.5858 | 457.4846 | 395.5103
5131 | 19 | 214 | 8 | 318.7931 | 161.7191 | 363.5244 | 448.772 | 391.2149 | 331.5707 | 348.2426 | 305.5041 | 261.2139 | 471.8339 | 415.8604 | 464.348 | 256.604 | 326.2596 | 375.8811 | 439.1233 | 386.6039 | 477.4286 | 434.3552 | 416.4087
5132 | 20 | 214 | 8 | 313.0978 | 157.1274 | 342.2266 | 435.4046 | 392.925 | 326.4641 | 340.0286 | 304.7956 | 239.5205 | 431.835 | 407.2597 | 449.1435 | 240.7391 | 321.0624 | 360.8586 | 416.3828 | 386.3911 | 456.5981 | 416.7215 | 388.9188
5133 | 21 | 214 | 8 | 311.7425 | 175.8771 | 336.6929 | 429.9589 | 403.4693 | 340.3124 | 323.1409 | 304.8953 | 217.4583 | 451.4608 | 398.7241 | 464.974 | 253.5141 | 332.0145 | 348.2733 | 414.9842 | 395.1228 | 439.9893 | 417.8955 | 415.7512
5134 | 22 | 214 | 8 | 315.1898 | 189.2368 | 330.0995 | 427.7457 | 402.3928 | 360.5265 | 312.7512 | 300.936 | 213.0772 | 459.5708 | 406.4654 | 481.0722 | 250.1765 | 347.211 | 341.4962 | 408.4297 | 396.0471 | 478.5476 | 428.8744 | 445.7321
5135 | 23 | 214 | 8 | 319.8167 | 202.9772 | 329.7231 | 448.8049 | 405.4192 | 373.5163 | 304.7195 | 302.1054 | 205.6861 | 454.0413 | 398.4996 | 473.5088 | 251.4964 | 367.1651 | 343.4648 | 408.7175 | 408.2158 | 493.9322 | 433.4632 | 448.6673
5136 | 0 | 215 | 8 | 323.9668 | 198.0572 | 318.3547 | 462.21 | 413.5079 | 383.9348 | 300.6957 | 302.6688 | 200.9911 | 449.5394 | 388.0152 | 471.5409 | 259.5606 | 382.9837 | 336.0267 | 405.5692 | 420.5287 | 490.6071 | 432.2899 | 438.8181
5137 | 1 | 215 | 8 | 332.2126 | 207.3829 | 319.8431 | 434.9393 | 430.234 | 392.3589 | 298.8742 | 304.5912 | 206.5784 | 440.7566 | 390.0091 | 470.8598 | 257.689 | 391.7363 | 345.3245 | 408.7089 | 431.0377 | 458.2402 | 430.537 | 440.9053
5138 | 2 | 215 | 8 | 338.3937 | 204.8082 | 318.822 | 417.6985 | 427.7495 | 379.9613 | 298.5256 | 306.6509 | 207.9092 | 443.3879 | 389.8913 | 478.4143 | 263.1767 | 390.6391 | 352.9719 | 408.6994 | 428.51 | 455.3294 | 430.2279 | 450.9764
5139 | 3 | 215 | 8 | 339.9568 | 201.1879 | 325.0865 | 408.9608 | 422.8653 | 391.0939 | 297.841 | 309.3132 | 208.0541 | 443.0472 | 390.8649 | 477.6036 | 266.7354 | 378.5513 | 359.5767 | 407.4187 | 418.4468 | 449.2348 | 432.5826 | 447.5648
5140 | 4 | 215 | 8 | 341.9903 | 202.3491 | 330.1339 | 417.2551 | 406.821 | 377.6877 | 298.6986 | 307.5374 | 211.0624 | 442.8447 | 386.614 | 478.9037 | 253.727 | 359.381 | 358.9015 | 407.5604 | 402.1298 | 454.3749 | 431.0706 | 439.7569
5141 | 5 | 215 | 8 | 330.8258 | 150.5634 | 335.2971 | 452.0189 | 274.7381 | 264.0687 | 278.9688 | 304.405 | 166.5283 | 419.3464 | 385.0316 | 465.5873 | 238.6744 | 274.3477 | 351.0475 | 388.1068 | 276.1449 | 469.0914 | 388.355 | 437.0757
5142 | 6 | 215 | 8 | 291.5259 | 118.8911 | 291.0989 | 342.4041 | 218.5996 | 173.1411 | 252.2275 | 268.3967 | 137.1424 | 309.2911 | 330.7789 | 304.5891 | 232.0729 | 194.8313 | 281.7181 | 328.5772 | 221.4243 | 397.0301 | 355.4615 | 327.1911
5143 | 7 | 215 | 8 | 261.5764 | 120.8884 | 280.0145 | 314.2888 | 218.8412 | 187.1045 | 245.5508 | 253.2196 | 129.472 | 261.946 | 311.6472 | 250.1421 | 205.878 | 182.8768 | 250.2726 | 307.7393 | 209.9777 | 315.6662 | 344.1568 | 264.7712
5144 | 8 | 215 | 8 | 253.1342 | 115.5171 | 268.6372 | 310.6997 | 207.9391 | 179.1051 | 238.7403 | 244.3528 | 125.0881 | 245.2726 | 308.4026 | 237.4435 | 202.508 | 177.9857 | 240.2762 | 302.8207 | 202.7103 | 284.5834 | 337.0777 | 233.4547
5145 | 9 | 215 | 8 | 247.9394 | 117.7417 | 266.6459 | 308.6292 | 202.3013 | 172.7564 | 238.677 | 245.1997 | 120.7732 | 237.9402 | 300.4182 | 232.1512 | 195.7803 | 178.2152 | 237.3858 | 304.8061 | 200.2002 | 268.7732 | 343.4534 | 223.4663
5146 | 10 | 215 | 8 | 248.1546 | 119.0959 | 272.3545 | 308.917 | 210.8663 | 169.6876 | 242.976 | 239.8171 | 128.3549 | 240.4551 | 296.4445 | 231.0141 | 197.7757 | 182.2939 | 241.6787 | 313.1624 | 205.5216 | 265.372 | 347.9941 | 222.4842
5147 | 11 | 215 | 8 | 246.675 | 120.7879 | 278.8885 | 316.3155 | 208.2634 | 168.0065 | 244.0578 | 234.6628 | 131.1565 | 244.1055 | 307.9505 | 235.0367 | 194.256 | 181.1713 | 242.2732 | 312.8906 | 205.8843 | 266.2373 | 348.1378 | 226.3476
5148 | 12 | 215 | 8 | 243.9719 | 122.3781 | 284.063 | 326.3288 | 211.5971 | 165.6248 | 251.3581 | 227.0489 | 133.3371 | 247.643 | 307.0527 | 236.0402 | 195.4587 | 177.2788 | 242.0018 | 312.7897 | 204.7869 | 272.1427 | 348.7038 | 222.4802
5149 | 13 | 215 | 8 | 243.6154 | 123.3596 | 287.9907 | 330.733 | 208.6902 | 167.3072 | 256.7576 | 228.1419 | 134.0246 | 252.4002 | 313.4431 | 236.3277 | 190.9489 | 180.8066 | 248.8115 | 318.9198 | 208.592 | 274.0516 | 352.3061 | 229.8435
5150 | 14 | 215 | 8 | 245.0693 | 125.0771 | 289.15 | 339.0547 | 212.2838 | 168.5951 | 254.4489 | 233.0132 | 140.3517 | 253.2306 | 316.7979 | 238.4454 | 186.5882 | 184.0085 | 251.719 | 323.816 | 213.1605 | 281.2881 | 356.8109 | 235.1679
5151 | 15 | 215 | 8 | 254.0876 | 132.0818 | 288.6118 | 344.0313 | 213.6879 | 163.321 | 263.8346 | 243.7916 | 148.402 | 257.1759 | 316.2116 | 241.0078 | 192.6087 | 190.1926 | 254.0742 | 328.8669 | 220.3294 | 293.3051 | 364.4909 | 237.9241
5152 | 16 | 215 | 8 | 278.8766 | 136.9673 | 289.0424 | 358.3192 | 232.681 | 168.1863 | 286.8247 | 256.7683 | 162.6729 | 268.9928 | 317.7411 | 248.4643 | 214.5572 | 204.5223 | 263.2398 | 340.8328 | 246.1054 | 316.5251 | 381.2047 | 254.1072
5153 | 17 | 215 | 8 | 290.4265 | 157.6013 | 312.7389 | 397.4933 | 315.7253 | 230.9243 | 331.728 | 286.0483 | 216.406 | 335.7425 | 341.6291 | 284.1209 | 237.7201 | 263.3545 | 323.9377 | 387.3939 | 327.4728 | 375.0342 | 431.5207 | 310.0876
5154 | 18 | 215 | 8 | 311.693 | 167.9701 | 365.3805 | 443.0466 | 396.0169 | 315.1719 | 352.8334 | 303.1701 | 271.9301 | 441.9024 | 387.4119 | 396.4063 | 254.7661 | 325.3403 | 365.8266 | 431.7984 | 395.5101 | 449.5858 | 457.4846 | 395.5103
5155 | 19 | 215 | 8 | 318.7931 | 161.7191 | 363.5244 | 448.772 | 391.2149 | 331.5707 | 348.2426 | 305.5041 | 261.2139 | 471.8339 | 415.8604 | 464.348 | 256.604 | 326.2596 | 375.8811 | 439.1233 | 386.6039 | 477.4286 | 434.3552 | 416.4087
5156 | 20 | 215 | 8 | 313.0978 | 157.1274 | 342.2266 | 435.4046 | 392.925 | 326.4641 | 340.0286 | 304.7956 | 239.5205 | 431.835 | 407.2597 | 449.1435 | 240.7391 | 321.0624 | 360.8586 | 416.3828 | 386.3911 | 456.5981 | 416.7215 | 388.9188
5157 | 21 | 215 | 8 | 311.7425 | 175.8771 | 336.6929 | 429.9589 | 403.4693 | 340.3124 | 323.1409 | 304.8953 | 217.4583 | 451.4608 | 398.7241 | 464.974 | 253.5141 | 332.0145 | 348.2733 | 414.9842 | 395.1228 | 439.9893 | 417.8955 | 415.7512
5158 | 22 | 215 | 8 | 315.1898 | 189.2368 | 330.0995 | 427.7457 | 402.3928 | 360.5265 | 312.7512 | 300.936 | 213.0772 | 459.5708 | 406.4654 | 481.0722 | 250.1765 | 347.211 | 341.4962 | 408.4297 | 396.0471 | 478.5476 | 428.8744 | 445.7321
5159 | 23 | 215 | 8 | 319.8167 | 202.9772 | 329.7231 | 448.8049 | 405.4192 | 373.5163 | 304.7195 | 302.1054 | 205.6861 | 454.0413 | 398.4996 | 473.5088 | 251.4964 | 367.1651 | 343.4648 | 408.7175 | 408.2158 | 493.9322 | 433.4632 | 448.6673
5160 | 0 | 216 | 8 | 323.9668 | 198.0572 | 318.3547 | 462.21 | 413.5079 | 383.9348 | 300.6957 | 302.6688 | 200.9911 | 449.5394 | 388.0152 | 471.5409 | 259.5606 | 382.9837 | 336.0267 | 405.5692 | 420.5287 | 490.6071 | 432.2899 | 438.8181
5161 | 1 | 216 | 8 | 332.2126 | 207.3829 | 319.8431 | 434.9393 | 430.234 | 392.3589 | 298.8742 | 304.5912 | 206.5784 | 440.7566 | 390.0091 | 470.8598 | 257.689 | 391.7363 | 345.3245 | 408.7089 | 431.0377 | 458.2402 | 430.537 | 440.9053
5162 | 2 | 216 | 8 | 338.3937 | 204.8082 | 318.822 | 417.6985 | 427.7495 | 379.9613 | 298.5256 | 306.6509 | 207.9092 | 443.3879 | 389.8913 | 478.4143 | 263.1767 | 390.6391 | 352.9719 | 408.6994 | 428.51 | 455.3294 | 430.2279 | 450.9764
5163 | 3 | 216 | 8 | 339.9568 | 201.1879 | 325.0865 | 408.9608 | 422.8653 | 391.0939 | 297.841 | 309.3132 | 208.0541 | 443.0472 | 390.8649 | 477.6036 | 266.7354 | 378.5513 | 359.5767 | 407.4187 | 418.4468 | 449.2348 | 432.5826 | 447.5648
5164 | 4 | 216 | 8 | 341.9903 | 202.3491 | 330.1339 | 417.2551 | 406.821 | 377.6877 | 298.6986 | 307.5374 | 211.0624 | 442.8447 | 386.614 | 478.9037 | 253.727 | 359.381 | 358.9015 | 407.5604 | 402.1298 | 454.3749 | 431.0706 | 439.7569
5165 | 5 | 216 | 8 | 330.8258 | 150.5634 | 335.2971 | 452.0189 | 274.7381 | 264.0687 | 278.9688 | 304.405 | 166.5283 | 419.3464 | 385.0316 | 465.5873 | 238.6744 | 274.3477 | 351.0475 | 388.1068 | 276.1449 | 469.0914 | 388.355 | 437.0757
5166 | 6 | 216 | 8 | 291.5259 | 118.8911 | 291.0989 | 342.4041 | 218.5996 | 173.1411 | 252.2275 | 268.3967 | 137.1424 | 309.2911 | 330.7789 | 304.5891 | 232.0729 | 194.8313 | 281.7181 | 328.5772 | 221.4243 | 397.0301 | 355.4615 | 327.1911
5167 | 7 | 216 | 8 | 261.5764 | 120.8884 | 280.0145 | 314.2888 | 218.8412 | 187.1045 | 245.5508 | 253.2196 | 129.472 | 261.946 | 311.6472 | 250.1421 | 205.878 | 182.8768 | 250.2726 | 307.7393 | 209.9777 | 315.6662 | 344.1568 | 264.7712
5168 | 8 | 216 | 8 | 253.1342 | 115.5171 | 268.6372 | 310.6997 | 207.9391 | 179.1051 | 238.7403 | 244.3528 | 125.0881 | 245.2726 | 308.4026 | 237.4435 | 202.508 | 177.9857 | 240.2762 | 302.8207 | 202.7103 | 284.5834 | 337.0777 | 233.4547
5169 | 9 | 216 | 8 | 247.9394 | 117.7417 | 266.6459 | 308.6292 | 202.3013 | 172.7564 | 238.677 | 245.1997 | 120.7732 | 237.9402 | 300.4182 | 232.1512 | 195.7803 | 178.2152 | 237.3858 | 304.8061 | 200.2002 | 268.7732 | 343.4534 | 223.4663
5170 | 10 | 216 | 8 | 248.1546 | 119.0959 | 272.3545 | 308.917 | 210.8663 | 169.6876 | 242.976 | 239.8171 | 128.3549 | 240.4551 | 296.4445 | 231.0141 | 197.7757 | 182.2939 | 241.6787 | 313.1624 | 205.5216 | 265.372 | 347.9941 | 222.4842
5171 | 11 | 216 | 8 | 246.675 | 120.7879 | 278.8885 | 316.3155 | 208.2634 | 168.0065 | 244.0578 | 234.6628 | 131.1565 | 244.1055 | 307.9505 | 235.0367 | 194.256 | 181.1713 | 242.2732 | 312.8906 | 205.8843 | 266.2373 | 348.1378 | 226.3476
5172 | 12 | 216 | 8 | 243.9719 | 122.3781 | 284.063 | 326.3288 | 211.5971 | 165.6248 | 251.3581 | 227.0489 | 133.3371 | 247.643 | 307.0527 | 236.0402 | 195.4587 | 177.2788 | 242.0018 | 312.7897 | 204.7869 | 272.1427 | 348.7038 | 222.4802
5173 | 13 | 216 | 8 | 243.6154 | 123.3596 | 287.9907 | 330.733 | 208.6902 | 167.3072 | 256.7576 | 228.1419 | 134.0246 | 252.4002 | 313.4431 | 236.3277 | 190.9489 | 180.8066 | 248.8115 | 318.9198 | 208.592 | 274.0516 | 352.3061 | 229.8435
5174 | 14 | 216 | 8 | 245.0693 | 125.0771 | 289.15 | 339.0547 | 212.2838 | 168.5951 | 254.4489 | 233.0132 | 140.3517 | 253.2306 | 316.7979 | 238.4454 | 186.5882 | 184.0085 | 251.719 | 323.816 | 213.1605 | 281.2881 | 356.8109 | 235.1679
5175 | 15 | 216 | 8 | 254.0876 | 132.0818 | 288.6118 | 344.0313 | 213.6879 | 163.321 | 263.8346 | 243.7916 | 148.402 | 257.1759 | 316.2116 | 241.0078 | 192.6087 | 190.1926 | 254.0742 | 328.8669 | 220.3294 | 293.3051 | 364.4909 | 237.9241
5176 | 16 | 216 | 8 | 278.8766 | 136.9673 | 289.0424 | 358.3192 | 232.681 | 168.1863 | 286.8247 | 256.7683 | 162.6729 | 268.9928 | 317.7411 | 248.4643 | 214.5572 | 204.5223 | 263.2398 | 340.8328 | 246.1054 | 316.5251 | 381.2047 | 254.1072
5177 | 17 | 216 | 8 | 290.4265 | 157.6013 | 312.7389 | 397.4933 | 315.7253 | 230.9243 | 331.728 | 286.0483 | 216.406 | 335.7425 | 341.6291 | 284.1209 | 237.7201 | 263.3545 | 323.9377 | 387.3939 | 327.4728 | 375.0342 | 431.5207 | 310.0876
5178 | 18 | 216 | 8 | 311.693 | 167.9701 | 365.3805 | 443.0466 | 396.0169 | 315.1719 | 352.8334 | 303.1701 | 271.9301 | 441.9024 | 387.4119 | 396.4063 | 254.7661 | 325.3403 | 365.8266 | 431.7984 | 395.5101 | 449.5858 | 457.4846 | 395.5103
5179 | 19 | 216 | 8 | 318.7931 | 161.7191 | 363.5244 | 448.772 | 391.2149 | 331.5707 | 348.2426 | 305.5041 | 261.2139 | 471.8339 | 415.8604 | 464.348 | 256.604 | 326.2596 | 375.8811 | 439.1233 | 386.6039 | 477.4286 | 434.3552 | 416.4087
5180 | 20 | 216 | 8 | 313.0978 | 157.1274 | 342.2266 | 435.4046 | 392.925 | 326.4641 | 340.0286 | 304.7956 | 239.5205 | 431.835 | 407.2597 | 449.1435 | 240.7391 | 321.0624 | 360.8586 | 416.3828 | 386.3911 | 456.5981 | 416.7215 | 388.9188
5181 | 21 | 216 | 8 | 311.7425 | 175.8771 | 336.6929 | 429.9589 | 403.4693 | 340.3124 | 323.1409 | 304.8953 | 217.4583 | 451.4608 | 398.7241 | 464.974 | 253.5141 | 332.0145 | 348.2733 | 414.9842 | 395.1228 | 439.9893 | 417.8955 | 415.7512
5182 | 22 | 216 | 8 | 315.1898 | 189.2368 | 330.0995 | 427.7457 | 402.3928 | 360.5265 | 312.7512 | 300.936 | 213.0772 | 459.5708 | 406.4654 | 481.0722 | 250.1765 | 347.211 | 341.4962 | 408.4297 | 396.0471 | 478.5476 | 428.8744 | 445.7321
5183 | 23 | 216 | 8 | 319.8167 | 202.9772 | 329.7231 | 448.8049 | 405.4192 | 373.5163 | 304.7195 | 302.1054 | 205.6861 | 454.0413 | 398.4996 | 473.5088 | 251.4964 | 367.1651 | 343.4648 | 408.7175 | 408.2158 | 493.9322 | 433.4632 | 448.6673
5184 | 0 | 217 | 8 | 323.9668 | 198.0572 | 318.3547 | 462.21 | 413.5079 | 383.9348 | 300.6957 | 302.6688 | 200.9911 | 449.5394 | 388.0152 | 471.5409 | 259.5606 | 382.9837 | 336.0267 | 405.5692 | 420.5287 | 490.6071 | 432.2899 | 438.8181
5185 | 1 | 217 | 8 | 332.2126 | 207.3829 | 319.8431 | 434.9393 | 430.234 | 392.3589 | 298.8742 | 304.5912 | 206.5784 | 440.7566 | 390.0091 | 470.8598 | 257.689 | 391.7363 | 345.3245 | 408.7089 | 431.0377 | 458.2402 | 430.537 | 440.9053
5186 | 2 | 217 | 8 | 338.3937 | 204.8082 | 318.822 | 417.6985 | 427.7495 | 379.9613 | 298.5256 | 306.6509 | 207.9092 | 443.3879 | 389.8913 | 478.4143 | 263.1767 | 390.6391 | 352.9719 | 408.6994 | 428.51 | 455.3294 | 430.2279 | 450.9764
5187 | 3 | 217 | 8 | 339.9568 | 201.1879 | 325.0865 | 408.9608 | 422.8653 | 391.0939 | 297.841 | 309.3132 | 208.0541 | 443.0472 | 390.8649 | 477.6036 | 266.7354 | 378.5513 | 359.5767 | 407.4187 | 418.4468 | 449.2348 | 432.5826 | 447.5648
5188 | 4 | 217 | 8 | 341.9903 | 202.3491 | 330.1339 | 417.2551 | 406.821 | 377.6877 | 298.6986 | 307.5374 | 211.0624 | 442.8447 | 386.614 | 478.9037 | 253.727 | 359.381 | 358.9015 | 407.5604 | 402.1298 | 454.3749 | 431.0706 | 439.7569
5189 | 5 | 217 | 8 | 330.8258 | 150.5634 | 335.2971 | 452.0189 | 274.7381 | 264.0687 | 278.9688 | 304.405 | 166.5283 | 419.3464 | 385.0316 | 465.5873 | 238.6744 | 274.3477 | 351.0475 | 388.1068 | 276.1449 | 469.0914 | 388.355 | 437.0757
5190 | 6 | 217 | 8 | 291.5259 | 118.8911 | 291.0989 | 342.4041 | 218.5996 | 173.1411 | 252.2275 | 268.3967 | 137.1424 | 309.2911 | 330.7789 | 304.5891 | 232.0729 | 194.8313 | 281.7181 | 328.5772 | 221.4243 | 397.0301 | 355.4615 | 327.1911
5191 | 7 | 217 | 8 | 261.5764 | 120.8884 | 280.0145 | 314.2888 | 218.8412 | 187.1045 | 245.5508 | 253.2196 | 129.472 | 261.946 | 311.6472 | 250.1421 | 205.878 | 182.8768 | 250.2726 | 307.7393 | 209.9777 | 315.6662 | 344.1568 | 264.7712
5192 | 8 | 217 | 8 | 253.1342 | 115.5171 | 268.6372 | 310.6997 | 207.9391 | 179.1051 | 238.7403 | 244.3528 | 125.0881 | 245.2726 | 308.4026 | 237.4435 | 202.508 | 177.9857 | 240.2762 | 302.8207 | 202.7103 | 284.5834 | 337.0777 | 233.4547
5193 | 9 | 217 | 8 | 247.9394 | 117.7417 | 266.6459 | 308.6292 | 202.3013 | 172.7564 | 238.677 | 245.1997 | 120.7732 | 237.9402 | 300.4182 | 232.1512 | 195.7803 | 178.2152 | 237.3858 | 304.8061 | 200.2002 | 268.7732 | 343.4534 | 223.4663
5194 | 10 | 217 | 8 | 248.1546 | 119.0959 | 272.3545 | 308.917 | 210.8663 | 169.6876 | 242.976 | 239.8171 | 128.3549 | 240.4551 | 296.4445 | 231.0141 | 197.7757 | 182.2939 | 241.6787 | 313.1624 | 205.5216 | 265.372 | 347.9941 | 222.4842
5195 | 11 | 217 | 8 | 246.675 | 120.7879 | 278.8885 | 316.3155 | 208.2634 | 168.0065 | 244.0578 | 234.6628 | 131.1565 | 244.1055 | 307.9505 | 235.0367 | 194.256 | 181.1713 | 242.2732 | 312.8906 | 205.8843 | 266.2373 | 348.1378 | 226.3476
5196 | 12 | 217 | 8 | 243.9719 | 122.3781 | 284.063 | 326.3288 | 211.5971 | 165.6248 | 251.3581 | 227.0489 | 133.3371 | 247.643 | 307.0527 | 236.0402 | 195.4587 | 177.2788 | 242.0018 | 312.7897 | 204.7869 | 272.1427 | 348.7038 | 222.4802
5197 | 13 | 217 | 8 | 243.6154 | 123.3596 | 287.9907 | 330.733 | 208.6902 | 167.3072 | 256.7576 | 228.1419 | 134.0246 | 252.4002 | 313.4431 | 236.3277 | 190.9489 | 180.8066 | 248.8115 | 318.9198 | 208.592 | 274.0516 | 352.3061 | 229.8435
5198 | 14 | 217 | 8 | 245.0693 | 125.0771 | 289.15 | 339.0547 | 212.2838 | 168.5951 | 254.4489 | 233.0132 | 140.3517 | 253.2306 | 316.7979 | 238.4454 | 186.5882 | 184.0085 | 251.719 | 323.816 | 213.1605 | 281.2881 | 356.8109 | 235.1679
5199 | 15 | 217 | 8 | 254.0876 | 132.0818 | 288.6118 | 344.0313 | 213.6879 | 163.321 | 263.8346 | 243.7916 | 148.402 | 257.1759 | 316.2116 | 241.0078 | 192.6087 | 190.1926 | 254.0742 | 328.8669 | 220.3294 | 293.3051 | 364.4909 | 237.9241
5200 | 16 | 217 | 8 | 278.8766 | 136.9673 | 289.0424 | 358.3192 | 232.681 | 168.1863 | 286.8247 | 256.7683 | 162.6729 | 268.9928 | 317.7411 | 248.4643 | 214.5572 | 204.5223 | 263.2398 | 340.8328 | 246.1054 | 316.5251 | 381.2047 | 254.1072
5201 | 17 | 217 | 8 | 290.4265 | 157.6013 | 312.7389 | 397.4933 | 315.7253 | 230.9243 | 331.728 | 286.0483 | 216.406 | 335.7425 | 341.6291 | 284.1209 | 237.7201 | 263.3545 | 323.9377 | 387.3939 | 327.4728 | 375.0342 | 431.5207 | 310.0876
5202 | 18 | 217 | 8 | 311.693 | 167.9701 | 365.3805 | 443.0466 | 396.0169 | 315.1719 | 352.8334 | 303.1701 | 271.9301 | 441.9024 | 387.4119 | 396.4063 | 254.7661 | 325.3403 | 365.8266 | 431.7984 | 395.5101 | 449.5858 | 457.4846 | 395.5103
5203 | 19 | 217 | 8 | 318.7931 | 161.7191 | 363.5244 | 448.772 | 391.2149 | 331.5707 | 348.2426 | 305.5041 | 261.2139 | 471.8339 | 415.8604 | 464.348 | 256.604 | 326.2596 | 375.8811 | 439.1233 | 386.6039 | 477.4286 | 434.3552 | 416.4087
5204 | 20 | 217 | 8 | 313.0978 | 157.1274 | 342.2266 | 435.4046 | 392.925 | 326.4641 | 340.0286 | 304.7956 | 239.5205 | 431.835 | 407.2597 | 449.1435 | 240.7391 | 321.0624 | 360.8586 | 416.3828 | 386.3911 | 456.5981 | 416.7215 | 388.9188
5205 | 21 | 217 | 8 | 311.7425 | 175.8771 | 336.6929 | 429.9589 | 403.4693 | 340.3124 | 323.1409 | 304.8953 | 217.4583 | 451.4608 | 398.7241 | 464.974 | 253.5141 | 332.0145 | 348.2733 | 414.9842 | 395.1228 | 439.9893 | 417.8955 | 415.7512
5206 | 22 | 217 | 8 | 315.1898 | 189.2368 | 330.0995 | 427.7457 | 402.3928 | 360.5265 | 312.7512 | 300.936 | 213.0772 | 459.5708 | 406.4654 | 481.0722 | 250.1765 | 347.211 | 341.4962 | 408.4297 | 396.0471 | 478.5476 | 428.8744 | 445.7321
5207 | 23 | 217 | 8 | 319.8167 | 202.9772 | 329.7231 | 448.8049 | 405.4192 | 373.5163 | 304.7195 | 302.1054 | 205.6861 | 454.0413 | 398.4996 | 473.5088 | 251.4964 | 367.1651 | 343.4648 | 408.7175 | 408.2158 | 493.9322 | 433.4632 | 448.6673
5208 | 0 | 218 | 8 | 323.9668 | 198.0572 | 318.3547 | 462.21 | 413.5079 | 383.9348 | 300.6957 | 302.6688 | 200.9911 | 449.5394 | 388.0152 | 471.5409 | 259.5606 | 382.9837 | 336.0267 | 405.5692 | 420.5287 | 490.6071 | 432.2899 | 438.8181
5209 | 1 | 218 | 8 | 332.2126 | 207.3829 | 319.8431 | 434.9393 | 430.234 | 392.3589 | 298.8742 | 304.5912 | 206.5784 | 440.7566 | 390.0091 | 470.8598 | 257.689 | 391.7363 | 345.3245 | 408.7089 | 431.0377 | 458.2402 | 430.537 | 440.9053
5210 | 2 | 218 | 8 | 338.3937 | 204.8082 | 318.822 | 417.6985 | 427.7495 | 379.9613 | 298.5256 | 306.6509 | 207.9092 | 443.3879 | 389.8913 | 478.4143 | 263.1767 | 390.6391 | 352.9719 | 408.6994 | 428.51 | 455.3294 | 430.2279 | 450.9764
5211 | 3 | 218 | 8 | 339.9568 | 201.1879 | 325.0865 | 408.9608 | 422.8653 | 391.0939 | 297.841 | 309.3132 | 208.0541 | 443.0472 | 390.8649 | 477.6036 | 266.7354 | 378.5513 | 359.5767 | 407.4187 | 418.4468 | 449.2348 | 432.5826 | 447.5648
5212 | 4 | 218 | 8 | 341.9903 | 202.3491 | 330.1339 | 417.2551 | 406.821 | 377.6877 | 298.6986 | 307.5374 | 211.0624 | 442.8447 | 386.614 | 478.9037 | 253.727 | 359.381 | 358.9015 | 407.5604 | 402.1298 | 454.3749 | 431.0706 | 439.7569
5213 | 5 | 218 | 8 | 330.8258 | 150.5634 | 335.2971 | 452.0189 | 274.7381 | 264.0687 | 278.9688 | 304.405 | 166.5283 | 419.3464 | 385.0316 | 465.5873 | 238.6744 | 274.3477 | 351.0475 | 388.1068 | 276.1449 | 469.0914 | 388.355 | 437.0757
5214 | 6 | 218 | 8 | 291.5259 | 118.8911 | 291.0989 | 342.4041 | 218.5996 | 173.1411 | 252.2275 | 268.3967 | 137.1424 | 309.2911 | 330.7789 | 304.5891 | 232.0729 | 194.8313 | 281.7181 | 328.5772 | 221.4243 | 397.0301 | 355.4615 | 327.1911
5215 | 7 | 218 | 8 | 261.5764 | 120.8884 | 280.0145 | 314.2888 | 218.8412 | 187.1045 | 245.5508 | 253.2196 | 129.472 | 261.946 | 311.6472 | 250.1421 | 205.878 | 182.8768 | 250.2726 | 307.7393 | 209.9777 | 315.6662 | 344.1568 | 264.7712
5216 | 8 | 218 | 8 | 253.1342 | 115.5171 | 268.6372 | 310.6997 | 207.9391 | 179.1051 | 238.7403 | 244.3528 | 125.0881 | 245.2726 | 308.4026 | 237.4435 | 202.508 | 177.9857 | 240.2762 | 302.8207 | 202.7103 | 284.5834 | 337.0777 | 233.4547
5217 | 9 | 218 | 8 | 247.9394 | 117.7417 | 266.6459 | 308.6292 | 202.3013 | 172.7564 | 238.677 | 245.1997 | 120.7732 | 237.9402 | 300.4182 | 232.1512 | 195.7803 | 178.2152 | 237.3858 | 304.8061 | 200.2002 | 268.7732 | 343.4534 | 223.4663
5218 | 10 | 218 | 8 | 248.1546 | 119.0959 | 272.3545 | 308.917 | 210.8663 | 169.6876 | 242.976 | 239.8171 | 128.3549 | 240.4551 | 296.4445 | 231.0141 | 197.7757 | 182.2939 | 241.6787 | 313.1624 | 205.5216 | 265.372 | 347.9941 | 222.4842
5219 | 11 | 218 | 8 | 246.675 | 120.7879 | 278.8885 | 316.3155 | 208.2634 | 168.0065 | 244.0578 | 234.6628 | 131.1565 | 244.1055 | 307.9505 | 235.0367 | 194.256 | 181.1713 | 242.2732 | 312.8906 | 205.8843 | 266.2373 | 348.1378 | 226.3476
5220 | 12 | 218 | 8 | 243.9719 | 122.3781 | 284.063 | 326.3288 | 211.5971 | 165.6248 | 251.3581 | 227.0489 | 133.3371 | 247.643 | 307.0527 | 236.0402 | 195.4587 | 177.2788 | 242.0018 | 312.7897 | 204.7869 | 272.1427 | 348.7038 | 222.4802
5221 | 13 | 218 | 8 | 243.6154 | 123.3596 | 287.9907 | 330.733 | 208.6902 | 167.3072 | 256.7576 | 228.1419 | 134.0246 | 252.4002 | 313.4431 | 236.3277 | 190.9489 | 180.8066 | 248.8115 | 318.9198 | 208.592 | 274.0516 | 352.3061 | 229.8435
5222 | 14 | 218 | 8 | 245.0693 | 125.0771 | 289.15 | 339.0547 | 212.2838 | 168.5951 | 254.4489 | 233.0132 | 140.3517 | 253.2306 | 316.7979 | 238.4454 | 186.5882 | 184.0085 | 251.719 | 323.816 | 213.1605 | 281.2881 | 356.8109 | 235.1679
5223 | 15 | 218 | 8 | 254.0876 | 132.0818 | 288.6118 | 344.0313 | 213.6879 | 163.321 | 263.8346 | 243.7916 | 148.402 | 257.1759 | 316.2116 | 241.0078 | 192.6087 | 190.1926 | 254.0742 | 328.8669 | 220.3294 | 293.3051 | 364.4909 | 237.9241
5224 | 16 | 218 | 8 | 278.8766 | 136.9673 | 289.0424 | 358.3192 | 232.681 | 168.1863 | 286.8247 | 256.7683 | 162.6729 | 268.9928 | 317.7411 | 248.4643 | 214.5572 | 204.5223 | 263.2398 | 340.8328 | 246.1054 | 316.5251 | 381.2047 | 254.1072
5225 | 17 | 218 | 8 | 290.4265 | 157.6013 | 312.7389 | 397.4933 | 315.7253 | 230.9243 | 331.728 | 286.0483 | 216.406 | 335.7425 | 341.6291 | 284.1209 | 237.7201 | 263.3545 | 323.9377 | 387.3939 | 327.4728 | 375.0342 | 431.5207 | 310.0876
5226 | 18 | 218 | 8 | 311.693 | 167.9701 | 365.3805 | 443.0466 | 396.0169 | 315.1719 | 352.8334 | 303.1701 | 271.9301 | 441.9024 | 387.4119 | 396.4063 | 254.7661 | 325.3403 | 365.8266 | 431.7984 | 395.5101 | 449.5858 | 457.4846 | 395.5103
5227 | 19 | 218 | 8 | 318.7931 | 161.7191 | 363.5244 | 448.772 | 391.2149 | 331.5707 | 348.2426 | 305.5041 | 261.2139 | 471.8339 | 415.8604 | 464.348 | 256.604 | 326.2596 | 375.8811 | 439.1233 | 386.6039 | 477.4286 | 434.3552 | 416.4087
5228 | 20 | 218 | 8 | 313.0978 | 157.1274 | 342.2266 | 435.4046 | 392.925 | 326.4641 | 340.0286 | 304.7956 | 239.5205 | 431.835 | 407.2597 | 449.1435 | 240.7391 | 321.0624 | 360.8586 | 416.3828 | 386.3911 | 456.5981 | 416.7215 | 388.9188
5229 | 21 | 218 | 8 | 311.7425 | 175.8771 | 336.6929 | 429.9589 | 403.4693 | 340.3124 | 323.1409 | 304.8953 | 217.4583 | 451.4608 | 398.7241 | 464.974 | 253.5141 | 332.0145 | 348.2733 | 414.9842 | 395.1228 | 439.9893 | 417.8955 | 415.7512
5230 | 22 | 218 | 8 | 315.1898 | 189.2368 | 330.0995 | 427.7457 | 402.3928 | 360.5265 | 312.7512 | 300.936 | 213.0772 | 459.5708 | 406.4654 | 481.0722 | 250.1765 | 347.211 | 341.4962 | 408.4297 | 396.0471 | 478.5476 | 428.8744 | 445.7321
5231 | 23 | 218 | 8 | 319.8167 | 202.9772 | 329.7231 | 448.8049 | 405.4192 | 373.5163 | 304.7195 | 302.1054 | 205.6861 | 454.0413 | 398.4996 | 473.5088 | 251.4964 | 367.1651 | 343.4648 | 408.7175 | 408.2158 | 493.9322 | 433.4632 | 448.6673
5232 | 0 | 219 | 8 | 323.9668 | 198.0572 | 318.3547 | 462.21 | 413.5079 | 383.9348 | 300.6957 | 302.6688 | 200.9911 | 449.5394 | 388.0152 | 471.5409 | 259.5606 | 382.9837 | 336.0267 | 405.5692 | 420.5287 | 490.6071 | 432.2899 | 438.8181
5233 | 1 | 219 | 8 | 332.2126 | 207.3829 | 319.8431 | 434.9393 | 430.234 | 392.3589 | 298.8742 | 304.5912 | 206.5784 | 440.7566 | 390.0091 | 470.8598 | 257.689 | 391.7363 | 345.3245 | 408.7089 | 431.0377 | 458.2402 | 430.537 | 440.9053
5234 | 2 | 219 | 8 | 338.3937 | 204.8082 | 318.822 | 417.6985 | 427.7495 | 379.9613 | 298.5256 | 306.6509 | 207.9092 | 443.3879 | 389.8913 | 478.4143 | 263.1767 | 390.6391 | 352.9719 | 408.6994 | 428.51 | 455.3294 | 430.2279 | 450.9764
5235 | 3 | 219 | 8 | 339.9568 | 201.1879 | 325.0865 | 408.9608 | 422.8653 | 391.0939 | 297.841 | 309.3132 | 208.0541 | 443.0472 | 390.8649 | 477.6036 | 266.7354 | 378.5513 | 359.5767 | 407.4187 | 418.4468 | 449.2348 | 432.5826 | 447.5648
5236 | 4 | 219 | 8 | 341.9903 | 202.3491 | 330.1339 | 417.2551 | 406.821 | 377.6877 | 298.6986 | 307.5374 | 211.0624 | 442.8447 | 386.614 | 478.9037 | 253.727 | 359.381 | 358.9015 | 407.5604 | 402.1298 | 454.3749 | 431.0706 | 439.7569
5237 | 5 | 219 | 8 | 330.8258 | 150.5634 | 335.2971 | 452.0189 | 274.7381 | 264.0687 | 278.9688 | 304.405 | 166.5283 | 419.3464 | 385.0316 | 465.5873 | 238.6744 | 274.3477 | 351.0475 | 388.1068 | 276.1449 | 469.0914 | 388.355 | 437.0757
5238 | 6 | 219 | 8 | 291.5259 | 118.8911 | 291.0989 | 342.4041 | 218.5996 | 173.1411 | 252.2275 | 268.3967 | 137.1424 | 309.2911 | 330.7789 | 304.5891 | 232.0729 | 194.8313 | 281.7181 | 328.5772 | 221.4243 | 397.0301 | 355.4615 | 327.1911
5239 | 7 | 219 | 8 | 261.5764 | 120.8884 | 280.0145 | 314.2888 | 218.8412 | 187.1045 | 245.5508 | 253.2196 | 129.472 | 261.946 | 311.6472 | 250.1421 | 205.878 | 182.8768 | 250.2726 | 307.7393 | 209.9777 | 315.6662 | 344.1568 | 264.7712
5240 | 8 | 219 | 8 | 253.1342 | 115.5171 | 268.6372 | 310.6997 | 207.9391 | 179.1051 | 238.7403 | 244.3528 | 125.0881 | 245.2726 | 308.4026 | 237.4435 | 202.508 | 177.9857 | 240.2762 | 302.8207 | 202.7103 | 284.5834 | 337.0777 | 233.4547
5241 | 9 | 219 | 8 | 247.9394 | 117.7417 | 266.6459 | 308.6292 | 202.3013 | 172.7564 | 238.677 | 245.1997 | 120.7732 | 237.9402 | 300.4182 | 232.1512 | 195.7803 | 178.2152 | 237.3858 | 304.8061 | 200.2002 | 268.7732 | 343.4534 | 223.4663
5242 | 10 | 219 | 8 | 248.1546 | 119.0959 | 272.3545 | 308.917 | 210.8663 | 169.6876 | 242.976 | 239.8171 | 128.3549 | 240.4551 | 296.4445 | 231.0141 | 197.7757 | 182.2939 | 241.6787 | 313.1624 | 205.5216 | 265.372 | 347.9941 | 222.4842
5243 | 11 | 219 | 8 | 246.675 | 120.7879 | 278.8885 | 316.3155 | 208.2634 | 168.0065 | 244.0578 | 234.6628 | 131.1565 | 244.1055 | 307.9505 | 235.0367 | 194.256 | 181.1713 | 242.2732 | 312.8906 | 205.8843 | 266.2373 | 348.1378 | 226.3476
5244 | 12 | 219 | 8 | 243.9719 | 122.3781 | 284.063 | 326.3288 | 211.5971 | 165.6248 | 251.3581 | 227.0489 | 133.3371 | 247.643 | 307.0527 | 236.0402 | 195.4587 | 177.2788 | 242.0018 | 312.7897 | 204.7869 | 272.1427 | 348.7038 | 222.4802
5245 | 13 | 219 | 8 | 243.6154 | 123.3596 | 287.9907 | 330.733 | 208.6902 | 167.3072 | 256.7576 | 228.1419 | 134.0246 | 252.4002 | 313.4431 | 236.3277 | 190.9489 | 180.8066 | 248.8115 | 318.9198 | 208.592 | 274.0516 | 352.3061 | 229.8435
5246 | 14 | 219 | 8 | 245.0693 | 125.0771 | 289.15 | 339.0547 | 212.2838 | 168.5951 | 254.4489 | 233.0132 | 140.3517 | 253.2306 | 316.7979 | 238.4454 | 186.5882 | 184.0085 | 251.719 | 323.816 | 213.1605 | 281.2881 | 356.8109 | 235.1679
5247 | 15 | 219 | 8 | 254.0876 | 132.0818 | 288.6118 | 344.0313 | 213.6879 | 163.321 | 263.8346 | 243.7916 | 148.402 | 257.1759 | 316.2116 | 241.0078 | 192.6087 | 190.1926 | 254.0742 | 328.8669 | 220.3294 | 293.3051 | 364.4909 | 237.9241
5248 | 16 | 219 | 8 | 278.8766 | 136.9673 | 289.0424 | 358.3192 | 232.681 | 168.1863 | 286.8247 | 256.7683 | 162.6729 | 268.9928 | 317.7411 | 248.4643 | 214.5572 | 204.5223 | 263.2398 | 340.8328 | 246.1054 | 316.5251 | 381.2047 | 254.1072
5249 | 17 | 219 | 8 | 290.4265 | 157.6013 | 312.7389 | 397.4933 | 315.7253 | 230.9243 | 331.728 | 286.0483 | 216.406 | 335.7425 | 341.6291 | 284.1209 | 237.7201 | 263.3545 | 323.9377 | 387.3939 | 327.4728 | 375.0342 | 431.5207 | 310.0876
5250 | 18 | 219 | 8 | 311.693 | 167.9701 | 365.3805 | 443.0466 | 396.0169 | 315.1719 | 352.8334 | 303.1701 | 271.9301 | 441.9024 | 387.4119 | 396.4063 | 254.7661 | 325.3403 | 365.8266 | 431.7984 | 395.5101 | 449.5858 | 457.4846 | 395.5103
5251 | 19 | 219 | 8 | 318.7931 | 161.7191 | 363.5244 | 448.772 | 391.2149 | 331.5707 | 348.2426 | 305.5041 | 261.2139 | 471.8339 | 415.8604 | 464.348 | 256.604 | 326.2596 | 375.8811 | 439.1233 | 386.6039 | 477.4286 | 434.3552 | 416.4087
5252 | 20 | 219 | 8 | 313.0978 | 157.1274 | 342.2266 | 435.4046 | 392.925 | 326.4641 | 340.0286 | 304.7956 | 239.5205 | 431.835 | 407.2597 | 449.1435 | 240.7391 | 321.0624 | 360.8586 | 416.3828 | 386.3911 | 456.5981 | 416.7215 | 388.9188
5253 | 21 | 219 | 8 | 311.7425 | 175.8771 | 336.6929 | 429.9589 | 403.4693 | 340.3124 | 323.1409 | 304.8953 | 217.4583 | 451.4608 | 398.7241 | 464.974 | 253.5141 | 332.0145 | 348.2733 | 414.9842 | 395.1228 | 439.9893 | 417.8955 | 415.7512
5254 | 22 | 219 | 8 | 315.1898 | 189.2368 | 330.0995 | 427.7457 | 402.3928 | 360.5265 | 312.7512 | 300.936 | 213.0772 | 459.5708 | 406.4654 | 481.0722 | 250.1765 | 347.211 | 341.4962 | 408.4297 | 396.0471 | 478.5476 | 428.8744 | 445.7321
5255 | 23 | 219 | 8 | 319.8167 | 202.9772 | 329.7231 | 448.8049 | 405.4192 | 373.5163 | 304.7195 | 302.1054 | 205.6861 | 454.0413 | 398.4996 | 473.5088 | 251.4964 | 367.1651 | 343.4648 | 408.7175 | 408.2158 | 493.9322 | 433.4632 | 448.6673
5256 | 0 | 220 | 8 | 323.9668 | 198.0572 | 318.3547 | 462.21 | 413.5079 | 383.9348 | 300.6957 | 302.6688 | 200.9911 | 449.5394 | 388.0152 | 471.5409 | 259.5606 | 382.9837 | 336.0267 | 405.5692 | 420.5287 | 490.6071 | 432.2899 | 438.8181
5257 | 1 | 220 | 8 | 332.2126 | 207.3829 | 319.8431 | 434.9393 | 430.234 | 392.3589 | 298.8742 | 304.5912 | 206.5784 | 440.7566 | 390.0091 | 470.8598 | 257.689 | 391.7363 | 345.3245 | 408.7089 | 431.0377 | 458.2402 | 430.537 | 440.9053
5258 | 2 | 220 | 8 | 338.3937 | 204.8082 | 318.822 | 417.6985 | 427.7495 | 379.9613 | 298.5256 | 306.6509 | 207.9092 | 443.3879 | 389.8913 | 478.4143 | 263.1767 | 390.6391 | 352.9719 | 408.6994 | 428.51 | 455.3294 | 430.2279 | 450.9764
5259 | 3 | 220 | 8 | 339.9568 | 201.1879 | 325.0865 | 408.9608 | 422.8653 | 391.0939 | 297.841 | 309.3132 | 208.0541 | 443.0472 | 390.8649 | 477.6036 | 266.7354 | 378.5513 | 359.5767 | 407.4187 | 418.4468 | 449.2348 | 432.5826 | 447.5648
5260 | 4 | 220 | 8 | 341.9903 | 202.3491 | 330.1339 | 417.2551 | 406.821 | 377.6877 | 298.6986 | 307.5374 | 211.0624 | 442.8447 | 386.614 | 478.9037 | 253.727 | 359.381 | 358.9015 | 407.5604 | 402.1298 | 454.3749 | 431.0706 | 439.7569
5261 | 5 | 220 | 8 | 330.8258 | 150.5634 | 335.2971 | 452.0189 | 274.7381 | 264.0687 | 278.9688 | 304.405 | 166.5283 | 419.3464 | 385.0316 | 465.5873 | 238.6744 | 274.3477 | 351.0475 | 388.1068 | 276.1449 | 469.0914 | 388.355 | 437.0757
5262 | 6 | 220 | 8 | 291.5259 | 118.8911 | 291.0989 | 342.4041 | 218.5996 | 173.1411 | 252.2275 | 268.3967 | 137.1424 | 309.2911 | 330.7789 | 304.5891 | 232.0729 | 194.8313 | 281.7181 | 328.5772 | 221.4243 | 397.0301 | 355.4615 | 327.1911
5263 | 7 | 220 | 8 | 261.5764 | 120.8884 | 280.0145 | 314.2888 | 218.8412 | 187.1045 | 245.5508 | 253.2196 | 129.472 | 261.946 | 311.6472 | 250.1421 | 205.878 | 182.8768 | 250.2726 | 307.7393 | 209.9777 | 315.6662 | 344.1568 | 264.7712
5264 | 8 | 220 | 8 | 253.1342 | 115.5171 | 268.6372 | 310.6997 | 207.9391 | 179.1051 | 238.7403 | 244.3528 | 125.0881 | 245.2726 | 308.4026 | 237.4435 | 202.508 | 177.9857 | 240.2762 | 302.8207 | 202.7103 | 284.5834 | 337.0777 | 233.4547
5265 | 9 | 220 | 8 | 247.9394 | 117.7417 | 266.6459 | 308.6292 | 202.3013 | 172.7564 | 238.677 | 245.1997 | 120.7732 | 237.9402 | 300.4182 | 232.1512 | 195.7803 | 178.2152 | 237.3858 | 304.8061 | 200.2002 | 268.7732 | 343.4534 | 223.4663
5266 | 10 | 220 | 8 | 248.1546 | 119.0959 | 272.3545 | 308.917 | 210.8663 | 169.6876 | 242.976 | 239.8171 | 128.3549 | 240.4551 | 296.4445 | 231.0141 | 197.7757 | 182.2939 | 241.6787 | 313.1624 | 205.5216 | 265.372 | 347.9941 | 222.4842
5267 | 11 | 220 | 8 | 246.675 | 120.7879 | 278.8885 | 316.3155 | 208.2634 | 168.0065 | 244.0578 | 234.6628 | 131.1565 | 244.1055 | 307.9505 | 235.0367 | 194.256 | 181.1713 | 242.2732 | 312.8906 | 205.8843 | 266.2373 | 348.1378 | 226.3476
5268 | 12 | 220 | 8 | 243.9719 | 122.3781 | 284.063 | 326.3288 | 211.5971 | 165.6248 | 251.3581 | 227.0489 | 133.3371 | 247.643 | 307.0527 | 236.0402 | 195.4587 | 177.2788 | 242.0018 | 312.7897 | 204.7869 | 272.1427 | 348.7038 | 222.4802
5269 | 13 | 220 | 8 | 243.6154 | 123.3596 | 287.9907 | 330.733 | 208.6902 | 167.3072 | 256.7576 | 228.1419 | 134.0246 | 252.4002 | 313.4431 | 236.3277 | 190.9489 | 180.8066 | 248.8115 | 318.9198 | 208.592 | 274.0516 | 352.3061 | 229.8435
5270 | 14 | 220 | 8 | 245.0693 | 125.0771 | 289.15 | 339.0547 | 212.2838 | 168.5951 | 254.4489 | 233.0132 | 140.3517 | 253.2306 | 316.7979 | 238.4454 | 186.5882 | 184.0085 | 251.719 | 323.816 | 213.1605 | 281.2881 | 356.8109 | 235.1679
5271 | 15 | 220 | 8 | 254.0876 | 132.0818 | 288.6118 | 344.0313 | 213.6879 | 163.321 | 263.8346 | 243.7916 | 148.402 | 257.1759 | 316.2116 | 241.0078 | 192.6087 | 190.1926 | 254.0742 | 328.8669 | 220.3294 | 293.3051 | 364.4909 | 237.9241
5272 | 16 | 220 | 8 | 278.8766 | 136.9673 | 289.0424 | 358.3192 | 232.681 | 168.1863 | 286.8247 | 256.7683 | 162.6729 | 268.9928 | 317.7411 | 248.4643 | 214.5572 | 204.5223 | 263.2398 | 340.8328 | 246.1054 | 316.5251 | 381.2047 | 254.1072
5273 | 17 | 220 | 8 | 290.4265 | 157.6013 | 312.7389 | 397.4933 | 315.7253 | 230.9243 | 331.728 | 286.0483 | 216.406 | 335.7425 | 341.6291 | 284.1209 | 237.7201 | 263.3545 | 323.9377 | 387.3939 | 327.4728 | 375.0342 | 431.5207 | 310.0876
5274 | 18 | 220 | 8 | 311.693 | 167.9701 | 365.3805 | 443.0466 | 396.0169 | 315.1719 | 352.8334 | 303.1701 | 271.9301 | 441.9024 | 387.4119 | 396.4063 | 254.7661 | 325.3403 | 365.8266 | 431.7984 | 395.5101 | 449.5858 | 457.4846 | 395.5103
5275 | 19 | 220 | 8 | 318.7931 | 161.7191 | 363.5244 | 448.772 | 391.2149 | 331.5707 | 348.2426 | 305.5041 | 261.2139 | 471.8339 | 415.8604 | 464.348 | 256.604 | 326.2596 | 375.8811 | 439.1233 | 386.6039 | 477.4286 | 434.3552 | 416.4087
5276 | 20 | 220 | 8 | 313.0978 | 157.1274 | 342.2266 | 435.4046 | 392.925 | 326.4641 | 340.0286 | 304.7956 | 239.5205 | 431.835 | 407.2597 | 449.1435 | 240.7391 | 321.0624 | 360.8586 | 416.3828 | 386.3911 | 456.5981 | 416.7215 | 388.9188
5277 | 21 | 220 | 8 | 311.7425 | 175.8771 | 336.6929 | 429.9589 | 403.4693 | 340.3124 | 323.1409 | 304.8953 | 217.4583 | 451.4608 | 398.7241 | 464.974 | 253.5141 | 332.0145 | 348.2733 | 414.9842 | 395.1228 | 439.9893 | 417.8955 | 415.7512
5278 | 22 | 220 | 8 | 315.1898 | 189.2368 | 330.0995 | 427.7457 | 402.3928 | 360.5265 | 312.7512 | 300.936 | 213.0772 | 459.5708 | 406.4654 | 481.0722 | 250.1765 | 347.211 | 341.4962 | 408.4297 | 396.0471 | 478.5476 | 428.8744 | 445.7321
5279 | 23 | 220 | 8 | 319.8167 | 202.9772 | 329.7231 | 448.8049 | 405.4192 | 373.5163 | 304.7195 | 302.1054 | 205.6861 | 454.0413 | 398.4996 | 473.5088 | 251.4964 | 367.1651 | 343.4648 | 408.7175 | 408.2158 | 493.9322 | 433.4632 | 448.6673
5280 | 0 | 221 | 8 | 323.9668 | 198.0572 | 318.3547 | 462.21 | 413.5079 | 383.9348 | 300.6957 | 302.6688 | 200.9911 | 449.5394 | 388.0152 | 471.5409 | 259.5606 | 382.9837 | 336.0267 | 405.5692 | 420.5287 | 490.6071 | 432.2899 | 438.8181
5281 | 1 | 221 | 8 | 332.2126 | 207.3829 | 319.8431 | 434.9393 | 430.234 | 392.3589 | 298.8742 | 304.5912 | 206.5784 | 440.7566 | 390.0091 | 470.8598 | 257.689 | 391.7363 | 345.3245 | 408.7089 | 431.0377 | 458.2402 | 430.537 | 440.9053
5282 | 2 | 221 | 8 | 338.3937 | 204.8082 | 318.822 | 417.6985 | 427.7495 | 379.9613 | 298.5256 | 306.6509 | 207.9092 | 443.3879 | 389.8913 | 478.4143 | 263.1767 | 390.6391 | 352.9719 | 408.6994 | 428.51 | 455.3294 | 430.2279 | 450.9764
5283 | 3 | 221 | 8 | 339.9568 | 201.1879 | 325.0865 | 408.9608 | 422.8653 | 391.0939 | 297.841 | 309.3132 | 208.0541 | 443.0472 | 390.8649 | 477.6036 | 266.7354 | 378.5513 | 359.5767 | 407.4187 | 418.4468 | 449.2348 | 432.5826 | 447.5648
5284 | 4 | 221 | 8 | 341.9903 | 202.3491 | 330.1339 | 417.2551 | 406.821 | 377.6877 | 298.6986 | 307.5374 | 211.0624 | 442.8447 | 386.614 | 478.9037 | 253.727 | 359.381 | 358.9015 | 407.5604 | 402.1298 | 454.3749 | 431.0706 | 439.7569
5285 | 5 | 221 | 8 | 330.8258 | 150.5634 | 335.2971 | 452.0189 | 274.7381 | 264.0687 | 278.9688 | 304.405 | 166.5283 | 419.3464 | 385.0316 | 465.5873 | 238.6744 | 274.3477 | 351.0475 | 388.1068 | 276.1449 | 469.0914 | 388.355 | 437.0757
5286 | 6 | 221 | 8 | 291.5259 | 118.8911 | 291.0989 | 342.4041 | 218.5996 | 173.1411 | 252.2275 | 268.3967 | 137.1424 | 309.2911 | 330.7789 | 304.5891 | 232.0729 | 194.8313 | 281.7181 | 328.5772 | 221.4243 | 397.0301 | 355.4615 | 327.1911
5287 | 7 | 221 | 8 | 261.5764 | 120.8884 | 280.0145 | 314.2888 | 218.8412 | 187.1045 | 245.5508 | 253.2196 | 129.472 | 261.946 | 311.6472 | 250.1421 | 205.878 | 182.8768 | 250.2726 | 307.7393 | 209.9777 | 315.6662 | 344.1568 | 264.7712
5288 | 8 | 221 | 8 | 253.1342 | 115.5171 | 268.6372 | 310.6997 | 207.9391 | 179.1051 | 238.7403 | 244.3528 | 125.0881 | 245.2726 | 308.4026 | 237.4435 | 202.508 | 177.9857 | 240.2762 | 302.8207 | 202.7103 | 284.5834 | 337.0777 | 233.4547
5289 | 9 | 221 | 8 | 247.9394 | 117.7417 | 266.6459 | 308.6292 | 202.3013 | 172.7564 | 238.677 | 245.1997 | 120.7732 | 237.9402 | 300.4182 | 232.1512 | 195.7803 | 178.2152 | 237.3858 | 304.8061 | 200.2002 | 268.7732 | 343.4534 | 223.4663
5290 | 10 | 221 | 8 | 248.1546 | 119.0959 | 272.3545 | 308.917 | 210.8663 | 169.6876 | 242.976 | 239.8171 | 128.3549 | 240.4551 | 296.4445 | 231.0141 | 197.7757 | 182.2939 | 241.6787 | 313.1624 | 205.5216 | 265.372 | 347.9941 | 222.4842
5291 | 11 | 221 | 8 | 246.675 | 120.7879 | 278.8885 | 316.3155 | 208.2634 | 168.0065 | 244.0578 | 234.6628 | 131.1565 | 244.1055 | 307.9505 | 235.0367 | 194.256 | 181.1713 | 242.2732 | 312.8906 | 205.8843 | 266.2373 | 348.1378 | 226.3476
5292 | 12 | 221 | 8 | 243.9719 | 122.3781 | 284.063 | 326.3288 | 211.5971 | 165.6248 | 251.3581 | 227.0489 | 133.3371 | 247.643 | 307.0527 | 236.0402 | 195.4587 | 177.2788 | 242.0018 | 312.7897 | 204.7869 | 272.1427 | 348.7038 | 222.4802
5293 | 13 | 221 | 8 | 243.6154 | 123.3596 | 287.9907 | 330.733 | 208.6902 | 167.3072 | 256.7576 | 228.1419 | 134.0246 | 252.4002 | 313.4431 | 236.3277 | 190.9489 | 180.8066 | 248.8115 | 318.9198 | 208.592 | 274.0516 | 352.3061 | 229.8435
5294 | 14 | 221 | 8 | 245.0693 | 125.0771 | 289.15 | 339.0547 | 212.2838 | 168.5951 | 254.4489 | 233.0132 | 140.3517 | 253.2306 | 316.7979 | 238.4454 | 186.5882 | 184.0085 | 251.719 | 323.816 | 213.1605 | 281.2881 | 356.8109 | 235.1679
5295 | 15 | 221 | 8 | 254.0876 | 132.0818 | 288.6118 | 344.0313 | 213.6879 | 163.321 | 263.8346 | 243.7916 | 148.402 | 257.1759 | 316.2116 | 241.0078 | 192.6087 | 190.1926 | 254.0742 | 328.8669 | 220.3294 | 293.3051 | 364.4909 | 237.9241
5296 | 16 | 221 | 8 | 278.8766 | 136.9673 | 289.0424 | 358.3192 | 232.681 | 168.1863 | 286.8247 | 256.7683 | 162.6729 | 268.9928 | 317.7411 | 248.4643 | 214.5572 | 204.5223 | 263.2398 | 340.8328 | 246.1054 | 316.5251 | 381.2047 | 254.1072
5297 | 17 | 221 | 8 | 290.4265 | 157.6013 | 312.7389 | 397.4933 | 315.7253 | 230.9243 | 331.728 | 286.0483 | 216.406 | 335.7425 | 341.6291 | 284.1209 | 237.7201 | 263.3545 | 323.9377 | 387.3939 | 327.4728 | 375.0342 | 431.5207 | 310.0876
5298 | 18 | 221 | 8 | 311.693 | 167.9701 | 365.3805 | 443.0466 | 396.0169 | 315.1719 | 352.8334 | 303.1701 | 271.9301 | 441.9024 | 387.4119 | 396.4063 | 254.7661 | 325.3403 | 365.8266 | 431.7984 | 395.5101 | 449.5858 | 457.4846 | 395.5103
5299 | 19 | 221 | 8 | 318.7931 | 161.7191 | 363.5244 | 448.772 | 391.2149 | 331.5707 | 348.2426 | 305.5041 | 261.2139 | 471.8339 | 415.8604 | 464.348 | 256.604 | 326.2596 | 375.8811 | 439.1233 | 386.6039 | 477.4286 | 434.3552 | 416.4087
5300 | 20 | 221 | 8 | 313.0978 | 157.1274 | 342.2266 | 435.4046 | 392.925 | 326.4641 | 340.0286 | 304.7956 | 239.5205 | 431.835 | 407.2597 | 449.1435 | 240.7391 | 321.0624 | 360.8586 | 416.3828 | 386.3911 | 456.5981 | 416.7215 | 388.9188
5301 | 21 | 221 | 8 | 311.7425 | 175.8771 | 336.6929 | 429.9589 | 403.4693 | 340.3124 | 323.1409 | 304.8953 | 217.4583 | 451.4608 | 398.7241 | 464.974 | 253.5141 | 332.0145 | 348.2733 | 414.9842 | 395.1228 | 439.9893 | 417.8955 | 415.7512
5302 | 22 | 221 | 8 | 315.1898 | 189.2368 | 330.0995 | 427.7457 | 402.3928 | 360.5265 | 312.7512 | 300.936 | 213.0772 | 459.5708 | 406.4654 | 481.0722 | 250.1765 | 347.211 | 341.4962 | 408.4297 | 396.0471 | 478.5476 | 428.8744 | 445.7321
5303 | 23 | 221 | 8 | 319.8167 | 202.9772 | 329.7231 | 448.8049 | 405.4192 | 373.5163 | 304.7195 | 302.1054 | 205.6861 | 454.0413 | 398.4996 | 473.5088 | 251.4964 | 367.1651 | 343.4648 | 408.7175 | 408.2158 | 493.9322 | 433.4632 | 448.6673
5304 | 0 | 222 | 8 | 323.9668 | 198.0572 | 318.3547 | 462.21 | 413.5079 | 383.9348 | 300.6957 | 302.6688 | 200.9911 | 449.5394 | 388.0152 | 471.5409 | 259.5606 | 382.9837 | 336.0267 | 405.5692 | 420.5287 | 490.6071 | 432.2899 | 438.8181
5305 | 1 | 222 | 8 | 332.2126 | 207.3829 | 319.8431 | 434.9393 | 430.234 | 392.3589 | 298.8742 | 304.5912 | 206.5784 | 440.7566 | 390.0091 | 470.8598 | 257.689 | 391.7363 | 345.3245 | 408.7089 | 431.0377 | 458.2402 | 430.537 | 440.9053
5306 | 2 | 222 | 8 | 338.3937 | 204.8082 | 318.822 | 417.6985 | 427.7495 | 379.9613 | 298.5256 | 306.6509 | 207.9092 | 443.3879 | 389.8913 | 478.4143 | 263.1767 | 390.6391 | 352.9719 | 408.6994 | 428.51 | 455.3294 | 430.2279 | 450.9764
5307 | 3 | 222 | 8 | 339.9568 | 201.1879 | 325.0865 | 408.9608 | 422.8653 | 391.0939 | 297.841 | 309.3132 | 208.0541 | 443.0472 | 390.8649 | 477.6036 | 266.7354 | 378.5513 | 359.5767 | 407.4187 | 418.4468 | 449.2348 | 432.5826 | 447.5648
5308 | 4 | 222 | 8 | 341.9903 | 202.3491 | 330.1339 | 417.2551 | 406.821 | 377.6877 | 298.6986 | 307.5374 | 211.0624 | 442.8447 | 386.614 | 478.9037 | 253.727 | 359.381 | 358.9015 | 407.5604 | 402.1298 | 454.3749 | 431.0706 | 439.7569
5309 | 5 | 222 | 8 | 330.8258 | 150.5634 | 335.2971 | 452.0189 | 274.7381 | 264.0687 | 278.9688 | 304.405 | 166.5283 | 419.3464 | 385.0316 | 465.5873 | 238.6744 | 274.3477 | 351.0475 | 388.1068 | 276.1449 | 469.0914 | 388.355 | 437.0757
5310 | 6 | 222 | 8 | 291.5259 | 118.8911 | 291.0989 | 342.4041 | 218.5996 | 173.1411 | 252.2275 | 268.3967 | 137.1424 | 309.2911 | 330.7789 | 304.5891 | 232.0729 | 194.8313 | 281.7181 | 328.5772 | 221.4243 | 397.0301 | 355.4615 | 327.1911
5311 | 7 | 222 | 8 | 261.5764 | 120.8884 | 280.0145 | 314.2888 | 218.8412 | 187.1045 | 245.5508 | 253.2196 | 129.472 | 261.946 | 311.6472 | 250.1421 | 205.878 | 182.8768 | 250.2726 | 307.7393 | 209.9777 | 315.6662 | 344.1568 | 264.7712
5312 | 8 | 222 | 8 | 253.1342 | 115.5171 | 268.6372 | 310.6997 | 207.9391 | 179.1051 | 238.7403 | 244.3528 | 125.0881 | 245.2726 | 308.4026 | 237.4435 | 202.508 | 177.9857 | 240.2762 | 302.8207 | 202.7103 | 284.5834 | 337.0777 | 233.4547
5313 | 9 | 222 | 8 | 247.9394 | 117.7417 | 266.6459 | 308.6292 | 202.3013 | 172.7564 | 238.677 | 245.1997 | 120.7732 | 237.9402 | 300.4182 | 232.1512 | 195.7803 | 178.2152 | 237.3858 | 304.8061 | 200.2002 | 268.7732 | 343.4534 | 223.4663
5314 | 10 | 222 | 8 | 248.1546 | 119.0959 | 272.3545 | 308.917 | 210.8663 | 169.6876 | 242.976 | 239.8171 | 128.3549 | 240.4551 | 296.4445 | 231.0141 | 197.7757 | 182.2939 | 241.6787 | 313.1624 | 205.5216 | 265.372 | 347.9941 | 222.4842
5315 | 11 | 222 | 8 | 246.675 | 120.7879 | 278.8885 | 316.3155 | 208.2634 | 168.0065 | 244.0578 | 234.6628 | 131.1565 | 244.1055 | 307.9505 | 235.0367 | 194.256 | 181.1713 | 242.2732 | 312.8906 | 205.8843 | 266.2373 | 348.1378 | 226.3476
5316 | 12 | 222 | 8 | 243.9719 | 122.3781 | 284.063 | 326.3288 | 211.5971 | 165.6248 | 251.3581 | 227.0489 | 133.3371 | 247.643 | 307.0527 | 236.0402 | 195.4587 | 177.2788 | 242.0018 | 312.7897 | 204.7869 | 272.1427 | 348.7038 | 222.4802
5317 | 13 | 222 | 8 | 243.6154 | 123.3596 | 287.9907 | 330.733 | 208.6902 | 167.3072 | 256.7576 | 228.1419 | 134.0246 | 252.4002 | 313.4431 | 236.3277 | 190.9489 | 180.8066 | 248.8115 | 318.9198 | 208.592 | 274.0516 | 352.3061 | 229.8435
5318 | 14 | 222 | 8 | 245.0693 | 125.0771 | 289.15 | 339.0547 | 212.2838 | 168.5951 | 254.4489 | 233.0132 | 140.3517 | 253.2306 | 316.7979 | 238.4454 | 186.5882 | 184.0085 | 251.719 | 323.816 | 213.1605 | 281.2881 | 356.8109 | 235.1679
5319 | 15 | 222 | 8 | 254.0876 | 132.0818 | 288.6118 | 344.0313 | 213.6879 | 163.321 | 263.8346 | 243.7916 | 148.402 | 257.1759 | 316.2116 | 241.0078 | 192.6087 | 190.1926 | 254.0742 | 328.8669 | 220.3294 | 293.3051 | 364.4909 | 237.9241
5320 | 16 | 222 | 8 | 278.8766 | 136.9673 | 289.0424 | 358.3192 | 232.681 | 168.1863 | 286.8247 | 256.7683 | 162.6729 | 268.9928 | 317.7411 | 248.4643 | 214.5572 | 204.5223 | 263.2398 | 340.8328 | 246.1054 | 316.5251 | 381.2047 | 254.1072
5321 | 17 | 222 | 8 | 290.4265 | 157.6013 | 312.7389 | 397.4933 | 315.7253 | 230.9243 | 331.728 | 286.0483 | 216.406 | 335.7425 | 341.6291 | 284.1209 | 237.7201 | 263.3545 | 323.9377 | 387.3939 | 327.4728 | 375.0342 | 431.5207 | 310.0876
5322 | 18 | 222 | 8 | 311.693 | 167.9701 | 365.3805 | 443.0466 | 396.0169 | 315.1719 | 352.8334 | 303.1701 | 271.9301 | 441.9024 | 387.4119 | 396.4063 | 254.7661 | 325.3403 | 365.8266 | 431.7984 | 395.5101 | 449.5858 | 457.4846 | 395.5103
5323 | 19 | 222 | 8 | 318.7931 | 161.7191 | 363.5244 | 448.772 | 391.2149 | 331.5707 | 348.2426 | 305.5041 | 261.2139 | 471.8339 | 415.8604 | 464.348 | 256.604 | 326.2596 | 375.8811 | 439.1233 | 386.6039 | 477.4286 | 434.3552 | 416.4087
5324 | 20 | 222 | 8 | 313.0978 | 157.1274 | 342.2266 | 435.4046 | 392.925 | 326.4641 | 340.0286 | 304.7956 | 239.5205 | 431.835 | 407.2597 | 449.1435 | 240.7391 | 321.0624 | 360.8586 | 416.3828 | 386.3911 | 456.5981 | 416.7215 | 388.9188
5325 | 21 | 222 | 8 | 311.7425 | 175.8771 | 336.6929 | 429.9589 | 403.4693 | 340.3124 | 323.1409 | 304.8953 | 217.4583 | 451.4608 | 398.7241 | 464.974 | 253.5141 | 332.0145 | 348.2733 | 414.9842 | 395.1228 | 439.9893 | 417.8955 | 415.7512
5326 | 22 | 222 | 8 | 315.1898 | 189.2368 | 330.0995 | 427.7457 | 402.3928 | 360.5265 | 312.7512 | 300.936 | 213.0772 | 459.5708 | 406.4654 | 481.0722 | 250.1765 | 347.211 | 341.4962 | 408.4297 | 396.0471 | 478.5476 | 428.8744 | 445.7321
5327 | 23 | 222 | 8 | 319.8167 | 202.9772 | 329.7231 | 448.8049 | 405.4192 | 373.5163 | 304.7195 | 302.1054 | 205.6861 | 454.0413 | 398.4996 | 473.5088 | 251.4964 | 367.1651 | 343.4648 | 408.7175 | 408.2158 | 493.9322 | 433.4632 | 448.6673
5328 | 0 | 223 | 8 | 323.9668 | 198.0572 | 318.3547 | 462.21 | 413.5079 | 383.9348 | 300.6957 | 302.6688 | 200.9911 | 449.5394 | 388.0152 | 471.5409 | 259.5606 | 382.9837 | 336.0267 | 405.5692 | 420.5287 | 490.6071 | 432.2899 | 438.8181
5329 | 1 | 223 | 8 | 332.2126 | 207.3829 | 319.8431 | 434.9393 | 430.234 | 392.3589 | 298.8742 | 304.5912 | 206.5784 | 440.7566 | 390.0091 | 470.8598 | 257.689 | 391.7363 | 345.3245 | 408.7089 | 431.0377 | 458.2402 | 430.537 | 440.9053
5330 | 2 | 223 | 8 | 338.3937 | 204.8082 | 318.822 | 417.6985 | 427.7495 | 379.9613 | 298.5256 | 306.6509 | 207.9092 | 443.3879 | 389.8913 | 478.4143 | 263.1767 | 390.6391 | 352.9719 | 408.6994 | 428.51 | 455.3294 | 430.2279 | 450.9764
5331 | 3 | 223 | 8 | 339.9568 | 201.1879 | 325.0865 | 408.9608 | 422.8653 | 391.0939 | 297.841 | 309.3132 | 208.0541 | 443.0472 | 390.8649 | 477.6036 | 266.7354 | 378.5513 | 359.5767 | 407.4187 | 418.4468 | 449.2348 | 432.5826 | 447.5648
5332 | 4 | 223 | 8 | 341.9903 | 202.3491 | 330.1339 | 417.2551 | 406.821 | 377.6877 | 298.6986 | 307.5374 | 211.0624 | 442.8447 | 386.614 | 478.9037 | 253.727 | 359.381 | 358.9015 | 407.5604 | 402.1298 | 454.3749 | 431.0706 | 439.7569
5333 | 5 | 223 | 8 | 330.8258 | 150.5634 | 335.2971 | 452.0189 | 274.7381 | 264.0687 | 278.9688 | 304.405 | 166.5283 | 419.3464 | 385.0316 | 465.5873 | 238.6744 | 274.3477 | 351.0475 | 388.1068 | 276.1449 | 469.0914 | 388.355 | 437.0757
5334 | 6 | 223 | 8 | 291.5259 | 118.8911 | 291.0989 | 342.4041 | 218.5996 | 173.1411 | 252.2275 | 268.3967 | 137.1424 | 309.2911 | 330.7789 | 304.5891 | 232.0729 | 194.8313 | 281.7181 | 328.5772 | 221.4243 | 397.0301 | 355.4615 | 327.1911
5335 | 7 | 223 | 8 | 261.5764 | 120.8884 | 280.0145 | 314.2888 | 218.8412 | 187.1045 | 245.5508 | 253.2196 | 129.472 | 261.946 | 311.6472 | 250.1421 | 205.878 | 182.8768 | 250.2726 | 307.7393 | 209.9777 | 315.6662 | 344.1568 | 264.7712
5336 | 8 | 223 | 8 | 253.1342 | 115.5171 | 268.6372 | 310.6997 | 207.9391 | 179.1051 | 238.7403 | 244.3528 | 125.0881 | 245.2726 | 308.4026 | 237.4435 | 202.508 | 177.9857 | 240.2762 | 302.8207 | 202.7103 | 284.5834 | 337.0777 | 233.4547
5337 | 9 | 223 | 8 | 247.9394 | 117.7417 | 266.6459 | 308.6292 | 202.3013 | 172.7564 | 238.677 | 245.1997 | 120.7732 | 237.9402 | 300.4182 | 232.1512 | 195.7803 | 178.2152 | 237.3858 | 304.8061 | 200.2002 | 268.7732 | 343.4534 | 223.4663
5338 | 10 | 223 | 8 | 248.1546 | 119.0959 | 272.3545 | 308.917 | 210.8663 | 169.6876 | 242.976 | 239.8171 | 128.3549 | 240.4551 | 296.4445 | 231.0141 | 197.7757 | 182.2939 | 241.6787 | 313.1624 | 205.5216 | 265.372 | 347.9941 | 222.4842
5339 | 11 | 223 | 8 | 246.675 | 120.7879 | 278.8885 | 316.3155 | 208.2634 | 168.0065 | 244.0578 | 234.6628 | 131.1565 | 244.1055 | 307.9505 | 235.0367 | 194.256 | 181.1713 | 242.2732 | 312.8906 | 205.8843 | 266.2373 | 348.1378 | 226.3476
5340 | 12 | 223 | 8 | 243.9719 | 122.3781 | 284.063 | 326.3288 | 211.5971 | 165.6248 | 251.3581 | 227.0489 | 133.3371 | 247.643 | 307.0527 | 236.0402 | 195.4587 | 177.2788 | 242.0018 | 312.7897 | 204.7869 | 272.1427 | 348.7038 | 222.4802
5341 | 13 | 223 | 8 | 243.6154 | 123.3596 | 287.9907 | 330.733 | 208.6902 | 167.3072 | 256.7576 | 228.1419 | 134.0246 | 252.4002 | 313.4431 | 236.3277 | 190.9489 | 180.8066 | 248.8115 | 318.9198 | 208.592 | 274.0516 | 352.3061 | 229.8435
5342 | 14 | 223 | 8 | 245.0693 | 125.0771 | 289.15 | 339.0547 | 212.2838 | 168.5951 | 254.4489 | 233.0132 | 140.3517 | 253.2306 | 316.7979 | 238.4454 | 186.5882 | 184.0085 | 251.719 | 323.816 | 213.1605 | 281.2881 | 356.8109 | 235.1679
5343 | 15 | 223 | 8 | 254.0876 | 132.0818 | 288.6118 | 344.0313 | 213.6879 | 163.321 | 263.8346 | 243.7916 | 148.402 | 257.1759 | 316.2116 | 241.0078 | 192.6087 | 190.1926 | 254.0742 | 328.8669 | 220.3294 | 293.3051 | 364.4909 | 237.9241
5344 | 16 | 223 | 8 | 278.8766 | 136.9673 | 289.0424 | 358.3192 | 232.681 | 168.1863 | 286.8247 | 256.7683 | 162.6729 | 268.9928 | 317.7411 | 248.4643 | 214.5572 | 204.5223 | 263.2398 | 340.8328 | 246.1054 | 316.5251 | 381.2047 | 254.1072
5345 | 17 | 223 | 8 | 290.4265 | 157.6013 | 312.7389 | 397.4933 | 315.7253 | 230.9243 | 331.728 | 286.0483 | 216.406 | 335.7425 | 341.6291 | 284.1209 | 237.7201 | 263.3545 | 323.9377 | 387.3939 | 327.4728 | 375.0342 | 431.5207 | 310.0876
5346 | 18 | 223 | 8 | 311.693 | 167.9701 | 365.3805 | 443.0466 | 396.0169 | 315.1719 | 352.8334 | 303.1701 | 271.9301 | 441.9024 | 387.4119 | 396.4063 | 254.7661 | 325.3403 | 365.8266 | 431.7984 | 395.5101 | 449.5858 | 457.4846 | 395.5103
5347 | 19 | 223 | 8 | 318.7931 | 161.7191 | 363.5244 | 448.772 | 391.2149 | 331.5707 | 348.2426 | 305.5041 | 261.2139 | 471.8339 | 415.8604 | 464.348 | 256.604 | 326.2596 | 375.8811 | 439.1233 | 386.6039 | 477.4286 | 434.3552 | 416.4087
5348 | 20 | 223 | 8 | 313.0978 | 157.1274 | 342.2266 | 435.4046 | 392.925 | 326.4641 | 340.0286 | 304.7956 | 239.5205 | 431.835 | 407.2597 | 449.1435 | 240.7391 | 321.0624 | 360.8586 | 416.3828 | 386.3911 | 456.5981 | 416.7215 | 388.9188
5349 | 21 | 223 | 8 | 311.7425 | 175.8771 | 336.6929 | 429.9589 | 403.4693 | 340.3124 | 323.1409 | 304.8953 | 217.4583 | 451.4608 | 398.7241 | 464.974 | 253.5141 | 332.0145 | 348.2733 | 414.9842 | 395.1228 | 439.9893 | 417.8955 | 415.7512
5350 | 22 | 223 | 8 | 315.1898 | 189.2368 | 330.0995 | 427.7457 | 402.3928 | 360.5265 | 312.7512 | 300.936 | 213.0772 | 459.5708 | 406.4654 | 481.0722 | 250.1765 | 347.211 | 341.4962 | 408.4297 | 396.0471 | 478.5476 | 428.8744 | 445.7321
5351 | 23 | 223 | 8 | 319.8167 | 202.9772 | 329.7231 | 448.8049 | 405.4192 | 373.5163 | 304.7195 | 302.1054 | 205.6861 | 454.0413 | 398.4996 | 473.5088 | 251.4964 | 367.1651 | 343.4648 | 408.7175 | 408.2158 | 493.9322 | 433.4632 | 448.6673
5352 | 0 | 224 | 8 | 323.9668 | 198.0572 | 318.3547 | 462.21 | 413.5079 | 383.9348 | 300.6957 | 302.6688 | 200.9911 | 449.5394 | 388.0152 | 471.5409 | 259.5606 | 382.9837 | 336.0267 | 405.5692 | 420.5287 | 490.6071 | 432.2899 | 438.8181
5353 | 1 | 224 | 8 | 332.2126 | 207.3829 | 319.8431 | 434.9393 | 430.234 | 392.3589 | 298.8742 | 304.5912 | 206.5784 | 440.7566 | 390.0091 | 470.8598 | 257.689 | 391.7363 | 345.3245 | 408.7089 | 431.0377 | 458.2402 | 430.537 | 440.9053
5354 | 2 | 224 | 8 | 338.3937 | 204.8082 | 318.822 | 417.6985 | 427.7495 | 379.9613 | 298.5256 | 306.6509 | 207.9092 | 443.3879 | 389.8913 | 478.4143 | 263.1767 | 390.6391 | 352.9719 | 408.6994 | 428.51 | 455.3294 | 430.2279 | 450.9764
5355 | 3 | 224 | 8 | 339.9568 | 201.1879 | 325.0865 | 408.9608 | 422.8653 | 391.0939 | 297.841 | 309.3132 | 208.0541 | 443.0472 | 390.8649 | 477.6036 | 266.7354 | 378.5513 | 359.5767 | 407.4187 | 418.4468 | 449.2348 | 432.5826 | 447.5648
5356 | 4 | 224 | 8 | 341.9903 | 202.3491 | 330.1339 | 417.2551 | 406.821 | 377.6877 | 298.6986 | 307.5374 | 211.0624 | 442.8447 | 386.614 | 478.9037 | 253.727 | 359.381 | 358.9015 | 407.5604 | 402.1298 | 454.3749 | 431.0706 | 439.7569
5357 | 5 | 224 | 8 | 330.8258 | 150.5634 | 335.2971 | 452.0189 | 274.7381 | 264.0687 | 278.9688 | 304.405 | 166.5283 | 419.3464 | 385.0316 | 465.5873 | 238.6744 | 274.3477 | 351.0475 | 388.1068 | 276.1449 | 469.0914 | 388.355 | 437.0757
5358 | 6 | 224 | 8 | 291.5259 | 118.8911 | 291.0989 | 342.4041 | 218.5996 | 173.1411 | 252.2275 | 268.3967 | 137.1424 | 309.2911 | 330.7789 | 304.5891 | 232.0729 | 194.8313 | 281.7181 | 328.5772 | 221.4243 | 397.0301 | 355.4615 | 327.1911
5359 | 7 | 224 | 8 | 261.5764 | 120.8884 | 280.0145 | 314.2888 | 218.8412 | 187.1045 | 245.5508 | 253.2196 | 129.472 | 261.946 | 311.6472 | 250.1421 | 205.878 | 182.8768 | 250.2726 | 307.7393 | 209.9777 | 315.6662 | 344.1568 | 264.7712
5360 | 8 | 224 | 8 | 253.1342 | 115.5171 | 268.6372 | 310.6997 | 207.9391 | 179.1051 | 238.7403 | 244.3528 | 125.0881 | 245.2726 | 308.4026 | 237.4435 | 202.508 | 177.9857 | 240.2762 | 302.8207 | 202.7103 | 284.5834 | 337.0777 | 233.4547
5361 | 9 | 224 | 8 | 247.9394 | 117.7417 | 266.6459 | 308.6292 | 202.3013 | 172.7564 | 238.677 | 245.1997 | 120.7732 | 237.9402 | 300.4182 | 232.1512 | 195.7803 | 178.2152 | 237.3858 | 304.8061 | 200.2002 | 268.7732 | 343.4534 | 223.4663
5362 | 10 | 224 | 8 | 248.1546 | 119.0959 | 272.3545 | 308.917 | 210.8663 | 169.6876 | 242.976 | 239.8171 | 128.3549 | 240.4551 | 296.4445 | 231.0141 | 197.7757 | 182.2939 | 241.6787 | 313.1624 | 205.5216 | 265.372 | 347.9941 | 222.4842
5363 | 11 | 224 | 8 | 246.675 | 120.7879 | 278.8885 | 316.3155 | 208.2634 | 168.0065 | 244.0578 | 234.6628 | 131.1565 | 244.1055 | 307.9505 | 235.0367 | 194.256 | 181.1713 | 242.2732 | 312.8906 | 205.8843 | 266.2373 | 348.1378 | 226.3476
5364 | 12 | 224 | 8 | 243.9719 | 122.3781 | 284.063 | 326.3288 | 211.5971 | 165.6248 | 251.3581 | 227.0489 | 133.3371 | 247.643 | 307.0527 | 236.0402 | 195.4587 | 177.2788 | 242.0018 | 312.7897 | 204.7869 | 272.1427 | 348.7038 | 222.4802
5365 | 13 | 224 | 8 | 243.6154 | 123.3596 | 287.9907 | 330.733 | 208.6902 | 167.3072 | 256.7576 | 228.1419 | 134.0246 | 252.4002 | 313.4431 | 236.3277 | 190.9489 | 180.8066 | 248.8115 | 318.9198 | 208.592 | 274.0516 | 352.3061 | 229.8435
5366 | 14 | 224 | 8 | 245.0693 | 125.0771 | 289.15 | 339.0547 | 212.2838 | 168.5951 | 254.4489 | 233.0132 | 140.3517 | 253.2306 | 316.7979 | 238.4454 | 186.5882 | 184.0085 | 251.719 | 323.816 | 213.1605 | 281.2881 | 356.8109 | 235.1679
5367 | 15 | 224 | 8 | 254.0876 | 132.0818 | 288.6118 | 344.0313 | 213.6879 | 163.321 | 263.8346 | 243.7916 | 148.402 | 257.1759 | 316.2116 | 241.0078 | 192.6087 | 190.1926 | 254.0742 | 328.8669 | 220.3294 | 293.3051 | 364.4909 | 237.9241
5368 | 16 | 224 | 8 | 278.8766 | 136.9673 | 289.0424 | 358.3192 | 232.681 | 168.1863 | 286.8247 | 256.7683 | 162.6729 | 268.9928 | 317.7411 | 248.4643 | 214.5572 | 204.5223 | 263.2398 | 340.8328 | 246.1054 | 316.5251 | 381.2047 | 254.1072
5369 | 17 | 224 | 8 | 290.4265 | 157.6013 | 312.7389 | 397.4933 | 315.7253 | 230.9243 | 331.728 | 286.0483 | 216.406 | 335.7425 | 341.6291 | 284.1209 | 237.7201 | 263.3545 | 323.9377 | 387.3939 | 327.4728 | 375.0342 | 431.5207 | 310.0876
5370 | 18 | 224 | 8 | 311.693 | 167.9701 | 365.3805 | 443.0466 | 396.0169 | 315.1719 | 352.8334 | 303.1701 | 271.9301 | 441.9024 | 387.4119 | 396.4063 | 254.7661 | 325.3403 | 365.8266 | 431.7984 | 395.5101 | 449.5858 | 457.4846 | 395.5103
5371 | 19 | 224 | 8 | 318.7931 | 161.7191 | 363.5244 | 448.772 | 391.2149 | 331.5707 | 348.2426 | 305.5041 | 261.2139 | 471.8339 | 415.8604 | 464.348 | 256.604 | 326.2596 | 375.8811 | 439.1233 | 386.6039 | 477.4286 | 434.3552 | 416.4087
5372 | 20 | 224 | 8 | 313.0978 | 157.1274 | 342.2266 | 435.4046 | 392.925 | 326.4641 | 340.0286 | 304.7956 | 239.5205 | 431.835 | 407.2597 | 449.1435 | 240.7391 | 321.0624 | 360.8586 | 416.3828 | 386.3911 | 456.5981 | 416.7215 | 388.9188
5373 | 21 | 224 | 8 | 311.7425 | 175.8771 | 336.6929 | 429.9589 | 403.4693 | 340.3124 | 323.1409 | 304.8953 | 217.4583 | 451.4608 | 398.7241 | 464.974 | 253.5141 | 332.0145 | 348.2733 | 414.9842 | 395.1228 | 439.9893 | 417.8955 | 415.7512
5374 | 22 | 224 | 8 | 315.1898 | 189.2368 | 330.0995 | 427.7457 | 402.3928 | 360.5265 | 312.7512 | 300.936 | 213.0772 | 459.5708 | 406.4654 | 481.0722 | 250.1765 | 347.211 | 341.4962 | 408.4297 | 396.0471 | 478.5476 | 428.8744 | 445.7321
5375 | 23 | 224 | 8 | 319.8167 | 202.9772 | 329.7231 | 448.8049 | 405.4192 | 373.5163 | 304.7195 | 302.1054 | 205.6861 | 454.0413 | 398.4996 | 473.5088 | 251.4964 | 367.1651 | 343.4648 | 408.7175 | 408.2158 | 493.9322 | 433.4632 | 448.6673
5376 | 0 | 225 | 8 | 323.9668 | 198.0572 | 318.3547 | 462.21 | 413.5079 | 383.9348 | 300.6957 | 302.6688 | 200.9911 | 449.5394 | 388.0152 | 471.5409 | 259.5606 | 382.9837 | 336.0267 | 405.5692 | 420.5287 | 490.6071 | 432.2899 | 438.8181
5377 | 1 | 225 | 8 | 332.2126 | 207.3829 | 319.8431 | 434.9393 | 430.234 | 392.3589 | 298.8742 | 304.5912 | 206.5784 | 440.7566 | 390.0091 | 470.8598 | 257.689 | 391.7363 | 345.3245 | 408.7089 | 431.0377 | 458.2402 | 430.537 | 440.9053
5378 | 2 | 225 | 8 | 338.3937 | 204.8082 | 318.822 | 417.6985 | 427.7495 | 379.9613 | 298.5256 | 306.6509 | 207.9092 | 443.3879 | 389.8913 | 478.4143 | 263.1767 | 390.6391 | 352.9719 | 408.6994 | 428.51 | 455.3294 | 430.2279 | 450.9764
5379 | 3 | 225 | 8 | 339.9568 | 201.1879 | 325.0865 | 408.9608 | 422.8653 | 391.0939 | 297.841 | 309.3132 | 208.0541 | 443.0472 | 390.8649 | 477.6036 | 266.7354 | 378.5513 | 359.5767 | 407.4187 | 418.4468 | 449.2348 | 432.5826 | 447.5648
5380 | 4 | 225 | 8 | 341.9903 | 202.3491 | 330.1339 | 417.2551 | 406.821 | 377.6877 | 298.6986 | 307.5374 | 211.0624 | 442.8447 | 386.614 | 478.9037 | 253.727 | 359.381 | 358.9015 | 407.5604 | 402.1298 | 454.3749 | 431.0706 | 439.7569
5381 | 5 | 225 | 8 | 330.8258 | 150.5634 | 335.2971 | 452.0189 | 274.7381 | 264.0687 | 278.9688 | 304.405 | 166.5283 | 419.3464 | 385.0316 | 465.5873 | 238.6744 | 274.3477 | 351.0475 | 388.1068 | 276.1449 | 469.0914 | 388.355 | 437.0757
5382 | 6 | 225 | 8 | 291.5259 | 118.8911 | 291.0989 | 342.4041 | 218.5996 | 173.1411 | 252.2275 | 268.3967 | 137.1424 | 309.2911 | 330.7789 | 304.5891 | 232.0729 | 194.8313 | 281.7181 | 328.5772 | 221.4243 | 397.0301 | 355.4615 | 327.1911
5383 | 7 | 225 | 8 | 261.5764 | 120.8884 | 280.0145 | 314.2888 | 218.8412 | 187.1045 | 245.5508 | 253.2196 | 129.472 | 261.946 | 311.6472 | 250.1421 | 205.878 | 182.8768 | 250.2726 | 307.7393 | 209.9777 | 315.6662 | 344.1568 | 264.7712
5384 | 8 | 225 | 8 | 253.1342 | 115.5171 | 268.6372 | 310.6997 | 207.9391 | 179.1051 | 238.7403 | 244.3528 | 125.0881 | 245.2726 | 308.4026 | 237.4435 | 202.508 | 177.9857 | 240.2762 | 302.8207 | 202.7103 | 284.5834 | 337.0777 | 233.4547
5385 | 9 | 225 | 8 | 247.9394 | 117.7417 | 266.6459 | 308.6292 | 202.3013 | 172.7564 | 238.677 | 245.1997 | 120.7732 | 237.9402 | 300.4182 | 232.1512 | 195.7803 | 178.2152 | 237.3858 | 304.8061 | 200.2002 | 268.7732 | 343.4534 | 223.4663
5386 | 10 | 225 | 8 | 248.1546 | 119.0959 | 272.3545 | 308.917 | 210.8663 | 169.6876 | 242.976 | 239.8171 | 128.3549 | 240.4551 | 296.4445 | 231.0141 | 197.7757 | 182.2939 | 241.6787 | 313.1624 | 205.5216 | 265.372 | 347.9941 | 222.4842
5387 | 11 | 225 | 8 | 246.675 | 120.7879 | 278.8885 | 316.3155 | 208.2634 | 168.0065 | 244.0578 | 234.6628 | 131.1565 | 244.1055 | 307.9505 | 235.0367 | 194.256 | 181.1713 | 242.2732 | 312.8906 | 205.8843 | 266.2373 | 348.1378 | 226.3476
5388 | 12 | 225 | 8 | 243.9719 | 122.3781 | 284.063 | 326.3288 | 211.5971 | 165.6248 | 251.3581 | 227.0489 | 133.3371 | 247.643 | 307.0527 | 236.0402 | 195.4587 | 177.2788 | 242.0018 | 312.7897 | 204.7869 | 272.1427 | 348.7038 | 222.4802
5389 | 13 | 225 | 8 | 243.6154 | 123.3596 | 287.9907 | 330.733 | 208.6902 | 167.3072 | 256.7576 | 228.1419 | 134.0246 | 252.4002 | 313.4431 | 236.3277 | 190.9489 | 180.8066 | 248.8115 | 318.9198 | 208.592 | 274.0516 | 352.3061 | 229.8435
5390 | 14 | 225 | 8 | 245.0693 | 125.0771 | 289.15 | 339.0547 | 212.2838 | 168.5951 | 254.4489 | 233.0132 | 140.3517 | 253.2306 | 316.7979 | 238.4454 | 186.5882 | 184.0085 | 251.719 | 323.816 | 213.1605 | 281.2881 | 356.8109 | 235.1679
5391 | 15 | 225 | 8 | 254.0876 | 132.0818 | 288.6118 | 344.0313 | 213.6879 | 163.321 | 263.8346 | 243.7916 | 148.402 | 257.1759 | 316.2116 | 241.0078 | 192.6087 | 190.1926 | 254.0742 | 328.8669 | 220.3294 | 293.3051 | 364.4909 | 237.9241
5392 | 16 | 225 | 8 | 278.8766 | 136.9673 | 289.0424 | 358.3192 | 232.681 | 168.1863 | 286.8247 | 256.7683 | 162.6729 | 268.9928 | 317.7411 | 248.4643 | 214.5572 | 204.5223 | 263.2398 | 340.8328 | 246.1054 | 316.5251 | 381.2047 | 254.1072
5393 | 17 | 225 | 8 | 290.4265 | 157.6013 | 312.7389 | 397.4933 | 315.7253 | 230.9243 | 331.728 | 286.0483 | 216.406 | 335.7425 | 341.6291 | 284.1209 | 237.7201 | 263.3545 | 323.9377 | 387.3939 | 327.4728 | 375.0342 | 431.5207 | 310.0876
5394 | 18 | 225 | 8 | 311.693 | 167.9701 | 365.3805 | 443.0466 | 396.0169 | 315.1719 | 352.8334 | 303.1701 | 271.9301 | 441.9024 | 387.4119 | 396.4063 | 254.7661 | 325.3403 | 365.8266 | 431.7984 | 395.5101 | 449.5858 | 457.4846 | 395.5103
5395 | 19 | 225 | 8 | 318.7931 | 161.7191 | 363.5244 | 448.772 | 391.2149 | 331.5707 | 348.2426 | 305.5041 | 261.2139 | 471.8339 | 415.8604 | 464.348 | 256.604 | 326.2596 | 375.8811 | 439.1233 | 386.6039 | 477.4286 | 434.3552 | 416.4087
5396 | 20 | 225 | 8 | 313.0978 | 157.1274 | 342.2266 | 435.4046 | 392.925 | 326.4641 | 340.0286 | 304.7956 | 239.5205 | 431.835 | 407.2597 | 449.1435 | 240.7391 | 321.0624 | 360.8586 | 416.3828 | 386.3911 | 456.5981 | 416.7215 | 388.9188
5397 | 21 | 225 | 8 | 311.7425 | 175.8771 | 336.6929 | 429.9589 | 403.4693 | 340.3124 | 323.1409 | 304.8953 | 217.4583 | 451.4608 | 398.7241 | 464.974 | 253.5141 | 332.0145 | 348.2733 | 414.9842 | 395.1228 | 439.9893 | 417.8955 | 415.7512
5398 | 22 | 225 | 8 | 315.1898 | 189.2368 | 330.0995 | 427.7457 | 402.3928 | 360.5265 | 312.7512 | 300.936 | 213.0772 | 459.5708 | 406.4654 | 481.0722 | 250.1765 | 347.211 | 341.4962 | 408.4297 | 396.0471 | 478.5476 | 428.8744 | 445.7321
5399 | 23 | 225 | 8 | 319.8167 | 202.9772 | 329.7231 | 448.8049 | 405.4192 | 373.5163 | 304.7195 | 302.1054 | 205.6861 | 454.0413 | 398.4996 | 473.5088 | 251.4964 | 367.1651 | 343.4648 | 408.7175 | 408.2158 | 493.9322 | 433.4632 | 448.6673
5400 | 0 | 226 | 8 | 323.9668 | 198.0572 | 318.3547 | 462.21 | 413.5079 | 383.9348 | 300.6957 | 302.6688 | 200.9911 | 449.5394 | 388.0152 | 471.5409 | 259.5606 | 382.9837 | 336.0267 | 405.5692 | 420.5287 | 490.6071 | 432.2899 | 438.8181
5401 | 1 | 226 | 8 | 332.2126 | 207.3829 | 319.8431 | 434.9393 | 430.234 | 392.3589 | 298.8742 | 304.5912 | 206.5784 | 440.7566 | 390.0091 | 470.8598 | 257.689 | 391.7363 | 345.3245 | 408.7089 | 431.0377 | 458.2402 | 430.537 | 440.9053
5402 | 2 | 226 | 8 | 338.3937 | 204.8082 | 318.822 | 417.6985 | 427.7495 | 379.9613 | 298.5256 | 306.6509 | 207.9092 | 443.3879 | 389.8913 | 478.4143 | 263.1767 | 390.6391 | 352.9719 | 408.6994 | 428.51 | 455.3294 | 430.2279 | 450.9764
5403 | 3 | 226 | 8 | 339.9568 | 201.1879 | 325.0865 | 408.9608 | 422.8653 | 391.0939 | 297.841 | 309.3132 | 208.0541 | 443.0472 | 390.8649 | 477.6036 | 266.7354 | 378.5513 | 359.5767 | 407.4187 | 418.4468 | 449.2348 | 432.5826 | 447.5648
5404 | 4 | 226 | 8 | 341.9903 | 202.3491 | 330.1339 | 417.2551 | 406.821 | 377.6877 | 298.6986 | 307.5374 | 211.0624 | 442.8447 | 386.614 | 478.9037 | 253.727 | 359.381 | 358.9015 | 407.5604 | 402.1298 | 454.3749 | 431.0706 | 439.7569
5405 | 5 | 226 | 8 | 330.8258 | 150.5634 | 335.2971 | 452.0189 | 274.7381 | 264.0687 | 278.9688 | 304.405 | 166.5283 | 419.3464 | 385.0316 | 465.5873 | 238.6744 | 274.3477 | 351.0475 | 388.1068 | 276.1449 | 469.0914 | 388.355 | 437.0757
5406 | 6 | 226 | 8 | 291.5259 | 118.8911 | 291.0989 | 342.4041 | 218.5996 | 173.1411 | 252.2275 | 268.3967 | 137.1424 | 309.2911 | 330.7789 | 304.5891 | 232.0729 | 194.8313 | 281.7181 | 328.5772 | 221.4243 | 397.0301 | 355.4615 | 327.1911
5407 | 7 | 226 | 8 | 261.5764 | 120.8884 | 280.0145 | 314.2888 | 218.8412 | 187.1045 | 245.5508 | 253.2196 | 129.472 | 261.946 | 311.6472 | 250.1421 | 205.878 | 182.8768 | 250.2726 | 307.7393 | 209.9777 | 315.6662 | 344.1568 | 264.7712
5408 | 8 | 226 | 8 | 253.1342 | 115.5171 | 268.6372 | 310.6997 | 207.9391 | 179.1051 | 238.7403 | 244.3528 | 125.0881 | 245.2726 | 308.4026 | 237.4435 | 202.508 | 177.9857 | 240.2762 | 302.8207 | 202.7103 | 284.5834 | 337.0777 | 233.4547
5409 | 9 | 226 | 8 | 247.9394 | 117.7417 | 266.6459 | 308.6292 | 202.3013 | 172.7564 | 238.677 | 245.1997 | 120.7732 | 237.9402 | 300.4182 | 232.1512 | 195.7803 | 178.2152 | 237.3858 | 304.8061 | 200.2002 | 268.7732 | 343.4534 | 223.4663
5410 | 10 | 226 | 8 | 248.1546 | 119.0959 | 272.3545 | 308.917 | 210.8663 | 169.6876 | 242.976 | 239.8171 | 128.3549 | 240.4551 | 296.4445 | 231.0141 | 197.7757 | 182.2939 | 241.6787 | 313.1624 | 205.5216 | 265.372 | 347.9941 | 222.4842
5411 | 11 | 226 | 8 | 246.675 | 120.7879 | 278.8885 | 316.3155 | 208.2634 | 168.0065 | 244.0578 | 234.6628 | 131.1565 | 244.1055 | 307.9505 | 235.0367 | 194.256 | 181.1713 | 242.2732 | 312.8906 | 205.8843 | 266.2373 | 348.1378 | 226.3476
5412 | 12 | 226 | 8 | 243.9719 | 122.3781 | 284.063 | 326.3288 | 211.5971 | 165.6248 | 251.3581 | 227.0489 | 133.3371 | 247.643 | 307.0527 | 236.0402 | 195.4587 | 177.2788 | 242.0018 | 312.7897 | 204.7869 | 272.1427 | 348.7038 | 222.4802
5413 | 13 | 226 | 8 | 243.6154 | 123.3596 | 287.9907 | 330.733 | 208.6902 | 167.3072 | 256.7576 | 228.1419 | 134.0246 | 252.4002 | 313.4431 | 236.3277 | 190.9489 | 180.8066 | 248.8115 | 318.9198 | 208.592 | 274.0516 | 352.3061 | 229.8435
5414 | 14 | 226 | 8 | 245.0693 | 125.0771 | 289.15 | 339.0547 | 212.2838 | 168.5951 | 254.4489 | 233.0132 | 140.3517 | 253.2306 | 316.7979 | 238.4454 | 186.5882 | 184.0085 | 251.719 | 323.816 | 213.1605 | 281.2881 | 356.8109 | 235.1679
5415 | 15 | 226 | 8 | 254.0876 | 132.0818 | 288.6118 | 344.0313 | 213.6879 | 163.321 | 263.8346 | 243.7916 | 148.402 | 257.1759 | 316.2116 | 241.0078 | 192.6087 | 190.1926 | 254.0742 | 328.8669 | 220.3294 | 293.3051 | 364.4909 | 237.9241
5416 | 16 | 226 | 8 | 278.8766 | 136.9673 | 289.0424 | 358.3192 | 232.681 | 168.1863 | 286.8247 | 256.7683 | 162.6729 | 268.9928 | 317.7411 | 248.4643 | 214.5572 | 204.5223 | 263.2398 | 340.8328 | 246.1054 | 316.5251 | 381.2047 | 254.1072
5417 | 17 | 226 | 8 | 290.4265 | 157.6013 | 312.7389 | 397.4933 | 315.7253 | 230.9243 | 331.728 | 286.0483 | 216.406 | 335.7425 | 341.6291 | 284.1209 | 237.7201 | 263.3545 | 323.9377 | 387.3939 | 327.4728 | 375.0342 | 431.5207 | 310.0876
5418 | 18 | 226 | 8 | 311.693 | 167.9701 | 365.3805 | 443.0466 | 396.0169 | 315.1719 | 352.8334 | 303.1701 | 271.9301 | 441.9024 | 387.4119 | 396.4063 | 254.7661 | 325.3403 | 365.8266 | 431.7984 | 395.5101 | 449.5858 | 457.4846 | 395.5103
5419 | 19 | 226 | 8 | 318.7931 | 161.7191 | 363.5244 | 448.772 | 391.2149 | 331.5707 | 348.2426 | 305.5041 | 261.2139 | 471.8339 | 415.8604 | 464.348 | 256.604 | 326.2596 | 375.8811 | 439.1233 | 386.6039 | 477.4286 | 434.3552 | 416.4087
5420 | 20 | 226 | 8 | 313.0978 | 157.1274 | 342.2266 | 435.4046 | 392.925 | 326.4641 | 340.0286 | 304.7956 | 239.5205 | 431.835 | 407.2597 | 449.1435 | 240.7391 | 321.0624 | 360.8586 | 416.3828 | 386.3911 | 456.5981 | 416.7215 | 388.9188
5421 | 21 | 226 | 8 | 311.7425 | 175.8771 | 336.6929 | 429.9589 | 403.4693 | 340.3124 | 323.1409 | 304.8953 | 217.4583 | 451.4608 | 398.7241 | 464.974 | 253.5141 | 332.0145 | 348.2733 | 414.9842 | 395.1228 | 439.9893 | 417.8955 | 415.7512
5422 | 22 | 226 | 8 | 315.1898 | 189.2368 | 330.0995 | 427.7457 | 402.3928 | 360.5265 | 312.7512 | 300.936 | 213.0772 | 459.5708 | 406.4654 | 481.0722 | 250.1765 | 347.211 | 341.4962 | 408.4297 | 396.0471 | 478.5476 | 428.8744 | 445.7321
5423 | 23 | 226 | 8 | 319.8167 | 202.9772 | 329.7231 | 448.8049 | 405.4192 | 373.5163 | 304.7195 | 302.1054 | 205.6861 | 454.0413 | 398.4996 | 473.5088 | 251.4964 | 367.1651 | 343.4648 | 408.7175 | 408.2158 | 493.9322 | 433.4632 | 448.6673
5424 | 0 | 227 | 8 | 323.9668 | 198.0572 | 318.3547 | 462.21 | 413.5079 | 383.9348 | 300.6957 | 302.6688 | 200.9911 | 449.5394 | 388.0152 | 471.5409 | 259.5606 | 382.9837 | 336.0267 | 405.5692 | 420.5287 | 490.6071 | 432.2899 | 438.8181
5425 | 1 | 227 | 8 | 332.2126 | 207.3829 | 319.8431 | 434.9393 | 430.234 | 392.3589 | 298.8742 | 304.5912 | 206.5784 | 440.7566 | 390.0091 | 470.8598 | 257.689 | 391.7363 | 345.3245 | 408.7089 | 431.0377 | 458.2402 | 430.537 | 440.9053
5426 | 2 | 227 | 8 | 338.3937 | 204.8082 | 318.822 | 417.6985 | 427.7495 | 379.9613 | 298.5256 | 306.6509 | 207.9092 | 443.3879 | 389.8913 | 478.4143 | 263.1767 | 390.6391 | 352.9719 | 408.6994 | 428.51 | 455.3294 | 430.2279 | 450.9764
5427 | 3 | 227 | 8 | 339.9568 | 201.1879 | 325.0865 | 408.9608 | 422.8653 | 391.0939 | 297.841 | 309.3132 | 208.0541 | 443.0472 | 390.8649 | 477.6036 | 266.7354 | 378.5513 | 359.5767 | 407.4187 | 418.4468 | 449.2348 | 432.5826 | 447.5648
5428 | 4 | 227 | 8 | 341.9903 | 202.3491 | 330.1339 | 417.2551 | 406.821 | 377.6877 | 298.6986 | 307.5374 | 211.0624 | 442.8447 | 386.614 | 478.9037 | 253.727 | 359.381 | 358.9015 | 407.5604 | 402.1298 | 454.3749 | 431.0706 | 439.7569
5429 | 5 | 227 | 8 | 330.8258 | 150.5634 | 335.2971 | 452.0189 | 274.7381 | 264.0687 | 278.9688 | 304.405 | 166.5283 | 419.3464 | 385.0316 | 465.5873 | 238.6744 | 274.3477 | 351.0475 | 388.1068 | 276.1449 | 469.0914 | 388.355 | 437.0757
5430 | 6 | 227 | 8 | 291.5259 | 118.8911 | 291.0989 | 342.4041 | 218.5996 | 173.1411 | 252.2275 | 268.3967 | 137.1424 | 309.2911 | 330.7789 | 304.5891 | 232.0729 | 194.8313 | 281.7181 | 328.5772 | 221.4243 | 397.0301 | 355.4615 | 327.1911
5431 | 7 | 227 | 8 | 261.5764 | 120.8884 | 280.0145 | 314.2888 | 218.8412 | 187.1045 | 245.5508 | 253.2196 | 129.472 | 261.946 | 311.6472 | 250.1421 | 205.878 | 182.8768 | 250.2726 | 307.7393 | 209.9777 | 315.6662 | 344.1568 | 264.7712
5432 | 8 | 227 | 8 | 253.1342 | 115.5171 | 268.6372 | 310.6997 | 207.9391 | 179.1051 | 238.7403 | 244.3528 | 125.0881 | 245.2726 | 308.4026 | 237.4435 | 202.508 | 177.9857 | 240.2762 | 302.8207 | 202.7103 | 284.5834 | 337.0777 | 233.4547
5433 | 9 | 227 | 8 | 247.9394 | 117.7417 | 266.6459 | 308.6292 | 202.3013 | 172.7564 | 238.677 | 245.1997 | 120.7732 | 237.9402 | 300.4182 | 232.1512 | 195.7803 | 178.2152 | 237.3858 | 304.8061 | 200.2002 | 268.7732 | 343.4534 | 223.4663
5434 | 10 | 227 | 8 | 248.1546 | 119.0959 | 272.3545 | 308.917 | 210.8663 | 169.6876 | 242.976 | 239.8171 | 128.3549 | 240.4551 | 296.4445 | 231.0141 | 197.7757 | 182.2939 | 241.6787 | 313.1624 | 205.5216 | 265.372 | 347.9941 | 222.4842
5435 | 11 | 227 | 8 | 246.675 | 120.7879 | 278.8885 | 316.3155 | 208.2634 | 168.0065 | 244.0578 | 234.6628 | 131.1565 | 244.1055 | 307.9505 | 235.0367 | 194.256 | 181.1713 | 242.2732 | 312.8906 | 205.8843 | 266.2373 | 348.1378 | 226.3476
5436 | 12 | 227 | 8 | 243.9719 | 122.3781 | 284.063 | 326.3288 | 211.5971 | 165.6248 | 251.3581 | 227.0489 | 133.3371 | 247.643 | 307.0527 | 236.0402 | 195.4587 | 177.2788 | 242.0018 | 312.7897 | 204.7869 | 272.1427 | 348.7038 | 222.4802
5437 | 13 | 227 | 8 | 243.6154 | 123.3596 | 287.9907 | 330.733 | 208.6902 | 167.3072 | 256.7576 | 228.1419 | 134.0246 | 252.4002 | 313.4431 | 236.3277 | 190.9489 | 180.8066 | 248.8115 | 318.9198 | 208.592 | 274.0516 | 352.3061 | 229.8435
5438 | 14 | 227 | 8 | 245.0693 | 125.0771 | 289.15 | 339.0547 | 212.2838 | 168.5951 | 254.4489 | 233.0132 | 140.3517 | 253.2306 | 316.7979 | 238.4454 | 186.5882 | 184.0085 | 251.719 | 323.816 | 213.1605 | 281.2881 | 356.8109 | 235.1679
5439 | 15 | 227 | 8 | 254.0876 | 132.0818 | 288.6118 | 344.0313 | 213.6879 | 163.321 | 263.8346 | 243.7916 | 148.402 | 257.1759 | 316.2116 | 241.0078 | 192.6087 | 190.1926 | 254.0742 | 328.8669 | 220.3294 | 293.3051 | 364.4909 | 237.9241
5440 | 16 | 227 | 8 | 278.8766 | 136.9673 | 289.0424 | 358.3192 | 232.681 | 168.1863 | 286.8247 | 256.7683 | 162.6729 | 268.9928 | 317.7411 | 248.4643 | 214.5572 | 204.5223 | 263.2398 | 340.8328 | 246.1054 | 316.5251 | 381.2047 | 254.1072
5441 | 17 | 227 | 8 | 290.4265 | 157.6013 | 312.7389 | 397.4933 | 315.7253 | 230.9243 | 331.728 | 286.0483 | 216.406 | 335.7425 | 341.6291 | 284.1209 | 237.7201 | 263.3545 | 323.9377 | 387.3939 | 327.4728 | 375.0342 | 431.5207 | 310.0876
5442 | 18 | 227 | 8 | 311.693 | 167.9701 | 365.3805 | 443.0466 | 396.0169 | 315.1719 | 352.8334 | 303.1701 | 271.9301 | 441.9024 | 387.4119 | 396.4063 | 254.7661 | 325.3403 | 365.8266 | 431.7984 | 395.5101 | 449.5858 | 457.4846 | 395.5103
5443 | 19 | 227 | 8 | 318.7931 | 161.7191 | 363.5244 | 448.772 | 391.2149 | 331.5707 | 348.2426 | 305.5041 | 261.2139 | 471.8339 | 415.8604 | 464.348 | 256.604 | 326.2596 | 375.8811 | 439.1233 | 386.6039 | 477.4286 | 434.3552 | 416.4087
5444 | 20 | 227 | 8 | 313.0978 | 157.1274 | 342.2266 | 435.4046 | 392.925 | 326.4641 | 340.0286 | 304.7956 | 239.5205 | 431.835 | 407.2597 | 449.1435 | 240.7391 | 321.0624 | 360.8586 | 416.3828 | 386.3911 | 456.5981 | 416.7215 | 388.9188
5445 | 21 | 227 | 8 | 311.7425 | 175.8771 | 336.6929 | 429.9589 | 403.4693 | 340.3124 | 323.1409 | 304.8953 | 217.4583 | 451.4608 | 398.7241 | 464.974 | 253.5141 | 332.0145 | 348.2733 | 414.9842 | 395.1228 | 439.9893 | 417.8955 | 415.7512
5446 | 22 | 227 | 8 | 315.1898 | 189.2368 | 330.0995 | 427.7457 | 402.3928 | 360.5265 | 312.7512 | 300.936 | 213.0772 | 459.5708 | 406.4654 | 481.0722 | 250.1765 | 347.211 | 341.4962 | 408.4297 | 396.0471 | 478.5476 | 428.8744 | 445.7321
5447 | 23 | 227 | 8 | 319.8167 | 202.9772 | 329.7231 | 448.8049 | 405.4192 | 373.5163 | 304.7195 | 302.1054 | 205.6861 | 454.0413 | 398.4996 | 473.5088 | 251.4964 | 367.1651 | 343.4648 | 408.7175 | 408.2158 | 493.9322 | 433.4632 | 448.6673
5448 | 0 | 228 | 8 | 323.9668 | 198.0572 | 318.3547 | 462.21 | 413.5079 | 383.9348 | 300.6957 | 302.6688 | 200.9911 | 449.5394 | 388.0152 | 471.5409 | 259.5606 | 382.9837 | 336.0267 | 405.5692 | 420.5287 | 490.6071 | 432.2899 | 438.8181
5449 | 1 | 228 | 8 | 332.2126 | 207.3829 | 319.8431 | 434.9393 | 430.234 | 392.3589 | 298.8742 | 304.5912 | 206.5784 | 440.7566 | 390.0091 | 470.8598 | 257.689 | 391.7363 | 345.3245 | 408.7089 | 431.0377 | 458.2402 | 430.537 | 440.9053
5450 | 2 | 228 | 8 | 338.3937 | 204.8082 | 318.822 | 417.6985 | 427.7495 | 379.9613 | 298.5256 | 306.6509 | 207.9092 | 443.3879 | 389.8913 | 478.4143 | 263.1767 | 390.6391 | 352.9719 | 408.6994 | 428.51 | 455.3294 | 430.2279 | 450.9764
5451 | 3 | 228 | 8 | 339.9568 | 201.1879 | 325.0865 | 408.9608 | 422.8653 | 391.0939 | 297.841 | 309.3132 | 208.0541 | 443.0472 | 390.8649 | 477.6036 | 266.7354 | 378.5513 | 359.5767 | 407.4187 | 418.4468 | 449.2348 | 432.5826 | 447.5648
5452 | 4 | 228 | 8 | 341.9903 | 202.3491 | 330.1339 | 417.2551 | 406.821 | 377.6877 | 298.6986 | 307.5374 | 211.0624 | 442.8447 | 386.614 | 478.9037 | 253.727 | 359.381 | 358.9015 | 407.5604 | 402.1298 | 454.3749 | 431.0706 | 439.7569
5453 | 5 | 228 | 8 | 330.8258 | 150.5634 | 335.2971 | 452.0189 | 274.7381 | 264.0687 | 278.9688 | 304.405 | 166.5283 | 419.3464 | 385.0316 | 465.5873 | 238.6744 | 274.3477 | 351.0475 | 388.1068 | 276.1449 | 469.0914 | 388.355 | 437.0757
5454 | 6 | 228 | 8 | 291.5259 | 118.8911 | 291.0989 | 342.4041 | 218.5996 | 173.1411 | 252.2275 | 268.3967 | 137.1424 | 309.2911 | 330.7789 | 304.5891 | 232.0729 | 194.8313 | 281.7181 | 328.5772 | 221.4243 | 397.0301 | 355.4615 | 327.1911
5455 | 7 | 228 | 8 | 261.5764 | 120.8884 | 280.0145 | 314.2888 | 218.8412 | 187.1045 | 245.5508 | 253.2196 | 129.472 | 261.946 | 311.6472 | 250.1421 | 205.878 | 182.8768 | 250.2726 | 307.7393 | 209.9777 | 315.6662 | 344.1568 | 264.7712
5456 | 8 | 228 | 8 | 253.1342 | 115.5171 | 268.6372 | 310.6997 | 207.9391 | 179.1051 | 238.7403 | 244.3528 | 125.0881 | 245.2726 | 308.4026 | 237.4435 | 202.508 | 177.9857 | 240.2762 | 302.8207 | 202.7103 | 284.5834 | 337.0777 | 233.4547
5457 | 9 | 228 | 8 | 247.9394 | 117.7417 | 266.6459 | 308.6292 | 202.3013 | 172.7564 | 238.677 | 245.1997 | 120.7732 | 237.9402 | 300.4182 | 232.1512 | 195.7803 | 178.2152 | 237.3858 | 304.8061 | 200.2002 | 268.7732 | 343.4534 | 223.4663
5458 | 10 | 228 | 8 | 248.1546 | 119.0959 | 272.3545 | 308.917 | 210.8663 | 169.6876 | 242.976 | 239.8171 | 128.3549 | 240.4551 | 296.4445 | 231.0141 | 197.7757 | 182.2939 | 241.6787 | 313.1624 | 205.5216 | 265.372 | 347.9941 | 222.4842
5459 | 11 | 228 | 8 | 246.675 | 120.7879 | 278.8885 | 316.3155 | 208.2634 | 168.0065 | 244.0578 | 234.6628 | 131.1565 | 244.1055 | 307.9505 | 235.0367 | 194.256 | 181.1713 | 242.2732 | 312.8906 | 205.8843 | 266.2373 | 348.1378 | 226.3476
5460 | 12 | 228 | 8 | 243.9719 | 122.3781 | 284.063 | 326.3288 | 211.5971 | 165.6248 | 251.3581 | 227.0489 | 133.3371 | 247.643 | 307.0527 | 236.0402 | 195.4587 | 177.2788 | 242.0018 | 312.7897 | 204.7869 | 272.1427 | 348.7038 | 222.4802
5461 | 13 | 228 | 8 | 243.6154 | 123.3596 | 287.9907 | 330.733 | 208.6902 | 167.3072 | 256.7576 | 228.1419 | 134.0246 | 252.4002 | 313.4431 | 236.3277 | 190.9489 | 180.8066 | 248.8115 | 318.9198 | 208.592 | 274.0516 | 352.3061 | 229.8435
5462 | 14 | 228 | 8 | 245.0693 | 125.0771 | 289.15 | 339.0547 | 212.2838 | 168.5951 | 254.4489 | 233.0132 | 140.3517 | 253.2306 | 316.7979 | 238.4454 | 186.5882 | 184.0085 | 251.719 | 323.816 | 213.1605 | 281.2881 | 356.8109 | 235.1679
5463 | 15 | 228 | 8 | 254.0876 | 132.0818 | 288.6118 | 344.0313 | 213.6879 | 163.321 | 263.8346 | 243.7916 | 148.402 | 257.1759 | 316.2116 | 241.0078 | 192.6087 | 190.1926 | 254.0742 | 328.8669 | 220.3294 | 293.3051 | 364.4909 | 237.9241
5464 | 16 | 228 | 8 | 278.8766 | 136.9673 | 289.0424 | 358.3192 | 232.681 | 168.1863 | 286.8247 | 256.7683 | 162.6729 | 268.9928 | 317.7411 | 248.4643 | 214.5572 | 204.5223 | 263.2398 | 340.8328 | 246.1054 | 316.5251 | 381.2047 | 254.1072
5465 | 17 | 228 | 8 | 290.4265 | 157.6013 | 312.7389 | 397.4933 | 315.7253 | 230.9243 | 331.728 | 286.0483 | 216.406 | 335.7425 | 341.6291 | 284.1209 | 237.7201 | 263.3545 | 323.9377 | 387.3939 | 327.4728 | 375.0342 | 431.5207 | 310.0876
5466 | 18 | 228 | 8 | 311.693 | 167.9701 | 365.3805 | 443.0466 | 396.0169 | 315.1719 | 352.8334 | 303.1701 | 271.9301 | 441.9024 | 387.4119 | 396.4063 | 254.7661 | 325.3403 | 365.8266 | 431.7984 | 395.5101 | 449.5858 | 457.4846 | 395.5103
5467 | 19 | 228 | 8 | 318.7931 | 161.7191 | 363.5244 | 448.772 | 391.2149 | 331.5707 | 348.2426 | 305.5041 | 261.2139 | 471.8339 | 415.8604 | 464.348 | 256.604 | 326.2596 | 375.8811 | 439.1233 | 386.6039 | 477.4286 | 434.3552 | 416.4087
5468 | 20 | 228 | 8 | 313.0978 | 157.1274 | 342.2266 | 435.4046 | 392.925 | 326.4641 | 340.0286 | 304.7956 | 239.5205 | 431.835 | 407.2597 | 449.1435 | 240.7391 | 321.0624 | 360.8586 | 416.3828 | 386.3911 | 456.5981 | 416.7215 | 388.9188
5469 | 21 | 228 | 8 | 311.7425 | 175.8771 | 336.6929 | 429.9589 | 403.4693 | 340.3124 | 323.1409 | 304.8953 | 217.4583 | 451.4608 | 398.7241 | 464.974 | 253.5141 | 332.0145 | 348.2733 | 414.9842 | 395.1228 | 439.9893 | 417.8955 | 415.7512
5470 | 22 | 228 | 8 | 315.1898 | 189.2368 | 330.0995 | 427.7457 | 402.3928 | 360.5265 | 312.7512 | 300.936 | 213.0772 | 459.5708 | 406.4654 | 481.0722 | 250.1765 | 347.211 | 341.4962 | 408.4297 | 396.0471 | 478.5476 | 428.8744 | 445.7321
5471 | 23 | 228 | 8 | 319.8167 | 202.9772 | 329.7231 | 448.8049 | 405.4192 | 373.5163 | 304.7195 | 302.1054 | 205.6861 | 454.0413 | 398.4996 | 473.5088 | 251.4964 | 367.1651 | 343.4648 | 408.7175 | 408.2158 | 493.9322 | 433.4632 | 448.6673
5472 | 0 | 229 | 8 | 323.9668 | 198.0572 | 318.3547 | 462.21 | 413.5079 | 383.9348 | 300.6957 | 302.6688 | 200.9911 | 449.5394 | 388.0152 | 471.5409 | 259.5606 | 382.9837 | 336.0267 | 405.5692 | 420.5287 | 490.6071 | 432.2899 | 438.8181
5473 | 1 | 229 | 8 | 332.2126 | 207.3829 | 319.8431 | 434.9393 | 430.234 | 392.3589 | 298.8742 | 304.5912 | 206.5784 | 440.7566 | 390.0091 | 470.8598 | 257.689 | 391.7363 | 345.3245 | 408.7089 | 431.0377 | 458.2402 | 430.537 | 440.9053
5474 | 2 | 229 | 8 | 338.3937 | 204.8082 | 318.822 | 417.6985 | 427.7495 | 379.9613 | 298.5256 | 306.6509 | 207.9092 | 443.3879 | 389.8913 | 478.4143 | 263.1767 | 390.6391 | 352.9719 | 408.6994 | 428.51 | 455.3294 | 430.2279 | 450.9764
5475 | 3 | 229 | 8 | 339.9568 | 201.1879 | 325.0865 | 408.9608 | 422.8653 | 391.0939 | 297.841 | 309.3132 | 208.0541 | 443.0472 | 390.8649 | 477.6036 | 266.7354 | 378.5513 | 359.5767 | 407.4187 | 418.4468 | 449.2348 | 432.5826 | 447.5648
5476 | 4 | 229 | 8 | 341.9903 | 202.3491 | 330.1339 | 417.2551 | 406.821 | 377.6877 | 298.6986 | 307.5374 | 211.0624 | 442.8447 | 386.614 | 478.9037 | 253.727 | 359.381 | 358.9015 | 407.5604 | 402.1298 | 454.3749 | 431.0706 | 439.7569
5477 | 5 | 229 | 8 | 330.8258 | 150.5634 | 335.2971 | 452.0189 | 274.7381 | 264.0687 | 278.9688 | 304.405 | 166.5283 | 419.3464 | 385.0316 | 465.5873 | 238.6744 | 274.3477 | 351.0475 | 388.1068 | 276.1449 | 469.0914 | 388.355 | 437.0757
5478 | 6 | 229 | 8 | 291.5259 | 118.8911 | 291.0989 | 342.4041 | 218.5996 | 173.1411 | 252.2275 | 268.3967 | 137.1424 | 309.2911 | 330.7789 | 304.5891 | 232.0729 | 194.8313 | 281.7181 | 328.5772 | 221.4243 | 397.0301 | 355.4615 | 327.1911
5479 | 7 | 229 | 8 | 261.5764 | 120.8884 | 280.0145 | 314.2888 | 218.8412 | 187.1045 | 245.5508 | 253.2196 | 129.472 | 261.946 | 311.6472 | 250.1421 | 205.878 | 182.8768 | 250.2726 | 307.7393 | 209.9777 | 315.6662 | 344.1568 | 264.7712
5480 | 8 | 229 | 8 | 253.1342 | 115.5171 | 268.6372 | 310.6997 | 207.9391 | 179.1051 | 238.7403 | 244.3528 | 125.0881 | 245.2726 | 308.4026 | 237.4435 | 202.508 | 177.9857 | 240.2762 | 302.8207 | 202.7103 | 284.5834 | 337.0777 | 233.4547
5481 | 9 | 229 | 8 | 247.9394 | 117.7417 | 266.6459 | 308.6292 | 202.3013 | 172.7564 | 238.677 | 245.1997 | 120.7732 | 237.9402 | 300.4182 | 232.1512 | 195.7803 | 178.2152 | 237.3858 | 304.8061 | 200.2002 | 268.7732 | 343.4534 | 223.4663
5482 | 10 | 229 | 8 | 248.1546 | 119.0959 | 272.3545 | 308.917 | 210.8663 | 169.6876 | 242.976 | 239.8171 | 128.3549 | 240.4551 | 296.4445 | 231.0141 | 197.7757 | 182.2939 | 241.6787 | 313.1624 | 205.5216 | 265.372 | 347.9941 | 222.4842
5483 | 11 | 229 | 8 | 246.675 | 120.7879 | 278.8885 | 316.3155 | 208.2634 | 168.0065 | 244.0578 | 234.6628 | 131.1565 | 244.1055 | 307.9505 | 235.0367 | 194.256 | 181.1713 | 242.2732 | 312.8906 | 205.8843 | 266.2373 | 348.1378 | 226.3476
5484 | 12 | 229 | 8 | 243.9719 | 122.3781 | 284.063 | 326.3288 | 211.5971 | 165.6248 | 251.3581 | 227.0489 | 133.3371 | 247.643 | 307.0527 | 236.0402 | 195.4587 | 177.2788 | 242.0018 | 312.7897 | 204.7869 | 272.1427 | 348.7038 | 222.4802
5485 | 13 | 229 | 8 | 243.6154 | 123.3596 | 287.9907 | 330.733 | 208.6902 | 167.3072 | 256.7576 | 228.1419 | 134.0246 | 252.4002 | 313.4431 | 236.3277 | 190.9489 | 180.8066 | 248.8115 | 318.9198 | 208.592 | 274.0516 | 352.3061 | 229.8435
5486 | 14 | 229 | 8 | 245.0693 | 125.0771 | 289.15 | 339.0547 | 212.2838 | 168.5951 | 254.4489 | 233.0132 | 140.3517 | 253.2306 | 316.7979 | 238.4454 | 186.5882 | 184.0085 | 251.719 | 323.816 | 213.1605 | 281.2881 | 356.8109 | 235.1679
5487 | 15 | 229 | 8 | 254.0876 | 132.0818 | 288.6118 | 344.0313 | 213.6879 | 163.321 | 263.8346 | 243.7916 | 148.402 | 257.1759 | 316.2116 | 241.0078 | 192.6087 | 190.1926 | 254.0742 | 328.8669 | 220.3294 | 293.3051 | 364.4909 | 237.9241
5488 | 16 | 229 | 8 | 278.8766 | 136.9673 | 289.0424 | 358.3192 | 232.681 | 168.1863 | 286.8247 | 256.7683 | 162.6729 | 268.9928 | 317.7411 | 248.4643 | 214.5572 | 204.5223 | 263.2398 | 340.8328 | 246.1054 | 316.5251 | 381.2047 | 254.1072
5489 | 17 | 229 | 8 | 290.4265 | 157.6013 | 312.7389 | 397.4933 | 315.7253 | 230.9243 | 331.728 | 286.0483 | 216.406 | 335.7425 | 341.6291 | 284.1209 | 237.7201 | 263.3545 | 323.9377 | 387.3939 | 327.4728 | 375.0342 | 431.5207 | 310.0876
5490 | 18 | 229 | 8 | 311.693 | 167.9701 | 365.3805 | 443.0466 | 396.0169 | 315.1719 | 352.8334 | 303.1701 | 271.9301 | 441.9024 | 387.4119 | 396.4063 | 254.7661 | 325.3403 | 365.8266 | 431.7984 | 395.5101 | 449.5858 | 457.4846 | 395.5103
5491 | 19 | 229 | 8 | 318.7931 | 161.7191 | 363.5244 | 448.772 | 391.2149 | 331.5707 | 348.2426 | 305.5041 | 261.2139 | 471.8339 | 415.8604 | 464.348 | 256.604 | 326.2596 | 375.8811 | 439.1233 | 386.6039 | 477.4286 | 434.3552 | 416.4087
5492 | 20 | 229 | 8 | 313.0978 | 157.1274 | 342.2266 | 435.4046 | 392.925 | 326.4641 | 340.0286 | 304.7956 | 239.5205 | 431.835 | 407.2597 | 449.1435 | 240.7391 | 321.0624 | 360.8586 | 416.3828 | 386.3911 | 456.5981 | 416.7215 | 388.9188
5493 | 21 | 229 | 8 | 311.7425 | 175.8771 | 336.6929 | 429.9589 | 403.4693 | 340.3124 | 323.1409 | 304.8953 | 217.4583 | 451.4608 | 398.7241 | 464.974 | 253.5141 | 332.0145 | 348.2733 | 414.9842 | 395.1228 | 439.9893 | 417.8955 | 415.7512
5494 | 22 | 229 | 8 | 315.1898 | 189.2368 | 330.0995 | 427.7457 | 402.3928 | 360.5265 | 312.7512 | 300.936 | 213.0772 | 459.5708 | 406.4654 | 481.0722 | 250.1765 | 347.211 | 341.4962 | 408.4297 | 396.0471 | 478.5476 | 428.8744 | 445.7321
5495 | 23 | 229 | 8 | 319.8167 | 202.9772 | 329.7231 | 448.8049 | 405.4192 | 373.5163 | 304.7195 | 302.1054 | 205.6861 | 454.0413 | 398.4996 | 473.5088 | 251.4964 | 367.1651 | 343.4648 | 408.7175 | 408.2158 | 493.9322 | 433.4632 | 448.6673
5496 | 0 | 230 | 8 | 323.9668 | 198.0572 | 318.3547 | 462.21 | 413.5079 | 383.9348 | 300.6957 | 302.6688 | 200.9911 | 449.5394 | 388.0152 | 471.5409 | 259.5606 | 382.9837 | 336.0267 | 405.5692 | 420.5287 | 490.6071 | 432.2899 | 438.8181
5497 | 1 | 230 | 8 | 332.2126 | 207.3829 | 319.8431 | 434.9393 | 430.234 | 392.3589 | 298.8742 | 304.5912 | 206.5784 | 440.7566 | 390.0091 | 470.8598 | 257.689 | 391.7363 | 345.3245 | 408.7089 | 431.0377 | 458.2402 | 430.537 | 440.9053
5498 | 2 | 230 | 8 | 338.3937 | 204.8082 | 318.822 | 417.6985 | 427.7495 | 379.9613 | 298.5256 | 306.6509 | 207.9092 | 443.3879 | 389.8913 | 478.4143 | 263.1767 | 390.6391 | 352.9719 | 408.6994 | 428.51 | 455.3294 | 430.2279 | 450.9764
5499 | 3 | 230 | 8 | 339.9568 | 201.1879 | 325.0865 | 408.9608 | 422.8653 | 391.0939 | 297.841 | 309.3132 | 208.0541 | 443.0472 | 390.8649 | 477.6036 | 266.7354 | 378.5513 | 359.5767 | 407.4187 | 418.4468 | 449.2348 | 432.5826 | 447.5648
5500 | 4 | 230 | 8 | 341.9903 | 202.3491 | 330.1339 | 417.2551 | 406.821 | 377.6877 | 298.6986 | 307.5374 | 211.0624 | 442.8447 | 386.614 | 478.9037 | 253.727 | 359.381 | 358.9015 | 407.5604 | 402.1298 | 454.3749 | 431.0706 | 439.7569
5501 | 5 | 230 | 8 | 330.8258 | 150.5634 | 335.2971 | 452.0189 | 274.7381 | 264.0687 | 278.9688 | 304.405 | 166.5283 | 419.3464 | 385.0316 | 465.5873 | 238.6744 | 274.3477 | 351.0475 | 388.1068 | 276.1449 | 469.0914 | 388.355 | 437.0757
5502 | 6 | 230 | 8 | 291.5259 | 118.8911 | 291.0989 | 342.4041 | 218.5996 | 173.1411 | 252.2275 | 268.3967 | 137.1424 | 309.2911 | 330.7789 | 304.5891 | 232.0729 | 194.8313 | 281.7181 | 328.5772 | 221.4243 | 397.0301 | 355.4615 | 327.1911
5503 | 7 | 230 | 8 | 261.5764 | 120.8884 | 280.0145 | 314.2888 | 218.8412 | 187.1045 | 245.5508 | 253.2196 | 129.472 | 261.946 | 311.6472 | 250.1421 | 205.878 | 182.8768 | 250.2726 | 307.7393 | 209.9777 | 315.6662 | 344.1568 | 264.7712
5504 | 8 | 230 | 8 | 253.1342 | 115.5171 | 268.6372 | 310.6997 | 207.9391 | 179.1051 | 238.7403 | 244.3528 | 125.0881 | 245.2726 | 308.4026 | 237.4435 | 202.508 | 177.9857 | 240.2762 | 302.8207 | 202.7103 | 284.5834 | 337.0777 | 233.4547
5505 | 9 | 230 | 8 | 247.9394 | 117.7417 | 266.6459 | 308.6292 | 202.3013 | 172.7564 | 238.677 | 245.1997 | 120.7732 | 237.9402 | 300.4182 | 232.1512 | 195.7803 | 178.2152 | 237.3858 | 304.8061 | 200.2002 | 268.7732 | 343.4534 | 223.4663
5506 | 10 | 230 | 8 | 248.1546 | 119.0959 | 272.3545 | 308.917 | 210.8663 | 169.6876 | 242.976 | 239.8171 | 128.3549 | 240.4551 | 296.4445 | 231.0141 | 197.7757 | 182.2939 | 241.6787 | 313.1624 | 205.5216 | 265.372 | 347.9941 | 222.4842
5507 | 11 | 230 | 8 | 246.675 | 120.7879 | 278.8885 | 316.3155 | 208.2634 | 168.0065 | 244.0578 | 234.6628 | 131.1565 | 244.1055 | 307.9505 | 235.0367 | 194.256 | 181.1713 | 242.2732 | 312.8906 | 205.8843 | 266.2373 | 348.1378 | 226.3476
5508 | 12 | 230 | 8 | 243.9719 | 122.3781 | 284.063 | 326.3288 | 211.5971 | 165.6248 | 251.3581 | 227.0489 | 133.3371 | 247.643 | 307.0527 | 236.0402 | 195.4587 | 177.2788 | 242.0018 | 312.7897 | 204.7869 | 272.1427 | 348.7038 | 222.4802
5509 | 13 | 230 | 8 | 243.6154 | 123.3596 | 287.9907 | 330.733 | 208.6902 | 167.3072 | 256.7576 | 228.1419 | 134.0246 | 252.4002 | 313.4431 | 236.3277 | 190.9489 | 180.8066 | 248.8115 | 318.9198 | 208.592 | 274.0516 | 352.3061 | 229.8435
5510 | 14 | 230 | 8 | 245.0693 | 125.0771 | 289.15 | 339.0547 | 212.2838 | 168.5951 | 254.4489 | 233.0132 | 140.3517 | 253.2306 | 316.7979 | 238.4454 | 186.5882 | 184.0085 | 251.719 | 323.816 | 213.1605 | 281.2881 | 356.8109 | 235.1679
5511 | 15 | 230 | 8 | 254.0876 | 132.0818 | 288.6118 | 344.0313 | 213.6879 | 163.321 | 263.8346 | 243.7916 | 148.402 | 257.1759 | 316.2116 | 241.0078 | 192.6087 | 190.1926 | 254.0742 | 328.8669 | 220.3294 | 293.3051 | 364.4909 | 237.9241
5512 | 16 | 230 | 8 | 278.8766 | 136.9673 | 289.0424 | 358.3192 | 232.681 | 168.1863 | 286.8247 | 256.7683 | 162.6729 | 268.9928 | 317.7411 | 248.4643 | 214.5572 | 204.5223 | 263.2398 | 340.8328 | 246.1054 | 316.5251 | 381.2047 | 254.1072
5513 | 17 | 230 | 8 | 290.4265 | 157.6013 | 312.7389 | 397.4933 | 315.7253 | 230.9243 | 331.728 | 286.0483 | 216.406 | 335.7425 | 341.6291 | 284.1209 | 237.7201 | 263.3545 | 323.9377 | 387.3939 | 327.4728 | 375.0342 | 431.5207 | 310.0876
5514 | 18 | 230 | 8 | 311.693 | 167.9701 | 365.3805 | 443.0466 | 396.0169 | 315.1719 | 352.8334 | 303.1701 | 271.9301 | 441.9024 | 387.4119 | 396.4063 | 254.7661 | 325.3403 | 365.8266 | 431.7984 | 395.5101 | 449.5858 | 457.4846 | 395.5103
5515 | 19 | 230 | 8 | 318.7931 | 161.7191 | 363.5244 | 448.772 | 391.2149 | 331.5707 | 348.2426 | 305.5041 | 261.2139 | 471.8339 | 415.8604 | 464.348 | 256.604 | 326.2596 | 375.8811 | 439.1233 | 386.6039 | 477.4286 | 434.3552 | 416.4087
5516 | 20 | 230 | 8 | 313.0978 | 157.1274 | 342.2266 | 435.4046 | 392.925 | 326.4641 | 340.0286 | 304.7956 | 239.5205 | 431.835 | 407.2597 | 449.1435 | 240.7391 | 321.0624 | 360.8586 | 416.3828 | 386.3911 | 456.5981 | 416.7215 | 388.9188
5517 | 21 | 230 | 8 | 311.7425 | 175.8771 | 336.6929 | 429.9589 | 403.4693 | 340.3124 | 323.1409 | 304.8953 | 217.4583 | 451.4608 | 398.7241 | 464.974 | 253.5141 | 332.0145 | 348.2733 | 414.9842 | 395.1228 | 439.9893 | 417.8955 | 415.7512
5518 | 22 | 230 | 8 | 315.1898 | 189.2368 | 330.0995 | 427.7457 | 402.3928 | 360.5265 | 312.7512 | 300.936 | 213.0772 | 459.5708 | 406.4654 | 481.0722 | 250.1765 | 347.211 | 341.4962 | 408.4297 | 396.0471 | 478.5476 | 428.8744 | 445.7321
5519 | 23 | 230 | 8 | 319.8167 | 202.9772 | 329.7231 | 448.8049 | 405.4192 | 373.5163 | 304.7195 | 302.1054 | 205.6861 | 454.0413 | 398.4996 | 473.5088 | 251.4964 | 367.1651 | 343.4648 | 408.7175 | 408.2158 | 493.9322 | 433.4632 | 448.6673
5520 | 0 | 231 | 8 | 323.9668 | 198.0572 | 318.3547 | 462.21 | 413.5079 | 383.9348 | 300.6957 | 302.6688 | 200.9911 | 449.5394 | 388.0152 | 471.5409 | 259.5606 | 382.9837 | 336.0267 | 405.5692 | 420.5287 | 490.6071 | 432.2899 | 438.8181
5521 | 1 | 231 | 8 | 332.2126 | 207.3829 | 319.8431 | 434.9393 | 430.234 | 392.3589 | 298.8742 | 304.5912 | 206.5784 | 440.7566 | 390.0091 | 470.8598 | 257.689 | 391.7363 | 345.3245 | 408.7089 | 431.0377 | 458.2402 | 430.537 | 440.9053
5522 | 2 | 231 | 8 | 338.3937 | 204.8082 | 318.822 | 417.6985 | 427.7495 | 379.9613 | 298.5256 | 306.6509 | 207.9092 | 443.3879 | 389.8913 | 478.4143 | 263.1767 | 390.6391 | 352.9719 | 408.6994 | 428.51 | 455.3294 | 430.2279 | 450.9764
5523 | 3 | 231 | 8 | 339.9568 | 201.1879 | 325.0865 | 408.9608 | 422.8653 | 391.0939 | 297.841 | 309.3132 | 208.0541 | 443.0472 | 390.8649 | 477.6036 | 266.7354 | 378.5513 | 359.5767 | 407.4187 | 418.4468 | 449.2348 | 432.5826 | 447.5648
5524 | 4 | 231 | 8 | 341.9903 | 202.3491 | 330.1339 | 417.2551 | 406.821 | 377.6877 | 298.6986 | 307.5374 | 211.0624 | 442.8447 | 386.614 | 478.9037 | 253.727 | 359.381 | 358.9015 | 407.5604 | 402.1298 | 454.3749 | 431.0706 | 439.7569
5525 | 5 | 231 | 8 | 330.8258 | 150.5634 | 335.2971 | 452.0189 | 274.7381 | 264.0687 | 278.9688 | 304.405 | 166.5283 | 419.3464 | 385.0316 | 465.5873 | 238.6744 | 274.3477 | 351.0475 | 388.1068 | 276.1449 | 469.0914 | 388.355 | 437.0757
5526 | 6 | 231 | 8 | 291.5259 | 118.8911 | 291.0989 | 342.4041 | 218.5996 | 173.1411 | 252.2275 | 268.3967 | 137.1424 | 309.2911 | 330.7789 | 304.5891 | 232.0729 | 194.8313 | 281.7181 | 328.5772 | 221.4243 | 397.0301 | 355.4615 | 327.1911
5527 | 7 | 231 | 8 | 261.5764 | 120.8884 | 280.0145 | 314.2888 | 218.8412 | 187.1045 | 245.5508 | 253.2196 | 129.472 | 261.946 | 311.6472 | 250.1421 | 205.878 | 182.8768 | 250.2726 | 307.7393 | 209.9777 | 315.6662 | 344.1568 | 264.7712
5528 | 8 | 231 | 8 | 253.1342 | 115.5171 | 268.6372 | 310.6997 | 207.9391 | 179.1051 | 238.7403 | 244.3528 | 125.0881 | 245.2726 | 308.4026 | 237.4435 | 202.508 | 177.9857 | 240.2762 | 302.8207 | 202.7103 | 284.5834 | 337.0777 | 233.4547
5529 | 9 | 231 | 8 | 247.9394 | 117.7417 | 266.6459 | 308.6292 | 202.3013 | 172.7564 | 238.677 | 245.1997 | 120.7732 | 237.9402 | 300.4182 | 232.1512 | 195.7803 | 178.2152 | 237.3858 | 304.8061 | 200.2002 | 268.7732 | 343.4534 | 223.4663
5530 | 10 | 231 | 8 | 248.1546 | 119.0959 | 272.3545 | 308.917 | 210.8663 | 169.6876 | 242.976 | 239.8171 | 128.3549 | 240.4551 | 296.4445 | 231.0141 | 197.7757 | 182.2939 | 241.6787 | 313.1624 | 205.5216 | 265.372 | 347.9941 | 222.4842
5531 | 11 | 231 | 8 | 246.675 | 120.7879 | 278.8885 | 316.3155 | 208.2634 | 168.0065 | 244.0578 | 234.6628 | 131.1565 | 244.1055 | 307.9505 | 235.0367 | 194.256 | 181.1713 | 242.2732 | 312.8906 | 205.8843 | 266.2373 | 348.1378 | 226.3476
5532 | 12 | 231 | 8 | 243.9719 | 122.3781 | 284.063 | 326.3288 | 211.5971 | 165.6248 | 251.3581 | 227.0489 | 133.3371 | 247.643 | 307.0527 | 236.0402 | 195.4587 | 177.2788 | 242.0018 | 312.7897 | 204.7869 | 272.1427 | 348.7038 | 222.4802
5533 | 13 | 231 | 8 | 243.6154 | 123.3596 | 287.9907 | 330.733 | 208.6902 | 167.3072 | 256.7576 | 228.1419 | 134.0246 | 252.4002 | 313.4431 | 236.3277 | 190.9489 | 180.8066 | 248.8115 | 318.9198 | 208.592 | 274.0516 | 352.3061 | 229.8435
5534 | 14 | 231 | 8 | 245.0693 | 125.0771 | 289.15 | 339.0547 | 212.2838 | 168.5951 | 254.4489 | 233.0132 | 140.3517 | 253.2306 | 316.7979 | 238.4454 | 186.5882 | 184.0085 | 251.719 | 323.816 | 213.1605 | 281.2881 | 356.8109 | 235.1679
5535 | 15 | 231 | 8 | 254.0876 | 132.0818 | 288.6118 | 344.0313 | 213.6879 | 163.321 | 263.8346 | 243.7916 | 148.402 | 257.1759 | 316.2116 | 241.0078 | 192.6087 | 190.1926 | 254.0742 | 328.8669 | 220.3294 | 293.3051 | 364.4909 | 237.9241
5536 | 16 | 231 | 8 | 278.8766 | 136.9673 | 289.0424 | 358.3192 | 232.681 | 168.1863 | 286.8247 | 256.7683 | 162.6729 | 268.9928 | 317.7411 | 248.4643 | 214.5572 | 204.5223 | 263.2398 | 340.8328 | 246.1054 | 316.5251 | 381.2047 | 254.1072
5537 | 17 | 231 | 8 | 290.4265 | 157.6013 | 312.7389 | 397.4933 | 315.7253 | 230.9243 | 331.728 | 286.0483 | 216.406 | 335.7425 | 341.6291 | 284.1209 | 237.7201 | 263.3545 | 323.9377 | 387.3939 | 327.4728 | 375.0342 | 431.5207 | 310.0876
5538 | 18 | 231 | 8 | 311.693 | 167.9701 | 365.3805 | 443.0466 | 396.0169 | 315.1719 | 352.8334 | 303.1701 | 271.9301 | 441.9024 | 387.4119 | 396.4063 | 254.7661 | 325.3403 | 365.8266 | 431.7984 | 395.5101 | 449.5858 | 457.4846 | 395.5103
5539 | 19 | 231 | 8 | 318.7931 | 161.7191 | 363.5244 | 448.772 | 391.2149 | 331.5707 | 348.2426 | 305.5041 | 261.2139 | 471.8339 | 415.8604 | 464.348 | 256.604 | 326.2596 | 375.8811 | 439.1233 | 386.6039 | 477.4286 | 434.3552 | 416.4087
5540 | 20 | 231 | 8 | 313.0978 | 157.1274 | 342.2266 | 435.4046 | 392.925 | 326.4641 | 340.0286 | 304.7956 | 239.5205 | 431.835 | 407.2597 | 449.1435 | 240.7391 | 321.0624 | 360.8586 | 416.3828 | 386.3911 | 456.5981 | 416.7215 | 388.9188
5541 | 21 | 231 | 8 | 311.7425 | 175.8771 | 336.6929 | 429.9589 | 403.4693 | 340.3124 | 323.1409 | 304.8953 | 217.4583 | 451.4608 | 398.7241 | 464.974 | 253.5141 | 332.0145 | 348.2733 | 414.9842 | 395.1228 | 439.9893 | 417.8955 | 415.7512
5542 | 22 | 231 | 8 | 315.1898 | 189.2368 | 330.0995 | 427.7457 | 402.3928 | 360.5265 | 312.7512 | 300.936 | 213.0772 | 459.5708 | 406.4654 | 481.0722 | 250.1765 | 347.211 | 341.4962 | 408.4297 | 396.0471 | 478.5476 | 428.8744 | 445.7321
5543 | 23 | 231 | 8 | 319.8167 | 202.9772 | 329.7231 | 448.8049 | 405.4192 | 373.5163 | 304.7195 | 302.1054 | 205.6861 | 454.0413 | 398.4996 | 473.5088 | 251.4964 | 367.1651 | 343.4648 | 408.7175 | 408.2158 | 493.9322 | 433.4632 | 448.6673
5544 | 0 | 232 | 8 | 323.9668 | 198.0572 | 318.3547 | 462.21 | 413.5079 | 383.9348 | 300.6957 | 302.6688 | 200.9911 | 449.5394 | 388.0152 | 471.5409 | 259.5606 | 382.9837 | 336.0267 | 405.5692 | 420.5287 | 490.6071 | 432.2899 | 438.8181
5545 | 1 | 232 | 8 | 332.2126 | 207.3829 | 319.8431 | 434.9393 | 430.234 | 392.3589 | 298.8742 | 304.5912 | 206.5784 | 440.7566 | 390.0091 | 470.8598 | 257.689 | 391.7363 | 345.3245 | 408.7089 | 431.0377 | 458.2402 | 430.537 | 440.9053
5546 | 2 | 232 | 8 | 338.3937 | 204.8082 | 318.822 | 417.6985 | 427.7495 | 379.9613 | 298.5256 | 306.6509 | 207.9092 | 443.3879 | 389.8913 | 478.4143 | 263.1767 | 390.6391 | 352.9719 | 408.6994 | 428.51 | 455.3294 | 430.2279 | 450.9764
5547 | 3 | 232 | 8 | 339.9568 | 201.1879 | 325.0865 | 408.9608 | 422.8653 | 391.0939 | 297.841 | 309.3132 | 208.0541 | 443.0472 | 390.8649 | 477.6036 | 266.7354 | 378.5513 | 359.5767 | 407.4187 | 418.4468 | 449.2348 | 432.5826 | 447.5648
5548 | 4 | 232 | 8 | 341.9903 | 202.3491 | 330.1339 | 417.2551 | 406.821 | 377.6877 | 298.6986 | 307.5374 | 211.0624 | 442.8447 | 386.614 | 478.9037 | 253.727 | 359.381 | 358.9015 | 407.5604 | 402.1298 | 454.3749 | 431.0706 | 439.7569
5549 | 5 | 232 | 8 | 330.8258 | 150.5634 | 335.2971 | 452.0189 | 274.7381 | 264.0687 | 278.9688 | 304.405 | 166.5283 | 419.3464 | 385.0316 | 465.5873 | 238.6744 | 274.3477 | 351.0475 | 388.1068 | 276.1449 | 469.0914 | 388.355 | 437.0757
5550 | 6 | 232 | 8 | 291.5259 | 118.8911 | 291.0989 | 342.4041 | 218.5996 | 173.1411 | 252.2275 | 268.3967 | 137.1424 | 309.2911 | 330.7789 | 304.5891 | 232.0729 | 194.8313 | 281.7181 | 328.5772 | 221.4243 | 397.0301 | 355.4615 | 327.1911
5551 | 7 | 232 | 8 | 261.5764 | 120.8884 | 280.0145 | 314.2888 | 218.8412 | 187.1045 | 245.5508 | 253.2196 | 129.472 | 261.946 | 311.6472 | 250.1421 | 205.878 | 182.8768 | 250.2726 | 307.7393 | 209.9777 | 315.6662 | 344.1568 | 264.7712
5552 | 8 | 232 | 8 | 253.1342 | 115.5171 | 268.6372 | 310.6997 | 207.9391 | 179.1051 | 238.7403 | 244.3528 | 125.0881 | 245.2726 | 308.4026 | 237.4435 | 202.508 | 177.9857 | 240.2762 | 302.8207 | 202.7103 | 284.5834 | 337.0777 | 233.4547
5553 | 9 | 232 | 8 | 247.9394 | 117.7417 | 266.6459 | 308.6292 | 202.3013 | 172.7564 | 238.677 | 245.1997 | 120.7732 | 237.9402 | 300.4182 | 232.1512 | 195.7803 | 178.2152 | 237.3858 | 304.8061 | 200.2002 | 268.7732 | 343.4534 | 223.4663
5554 | 10 | 232 | 8 | 248.1546 | 119.0959 | 272.3545 | 308.917 | 210.8663 | 169.6876 | 242.976 | 239.8171 | 128.3549 | 240.4551 | 296.4445 | 231.0141 | 197.7757 | 182.2939 | 241.6787 | 313.1624 | 205.5216 | 265.372 | 347.9941 | 222.4842
5555 | 11 | 232 | 8 | 246.675 | 120.7879 | 278.8885 | 316.3155 | 208.2634 | 168.0065 | 244.0578 | 234.6628 | 131.1565 | 244.1055 | 307.9505 | 235.0367 | 194.256 | 181.1713 | 242.2732 | 312.8906 | 205.8843 | 266.2373 | 348.1378 | 226.3476
5556 | 12 | 232 | 8 | 243.9719 | 122.3781 | 284.063 | 326.3288 | 211.5971 | 165.6248 | 251.3581 | 227.0489 | 133.3371 | 247.643 | 307.0527 | 236.0402 | 195.4587 | 177.2788 | 242.0018 | 312.7897 | 204.7869 | 272.1427 | 348.7038 | 222.4802
5557 | 13 | 232 | 8 | 243.6154 | 123.3596 | 287.9907 | 330.733 | 208.6902 | 167.3072 | 256.7576 | 228.1419 | 134.0246 | 252.4002 | 313.4431 | 236.3277 | 190.9489 | 180.8066 | 248.8115 | 318.9198 | 208.592 | 274.0516 | 352.3061 | 229.8435
5558 | 14 | 232 | 8 | 245.0693 | 125.0771 | 289.15 | 339.0547 | 212.2838 | 168.5951 | 254.4489 | 233.0132 | 140.3517 | 253.2306 | 316.7979 | 238.4454 | 186.5882 | 184.0085 | 251.719 | 323.816 | 213.1605 | 281.2881 | 356.8109 | 235.1679
5559 | 15 | 232 | 8 | 254.0876 | 132.0818 | 288.6118 | 344.0313 | 213.6879 | 163.321 | 263.8346 | 243.7916 | 148.402 | 257.1759 | 316.2116 | 241.0078 | 192.6087 | 190.1926 | 254.0742 | 328.8669 | 220.3294 | 293.3051 | 364.4909 | 237.9241
5560 | 16 | 232 | 8 | 278.8766 | 136.9673 | 289.0424 | 358.3192 | 232.681 | 168.1863 | 286.8247 | 256.7683 | 162.6729 | 268.9928 | 317.7411 | 248.4643 | 214.5572 | 204.5223 | 263.2398 | 340.8328 | 246.1054 | 316.5251 | 381.2047 | 254.1072
5561 | 17 | 232 | 8 | 290.4265 | 157.6013 | 312.7389 | 397.4933 | 315.7253 | 230.9243 | 331.728 | 286.0483 | 216.406 | 335.7425 | 341.6291 | 284.1209 | 237.7201 | 263.3545 | 323.9377 | 387.3939 | 327.4728 | 375.0342 | 431.5207 | 310.0876
5562 | 18 | 232 | 8 | 311.693 | 167.9701 | 365.3805 | 443.0466 | 396.0169 | 315.1719 | 352.8334 | 303.1701 | 271.9301 | 441.9024 | 387.4119 | 396.4063 | 254.7661 | 325.3403 | 365.8266 | 431.7984 | 395.5101 | 449.5858 | 457.4846 | 395.5103
5563 | 19 | 232 | 8 | 318.7931 | 161.7191 | 363.5244 | 448.772 | 391.2149 | 331.5707 | 348.2426 | 305.5041 | 261.2139 | 471.8339 | 415.8604 | 464.348 | 256.604 | 326.2596 | 375.8811 | 439.1233 | 386.6039 | 477.4286 | 434.3552 | 416.4087
5564 | 20 | 232 | 8 | 313.0978 | 157.1274 | 342.2266 | 435.4046 | 392.925 | 326.4641 | 340.0286 | 304.7956 | 239.5205 | 431.835 | 407.2597 | 449.1435 | 240.7391 | 321.0624 | 360.8586 | 416.3828 | 386.3911 | 456.5981 | 416.7215 | 388.9188
5565 | 21 | 232 | 8 | 311.7425 | 175.8771 | 336.6929 | 429.9589 | 403.4693 | 340.3124 | 323.1409 | 304.8953 | 217.4583 | 451.4608 | 398.7241 | 464.974 | 253.5141 | 332.0145 | 348.2733 | 414.9842 | 395.1228 | 439.9893 | 417.8955 | 415.7512
5566 | 22 | 232 | 8 | 315.1898 | 189.2368 | 330.0995 | 427.7457 | 402.3928 | 360.5265 | 312.7512 | 300.936 | 213.0772 | 459.5708 | 406.4654 | 481.0722 | 250.1765 | 347.211 | 341.4962 | 408.4297 | 396.0471 | 478.5476 | 428.8744 | 445.7321
5567 | 23 | 232 | 8 | 319.8167 | 202.9772 | 329.7231 | 448.8049 | 405.4192 | 373.5163 | 304.7195 | 302.1054 | 205.6861 | 454.0413 | 398.4996 | 473.5088 | 251.4964 | 367.1651 | 343.4648 | 408.7175 | 408.2158 | 493.9322 | 433.4632 | 448.6673
5568 | 0 | 233 | 8 | 323.9668 | 198.0572 | 318.3547 | 462.21 | 413.5079 | 383.9348 | 300.6957 | 302.6688 | 200.9911 | 449.5394 | 388.0152 | 471.5409 | 259.5606 | 382.9837 | 336.0267 | 405.5692 | 420.5287 | 490.6071 | 432.2899 | 438.8181
5569 | 1 | 233 | 8 | 332.2126 | 207.3829 | 319.8431 | 434.9393 | 430.234 | 392.3589 | 298.8742 | 304.5912 | 206.5784 | 440.7566 | 390.0091 | 470.8598 | 257.689 | 391.7363 | 345.3245 | 408.7089 | 431.0377 | 458.2402 | 430.537 | 440.9053
5570 | 2 | 233 | 8 | 338.3937 | 204.8082 | 318.822 | 417.6985 | 427.7495 | 379.9613 | 298.5256 | 306.6509 | 207.9092 | 443.3879 | 389.8913 | 478.4143 | 263.1767 | 390.6391 | 352.9719 | 408.6994 | 428.51 | 455.3294 | 430.2279 | 450.9764
5571 | 3 | 233 | 8 | 339.9568 | 201.1879 | 325.0865 | 408.9608 | 422.8653 | 391.0939 | 297.841 | 309.3132 | 208.0541 | 443.0472 | 390.8649 | 477.6036 | 266.7354 | 378.5513 | 359.5767 | 407.4187 | 418.4468 | 449.2348 | 432.5826 | 447.5648
5572 | 4 | 233 | 8 | 341.9903 | 202.3491 | 330.1339 | 417.2551 | 406.821 | 377.6877 | 298.6986 | 307.5374 | 211.0624 | 442.8447 | 386.614 | 478.9037 | 253.727 | 359.381 | 358.9015 | 407.5604 | 402.1298 | 454.3749 | 431.0706 | 439.7569
5573 | 5 | 233 | 8 | 330.8258 | 150.5634 | 335.2971 | 452.0189 | 274.7381 | 264.0687 | 278.9688 | 304.405 | 166.5283 | 419.3464 | 385.0316 | 465.5873 | 238.6744 | 274.3477 | 351.0475 | 388.1068 | 276.1449 | 469.0914 | 388.355 | 437.0757
5574 | 6 | 233 | 8 | 291.5259 | 118.8911 | 291.0989 | 342.4041 | 218.5996 | 173.1411 | 252.2275 | 268.3967 | 137.1424 | 309.2911 | 330.7789 | 304.5891 | 232.0729 | 194.8313 | 281.7181 | 328.5772 | 221.4243 | 397.0301 | 355.4615 | 327.1911
5575 | 7 | 233 | 8 | 261.5764 | 120.8884 | 280.0145 | 314.2888 | 218.8412 | 187.1045 | 245.5508 | 253.2196 | 129.472 | 261.946 | 311.6472 | 250.1421 | 205.878 | 182.8768 | 250.2726 | 307.7393 | 209.9777 | 315.6662 | 344.1568 | 264.7712
5576 | 8 | 233 | 8 | 253.1342 | 115.5171 | 268.6372 | 310.6997 | 207.9391 | 179.1051 | 238.7403 | 244.3528 | 125.0881 | 245.2726 | 308.4026 | 237.4435 | 202.508 | 177.9857 | 240.2762 | 302.8207 | 202.7103 | 284.5834 | 337.0777 | 233.4547
5577 | 9 | 233 | 8 | 247.9394 | 117.7417 | 266.6459 | 308.6292 | 202.3013 | 172.7564 | 238.677 | 245.1997 | 120.7732 | 237.9402 | 300.4182 | 232.1512 | 195.7803 | 178.2152 | 237.3858 | 304.8061 | 200.2002 | 268.7732 | 343.4534 | 223.4663
5578 | 10 | 233 | 8 | 248.1546 | 119.0959 | 272.3545 | 308.917 | 210.8663 | 169.6876 | 242.976 | 239.8171 | 128.3549 | 240.4551 | 296.4445 | 231.0141 | 197.7757 | 182.2939 | 241.6787 | 313.1624 | 205.5216 | 265.372 | 347.9941 | 222.4842
5579 | 11 | 233 | 8 | 246.675 | 120.7879 | 278.8885 | 316.3155 | 208.2634 | 168.0065 | 244.0578 | 234.6628 | 131.1565 | 244.1055 | 307.9505 | 235.0367 | 194.256 | 181.1713 | 242.2732 | 312.8906 | 205.8843 | 266.2373 | 348.1378 | 226.3476
5580 | 12 | 233 | 8 | 243.9719 | 122.3781 | 284.063 | 326.3288 | 211.5971 | 165.6248 | 251.3581 | 227.0489 | 133.3371 | 247.643 | 307.0527 | 236.0402 | 195.4587 | 177.2788 | 242.0018 | 312.7897 | 204.7869 | 272.1427 | 348.7038 | 222.4802
5581 | 13 | 233 | 8 | 243.6154 | 123.3596 | 287.9907 | 330.733 | 208.6902 | 167.3072 | 256.7576 | 228.1419 | 134.0246 | 252.4002 | 313.4431 | 236.3277 | 190.9489 | 180.8066 | 248.8115 | 318.9198 | 208.592 | 274.0516 | 352.3061 | 229.8435
5582 | 14 | 233 | 8 | 245.0693 | 125.0771 | 289.15 | 339.0547 | 212.2838 | 168.5951 | 254.4489 | 233.0132 | 140.3517 | 253.2306 | 316.7979 | 238.4454 | 186.5882 | 184.0085 | 251.719 | 323.816 | 213.1605 | 281.2881 | 356.8109 | 235.1679
5583 | 15 | 233 | 8 | 254.0876 | 132.0818 | 288.6118 | 344.0313 | 213.6879 | 163.321 | 263.8346 | 243.7916 | 148.402 | 257.1759 | 316.2116 | 241.0078 | 192.6087 | 190.1926 | 254.0742 | 328.8669 | 220.3294 | 293.3051 | 364.4909 | 237.9241
5584 | 16 | 233 | 8 | 278.8766 | 136.9673 | 289.0424 | 358.3192 | 232.681 | 168.1863 | 286.8247 | 256.7683 | 162.6729 | 268.9928 | 317.7411 | 248.4643 | 214.5572 | 204.5223 | 263.2398 | 340.8328 | 246.1054 | 316.5251 | 381.2047 | 254.1072
5585 | 17 | 233 | 8 | 290.4265 | 157.6013 | 312.7389 | 397.4933 | 315.7253 | 230.9243 | 331.728 | 286.0483 | 216.406 | 335.7425 | 341.6291 | 284.1209 | 237.7201 | 263.3545 | 323.9377 | 387.3939 | 327.4728 | 375.0342 | 431.5207 | 310.0876
5586 | 18 | 233 | 8 | 311.693 | 167.9701 | 365.3805 | 443.0466 | 396.0169 | 315.1719 | 352.8334 | 303.1701 | 271.9301 | 441.9024 | 387.4119 | 396.4063 | 254.7661 | 325.3403 | 365.8266 | 431.7984 | 395.5101 | 449.5858 | 457.4846 | 395.5103
5587 | 19 | 233 | 8 | 318.7931 | 161.7191 | 363.5244 | 448.772 | 391.2149 | 331.5707 | 348.2426 | 305.5041 | 261.2139 | 471.8339 | 415.8604 | 464.348 | 256.604 | 326.2596 | 375.8811 | 439.1233 | 386.6039 | 477.4286 | 434.3552 | 416.4087
5588 | 20 | 233 | 8 | 313.0978 | 157.1274 | 342.2266 | 435.4046 | 392.925 | 326.4641 | 340.0286 | 304.7956 | 239.5205 | 431.835 | 407.2597 | 449.1435 | 240.7391 | 321.0624 | 360.8586 | 416.3828 | 386.3911 | 456.5981 | 416.7215 | 388.9188
5589 | 21 | 233 | 8 | 311.7425 | 175.8771 | 336.6929 | 429.9589 | 403.4693 | 340.3124 | 323.1409 | 304.8953 | 217.4583 | 451.4608 | 398.7241 | 464.974 | 253.5141 | 332.0145 | 348.2733 | 414.9842 | 395.1228 | 439.9893 | 417.8955 | 415.7512
5590 | 22 | 233 | 8 | 315.1898 | 189.2368 | 330.0995 | 427.7457 | 402.3928 | 360.5265 | 312.7512 | 300.936 | 213.0772 | 459.5708 | 406.4654 | 481.0722 | 250.1765 | 347.211 | 341.4962 | 408.4297 | 396.0471 | 478.5476 | 428.8744 | 445.7321
5591 | 23 | 233 | 8 | 319.8167 | 202.9772 | 329.7231 | 448.8049 | 405.4192 | 373.5163 | 304.7195 | 302.1054 | 205.6861 | 454.0413 | 398.4996 | 473.5088 | 251.4964 | 367.1651 | 343.4648 | 408.7175 | 408.2158 | 493.9322 | 433.4632 | 448.6673
5592 | 0 | 234 | 8 | 323.9668 | 198.0572 | 318.3547 | 462.21 | 413.5079 | 383.9348 | 300.6957 | 302.6688 | 200.9911 | 449.5394 | 388.0152 | 471.5409 | 259.5606 | 382.9837 | 336.0267 | 405.5692 | 420.5287 | 490.6071 | 432.2899 | 438.8181
5593 | 1 | 234 | 8 | 332.2126 | 207.3829 | 319.8431 | 434.9393 | 430.234 | 392.3589 | 298.8742 | 304.5912 | 206.5784 | 440.7566 | 390.0091 | 470.8598 | 257.689 | 391.7363 | 345.3245 | 408.7089 | 431.0377 | 458.2402 | 430.537 | 440.9053
5594 | 2 | 234 | 8 | 338.3937 | 204.8082 | 318.822 | 417.6985 | 427.7495 | 379.9613 | 298.5256 | 306.6509 | 207.9092 | 443.3879 | 389.8913 | 478.4143 | 263.1767 | 390.6391 | 352.9719 | 408.6994 | 428.51 | 455.3294 | 430.2279 | 450.9764
5595 | 3 | 234 | 8 | 339.9568 | 201.1879 | 325.0865 | 408.9608 | 422.8653 | 391.0939 | 297.841 | 309.3132 | 208.0541 | 443.0472 | 390.8649 | 477.6036 | 266.7354 | 378.5513 | 359.5767 | 407.4187 | 418.4468 | 449.2348 | 432.5826 | 447.5648
5596 | 4 | 234 | 8 | 341.9903 | 202.3491 | 330.1339 | 417.2551 | 406.821 | 377.6877 | 298.6986 | 307.5374 | 211.0624 | 442.8447 | 386.614 | 478.9037 | 253.727 | 359.381 | 358.9015 | 407.5604 | 402.1298 | 454.3749 | 431.0706 | 439.7569
5597 | 5 | 234 | 8 | 330.8258 | 150.5634 | 335.2971 | 452.0189 | 274.7381 | 264.0687 | 278.9688 | 304.405 | 166.5283 | 419.3464 | 385.0316 | 465.5873 | 238.6744 | 274.3477 | 351.0475 | 388.1068 | 276.1449 | 469.0914 | 388.355 | 437.0757
5598 | 6 | 234 | 8 | 291.5259 | 118.8911 | 291.0989 | 342.4041 | 218.5996 | 173.1411 | 252.2275 | 268.3967 | 137.1424 | 309.2911 | 330.7789 | 304.5891 | 232.0729 | 194.8313 | 281.7181 | 328.5772 | 221.4243 | 397.0301 | 355.4615 | 327.1911
5599 | 7 | 234 | 8 | 261.5764 | 120.8884 | 280.0145 | 314.2888 | 218.8412 | 187.1045 | 245.5508 | 253.2196 | 129.472 | 261.946 | 311.6472 | 250.1421 | 205.878 | 182.8768 | 250.2726 | 307.7393 | 209.9777 | 315.6662 | 344.1568 | 264.7712
5600 | 8 | 234 | 8 | 253.1342 | 115.5171 | 268.6372 | 310.6997 | 207.9391 | 179.1051 | 238.7403 | 244.3528 | 125.0881 | 245.2726 | 308.4026 | 237.4435 | 202.508 | 177.9857 | 240.2762 | 302.8207 | 202.7103 | 284.5834 | 337.0777 | 233.4547
5601 | 9 | 234 | 8 | 247.9394 | 117.7417 | 266.6459 | 308.6292 | 202.3013 | 172.7564 | 238.677 | 245.1997 | 120.7732 | 237.9402 | 300.4182 | 232.1512 | 195.7803 | 178.2152 | 237.3858 | 304.8061 | 200.2002 | 268.7732 | 343.4534 | 223.4663
5602 | 10 | 234 | 8 | 248.1546 | 119.0959 | 272.3545 | 308.917 | 210.8663 | 169.6876 | 242.976 | 239.8171 | 128.3549 | 240.4551 | 296.4445 | 231.0141 | 197.7757 | 182.2939 | 241.6787 | 313.1624 | 205.5216 | 265.372 | 347.9941 | 222.4842
5603 | 11 | 234 | 8 | 246.675 | 120.7879 | 278.8885 | 316.3155 | 208.2634 | 168.0065 | 244.0578 | 234.6628 | 131.1565 | 244.1055 | 307.9505 | 235.0367 | 194.256 | 181.1713 | 242.2732 | 312.8906 | 205.8843 | 266.2373 | 348.1378 | 226.3476
5604 | 12 | 234 | 8 | 243.9719 | 122.3781 | 284.063 | 326.3288 | 211.5971 | 165.6248 | 251.3581 | 227.0489 | 133.3371 | 247.643 | 307.0527 | 236.0402 | 195.4587 | 177.2788 | 242.0018 | 312.7897 | 204.7869 | 272.1427 | 348.7038 | 222.4802
5605 | 13 | 234 | 8 | 243.6154 | 123.3596 | 287.9907 | 330.733 | 208.6902 | 167.3072 | 256.7576 | 228.1419 | 134.0246 | 252.4002 | 313.4431 | 236.3277 | 190.9489 | 180.8066 | 248.8115 | 318.9198 | 208.592 | 274.0516 | 352.3061 | 229.8435
5606 | 14 | 234 | 8 | 245.0693 | 125.0771 | 289.15 | 339.0547 | 212.2838 | 168.5951 | 254.4489 | 233.0132 | 140.3517 | 253.2306 | 316.7979 | 238.4454 | 186.5882 | 184.0085 | 251.719 | 323.816 | 213.1605 | 281.2881 | 356.8109 | 235.1679
5607 | 15 | 234 | 8 | 254.0876 | 132.0818 | 288.6118 | 344.0313 | 213.6879 | 163.321 | 263.8346 | 243.7916 | 148.402 | 257.1759 | 316.2116 | 241.0078 | 192.6087 | 190.1926 | 254.0742 | 328.8669 | 220.3294 | 293.3051 | 364.4909 | 237.9241
5608 | 16 | 234 | 8 | 278.8766 | 136.9673 | 289.0424 | 358.3192 | 232.681 | 168.1863 | 286.8247 | 256.7683 | 162.6729 | 268.9928 | 317.7411 | 248.4643 | 214.5572 | 204.5223 | 263.2398 | 340.8328 | 246.1054 | 316.5251 | 381.2047 | 254.1072
5609 | 17 | 234 | 8 | 290.4265 | 157.6013 | 312.7389 | 397.4933 | 315.7253 | 230.9243 | 331.728 | 286.0483 | 216.406 | 335.7425 | 341.6291 | 284.1209 | 237.7201 | 263.3545 | 323.9377 | 387.3939 | 327.4728 | 375.0342 | 431.5207 | 310.0876
5610 | 18 | 234 | 8 | 311.693 | 167.9701 | 365.3805 | 443.0466 | 396.0169 | 315.1719 | 352.8334 | 303.1701 | 271.9301 | 441.9024 | 387.4119 | 396.4063 | 254.7661 | 325.3403 | 365.8266 | 431.7984 | 395.5101 | 449.5858 | 457.4846 | 395.5103
5611 | 19 | 234 | 8 | 318.7931 | 161.7191 | 363.5244 | 448.772 | 391.2149 | 331.5707 | 348.2426 | 305.5041 | 261.2139 | 471.8339 | 415.8604 | 464.348 | 256.604 | 326.2596 | 375.8811 | 439.1233 | 386.6039 | 477.4286 | 434.3552 | 416.4087
5612 | 20 | 234 | 8 | 313.0978 | 157.1274 | 342.2266 | 435.4046 | 392.925 | 326.4641 | 340.0286 | 304.7956 | 239.5205 | 431.835 | 407.2597 | 449.1435 | 240.7391 | 321.0624 | 360.8586 | 416.3828 | 386.3911 | 456.5981 | 416.7215 | 388.9188
5613 | 21 | 234 | 8 | 311.7425 | 175.8771 | 336.6929 | 429.9589 | 403.4693 | 340.3124 | 323.1409 | 304.8953 | 217.4583 | 451.4608 | 398.7241 | 464.974 | 253.5141 | 332.0145 | 348.2733 | 414.9842 | 395.1228 | 439.9893 | 417.8955 | 415.7512
5614 | 22 | 234 | 8 | 315.1898 | 189.2368 | 330.0995 | 427.7457 | 402.3928 | 360.5265 | 312.7512 | 300.936 | 213.0772 | 459.5708 | 406.4654 | 481.0722 | 250.1765 | 347.211 | 341.4962 | 408.4297 | 396.0471 | 478.5476 | 428.8744 | 445.7321
5615 | 23 | 234 | 8 | 319.8167 | 202.9772 | 329.7231 | 448.8049 | 405.4192 | 373.5163 | 304.7195 | 302.1054 | 205.6861 | 454.0413 | 398.4996 | 473.5088 | 251.4964 | 367.1651 | 343.4648 | 408.7175 | 408.2158 | 493.9322 | 433.4632 | 448.6673
5616 | 0 | 235 | 8 | 323.9668 | 198.0572 | 318.3547 | 462.21 | 413.5079 | 383.9348 | 300.6957 | 302.6688 | 200.9911 | 449.5394 | 388.0152 | 471.5409 | 259.5606 | 382.9837 | 336.0267 | 405.5692 | 420.5287 | 490.6071 | 432.2899 | 438.8181
5617 | 1 | 235 | 8 | 332.2126 | 207.3829 | 319.8431 | 434.9393 | 430.234 | 392.3589 | 298.8742 | 304.5912 | 206.5784 | 440.7566 | 390.0091 | 470.8598 | 257.689 | 391.7363 | 345.3245 | 408.7089 | 431.0377 | 458.2402 | 430.537 | 440.9053
5618 | 2 | 235 | 8 | 338.3937 | 204.8082 | 318.822 | 417.6985 | 427.7495 | 379.9613 | 298.5256 | 306.6509 | 207.9092 | 443.3879 | 389.8913 | 478.4143 | 263.1767 | 390.6391 | 352.9719 | 408.6994 | 428.51 | 455.3294 | 430.2279 | 450.9764
5619 | 3 | 235 | 8 | 339.9568 | 201.1879 | 325.0865 | 408.9608 | 422.8653 | 391.0939 | 297.841 | 309.3132 | 208.0541 | 443.0472 | 390.8649 | 477.6036 | 266.7354 | 378.5513 | 359.5767 | 407.4187 | 418.4468 | 449.2348 | 432.5826 | 447.5648
5620 | 4 | 235 | 8 | 341.9903 | 202.3491 | 330.1339 | 417.2551 | 406.821 | 377.6877 | 298.6986 | 307.5374 | 211.0624 | 442.8447 | 386.614 | 478.9037 | 253.727 | 359.381 | 358.9015 | 407.5604 | 402.1298 | 454.3749 | 431.0706 | 439.7569
5621 | 5 | 235 | 8 | 330.8258 | 150.5634 | 335.2971 | 452.0189 | 274.7381 | 264.0687 | 278.9688 | 304.405 | 166.5283 | 419.3464 | 385.0316 | 465.5873 | 238.6744 | 274.3477 | 351.0475 | 388.1068 | 276.1449 | 469.0914 | 388.355 | 437.0757
5622 | 6 | 235 | 8 | 291.5259 | 118.8911 | 291.0989 | 342.4041 | 218.5996 | 173.1411 | 252.2275 | 268.3967 | 137.1424 | 309.2911 | 330.7789 | 304.5891 | 232.0729 | 194.8313 | 281.7181 | 328.5772 | 221.4243 | 397.0301 | 355.4615 | 327.1911
5623 | 7 | 235 | 8 | 261.5764 | 120.8884 | 280.0145 | 314.2888 | 218.8412 | 187.1045 | 245.5508 | 253.2196 | 129.472 | 261.946 | 311.6472 | 250.1421 | 205.878 | 182.8768 | 250.2726 | 307.7393 | 209.9777 | 315.6662 | 344.1568 | 264.7712
5624 | 8 | 235 | 8 | 253.1342 | 115.5171 | 268.6372 | 310.6997 | 207.9391 | 179.1051 | 238.7403 | 244.3528 | 125.0881 | 245.2726 | 308.4026 | 237.4435 | 202.508 | 177.9857 | 240.2762 | 302.8207 | 202.7103 | 284.5834 | 337.0777 | 233.4547
5625 | 9 | 235 | 8 | 247.9394 | 117.7417 | 266.6459 | 308.6292 | 202.3013 | 172.7564 | 238.677 | 245.1997 | 120.7732 | 237.9402 | 300.4182 | 232.1512 | 195.7803 | 178.2152 | 237.3858 | 304.8061 | 200.2002 | 268.7732 | 343.4534 | 223.4663
5626 | 10 | 235 | 8 | 248.1546 | 119.0959 | 272.3545 | 308.917 | 210.8663 | 169.6876 | 242.976 | 239.8171 | 128.3549 | 240.4551 | 296.4445 | 231.0141 | 197.7757 | 182.2939 | 241.6787 | 313.1624 | 205.5216 | 265.372 | 347.9941 | 222.4842
5627 | 11 | 235 | 8 | 246.675 | 120.7879 | 278.8885 | 316.3155 | 208.2634 | 168.0065 | 244.0578 | 234.6628 | 131.1565 | 244.1055 | 307.9505 | 235.0367 | 194.256 | 181.1713 | 242.2732 | 312.8906 | 205.8843 | 266.2373 | 348.1378 | 226.3476
5628 | 12 | 235 | 8 | 243.9719 | 122.3781 | 284.063 | 326.3288 | 211.5971 | 165.6248 | 251.3581 | 227.0489 | 133.3371 | 247.643 | 307.0527 | 236.0402 | 195.4587 | 177.2788 | 242.0018 | 312.7897 | 204.7869 | 272.1427 | 348.7038 | 222.4802
5629 | 13 | 235 | 8 | 243.6154 | 123.3596 | 287.9907 | 330.733 | 208.6902 | 167.3072 | 256.7576 | 228.1419 | 134.0246 | 252.4002 | 313.4431 | 236.3277 | 190.9489 | 180.8066 | 248.8115 | 318.9198 | 208.592 | 274.0516 | 352.3061 | 229.8435
5630 | 14 | 235 | 8 | 245.0693 | 125.0771 | 289.15 | 339.0547 | 212.2838 | 168.5951 | 254.4489 | 233.0132 | 140.3517 | 253.2306 | 316.7979 | 238.4454 | 186.5882 | 184.0085 | 251.719 | 323.816 | 213.1605 | 281.2881 | 356.8109 | 235.1679
5631 | 15 | 235 | 8 | 254.0876 | 132.0818 | 288.6118 | 344.0313 | 213.6879 | 163.321 | 263.8346 | 243.7916 | 148.402 | 257.1759 | 316.2116 | 241.0078 | 192.6087 | 190.1926 | 254.0742 | 328.8669 | 220.3294 | 293.3051 | 364.4909 | 237.9241
5632 | 16 | 235 | 8 | 278.8766 | 136.9673 | 289.0424 | 358.3192 | 232.681 | 168.1863 | 286.8247 | 256.7683 | 162.6729 | 268.9928 | 317.7411 | 248.4643 | 214.5572 | 204.5223 | 263.2398 | 340.8328 | 246.1054 | 316.5251 | 381.2047 | 254.1072
5633 | 17 | 235 | 8 | 290.4265 | 157.6013 | 312.7389 | 397.4933 | 315.7253 | 230.9243 | 331.728 | 286.0483 | 216.406 | 335.7425 | 341.6291 | 284.1209 | 237.7201 | 263.3545 | 323.9377 | 387.3939 | 327.4728 | 375.0342 | 431.5207 | 310.0876
5634 | 18 | 235 | 8 | 311.693 | 167.9701 | 365.3805 | 443.0466 | 396.0169 | 315.1719 | 352.8334 | 303.1701 | 271.9301 | 441.9024 | 387.4119 | 396.4063 | 254.7661 | 325.3403 | 365.8266 | 431.7984 | 395.5101 | 449.5858 | 457.4846 | 395.5103
5635 | 19 | 235 | 8 | 318.7931 | 161.7191 | 363.5244 | 448.772 | 391.2149 | 331.5707 | 348.2426 | 305.5041 | 261.2139 | 471.8339 | 415.8604 | 464.348 | 256.604 | 326.2596 | 375.8811 | 439.1233 | 386.6039 | 477.4286 | 434.3552 | 416.4087
5636 | 20 | 235 | 8 | 313.0978 | 157.1274 | 342.2266 | 435.4046 | 392.925 | 326.4641 | 340.0286 | 304.7956 | 239.5205 | 431.835 | 407.2597 | 449.1435 | 240.7391 | 321.0624 | 360.8586 | 416.3828 | 386.3911 | 456.5981 | 416.7215 | 388.9188
5637 | 21 | 235 | 8 | 311.7425 | 175.8771 | 336.6929 | 429.9589 | 403.4693 | 340.3124 | 323.1409 | 304.8953 | 217.4583 | 451.4608 | 398.7241 | 464.974 | 253.5141 | 332.0145 | 348.2733 | 414.9842 | 395.1228 | 439.9893 | 417.8955 | 415.7512
5638 | 22 | 235 | 8 | 315.1898 | 189.2368 | 330.0995 | 427.7457 | 402.3928 | 360.5265 | 312.7512 | 300.936 | 213.0772 | 459.5708 | 406.4654 | 481.0722 | 250.1765 | 347.211 | 341.4962 | 408.4297 | 396.0471 | 478.5476 | 428.8744 | 445.7321
5639 | 23 | 235 | 8 | 319.8167 | 202.9772 | 329.7231 | 448.8049 | 405.4192 | 373.5163 | 304.7195 | 302.1054 | 205.6861 | 454.0413 | 398.4996 | 473.5088 | 251.4964 | 367.1651 | 343.4648 | 408.7175 | 408.2158 | 493.9322 | 433.4632 | 448.6673
5640 | 0 | 236 | 8 | 323.9668 | 198.0572 | 318.3547 | 462.21 | 413.5079 | 383.9348 | 300.6957 | 302.6688 | 200.9911 | 449.5394 | 388.0152 | 471.5409 | 259.5606 | 382.9837 | 336.0267 | 405.5692 | 420.5287 | 490.6071 | 432.2899 | 438.8181
5641 | 1 | 236 | 8 | 332.2126 | 207.3829 | 319.8431 | 434.9393 | 430.234 | 392.3589 | 298.8742 | 304.5912 | 206.5784 | 440.7566 | 390.0091 | 470.8598 | 257.689 | 391.7363 | 345.3245 | 408.7089 | 431.0377 | 458.2402 | 430.537 | 440.9053
5642 | 2 | 236 | 8 | 338.3937 | 204.8082 | 318.822 | 417.6985 | 427.7495 | 379.9613 | 298.5256 | 306.6509 | 207.9092 | 443.3879 | 389.8913 | 478.4143 | 263.1767 | 390.6391 | 352.9719 | 408.6994 | 428.51 | 455.3294 | 430.2279 | 450.9764
5643 | 3 | 236 | 8 | 339.9568 | 201.1879 | 325.0865 | 408.9608 | 422.8653 | 391.0939 | 297.841 | 309.3132 | 208.0541 | 443.0472 | 390.8649 | 477.6036 | 266.7354 | 378.5513 | 359.5767 | 407.4187 | 418.4468 | 449.2348 | 432.5826 | 447.5648
5644 | 4 | 236 | 8 | 341.9903 | 202.3491 | 330.1339 | 417.2551 | 406.821 | 377.6877 | 298.6986 | 307.5374 | 211.0624 | 442.8447 | 386.614 | 478.9037 | 253.727 | 359.381 | 358.9015 | 407.5604 | 402.1298 | 454.3749 | 431.0706 | 439.7569
5645 | 5 | 236 | 8 | 330.8258 | 150.5634 | 335.2971 | 452.0189 | 274.7381 | 264.0687 | 278.9688 | 304.405 | 166.5283 | 419.3464 | 385.0316 | 465.5873 | 238.6744 | 274.3477 | 351.0475 | 388.1068 | 276.1449 | 469.0914 | 388.355 | 437.0757
5646 | 6 | 236 | 8 | 291.5259 | 118.8911 | 291.0989 | 342.4041 | 218.5996 | 173.1411 | 252.2275 | 268.3967 | 137.1424 | 309.2911 | 330.7789 | 304.5891 | 232.0729 | 194.8313 | 281.7181 | 328.5772 | 221.4243 | 397.0301 | 355.4615 | 327.1911
5647 | 7 | 236 | 8 | 261.5764 | 120.8884 | 280.0145 | 314.2888 | 218.8412 | 187.1045 | 245.5508 | 253.2196 | 129.472 | 261.946 | 311.6472 | 250.1421 | 205.878 | 182.8768 | 250.2726 | 307.7393 | 209.9777 | 315.6662 | 344.1568 | 264.7712
5648 | 8 | 236 | 8 | 253.1342 | 115.5171 | 268.6372 | 310.6997 | 207.9391 | 179.1051 | 238.7403 | 244.3528 | 125.0881 | 245.2726 | 308.4026 | 237.4435 | 202.508 | 177.9857 | 240.2762 | 302.8207 | 202.7103 | 284.5834 | 337.0777 | 233.4547
5649 | 9 | 236 | 8 | 247.9394 | 117.7417 | 266.6459 | 308.6292 | 202.3013 | 172.7564 | 238.677 | 245.1997 | 120.7732 | 237.9402 | 300.4182 | 232.1512 | 195.7803 | 178.2152 | 237.3858 | 304.8061 | 200.2002 | 268.7732 | 343.4534 | 223.4663
5650 | 10 | 236 | 8 | 248.1546 | 119.0959 | 272.3545 | 308.917 | 210.8663 | 169.6876 | 242.976 | 239.8171 | 128.3549 | 240.4551 | 296.4445 | 231.0141 | 197.7757 | 182.2939 | 241.6787 | 313.1624 | 205.5216 | 265.372 | 347.9941 | 222.4842
5651 | 11 | 236 | 8 | 246.675 | 120.7879 | 278.8885 | 316.3155 | 208.2634 | 168.0065 | 244.0578 | 234.6628 | 131.1565 | 244.1055 | 307.9505 | 235.0367 | 194.256 | 181.1713 | 242.2732 | 312.8906 | 205.8843 | 266.2373 | 348.1378 | 226.3476
5652 | 12 | 236 | 8 | 243.9719 | 122.3781 | 284.063 | 326.3288 | 211.5971 | 165.6248 | 251.3581 | 227.0489 | 133.3371 | 247.643 | 307.0527 | 236.0402 | 195.4587 | 177.2788 | 242.0018 | 312.7897 | 204.7869 | 272.1427 | 348.7038 | 222.4802
5653 | 13 | 236 | 8 | 243.6154 | 123.3596 | 287.9907 | 330.733 | 208.6902 | 167.3072 | 256.7576 | 228.1419 | 134.0246 | 252.4002 | 313.4431 | 236.3277 | 190.9489 | 180.8066 | 248.8115 | 318.9198 | 208.592 | 274.0516 | 352.3061 | 229.8435
5654 | 14 | 236 | 8 | 245.0693 | 125.0771 | 289.15 | 339.0547 | 212.2838 | 168.5951 | 254.4489 | 233.0132 | 140.3517 | 253.2306 | 316.7979 | 238.4454 | 186.5882 | 184.0085 | 251.719 | 323.816 | 213.1605 | 281.2881 | 356.8109 | 235.1679
5655 | 15 | 236 | 8 | 254.0876 | 132.0818 | 288.6118 | 344.0313 | 213.6879 | 163.321 | 263.8346 | 243.7916 | 148.402 | 257.1759 | 316.2116 | 241.0078 | 192.6087 | 190.1926 | 254.0742 | 328.8669 | 220.3294 | 293.3051 | 364.4909 | 237.9241
5656 | 16 | 236 | 8 | 278.8766 | 136.9673 | 289.0424 | 358.3192 | 232.681 | 168.1863 | 286.8247 | 256.7683 | 162.6729 | 268.9928 | 317.7411 | 248.4643 | 214.5572 | 204.5223 | 263.2398 | 340.8328 | 246.1054 | 316.5251 | 381.2047 | 254.1072
5657 | 17 | 236 | 8 | 290.4265 | 157.6013 | 312.7389 | 397.4933 | 315.7253 | 230.9243 | 331.728 | 286.0483 | 216.406 | 335.7425 | 341.6291 | 284.1209 | 237.7201 | 263.3545 | 323.9377 | 387.3939 | 327.4728 | 375.0342 | 431.5207 | 310.0876
5658 | 18 | 236 | 8 | 311.693 | 167.9701 | 365.3805 | 443.0466 | 396.0169 | 315.1719 | 352.8334 | 303.1701 | 271.9301 | 441.9024 | 387.4119 | 396.4063 | 254.7661 | 325.3403 | 365.8266 | 431.7984 | 395.5101 | 449.5858 | 457.4846 | 395.5103
5659 | 19 | 236 | 8 | 318.7931 | 161.7191 | 363.5244 | 448.772 | 391.2149 | 331.5707 | 348.2426 | 305.5041 | 261.2139 | 471.8339 | 415.8604 | 464.348 | 256.604 | 326.2596 | 375.8811 | 439.1233 | 386.6039 | 477.4286 | 434.3552 | 416.4087
5660 | 20 | 236 | 8 | 313.0978 | 157.1274 | 342.2266 | 435.4046 | 392.925 | 326.4641 | 340.0286 | 304.7956 | 239.5205 | 431.835 | 407.2597 | 449.1435 | 240.7391 | 321.0624 | 360.8586 | 416.3828 | 386.3911 | 456.5981 | 416.7215 | 388.9188
5661 | 21 | 236 | 8 | 311.7425 | 175.8771 | 336.6929 | 429.9589 | 403.4693 | 340.3124 | 323.1409 | 304.8953 | 217.4583 | 451.4608 | 398.7241 | 464.974 | 253.5141 | 332.0145 | 348.2733 | 414.9842 | 395.1228 | 439.9893 | 417.8955 | 415.7512
5662 | 22 | 236 | 8 | 315.1898 | 189.2368 | 330.0995 | 427.7457 | 402.3928 | 360.5265 | 312.7512 | 300.936 | 213.0772 | 459.5708 | 406.4654 | 481.0722 | 250.1765 | 347.211 | 341.4962 | 408.4297 | 396.0471 | 478.5476 | 428.8744 | 445.7321
5663 | 23 | 236 | 8 | 319.8167 | 202.9772 | 329.7231 | 448.8049 | 405.4192 | 373.5163 | 304.7195 | 302.1054 | 205.6861 | 454.0413 | 398.4996 | 473.5088 | 251.4964 | 367.1651 | 343.4648 | 408.7175 | 408.2158 | 493.9322 | 433.4632 | 448.6673
5664 | 0 | 237 | 8 | 323.9668 | 198.0572 | 318.3547 | 462.21 | 413.5079 | 383.9348 | 300.6957 | 302.6688 | 200.9911 | 449.5394 | 388.0152 | 471.5409 | 259.5606 | 382.9837 | 336.0267 | 405.5692 | 420.5287 | 490.6071 | 432.2899 | 438.8181
5665 | 1 | 237 | 8 | 332.2126 | 207.3829 | 319.8431 | 434.9393 | 430.234 | 392.3589 | 298.8742 | 304.5912 | 206.5784 | 440.7566 | 390.0091 | 470.8598 | 257.689 | 391.7363 | 345.3245 | 408.7089 | 431.0377 | 458.2402 | 430.537 | 440.9053
5666 | 2 | 237 | 8 | 338.3937 | 204.8082 | 318.822 | 417.6985 | 427.7495 | 379.9613 | 298.5256 | 306.6509 | 207.9092 | 443.3879 | 389.8913 | 478.4143 | 263.1767 | 390.6391 | 352.9719 | 408.6994 | 428.51 | 455.3294 | 430.2279 | 450.9764
5667 | 3 | 237 | 8 | 339.9568 | 201.1879 | 325.0865 | 408.9608 | 422.8653 | 391.0939 | 297.841 | 309.3132 | 208.0541 | 443.0472 | 390.8649 | 477.6036 | 266.7354 | 378.5513 | 359.5767 | 407.4187 | 418.4468 | 449.2348 | 432.5826 | 447.5648
5668 | 4 | 237 | 8 | 341.9903 | 202.3491 | 330.1339 | 417.2551 | 406.821 | 377.6877 | 298.6986 | 307.5374 | 211.0624 | 442.8447 | 386.614 | 478.9037 | 253.727 | 359.381 | 358.9015 | 407.5604 | 402.1298 | 454.3749 | 431.0706 | 439.7569
5669 | 5 | 237 | 8 | 330.8258 | 150.5634 | 335.2971 | 452.0189 | 274.7381 | 264.0687 | 278.9688 | 304.405 | 166.5283 | 419.3464 | 385.0316 | 465.5873 | 238.6744 | 274.3477 | 351.0475 | 388.1068 | 276.1449 | 469.0914 | 388.355 | 437.0757
5670 | 6 | 237 | 8 | 291.5259 | 118.8911 | 291.0989 | 342.4041 | 218.5996 | 173.1411 | 252.2275 | 268.3967 | 137.1424 | 309.2911 | 330.7789 | 304.5891 | 232.0729 | 194.8313 | 281.7181 | 328.5772 | 221.4243 | 397.0301 | 355.4615 | 327.1911
5671 | 7 | 237 | 8 | 261.5764 | 120.8884 | 280.0145 | 314.2888 | 218.8412 | 187.1045 | 245.5508 | 253.2196 | 129.472 | 261.946 | 311.6472 | 250.1421 | 205.878 | 182.8768 | 250.2726 | 307.7393 | 209.9777 | 315.6662 | 344.1568 | 264.7712
5672 | 8 | 237 | 8 | 253.1342 | 115.5171 | 268.6372 | 310.6997 | 207.9391 | 179.1051 | 238.7403 | 244.3528 | 125.0881 | 245.2726 | 308.4026 | 237.4435 | 202.508 | 177.9857 | 240.2762 | 302.8207 | 202.7103 | 284.5834 | 337.0777 | 233.4547
5673 | 9 | 237 | 8 | 247.9394 | 117.7417 | 266.6459 | 308.6292 | 202.3013 | 172.7564 | 238.677 | 245.1997 | 120.7732 | 237.9402 | 300.4182 | 232.1512 | 195.7803 | 178.2152 | 237.3858 | 304.8061 | 200.2002 | 268.7732 | 343.4534 | 223.4663
5674 | 10 | 237 | 8 | 248.1546 | 119.0959 | 272.3545 | 308.917 | 210.8663 | 169.6876 | 242.976 | 239.8171 | 128.3549 | 240.4551 | 296.4445 | 231.0141 | 197.7757 | 182.2939 | 241.6787 | 313.1624 | 205.5216 | 265.372 | 347.9941 | 222.4842
5675 | 11 | 237 | 8 | 246.675 | 120.7879 | 278.8885 | 316.3155 | 208.2634 | 168.0065 | 244.0578 | 234.6628 | 131.1565 | 244.1055 | 307.9505 | 235.0367 | 194.256 | 181.1713 | 242.2732 | 312.8906 | 205.8843 | 266.2373 | 348.1378 | 226.3476
5676 | 12 | 237 | 8 | 243.9719 | 122.3781 | 284.063 | 326.3288 | 211.5971 | 165.6248 | 251.3581 | 227.0489 | 133.3371 | 247.643 | 307.0527 | 236.0402 | 195.4587 | 177.2788 | 242.0018 | 312.7897 | 204.7869 | 272.1427 | 348.7038 | 222.4802
5677 | 13 | 237 | 8 | 243.6154 | 123.3596 | 287.9907 | 330.733 | 208.6902 | 167.3072 | 256.7576 | 228.1419 | 134.0246 | 252.4002 | 313.4431 | 236.3277 | 190.9489 | 180.8066 | 248.8115 | 318.9198 | 208.592 | 274.0516 | 352.3061 | 229.8435
5678 | 14 | 237 | 8 | 245.0693 | 125.0771 | 289.15 | 339.0547 | 212.2838 | 168.5951 | 254.4489 | 233.0132 | 140.3517 | 253.2306 | 316.7979 | 238.4454 | 186.5882 | 184.0085 | 251.719 | 323.816 | 213.1605 | 281.2881 | 356.8109 | 235.1679
5679 | 15 | 237 | 8 | 254.0876 | 132.0818 | 288.6118 | 344.0313 | 213.6879 | 163.321 | 263.8346 | 243.7916 | 148.402 | 257.1759 | 316.2116 | 241.0078 | 192.6087 | 190.1926 | 254.0742 | 328.8669 | 220.3294 | 293.3051 | 364.4909 | 237.9241
5680 | 16 | 237 | 8 | 278.8766 | 136.9673 | 289.0424 | 358.3192 | 232.681 | 168.1863 | 286.8247 | 256.7683 | 162.6729 | 268.9928 | 317.7411 | 248.4643 | 214.5572 | 204.5223 | 263.2398 | 340.8328 | 246.1054 | 316.5251 | 381.2047 | 254.1072
5681 | 17 | 237 | 8 | 290.4265 | 157.6013 | 312.7389 | 397.4933 | 315.7253 | 230.9243 | 331.728 | 286.0483 | 216.406 | 335.7425 | 341.6291 | 284.1209 | 237.7201 | 263.3545 | 323.9377 | 387.3939 | 327.4728 | 375.0342 | 431.5207 | 310.0876
5682 | 18 | 237 | 8 | 311.693 | 167.9701 | 365.3805 | 443.0466 | 396.0169 | 315.1719 | 352.8334 | 303.1701 | 271.9301 | 441.9024 | 387.4119 | 396.4063 | 254.7661 | 325.3403 | 365.8266 | 431.7984 | 395.5101 | 449.5858 | 457.4846 | 395.5103
5683 | 19 | 237 | 8 | 318.7931 | 161.7191 | 363.5244 | 448.772 | 391.2149 | 331.5707 | 348.2426 | 305.5041 | 261.2139 | 471.8339 | 415.8604 | 464.348 | 256.604 | 326.2596 | 375.8811 | 439.1233 | 386.6039 | 477.4286 | 434.3552 | 416.4087
5684 | 20 | 237 | 8 | 313.0978 | 157.1274 | 342.2266 | 435.4046 | 392.925 | 326.4641 | 340.0286 | 304.7956 | 239.5205 | 431.835 | 407.2597 | 449.1435 | 240.7391 | 321.0624 | 360.8586 | 416.3828 | 386.3911 | 456.5981 | 416.7215 | 388.9188
5685 | 21 | 237 | 8 | 311.7425 | 175.8771 | 336.6929 | 429.9589 | 403.4693 | 340.3124 | 323.1409 | 304.8953 | 217.4583 | 451.4608 | 398.7241 | 464.974 | 253.5141 | 332.0145 | 348.2733 | 414.9842 | 395.1228 | 439.9893 | 417.8955 | 415.7512
5686 | 22 | 237 | 8 | 315.1898 | 189.2368 | 330.0995 | 427.7457 | 402.3928 | 360.5265 | 312.7512 | 300.936 | 213.0772 | 459.5708 | 406.4654 | 481.0722 | 250.1765 | 347.211 | 341.4962 | 408.4297 | 396.0471 | 478.5476 | 428.8744 | 445.7321
5687 | 23 | 237 | 8 | 319.8167 | 202.9772 | 329.7231 | 448.8049 | 405.4192 | 373.5163 | 304.7195 | 302.1054 | 205.6861 | 454.0413 | 398.4996 | 473.5088 | 251.4964 | 367.1651 | 343.4648 | 408.7175 | 408.2158 | 493.9322 | 433.4632 | 448.6673
5688 | 0 | 238 | 8 | 323.9668 | 198.0572 | 318.3547 | 462.21 | 413.5079 | 383.9348 | 300.6957 | 302.6688 | 200.9911 | 449.5394 | 388.0152 | 471.5409 | 259.5606 | 382.9837 | 336.0267 | 405.5692 | 420.5287 | 490.6071 | 432.2899 | 438.8181
5689 | 1 | 238 | 8 | 332.2126 | 207.3829 | 319.8431 | 434.9393 | 430.234 | 392.3589 | 298.8742 | 304.5912 | 206.5784 | 440.7566 | 390.0091 | 470.8598 | 257.689 | 391.7363 | 345.3245 | 408.7089 | 431.0377 | 458.2402 | 430.537 | 440.9053
5690 | 2 | 238 | 8 | 338.3937 | 204.8082 | 318.822 | 417.6985 | 427.7495 | 379.9613 | 298.5256 | 306.6509 | 207.9092 | 443.3879 | 389.8913 | 478.4143 | 263.1767 | 390.6391 | 352.9719 | 408.6994 | 428.51 | 455.3294 | 430.2279 | 450.9764
5691 | 3 | 238 | 8 | 339.9568 | 201.1879 | 325.0865 | 408.9608 | 422.8653 | 391.0939 | 297.841 | 309.3132 | 208.0541 | 443.0472 | 390.8649 | 477.6036 | 266.7354 | 378.5513 | 359.5767 | 407.4187 | 418.4468 | 449.2348 | 432.5826 | 447.5648
5692 | 4 | 238 | 8 | 341.9903 | 202.3491 | 330.1339 | 417.2551 | 406.821 | 377.6877 | 298.6986 | 307.5374 | 211.0624 | 442.8447 | 386.614 | 478.9037 | 253.727 | 359.381 | 358.9015 | 407.5604 | 402.1298 | 454.3749 | 431.0706 | 439.7569
5693 | 5 | 238 | 8 | 330.8258 | 150.5634 | 335.2971 | 452.0189 | 274.7381 | 264.0687 | 278.9688 | 304.405 | 166.5283 | 419.3464 | 385.0316 | 465.5873 | 238.6744 | 274.3477 | 351.0475 | 388.1068 | 276.1449 | 469.0914 | 388.355 | 437.0757
5694 | 6 | 238 | 8 | 291.5259 | 118.8911 | 291.0989 | 342.4041 | 218.5996 | 173.1411 | 252.2275 | 268.3967 | 137.1424 | 309.2911 | 330.7789 | 304.5891 | 232.0729 | 194.8313 | 281.7181 | 328.5772 | 221.4243 | 397.0301 | 355.4615 | 327.1911
5695 | 7 | 238 | 8 | 261.5764 | 120.8884 | 280.0145 | 314.2888 | 218.8412 | 187.1045 | 245.5508 | 253.2196 | 129.472 | 261.946 | 311.6472 | 250.1421 | 205.878 | 182.8768 | 250.2726 | 307.7393 | 209.9777 | 315.6662 | 344.1568 | 264.7712
5696 | 8 | 238 | 8 | 253.1342 | 115.5171 | 268.6372 | 310.6997 | 207.9391 | 179.1051 | 238.7403 | 244.3528 | 125.0881 | 245.2726 | 308.4026 | 237.4435 | 202.508 | 177.9857 | 240.2762 | 302.8207 | 202.7103 | 284.5834 | 337.0777 | 233.4547
5697 | 9 | 238 | 8 | 247.9394 | 117.7417 | 266.6459 | 308.6292 | 202.3013 | 172.7564 | 238.677 | 245.1997 | 120.7732 | 237.9402 | 300.4182 | 232.1512 | 195.7803 | 178.2152 | 237.3858 | 304.8061 | 200.2002 | 268.7732 | 343.4534 | 223.4663
5698 | 10 | 238 | 8 | 248.1546 | 119.0959 | 272.3545 | 308.917 | 210.8663 | 169.6876 | 242.976 | 239.8171 | 128.3549 | 240.4551 | 296.4445 | 231.0141 | 197.7757 | 182.2939 | 241.6787 | 313.1624 | 205.5216 | 265.372 | 347.9941 | 222.4842
5699 | 11 | 238 | 8 | 246.675 | 120.7879 | 278.8885 | 316.3155 | 208.2634 | 168.0065 | 244.0578 | 234.6628 | 131.1565 | 244.1055 | 307.9505 | 235.0367 | 194.256 | 181.1713 | 242.2732 | 312.8906 | 205.8843 | 266.2373 | 348.1378 | 226.3476
5700 | 12 | 238 | 8 | 243.9719 | 122.3781 | 284.063 | 326.3288 | 211.5971 | 165.6248 | 251.3581 | 227.0489 | 133.3371 | 247.643 | 307.0527 | 236.0402 | 195.4587 | 177.2788 | 242.0018 | 312.7897 | 204.7869 | 272.1427 | 348.7038 | 222.4802
5701 | 13 | 238 | 8 | 243.6154 | 123.3596 | 287.9907 | 330.733 | 208.6902 | 167.3072 | 256.7576 | 228.1419 | 134.0246 | 252.4002 | 313.4431 | 236.3277 | 190.9489 | 180.8066 | 248.8115 | 318.9198 | 208.592 | 274.0516 | 352.3061 | 229.8435
5702 | 14 | 238 | 8 | 245.0693 | 125.0771 | 289.15 | 339.0547 | 212.2838 | 168.5951 | 254.4489 | 233.0132 | 140.3517 | 253.2306 | 316.7979 | 238.4454 | 186.5882 | 184.0085 | 251.719 | 323.816 | 213.1605 | 281.2881 | 356.8109 | 235.1679
5703 | 15 | 238 | 8 | 254.0876 | 132.0818 | 288.6118 | 344.0313 | 213.6879 | 163.321 | 263.8346 | 243.7916 | 148.402 | 257.1759 | 316.2116 | 241.0078 | 192.6087 | 190.1926 | 254.0742 | 328.8669 | 220.3294 | 293.3051 | 364.4909 | 237.9241
5704 | 16 | 238 | 8 | 278.8766 | 136.9673 | 289.0424 | 358.3192 | 232.681 | 168.1863 | 286.8247 | 256.7683 | 162.6729 | 268.9928 | 317.7411 | 248.4643 | 214.5572 | 204.5223 | 263.2398 | 340.8328 | 246.1054 | 316.5251 | 381.2047 | 254.1072
5705 | 17 | 238 | 8 | 290.4265 | 157.6013 | 312.7389 | 397.4933 | 315.7253 | 230.9243 | 331.728 | 286.0483 | 216.406 | 335.7425 | 341.6291 | 284.1209 | 237.7201 | 263.3545 | 323.9377 | 387.3939 | 327.4728 | 375.0342 | 431.5207 | 310.0876
5706 | 18 | 238 | 8 | 311.693 | 167.9701 | 365.3805 | 443.0466 | 396.0169 | 315.1719 | 352.8334 | 303.1701 | 271.9301 | 441.9024 | 387.4119 | 396.4063 | 254.7661 | 325.3403 | 365.8266 | 431.7984 | 395.5101 | 449.5858 | 457.4846 | 395.5103
5707 | 19 | 238 | 8 | 318.7931 | 161.7191 | 363.5244 | 448.772 | 391.2149 | 331.5707 | 348.2426 | 305.5041 | 261.2139 | 471.8339 | 415.8604 | 464.348 | 256.604 | 326.2596 | 375.8811 | 439.1233 | 386.6039 | 477.4286 | 434.3552 | 416.4087
5708 | 20 | 238 | 8 | 313.0978 | 157.1274 | 342.2266 | 435.4046 | 392.925 | 326.4641 | 340.0286 | 304.7956 | 239.5205 | 431.835 | 407.2597 | 449.1435 | 240.7391 | 321.0624 | 360.8586 | 416.3828 | 386.3911 | 456.5981 | 416.7215 | 388.9188
5709 | 21 | 238 | 8 | 311.7425 | 175.8771 | 336.6929 | 429.9589 | 403.4693 | 340.3124 | 323.1409 | 304.8953 | 217.4583 | 451.4608 | 398.7241 | 464.974 | 253.5141 | 332.0145 | 348.2733 | 414.9842 | 395.1228 | 439.9893 | 417.8955 | 415.7512
5710 | 22 | 238 | 8 | 315.1898 | 189.2368 | 330.0995 | 427.7457 | 402.3928 | 360.5265 | 312.7512 | 300.936 | 213.0772 | 459.5708 | 406.4654 | 481.0722 | 250.1765 | 347.211 | 341.4962 | 408.4297 | 396.0471 | 478.5476 | 428.8744 | 445.7321
5711 | 23 | 238 | 8 | 319.8167 | 202.9772 | 329.7231 | 448.8049 | 405.4192 | 373.5163 | 304.7195 | 302.1054 | 205.6861 | 454.0413 | 398.4996 | 473.5088 | 251.4964 | 367.1651 | 343.4648 | 408.7175 | 408.2158 | 493.9322 | 433.4632 | 448.6673
5712 | 0 | 239 | 8 | 323.9668 | 198.0572 | 318.3547 | 462.21 | 413.5079 | 383.9348 | 300.6957 | 302.6688 | 200.9911 | 449.5394 | 388.0152 | 471.5409 | 259.5606 | 382.9837 | 336.0267 | 405.5692 | 420.5287 | 490.6071 | 432.2899 | 438.8181
5713 | 1 | 239 | 8 | 332.2126 | 207.3829 | 319.8431 | 434.9393 | 430.234 | 392.3589 | 298.8742 | 304.5912 | 206.5784 | 440.7566 | 390.0091 | 470.8598 | 257.689 | 391.7363 | 345.3245 | 408.7089 | 431.0377 | 458.2402 | 430.537 | 440.9053
5714 | 2 | 239 | 8 | 338.3937 | 204.8082 | 318.822 | 417.6985 | 427.7495 | 379.9613 | 298.5256 | 306.6509 | 207.9092 | 443.3879 | 389.8913 | 478.4143 | 263.1767 | 390.6391 | 352.9719 | 408.6994 | 428.51 | 455.3294 | 430.2279 | 450.9764
5715 | 3 | 239 | 8 | 339.9568 | 201.1879 | 325.0865 | 408.9608 | 422.8653 | 391.0939 | 297.841 | 309.3132 | 208.0541 | 443.0472 | 390.8649 | 477.6036 | 266.7354 | 378.5513 | 359.5767 | 407.4187 | 418.4468 | 449.2348 | 432.5826 | 447.5648
5716 | 4 | 239 | 8 | 341.9903 | 202.3491 | 330.1339 | 417.2551 | 406.821 | 377.6877 | 298.6986 | 307.5374 | 211.0624 | 442.8447 | 386.614 | 478.9037 | 253.727 | 359.381 | 358.9015 | 407.5604 | 402.1298 | 454.3749 | 431.0706 | 439.7569
5717 | 5 | 239 | 8 | 330.8258 | 150.5634 | 335.2971 | 452.0189 | 274.7381 | 264.0687 | 278.9688 | 304.405 | 166.5283 | 419.3464 | 385.0316 | 465.5873 | 238.6744 | 274.3477 | 351.0475 | 388.1068 | 276.1449 | 469.0914 | 388.355 | 437.0757
5718 | 6 | 239 | 8 | 291.5259 | 118.8911 | 291.0989 | 342.4041 | 218.5996 | 173.1411 | 252.2275 | 268.3967 | 137.1424 | 309.2911 | 330.7789 | 304.5891 | 232.0729 | 194.8313 | 281.7181 | 328.5772 | 221.4243 | 397.0301 | 355.4615 | 327.1911
5719 | 7 | 239 | 8 | 261.5764 | 120.8884 | 280.0145 | 314.2888 | 218.8412 | 187.1045 | 245.5508 | 253.2196 | 129.472 | 261.946 | 311.6472 | 250.1421 | 205.878 | 182.8768 | 250.2726 | 307.7393 | 209.9777 | 315.6662 | 344.1568 | 264.7712
5720 | 8 | 239 | 8 | 253.1342 | 115.5171 | 268.6372 | 310.6997 | 207.9391 | 179.1051 | 238.7403 | 244.3528 | 125.0881 | 245.2726 | 308.4026 | 237.4435 | 202.508 | 177.9857 | 240.2762 | 302.8207 | 202.7103 | 284.5834 | 337.0777 | 233.4547
5721 | 9 | 239 | 8 | 247.9394 | 117.7417 | 266.6459 | 308.6292 | 202.3013 | 172.7564 | 238.677 | 245.1997 | 120.7732 | 237.9402 | 300.4182 | 232.1512 | 195.7803 | 178.2152 | 237.3858 | 304.8061 | 200.2002 | 268.7732 | 343.4534 | 223.4663
5722 | 10 | 239 | 8 | 248.1546 | 119.0959 | 272.3545 | 308.917 | 210.8663 | 169.6876 | 242.976 | 239.8171 | 128.3549 | 240.4551 | 296.4445 | 231.0141 | 197.7757 | 182.2939 | 241.6787 | 313.1624 | 205.5216 | 265.372 | 347.9941 | 222.4842
5723 | 11 | 239 | 8 | 246.675 | 120.7879 | 278.8885 | 316.3155 | 208.2634 | 168.0065 | 244.0578 | 234.6628 | 131.1565 | 244.1055 | 307.9505 | 235.0367 | 194.256 | 181.1713 | 242.2732 | 312.8906 | 205.8843 | 266.2373 | 348.1378 | 226.3476
5724 | 12 | 239 | 8 | 243.9719 | 122.3781 | 284.063 | 326.3288 | 211.5971 | 165.6248 | 251.3581 | 227.0489 | 133.3371 | 247.643 | 307.0527 | 236.0402 | 195.4587 | 177.2788 | 242.0018 | 312.7897 | 204.7869 | 272.1427 | 348.7038 | 222.4802
5725 | 13 | 239 | 8 | 243.6154 | 123.3596 | 287.9907 | 330.733 | 208.6902 | 167.3072 | 256.7576 | 228.1419 | 134.0246 | 252.4002 | 313.4431 | 236.3277 | 190.9489 | 180.8066 | 248.8115 | 318.9198 | 208.592 | 274.0516 | 352.3061 | 229.8435
5726 | 14 | 239 | 8 | 245.0693 | 125.0771 | 289.15 | 339.0547 | 212.2838 | 168.5951 | 254.4489 | 233.0132 | 140.3517 | 253.2306 | 316.7979 | 238.4454 | 186.5882 | 184.0085 | 251.719 | 323.816 | 213.1605 | 281.2881 | 356.8109 | 235.1679
5727 | 15 | 239 | 8 | 254.0876 | 132.0818 | 288.6118 | 344.0313 | 213.6879 | 163.321 | 263.8346 | 243.7916 | 148.402 | 257.1759 | 316.2116 | 241.0078 | 192.6087 | 190.1926 | 254.0742 | 328.8669 | 220.3294 | 293.3051 | 364.4909 | 237.9241
5728 | 16 | 239 | 8 | 278.8766 | 136.9673 | 289.0424 | 358.3192 | 232.681 | 168.1863 | 286.8247 | 256.7683 | 162.6729 | 268.9928 | 317.7411 | 248.4643 | 214.5572 | 204.5223 | 263.2398 | 340.8328 | 246.1054 | 316.5251 | 381.2047 | 254.1072
5729 | 17 | 239 | 8 | 290.4265 | 157.6013 | 312.7389 | 397.4933 | 315.7253 | 230.9243 | 331.728 | 286.0483 | 216.406 | 335.7425 | 341.6291 | 284.1209 | 237.7201 | 263.3545 | 323.9377 | 387.3939 | 327.4728 | 375.0342 | 431.5207 | 310.0876
5730 | 18 | 239 | 8 | 311.693 | 167.9701 | 365.3805 | 443.0466 | 396.0169 | 315.1719 | 352.8334 | 303.1701 | 271.9301 | 441.9024 | 387.4119 | 396.4063 | 254.7661 | 325.3403 | 365.8266 | 431.7984 | 395.5101 | 449.5858 | 457.4846 | 395.5103
5731 | 19 | 239 | 8 | 318.7931 | 161.7191 | 363.5244 | 448.772 | 391.2149 | 331.5707 | 348.2426 | 305.5041 | 261.2139 | 471.8339 | 415.8604 | 464.348 | 256.604 | 326.2596 | 375.8811 | 439.1233 | 386.6039 | 477.4286 | 434.3552 | 416.4087
5732 | 20 | 239 | 8 | 313.0978 | 157.1274 | 342.2266 | 435.4046 | 392.925 | 326.4641 | 340.0286 | 304.7956 | 239.5205 | 431.835 | 407.2597 | 449.1435 | 240.7391 | 321.0624 | 360.8586 | 416.3828 | 386.3911 | 456.5981 | 416.7215 | 388.9188
5733 | 21 | 239 | 8 | 311.7425 | 175.8771 | 336.6929 | 429.9589 | 403.4693 | 340.3124 | 323.1409 | 304.8953 | 217.4583 | 451.4608 | 398.7241 | 464.974 | 253.5141 | 332.0145 | 348.2733 | 414.9842 | 395.1228 | 439.9893 | 417.8955 | 415.7512
5734 | 22 | 239 | 8 | 315.1898 | 189.2368 | 330.0995 | 427.7457 | 402.3928 | 360.5265 | 312.7512 | 300.936 | 213.0772 | 459.5708 | 406.4654 | 481.0722 | 250.1765 | 347.211 | 341.4962 | 408.4297 | 396.0471 | 478.5476 | 428.8744 | 445.7321
5735 | 23 | 239 | 8 | 319.8167 | 202.9772 | 329.7231 | 448.8049 | 405.4192 | 373.5163 | 304.7195 | 302.1054 | 205.6861 | 454.0413 | 398.4996 | 473.5088 | 251.4964 | 367.1651 | 343.4648 | 408.7175 | 408.2158 | 493.9322 | 433.4632 | 448.6673
5736 | 0 | 240 | 8 | 323.9668 | 198.0572 | 318.3547 | 462.21 | 413.5079 | 383.9348 | 300.6957 | 302.6688 | 200.9911 | 449.5394 | 388.0152 | 471.5409 | 259.5606 | 382.9837 | 336.0267 | 405.5692 | 420.5287 | 490.6071 | 432.2899 | 438.8181
5737 | 1 | 240 | 8 | 332.2126 | 207.3829 | 319.8431 | 434.9393 | 430.234 | 392.3589 | 298.8742 | 304.5912 | 206.5784 | 440.7566 | 390.0091 | 470.8598 | 257.689 | 391.7363 | 345.3245 | 408.7089 | 431.0377 | 458.2402 | 430.537 | 440.9053
5738 | 2 | 240 | 8 | 338.3937 | 204.8082 | 318.822 | 417.6985 | 427.7495 | 379.9613 | 298.5256 | 306.6509 | 207.9092 | 443.3879 | 389.8913 | 478.4143 | 263.1767 | 390.6391 | 352.9719 | 408.6994 | 428.51 | 455.3294 | 430.2279 | 450.9764
5739 | 3 | 240 | 8 | 339.9568 | 201.1879 | 325.0865 | 408.9608 | 422.8653 | 391.0939 | 297.841 | 309.3132 | 208.0541 | 443.0472 | 390.8649 | 477.6036 | 266.7354 | 378.5513 | 359.5767 | 407.4187 | 418.4468 | 449.2348 | 432.5826 | 447.5648
5740 | 4 | 240 | 8 | 341.9903 | 202.3491 | 330.1339 | 417.2551 | 406.821 | 377.6877 | 298.6986 | 307.5374 | 211.0624 | 442.8447 | 386.614 | 478.9037 | 253.727 | 359.381 | 358.9015 | 407.5604 | 402.1298 | 454.3749 | 431.0706 | 439.7569
5741 | 5 | 240 | 8 | 330.8258 | 150.5634 | 335.2971 | 452.0189 | 274.7381 | 264.0687 | 278.9688 | 304.405 | 166.5283 | 419.3464 | 385.0316 | 465.5873 | 238.6744 | 274.3477 | 351.0475 | 388.1068 | 276.1449 | 469.0914 | 388.355 | 437.0757
5742 | 6 | 240 | 8 | 291.5259 | 118.8911 | 291.0989 | 342.4041 | 218.5996 | 173.1411 | 252.2275 | 268.3967 | 137.1424 | 309.2911 | 330.7789 | 304.5891 | 232.0729 | 194.8313 | 281.7181 | 328.5772 | 221.4243 | 397.0301 | 355.4615 | 327.1911
5743 | 7 | 240 | 8 | 261.5764 | 120.8884 | 280.0145 | 314.2888 | 218.8412 | 187.1045 | 245.5508 | 253.2196 | 129.472 | 261.946 | 311.6472 | 250.1421 | 205.878 | 182.8768 | 250.2726 | 307.7393 | 209.9777 | 315.6662 | 344.1568 | 264.7712
5744 | 8 | 240 | 8 | 253.1342 | 115.5171 | 268.6372 | 310.6997 | 207.9391 | 179.1051 | 238.7403 | 244.3528 | 125.0881 | 245.2726 | 308.4026 | 237.4435 | 202.508 | 177.9857 | 240.2762 | 302.8207 | 202.7103 | 284.5834 | 337.0777 | 233.4547
5745 | 9 | 240 | 8 | 247.9394 | 117.7417 | 266.6459 | 308.6292 | 202.3013 | 172.7564 | 238.677 | 245.1997 | 120.7732 | 237.9402 | 300.4182 | 232.1512 | 195.7803 | 178.2152 | 237.3858 | 304.8061 | 200.2002 | 268.7732 | 343.4534 | 223.4663
5746 | 10 | 240 | 8 | 248.1546 | 119.0959 | 272.3545 | 308.917 | 210.8663 | 169.6876 | 242.976 | 239.8171 | 128.3549 | 240.4551 | 296.4445 | 231.0141 | 197.7757 | 182.2939 | 241.6787 | 313.1624 | 205.5216 | 265.372 | 347.9941 | 222.4842
5747 | 11 | 240 | 8 | 246.675 | 120.7879 | 278.8885 | 316.3155 | 208.2634 | 168.0065 | 244.0578 | 234.6628 | 131.1565 | 244.1055 | 307.9505 | 235.0367 | 194.256 | 181.1713 | 242.2732 | 312.8906 | 205.8843 | 266.2373 | 348.1378 | 226.3476
5748 | 12 | 240 | 8 | 243.9719 | 122.3781 | 284.063 | 326.3288 | 211.5971 | 165.6248 | 251.3581 | 227.0489 | 133.3371 | 247.643 | 307.0527 | 236.0402 | 195.4587 | 177.2788 | 242.0018 | 312.7897 | 204.7869 | 272.1427 | 348.7038 | 222.4802
5749 | 13 | 240 | 8 | 243.6154 | 123.3596 | 287.9907 | 330.733 | 208.6902 | 167.3072 | 256.7576 | 228.1419 | 134.0246 | 252.4002 | 313.4431 | 236.3277 | 190.9489 | 180.8066 | 248.8115 | 318.9198 | 208.592 | 274.0516 | 352.3061 | 229.8435
5750 | 14 | 240 | 8 | 245.0693 | 125.0771 | 289.15 | 339.0547 | 212.2838 | 168.5951 | 254.4489 | 233.0132 | 140.3517 | 253.2306 | 316.7979 | 238.4454 | 186.5882 | 184.0085 | 251.719 | 323.816 | 213.1605 | 281.2881 | 356.8109 | 235.1679
5751 | 15 | 240 | 8 | 254.0876 | 132.0818 | 288.6118 | 344.0313 | 213.6879 | 163.321 | 263.8346 | 243.7916 | 148.402 | 257.1759 | 316.2116 | 241.0078 | 192.6087 | 190.1926 | 254.0742 | 328.8669 | 220.3294 | 293.3051 | 364.4909 | 237.9241
5752 | 16 | 240 | 8 | 278.8766 | 136.9673 | 289.0424 | 358.3192 | 232.681 | 168.1863 | 286.8247 | 256.7683 | 162.6729 | 268.9928 | 317.7411 | 248.4643 | 214.5572 | 204.5223 | 263.2398 | 340.8328 | 246.1054 | 316.5251 | 381.2047 | 254.1072
5753 | 17 | 240 | 8 | 290.4265 | 157.6013 | 312.7389 | 397.4933 | 315.7253 | 230.9243 | 331.728 | 286.0483 | 216.406 | 335.7425 | 341.6291 | 284.1209 | 237.7201 | 263.3545 | 323.9377 | 387.3939 | 327.4728 | 375.0342 | 431.5207 | 310.0876
5754 | 18 | 240 | 8 | 311.693 | 167.9701 | 365.3805 | 443.0466 | 396.0169 | 315.1719 | 352.8334 | 303.1701 | 271.9301 | 441.9024 | 387.4119 | 396.4063 | 254.7661 | 325.3403 | 365.8266 | 431.7984 | 395.5101 | 449.5858 | 457.4846 | 395.5103
5755 | 19 | 240 | 8 | 318.7931 | 161.7191 | 363.5244 | 448.772 | 391.2149 | 331.5707 | 348.2426 | 305.5041 | 261.2139 | 471.8339 | 415.8604 | 464.348 | 256.604 | 326.2596 | 375.8811 | 439.1233 | 386.6039 | 477.4286 | 434.3552 | 416.4087
5756 | 20 | 240 | 8 | 313.0978 | 157.1274 | 342.2266 | 435.4046 | 392.925 | 326.4641 | 340.0286 | 304.7956 | 239.5205 | 431.835 | 407.2597 | 449.1435 | 240.7391 | 321.0624 | 360.8586 | 416.3828 | 386.3911 | 456.5981 | 416.7215 | 388.9188
5757 | 21 | 240 | 8 | 311.7425 | 175.8771 | 336.6929 | 429.9589 | 403.4693 | 340.3124 | 323.1409 | 304.8953 | 217.4583 | 451.4608 | 398.7241 | 464.974 | 253.5141 | 332.0145 | 348.2733 | 414.9842 | 395.1228 | 439.9893 | 417.8955 | 415.7512
5758 | 22 | 240 | 8 | 315.1898 | 189.2368 | 330.0995 | 427.7457 | 402.3928 | 360.5265 | 312.7512 | 300.936 | 213.0772 | 459.5708 | 406.4654 | 481.0722 | 250.1765 | 347.211 | 341.4962 | 408.4297 | 396.0471 | 478.5476 | 428.8744 | 445.7321
5759 | 23 | 240 | 8 | 319.8167 | 202.9772 | 329.7231 | 448.8049 | 405.4192 | 373.5163 | 304.7195 | 302.1054 | 205.6861 | 454.0413 | 398.4996 | 473.5088 | 251.4964 | 367.1651 | 343.4648 | 408.7175 | 408.2158 | 493.9322 | 433.4632 | 448.6673
5760 | 0 | 241 | 8 | 323.9668 | 198.0572 | 318.3547 | 462.21 | 413.5079 | 383.9348 | 300.6957 | 302.6688 | 200.9911 | 449.5394 | 388.0152 | 471.5409 | 259.5606 | 382.9837 | 336.0267 | 405.5692 | 420.5287 | 490.6071 | 432.2899 | 438.8181
5761 | 1 | 241 | 8 | 332.2126 | 207.3829 | 319.8431 | 434.9393 | 430.234 | 392.3589 | 298.8742 | 304.5912 | 206.5784 | 440.7566 | 390.0091 | 470.8598 | 257.689 | 391.7363 | 345.3245 | 408.7089 | 431.0377 | 458.2402 | 430.537 | 440.9053
5762 | 2 | 241 | 8 | 338.3937 | 204.8082 | 318.822 | 417.6985 | 427.7495 | 379.9613 | 298.5256 | 306.6509 | 207.9092 | 443.3879 | 389.8913 | 478.4143 | 263.1767 | 390.6391 | 352.9719 | 408.6994 | 428.51 | 455.3294 | 430.2279 | 450.9764
5763 | 3 | 241 | 8 | 339.9568 | 201.1879 | 325.0865 | 408.9608 | 422.8653 | 391.0939 | 297.841 | 309.3132 | 208.0541 | 443.0472 | 390.8649 | 477.6036 | 266.7354 | 378.5513 | 359.5767 | 407.4187 | 418.4468 | 449.2348 | 432.5826 | 447.5648
5764 | 4 | 241 | 8 | 341.9903 | 202.3491 | 330.1339 | 417.2551 | 406.821 | 377.6877 | 298.6986 | 307.5374 | 211.0624 | 442.8447 | 386.614 | 478.9037 | 253.727 | 359.381 | 358.9015 | 407.5604 | 402.1298 | 454.3749 | 431.0706 | 439.7569
5765 | 5 | 241 | 8 | 330.8258 | 150.5634 | 335.2971 | 452.0189 | 274.7381 | 264.0687 | 278.9688 | 304.405 | 166.5283 | 419.3464 | 385.0316 | 465.5873 | 238.6744 | 274.3477 | 351.0475 | 388.1068 | 276.1449 | 469.0914 | 388.355 | 437.0757
5766 | 6 | 241 | 8 | 291.5259 | 118.8911 | 291.0989 | 342.4041 | 218.5996 | 173.1411 | 252.2275 | 268.3967 | 137.1424 | 309.2911 | 330.7789 | 304.5891 | 232.0729 | 194.8313 | 281.7181 | 328.5772 | 221.4243 | 397.0301 | 355.4615 | 327.1911
5767 | 7 | 241 | 8 | 261.5764 | 120.8884 | 280.0145 | 314.2888 | 218.8412 | 187.1045 | 245.5508 | 253.2196 | 129.472 | 261.946 | 311.6472 | 250.1421 | 205.878 | 182.8768 | 250.2726 | 307.7393 | 209.9777 | 315.6662 | 344.1568 | 264.7712
5768 | 8 | 241 | 8 | 253.1342 | 115.5171 | 268.6372 | 310.6997 | 207.9391 | 179.1051 | 238.7403 | 244.3528 | 125.0881 | 245.2726 | 308.4026 | 237.4435 | 202.508 | 177.9857 | 240.2762 | 302.8207 | 202.7103 | 284.5834 | 337.0777 | 233.4547
5769 | 9 | 241 | 8 | 247.9394 | 117.7417 | 266.6459 | 308.6292 | 202.3013 | 172.7564 | 238.677 | 245.1997 | 120.7732 | 237.9402 | 300.4182 | 232.1512 | 195.7803 | 178.2152 | 237.3858 | 304.8061 | 200.2002 | 268.7732 | 343.4534 | 223.4663
5770 | 10 | 241 | 8 | 248.1546 | 119.0959 | 272.3545 | 308.917 | 210.8663 | 169.6876 | 242.976 | 239.8171 | 128.3549 | 240.4551 | 296.4445 | 231.0141 | 197.7757 | 182.2939 | 241.6787 | 313.1624 | 205.5216 | 265.372 | 347.9941 | 222.4842
5771 | 11 | 241 | 8 | 246.675 | 120.7879 | 278.8885 | 316.3155 | 208.2634 | 168.0065 | 244.0578 | 234.6628 | 131.1565 | 244.1055 | 307.9505 | 235.0367 | 194.256 | 181.1713 | 242.2732 | 312.8906 | 205.8843 | 266.2373 | 348.1378 | 226.3476
5772 | 12 | 241 | 8 | 243.9719 | 122.3781 | 284.063 | 326.3288 | 211.5971 | 165.6248 | 251.3581 | 227.0489 | 133.3371 | 247.643 | 307.0527 | 236.0402 | 195.4587 | 177.2788 | 242.0018 | 312.7897 | 204.7869 | 272.1427 | 348.7038 | 222.4802
5773 | 13 | 241 | 8 | 243.6154 | 123.3596 | 287.9907 | 330.733 | 208.6902 | 167.3072 | 256.7576 | 228.1419 | 134.0246 | 252.4002 | 313.4431 | 236.3277 | 190.9489 | 180.8066 | 248.8115 | 318.9198 | 208.592 | 274.0516 | 352.3061 | 229.8435
5774 | 14 | 241 | 8 | 245.0693 | 125.0771 | 289.15 | 339.0547 | 212.2838 | 168.5951 | 254.4489 | 233.0132 | 140.3517 | 253.2306 | 316.7979 | 238.4454 | 186.5882 | 184.0085 | 251.719 | 323.816 | 213.1605 | 281.2881 | 356.8109 | 235.1679
5775 | 15 | 241 | 8 | 254.0876 | 132.0818 | 288.6118 | 344.0313 | 213.6879 | 163.321 | 263.8346 | 243.7916 | 148.402 | 257.1759 | 316.2116 | 241.0078 | 192.6087 | 190.1926 | 254.0742 | 328.8669 | 220.3294 | 293.3051 | 364.4909 | 237.9241
5776 | 16 | 241 | 8 | 278.8766 | 136.9673 | 289.0424 | 358.3192 | 232.681 | 168.1863 | 286.8247 | 256.7683 | 162.6729 | 268.9928 | 317.7411 | 248.4643 | 214.5572 | 204.5223 | 263.2398 | 340.8328 | 246.1054 | 316.5251 | 381.2047 | 254.1072
5777 | 17 | 241 | 8 | 290.4265 | 157.6013 | 312.7389 | 397.4933 | 315.7253 | 230.9243 | 331.728 | 286.0483 | 216.406 | 335.7425 | 341.6291 | 284.1209 | 237.7201 | 263.3545 | 323.9377 | 387.3939 | 327.4728 | 375.0342 | 431.5207 | 310.0876
5778 | 18 | 241 | 8 | 311.693 | 167.9701 | 365.3805 | 443.0466 | 396.0169 | 315.1719 | 352.8334 | 303.1701 | 271.9301 | 441.9024 | 387.4119 | 396.4063 | 254.7661 | 325.3403 | 365.8266 | 431.7984 | 395.5101 | 449.5858 | 457.4846 | 395.5103
5779 | 19 | 241 | 8 | 318.7931 | 161.7191 | 363.5244 | 448.772 | 391.2149 | 331.5707 | 348.2426 | 305.5041 | 261.2139 | 471.8339 | 415.8604 | 464.348 | 256.604 | 326.2596 | 375.8811 | 439.1233 | 386.6039 | 477.4286 | 434.3552 | 416.4087
5780 | 20 | 241 | 8 | 313.0978 | 157.1274 | 342.2266 | 435.4046 | 392.925 | 326.4641 | 340.0286 | 304.7956 | 239.5205 | 431.835 | 407.2597 | 449.1435 | 240.7391 | 321.0624 | 360.8586 | 416.3828 | 386.3911 | 456.5981 | 416.7215 | 388.9188
5781 | 21 | 241 | 8 | 311.7425 | 175.8771 | 336.6929 | 429.9589 | 403.4693 | 340.3124 | 323.1409 | 304.8953 | 217.4583 | 451.4608 | 398.7241 | 464.974 | 253.5141 | 332.0145 | 348.2733 | 414.9842 | 395.1228 | 439.9893 | 417.8955 | 415.7512
5782 | 22 | 241 | 8 | 315.1898 | 189.2368 | 330.0995 | 427.7457 | 402.3928 | 360.5265 | 312.7512 | 300.936 | 213.0772 | 459.5708 | 406.4654 | 481.0722 | 250.1765 | 347.211 | 341.4962 | 408.4297 | 396.0471 | 478.5476 | 428.8744 | 445.7321
5783 | 23 | 241 | 8 | 319.8167 | 202.9772 | 329.7231 | 448.8049 | 405.4192 | 373.5163 | 304.7195 | 302.1054 | 205.6861 | 454.0413 | 398.4996 | 473.5088 | 251.4964 | 367.1651 | 343.4648 | 408.7175 | 408.2158 | 493.9322 | 433.4632 | 448.6673
5784 | 0 | 242 | 8 | 323.9668 | 198.0572 | 318.3547 | 462.21 | 413.5079 | 383.9348 | 300.6957 | 302.6688 | 200.9911 | 449.5394 | 388.0152 | 471.5409 | 259.5606 | 382.9837 | 336.0267 | 405.5692 | 420.5287 | 490.6071 | 432.2899 | 438.8181
5785 | 1 | 242 | 8 | 332.2126 | 207.3829 | 319.8431 | 434.9393 | 430.234 | 392.3589 | 298.8742 | 304.5912 | 206.5784 | 440.7566 | 390.0091 | 470.8598 | 257.689 | 391.7363 | 345.3245 | 408.7089 | 431.0377 | 458.2402 | 430.537 | 440.9053
5786 | 2 | 242 | 8 | 338.3937 | 204.8082 | 318.822 | 417.6985 | 427.7495 | 379.9613 | 298.5256 | 306.6509 | 207.9092 | 443.3879 | 389.8913 | 478.4143 | 263.1767 | 390.6391 | 352.9719 | 408.6994 | 428.51 | 455.3294 | 430.2279 | 450.9764
5787 | 3 | 242 | 8 | 339.9568 | 201.1879 | 325.0865 | 408.9608 | 422.8653 | 391.0939 | 297.841 | 309.3132 | 208.0541 | 443.0472 | 390.8649 | 477.6036 | 266.7354 | 378.5513 | 359.5767 | 407.4187 | 418.4468 | 449.2348 | 432.5826 | 447.5648
5788 | 4 | 242 | 8 | 341.9903 | 202.3491 | 330.1339 | 417.2551 | 406.821 | 377.6877 | 298.6986 | 307.5374 | 211.0624 | 442.8447 | 386.614 | 478.9037 | 253.727 | 359.381 | 358.9015 | 407.5604 | 402.1298 | 454.3749 | 431.0706 | 439.7569
5789 | 5 | 242 | 8 | 330.8258 | 150.5634 | 335.2971 | 452.0189 | 274.7381 | 264.0687 | 278.9688 | 304.405 | 166.5283 | 419.3464 | 385.0316 | 465.5873 | 238.6744 | 274.3477 | 351.0475 | 388.1068 | 276.1449 | 469.0914 | 388.355 | 437.0757
5790 | 6 | 242 | 8 | 291.5259 | 118.8911 | 291.0989 | 342.4041 | 218.5996 | 173.1411 | 252.2275 | 268.3967 | 137.1424 | 309.2911 | 330.7789 | 304.5891 | 232.0729 | 194.8313 | 281.7181 | 328.5772 | 221.4243 | 397.0301 | 355.4615 | 327.1911
5791 | 7 | 242 | 8 | 261.5764 | 120.8884 | 280.0145 | 314.2888 | 218.8412 | 187.1045 | 245.5508 | 253.2196 | 129.472 | 261.946 | 311.6472 | 250.1421 | 205.878 | 182.8768 | 250.2726 | 307.7393 | 209.9777 | 315.6662 | 344.1568 | 264.7712
5792 | 8 | 242 | 8 | 253.1342 | 115.5171 | 268.6372 | 310.6997 | 207.9391 | 179.1051 | 238.7403 | 244.3528 | 125.0881 | 245.2726 | 308.4026 | 237.4435 | 202.508 | 177.9857 | 240.2762 | 302.8207 | 202.7103 | 284.5834 | 337.0777 | 233.4547
5793 | 9 | 242 | 8 | 247.9394 | 117.7417 | 266.6459 | 308.6292 | 202.3013 | 172.7564 | 238.677 | 245.1997 | 120.7732 | 237.9402 | 300.4182 | 232.1512 | 195.7803 | 178.2152 | 237.3858 | 304.8061 | 200.2002 | 268.7732 | 343.4534 | 223.4663
5794 | 10 | 242 | 8 | 248.1546 | 119.0959 | 272.3545 | 308.917 | 210.8663 | 169.6876 | 242.976 | 239.8171 | 128.3549 | 240.4551 | 296.4445 | 231.0141 | 197.7757 | 182.2939 | 241.6787 | 313.1624 | 205.5216 | 265.372 | 347.9941 | 222.4842
5795 | 11 | 242 | 8 | 246.675 | 120.7879 | 278.8885 | 316.3155 | 208.2634 | 168.0065 | 244.0578 | 234.6628 | 131.1565 | 244.1055 | 307.9505 | 235.0367 | 194.256 | 181.1713 | 242.2732 | 312.8906 | 205.8843 | 266.2373 | 348.1378 | 226.3476
5796 | 12 | 242 | 8 | 243.9719 | 122.3781 | 284.063 | 326.3288 | 211.5971 | 165.6248 | 251.3581 | 227.0489 | 133.3371 | 247.643 | 307.0527 | 236.0402 | 195.4587 | 177.2788 | 242.0018 | 312.7897 | 204.7869 | 272.1427 | 348.7038 | 222.4802
5797 | 13 | 242 | 8 | 243.6154 | 123.3596 | 287.9907 | 330.733 | 208.6902 | 167.3072 | 256.7576 | 228.1419 | 134.0246 | 252.4002 | 313.4431 | 236.3277 | 190.9489 | 180.8066 | 248.8115 | 318.9198 | 208.592 | 274.0516 | 352.3061 | 229.8435
5798 | 14 | 242 | 8 | 245.0693 | 125.0771 | 289.15 | 339.0547 | 212.2838 | 168.5951 | 254.4489 | 233.0132 | 140.3517 | 253.2306 | 316.7979 | 238.4454 | 186.5882 | 184.0085 | 251.719 | 323.816 | 213.1605 | 281.2881 | 356.8109 | 235.1679
5799 | 15 | 242 | 8 | 254.0876 | 132.0818 | 288.6118 | 344.0313 | 213.6879 | 163.321 | 263.8346 | 243.7916 | 148.402 | 257.1759 | 316.2116 | 241.0078 | 192.6087 | 190.1926 | 254.0742 | 328.8669 | 220.3294 | 293.3051 | 364.4909 | 237.9241
5800 | 16 | 242 | 8 | 278.8766 | 136.9673 | 289.0424 | 358.3192 | 232.681 | 168.1863 | 286.8247 | 256.7683 | 162.6729 | 268.9928 | 317.7411 | 248.4643 | 214.5572 | 204.5223 | 263.2398 | 340.8328 | 246.1054 | 316.5251 | 381.2047 | 254.1072
5801 | 17 | 242 | 8 | 290.4265 | 157.6013 | 312.7389 | 397.4933 | 315.7253 | 230.9243 | 331.728 | 286.0483 | 216.406 | 335.7425 | 341.6291 | 284.1209 | 237.7201 | 263.3545 | 323.9377 | 387.3939 | 327.4728 | 375.0342 | 431.5207 | 310.0876
5802 | 18 | 242 | 8 | 311.693 | 167.9701 | 365.3805 | 443.0466 | 396.0169 | 315.1719 | 352.8334 | 303.1701 | 271.9301 | 441.9024 | 387.4119 | 396.4063 | 254.7661 | 325.3403 | 365.8266 | 431.7984 | 395.5101 | 449.5858 | 457.4846 | 395.5103
5803 | 19 | 242 | 8 | 318.7931 | 161.7191 | 363.5244 | 448.772 | 391.2149 | 331.5707 | 348.2426 | 305.5041 | 261.2139 | 471.8339 | 415.8604 | 464.348 | 256.604 | 326.2596 | 375.8811 | 439.1233 | 386.6039 | 477.4286 | 434.3552 | 416.4087
5804 | 20 | 242 | 8 | 313.0978 | 157.1274 | 342.2266 | 435.4046 | 392.925 | 326.4641 | 340.0286 | 304.7956 | 239.5205 | 431.835 | 407.2597 | 449.1435 | 240.7391 | 321.0624 | 360.8586 | 416.3828 | 386.3911 | 456.5981 | 416.7215 | 388.9188
5805 | 21 | 242 | 8 | 311.7425 | 175.8771 | 336.6929 | 429.9589 | 403.4693 | 340.3124 | 323.1409 | 304.8953 | 217.4583 | 451.4608 | 398.7241 | 464.974 | 253.5141 | 332.0145 | 348.2733 | 414.9842 | 395.1228 | 439.9893 | 417.8955 | 415.7512
5806 | 22 | 242 | 8 | 315.1898 | 189.2368 | 330.0995 | 427.7457 | 402.3928 | 360.5265 | 312.7512 | 300.936 | 213.0772 | 459.5708 | 406.4654 | 481.0722 | 250.1765 | 347.211 | 341.4962 | 408.4297 | 396.0471 | 478.5476 | 428.8744 | 445.7321
5807 | 23 | 242 | 8 | 319.8167 | 202.9772 | 329.7231 | 448.8049 | 405.4192 | 373.5163 | 304.7195 | 302.1054 | 205.6861 | 454.0413 | 398.4996 | 473.5088 | 251.4964 | 367.1651 | 343.4648 | 408.7175 | 408.2158 | 493.9322 | 433.4632 | 448.6673
5808 | 0 | 243 | 8 | 323.9668 | 198.0572 | 318.3547 | 462.21 | 413.5079 | 383.9348 | 300.6957 | 302.6688 | 200.9911 | 449.5394 | 388.0152 | 471.5409 | 259.5606 | 382.9837 | 336.0267 | 405.5692 | 420.5287 | 490.6071 | 432.2899 | 438.8181
5809 | 1 | 243 | 8 | 332.2126 | 207.3829 | 319.8431 | 434.9393 | 430.234 | 392.3589 | 298.8742 | 304.5912 | 206.5784 | 440.7566 | 390.0091 | 470.8598 | 257.689 | 391.7363 | 345.3245 | 408.7089 | 431.0377 | 458.2402 | 430.537 | 440.9053
5810 | 2 | 243 | 8 | 338.3937 | 204.8082 | 318.822 | 417.6985 | 427.7495 | 379.9613 | 298.5256 | 306.6509 | 207.9092 | 443.3879 | 389.8913 | 478.4143 | 263.1767 | 390.6391 | 352.9719 | 408.6994 | 428.51 | 455.3294 | 430.2279 | 450.9764
5811 | 3 | 243 | 8 | 339.9568 | 201.1879 | 325.0865 | 408.9608 | 422.8653 | 391.0939 | 297.841 | 309.3132 | 208.0541 | 443.0472 | 390.8649 | 477.6036 | 266.7354 | 378.5513 | 359.5767 | 407.4187 | 418.4468 | 449.2348 | 432.5826 | 447.5648
5812 | 4 | 243 | 8 | 341.9903 | 202.3491 | 330.1339 | 417.2551 | 406.821 | 377.6877 | 298.6986 | 307.5374 | 211.0624 | 442.8447 | 386.614 | 478.9037 | 253.727 | 359.381 | 358.9015 | 407.5604 | 402.1298 | 454.3749 | 431.0706 | 439.7569
5813 | 5 | 243 | 8 | 330.8258 | 150.5634 | 335.2971 | 452.0189 | 274.7381 | 264.0687 | 278.9688 | 304.405 | 166.5283 | 419.3464 | 385.0316 | 465.5873 | 238.6744 | 274.3477 | 351.0475 | 388.1068 | 276.1449 | 469.0914 | 388.355 | 437.0757
5814 | 6 | 243 | 8 | 291.5259 | 118.8911 | 291.0989 | 342.4041 | 218.5996 | 173.1411 | 252.2275 | 268.3967 | 137.1424 | 309.2911 | 330.7789 | 304.5891 | 232.0729 | 194.8313 | 281.7181 | 328.5772 | 221.4243 | 397.0301 | 355.4615 | 327.1911
5815 | 7 | 243 | 8 | 261.5764 | 120.8884 | 280.0145 | 314.2888 | 218.8412 | 187.1045 | 245.5508 | 253.2196 | 129.472 | 261.946 | 311.6472 | 250.1421 | 205.878 | 182.8768 | 250.2726 | 307.7393 | 209.9777 | 315.6662 | 344.1568 | 264.7712
5816 | 8 | 243 | 8 | 253.1342 | 115.5171 | 268.6372 | 310.6997 | 207.9391 | 179.1051 | 238.7403 | 244.3528 | 125.0881 | 245.2726 | 308.4026 | 237.4435 | 202.508 | 177.9857 | 240.2762 | 302.8207 | 202.7103 | 284.5834 | 337.0777 | 233.4547
5817 | 9 | 243 | 8 | 247.9394 | 117.7417 | 266.6459 | 308.6292 | 202.3013 | 172.7564 | 238.677 | 245.1997 | 120.7732 | 237.9402 | 300.4182 | 232.1512 | 195.7803 | 178.2152 | 237.3858 | 304.8061 | 200.2002 | 268.7732 | 343.4534 | 223.4663
5818 | 10 | 243 | 8 | 248.1546 | 119.0959 | 272.3545 | 308.917 | 210.8663 | 169.6876 | 242.976 | 239.8171 | 128.3549 | 240.4551 | 296.4445 | 231.0141 | 197.7757 | 182.2939 | 241.6787 | 313.1624 | 205.5216 | 265.372 | 347.9941 | 222.4842
5819 | 11 | 243 | 8 | 246.675 | 120.7879 | 278.8885 | 316.3155 | 208.2634 | 168.0065 | 244.0578 | 234.6628 | 131.1565 | 244.1055 | 307.9505 | 235.0367 | 194.256 | 181.1713 | 242.2732 | 312.8906 | 205.8843 | 266.2373 | 348.1378 | 226.3476
5820 | 12 | 243 | 8 | 243.9719 | 122.3781 | 284.063 | 326.3288 | 211.5971 | 165.6248 | 251.3581 | 227.0489 | 133.3371 | 247.643 | 307.0527 | 236.0402 | 195.4587 | 177.2788 | 242.0018 | 312.7897 | 204.7869 | 272.1427 | 348.7038 | 222.4802
5821 | 13 | 243 | 8 | 243.6154 | 123.3596 | 287.9907 | 330.733 | 208.6902 | 167.3072 | 256.7576 | 228.1419 | 134.0246 | 252.4002 | 313.4431 | 236.3277 | 190.9489 | 180.8066 | 248.8115 | 318.9198 | 208.592 | 274.0516 | 352.3061 | 229.8435
5822 | 14 | 243 | 8 | 245.0693 | 125.0771 | 289.15 | 339.0547 | 212.2838 | 168.5951 | 254.4489 | 233.0132 | 140.3517 | 253.2306 | 316.7979 | 238.4454 | 186.5882 | 184.0085 | 251.719 | 323.816 | 213.1605 | 281.2881 | 356.8109 | 235.1679
5823 | 15 | 243 | 8 | 254.0876 | 132.0818 | 288.6118 | 344.0313 | 213.6879 | 163.321 | 263.8346 | 243.7916 | 148.402 | 257.1759 | 316.2116 | 241.0078 | 192.6087 | 190.1926 | 254.0742 | 328.8669 | 220.3294 | 293.3051 | 364.4909 | 237.9241
5824 | 16 | 243 | 8 | 278.8766 | 136.9673 | 289.0424 | 358.3192 | 232.681 | 168.1863 | 286.8247 | 256.7683 | 162.6729 | 268.9928 | 317.7411 | 248.4643 | 214.5572 | 204.5223 | 263.2398 | 340.8328 | 246.1054 | 316.5251 | 381.2047 | 254.1072
5825 | 17 | 243 | 8 | 290.4265 | 157.6013 | 312.7389 | 397.4933 | 315.7253 | 230.9243 | 331.728 | 286.0483 | 216.406 | 335.7425 | 341.6291 | 284.1209 | 237.7201 | 263.3545 | 323.9377 | 387.3939 | 327.4728 | 375.0342 | 431.5207 | 310.0876
5826 | 18 | 243 | 8 | 311.693 | 167.9701 | 365.3805 | 443.0466 | 396.0169 | 315.1719 | 352.8334 | 303.1701 | 271.9301 | 441.9024 | 387.4119 | 396.4063 | 254.7661 | 325.3403 | 365.8266 | 431.7984 | 395.5101 | 449.5858 | 457.4846 | 395.5103
5827 | 19 | 243 | 8 | 318.7931 | 161.7191 | 363.5244 | 448.772 | 391.2149 | 331.5707 | 348.2426 | 305.5041 | 261.2139 | 471.8339 | 415.8604 | 464.348 | 256.604 | 326.2596 | 375.8811 | 439.1233 | 386.6039 | 477.4286 | 434.3552 | 416.4087
5828 | 20 | 243 | 8 | 313.0978 | 157.1274 | 342.2266 | 435.4046 | 392.925 | 326.4641 | 340.0286 | 304.7956 | 239.5205 | 431.835 | 407.2597 | 449.1435 | 240.7391 | 321.0624 | 360.8586 | 416.3828 | 386.3911 | 456.5981 | 416.7215 | 388.9188
5829 | 21 | 243 | 8 | 311.7425 | 175.8771 | 336.6929 | 429.9589 | 403.4693 | 340.3124 | 323.1409 | 304.8953 | 217.4583 | 451.4608 | 398.7241 | 464.974 | 253.5141 | 332.0145 | 348.2733 | 414.9842 | 395.1228 | 439.9893 | 417.8955 | 415.7512
5830 | 22 | 243 | 8 | 315.1898 | 189.2368 | 330.0995 | 427.7457 | 402.3928 | 360.5265 | 312.7512 | 300.936 | 213.0772 | 459.5708 | 406.4654 | 481.0722 | 250.1765 | 347.211 | 341.4962 | 408.4297 | 396.0471 | 478.5476 | 428.8744 | 445.7321
5831 | 23 | 243 | 8 | 319.8167 | 202.9772 | 329.7231 | 448.8049 | 405.4192 | 373.5163 | 304.7195 | 302.1054 | 205.6861 | 454.0413 | 398.4996 | 473.5088 | 251.4964 | 367.1651 | 343.4648 | 408.7175 | 408.2158 | 493.9322 | 433.4632 | 448.6673
5832 | 0 | 244 | 9 | 309.9616 | 211.9786 | 313.809 | 430.3548 | 393.1594 | 329.2053 | 284.1529 | 308.7374 | 176.2601 | 397.8275 | 384.6092 | 453.3641 | 256.9957 | 388.3767 | 332.6595 | 398.4926 | 430.1669 | 469.5519 | 431.3012 | 421.696
5833 | 1 | 244 | 9 | 317.2976 | 221.1056 | 313.6356 | 417.2898 | 385.9734 | 330.109 | 282.6732 | 310.2706 | 176.4966 | 393.7214 | 383.5715 | 452.4038 | 258.3217 | 394.8285 | 334.0284 | 398.7733 | 428.6508 | 455.1088 | 430.1054 | 421.4963
5834 | 2 | 244 | 9 | 324.7712 | 229.9391 | 315.7155 | 417.0486 | 391.7294 | 330.6235 | 282.705 | 311.5059 | 177.0517 | 393.665 | 377.6064 | 448.2296 | 266.6187 | 399.5501 | 340.885 | 395.7781 | 431.3075 | 456.2391 | 435.247 | 413.3299
5835 | 3 | 244 | 9 | 326.0988 | 226.1311 | 320.5688 | 414.3647 | 409.9136 | 358.7448 | 281.8244 | 310.3625 | 177.0629 | 396.6404 | 387.5445 | 453.8892 | 262.022 | 407.8963 | 349.0519 | 400.2794 | 441.1904 | 453.016 | 432.1539 | 419.7139
5836 | 4 | 244 | 9 | 324.6259 | 226.7922 | 324.8077 | 420.9942 | 405.9403 | 339.618 | 280.0513 | 308.0657 | 180.3595 | 408.295 | 392.22 | 473.0388 | 260.8645 | 392.5796 | 352.854 | 399.3365 | 437.0837 | 449.2253 | 437.5445 | 423.3938
5837 | 5 | 244 | 9 | 320.7248 | 196.846 | 321.3374 | 419.0708 | 327.2899 | 309.4731 | 276.4565 | 304.7072 | 169.778 | 427.5116 | 392.0859 | 488.5849 | 245.8552 | 343.2816 | 343.6203 | 394.4833 | 350.7905 | 460.7548 | 407.0072 | 437.888
5838 | 6 | 244 | 9 | 289.3626 | 121.6483 | 292.9911 | 353.0723 | 219.0928 | 177.2898 | 251.7931 | 272.9241 | 127.4747 | 341.8986 | 348.6225 | 371.4339 | 233.0991 | 235.383 | 300.7895 | 330.767 | 249.3228 | 426.258 | 360.279 | 360.7617
5839 | 7 | 244 | 9 | 255.0235 | 115.9336 | 261.9516 | 316.7224 | 210.0654 | 168.2323 | 231.8734 | 256.6463 | 109.3739 | 263.0658 | 314.5163 | 264.9973 | 215.8432 | 209.8448 | 251.4154 | 300.5861 | 222.3142 | 331.9633 | 342.0968 | 262.2646
5840 | 8 | 244 | 9 | 238.1023 | 114.8119 | 265.2724 | 296.0052 | 206.0347 | 172.3161 | 229.1795 | 244.0216 | 102.7606 | 235.2428 | 304.3953 | 239.3413 | 222.5251 | 204.7511 | 239.6587 | 293.7159 | 219.9939 | 283.2283 | 331.3285 | 229.8242
5841 | 9 | 244 | 9 | 236.3927 | 113.9545 | 264.0441 | 307.0441 | 202.4914 | 171.8048 | 230.5019 | 244.1676 | 101.644 | 222.554 | 303.0881 | 233.082 | 202.8453 | 202.2539 | 235.8756 | 293.3499 | 218.2222 | 266.9012 | 331.3827 | 219.145
5842 | 10 | 244 | 9 | 232.8873 | 116.32 | 264.9669 | 311.1559 | 198.201 | 159.7865 | 227.0507 | 244.4127 | 103.1794 | 221.2284 | 299.7372 | 234.8174 | 201.9902 | 202.987 | 229.7953 | 295.5666 | 217.7513 | 267.9544 | 334.4766 | 216.7422
5843 | 11 | 244 | 9 | 233.5368 | 119.3677 | 274.6754 | 316.1524 | 198.622 | 164.9314 | 227.0571 | 243.9206 | 103.4249 | 222.5436 | 295.9651 | 235.0227 | 205.1463 | 211.6578 | 236.821 | 299.708 | 221.1221 | 266.5774 | 337.6655 | 220.5284
5844 | 12 | 244 | 9 | 233.7111 | 116.664 | 283.7324 | 327.7196 | 200.6731 | 164.9305 | 228.9768 | 240.124 | 105.6348 | 230.554 | 299.9274 | 234.2483 | 199.0494 | 218.2453 | 242.2827 | 301.106 | 221.6869 | 272.6913 | 337.7896 | 223.2721
5845 | 13 | 244 | 9 | 235.7733 | 121.0353 | 290.556 | 328.7794 | 198.181 | 164.0766 | 230.7738 | 227.8314 | 111.3748 | 232.6634 | 297.636 | 238.6755 | 199.0294 | 207.0387 | 240.2834 | 304.0929 | 217.9689 | 280.1192 | 343.8694 | 225.331
5846 | 14 | 244 | 9 | 237.3645 | 121.9855 | 298.0961 | 335.5312 | 201.1552 | 164.3089 | 229.6806 | 226.4704 | 112.8468 | 238.0022 | 301.2846 | 238.6921 | 197.5087 | 210.1677 | 246.3032 | 308.3201 | 223.0434 | 284.8011 | 345.7387 | 229.6068
5847 | 15 | 244 | 9 | 236.0395 | 124.4468 | 295.9658 | 355.4729 | 214.6765 | 170.4637 | 242.6406 | 231.2652 | 118.8631 | 242.7218 | 304.7893 | 243.6258 | 191.5703 | 207.7176 | 248.3017 | 312.7579 | 235.6454 | 300.5462 | 350.6979 | 236.2021
5848 | 16 | 244 | 9 | 265.1139 | 151.4238 | 300.662 | 367.1934 | 262.1071 | 184.6351 | 271.9675 | 267.9233 | 146.1267 | 276.3549 | 311.4725 | 264.8297 | 219.9302 | 235.5889 | 274.387 | 340.0636 | 282.6176 | 336.0128 | 387.5535 | 270.7089
5849 | 17 | 244 | 9 | 291.9131 | 171.6072 | 351.0557 | 428.221 | 368.274 | 287.8739 | 302.679 | 294.0287 | 200.5645 | 368.0259 | 351.8333 | 341.8318 | 241.6384 | 333.4108 | 354.5974 | 405.9518 | 386.0909 | 400.8101 | 429.8226 | 352.1119
5850 | 18 | 244 | 9 | 299.7938 | 171.5447 | 384.8718 | 455.9196 | 381.2679 | 321.5661 | 302.9385 | 300.0703 | 206.8165 | 420.1763 | 401.5672 | 447.0304 | 252.478 | 348.9127 | 382.3701 | 430.9739 | 392.0879 | 478.6204 | 430.9806 | 409.3886
5851 | 19 | 244 | 9 | 296.2332 | 171.1483 | 352.2732 | 451.8944 | 376.4989 | 322.5666 | 299.3946 | 296.8953 | 188.8972 | 409.2969 | 402.7562 | 446.6311 | 247.73 | 335.3795 | 363.2005 | 414.4802 | 377.3716 | 477.0493 | 417.0326 | 390.5307
5852 | 20 | 244 | 9 | 295.0002 | 171.8118 | 332.9713 | 448.0494 | 395.4581 | 331.74 | 292.9342 | 301.044 | 181.8187 | 394.4296 | 393.8988 | 440.1374 | 245.3464 | 347.4094 | 337.6586 | 402.2157 | 394.4877 | 460.1304 | 417.7658 | 383.3252
5853 | 21 | 244 | 9 | 294.6447 | 180.9666 | 325.2669 | 420.2639 | 408.9535 | 349.5944 | 291.7173 | 302.4946 | 178.9926 | 433.5339 | 381.0654 | 473.295 | 245.2958 | 371.2788 | 329.2849 | 403.8652 | 419.9107 | 483.4329 | 427.5755 | 426.0261
5854 | 22 | 244 | 9 | 299.0978 | 185.0576 | 316.3469 | 429.9758 | 392.6821 | 340.1387 | 288.6836 | 302.3743 | 178.0748 | 421.6677 | 399.7753 | 483.2993 | 248.5898 | 393.9471 | 327.4291 | 400.5185 | 431.7204 | 495.8842 | 434.7652 | 446.5584
5855 | 23 | 244 | 9 | 300.6498 | 199.1817 | 313.2599 | 452.627 | 395.793 | 333.7374 | 285.7888 | 305.7323 | 177.5926 | 411.3775 | 386.0652 | 459.0158 | 249.725 | 400.402 | 330.0695 | 402.9982 | 432.6662 | 485.9634 | 434.3254 | 430.4966
5856 | 0 | 245 | 9 | 309.9616 | 211.9786 | 313.809 | 430.3548 | 393.1594 | 329.2053 | 284.1529 | 308.7374 | 176.2601 | 397.8275 | 384.6092 | 453.3641 | 256.9957 | 388.3767 | 332.6595 | 398.4926 | 430.1669 | 469.5519 | 431.3012 | 421.696
5857 | 1 | 245 | 9 | 317.2976 | 221.1056 | 313.6356 | 417.2898 | 385.9734 | 330.109 | 282.6732 | 310.2706 | 176.4966 | 393.7214 | 383.5715 | 452.4038 | 258.3217 | 394.8285 | 334.0284 | 398.7733 | 428.6508 | 455.1088 | 430.1054 | 421.4963
5858 | 2 | 245 | 9 | 324.7712 | 229.9391 | 315.7155 | 417.0486 | 391.7294 | 330.6235 | 282.705 | 311.5059 | 177.0517 | 393.665 | 377.6064 | 448.2296 | 266.6187 | 399.5501 | 340.885 | 395.7781 | 431.3075 | 456.2391 | 435.247 | 413.3299
5859 | 3 | 245 | 9 | 326.0988 | 226.1311 | 320.5688 | 414.3647 | 409.9136 | 358.7448 | 281.8244 | 310.3625 | 177.0629 | 396.6404 | 387.5445 | 453.8892 | 262.022 | 407.8963 | 349.0519 | 400.2794 | 441.1904 | 453.016 | 432.1539 | 419.7139
5860 | 4 | 245 | 9 | 324.6259 | 226.7922 | 324.8077 | 420.9942 | 405.9403 | 339.618 | 280.0513 | 308.0657 | 180.3595 | 408.295 | 392.22 | 473.0388 | 260.8645 | 392.5796 | 352.854 | 399.3365 | 437.0837 | 449.2253 | 437.5445 | 423.3938
5861 | 5 | 245 | 9 | 320.7248 | 196.846 | 321.3374 | 419.0708 | 327.2899 | 309.4731 | 276.4565 | 304.7072 | 169.778 | 427.5116 | 392.0859 | 488.5849 | 245.8552 | 343.2816 | 343.6203 | 394.4833 | 350.7905 | 460.7548 | 407.0072 | 437.888
5862 | 6 | 245 | 9 | 289.3626 | 121.6483 | 292.9911 | 353.0723 | 219.0928 | 177.2898 | 251.7931 | 272.9241 | 127.4747 | 341.8986 | 348.6225 | 371.4339 | 233.0991 | 235.383 | 300.7895 | 330.767 | 249.3228 | 426.258 | 360.279 | 360.7617
5863 | 7 | 245 | 9 | 255.0235 | 115.9336 | 261.9516 | 316.7224 | 210.0654 | 168.2323 | 231.8734 | 256.6463 | 109.3739 | 263.0658 | 314.5163 | 264.9973 | 215.8432 | 209.8448 | 251.4154 | 300.5861 | 222.3142 | 331.9633 | 342.0968 | 262.2646
5864 | 8 | 245 | 9 | 238.1023 | 114.8119 | 265.2724 | 296.0052 | 206.0347 | 172.3161 | 229.1795 | 244.0216 | 102.7606 | 235.2428 | 304.3953 | 239.3413 | 222.5251 | 204.7511 | 239.6587 | 293.7159 | 219.9939 | 283.2283 | 331.3285 | 229.8242
5865 | 9 | 245 | 9 | 236.3927 | 113.9545 | 264.0441 | 307.0441 | 202.4914 | 171.8048 | 230.5019 | 244.1676 | 101.644 | 222.554 | 303.0881 | 233.082 | 202.8453 | 202.2539 | 235.8756 | 293.3499 | 218.2222 | 266.9012 | 331.3827 | 219.145
5866 | 10 | 245 | 9 | 232.8873 | 116.32 | 264.9669 | 311.1559 | 198.201 | 159.7865 | 227.0507 | 244.4127 | 103.1794 | 221.2284 | 299.7372 | 234.8174 | 201.9902 | 202.987 | 229.7953 | 295.5666 | 217.7513 | 267.9544 | 334.4766 | 216.7422
5867 | 11 | 245 | 9 | 233.5368 | 119.3677 | 274.6754 | 316.1524 | 198.622 | 164.9314 | 227.0571 | 243.9206 | 103.4249 | 222.5436 | 295.9651 | 235.0227 | 205.1463 | 211.6578 | 236.821 | 299.708 | 221.1221 | 266.5774 | 337.6655 | 220.5284
5868 | 12 | 245 | 9 | 233.7111 | 116.664 | 283.7324 | 327.7196 | 200.6731 | 164.9305 | 228.9768 | 240.124 | 105.6348 | 230.554 | 299.9274 | 234.2483 | 199.0494 | 218.2453 | 242.2827 | 301.106 | 221.6869 | 272.6913 | 337.7896 | 223.2721
5869 | 13 | 245 | 9 | 235.7733 | 121.0353 | 290.556 | 328.7794 | 198.181 | 164.0766 | 230.7738 | 227.8314 | 111.3748 | 232.6634 | 297.636 | 238.6755 | 199.0294 | 207.0387 | 240.2834 | 304.0929 | 217.9689 | 280.1192 | 343.8694 | 225.331
5870 | 14 | 245 | 9 | 237.3645 | 121.9855 | 298.0961 | 335.5312 | 201.1552 | 164.3089 | 229.6806 | 226.4704 | 112.8468 | 238.0022 | 301.2846 | 238.6921 | 197.5087 | 210.1677 | 246.3032 | 308.3201 | 223.0434 | 284.8011 | 345.7387 | 229.6068
5871 | 15 | 245 | 9 | 236.0395 | 124.4468 | 295.9658 | 355.4729 | 214.6765 | 170.4637 | 242.6406 | 231.2652 | 118.8631 | 242.7218 | 304.7893 | 243.6258 | 191.5703 | 207.7176 | 248.3017 | 312.7579 | 235.6454 | 300.5462 | 350.6979 | 236.2021
5872 | 16 | 245 | 9 | 265.1139 | 151.4238 | 300.662 | 367.1934 | 262.1071 | 184.6351 | 271.9675 | 267.9233 | 146.1267 | 276.3549 | 311.4725 | 264.8297 | 219.9302 | 235.5889 | 274.387 | 340.0636 | 282.6176 | 336.0128 | 387.5535 | 270.7089
5873 | 17 | 245 | 9 | 291.9131 | 171.6072 | 351.0557 | 428.221 | 368.274 | 287.8739 | 302.679 | 294.0287 | 200.5645 | 368.0259 | 351.8333 | 341.8318 | 241.6384 | 333.4108 | 354.5974 | 405.9518 | 386.0909 | 400.8101 | 429.8226 | 352.1119
5874 | 18 | 245 | 9 | 299.7938 | 171.5447 | 384.8718 | 455.9196 | 381.2679 | 321.5661 | 302.9385 | 300.0703 | 206.8165 | 420.1763 | 401.5672 | 447.0304 | 252.478 | 348.9127 | 382.3701 | 430.9739 | 392.0879 | 478.6204 | 430.9806 | 409.3886
5875 | 19 | 245 | 9 | 296.2332 | 171.1483 | 352.2732 | 451.8944 | 376.4989 | 322.5666 | 299.3946 | 296.8953 | 188.8972 | 409.2969 | 402.7562 | 446.6311 | 247.73 | 335.3795 | 363.2005 | 414.4802 | 377.3716 | 477.0493 | 417.0326 | 390.5307
5876 | 20 | 245 | 9 | 295.0002 | 171.8118 | 332.9713 | 448.0494 | 395.4581 | 331.74 | 292.9342 | 301.044 | 181.8187 | 394.4296 | 393.8988 | 440.1374 | 245.3464 | 347.4094 | 337.6586 | 402.2157 | 394.4877 | 460.1304 | 417.7658 | 383.3252
5877 | 21 | 245 | 9 | 294.6447 | 180.9666 | 325.2669 | 420.2639 | 408.9535 | 349.5944 | 291.7173 | 302.4946 | 178.9926 | 433.5339 | 381.0654 | 473.295 | 245.2958 | 371.2788 | 329.2849 | 403.8652 | 419.9107 | 483.4329 | 427.5755 | 426.0261
5878 | 22 | 245 | 9 | 299.0978 | 185.0576 | 316.3469 | 429.9758 | 392.6821 | 340.1387 | 288.6836 | 302.3743 | 178.0748 | 421.6677 | 399.7753 | 483.2993 | 248.5898 | 393.9471 | 327.4291 | 400.5185 | 431.7204 | 495.8842 | 434.7652 | 446.5584
5879 | 23 | 245 | 9 | 300.6498 | 199.1817 | 313.2599 | 452.627 | 395.793 | 333.7374 | 285.7888 | 305.7323 | 177.5926 | 411.3775 | 386.0652 | 459.0158 | 249.725 | 400.402 | 330.0695 | 402.9982 | 432.6662 | 485.9634 | 434.3254 | 430.4966
5880 | 0 | 246 | 9 | 309.9616 | 211.9786 | 313.809 | 430.3548 | 393.1594 | 329.2053 | 284.1529 | 308.7374 | 176.2601 | 397.8275 | 384.6092 | 453.3641 | 256.9957 | 388.3767 | 332.6595 | 398.4926 | 430.1669 | 469.5519 | 431.3012 | 421.696
5881 | 1 | 246 | 9 | 317.2976 | 221.1056 | 313.6356 | 417.2898 | 385.9734 | 330.109 | 282.6732 | 310.2706 | 176.4966 | 393.7214 | 383.5715 | 452.4038 | 258.3217 | 394.8285 | 334.0284 | 398.7733 | 428.6508 | 455.1088 | 430.1054 | 421.4963
5882 | 2 | 246 | 9 | 324.7712 | 229.9391 | 315.7155 | 417.0486 | 391.7294 | 330.6235 | 282.705 | 311.5059 | 177.0517 | 393.665 | 377.6064 | 448.2296 | 266.6187 | 399.5501 | 340.885 | 395.7781 | 431.3075 | 456.2391 | 435.247 | 413.3299
5883 | 3 | 246 | 9 | 326.0988 | 226.1311 | 320.5688 | 414.3647 | 409.9136 | 358.7448 | 281.8244 | 310.3625 | 177.0629 | 396.6404 | 387.5445 | 453.8892 | 262.022 | 407.8963 | 349.0519 | 400.2794 | 441.1904 | 453.016 | 432.1539 | 419.7139
5884 | 4 | 246 | 9 | 324.6259 | 226.7922 | 324.8077 | 420.9942 | 405.9403 | 339.618 | 280.0513 | 308.0657 | 180.3595 | 408.295 | 392.22 | 473.0388 | 260.8645 | 392.5796 | 352.854 | 399.3365 | 437.0837 | 449.2253 | 437.5445 | 423.3938
5885 | 5 | 246 | 9 | 320.7248 | 196.846 | 321.3374 | 419.0708 | 327.2899 | 309.4731 | 276.4565 | 304.7072 | 169.778 | 427.5116 | 392.0859 | 488.5849 | 245.8552 | 343.2816 | 343.6203 | 394.4833 | 350.7905 | 460.7548 | 407.0072 | 437.888
5886 | 6 | 246 | 9 | 289.3626 | 121.6483 | 292.9911 | 353.0723 | 219.0928 | 177.2898 | 251.7931 | 272.9241 | 127.4747 | 341.8986 | 348.6225 | 371.4339 | 233.0991 | 235.383 | 300.7895 | 330.767 | 249.3228 | 426.258 | 360.279 | 360.7617
5887 | 7 | 246 | 9 | 255.0235 | 115.9336 | 261.9516 | 316.7224 | 210.0654 | 168.2323 | 231.8734 | 256.6463 | 109.3739 | 263.0658 | 314.5163 | 264.9973 | 215.8432 | 209.8448 | 251.4154 | 300.5861 | 222.3142 | 331.9633 | 342.0968 | 262.2646
5888 | 8 | 246 | 9 | 238.1023 | 114.8119 | 265.2724 | 296.0052 | 206.0347 | 172.3161 | 229.1795 | 244.0216 | 102.7606 | 235.2428 | 304.3953 | 239.3413 | 222.5251 | 204.7511 | 239.6587 | 293.7159 | 219.9939 | 283.2283 | 331.3285 | 229.8242
5889 | 9 | 246 | 9 | 236.3927 | 113.9545 | 264.0441 | 307.0441 | 202.4914 | 171.8048 | 230.5019 | 244.1676 | 101.644 | 222.554 | 303.0881 | 233.082 | 202.8453 | 202.2539 | 235.8756 | 293.3499 | 218.2222 | 266.9012 | 331.3827 | 219.145
5890 | 10 | 246 | 9 | 232.8873 | 116.32 | 264.9669 | 311.1559 | 198.201 | 159.7865 | 227.0507 | 244.4127 | 103.1794 | 221.2284 | 299.7372 | 234.8174 | 201.9902 | 202.987 | 229.7953 | 295.5666 | 217.7513 | 267.9544 | 334.4766 | 216.7422
5891 | 11 | 246 | 9 | 233.5368 | 119.3677 | 274.6754 | 316.1524 | 198.622 | 164.9314 | 227.0571 | 243.9206 | 103.4249 | 222.5436 | 295.9651 | 235.0227 | 205.1463 | 211.6578 | 236.821 | 299.708 | 221.1221 | 266.5774 | 337.6655 | 220.5284
5892 | 12 | 246 | 9 | 233.7111 | 116.664 | 283.7324 | 327.7196 | 200.6731 | 164.9305 | 228.9768 | 240.124 | 105.6348 | 230.554 | 299.9274 | 234.2483 | 199.0494 | 218.2453 | 242.2827 | 301.106 | 221.6869 | 272.6913 | 337.7896 | 223.2721
5893 | 13 | 246 | 9 | 235.7733 | 121.0353 | 290.556 | 328.7794 | 198.181 | 164.0766 | 230.7738 | 227.8314 | 111.3748 | 232.6634 | 297.636 | 238.6755 | 199.0294 | 207.0387 | 240.2834 | 304.0929 | 217.9689 | 280.1192 | 343.8694 | 225.331
5894 | 14 | 246 | 9 | 237.3645 | 121.9855 | 298.0961 | 335.5312 | 201.1552 | 164.3089 | 229.6806 | 226.4704 | 112.8468 | 238.0022 | 301.2846 | 238.6921 | 197.5087 | 210.1677 | 246.3032 | 308.3201 | 223.0434 | 284.8011 | 345.7387 | 229.6068
5895 | 15 | 246 | 9 | 236.0395 | 124.4468 | 295.9658 | 355.4729 | 214.6765 | 170.4637 | 242.6406 | 231.2652 | 118.8631 | 242.7218 | 304.7893 | 243.6258 | 191.5703 | 207.7176 | 248.3017 | 312.7579 | 235.6454 | 300.5462 | 350.6979 | 236.2021
5896 | 16 | 246 | 9 | 265.1139 | 151.4238 | 300.662 | 367.1934 | 262.1071 | 184.6351 | 271.9675 | 267.9233 | 146.1267 | 276.3549 | 311.4725 | 264.8297 | 219.9302 | 235.5889 | 274.387 | 340.0636 | 282.6176 | 336.0128 | 387.5535 | 270.7089
5897 | 17 | 246 | 9 | 291.9131 | 171.6072 | 351.0557 | 428.221 | 368.274 | 287.8739 | 302.679 | 294.0287 | 200.5645 | 368.0259 | 351.8333 | 341.8318 | 241.6384 | 333.4108 | 354.5974 | 405.9518 | 386.0909 | 400.8101 | 429.8226 | 352.1119
5898 | 18 | 246 | 9 | 299.7938 | 171.5447 | 384.8718 | 455.9196 | 381.2679 | 321.5661 | 302.9385 | 300.0703 | 206.8165 | 420.1763 | 401.5672 | 447.0304 | 252.478 | 348.9127 | 382.3701 | 430.9739 | 392.0879 | 478.6204 | 430.9806 | 409.3886
5899 | 19 | 246 | 9 | 296.2332 | 171.1483 | 352.2732 | 451.8944 | 376.4989 | 322.5666 | 299.3946 | 296.8953 | 188.8972 | 409.2969 | 402.7562 | 446.6311 | 247.73 | 335.3795 | 363.2005 | 414.4802 | 377.3716 | 477.0493 | 417.0326 | 390.5307
5900 | 20 | 246 | 9 | 295.0002 | 171.8118 | 332.9713 | 448.0494 | 395.4581 | 331.74 | 292.9342 | 301.044 | 181.8187 | 394.4296 | 393.8988 | 440.1374 | 245.3464 | 347.4094 | 337.6586 | 402.2157 | 394.4877 | 460.1304 | 417.7658 | 383.3252
5901 | 21 | 246 | 9 | 294.6447 | 180.9666 | 325.2669 | 420.2639 | 408.9535 | 349.5944 | 291.7173 | 302.4946 | 178.9926 | 433.5339 | 381.0654 | 473.295 | 245.2958 | 371.2788 | 329.2849 | 403.8652 | 419.9107 | 483.4329 | 427.5755 | 426.0261
5902 | 22 | 246 | 9 | 299.0978 | 185.0576 | 316.3469 | 429.9758 | 392.6821 | 340.1387 | 288.6836 | 302.3743 | 178.0748 | 421.6677 | 399.7753 | 483.2993 | 248.5898 | 393.9471 | 327.4291 | 400.5185 | 431.7204 | 495.8842 | 434.7652 | 446.5584
5903 | 23 | 246 | 9 | 300.6498 | 199.1817 | 313.2599 | 452.627 | 395.793 | 333.7374 | 285.7888 | 305.7323 | 177.5926 | 411.3775 | 386.0652 | 459.0158 | 249.725 | 400.402 | 330.0695 | 402.9982 | 432.6662 | 485.9634 | 434.3254 | 430.4966
5904 | 0 | 247 | 9 | 309.9616 | 211.9786 | 313.809 | 430.3548 | 393.1594 | 329.2053 | 284.1529 | 308.7374 | 176.2601 | 397.8275 | 384.6092 | 453.3641 | 256.9957 | 388.3767 | 332.6595 | 398.4926 | 430.1669 | 469.5519 | 431.3012 | 421.696
5905 | 1 | 247 | 9 | 317.2976 | 221.1056 | 313.6356 | 417.2898 | 385.9734 | 330.109 | 282.6732 | 310.2706 | 176.4966 | 393.7214 | 383.5715 | 452.4038 | 258.3217 | 394.8285 | 334.0284 | 398.7733 | 428.6508 | 455.1088 | 430.1054 | 421.4963
5906 | 2 | 247 | 9 | 324.7712 | 229.9391 | 315.7155 | 417.0486 | 391.7294 | 330.6235 | 282.705 | 311.5059 | 177.0517 | 393.665 | 377.6064 | 448.2296 | 266.6187 | 399.5501 | 340.885 | 395.7781 | 431.3075 | 456.2391 | 435.247 | 413.3299
5907 | 3 | 247 | 9 | 326.0988 | 226.1311 | 320.5688 | 414.3647 | 409.9136 | 358.7448 | 281.8244 | 310.3625 | 177.0629 | 396.6404 | 387.5445 | 453.8892 | 262.022 | 407.8963 | 349.0519 | 400.2794 | 441.1904 | 453.016 | 432.1539 | 419.7139
5908 | 4 | 247 | 9 | 324.6259 | 226.7922 | 324.8077 | 420.9942 | 405.9403 | 339.618 | 280.0513 | 308.0657 | 180.3595 | 408.295 | 392.22 | 473.0388 | 260.8645 | 392.5796 | 352.854 | 399.3365 | 437.0837 | 449.2253 | 437.5445 | 423.3938
5909 | 5 | 247 | 9 | 320.7248 | 196.846 | 321.3374 | 419.0708 | 327.2899 | 309.4731 | 276.4565 | 304.7072 | 169.778 | 427.5116 | 392.0859 | 488.5849 | 245.8552 | 343.2816 | 343.6203 | 394.4833 | 350.7905 | 460.7548 | 407.0072 | 437.888
5910 | 6 | 247 | 9 | 289.3626 | 121.6483 | 292.9911 | 353.0723 | 219.0928 | 177.2898 | 251.7931 | 272.9241 | 127.4747 | 341.8986 | 348.6225 | 371.4339 | 233.0991 | 235.383 | 300.7895 | 330.767 | 249.3228 | 426.258 | 360.279 | 360.7617
5911 | 7 | 247 | 9 | 255.0235 | 115.9336 | 261.9516 | 316.7224 | 210.0654 | 168.2323 | 231.8734 | 256.6463 | 109.3739 | 263.0658 | 314.5163 | 264.9973 | 215.8432 | 209.8448 | 251.4154 | 300.5861 | 222.3142 | 331.9633 | 342.0968 | 262.2646
5912 | 8 | 247 | 9 | 238.1023 | 114.8119 | 265.2724 | 296.0052 | 206.0347 | 172.3161 | 229.1795 | 244.0216 | 102.7606 | 235.2428 | 304.3953 | 239.3413 | 222.5251 | 204.7511 | 239.6587 | 293.7159 | 219.9939 | 283.2283 | 331.3285 | 229.8242
5913 | 9 | 247 | 9 | 236.3927 | 113.9545 | 264.0441 | 307.0441 | 202.4914 | 171.8048 | 230.5019 | 244.1676 | 101.644 | 222.554 | 303.0881 | 233.082 | 202.8453 | 202.2539 | 235.8756 | 293.3499 | 218.2222 | 266.9012 | 331.3827 | 219.145
5914 | 10 | 247 | 9 | 232.8873 | 116.32 | 264.9669 | 311.1559 | 198.201 | 159.7865 | 227.0507 | 244.4127 | 103.1794 | 221.2284 | 299.7372 | 234.8174 | 201.9902 | 202.987 | 229.7953 | 295.5666 | 217.7513 | 267.9544 | 334.4766 | 216.7422
5915 | 11 | 247 | 9 | 233.5368 | 119.3677 | 274.6754 | 316.1524 | 198.622 | 164.9314 | 227.0571 | 243.9206 | 103.4249 | 222.5436 | 295.9651 | 235.0227 | 205.1463 | 211.6578 | 236.821 | 299.708 | 221.1221 | 266.5774 | 337.6655 | 220.5284
5916 | 12 | 247 | 9 | 233.7111 | 116.664 | 283.7324 | 327.7196 | 200.6731 | 164.9305 | 228.9768 | 240.124 | 105.6348 | 230.554 | 299.9274 | 234.2483 | 199.0494 | 218.2453 | 242.2827 | 301.106 | 221.6869 | 272.6913 | 337.7896 | 223.2721
5917 | 13 | 247 | 9 | 235.7733 | 121.0353 | 290.556 | 328.7794 | 198.181 | 164.0766 | 230.7738 | 227.8314 | 111.3748 | 232.6634 | 297.636 | 238.6755 | 199.0294 | 207.0387 | 240.2834 | 304.0929 | 217.9689 | 280.1192 | 343.8694 | 225.331
5918 | 14 | 247 | 9 | 237.3645 | 121.9855 | 298.0961 | 335.5312 | 201.1552 | 164.3089 | 229.6806 | 226.4704 | 112.8468 | 238.0022 | 301.2846 | 238.6921 | 197.5087 | 210.1677 | 246.3032 | 308.3201 | 223.0434 | 284.8011 | 345.7387 | 229.6068
5919 | 15 | 247 | 9 | 236.0395 | 124.4468 | 295.9658 | 355.4729 | 214.6765 | 170.4637 | 242.6406 | 231.2652 | 118.8631 | 242.7218 | 304.7893 | 243.6258 | 191.5703 | 207.7176 | 248.3017 | 312.7579 | 235.6454 | 300.5462 | 350.6979 | 236.2021
5920 | 16 | 247 | 9 | 265.1139 | 151.4238 | 300.662 | 367.1934 | 262.1071 | 184.6351 | 271.9675 | 267.9233 | 146.1267 | 276.3549 | 311.4725 | 264.8297 | 219.9302 | 235.5889 | 274.387 | 340.0636 | 282.6176 | 336.0128 | 387.5535 | 270.7089
5921 | 17 | 247 | 9 | 291.9131 | 171.6072 | 351.0557 | 428.221 | 368.274 | 287.8739 | 302.679 | 294.0287 | 200.5645 | 368.0259 | 351.8333 | 341.8318 | 241.6384 | 333.4108 | 354.5974 | 405.9518 | 386.0909 | 400.8101 | 429.8226 | 352.1119
5922 | 18 | 247 | 9 | 299.7938 | 171.5447 | 384.8718 | 455.9196 | 381.2679 | 321.5661 | 302.9385 | 300.0703 | 206.8165 | 420.1763 | 401.5672 | 447.0304 | 252.478 | 348.9127 | 382.3701 | 430.9739 | 392.0879 | 478.6204 | 430.9806 | 409.3886
5923 | 19 | 247 | 9 | 296.2332 | 171.1483 | 352.2732 | 451.8944 | 376.4989 | 322.5666 | 299.3946 | 296.8953 | 188.8972 | 409.2969 | 402.7562 | 446.6311 | 247.73 | 335.3795 | 363.2005 | 414.4802 | 377.3716 | 477.0493 | 417.0326 | 390.5307
5924 | 20 | 247 | 9 | 295.0002 | 171.8118 | 332.9713 | 448.0494 | 395.4581 | 331.74 | 292.9342 | 301.044 | 181.8187 | 394.4296 | 393.8988 | 440.1374 | 245.3464 | 347.4094 | 337.6586 | 402.2157 | 394.4877 | 460.1304 | 417.7658 | 383.3252
5925 | 21 | 247 | 9 | 294.6447 | 180.9666 | 325.2669 | 420.2639 | 408.9535 | 349.5944 | 291.7173 | 302.4946 | 178.9926 | 433.5339 | 381.0654 | 473.295 | 245.2958 | 371.2788 | 329.2849 | 403.8652 | 419.9107 | 483.4329 | 427.5755 | 426.0261
5926 | 22 | 247 | 9 | 299.0978 | 185.0576 | 316.3469 | 429.9758 | 392.6821 | 340.1387 | 288.6836 | 302.3743 | 178.0748 | 421.6677 | 399.7753 | 483.2993 | 248.5898 | 393.9471 | 327.4291 | 400.5185 | 431.7204 | 495.8842 | 434.7652 | 446.5584
5927 | 23 | 247 | 9 | 300.6498 | 199.1817 | 313.2599 | 452.627 | 395.793 | 333.7374 | 285.7888 | 305.7323 | 177.5926 | 411.3775 | 386.0652 | 459.0158 | 249.725 | 400.402 | 330.0695 | 402.9982 | 432.6662 | 485.9634 | 434.3254 | 430.4966
5928 | 0 | 248 | 9 | 309.9616 | 211.9786 | 313.809 | 430.3548 | 393.1594 | 329.2053 | 284.1529 | 308.7374 | 176.2601 | 397.8275 | 384.6092 | 453.3641 | 256.9957 | 388.3767 | 332.6595 | 398.4926 | 430.1669 | 469.5519 | 431.3012 | 421.696
5929 | 1 | 248 | 9 | 317.2976 | 221.1056 | 313.6356 | 417.2898 | 385.9734 | 330.109 | 282.6732 | 310.2706 | 176.4966 | 393.7214 | 383.5715 | 452.4038 | 258.3217 | 394.8285 | 334.0284 | 398.7733 | 428.6508 | 455.1088 | 430.1054 | 421.4963
5930 | 2 | 248 | 9 | 324.7712 | 229.9391 | 315.7155 | 417.0486 | 391.7294 | 330.6235 | 282.705 | 311.5059 | 177.0517 | 393.665 | 377.6064 | 448.2296 | 266.6187 | 399.5501 | 340.885 | 395.7781 | 431.3075 | 456.2391 | 435.247 | 413.3299
5931 | 3 | 248 | 9 | 326.0988 | 226.1311 | 320.5688 | 414.3647 | 409.9136 | 358.7448 | 281.8244 | 310.3625 | 177.0629 | 396.6404 | 387.5445 | 453.8892 | 262.022 | 407.8963 | 349.0519 | 400.2794 | 441.1904 | 453.016 | 432.1539 | 419.7139
5932 | 4 | 248 | 9 | 324.6259 | 226.7922 | 324.8077 | 420.9942 | 405.9403 | 339.618 | 280.0513 | 308.0657 | 180.3595 | 408.295 | 392.22 | 473.0388 | 260.8645 | 392.5796 | 352.854 | 399.3365 | 437.0837 | 449.2253 | 437.5445 | 423.3938
5933 | 5 | 248 | 9 | 320.7248 | 196.846 | 321.3374 | 419.0708 | 327.2899 | 309.4731 | 276.4565 | 304.7072 | 169.778 | 427.5116 | 392.0859 | 488.5849 | 245.8552 | 343.2816 | 343.6203 | 394.4833 | 350.7905 | 460.7548 | 407.0072 | 437.888
5934 | 6 | 248 | 9 | 289.3626 | 121.6483 | 292.9911 | 353.0723 | 219.0928 | 177.2898 | 251.7931 | 272.9241 | 127.4747 | 341.8986 | 348.6225 | 371.4339 | 233.0991 | 235.383 | 300.7895 | 330.767 | 249.3228 | 426.258 | 360.279 | 360.7617
5935 | 7 | 248 | 9 | 255.0235 | 115.9336 | 261.9516 | 316.7224 | 210.0654 | 168.2323 | 231.8734 | 256.6463 | 109.3739 | 263.0658 | 314.5163 | 264.9973 | 215.8432 | 209.8448 | 251.4154 | 300.5861 | 222.3142 | 331.9633 | 342.0968 | 262.2646
5936 | 8 | 248 | 9 | 238.1023 | 114.8119 | 265.2724 | 296.0052 | 206.0347 | 172.3161 | 229.1795 | 244.0216 | 102.7606 | 235.2428 | 304.3953 | 239.3413 | 222.5251 | 204.7511 | 239.6587 | 293.7159 | 219.9939 | 283.2283 | 331.3285 | 229.8242
5937 | 9 | 248 | 9 | 236.3927 | 113.9545 | 264.0441 | 307.0441 | 202.4914 | 171.8048 | 230.5019 | 244.1676 | 101.644 | 222.554 | 303.0881 | 233.082 | 202.8453 | 202.2539 | 235.8756 | 293.3499 | 218.2222 | 266.9012 | 331.3827 | 219.145
5938 | 10 | 248 | 9 | 232.8873 | 116.32 | 264.9669 | 311.1559 | 198.201 | 159.7865 | 227.0507 | 244.4127 | 103.1794 | 221.2284 | 299.7372 | 234.8174 | 201.9902 | 202.987 | 229.7953 | 295.5666 | 217.7513 | 267.9544 | 334.4766 | 216.7422
5939 | 11 | 248 | 9 | 233.5368 | 119.3677 | 274.6754 | 316.1524 | 198.622 | 164.9314 | 227.0571 | 243.9206 | 103.4249 | 222.5436 | 295.9651 | 235.0227 | 205.1463 | 211.6578 | 236.821 | 299.708 | 221.1221 | 266.5774 | 337.6655 | 220.5284
5940 | 12 | 248 | 9 | 233.7111 | 116.664 | 283.7324 | 327.7196 | 200.6731 | 164.9305 | 228.9768 | 240.124 | 105.6348 | 230.554 | 299.9274 | 234.2483 | 199.0494 | 218.2453 | 242.2827 | 301.106 | 221.6869 | 272.6913 | 337.7896 | 223.2721
5941 | 13 | 248 | 9 | 235.7733 | 121.0353 | 290.556 | 328.7794 | 198.181 | 164.0766 | 230.7738 | 227.8314 | 111.3748 | 232.6634 | 297.636 | 238.6755 | 199.0294 | 207.0387 | 240.2834 | 304.0929 | 217.9689 | 280.1192 | 343.8694 | 225.331
5942 | 14 | 248 | 9 | 237.3645 | 121.9855 | 298.0961 | 335.5312 | 201.1552 | 164.3089 | 229.6806 | 226.4704 | 112.8468 | 238.0022 | 301.2846 | 238.6921 | 197.5087 | 210.1677 | 246.3032 | 308.3201 | 223.0434 | 284.8011 | 345.7387 | 229.6068
5943 | 15 | 248 | 9 | 236.0395 | 124.4468 | 295.9658 | 355.4729 | 214.6765 | 170.4637 | 242.6406 | 231.2652 | 118.8631 | 242.7218 | 304.7893 | 243.6258 | 191.5703 | 207.7176 | 248.3017 | 312.7579 | 235.6454 | 300.5462 | 350.6979 | 236.2021
5944 | 16 | 248 | 9 | 265.1139 | 151.4238 | 300.662 | 367.1934 | 262.1071 | 184.6351 | 271.9675 | 267.9233 | 146.1267 | 276.3549 | 311.4725 | 264.8297 | 219.9302 | 235.5889 | 274.387 | 340.0636 | 282.6176 | 336.0128 | 387.5535 | 270.7089
5945 | 17 | 248 | 9 | 291.9131 | 171.6072 | 351.0557 | 428.221 | 368.274 | 287.8739 | 302.679 | 294.0287 | 200.5645 | 368.0259 | 351.8333 | 341.8318 | 241.6384 | 333.4108 | 354.5974 | 405.9518 | 386.0909 | 400.8101 | 429.8226 | 352.1119
5946 | 18 | 248 | 9 | 299.7938 | 171.5447 | 384.8718 | 455.9196 | 381.2679 | 321.5661 | 302.9385 | 300.0703 | 206.8165 | 420.1763 | 401.5672 | 447.0304 | 252.478 | 348.9127 | 382.3701 | 430.9739 | 392.0879 | 478.6204 | 430.9806 | 409.3886
5947 | 19 | 248 | 9 | 296.2332 | 171.1483 | 352.2732 | 451.8944 | 376.4989 | 322.5666 | 299.3946 | 296.8953 | 188.8972 | 409.2969 | 402.7562 | 446.6311 | 247.73 | 335.3795 | 363.2005 | 414.4802 | 377.3716 | 477.0493 | 417.0326 | 390.5307
5948 | 20 | 248 | 9 | 295.0002 | 171.8118 | 332.9713 | 448.0494 | 395.4581 | 331.74 | 292.9342 | 301.044 | 181.8187 | 394.4296 | 393.8988 | 440.1374 | 245.3464 | 347.4094 | 337.6586 | 402.2157 | 394.4877 | 460.1304 | 417.7658 | 383.3252
5949 | 21 | 248 | 9 | 294.6447 | 180.9666 | 325.2669 | 420.2639 | 408.9535 | 349.5944 | 291.7173 | 302.4946 | 178.9926 | 433.5339 | 381.0654 | 473.295 | 245.2958 | 371.2788 | 329.2849 | 403.8652 | 419.9107 | 483.4329 | 427.5755 | 426.0261
5950 | 22 | 248 | 9 | 299.0978 | 185.0576 | 316.3469 | 429.9758 | 392.6821 | 340.1387 | 288.6836 | 302.3743 | 178.0748 | 421.6677 | 399.7753 | 483.2993 | 248.5898 | 393.9471 | 327.4291 | 400.5185 | 431.7204 | 495.8842 | 434.7652 | 446.5584
5951 | 23 | 248 | 9 | 300.6498 | 199.1817 | 313.2599 | 452.627 | 395.793 | 333.7374 | 285.7888 | 305.7323 | 177.5926 | 411.3775 | 386.0652 | 459.0158 | 249.725 | 400.402 | 330.0695 | 402.9982 | 432.6662 | 485.9634 | 434.3254 | 430.4966
5952 | 0 | 249 | 9 | 309.9616 | 211.9786 | 313.809 | 430.3548 | 393.1594 | 329.2053 | 284.1529 | 308.7374 | 176.2601 | 397.8275 | 384.6092 | 453.3641 | 256.9957 | 388.3767 | 332.6595 | 398.4926 | 430.1669 | 469.5519 | 431.3012 | 421.696
5953 | 1 | 249 | 9 | 317.2976 | 221.1056 | 313.6356 | 417.2898 | 385.9734 | 330.109 | 282.6732 | 310.2706 | 176.4966 | 393.7214 | 383.5715 | 452.4038 | 258.3217 | 394.8285 | 334.0284 | 398.7733 | 428.6508 | 455.1088 | 430.1054 | 421.4963
5954 | 2 | 249 | 9 | 324.7712 | 229.9391 | 315.7155 | 417.0486 | 391.7294 | 330.6235 | 282.705 | 311.5059 | 177.0517 | 393.665 | 377.6064 | 448.2296 | 266.6187 | 399.5501 | 340.885 | 395.7781 | 431.3075 | 456.2391 | 435.247 | 413.3299
5955 | 3 | 249 | 9 | 326.0988 | 226.1311 | 320.5688 | 414.3647 | 409.9136 | 358.7448 | 281.8244 | 310.3625 | 177.0629 | 396.6404 | 387.5445 | 453.8892 | 262.022 | 407.8963 | 349.0519 | 400.2794 | 441.1904 | 453.016 | 432.1539 | 419.7139
5956 | 4 | 249 | 9 | 324.6259 | 226.7922 | 324.8077 | 420.9942 | 405.9403 | 339.618 | 280.0513 | 308.0657 | 180.3595 | 408.295 | 392.22 | 473.0388 | 260.8645 | 392.5796 | 352.854 | 399.3365 | 437.0837 | 449.2253 | 437.5445 | 423.3938
5957 | 5 | 249 | 9 | 320.7248 | 196.846 | 321.3374 | 419.0708 | 327.2899 | 309.4731 | 276.4565 | 304.7072 | 169.778 | 427.5116 | 392.0859 | 488.5849 | 245.8552 | 343.2816 | 343.6203 | 394.4833 | 350.7905 | 460.7548 | 407.0072 | 437.888
5958 | 6 | 249 | 9 | 289.3626 | 121.6483 | 292.9911 | 353.0723 | 219.0928 | 177.2898 | 251.7931 | 272.9241 | 127.4747 | 341.8986 | 348.6225 | 371.4339 | 233.0991 | 235.383 | 300.7895 | 330.767 | 249.3228 | 426.258 | 360.279 | 360.7617
5959 | 7 | 249 | 9 | 255.0235 | 115.9336 | 261.9516 | 316.7224 | 210.0654 | 168.2323 | 231.8734 | 256.6463 | 109.3739 | 263.0658 | 314.5163 | 264.9973 | 215.8432 | 209.8448 | 251.4154 | 300.5861 | 222.3142 | 331.9633 | 342.0968 | 262.2646
5960 | 8 | 249 | 9 | 238.1023 | 114.8119 | 265.2724 | 296.0052 | 206.0347 | 172.3161 | 229.1795 | 244.0216 | 102.7606 | 235.2428 | 304.3953 | 239.3413 | 222.5251 | 204.7511 | 239.6587 | 293.7159 | 219.9939 | 283.2283 | 331.3285 | 229.8242
5961 | 9 | 249 | 9 | 236.3927 | 113.9545 | 264.0441 | 307.0441 | 202.4914 | 171.8048 | 230.5019 | 244.1676 | 101.644 | 222.554 | 303.0881 | 233.082 | 202.8453 | 202.2539 | 235.8756 | 293.3499 | 218.2222 | 266.9012 | 331.3827 | 219.145
5962 | 10 | 249 | 9 | 232.8873 | 116.32 | 264.9669 | 311.1559 | 198.201 | 159.7865 | 227.0507 | 244.4127 | 103.1794 | 221.2284 | 299.7372 | 234.8174 | 201.9902 | 202.987 | 229.7953 | 295.5666 | 217.7513 | 267.9544 | 334.4766 | 216.7422
5963 | 11 | 249 | 9 | 233.5368 | 119.3677 | 274.6754 | 316.1524 | 198.622 | 164.9314 | 227.0571 | 243.9206 | 103.4249 | 222.5436 | 295.9651 | 235.0227 | 205.1463 | 211.6578 | 236.821 | 299.708 | 221.1221 | 266.5774 | 337.6655 | 220.5284
5964 | 12 | 249 | 9 | 233.7111 | 116.664 | 283.7324 | 327.7196 | 200.6731 | 164.9305 | 228.9768 | 240.124 | 105.6348 | 230.554 | 299.9274 | 234.2483 | 199.0494 | 218.2453 | 242.2827 | 301.106 | 221.6869 | 272.6913 | 337.7896 | 223.2721
5965 | 13 | 249 | 9 | 235.7733 | 121.0353 | 290.556 | 328.7794 | 198.181 | 164.0766 | 230.7738 | 227.8314 | 111.3748 | 232.6634 | 297.636 | 238.6755 | 199.0294 | 207.0387 | 240.2834 | 304.0929 | 217.9689 | 280.1192 | 343.8694 | 225.331
5966 | 14 | 249 | 9 | 237.3645 | 121.9855 | 298.0961 | 335.5312 | 201.1552 | 164.3089 | 229.6806 | 226.4704 | 112.8468 | 238.0022 | 301.2846 | 238.6921 | 197.5087 | 210.1677 | 246.3032 | 308.3201 | 223.0434 | 284.8011 | 345.7387 | 229.6068
5967 | 15 | 249 | 9 | 236.0395 | 124.4468 | 295.9658 | 355.4729 | 214.6765 | 170.4637 | 242.6406 | 231.2652 | 118.8631 | 242.7218 | 304.7893 | 243.6258 | 191.5703 | 207.7176 | 248.3017 | 312.7579 | 235.6454 | 300.5462 | 350.6979 | 236.2021
5968 | 16 | 249 | 9 | 265.1139 | 151.4238 | 300.662 | 367.1934 | 262.1071 | 184.6351 | 271.9675 | 267.9233 | 146.1267 | 276.3549 | 311.4725 | 264.8297 | 219.9302 | 235.5889 | 274.387 | 340.0636 | 282.6176 | 336.0128 | 387.5535 | 270.7089
5969 | 17 | 249 | 9 | 291.9131 | 171.6072 | 351.0557 | 428.221 | 368.274 | 287.8739 | 302.679 | 294.0287 | 200.5645 | 368.0259 | 351.8333 | 341.8318 | 241.6384 | 333.4108 | 354.5974 | 405.9518 | 386.0909 | 400.8101 | 429.8226 | 352.1119
5970 | 18 | 249 | 9 | 299.7938 | 171.5447 | 384.8718 | 455.9196 | 381.2679 | 321.5661 | 302.9385 | 300.0703 | 206.8165 | 420.1763 | 401.5672 | 447.0304 | 252.478 | 348.9127 | 382.3701 | 430.9739 | 392.0879 | 478.6204 | 430.9806 | 409.3886
5971 | 19 | 249 | 9 | 296.2332 | 171.1483 | 352.2732 | 451.8944 | 376.4989 | 322.5666 | 299.3946 | 296.8953 | 188.8972 | 409.2969 | 402.7562 | 446.6311 | 247.73 | 335.3795 | 363.2005 | 414.4802 | 377.3716 | 477.0493 | 417.0326 | 390.5307
5972 | 20 | 249 | 9 | 295.0002 | 171.8118 | 332.9713 | 448.0494 | 395.4581 | 331.74 | 292.9342 | 301.044 | 181.8187 | 394.4296 | 393.8988 | 440.1374 | 245.3464 | 347.4094 | 337.6586 | 402.2157 | 394.4877 | 460.1304 | 417.7658 | 383.3252
5973 | 21 | 249 | 9 | 294.6447 | 180.9666 | 325.2669 | 420.2639 | 408.9535 | 349.5944 | 291.7173 | 302.4946 | 178.9926 | 433.5339 | 381.0654 | 473.295 | 245.2958 | 371.2788 | 329.2849 | 403.8652 | 419.9107 | 483.4329 | 427.5755 | 426.0261
5974 | 22 | 249 | 9 | 299.0978 | 185.0576 | 316.3469 | 429.9758 | 392.6821 | 340.1387 | 288.6836 | 302.3743 | 178.0748 | 421.6677 | 399.7753 | 483.2993 | 248.5898 | 393.9471 | 327.4291 | 400.5185 | 431.7204 | 495.8842 | 434.7652 | 446.5584
5975 | 23 | 249 | 9 | 300.6498 | 199.1817 | 313.2599 | 452.627 | 395.793 | 333.7374 | 285.7888 | 305.7323 | 177.5926 | 411.3775 | 386.0652 | 459.0158 | 249.725 | 400.402 | 330.0695 | 402.9982 | 432.6662 | 485.9634 | 434.3254 | 430.4966
5976 | 0 | 250 | 9 | 309.9616 | 211.9786 | 313.809 | 430.3548 | 393.1594 | 329.2053 | 284.1529 | 308.7374 | 176.2601 | 397.8275 | 384.6092 | 453.3641 | 256.9957 | 388.3767 | 332.6595 | 398.4926 | 430.1669 | 469.5519 | 431.3012 | 421.696
5977 | 1 | 250 | 9 | 317.2976 | 221.1056 | 313.6356 | 417.2898 | 385.9734 | 330.109 | 282.6732 | 310.2706 | 176.4966 | 393.7214 | 383.5715 | 452.4038 | 258.3217 | 394.8285 | 334.0284 | 398.7733 | 428.6508 | 455.1088 | 430.1054 | 421.4963
5978 | 2 | 250 | 9 | 324.7712 | 229.9391 | 315.7155 | 417.0486 | 391.7294 | 330.6235 | 282.705 | 311.5059 | 177.0517 | 393.665 | 377.6064 | 448.2296 | 266.6187 | 399.5501 | 340.885 | 395.7781 | 431.3075 | 456.2391 | 435.247 | 413.3299
5979 | 3 | 250 | 9 | 326.0988 | 226.1311 | 320.5688 | 414.3647 | 409.9136 | 358.7448 | 281.8244 | 310.3625 | 177.0629 | 396.6404 | 387.5445 | 453.8892 | 262.022 | 407.8963 | 349.0519 | 400.2794 | 441.1904 | 453.016 | 432.1539 | 419.7139
5980 | 4 | 250 | 9 | 324.6259 | 226.7922 | 324.8077 | 420.9942 | 405.9403 | 339.618 | 280.0513 | 308.0657 | 180.3595 | 408.295 | 392.22 | 473.0388 | 260.8645 | 392.5796 | 352.854 | 399.3365 | 437.0837 | 449.2253 | 437.5445 | 423.3938
5981 | 5 | 250 | 9 | 320.7248 | 196.846 | 321.3374 | 419.0708 | 327.2899 | 309.4731 | 276.4565 | 304.7072 | 169.778 | 427.5116 | 392.0859 | 488.5849 | 245.8552 | 343.2816 | 343.6203 | 394.4833 | 350.7905 | 460.7548 | 407.0072 | 437.888
5982 | 6 | 250 | 9 | 289.3626 | 121.6483 | 292.9911 | 353.0723 | 219.0928 | 177.2898 | 251.7931 | 272.9241 | 127.4747 | 341.8986 | 348.6225 | 371.4339 | 233.0991 | 235.383 | 300.7895 | 330.767 | 249.3228 | 426.258 | 360.279 | 360.7617
5983 | 7 | 250 | 9 | 255.0235 | 115.9336 | 261.9516 | 316.7224 | 210.0654 | 168.2323 | 231.8734 | 256.6463 | 109.3739 | 263.0658 | 314.5163 | 264.9973 | 215.8432 | 209.8448 | 251.4154 | 300.5861 | 222.3142 | 331.9633 | 342.0968 | 262.2646
5984 | 8 | 250 | 9 | 238.1023 | 114.8119 | 265.2724 | 296.0052 | 206.0347 | 172.3161 | 229.1795 | 244.0216 | 102.7606 | 235.2428 | 304.3953 | 239.3413 | 222.5251 | 204.7511 | 239.6587 | 293.7159 | 219.9939 | 283.2283 | 331.3285 | 229.8242
5985 | 9 | 250 | 9 | 236.3927 | 113.9545 | 264.0441 | 307.0441 | 202.4914 | 171.8048 | 230.5019 | 244.1676 | 101.644 | 222.554 | 303.0881 | 233.082 | 202.8453 | 202.2539 | 235.8756 | 293.3499 | 218.2222 | 266.9012 | 331.3827 | 219.145
5986 | 10 | 250 | 9 | 232.8873 | 116.32 | 264.9669 | 311.1559 | 198.201 | 159.7865 | 227.0507 | 244.4127 | 103.1794 | 221.2284 | 299.7372 | 234.8174 | 201.9902 | 202.987 | 229.7953 | 295.5666 | 217.7513 | 267.9544 | 334.4766 | 216.7422
5987 | 11 | 250 | 9 | 233.5368 | 119.3677 | 274.6754 | 316.1524 | 198.622 | 164.9314 | 227.0571 | 243.9206 | 103.4249 | 222.5436 | 295.9651 | 235.0227 | 205.1463 | 211.6578 | 236.821 | 299.708 | 221.1221 | 266.5774 | 337.6655 | 220.5284
5988 | 12 | 250 | 9 | 233.7111 | 116.664 | 283.7324 | 327.7196 | 200.6731 | 164.9305 | 228.9768 | 240.124 | 105.6348 | 230.554 | 299.9274 | 234.2483 | 199.0494 | 218.2453 | 242.2827 | 301.106 | 221.6869 | 272.6913 | 337.7896 | 223.2721
5989 | 13 | 250 | 9 | 235.7733 | 121.0353 | 290.556 | 328.7794 | 198.181 | 164.0766 | 230.7738 | 227.8314 | 111.3748 | 232.6634 | 297.636 | 238.6755 | 199.0294 | 207.0387 | 240.2834 | 304.0929 | 217.9689 | 280.1192 | 343.8694 | 225.331
5990 | 14 | 250 | 9 | 237.3645 | 121.9855 | 298.0961 | 335.5312 | 201.1552 | 164.3089 | 229.6806 | 226.4704 | 112.8468 | 238.0022 | 301.2846 | 238.6921 | 197.5087 | 210.1677 | 246.3032 | 308.3201 | 223.0434 | 284.8011 | 345.7387 | 229.6068
5991 | 15 | 250 | 9 | 236.0395 | 124.4468 | 295.9658 | 355.4729 | 214.6765 | 170.4637 | 242.6406 | 231.2652 | 118.8631 | 242.7218 | 304.7893 | 243.6258 | 191.5703 | 207.7176 | 248.3017 | 312.7579 | 235.6454 | 300.5462 | 350.6979 | 236.2021
5992 | 16 | 250 | 9 | 265.1139 | 151.4238 | 300.662 | 367.1934 | 262.1071 | 184.6351 | 271.9675 | 267.9233 | 146.1267 | 276.3549 | 311.4725 | 264.8297 | 219.9302 | 235.5889 | 274.387 | 340.0636 | 282.6176 | 336.0128 | 387.5535 | 270.7089
5993 | 17 | 250 | 9 | 291.9131 | 171.6072 | 351.0557 | 428.221 | 368.274 | 287.8739 | 302.679 | 294.0287 | 200.5645 | 368.0259 | 351.8333 | 341.8318 | 241.6384 | 333.4108 | 354.5974 | 405.9518 | 386.0909 | 400.8101 | 429.8226 | 352.1119
5994 | 18 | 250 | 9 | 299.7938 | 171.5447 | 384.8718 | 455.9196 | 381.2679 | 321.5661 | 302.9385 | 300.0703 | 206.8165 | 420.1763 | 401.5672 | 447.0304 | 252.478 | 348.9127 | 382.3701 | 430.9739 | 392.0879 | 478.6204 | 430.9806 | 409.3886
5995 | 19 | 250 | 9 | 296.2332 | 171.1483 | 352.2732 | 451.8944 | 376.4989 | 322.5666 | 299.3946 | 296.8953 | 188.8972 | 409.2969 | 402.7562 | 446.6311 | 247.73 | 335.3795 | 363.2005 | 414.4802 | 377.3716 | 477.0493 | 417.0326 | 390.5307
5996 | 20 | 250 | 9 | 295.0002 | 171.8118 | 332.9713 | 448.0494 | 395.4581 | 331.74 | 292.9342 | 301.044 | 181.8187 | 394.4296 | 393.8988 | 440.1374 | 245.3464 | 347.4094 | 337.6586 | 402.2157 | 394.4877 | 460.1304 | 417.7658 | 383.3252
5997 | 21 | 250 | 9 | 294.6447 | 180.9666 | 325.2669 | 420.2639 | 408.9535 | 349.5944 | 291.7173 | 302.4946 | 178.9926 | 433.5339 | 381.0654 | 473.295 | 245.2958 | 371.2788 | 329.2849 | 403.8652 | 419.9107 | 483.4329 | 427.5755 | 426.0261
5998 | 22 | 250 | 9 | 299.0978 | 185.0576 | 316.3469 | 429.9758 | 392.6821 | 340.1387 | 288.6836 | 302.3743 | 178.0748 | 421.6677 | 399.7753 | 483.2993 | 248.5898 | 393.9471 | 327.4291 | 400.5185 | 431.7204 | 495.8842 | 434.7652 | 446.5584
5999 | 23 | 250 | 9 | 300.6498 | 199.1817 | 313.2599 | 452.627 | 395.793 | 333.7374 | 285.7888 | 305.7323 | 177.5926 | 411.3775 | 386.0652 | 459.0158 | 249.725 | 400.402 | 330.0695 | 402.9982 | 432.6662 | 485.9634 | 434.3254 | 430.4966
6000 | 0 | 251 | 9 | 309.9616 | 211.9786 | 313.809 | 430.3548 | 393.1594 | 329.2053 | 284.1529 | 308.7374 | 176.2601 | 397.8275 | 384.6092 | 453.3641 | 256.9957 | 388.3767 | 332.6595 | 398.4926 | 430.1669 | 469.5519 | 431.3012 | 421.696
6001 | 1 | 251 | 9 | 317.2976 | 221.1056 | 313.6356 | 417.2898 | 385.9734 | 330.109 | 282.6732 | 310.2706 | 176.4966 | 393.7214 | 383.5715 | 452.4038 | 258.3217 | 394.8285 | 334.0284 | 398.7733 | 428.6508 | 455.1088 | 430.1054 | 421.4963
6002 | 2 | 251 | 9 | 324.7712 | 229.9391 | 315.7155 | 417.0486 | 391.7294 | 330.6235 | 282.705 | 311.5059 | 177.0517 | 393.665 | 377.6064 | 448.2296 | 266.6187 | 399.5501 | 340.885 | 395.7781 | 431.3075 | 456.2391 | 435.247 | 413.3299
6003 | 3 | 251 | 9 | 326.0988 | 226.1311 | 320.5688 | 414.3647 | 409.9136 | 358.7448 | 281.8244 | 310.3625 | 177.0629 | 396.6404 | 387.5445 | 453.8892 | 262.022 | 407.8963 | 349.0519 | 400.2794 | 441.1904 | 453.016 | 432.1539 | 419.7139
6004 | 4 | 251 | 9 | 324.6259 | 226.7922 | 324.8077 | 420.9942 | 405.9403 | 339.618 | 280.0513 | 308.0657 | 180.3595 | 408.295 | 392.22 | 473.0388 | 260.8645 | 392.5796 | 352.854 | 399.3365 | 437.0837 | 449.2253 | 437.5445 | 423.3938
6005 | 5 | 251 | 9 | 320.7248 | 196.846 | 321.3374 | 419.0708 | 327.2899 | 309.4731 | 276.4565 | 304.7072 | 169.778 | 427.5116 | 392.0859 | 488.5849 | 245.8552 | 343.2816 | 343.6203 | 394.4833 | 350.7905 | 460.7548 | 407.0072 | 437.888
6006 | 6 | 251 | 9 | 289.3626 | 121.6483 | 292.9911 | 353.0723 | 219.0928 | 177.2898 | 251.7931 | 272.9241 | 127.4747 | 341.8986 | 348.6225 | 371.4339 | 233.0991 | 235.383 | 300.7895 | 330.767 | 249.3228 | 426.258 | 360.279 | 360.7617
6007 | 7 | 251 | 9 | 255.0235 | 115.9336 | 261.9516 | 316.7224 | 210.0654 | 168.2323 | 231.8734 | 256.6463 | 109.3739 | 263.0658 | 314.5163 | 264.9973 | 215.8432 | 209.8448 | 251.4154 | 300.5861 | 222.3142 | 331.9633 | 342.0968 | 262.2646
6008 | 8 | 251 | 9 | 238.1023 | 114.8119 | 265.2724 | 296.0052 | 206.0347 | 172.3161 | 229.1795 | 244.0216 | 102.7606 | 235.2428 | 304.3953 | 239.3413 | 222.5251 | 204.7511 | 239.6587 | 293.7159 | 219.9939 | 283.2283 | 331.3285 | 229.8242
6009 | 9 | 251 | 9 | 236.3927 | 113.9545 | 264.0441 | 307.0441 | 202.4914 | 171.8048 | 230.5019 | 244.1676 | 101.644 | 222.554 | 303.0881 | 233.082 | 202.8453 | 202.2539 | 235.8756 | 293.3499 | 218.2222 | 266.9012 | 331.3827 | 219.145
6010 | 10 | 251 | 9 | 232.8873 | 116.32 | 264.9669 | 311.1559 | 198.201 | 159.7865 | 227.0507 | 244.4127 | 103.1794 | 221.2284 | 299.7372 | 234.8174 | 201.9902 | 202.987 | 229.7953 | 295.5666 | 217.7513 | 267.9544 | 334.4766 | 216.7422
6011 | 11 | 251 | 9 | 233.5368 | 119.3677 | 274.6754 | 316.1524 | 198.622 | 164.9314 | 227.0571 | 243.9206 | 103.4249 | 222.5436 | 295.9651 | 235.0227 | 205.1463 | 211.6578 | 236.821 | 299.708 | 221.1221 | 266.5774 | 337.6655 | 220.5284
6012 | 12 | 251 | 9 | 233.7111 | 116.664 | 283.7324 | 327.7196 | 200.6731 | 164.9305 | 228.9768 | 240.124 | 105.6348 | 230.554 | 299.9274 | 234.2483 | 199.0494 | 218.2453 | 242.2827 | 301.106 | 221.6869 | 272.6913 | 337.7896 | 223.2721
6013 | 13 | 251 | 9 | 235.7733 | 121.0353 | 290.556 | 328.7794 | 198.181 | 164.0766 | 230.7738 | 227.8314 | 111.3748 | 232.6634 | 297.636 | 238.6755 | 199.0294 | 207.0387 | 240.2834 | 304.0929 | 217.9689 | 280.1192 | 343.8694 | 225.331
6014 | 14 | 251 | 9 | 237.3645 | 121.9855 | 298.0961 | 335.5312 | 201.1552 | 164.3089 | 229.6806 | 226.4704 | 112.8468 | 238.0022 | 301.2846 | 238.6921 | 197.5087 | 210.1677 | 246.3032 | 308.3201 | 223.0434 | 284.8011 | 345.7387 | 229.6068
6015 | 15 | 251 | 9 | 236.0395 | 124.4468 | 295.9658 | 355.4729 | 214.6765 | 170.4637 | 242.6406 | 231.2652 | 118.8631 | 242.7218 | 304.7893 | 243.6258 | 191.5703 | 207.7176 | 248.3017 | 312.7579 | 235.6454 | 300.5462 | 350.6979 | 236.2021
6016 | 16 | 251 | 9 | 265.1139 | 151.4238 | 300.662 | 367.1934 | 262.1071 | 184.6351 | 271.9675 | 267.9233 | 146.1267 | 276.3549 | 311.4725 | 264.8297 | 219.9302 | 235.5889 | 274.387 | 340.0636 | 282.6176 | 336.0128 | 387.5535 | 270.7089
6017 | 17 | 251 | 9 | 291.9131 | 171.6072 | 351.0557 | 428.221 | 368.274 | 287.8739 | 302.679 | 294.0287 | 200.5645 | 368.0259 | 351.8333 | 341.8318 | 241.6384 | 333.4108 | 354.5974 | 405.9518 | 386.0909 | 400.8101 | 429.8226 | 352.1119
6018 | 18 | 251 | 9 | 299.7938 | 171.5447 | 384.8718 | 455.9196 | 381.2679 | 321.5661 | 302.9385 | 300.0703 | 206.8165 | 420.1763 | 401.5672 | 447.0304 | 252.478 | 348.9127 | 382.3701 | 430.9739 | 392.0879 | 478.6204 | 430.9806 | 409.3886
6019 | 19 | 251 | 9 | 296.2332 | 171.1483 | 352.2732 | 451.8944 | 376.4989 | 322.5666 | 299.3946 | 296.8953 | 188.8972 | 409.2969 | 402.7562 | 446.6311 | 247.73 | 335.3795 | 363.2005 | 414.4802 | 377.3716 | 477.0493 | 417.0326 | 390.5307
6020 | 20 | 251 | 9 | 295.0002 | 171.8118 | 332.9713 | 448.0494 | 395.4581 | 331.74 | 292.9342 | 301.044 | 181.8187 | 394.4296 | 393.8988 | 440.1374 | 245.3464 | 347.4094 | 337.6586 | 402.2157 | 394.4877 | 460.1304 | 417.7658 | 383.3252
6021 | 21 | 251 | 9 | 294.6447 | 180.9666 | 325.2669 | 420.2639 | 408.9535 | 349.5944 | 291.7173 | 302.4946 | 178.9926 | 433.5339 | 381.0654 | 473.295 | 245.2958 | 371.2788 | 329.2849 | 403.8652 | 419.9107 | 483.4329 | 427.5755 | 426.0261
6022 | 22 | 251 | 9 | 299.0978 | 185.0576 | 316.3469 | 429.9758 | 392.6821 | 340.1387 | 288.6836 | 302.3743 | 178.0748 | 421.6677 | 399.7753 | 483.2993 | 248.5898 | 393.9471 | 327.4291 | 400.5185 | 431.7204 | 495.8842 | 434.7652 | 446.5584
6023 | 23 | 251 | 9 | 300.6498 | 199.1817 | 313.2599 | 452.627 | 395.793 | 333.7374 | 285.7888 | 305.7323 | 177.5926 | 411.3775 | 386.0652 | 459.0158 | 249.725 | 400.402 | 330.0695 | 402.9982 | 432.6662 | 485.9634 | 434.3254 | 430.4966
6024 | 0 | 252 | 9 | 309.9616 | 211.9786 | 313.809 | 430.3548 | 393.1594 | 329.2053 | 284.1529 | 308.7374 | 176.2601 | 397.8275 | 384.6092 | 453.3641 | 256.9957 | 388.3767 | 332.6595 | 398.4926 | 430.1669 | 469.5519 | 431.3012 | 421.696
6025 | 1 | 252 | 9 | 317.2976 | 221.1056 | 313.6356 | 417.2898 | 385.9734 | 330.109 | 282.6732 | 310.2706 | 176.4966 | 393.7214 | 383.5715 | 452.4038 | 258.3217 | 394.8285 | 334.0284 | 398.7733 | 428.6508 | 455.1088 | 430.1054 | 421.4963
6026 | 2 | 252 | 9 | 324.7712 | 229.9391 | 315.7155 | 417.0486 | 391.7294 | 330.6235 | 282.705 | 311.5059 | 177.0517 | 393.665 | 377.6064 | 448.2296 | 266.6187 | 399.5501 | 340.885 | 395.7781 | 431.3075 | 456.2391 | 435.247 | 413.3299
6027 | 3 | 252 | 9 | 326.0988 | 226.1311 | 320.5688 | 414.3647 | 409.9136 | 358.7448 | 281.8244 | 310.3625 | 177.0629 | 396.6404 | 387.5445 | 453.8892 | 262.022 | 407.8963 | 349.0519 | 400.2794 | 441.1904 | 453.016 | 432.1539 | 419.7139
6028 | 4 | 252 | 9 | 324.6259 | 226.7922 | 324.8077 | 420.9942 | 405.9403 | 339.618 | 280.0513 | 308.0657 | 180.3595 | 408.295 | 392.22 | 473.0388 | 260.8645 | 392.5796 | 352.854 | 399.3365 | 437.0837 | 449.2253 | 437.5445 | 423.3938
6029 | 5 | 252 | 9 | 320.7248 | 196.846 | 321.3374 | 419.0708 | 327.2899 | 309.4731 | 276.4565 | 304.7072 | 169.778 | 427.5116 | 392.0859 | 488.5849 | 245.8552 | 343.2816 | 343.6203 | 394.4833 | 350.7905 | 460.7548 | 407.0072 | 437.888
6030 | 6 | 252 | 9 | 289.3626 | 121.6483 | 292.9911 | 353.0723 | 219.0928 | 177.2898 | 251.7931 | 272.9241 | 127.4747 | 341.8986 | 348.6225 | 371.4339 | 233.0991 | 235.383 | 300.7895 | 330.767 | 249.3228 | 426.258 | 360.279 | 360.7617
6031 | 7 | 252 | 9 | 255.0235 | 115.9336 | 261.9516 | 316.7224 | 210.0654 | 168.2323 | 231.8734 | 256.6463 | 109.3739 | 263.0658 | 314.5163 | 264.9973 | 215.8432 | 209.8448 | 251.4154 | 300.5861 | 222.3142 | 331.9633 | 342.0968 | 262.2646
6032 | 8 | 252 | 9 | 238.1023 | 114.8119 | 265.2724 | 296.0052 | 206.0347 | 172.3161 | 229.1795 | 244.0216 | 102.7606 | 235.2428 | 304.3953 | 239.3413 | 222.5251 | 204.7511 | 239.6587 | 293.7159 | 219.9939 | 283.2283 | 331.3285 | 229.8242
6033 | 9 | 252 | 9 | 236.3927 | 113.9545 | 264.0441 | 307.0441 | 202.4914 | 171.8048 | 230.5019 | 244.1676 | 101.644 | 222.554 | 303.0881 | 233.082 | 202.8453 | 202.2539 | 235.8756 | 293.3499 | 218.2222 | 266.9012 | 331.3827 | 219.145
6034 | 10 | 252 | 9 | 232.8873 | 116.32 | 264.9669 | 311.1559 | 198.201 | 159.7865 | 227.0507 | 244.4127 | 103.1794 | 221.2284 | 299.7372 | 234.8174 | 201.9902 | 202.987 | 229.7953 | 295.5666 | 217.7513 | 267.9544 | 334.4766 | 216.7422
6035 | 11 | 252 | 9 | 233.5368 | 119.3677 | 274.6754 | 316.1524 | 198.622 | 164.9314 | 227.0571 | 243.9206 | 103.4249 | 222.5436 | 295.9651 | 235.0227 | 205.1463 | 211.6578 | 236.821 | 299.708 | 221.1221 | 266.5774 | 337.6655 | 220.5284
6036 | 12 | 252 | 9 | 233.7111 | 116.664 | 283.7324 | 327.7196 | 200.6731 | 164.9305 | 228.9768 | 240.124 | 105.6348 | 230.554 | 299.9274 | 234.2483 | 199.0494 | 218.2453 | 242.2827 | 301.106 | 221.6869 | 272.6913 | 337.7896 | 223.2721
6037 | 13 | 252 | 9 | 235.7733 | 121.0353 | 290.556 | 328.7794 | 198.181 | 164.0766 | 230.7738 | 227.8314 | 111.3748 | 232.6634 | 297.636 | 238.6755 | 199.0294 | 207.0387 | 240.2834 | 304.0929 | 217.9689 | 280.1192 | 343.8694 | 225.331
6038 | 14 | 252 | 9 | 237.3645 | 121.9855 | 298.0961 | 335.5312 | 201.1552 | 164.3089 | 229.6806 | 226.4704 | 112.8468 | 238.0022 | 301.2846 | 238.6921 | 197.5087 | 210.1677 | 246.3032 | 308.3201 | 223.0434 | 284.8011 | 345.7387 | 229.6068
6039 | 15 | 252 | 9 | 236.0395 | 124.4468 | 295.9658 | 355.4729 | 214.6765 | 170.4637 | 242.6406 | 231.2652 | 118.8631 | 242.7218 | 304.7893 | 243.6258 | 191.5703 | 207.7176 | 248.3017 | 312.7579 | 235.6454 | 300.5462 | 350.6979 | 236.2021
6040 | 16 | 252 | 9 | 265.1139 | 151.4238 | 300.662 | 367.1934 | 262.1071 | 184.6351 | 271.9675 | 267.9233 | 146.1267 | 276.3549 | 311.4725 | 264.8297 | 219.9302 | 235.5889 | 274.387 | 340.0636 | 282.6176 | 336.0128 | 387.5535 | 270.7089
6041 | 17 | 252 | 9 | 291.9131 | 171.6072 | 351.0557 | 428.221 | 368.274 | 287.8739 | 302.679 | 294.0287 | 200.5645 | 368.0259 | 351.8333 | 341.8318 | 241.6384 | 333.4108 | 354.5974 | 405.9518 | 386.0909 | 400.8101 | 429.8226 | 352.1119
6042 | 18 | 252 | 9 | 299.7938 | 171.5447 | 384.8718 | 455.9196 | 381.2679 | 321.5661 | 302.9385 | 300.0703 | 206.8165 | 420.1763 | 401.5672 | 447.0304 | 252.478 | 348.9127 | 382.3701 | 430.9739 | 392.0879 | 478.6204 | 430.9806 | 409.3886
6043 | 19 | 252 | 9 | 296.2332 | 171.1483 | 352.2732 | 451.8944 | 376.4989 | 322.5666 | 299.3946 | 296.8953 | 188.8972 | 409.2969 | 402.7562 | 446.6311 | 247.73 | 335.3795 | 363.2005 | 414.4802 | 377.3716 | 477.0493 | 417.0326 | 390.5307
6044 | 20 | 252 | 9 | 295.0002 | 171.8118 | 332.9713 | 448.0494 | 395.4581 | 331.74 | 292.9342 | 301.044 | 181.8187 | 394.4296 | 393.8988 | 440.1374 | 245.3464 | 347.4094 | 337.6586 | 402.2157 | 394.4877 | 460.1304 | 417.7658 | 383.3252
6045 | 21 | 252 | 9 | 294.6447 | 180.9666 | 325.2669 | 420.2639 | 408.9535 | 349.5944 | 291.7173 | 302.4946 | 178.9926 | 433.5339 | 381.0654 | 473.295 | 245.2958 | 371.2788 | 329.2849 | 403.8652 | 419.9107 | 483.4329 | 427.5755 | 426.0261
6046 | 22 | 252 | 9 | 299.0978 | 185.0576 | 316.3469 | 429.9758 | 392.6821 | 340.1387 | 288.6836 | 302.3743 | 178.0748 | 421.6677 | 399.7753 | 483.2993 | 248.5898 | 393.9471 | 327.4291 | 400.5185 | 431.7204 | 495.8842 | 434.7652 | 446.5584
6047 | 23 | 252 | 9 | 300.6498 | 199.1817 | 313.2599 | 452.627 | 395.793 | 333.7374 | 285.7888 | 305.7323 | 177.5926 | 411.3775 | 386.0652 | 459.0158 | 249.725 | 400.402 | 330.0695 | 402.9982 | 432.6662 | 485.9634 | 434.3254 | 430.4966
6048 | 0 | 253 | 9 | 309.9616 | 211.9786 | 313.809 | 430.3548 | 393.1594 | 329.2053 | 284.1529 | 308.7374 | 176.2601 | 397.8275 | 384.6092 | 453.3641 | 256.9957 | 388.3767 | 332.6595 | 398.4926 | 430.1669 | 469.5519 | 431.3012 | 421.696
6049 | 1 | 253 | 9 | 317.2976 | 221.1056 | 313.6356 | 417.2898 | 385.9734 | 330.109 | 282.6732 | 310.2706 | 176.4966 | 393.7214 | 383.5715 | 452.4038 | 258.3217 | 394.8285 | 334.0284 | 398.7733 | 428.6508 | 455.1088 | 430.1054 | 421.4963
6050 | 2 | 253 | 9 | 324.7712 | 229.9391 | 315.7155 | 417.0486 | 391.7294 | 330.6235 | 282.705 | 311.5059 | 177.0517 | 393.665 | 377.6064 | 448.2296 | 266.6187 | 399.5501 | 340.885 | 395.7781 | 431.3075 | 456.2391 | 435.247 | 413.3299
6051 | 3 | 253 | 9 | 326.0988 | 226.1311 | 320.5688 | 414.3647 | 409.9136 | 358.7448 | 281.8244 | 310.3625 | 177.0629 | 396.6404 | 387.5445 | 453.8892 | 262.022 | 407.8963 | 349.0519 | 400.2794 | 441.1904 | 453.016 | 432.1539 | 419.7139
6052 | 4 | 253 | 9 | 324.6259 | 226.7922 | 324.8077 | 420.9942 | 405.9403 | 339.618 | 280.0513 | 308.0657 | 180.3595 | 408.295 | 392.22 | 473.0388 | 260.8645 | 392.5796 | 352.854 | 399.3365 | 437.0837 | 449.2253 | 437.5445 | 423.3938
6053 | 5 | 253 | 9 | 320.7248 | 196.846 | 321.3374 | 419.0708 | 327.2899 | 309.4731 | 276.4565 | 304.7072 | 169.778 | 427.5116 | 392.0859 | 488.5849 | 245.8552 | 343.2816 | 343.6203 | 394.4833 | 350.7905 | 460.7548 | 407.0072 | 437.888
6054 | 6 | 253 | 9 | 289.3626 | 121.6483 | 292.9911 | 353.0723 | 219.0928 | 177.2898 | 251.7931 | 272.9241 | 127.4747 | 341.8986 | 348.6225 | 371.4339 | 233.0991 | 235.383 | 300.7895 | 330.767 | 249.3228 | 426.258 | 360.279 | 360.7617
6055 | 7 | 253 | 9 | 255.0235 | 115.9336 | 261.9516 | 316.7224 | 210.0654 | 168.2323 | 231.8734 | 256.6463 | 109.3739 | 263.0658 | 314.5163 | 264.9973 | 215.8432 | 209.8448 | 251.4154 | 300.5861 | 222.3142 | 331.9633 | 342.0968 | 262.2646
6056 | 8 | 253 | 9 | 238.1023 | 114.8119 | 265.2724 | 296.0052 | 206.0347 | 172.3161 | 229.1795 | 244.0216 | 102.7606 | 235.2428 | 304.3953 | 239.3413 | 222.5251 | 204.7511 | 239.6587 | 293.7159 | 219.9939 | 283.2283 | 331.3285 | 229.8242
6057 | 9 | 253 | 9 | 236.3927 | 113.9545 | 264.0441 | 307.0441 | 202.4914 | 171.8048 | 230.5019 | 244.1676 | 101.644 | 222.554 | 303.0881 | 233.082 | 202.8453 | 202.2539 | 235.8756 | 293.3499 | 218.2222 | 266.9012 | 331.3827 | 219.145
6058 | 10 | 253 | 9 | 232.8873 | 116.32 | 264.9669 | 311.1559 | 198.201 | 159.7865 | 227.0507 | 244.4127 | 103.1794 | 221.2284 | 299.7372 | 234.8174 | 201.9902 | 202.987 | 229.7953 | 295.5666 | 217.7513 | 267.9544 | 334.4766 | 216.7422
6059 | 11 | 253 | 9 | 233.5368 | 119.3677 | 274.6754 | 316.1524 | 198.622 | 164.9314 | 227.0571 | 243.9206 | 103.4249 | 222.5436 | 295.9651 | 235.0227 | 205.1463 | 211.6578 | 236.821 | 299.708 | 221.1221 | 266.5774 | 337.6655 | 220.5284
6060 | 12 | 253 | 9 | 233.7111 | 116.664 | 283.7324 | 327.7196 | 200.6731 | 164.9305 | 228.9768 | 240.124 | 105.6348 | 230.554 | 299.9274 | 234.2483 | 199.0494 | 218.2453 | 242.2827 | 301.106 | 221.6869 | 272.6913 | 337.7896 | 223.2721
6061 | 13 | 253 | 9 | 235.7733 | 121.0353 | 290.556 | 328.7794 | 198.181 | 164.0766 | 230.7738 | 227.8314 | 111.3748 | 232.6634 | 297.636 | 238.6755 | 199.0294 | 207.0387 | 240.2834 | 304.0929 | 217.9689 | 280.1192 | 343.8694 | 225.331
6062 | 14 | 253 | 9 | 237.3645 | 121.9855 | 298.0961 | 335.5312 | 201.1552 | 164.3089 | 229.6806 | 226.4704 | 112.8468 | 238.0022 | 301.2846 | 238.6921 | 197.5087 | 210.1677 | 246.3032 | 308.3201 | 223.0434 | 284.8011 | 345.7387 | 229.6068
6063 | 15 | 253 | 9 | 236.0395 | 124.4468 | 295.9658 | 355.4729 | 214.6765 | 170.4637 | 242.6406 | 231.2652 | 118.8631 | 242.7218 | 304.7893 | 243.6258 | 191.5703 | 207.7176 | 248.3017 | 312.7579 | 235.6454 | 300.5462 | 350.6979 | 236.2021
6064 | 16 | 253 | 9 | 265.1139 | 151.4238 | 300.662 | 367.1934 | 262.1071 | 184.6351 | 271.9675 | 267.9233 | 146.1267 | 276.3549 | 311.4725 | 264.8297 | 219.9302 | 235.5889 | 274.387 | 340.0636 | 282.6176 | 336.0128 | 387.5535 | 270.7089
6065 | 17 | 253 | 9 | 291.9131 | 171.6072 | 351.0557 | 428.221 | 368.274 | 287.8739 | 302.679 | 294.0287 | 200.5645 | 368.0259 | 351.8333 | 341.8318 | 241.6384 | 333.4108 | 354.5974 | 405.9518 | 386.0909 | 400.8101 | 429.8226 | 352.1119
6066 | 18 | 253 | 9 | 299.7938 | 171.5447 | 384.8718 | 455.9196 | 381.2679 | 321.5661 | 302.9385 | 300.0703 | 206.8165 | 420.1763 | 401.5672 | 447.0304 | 252.478 | 348.9127 | 382.3701 | 430.9739 | 392.0879 | 478.6204 | 430.9806 | 409.3886
6067 | 19 | 253 | 9 | 296.2332 | 171.1483 | 352.2732 | 451.8944 | 376.4989 | 322.5666 | 299.3946 | 296.8953 | 188.8972 | 409.2969 | 402.7562 | 446.6311 | 247.73 | 335.3795 | 363.2005 | 414.4802 | 377.3716 | 477.0493 | 417.0326 | 390.5307
6068 | 20 | 253 | 9 | 295.0002 | 171.8118 | 332.9713 | 448.0494 | 395.4581 | 331.74 | 292.9342 | 301.044 | 181.8187 | 394.4296 | 393.8988 | 440.1374 | 245.3464 | 347.4094 | 337.6586 | 402.2157 | 394.4877 | 460.1304 | 417.7658 | 383.3252
6069 | 21 | 253 | 9 | 294.6447 | 180.9666 | 325.2669 | 420.2639 | 408.9535 | 349.5944 | 291.7173 | 302.4946 | 178.9926 | 433.5339 | 381.0654 | 473.295 | 245.2958 | 371.2788 | 329.2849 | 403.8652 | 419.9107 | 483.4329 | 427.5755 | 426.0261
6070 | 22 | 253 | 9 | 299.0978 | 185.0576 | 316.3469 | 429.9758 | 392.6821 | 340.1387 | 288.6836 | 302.3743 | 178.0748 | 421.6677 | 399.7753 | 483.2993 | 248.5898 | 393.9471 | 327.4291 | 400.5185 | 431.7204 | 495.8842 | 434.7652 | 446.5584
6071 | 23 | 253 | 9 | 300.6498 | 199.1817 | 313.2599 | 452.627 | 395.793 | 333.7374 | 285.7888 | 305.7323 | 177.5926 | 411.3775 | 386.0652 | 459.0158 | 249.725 | 400.402 | 330.0695 | 402.9982 | 432.6662 | 485.9634 | 434.3254 | 430.4966
6072 | 0 | 254 | 9 | 309.9616 | 211.9786 | 313.809 | 430.3548 | 393.1594 | 329.2053 | 284.1529 | 308.7374 | 176.2601 | 397.8275 | 384.6092 | 453.3641 | 256.9957 | 388.3767 | 332.6595 | 398.4926 | 430.1669 | 469.5519 | 431.3012 | 421.696
6073 | 1 | 254 | 9 | 317.2976 | 221.1056 | 313.6356 | 417.2898 | 385.9734 | 330.109 | 282.6732 | 310.2706 | 176.4966 | 393.7214 | 383.5715 | 452.4038 | 258.3217 | 394.8285 | 334.0284 | 398.7733 | 428.6508 | 455.1088 | 430.1054 | 421.4963
6074 | 2 | 254 | 9 | 324.7712 | 229.9391 | 315.7155 | 417.0486 | 391.7294 | 330.6235 | 282.705 | 311.5059 | 177.0517 | 393.665 | 377.6064 | 448.2296 | 266.6187 | 399.5501 | 340.885 | 395.7781 | 431.3075 | 456.2391 | 435.247 | 413.3299
6075 | 3 | 254 | 9 | 326.0988 | 226.1311 | 320.5688 | 414.3647 | 409.9136 | 358.7448 | 281.8244 | 310.3625 | 177.0629 | 396.6404 | 387.5445 | 453.8892 | 262.022 | 407.8963 | 349.0519 | 400.2794 | 441.1904 | 453.016 | 432.1539 | 419.7139
6076 | 4 | 254 | 9 | 324.6259 | 226.7922 | 324.8077 | 420.9942 | 405.9403 | 339.618 | 280.0513 | 308.0657 | 180.3595 | 408.295 | 392.22 | 473.0388 | 260.8645 | 392.5796 | 352.854 | 399.3365 | 437.0837 | 449.2253 | 437.5445 | 423.3938
6077 | 5 | 254 | 9 | 320.7248 | 196.846 | 321.3374 | 419.0708 | 327.2899 | 309.4731 | 276.4565 | 304.7072 | 169.778 | 427.5116 | 392.0859 | 488.5849 | 245.8552 | 343.2816 | 343.6203 | 394.4833 | 350.7905 | 460.7548 | 407.0072 | 437.888
6078 | 6 | 254 | 9 | 289.3626 | 121.6483 | 292.9911 | 353.0723 | 219.0928 | 177.2898 | 251.7931 | 272.9241 | 127.4747 | 341.8986 | 348.6225 | 371.4339 | 233.0991 | 235.383 | 300.7895 | 330.767 | 249.3228 | 426.258 | 360.279 | 360.7617
6079 | 7 | 254 | 9 | 255.0235 | 115.9336 | 261.9516 | 316.7224 | 210.0654 | 168.2323 | 231.8734 | 256.6463 | 109.3739 | 263.0658 | 314.5163 | 264.9973 | 215.8432 | 209.8448 | 251.4154 | 300.5861 | 222.3142 | 331.9633 | 342.0968 | 262.2646
6080 | 8 | 254 | 9 | 238.1023 | 114.8119 | 265.2724 | 296.0052 | 206.0347 | 172.3161 | 229.1795 | 244.0216 | 102.7606 | 235.2428 | 304.3953 | 239.3413 | 222.5251 | 204.7511 | 239.6587 | 293.7159 | 219.9939 | 283.2283 | 331.3285 | 229.8242
6081 | 9 | 254 | 9 | 236.3927 | 113.9545 | 264.0441 | 307.0441 | 202.4914 | 171.8048 | 230.5019 | 244.1676 | 101.644 | 222.554 | 303.0881 | 233.082 | 202.8453 | 202.2539 | 235.8756 | 293.3499 | 218.2222 | 266.9012 | 331.3827 | 219.145
6082 | 10 | 254 | 9 | 232.8873 | 116.32 | 264.9669 | 311.1559 | 198.201 | 159.7865 | 227.0507 | 244.4127 | 103.1794 | 221.2284 | 299.7372 | 234.8174 | 201.9902 | 202.987 | 229.7953 | 295.5666 | 217.7513 | 267.9544 | 334.4766 | 216.7422
6083 | 11 | 254 | 9 | 233.5368 | 119.3677 | 274.6754 | 316.1524 | 198.622 | 164.9314 | 227.0571 | 243.9206 | 103.4249 | 222.5436 | 295.9651 | 235.0227 | 205.1463 | 211.6578 | 236.821 | 299.708 | 221.1221 | 266.5774 | 337.6655 | 220.5284
6084 | 12 | 254 | 9 | 233.7111 | 116.664 | 283.7324 | 327.7196 | 200.6731 | 164.9305 | 228.9768 | 240.124 | 105.6348 | 230.554 | 299.9274 | 234.2483 | 199.0494 | 218.2453 | 242.2827 | 301.106 | 221.6869 | 272.6913 | 337.7896 | 223.2721
6085 | 13 | 254 | 9 | 235.7733 | 121.0353 | 290.556 | 328.7794 | 198.181 | 164.0766 | 230.7738 | 227.8314 | 111.3748 | 232.6634 | 297.636 | 238.6755 | 199.0294 | 207.0387 | 240.2834 | 304.0929 | 217.9689 | 280.1192 | 343.8694 | 225.331
6086 | 14 | 254 | 9 | 237.3645 | 121.9855 | 298.0961 | 335.5312 | 201.1552 | 164.3089 | 229.6806 | 226.4704 | 112.8468 | 238.0022 | 301.2846 | 238.6921 | 197.5087 | 210.1677 | 246.3032 | 308.3201 | 223.0434 | 284.8011 | 345.7387 | 229.6068
6087 | 15 | 254 | 9 | 236.0395 | 124.4468 | 295.9658 | 355.4729 | 214.6765 | 170.4637 | 242.6406 | 231.2652 | 118.8631 | 242.7218 | 304.7893 | 243.6258 | 191.5703 | 207.7176 | 248.3017 | 312.7579 | 235.6454 | 300.5462 | 350.6979 | 236.2021
6088 | 16 | 254 | 9 | 265.1139 | 151.4238 | 300.662 | 367.1934 | 262.1071 | 184.6351 | 271.9675 | 267.9233 | 146.1267 | 276.3549 | 311.4725 | 264.8297 | 219.9302 | 235.5889 | 274.387 | 340.0636 | 282.6176 | 336.0128 | 387.5535 | 270.7089
6089 | 17 | 254 | 9 | 291.9131 | 171.6072 | 351.0557 | 428.221 | 368.274 | 287.8739 | 302.679 | 294.0287 | 200.5645 | 368.0259 | 351.8333 | 341.8318 | 241.6384 | 333.4108 | 354.5974 | 405.9518 | 386.0909 | 400.8101 | 429.8226 | 352.1119
6090 | 18 | 254 | 9 | 299.7938 | 171.5447 | 384.8718 | 455.9196 | 381.2679 | 321.5661 | 302.9385 | 300.0703 | 206.8165 | 420.1763 | 401.5672 | 447.0304 | 252.478 | 348.9127 | 382.3701 | 430.9739 | 392.0879 | 478.6204 | 430.9806 | 409.3886
6091 | 19 | 254 | 9 | 296.2332 | 171.1483 | 352.2732 | 451.8944 | 376.4989 | 322.5666 | 299.3946 | 296.8953 | 188.8972 | 409.2969 | 402.7562 | 446.6311 | 247.73 | 335.3795 | 363.2005 | 414.4802 | 377.3716 | 477.0493 | 417.0326 | 390.5307
6092 | 20 | 254 | 9 | 295.0002 | 171.8118 | 332.9713 | 448.0494 | 395.4581 | 331.74 | 292.9342 | 301.044 | 181.8187 | 394.4296 | 393.8988 | 440.1374 | 245.3464 | 347.4094 | 337.6586 | 402.2157 | 394.4877 | 460.1304 | 417.7658 | 383.3252
6093 | 21 | 254 | 9 | 294.6447 | 180.9666 | 325.2669 | 420.2639 | 408.9535 | 349.5944 | 291.7173 | 302.4946 | 178.9926 | 433.5339 | 381.0654 | 473.295 | 245.2958 | 371.2788 | 329.2849 | 403.8652 | 419.9107 | 483.4329 | 427.5755 | 426.0261
6094 | 22 | 254 | 9 | 299.0978 | 185.0576 | 316.3469 | 429.9758 | 392.6821 | 340.1387 | 288.6836 | 302.3743 | 178.0748 | 421.6677 | 399.7753 | 483.2993 | 248.5898 | 393.9471 | 327.4291 | 400.5185 | 431.7204 | 495.8842 | 434.7652 | 446.5584
6095 | 23 | 254 | 9 | 300.6498 | 199.1817 | 313.2599 | 452.627 | 395.793 | 333.7374 | 285.7888 | 305.7323 | 177.5926 | 411.3775 | 386.0652 | 459.0158 | 249.725 | 400.402 | 330.0695 | 402.9982 | 432.6662 | 485.9634 | 434.3254 | 430.4966
6096 | 0 | 255 | 9 | 309.9616 | 211.9786 | 313.809 | 430.3548 | 393.1594 | 329.2053 | 284.1529 | 308.7374 | 176.2601 | 397.8275 | 384.6092 | 453.3641 | 256.9957 | 388.3767 | 332.6595 | 398.4926 | 430.1669 | 469.5519 | 431.3012 | 421.696
6097 | 1 | 255 | 9 | 317.2976 | 221.1056 | 313.6356 | 417.2898 | 385.9734 | 330.109 | 282.6732 | 310.2706 | 176.4966 | 393.7214 | 383.5715 | 452.4038 | 258.3217 | 394.8285 | 334.0284 | 398.7733 | 428.6508 | 455.1088 | 430.1054 | 421.4963
6098 | 2 | 255 | 9 | 324.7712 | 229.9391 | 315.7155 | 417.0486 | 391.7294 | 330.6235 | 282.705 | 311.5059 | 177.0517 | 393.665 | 377.6064 | 448.2296 | 266.6187 | 399.5501 | 340.885 | 395.7781 | 431.3075 | 456.2391 | 435.247 | 413.3299
6099 | 3 | 255 | 9 | 326.0988 | 226.1311 | 320.5688 | 414.3647 | 409.9136 | 358.7448 | 281.8244 | 310.3625 | 177.0629 | 396.6404 | 387.5445 | 453.8892 | 262.022 | 407.8963 | 349.0519 | 400.2794 | 441.1904 | 453.016 | 432.1539 | 419.7139
6100 | 4 | 255 | 9 | 324.6259 | 226.7922 | 324.8077 | 420.9942 | 405.9403 | 339.618 | 280.0513 | 308.0657 | 180.3595 | 408.295 | 392.22 | 473.0388 | 260.8645 | 392.5796 | 352.854 | 399.3365 | 437.0837 | 449.2253 | 437.5445 | 423.3938
6101 | 5 | 255 | 9 | 320.7248 | 196.846 | 321.3374 | 419.0708 | 327.2899 | 309.4731 | 276.4565 | 304.7072 | 169.778 | 427.5116 | 392.0859 | 488.5849 | 245.8552 | 343.2816 | 343.6203 | 394.4833 | 350.7905 | 460.7548 | 407.0072 | 437.888
6102 | 6 | 255 | 9 | 289.3626 | 121.6483 | 292.9911 | 353.0723 | 219.0928 | 177.2898 | 251.7931 | 272.9241 | 127.4747 | 341.8986 | 348.6225 | 371.4339 | 233.0991 | 235.383 | 300.7895 | 330.767 | 249.3228 | 426.258 | 360.279 | 360.7617
6103 | 7 | 255 | 9 | 255.0235 | 115.9336 | 261.9516 | 316.7224 | 210.0654 | 168.2323 | 231.8734 | 256.6463 | 109.3739 | 263.0658 | 314.5163 | 264.9973 | 215.8432 | 209.8448 | 251.4154 | 300.5861 | 222.3142 | 331.9633 | 342.0968 | 262.2646
6104 | 8 | 255 | 9 | 238.1023 | 114.8119 | 265.2724 | 296.0052 | 206.0347 | 172.3161 | 229.1795 | 244.0216 | 102.7606 | 235.2428 | 304.3953 | 239.3413 | 222.5251 | 204.7511 | 239.6587 | 293.7159 | 219.9939 | 283.2283 | 331.3285 | 229.8242
6105 | 9 | 255 | 9 | 236.3927 | 113.9545 | 264.0441 | 307.0441 | 202.4914 | 171.8048 | 230.5019 | 244.1676 | 101.644 | 222.554 | 303.0881 | 233.082 | 202.8453 | 202.2539 | 235.8756 | 293.3499 | 218.2222 | 266.9012 | 331.3827 | 219.145
6106 | 10 | 255 | 9 | 232.8873 | 116.32 | 264.9669 | 311.1559 | 198.201 | 159.7865 | 227.0507 | 244.4127 | 103.1794 | 221.2284 | 299.7372 | 234.8174 | 201.9902 | 202.987 | 229.7953 | 295.5666 | 217.7513 | 267.9544 | 334.4766 | 216.7422
6107 | 11 | 255 | 9 | 233.5368 | 119.3677 | 274.6754 | 316.1524 | 198.622 | 164.9314 | 227.0571 | 243.9206 | 103.4249 | 222.5436 | 295.9651 | 235.0227 | 205.1463 | 211.6578 | 236.821 | 299.708 | 221.1221 | 266.5774 | 337.6655 | 220.5284
6108 | 12 | 255 | 9 | 233.7111 | 116.664 | 283.7324 | 327.7196 | 200.6731 | 164.9305 | 228.9768 | 240.124 | 105.6348 | 230.554 | 299.9274 | 234.2483 | 199.0494 | 218.2453 | 242.2827 | 301.106 | 221.6869 | 272.6913 | 337.7896 | 223.2721
6109 | 13 | 255 | 9 | 235.7733 | 121.0353 | 290.556 | 328.7794 | 198.181 | 164.0766 | 230.7738 | 227.8314 | 111.3748 | 232.6634 | 297.636 | 238.6755 | 199.0294 | 207.0387 | 240.2834 | 304.0929 | 217.9689 | 280.1192 | 343.8694 | 225.331
6110 | 14 | 255 | 9 | 237.3645 | 121.9855 | 298.0961 | 335.5312 | 201.1552 | 164.3089 | 229.6806 | 226.4704 | 112.8468 | 238.0022 | 301.2846 | 238.6921 | 197.5087 | 210.1677 | 246.3032 | 308.3201 | 223.0434 | 284.8011 | 345.7387 | 229.6068
6111 | 15 | 255 | 9 | 236.0395 | 124.4468 | 295.9658 | 355.4729 | 214.6765 | 170.4637 | 242.6406 | 231.2652 | 118.8631 | 242.7218 | 304.7893 | 243.6258 | 191.5703 | 207.7176 | 248.3017 | 312.7579 | 235.6454 | 300.5462 | 350.6979 | 236.2021
6112 | 16 | 255 | 9 | 265.1139 | 151.4238 | 300.662 | 367.1934 | 262.1071 | 184.6351 | 271.9675 | 267.9233 | 146.1267 | 276.3549 | 311.4725 | 264.8297 | 219.9302 | 235.5889 | 274.387 | 340.0636 | 282.6176 | 336.0128 | 387.5535 | 270.7089
6113 | 17 | 255 | 9 | 291.9131 | 171.6072 | 351.0557 | 428.221 | 368.274 | 287.8739 | 302.679 | 294.0287 | 200.5645 | 368.0259 | 351.8333 | 341.8318 | 241.6384 | 333.4108 | 354.5974 | 405.9518 | 386.0909 | 400.8101 | 429.8226 | 352.1119
6114 | 18 | 255 | 9 | 299.7938 | 171.5447 | 384.8718 | 455.9196 | 381.2679 | 321.5661 | 302.9385 | 300.0703 | 206.8165 | 420.1763 | 401.5672 | 447.0304 | 252.478 | 348.9127 | 382.3701 | 430.9739 | 392.0879 | 478.6204 | 430.9806 | 409.3886
6115 | 19 | 255 | 9 | 296.2332 | 171.1483 | 352.2732 | 451.8944 | 376.4989 | 322.5666 | 299.3946 | 296.8953 | 188.8972 | 409.2969 | 402.7562 | 446.6311 | 247.73 | 335.3795 | 363.2005 | 414.4802 | 377.3716 | 477.0493 | 417.0326 | 390.5307
6116 | 20 | 255 | 9 | 295.0002 | 171.8118 | 332.9713 | 448.0494 | 395.4581 | 331.74 | 292.9342 | 301.044 | 181.8187 | 394.4296 | 393.8988 | 440.1374 | 245.3464 | 347.4094 | 337.6586 | 402.2157 | 394.4877 | 460.1304 | 417.7658 | 383.3252
6117 | 21 | 255 | 9 | 294.6447 | 180.9666 | 325.2669 | 420.2639 | 408.9535 | 349.5944 | 291.7173 | 302.4946 | 178.9926 | 433.5339 | 381.0654 | 473.295 | 245.2958 | 371.2788 | 329.2849 | 403.8652 | 419.9107 | 483.4329 | 427.5755 | 426.0261
6118 | 22 | 255 | 9 | 299.0978 | 185.0576 | 316.3469 | 429.9758 | 392.6821 | 340.1387 | 288.6836 | 302.3743 | 178.0748 | 421.6677 | 399.7753 | 483.2993 | 248.5898 | 393.9471 | 327.4291 | 400.5185 | 431.7204 | 495.8842 | 434.7652 | 446.5584
6119 | 23 | 255 | 9 | 300.6498 | 199.1817 | 313.2599 | 452.627 | 395.793 | 333.7374 | 285.7888 | 305.7323 | 177.5926 | 411.3775 | 386.0652 | 459.0158 | 249.725 | 400.402 | 330.0695 | 402.9982 | 432.6662 | 485.9634 | 434.3254 | 430.4966
6120 | 0 | 256 | 9 | 309.9616 | 211.9786 | 313.809 | 430.3548 | 393.1594 | 329.2053 | 284.1529 | 308.7374 | 176.2601 | 397.8275 | 384.6092 | 453.3641 | 256.9957 | 388.3767 | 332.6595 | 398.4926 | 430.1669 | 469.5519 | 431.3012 | 421.696
6121 | 1 | 256 | 9 | 317.2976 | 221.1056 | 313.6356 | 417.2898 | 385.9734 | 330.109 | 282.6732 | 310.2706 | 176.4966 | 393.7214 | 383.5715 | 452.4038 | 258.3217 | 394.8285 | 334.0284 | 398.7733 | 428.6508 | 455.1088 | 430.1054 | 421.4963
6122 | 2 | 256 | 9 | 324.7712 | 229.9391 | 315.7155 | 417.0486 | 391.7294 | 330.6235 | 282.705 | 311.5059 | 177.0517 | 393.665 | 377.6064 | 448.2296 | 266.6187 | 399.5501 | 340.885 | 395.7781 | 431.3075 | 456.2391 | 435.247 | 413.3299
6123 | 3 | 256 | 9 | 326.0988 | 226.1311 | 320.5688 | 414.3647 | 409.9136 | 358.7448 | 281.8244 | 310.3625 | 177.0629 | 396.6404 | 387.5445 | 453.8892 | 262.022 | 407.8963 | 349.0519 | 400.2794 | 441.1904 | 453.016 | 432.1539 | 419.7139
6124 | 4 | 256 | 9 | 324.6259 | 226.7922 | 324.8077 | 420.9942 | 405.9403 | 339.618 | 280.0513 | 308.0657 | 180.3595 | 408.295 | 392.22 | 473.0388 | 260.8645 | 392.5796 | 352.854 | 399.3365 | 437.0837 | 449.2253 | 437.5445 | 423.3938
6125 | 5 | 256 | 9 | 320.7248 | 196.846 | 321.3374 | 419.0708 | 327.2899 | 309.4731 | 276.4565 | 304.7072 | 169.778 | 427.5116 | 392.0859 | 488.5849 | 245.8552 | 343.2816 | 343.6203 | 394.4833 | 350.7905 | 460.7548 | 407.0072 | 437.888
6126 | 6 | 256 | 9 | 289.3626 | 121.6483 | 292.9911 | 353.0723 | 219.0928 | 177.2898 | 251.7931 | 272.9241 | 127.4747 | 341.8986 | 348.6225 | 371.4339 | 233.0991 | 235.383 | 300.7895 | 330.767 | 249.3228 | 426.258 | 360.279 | 360.7617
6127 | 7 | 256 | 9 | 255.0235 | 115.9336 | 261.9516 | 316.7224 | 210.0654 | 168.2323 | 231.8734 | 256.6463 | 109.3739 | 263.0658 | 314.5163 | 264.9973 | 215.8432 | 209.8448 | 251.4154 | 300.5861 | 222.3142 | 331.9633 | 342.0968 | 262.2646
6128 | 8 | 256 | 9 | 238.1023 | 114.8119 | 265.2724 | 296.0052 | 206.0347 | 172.3161 | 229.1795 | 244.0216 | 102.7606 | 235.2428 | 304.3953 | 239.3413 | 222.5251 | 204.7511 | 239.6587 | 293.7159 | 219.9939 | 283.2283 | 331.3285 | 229.8242
6129 | 9 | 256 | 9 | 236.3927 | 113.9545 | 264.0441 | 307.0441 | 202.4914 | 171.8048 | 230.5019 | 244.1676 | 101.644 | 222.554 | 303.0881 | 233.082 | 202.8453 | 202.2539 | 235.8756 | 293.3499 | 218.2222 | 266.9012 | 331.3827 | 219.145
6130 | 10 | 256 | 9 | 232.8873 | 116.32 | 264.9669 | 311.1559 | 198.201 | 159.7865 | 227.0507 | 244.4127 | 103.1794 | 221.2284 | 299.7372 | 234.8174 | 201.9902 | 202.987 | 229.7953 | 295.5666 | 217.7513 | 267.9544 | 334.4766 | 216.7422
6131 | 11 | 256 | 9 | 233.5368 | 119.3677 | 274.6754 | 316.1524 | 198.622 | 164.9314 | 227.0571 | 243.9206 | 103.4249 | 222.5436 | 295.9651 | 235.0227 | 205.1463 | 211.6578 | 236.821 | 299.708 | 221.1221 | 266.5774 | 337.6655 | 220.5284
6132 | 12 | 256 | 9 | 233.7111 | 116.664 | 283.7324 | 327.7196 | 200.6731 | 164.9305 | 228.9768 | 240.124 | 105.6348 | 230.554 | 299.9274 | 234.2483 | 199.0494 | 218.2453 | 242.2827 | 301.106 | 221.6869 | 272.6913 | 337.7896 | 223.2721
6133 | 13 | 256 | 9 | 235.7733 | 121.0353 | 290.556 | 328.7794 | 198.181 | 164.0766 | 230.7738 | 227.8314 | 111.3748 | 232.6634 | 297.636 | 238.6755 | 199.0294 | 207.0387 | 240.2834 | 304.0929 | 217.9689 | 280.1192 | 343.8694 | 225.331
6134 | 14 | 256 | 9 | 237.3645 | 121.9855 | 298.0961 | 335.5312 | 201.1552 | 164.3089 | 229.6806 | 226.4704 | 112.8468 | 238.0022 | 301.2846 | 238.6921 | 197.5087 | 210.1677 | 246.3032 | 308.3201 | 223.0434 | 284.8011 | 345.7387 | 229.6068
6135 | 15 | 256 | 9 | 236.0395 | 124.4468 | 295.9658 | 355.4729 | 214.6765 | 170.4637 | 242.6406 | 231.2652 | 118.8631 | 242.7218 | 304.7893 | 243.6258 | 191.5703 | 207.7176 | 248.3017 | 312.7579 | 235.6454 | 300.5462 | 350.6979 | 236.2021
6136 | 16 | 256 | 9 | 265.1139 | 151.4238 | 300.662 | 367.1934 | 262.1071 | 184.6351 | 271.9675 | 267.9233 | 146.1267 | 276.3549 | 311.4725 | 264.8297 | 219.9302 | 235.5889 | 274.387 | 340.0636 | 282.6176 | 336.0128 | 387.5535 | 270.7089
6137 | 17 | 256 | 9 | 291.9131 | 171.6072 | 351.0557 | 428.221 | 368.274 | 287.8739 | 302.679 | 294.0287 | 200.5645 | 368.0259 | 351.8333 | 341.8318 | 241.6384 | 333.4108 | 354.5974 | 405.9518 | 386.0909 | 400.8101 | 429.8226 | 352.1119
6138 | 18 | 256 | 9 | 299.7938 | 171.5447 | 384.8718 | 455.9196 | 381.2679 | 321.5661 | 302.9385 | 300.0703 | 206.8165 | 420.1763 | 401.5672 | 447.0304 | 252.478 | 348.9127 | 382.3701 | 430.9739 | 392.0879 | 478.6204 | 430.9806 | 409.3886
6139 | 19 | 256 | 9 | 296.2332 | 171.1483 | 352.2732 | 451.8944 | 376.4989 | 322.5666 | 299.3946 | 296.8953 | 188.8972 | 409.2969 | 402.7562 | 446.6311 | 247.73 | 335.3795 | 363.2005 | 414.4802 | 377.3716 | 477.0493 | 417.0326 | 390.5307
6140 | 20 | 256 | 9 | 295.0002 | 171.8118 | 332.9713 | 448.0494 | 395.4581 | 331.74 | 292.9342 | 301.044 | 181.8187 | 394.4296 | 393.8988 | 440.1374 | 245.3464 | 347.4094 | 337.6586 | 402.2157 | 394.4877 | 460.1304 | 417.7658 | 383.3252
6141 | 21 | 256 | 9 | 294.6447 | 180.9666 | 325.2669 | 420.2639 | 408.9535 | 349.5944 | 291.7173 | 302.4946 | 178.9926 | 433.5339 | 381.0654 | 473.295 | 245.2958 | 371.2788 | 329.2849 | 403.8652 | 419.9107 | 483.4329 | 427.5755 | 426.0261
6142 | 22 | 256 | 9 | 299.0978 | 185.0576 | 316.3469 | 429.9758 | 392.6821 | 340.1387 | 288.6836 | 302.3743 | 178.0748 | 421.6677 | 399.7753 | 483.2993 | 248.5898 | 393.9471 | 327.4291 | 400.5185 | 431.7204 | 495.8842 | 434.7652 | 446.5584
6143 | 23 | 256 | 9 | 300.6498 | 199.1817 | 313.2599 | 452.627 | 395.793 | 333.7374 | 285.7888 | 305.7323 | 177.5926 | 411.3775 | 386.0652 | 459.0158 | 249.725 | 400.402 | 330.0695 | 402.9982 | 432.6662 | 485.9634 | 434.3254 | 430.4966
6144 | 0 | 257 | 9 | 309.9616 | 211.9786 | 313.809 | 430.3548 | 393.1594 | 329.2053 | 284.1529 | 308.7374 | 176.2601 | 397.8275 | 384.6092 | 453.3641 | 256.9957 | 388.3767 | 332.6595 | 398.4926 | 430.1669 | 469.5519 | 431.3012 | 421.696
6145 | 1 | 257 | 9 | 317.2976 | 221.1056 | 313.6356 | 417.2898 | 385.9734 | 330.109 | 282.6732 | 310.2706 | 176.4966 | 393.7214 | 383.5715 | 452.4038 | 258.3217 | 394.8285 | 334.0284 | 398.7733 | 428.6508 | 455.1088 | 430.1054 | 421.4963
6146 | 2 | 257 | 9 | 324.7712 | 229.9391 | 315.7155 | 417.0486 | 391.7294 | 330.6235 | 282.705 | 311.5059 | 177.0517 | 393.665 | 377.6064 | 448.2296 | 266.6187 | 399.5501 | 340.885 | 395.7781 | 431.3075 | 456.2391 | 435.247 | 413.3299
6147 | 3 | 257 | 9 | 326.0988 | 226.1311 | 320.5688 | 414.3647 | 409.9136 | 358.7448 | 281.8244 | 310.3625 | 177.0629 | 396.6404 | 387.5445 | 453.8892 | 262.022 | 407.8963 | 349.0519 | 400.2794 | 441.1904 | 453.016 | 432.1539 | 419.7139
6148 | 4 | 257 | 9 | 324.6259 | 226.7922 | 324.8077 | 420.9942 | 405.9403 | 339.618 | 280.0513 | 308.0657 | 180.3595 | 408.295 | 392.22 | 473.0388 | 260.8645 | 392.5796 | 352.854 | 399.3365 | 437.0837 | 449.2253 | 437.5445 | 423.3938
6149 | 5 | 257 | 9 | 320.7248 | 196.846 | 321.3374 | 419.0708 | 327.2899 | 309.4731 | 276.4565 | 304.7072 | 169.778 | 427.5116 | 392.0859 | 488.5849 | 245.8552 | 343.2816 | 343.6203 | 394.4833 | 350.7905 | 460.7548 | 407.0072 | 437.888
6150 | 6 | 257 | 9 | 289.3626 | 121.6483 | 292.9911 | 353.0723 | 219.0928 | 177.2898 | 251.7931 | 272.9241 | 127.4747 | 341.8986 | 348.6225 | 371.4339 | 233.0991 | 235.383 | 300.7895 | 330.767 | 249.3228 | 426.258 | 360.279 | 360.7617
6151 | 7 | 257 | 9 | 255.0235 | 115.9336 | 261.9516 | 316.7224 | 210.0654 | 168.2323 | 231.8734 | 256.6463 | 109.3739 | 263.0658 | 314.5163 | 264.9973 | 215.8432 | 209.8448 | 251.4154 | 300.5861 | 222.3142 | 331.9633 | 342.0968 | 262.2646
6152 | 8 | 257 | 9 | 238.1023 | 114.8119 | 265.2724 | 296.0052 | 206.0347 | 172.3161 | 229.1795 | 244.0216 | 102.7606 | 235.2428 | 304.3953 | 239.3413 | 222.5251 | 204.7511 | 239.6587 | 293.7159 | 219.9939 | 283.2283 | 331.3285 | 229.8242
6153 | 9 | 257 | 9 | 236.3927 | 113.9545 | 264.0441 | 307.0441 | 202.4914 | 171.8048 | 230.5019 | 244.1676 | 101.644 | 222.554 | 303.0881 | 233.082 | 202.8453 | 202.2539 | 235.8756 | 293.3499 | 218.2222 | 266.9012 | 331.3827 | 219.145
6154 | 10 | 257 | 9 | 232.8873 | 116.32 | 264.9669 | 311.1559 | 198.201 | 159.7865 | 227.0507 | 244.4127 | 103.1794 | 221.2284 | 299.7372 | 234.8174 | 201.9902 | 202.987 | 229.7953 | 295.5666 | 217.7513 | 267.9544 | 334.4766 | 216.7422
6155 | 11 | 257 | 9 | 233.5368 | 119.3677 | 274.6754 | 316.1524 | 198.622 | 164.9314 | 227.0571 | 243.9206 | 103.4249 | 222.5436 | 295.9651 | 235.0227 | 205.1463 | 211.6578 | 236.821 | 299.708 | 221.1221 | 266.5774 | 337.6655 | 220.5284
6156 | 12 | 257 | 9 | 233.7111 | 116.664 | 283.7324 | 327.7196 | 200.6731 | 164.9305 | 228.9768 | 240.124 | 105.6348 | 230.554 | 299.9274 | 234.2483 | 199.0494 | 218.2453 | 242.2827 | 301.106 | 221.6869 | 272.6913 | 337.7896 | 223.2721
6157 | 13 | 257 | 9 | 235.7733 | 121.0353 | 290.556 | 328.7794 | 198.181 | 164.0766 | 230.7738 | 227.8314 | 111.3748 | 232.6634 | 297.636 | 238.6755 | 199.0294 | 207.0387 | 240.2834 | 304.0929 | 217.9689 | 280.1192 | 343.8694 | 225.331
6158 | 14 | 257 | 9 | 237.3645 | 121.9855 | 298.0961 | 335.5312 | 201.1552 | 164.3089 | 229.6806 | 226.4704 | 112.8468 | 238.0022 | 301.2846 | 238.6921 | 197.5087 | 210.1677 | 246.3032 | 308.3201 | 223.0434 | 284.8011 | 345.7387 | 229.6068
6159 | 15 | 257 | 9 | 236.0395 | 124.4468 | 295.9658 | 355.4729 | 214.6765 | 170.4637 | 242.6406 | 231.2652 | 118.8631 | 242.7218 | 304.7893 | 243.6258 | 191.5703 | 207.7176 | 248.3017 | 312.7579 | 235.6454 | 300.5462 | 350.6979 | 236.2021
6160 | 16 | 257 | 9 | 265.1139 | 151.4238 | 300.662 | 367.1934 | 262.1071 | 184.6351 | 271.9675 | 267.9233 | 146.1267 | 276.3549 | 311.4725 | 264.8297 | 219.9302 | 235.5889 | 274.387 | 340.0636 | 282.6176 | 336.0128 | 387.5535 | 270.7089
6161 | 17 | 257 | 9 | 291.9131 | 171.6072 | 351.0557 | 428.221 | 368.274 | 287.8739 | 302.679 | 294.0287 | 200.5645 | 368.0259 | 351.8333 | 341.8318 | 241.6384 | 333.4108 | 354.5974 | 405.9518 | 386.0909 | 400.8101 | 429.8226 | 352.1119
6162 | 18 | 257 | 9 | 299.7938 | 171.5447 | 384.8718 | 455.9196 | 381.2679 | 321.5661 | 302.9385 | 300.0703 | 206.8165 | 420.1763 | 401.5672 | 447.0304 | 252.478 | 348.9127 | 382.3701 | 430.9739 | 392.0879 | 478.6204 | 430.9806 | 409.3886
6163 | 19 | 257 | 9 | 296.2332 | 171.1483 | 352.2732 | 451.8944 | 376.4989 | 322.5666 | 299.3946 | 296.8953 | 188.8972 | 409.2969 | 402.7562 | 446.6311 | 247.73 | 335.3795 | 363.2005 | 414.4802 | 377.3716 | 477.0493 | 417.0326 | 390.5307
6164 | 20 | 257 | 9 | 295.0002 | 171.8118 | 332.9713 | 448.0494 | 395.4581 | 331.74 | 292.9342 | 301.044 | 181.8187 | 394.4296 | 393.8988 | 440.1374 | 245.3464 | 347.4094 | 337.6586 | 402.2157 | 394.4877 | 460.1304 | 417.7658 | 383.3252
6165 | 21 | 257 | 9 | 294.6447 | 180.9666 | 325.2669 | 420.2639 | 408.9535 | 349.5944 | 291.7173 | 302.4946 | 178.9926 | 433.5339 | 381.0654 | 473.295 | 245.2958 | 371.2788 | 329.2849 | 403.8652 | 419.9107 | 483.4329 | 427.5755 | 426.0261
6166 | 22 | 257 | 9 | 299.0978 | 185.0576 | 316.3469 | 429.9758 | 392.6821 | 340.1387 | 288.6836 | 302.3743 | 178.0748 | 421.6677 | 399.7753 | 483.2993 | 248.5898 | 393.9471 | 327.4291 | 400.5185 | 431.7204 | 495.8842 | 434.7652 | 446.5584
6167 | 23 | 257 | 9 | 300.6498 | 199.1817 | 313.2599 | 452.627 | 395.793 | 333.7374 | 285.7888 | 305.7323 | 177.5926 | 411.3775 | 386.0652 | 459.0158 | 249.725 | 400.402 | 330.0695 | 402.9982 | 432.6662 | 485.9634 | 434.3254 | 430.4966
6168 | 0 | 258 | 9 | 309.9616 | 211.9786 | 313.809 | 430.3548 | 393.1594 | 329.2053 | 284.1529 | 308.7374 | 176.2601 | 397.8275 | 384.6092 | 453.3641 | 256.9957 | 388.3767 | 332.6595 | 398.4926 | 430.1669 | 469.5519 | 431.3012 | 421.696
6169 | 1 | 258 | 9 | 317.2976 | 221.1056 | 313.6356 | 417.2898 | 385.9734 | 330.109 | 282.6732 | 310.2706 | 176.4966 | 393.7214 | 383.5715 | 452.4038 | 258.3217 | 394.8285 | 334.0284 | 398.7733 | 428.6508 | 455.1088 | 430.1054 | 421.4963
6170 | 2 | 258 | 9 | 324.7712 | 229.9391 | 315.7155 | 417.0486 | 391.7294 | 330.6235 | 282.705 | 311.5059 | 177.0517 | 393.665 | 377.6064 | 448.2296 | 266.6187 | 399.5501 | 340.885 | 395.7781 | 431.3075 | 456.2391 | 435.247 | 413.3299
6171 | 3 | 258 | 9 | 326.0988 | 226.1311 | 320.5688 | 414.3647 | 409.9136 | 358.7448 | 281.8244 | 310.3625 | 177.0629 | 396.6404 | 387.5445 | 453.8892 | 262.022 | 407.8963 | 349.0519 | 400.2794 | 441.1904 | 453.016 | 432.1539 | 419.7139
6172 | 4 | 258 | 9 | 324.6259 | 226.7922 | 324.8077 | 420.9942 | 405.9403 | 339.618 | 280.0513 | 308.0657 | 180.3595 | 408.295 | 392.22 | 473.0388 | 260.8645 | 392.5796 | 352.854 | 399.3365 | 437.0837 | 449.2253 | 437.5445 | 423.3938
6173 | 5 | 258 | 9 | 320.7248 | 196.846 | 321.3374 | 419.0708 | 327.2899 | 309.4731 | 276.4565 | 304.7072 | 169.778 | 427.5116 | 392.0859 | 488.5849 | 245.8552 | 343.2816 | 343.6203 | 394.4833 | 350.7905 | 460.7548 | 407.0072 | 437.888
6174 | 6 | 258 | 9 | 289.3626 | 121.6483 | 292.9911 | 353.0723 | 219.0928 | 177.2898 | 251.7931 | 272.9241 | 127.4747 | 341.8986 | 348.6225 | 371.4339 | 233.0991 | 235.383 | 300.7895 | 330.767 | 249.3228 | 426.258 | 360.279 | 360.7617
6175 | 7 | 258 | 9 | 255.0235 | 115.9336 | 261.9516 | 316.7224 | 210.0654 | 168.2323 | 231.8734 | 256.6463 | 109.3739 | 263.0658 | 314.5163 | 264.9973 | 215.8432 | 209.8448 | 251.4154 | 300.5861 | 222.3142 | 331.9633 | 342.0968 | 262.2646
6176 | 8 | 258 | 9 | 238.1023 | 114.8119 | 265.2724 | 296.0052 | 206.0347 | 172.3161 | 229.1795 | 244.0216 | 102.7606 | 235.2428 | 304.3953 | 239.3413 | 222.5251 | 204.7511 | 239.6587 | 293.7159 | 219.9939 | 283.2283 | 331.3285 | 229.8242
6177 | 9 | 258 | 9 | 236.3927 | 113.9545 | 264.0441 | 307.0441 | 202.4914 | 171.8048 | 230.5019 | 244.1676 | 101.644 | 222.554 | 303.0881 | 233.082 | 202.8453 | 202.2539 | 235.8756 | 293.3499 | 218.2222 | 266.9012 | 331.3827 | 219.145
6178 | 10 | 258 | 9 | 232.8873 | 116.32 | 264.9669 | 311.1559 | 198.201 | 159.7865 | 227.0507 | 244.4127 | 103.1794 | 221.2284 | 299.7372 | 234.8174 | 201.9902 | 202.987 | 229.7953 | 295.5666 | 217.7513 | 267.9544 | 334.4766 | 216.7422
6179 | 11 | 258 | 9 | 233.5368 | 119.3677 | 274.6754 | 316.1524 | 198.622 | 164.9314 | 227.0571 | 243.9206 | 103.4249 | 222.5436 | 295.9651 | 235.0227 | 205.1463 | 211.6578 | 236.821 | 299.708 | 221.1221 | 266.5774 | 337.6655 | 220.5284
6180 | 12 | 258 | 9 | 233.7111 | 116.664 | 283.7324 | 327.7196 | 200.6731 | 164.9305 | 228.9768 | 240.124 | 105.6348 | 230.554 | 299.9274 | 234.2483 | 199.0494 | 218.2453 | 242.2827 | 301.106 | 221.6869 | 272.6913 | 337.7896 | 223.2721
6181 | 13 | 258 | 9 | 235.7733 | 121.0353 | 290.556 | 328.7794 | 198.181 | 164.0766 | 230.7738 | 227.8314 | 111.3748 | 232.6634 | 297.636 | 238.6755 | 199.0294 | 207.0387 | 240.2834 | 304.0929 | 217.9689 | 280.1192 | 343.8694 | 225.331
6182 | 14 | 258 | 9 | 237.3645 | 121.9855 | 298.0961 | 335.5312 | 201.1552 | 164.3089 | 229.6806 | 226.4704 | 112.8468 | 238.0022 | 301.2846 | 238.6921 | 197.5087 | 210.1677 | 246.3032 | 308.3201 | 223.0434 | 284.8011 | 345.7387 | 229.6068
6183 | 15 | 258 | 9 | 236.0395 | 124.4468 | 295.9658 | 355.4729 | 214.6765 | 170.4637 | 242.6406 | 231.2652 | 118.8631 | 242.7218 | 304.7893 | 243.6258 | 191.5703 | 207.7176 | 248.3017 | 312.7579 | 235.6454 | 300.5462 | 350.6979 | 236.2021
6184 | 16 | 258 | 9 | 265.1139 | 151.4238 | 300.662 | 367.1934 | 262.1071 | 184.6351 | 271.9675 | 267.9233 | 146.1267 | 276.3549 | 311.4725 | 264.8297 | 219.9302 | 235.5889 | 274.387 | 340.0636 | 282.6176 | 336.0128 | 387.5535 | 270.7089
6185 | 17 | 258 | 9 | 291.9131 | 171.6072 | 351.0557 | 428.221 | 368.274 | 287.8739 | 302.679 | 294.0287 | 200.5645 | 368.0259 | 351.8333 | 341.8318 | 241.6384 | 333.4108 | 354.5974 | 405.9518 | 386.0909 | 400.8101 | 429.8226 | 352.1119
6186 | 18 | 258 | 9 | 299.7938 | 171.5447 | 384.8718 | 455.9196 | 381.2679 | 321.5661 | 302.9385 | 300.0703 | 206.8165 | 420.1763 | 401.5672 | 447.0304 | 252.478 | 348.9127 | 382.3701 | 430.9739 | 392.0879 | 478.6204 | 430.9806 | 409.3886
6187 | 19 | 258 | 9 | 296.2332 | 171.1483 | 352.2732 | 451.8944 | 376.4989 | 322.5666 | 299.3946 | 296.8953 | 188.8972 | 409.2969 | 402.7562 | 446.6311 | 247.73 | 335.3795 | 363.2005 | 414.4802 | 377.3716 | 477.0493 | 417.0326 | 390.5307
6188 | 20 | 258 | 9 | 295.0002 | 171.8118 | 332.9713 | 448.0494 | 395.4581 | 331.74 | 292.9342 | 301.044 | 181.8187 | 394.4296 | 393.8988 | 440.1374 | 245.3464 | 347.4094 | 337.6586 | 402.2157 | 394.4877 | 460.1304 | 417.7658 | 383.3252
6189 | 21 | 258 | 9 | 294.6447 | 180.9666 | 325.2669 | 420.2639 | 408.9535 | 349.5944 | 291.7173 | 302.4946 | 178.9926 | 433.5339 | 381.0654 | 473.295 | 245.2958 | 371.2788 | 329.2849 | 403.8652 | 419.9107 | 483.4329 | 427.5755 | 426.0261
6190 | 22 | 258 | 9 | 299.0978 | 185.0576 | 316.3469 | 429.9758 | 392.6821 | 340.1387 | 288.6836 | 302.3743 | 178.0748 | 421.6677 | 399.7753 | 483.2993 | 248.5898 | 393.9471 | 327.4291 | 400.5185 | 431.7204 | 495.8842 | 434.7652 | 446.5584
6191 | 23 | 258 | 9 | 300.6498 | 199.1817 | 313.2599 | 452.627 | 395.793 | 333.7374 | 285.7888 | 305.7323 | 177.5926 | 411.3775 | 386.0652 | 459.0158 | 249.725 | 400.402 | 330.0695 | 402.9982 | 432.6662 | 485.9634 | 434.3254 | 430.4966
6192 | 0 | 259 | 9 | 309.9616 | 211.9786 | 313.809 | 430.3548 | 393.1594 | 329.2053 | 284.1529 | 308.7374 | 176.2601 | 397.8275 | 384.6092 | 453.3641 | 256.9957 | 388.3767 | 332.6595 | 398.4926 | 430.1669 | 469.5519 | 431.3012 | 421.696
6193 | 1 | 259 | 9 | 317.2976 | 221.1056 | 313.6356 | 417.2898 | 385.9734 | 330.109 | 282.6732 | 310.2706 | 176.4966 | 393.7214 | 383.5715 | 452.4038 | 258.3217 | 394.8285 | 334.0284 | 398.7733 | 428.6508 | 455.1088 | 430.1054 | 421.4963
6194 | 2 | 259 | 9 | 324.7712 | 229.9391 | 315.7155 | 417.0486 | 391.7294 | 330.6235 | 282.705 | 311.5059 | 177.0517 | 393.665 | 377.6064 | 448.2296 | 266.6187 | 399.5501 | 340.885 | 395.7781 | 431.3075 | 456.2391 | 435.247 | 413.3299
6195 | 3 | 259 | 9 | 326.0988 | 226.1311 | 320.5688 | 414.3647 | 409.9136 | 358.7448 | 281.8244 | 310.3625 | 177.0629 | 396.6404 | 387.5445 | 453.8892 | 262.022 | 407.8963 | 349.0519 | 400.2794 | 441.1904 | 453.016 | 432.1539 | 419.7139
6196 | 4 | 259 | 9 | 324.6259 | 226.7922 | 324.8077 | 420.9942 | 405.9403 | 339.618 | 280.0513 | 308.0657 | 180.3595 | 408.295 | 392.22 | 473.0388 | 260.8645 | 392.5796 | 352.854 | 399.3365 | 437.0837 | 449.2253 | 437.5445 | 423.3938
6197 | 5 | 259 | 9 | 320.7248 | 196.846 | 321.3374 | 419.0708 | 327.2899 | 309.4731 | 276.4565 | 304.7072 | 169.778 | 427.5116 | 392.0859 | 488.5849 | 245.8552 | 343.2816 | 343.6203 | 394.4833 | 350.7905 | 460.7548 | 407.0072 | 437.888
6198 | 6 | 259 | 9 | 289.3626 | 121.6483 | 292.9911 | 353.0723 | 219.0928 | 177.2898 | 251.7931 | 272.9241 | 127.4747 | 341.8986 | 348.6225 | 371.4339 | 233.0991 | 235.383 | 300.7895 | 330.767 | 249.3228 | 426.258 | 360.279 | 360.7617
6199 | 7 | 259 | 9 | 255.0235 | 115.9336 | 261.9516 | 316.7224 | 210.0654 | 168.2323 | 231.8734 | 256.6463 | 109.3739 | 263.0658 | 314.5163 | 264.9973 | 215.8432 | 209.8448 | 251.4154 | 300.5861 | 222.3142 | 331.9633 | 342.0968 | 262.2646
6200 | 8 | 259 | 9 | 238.1023 | 114.8119 | 265.2724 | 296.0052 | 206.0347 | 172.3161 | 229.1795 | 244.0216 | 102.7606 | 235.2428 | 304.3953 | 239.3413 | 222.5251 | 204.7511 | 239.6587 | 293.7159 | 219.9939 | 283.2283 | 331.3285 | 229.8242
6201 | 9 | 259 | 9 | 236.3927 | 113.9545 | 264.0441 | 307.0441 | 202.4914 | 171.8048 | 230.5019 | 244.1676 | 101.644 | 222.554 | 303.0881 | 233.082 | 202.8453 | 202.2539 | 235.8756 | 293.3499 | 218.2222 | 266.9012 | 331.3827 | 219.145
6202 | 10 | 259 | 9 | 232.8873 | 116.32 | 264.9669 | 311.1559 | 198.201 | 159.7865 | 227.0507 | 244.4127 | 103.1794 | 221.2284 | 299.7372 | 234.8174 | 201.9902 | 202.987 | 229.7953 | 295.5666 | 217.7513 | 267.9544 | 334.4766 | 216.7422
6203 | 11 | 259 | 9 | 233.5368 | 119.3677 | 274.6754 | 316.1524 | 198.622 | 164.9314 | 227.0571 | 243.9206 | 103.4249 | 222.5436 | 295.9651 | 235.0227 | 205.1463 | 211.6578 | 236.821 | 299.708 | 221.1221 | 266.5774 | 337.6655 | 220.5284
6204 | 12 | 259 | 9 | 233.7111 | 116.664 | 283.7324 | 327.7196 | 200.6731 | 164.9305 | 228.9768 | 240.124 | 105.6348 | 230.554 | 299.9274 | 234.2483 | 199.0494 | 218.2453 | 242.2827 | 301.106 | 221.6869 | 272.6913 | 337.7896 | 223.2721
6205 | 13 | 259 | 9 | 235.7733 | 121.0353 | 290.556 | 328.7794 | 198.181 | 164.0766 | 230.7738 | 227.8314 | 111.3748 | 232.6634 | 297.636 | 238.6755 | 199.0294 | 207.0387 | 240.2834 | 304.0929 | 217.9689 | 280.1192 | 343.8694 | 225.331
6206 | 14 | 259 | 9 | 237.3645 | 121.9855 | 298.0961 | 335.5312 | 201.1552 | 164.3089 | 229.6806 | 226.4704 | 112.8468 | 238.0022 | 301.2846 | 238.6921 | 197.5087 | 210.1677 | 246.3032 | 308.3201 | 223.0434 | 284.8011 | 345.7387 | 229.6068
6207 | 15 | 259 | 9 | 236.0395 | 124.4468 | 295.9658 | 355.4729 | 214.6765 | 170.4637 | 242.6406 | 231.2652 | 118.8631 | 242.7218 | 304.7893 | 243.6258 | 191.5703 | 207.7176 | 248.3017 | 312.7579 | 235.6454 | 300.5462 | 350.6979 | 236.2021
6208 | 16 | 259 | 9 | 265.1139 | 151.4238 | 300.662 | 367.1934 | 262.1071 | 184.6351 | 271.9675 | 267.9233 | 146.1267 | 276.3549 | 311.4725 | 264.8297 | 219.9302 | 235.5889 | 274.387 | 340.0636 | 282.6176 | 336.0128 | 387.5535 | 270.7089
6209 | 17 | 259 | 9 | 291.9131 | 171.6072 | 351.0557 | 428.221 | 368.274 | 287.8739 | 302.679 | 294.0287 | 200.5645 | 368.0259 | 351.8333 | 341.8318 | 241.6384 | 333.4108 | 354.5974 | 405.9518 | 386.0909 | 400.8101 | 429.8226 | 352.1119
6210 | 18 | 259 | 9 | 299.7938 | 171.5447 | 384.8718 | 455.9196 | 381.2679 | 321.5661 | 302.9385 | 300.0703 | 206.8165 | 420.1763 | 401.5672 | 447.0304 | 252.478 | 348.9127 | 382.3701 | 430.9739 | 392.0879 | 478.6204 | 430.9806 | 409.3886
6211 | 19 | 259 | 9 | 296.2332 | 171.1483 | 352.2732 | 451.8944 | 376.4989 | 322.5666 | 299.3946 | 296.8953 | 188.8972 | 409.2969 | 402.7562 | 446.6311 | 247.73 | 335.3795 | 363.2005 | 414.4802 | 377.3716 | 477.0493 | 417.0326 | 390.5307
6212 | 20 | 259 | 9 | 295.0002 | 171.8118 | 332.9713 | 448.0494 | 395.4581 | 331.74 | 292.9342 | 301.044 | 181.8187 | 394.4296 | 393.8988 | 440.1374 | 245.3464 | 347.4094 | 337.6586 | 402.2157 | 394.4877 | 460.1304 | 417.7658 | 383.3252
6213 | 21 | 259 | 9 | 294.6447 | 180.9666 | 325.2669 | 420.2639 | 408.9535 | 349.5944 | 291.7173 | 302.4946 | 178.9926 | 433.5339 | 381.0654 | 473.295 | 245.2958 | 371.2788 | 329.2849 | 403.8652 | 419.9107 | 483.4329 | 427.5755 | 426.0261
6214 | 22 | 259 | 9 | 299.0978 | 185.0576 | 316.3469 | 429.9758 | 392.6821 | 340.1387 | 288.6836 | 302.3743 | 178.0748 | 421.6677 | 399.7753 | 483.2993 | 248.5898 | 393.9471 | 327.4291 | 400.5185 | 431.7204 | 495.8842 | 434.7652 | 446.5584
6215 | 23 | 259 | 9 | 300.6498 | 199.1817 | 313.2599 | 452.627 | 395.793 | 333.7374 | 285.7888 | 305.7323 | 177.5926 | 411.3775 | 386.0652 | 459.0158 | 249.725 | 400.402 | 330.0695 | 402.9982 | 432.6662 | 485.9634 | 434.3254 | 430.4966
6216 | 0 | 260 | 9 | 309.9616 | 211.9786 | 313.809 | 430.3548 | 393.1594 | 329.2053 | 284.1529 | 308.7374 | 176.2601 | 397.8275 | 384.6092 | 453.3641 | 256.9957 | 388.3767 | 332.6595 | 398.4926 | 430.1669 | 469.5519 | 431.3012 | 421.696
6217 | 1 | 260 | 9 | 317.2976 | 221.1056 | 313.6356 | 417.2898 | 385.9734 | 330.109 | 282.6732 | 310.2706 | 176.4966 | 393.7214 | 383.5715 | 452.4038 | 258.3217 | 394.8285 | 334.0284 | 398.7733 | 428.6508 | 455.1088 | 430.1054 | 421.4963
6218 | 2 | 260 | 9 | 324.7712 | 229.9391 | 315.7155 | 417.0486 | 391.7294 | 330.6235 | 282.705 | 311.5059 | 177.0517 | 393.665 | 377.6064 | 448.2296 | 266.6187 | 399.5501 | 340.885 | 395.7781 | 431.3075 | 456.2391 | 435.247 | 413.3299
6219 | 3 | 260 | 9 | 326.0988 | 226.1311 | 320.5688 | 414.3647 | 409.9136 | 358.7448 | 281.8244 | 310.3625 | 177.0629 | 396.6404 | 387.5445 | 453.8892 | 262.022 | 407.8963 | 349.0519 | 400.2794 | 441.1904 | 453.016 | 432.1539 | 419.7139
6220 | 4 | 260 | 9 | 324.6259 | 226.7922 | 324.8077 | 420.9942 | 405.9403 | 339.618 | 280.0513 | 308.0657 | 180.3595 | 408.295 | 392.22 | 473.0388 | 260.8645 | 392.5796 | 352.854 | 399.3365 | 437.0837 | 449.2253 | 437.5445 | 423.3938
6221 | 5 | 260 | 9 | 320.7248 | 196.846 | 321.3374 | 419.0708 | 327.2899 | 309.4731 | 276.4565 | 304.7072 | 169.778 | 427.5116 | 392.0859 | 488.5849 | 245.8552 | 343.2816 | 343.6203 | 394.4833 | 350.7905 | 460.7548 | 407.0072 | 437.888
6222 | 6 | 260 | 9 | 289.3626 | 121.6483 | 292.9911 | 353.0723 | 219.0928 | 177.2898 | 251.7931 | 272.9241 | 127.4747 | 341.8986 | 348.6225 | 371.4339 | 233.0991 | 235.383 | 300.7895 | 330.767 | 249.3228 | 426.258 | 360.279 | 360.7617
6223 | 7 | 260 | 9 | 255.0235 | 115.9336 | 261.9516 | 316.7224 | 210.0654 | 168.2323 | 231.8734 | 256.6463 | 109.3739 | 263.0658 | 314.5163 | 264.9973 | 215.8432 | 209.8448 | 251.4154 | 300.5861 | 222.3142 | 331.9633 | 342.0968 | 262.2646
6224 | 8 | 260 | 9 | 238.1023 | 114.8119 | 265.2724 | 296.0052 | 206.0347 | 172.3161 | 229.1795 | 244.0216 | 102.7606 | 235.2428 | 304.3953 | 239.3413 | 222.5251 | 204.7511 | 239.6587 | 293.7159 | 219.9939 | 283.2283 | 331.3285 | 229.8242
6225 | 9 | 260 | 9 | 236.3927 | 113.9545 | 264.0441 | 307.0441 | 202.4914 | 171.8048 | 230.5019 | 244.1676 | 101.644 | 222.554 | 303.0881 | 233.082 | 202.8453 | 202.2539 | 235.8756 | 293.3499 | 218.2222 | 266.9012 | 331.3827 | 219.145
6226 | 10 | 260 | 9 | 232.8873 | 116.32 | 264.9669 | 311.1559 | 198.201 | 159.7865 | 227.0507 | 244.4127 | 103.1794 | 221.2284 | 299.7372 | 234.8174 | 201.9902 | 202.987 | 229.7953 | 295.5666 | 217.7513 | 267.9544 | 334.4766 | 216.7422
6227 | 11 | 260 | 9 | 233.5368 | 119.3677 | 274.6754 | 316.1524 | 198.622 | 164.9314 | 227.0571 | 243.9206 | 103.4249 | 222.5436 | 295.9651 | 235.0227 | 205.1463 | 211.6578 | 236.821 | 299.708 | 221.1221 | 266.5774 | 337.6655 | 220.5284
6228 | 12 | 260 | 9 | 233.7111 | 116.664 | 283.7324 | 327.7196 | 200.6731 | 164.9305 | 228.9768 | 240.124 | 105.6348 | 230.554 | 299.9274 | 234.2483 | 199.0494 | 218.2453 | 242.2827 | 301.106 | 221.6869 | 272.6913 | 337.7896 | 223.2721
6229 | 13 | 260 | 9 | 235.7733 | 121.0353 | 290.556 | 328.7794 | 198.181 | 164.0766 | 230.7738 | 227.8314 | 111.3748 | 232.6634 | 297.636 | 238.6755 | 199.0294 | 207.0387 | 240.2834 | 304.0929 | 217.9689 | 280.1192 | 343.8694 | 225.331
6230 | 14 | 260 | 9 | 237.3645 | 121.9855 | 298.0961 | 335.5312 | 201.1552 | 164.3089 | 229.6806 | 226.4704 | 112.8468 | 238.0022 | 301.2846 | 238.6921 | 197.5087 | 210.1677 | 246.3032 | 308.3201 | 223.0434 | 284.8011 | 345.7387 | 229.6068
6231 | 15 | 260 | 9 | 236.0395 | 124.4468 | 295.9658 | 355.4729 | 214.6765 | 170.4637 | 242.6406 | 231.2652 | 118.8631 | 242.7218 | 304.7893 | 243.6258 | 191.5703 | 207.7176 | 248.3017 | 312.7579 | 235.6454 | 300.5462 | 350.6979 | 236.2021
6232 | 16 | 260 | 9 | 265.1139 | 151.4238 | 300.662 | 367.1934 | 262.1071 | 184.6351 | 271.9675 | 267.9233 | 146.1267 | 276.3549 | 311.4725 | 264.8297 | 219.9302 | 235.5889 | 274.387 | 340.0636 | 282.6176 | 336.0128 | 387.5535 | 270.7089
6233 | 17 | 260 | 9 | 291.9131 | 171.6072 | 351.0557 | 428.221 | 368.274 | 287.8739 | 302.679 | 294.0287 | 200.5645 | 368.0259 | 351.8333 | 341.8318 | 241.6384 | 333.4108 | 354.5974 | 405.9518 | 386.0909 | 400.8101 | 429.8226 | 352.1119
6234 | 18 | 260 | 9 | 299.7938 | 171.5447 | 384.8718 | 455.9196 | 381.2679 | 321.5661 | 302.9385 | 300.0703 | 206.8165 | 420.1763 | 401.5672 | 447.0304 | 252.478 | 348.9127 | 382.3701 | 430.9739 | 392.0879 | 478.6204 | 430.9806 | 409.3886
6235 | 19 | 260 | 9 | 296.2332 | 171.1483 | 352.2732 | 451.8944 | 376.4989 | 322.5666 | 299.3946 | 296.8953 | 188.8972 | 409.2969 | 402.7562 | 446.6311 | 247.73 | 335.3795 | 363.2005 | 414.4802 | 377.3716 | 477.0493 | 417.0326 | 390.5307
6236 | 20 | 260 | 9 | 295.0002 | 171.8118 | 332.9713 | 448.0494 | 395.4581 | 331.74 | 292.9342 | 301.044 | 181.8187 | 394.4296 | 393.8988 | 440.1374 | 245.3464 | 347.4094 | 337.6586 | 402.2157 | 394.4877 | 460.1304 | 417.7658 | 383.3252
6237 | 21 | 260 | 9 | 294.6447 | 180.9666 | 325.2669 | 420.2639 | 408.9535 | 349.5944 | 291.7173 | 302.4946 | 178.9926 | 433.5339 | 381.0654 | 473.295 | 245.2958 | 371.2788 | 329.2849 | 403.8652 | 419.9107 | 483.4329 | 427.5755 | 426.0261
6238 | 22 | 260 | 9 | 299.0978 | 185.0576 | 316.3469 | 429.9758 | 392.6821 | 340.1387 | 288.6836 | 302.3743 | 178.0748 | 421.6677 | 399.7753 | 483.2993 | 248.5898 | 393.9471 | 327.4291 | 400.5185 | 431.7204 | 495.8842 | 434.7652 | 446.5584
6239 | 23 | 260 | 9 | 300.6498 | 199.1817 | 313.2599 | 452.627 | 395.793 | 333.7374 | 285.7888 | 305.7323 | 177.5926 | 411.3775 | 386.0652 | 459.0158 | 249.725 | 400.402 | 330.0695 | 402.9982 | 432.6662 | 485.9634 | 434.3254 | 430.4966
6240 | 0 | 261 | 9 | 309.9616 | 211.9786 | 313.809 | 430.3548 | 393.1594 | 329.2053 | 284.1529 | 308.7374 | 176.2601 | 397.8275 | 384.6092 | 453.3641 | 256.9957 | 388.3767 | 332.6595 | 398.4926 | 430.1669 | 469.5519 | 431.3012 | 421.696
6241 | 1 | 261 | 9 | 317.2976 | 221.1056 | 313.6356 | 417.2898 | 385.9734 | 330.109 | 282.6732 | 310.2706 | 176.4966 | 393.7214 | 383.5715 | 452.4038 | 258.3217 | 394.8285 | 334.0284 | 398.7733 | 428.6508 | 455.1088 | 430.1054 | 421.4963
6242 | 2 | 261 | 9 | 324.7712 | 229.9391 | 315.7155 | 417.0486 | 391.7294 | 330.6235 | 282.705 | 311.5059 | 177.0517 | 393.665 | 377.6064 | 448.2296 | 266.6187 | 399.5501 | 340.885 | 395.7781 | 431.3075 | 456.2391 | 435.247 | 413.3299
6243 | 3 | 261 | 9 | 326.0988 | 226.1311 | 320.5688 | 414.3647 | 409.9136 | 358.7448 | 281.8244 | 310.3625 | 177.0629 | 396.6404 | 387.5445 | 453.8892 | 262.022 | 407.8963 | 349.0519 | 400.2794 | 441.1904 | 453.016 | 432.1539 | 419.7139
6244 | 4 | 261 | 9 | 324.6259 | 226.7922 | 324.8077 | 420.9942 | 405.9403 | 339.618 | 280.0513 | 308.0657 | 180.3595 | 408.295 | 392.22 | 473.0388 | 260.8645 | 392.5796 | 352.854 | 399.3365 | 437.0837 | 449.2253 | 437.5445 | 423.3938
6245 | 5 | 261 | 9 | 320.7248 | 196.846 | 321.3374 | 419.0708 | 327.2899 | 309.4731 | 276.4565 | 304.7072 | 169.778 | 427.5116 | 392.0859 | 488.5849 | 245.8552 | 343.2816 | 343.6203 | 394.4833 | 350.7905 | 460.7548 | 407.0072 | 437.888
6246 | 6 | 261 | 9 | 289.3626 | 121.6483 | 292.9911 | 353.0723 | 219.0928 | 177.2898 | 251.7931 | 272.9241 | 127.4747 | 341.8986 | 348.6225 | 371.4339 | 233.0991 | 235.383 | 300.7895 | 330.767 | 249.3228 | 426.258 | 360.279 | 360.7617
6247 | 7 | 261 | 9 | 255.0235 | 115.9336 | 261.9516 | 316.7224 | 210.0654 | 168.2323 | 231.8734 | 256.6463 | 109.3739 | 263.0658 | 314.5163 | 264.9973 | 215.8432 | 209.8448 | 251.4154 | 300.5861 | 222.3142 | 331.9633 | 342.0968 | 262.2646
6248 | 8 | 261 | 9 | 238.1023 | 114.8119 | 265.2724 | 296.0052 | 206.0347 | 172.3161 | 229.1795 | 244.0216 | 102.7606 | 235.2428 | 304.3953 | 239.3413 | 222.5251 | 204.7511 | 239.6587 | 293.7159 | 219.9939 | 283.2283 | 331.3285 | 229.8242
6249 | 9 | 261 | 9 | 236.3927 | 113.9545 | 264.0441 | 307.0441 | 202.4914 | 171.8048 | 230.5019 | 244.1676 | 101.644 | 222.554 | 303.0881 | 233.082 | 202.8453 | 202.2539 | 235.8756 | 293.3499 | 218.2222 | 266.9012 | 331.3827 | 219.145
6250 | 10 | 261 | 9 | 232.8873 | 116.32 | 264.9669 | 311.1559 | 198.201 | 159.7865 | 227.0507 | 244.4127 | 103.1794 | 221.2284 | 299.7372 | 234.8174 | 201.9902 | 202.987 | 229.7953 | 295.5666 | 217.7513 | 267.9544 | 334.4766 | 216.7422
6251 | 11 | 261 | 9 | 233.5368 | 119.3677 | 274.6754 | 316.1524 | 198.622 | 164.9314 | 227.0571 | 243.9206 | 103.4249 | 222.5436 | 295.9651 | 235.0227 | 205.1463 | 211.6578 | 236.821 | 299.708 | 221.1221 | 266.5774 | 337.6655 | 220.5284
6252 | 12 | 261 | 9 | 233.7111 | 116.664 | 283.7324 | 327.7196 | 200.6731 | 164.9305 | 228.9768 | 240.124 | 105.6348 | 230.554 | 299.9274 | 234.2483 | 199.0494 | 218.2453 | 242.2827 | 301.106 | 221.6869 | 272.6913 | 337.7896 | 223.2721
6253 | 13 | 261 | 9 | 235.7733 | 121.0353 | 290.556 | 328.7794 | 198.181 | 164.0766 | 230.7738 | 227.8314 | 111.3748 | 232.6634 | 297.636 | 238.6755 | 199.0294 | 207.0387 | 240.2834 | 304.0929 | 217.9689 | 280.1192 | 343.8694 | 225.331
6254 | 14 | 261 | 9 | 237.3645 | 121.9855 | 298.0961 | 335.5312 | 201.1552 | 164.3089 | 229.6806 | 226.4704 | 112.8468 | 238.0022 | 301.2846 | 238.6921 | 197.5087 | 210.1677 | 246.3032 | 308.3201 | 223.0434 | 284.8011 | 345.7387 | 229.6068
6255 | 15 | 261 | 9 | 236.0395 | 124.4468 | 295.9658 | 355.4729 | 214.6765 | 170.4637 | 242.6406 | 231.2652 | 118.8631 | 242.7218 | 304.7893 | 243.6258 | 191.5703 | 207.7176 | 248.3017 | 312.7579 | 235.6454 | 300.5462 | 350.6979 | 236.2021
6256 | 16 | 261 | 9 | 265.1139 | 151.4238 | 300.662 | 367.1934 | 262.1071 | 184.6351 | 271.9675 | 267.9233 | 146.1267 | 276.3549 | 311.4725 | 264.8297 | 219.9302 | 235.5889 | 274.387 | 340.0636 | 282.6176 | 336.0128 | 387.5535 | 270.7089
6257 | 17 | 261 | 9 | 291.9131 | 171.6072 | 351.0557 | 428.221 | 368.274 | 287.8739 | 302.679 | 294.0287 | 200.5645 | 368.0259 | 351.8333 | 341.8318 | 241.6384 | 333.4108 | 354.5974 | 405.9518 | 386.0909 | 400.8101 | 429.8226 | 352.1119
6258 | 18 | 261 | 9 | 299.7938 | 171.5447 | 384.8718 | 455.9196 | 381.2679 | 321.5661 | 302.9385 | 300.0703 | 206.8165 | 420.1763 | 401.5672 | 447.0304 | 252.478 | 348.9127 | 382.3701 | 430.9739 | 392.0879 | 478.6204 | 430.9806 | 409.3886
6259 | 19 | 261 | 9 | 296.2332 | 171.1483 | 352.2732 | 451.8944 | 376.4989 | 322.5666 | 299.3946 | 296.8953 | 188.8972 | 409.2969 | 402.7562 | 446.6311 | 247.73 | 335.3795 | 363.2005 | 414.4802 | 377.3716 | 477.0493 | 417.0326 | 390.5307
6260 | 20 | 261 | 9 | 295.0002 | 171.8118 | 332.9713 | 448.0494 | 395.4581 | 331.74 | 292.9342 | 301.044 | 181.8187 | 394.4296 | 393.8988 | 440.1374 | 245.3464 | 347.4094 | 337.6586 | 402.2157 | 394.4877 | 460.1304 | 417.7658 | 383.3252
6261 | 21 | 261 | 9 | 294.6447 | 180.9666 | 325.2669 | 420.2639 | 408.9535 | 349.5944 | 291.7173 | 302.4946 | 178.9926 | 433.5339 | 381.0654 | 473.295 | 245.2958 | 371.2788 | 329.2849 | 403.8652 | 419.9107 | 483.4329 | 427.5755 | 426.0261
6262 | 22 | 261 | 9 | 299.0978 | 185.0576 | 316.3469 | 429.9758 | 392.6821 | 340.1387 | 288.6836 | 302.3743 | 178.0748 | 421.6677 | 399.7753 | 483.2993 | 248.5898 | 393.9471 | 327.4291 | 400.5185 | 431.7204 | 495.8842 | 434.7652 | 446.5584
6263 | 23 | 261 | 9 | 300.6498 | 199.1817 | 313.2599 | 452.627 | 395.793 | 333.7374 | 285.7888 | 305.7323 | 177.5926 | 411.3775 | 386.0652 | 459.0158 | 249.725 | 400.402 | 330.0695 | 402.9982 | 432.6662 | 485.9634 | 434.3254 | 430.4966
6264 | 0 | 262 | 9 | 309.9616 | 211.9786 | 313.809 | 430.3548 | 393.1594 | 329.2053 | 284.1529 | 308.7374 | 176.2601 | 397.8275 | 384.6092 | 453.3641 | 256.9957 | 388.3767 | 332.6595 | 398.4926 | 430.1669 | 469.5519 | 431.3012 | 421.696
6265 | 1 | 262 | 9 | 317.2976 | 221.1056 | 313.6356 | 417.2898 | 385.9734 | 330.109 | 282.6732 | 310.2706 | 176.4966 | 393.7214 | 383.5715 | 452.4038 | 258.3217 | 394.8285 | 334.0284 | 398.7733 | 428.6508 | 455.1088 | 430.1054 | 421.4963
6266 | 2 | 262 | 9 | 324.7712 | 229.9391 | 315.7155 | 417.0486 | 391.7294 | 330.6235 | 282.705 | 311.5059 | 177.0517 | 393.665 | 377.6064 | 448.2296 | 266.6187 | 399.5501 | 340.885 | 395.7781 | 431.3075 | 456.2391 | 435.247 | 413.3299
6267 | 3 | 262 | 9 | 326.0988 | 226.1311 | 320.5688 | 414.3647 | 409.9136 | 358.7448 | 281.8244 | 310.3625 | 177.0629 | 396.6404 | 387.5445 | 453.8892 | 262.022 | 407.8963 | 349.0519 | 400.2794 | 441.1904 | 453.016 | 432.1539 | 419.7139
6268 | 4 | 262 | 9 | 324.6259 | 226.7922 | 324.8077 | 420.9942 | 405.9403 | 339.618 | 280.0513 | 308.0657 | 180.3595 | 408.295 | 392.22 | 473.0388 | 260.8645 | 392.5796 | 352.854 | 399.3365 | 437.0837 | 449.2253 | 437.5445 | 423.3938
6269 | 5 | 262 | 9 | 320.7248 | 196.846 | 321.3374 | 419.0708 | 327.2899 | 309.4731 | 276.4565 | 304.7072 | 169.778 | 427.5116 | 392.0859 | 488.5849 | 245.8552 | 343.2816 | 343.6203 | 394.4833 | 350.7905 | 460.7548 | 407.0072 | 437.888
6270 | 6 | 262 | 9 | 289.3626 | 121.6483 | 292.9911 | 353.0723 | 219.0928 | 177.2898 | 251.7931 | 272.9241 | 127.4747 | 341.8986 | 348.6225 | 371.4339 | 233.0991 | 235.383 | 300.7895 | 330.767 | 249.3228 | 426.258 | 360.279 | 360.7617
6271 | 7 | 262 | 9 | 255.0235 | 115.9336 | 261.9516 | 316.7224 | 210.0654 | 168.2323 | 231.8734 | 256.6463 | 109.3739 | 263.0658 | 314.5163 | 264.9973 | 215.8432 | 209.8448 | 251.4154 | 300.5861 | 222.3142 | 331.9633 | 342.0968 | 262.2646
6272 | 8 | 262 | 9 | 238.1023 | 114.8119 | 265.2724 | 296.0052 | 206.0347 | 172.3161 | 229.1795 | 244.0216 | 102.7606 | 235.2428 | 304.3953 | 239.3413 | 222.5251 | 204.7511 | 239.6587 | 293.7159 | 219.9939 | 283.2283 | 331.3285 | 229.8242
6273 | 9 | 262 | 9 | 236.3927 | 113.9545 | 264.0441 | 307.0441 | 202.4914 | 171.8048 | 230.5019 | 244.1676 | 101.644 | 222.554 | 303.0881 | 233.082 | 202.8453 | 202.2539 | 235.8756 | 293.3499 | 218.2222 | 266.9012 | 331.3827 | 219.145
6274 | 10 | 262 | 9 | 232.8873 | 116.32 | 264.9669 | 311.1559 | 198.201 | 159.7865 | 227.0507 | 244.4127 | 103.1794 | 221.2284 | 299.7372 | 234.8174 | 201.9902 | 202.987 | 229.7953 | 295.5666 | 217.7513 | 267.9544 | 334.4766 | 216.7422
6275 | 11 | 262 | 9 | 233.5368 | 119.3677 | 274.6754 | 316.1524 | 198.622 | 164.9314 | 227.0571 | 243.9206 | 103.4249 | 222.5436 | 295.9651 | 235.0227 | 205.1463 | 211.6578 | 236.821 | 299.708 | 221.1221 | 266.5774 | 337.6655 | 220.5284
6276 | 12 | 262 | 9 | 233.7111 | 116.664 | 283.7324 | 327.7196 | 200.6731 | 164.9305 | 228.9768 | 240.124 | 105.6348 | 230.554 | 299.9274 | 234.2483 | 199.0494 | 218.2453 | 242.2827 | 301.106 | 221.6869 | 272.6913 | 337.7896 | 223.2721
6277 | 13 | 262 | 9 | 235.7733 | 121.0353 | 290.556 | 328.7794 | 198.181 | 164.0766 | 230.7738 | 227.8314 | 111.3748 | 232.6634 | 297.636 | 238.6755 | 199.0294 | 207.0387 | 240.2834 | 304.0929 | 217.9689 | 280.1192 | 343.8694 | 225.331
6278 | 14 | 262 | 9 | 237.3645 | 121.9855 | 298.0961 | 335.5312 | 201.1552 | 164.3089 | 229.6806 | 226.4704 | 112.8468 | 238.0022 | 301.2846 | 238.6921 | 197.5087 | 210.1677 | 246.3032 | 308.3201 | 223.0434 | 284.8011 | 345.7387 | 229.6068
6279 | 15 | 262 | 9 | 236.0395 | 124.4468 | 295.9658 | 355.4729 | 214.6765 | 170.4637 | 242.6406 | 231.2652 | 118.8631 | 242.7218 | 304.7893 | 243.6258 | 191.5703 | 207.7176 | 248.3017 | 312.7579 | 235.6454 | 300.5462 | 350.6979 | 236.2021
6280 | 16 | 262 | 9 | 265.1139 | 151.4238 | 300.662 | 367.1934 | 262.1071 | 184.6351 | 271.9675 | 267.9233 | 146.1267 | 276.3549 | 311.4725 | 264.8297 | 219.9302 | 235.5889 | 274.387 | 340.0636 | 282.6176 | 336.0128 | 387.5535 | 270.7089
6281 | 17 | 262 | 9 | 291.9131 | 171.6072 | 351.0557 | 428.221 | 368.274 | 287.8739 | 302.679 | 294.0287 | 200.5645 | 368.0259 | 351.8333 | 341.8318 | 241.6384 | 333.4108 | 354.5974 | 405.9518 | 386.0909 | 400.8101 | 429.8226 | 352.1119
6282 | 18 | 262 | 9 | 299.7938 | 171.5447 | 384.8718 | 455.9196 | 381.2679 | 321.5661 | 302.9385 | 300.0703 | 206.8165 | 420.1763 | 401.5672 | 447.0304 | 252.478 | 348.9127 | 382.3701 | 430.9739 | 392.0879 | 478.6204 | 430.9806 | 409.3886
6283 | 19 | 262 | 9 | 296.2332 | 171.1483 | 352.2732 | 451.8944 | 376.4989 | 322.5666 | 299.3946 | 296.8953 | 188.8972 | 409.2969 | 402.7562 | 446.6311 | 247.73 | 335.3795 | 363.2005 | 414.4802 | 377.3716 | 477.0493 | 417.0326 | 390.5307
6284 | 20 | 262 | 9 | 295.0002 | 171.8118 | 332.9713 | 448.0494 | 395.4581 | 331.74 | 292.9342 | 301.044 | 181.8187 | 394.4296 | 393.8988 | 440.1374 | 245.3464 | 347.4094 | 337.6586 | 402.2157 | 394.4877 | 460.1304 | 417.7658 | 383.3252
6285 | 21 | 262 | 9 | 294.6447 | 180.9666 | 325.2669 | 420.2639 | 408.9535 | 349.5944 | 291.7173 | 302.4946 | 178.9926 | 433.5339 | 381.0654 | 473.295 | 245.2958 | 371.2788 | 329.2849 | 403.8652 | 419.9107 | 483.4329 | 427.5755 | 426.0261
6286 | 22 | 262 | 9 | 299.0978 | 185.0576 | 316.3469 | 429.9758 | 392.6821 | 340.1387 | 288.6836 | 302.3743 | 178.0748 | 421.6677 | 399.7753 | 483.2993 | 248.5898 | 393.9471 | 327.4291 | 400.5185 | 431.7204 | 495.8842 | 434.7652 | 446.5584
6287 | 23 | 262 | 9 | 300.6498 | 199.1817 | 313.2599 | 452.627 | 395.793 | 333.7374 | 285.7888 | 305.7323 | 177.5926 | 411.3775 | 386.0652 | 459.0158 | 249.725 | 400.402 | 330.0695 | 402.9982 | 432.6662 | 485.9634 | 434.3254 | 430.4966
6288 | 0 | 263 | 9 | 309.9616 | 211.9786 | 313.809 | 430.3548 | 393.1594 | 329.2053 | 284.1529 | 308.7374 | 176.2601 | 397.8275 | 384.6092 | 453.3641 | 256.9957 | 388.3767 | 332.6595 | 398.4926 | 430.1669 | 469.5519 | 431.3012 | 421.696
6289 | 1 | 263 | 9 | 317.2976 | 221.1056 | 313.6356 | 417.2898 | 385.9734 | 330.109 | 282.6732 | 310.2706 | 176.4966 | 393.7214 | 383.5715 | 452.4038 | 258.3217 | 394.8285 | 334.0284 | 398.7733 | 428.6508 | 455.1088 | 430.1054 | 421.4963
6290 | 2 | 263 | 9 | 324.7712 | 229.9391 | 315.7155 | 417.0486 | 391.7294 | 330.6235 | 282.705 | 311.5059 | 177.0517 | 393.665 | 377.6064 | 448.2296 | 266.6187 | 399.5501 | 340.885 | 395.7781 | 431.3075 | 456.2391 | 435.247 | 413.3299
6291 | 3 | 263 | 9 | 326.0988 | 226.1311 | 320.5688 | 414.3647 | 409.9136 | 358.7448 | 281.8244 | 310.3625 | 177.0629 | 396.6404 | 387.5445 | 453.8892 | 262.022 | 407.8963 | 349.0519 | 400.2794 | 441.1904 | 453.016 | 432.1539 | 419.7139
6292 | 4 | 263 | 9 | 324.6259 | 226.7922 | 324.8077 | 420.9942 | 405.9403 | 339.618 | 280.0513 | 308.0657 | 180.3595 | 408.295 | 392.22 | 473.0388 | 260.8645 | 392.5796 | 352.854 | 399.3365 | 437.0837 | 449.2253 | 437.5445 | 423.3938
6293 | 5 | 263 | 9 | 320.7248 | 196.846 | 321.3374 | 419.0708 | 327.2899 | 309.4731 | 276.4565 | 304.7072 | 169.778 | 427.5116 | 392.0859 | 488.5849 | 245.8552 | 343.2816 | 343.6203 | 394.4833 | 350.7905 | 460.7548 | 407.0072 | 437.888
6294 | 6 | 263 | 9 | 289.3626 | 121.6483 | 292.9911 | 353.0723 | 219.0928 | 177.2898 | 251.7931 | 272.9241 | 127.4747 | 341.8986 | 348.6225 | 371.4339 | 233.0991 | 235.383 | 300.7895 | 330.767 | 249.3228 | 426.258 | 360.279 | 360.7617
6295 | 7 | 263 | 9 | 255.0235 | 115.9336 | 261.9516 | 316.7224 | 210.0654 | 168.2323 | 231.8734 | 256.6463 | 109.3739 | 263.0658 | 314.5163 | 264.9973 | 215.8432 | 209.8448 | 251.4154 | 300.5861 | 222.3142 | 331.9633 | 342.0968 | 262.2646
6296 | 8 | 263 | 9 | 238.1023 | 114.8119 | 265.2724 | 296.0052 | 206.0347 | 172.3161 | 229.1795 | 244.0216 | 102.7606 | 235.2428 | 304.3953 | 239.3413 | 222.5251 | 204.7511 | 239.6587 | 293.7159 | 219.9939 | 283.2283 | 331.3285 | 229.8242
6297 | 9 | 263 | 9 | 236.3927 | 113.9545 | 264.0441 | 307.0441 | 202.4914 | 171.8048 | 230.5019 | 244.1676 | 101.644 | 222.554 | 303.0881 | 233.082 | 202.8453 | 202.2539 | 235.8756 | 293.3499 | 218.2222 | 266.9012 | 331.3827 | 219.145
6298 | 10 | 263 | 9 | 232.8873 | 116.32 | 264.9669 | 311.1559 | 198.201 | 159.7865 | 227.0507 | 244.4127 | 103.1794 | 221.2284 | 299.7372 | 234.8174 | 201.9902 | 202.987 | 229.7953 | 295.5666 | 217.7513 | 267.9544 | 334.4766 | 216.7422
6299 | 11 | 263 | 9 | 233.5368 | 119.3677 | 274.6754 | 316.1524 | 198.622 | 164.9314 | 227.0571 | 243.9206 | 103.4249 | 222.5436 | 295.9651 | 235.0227 | 205.1463 | 211.6578 | 236.821 | 299.708 | 221.1221 | 266.5774 | 337.6655 | 220.5284
6300 | 12 | 263 | 9 | 233.7111 | 116.664 | 283.7324 | 327.7196 | 200.6731 | 164.9305 | 228.9768 | 240.124 | 105.6348 | 230.554 | 299.9274 | 234.2483 | 199.0494 | 218.2453 | 242.2827 | 301.106 | 221.6869 | 272.6913 | 337.7896 | 223.2721
6301 | 13 | 263 | 9 | 235.7733 | 121.0353 | 290.556 | 328.7794 | 198.181 | 164.0766 | 230.7738 | 227.8314 | 111.3748 | 232.6634 | 297.636 | 238.6755 | 199.0294 | 207.0387 | 240.2834 | 304.0929 | 217.9689 | 280.1192 | 343.8694 | 225.331
6302 | 14 | 263 | 9 | 237.3645 | 121.9855 | 298.0961 | 335.5312 | 201.1552 | 164.3089 | 229.6806 | 226.4704 | 112.8468 | 238.0022 | 301.2846 | 238.6921 | 197.5087 | 210.1677 | 246.3032 | 308.3201 | 223.0434 | 284.8011 | 345.7387 | 229.6068
6303 | 15 | 263 | 9 | 236.0395 | 124.4468 | 295.9658 | 355.4729 | 214.6765 | 170.4637 | 242.6406 | 231.2652 | 118.8631 | 242.7218 | 304.7893 | 243.6258 | 191.5703 | 207.7176 | 248.3017 | 312.7579 | 235.6454 | 300.5462 | 350.6979 | 236.2021
6304 | 16 | 263 | 9 | 265.1139 | 151.4238 | 300.662 | 367.1934 | 262.1071 | 184.6351 | 271.9675 | 267.9233 | 146.1267 | 276.3549 | 311.4725 | 264.8297 | 219.9302 | 235.5889 | 274.387 | 340.0636 | 282.6176 | 336.0128 | 387.5535 | 270.7089
6305 | 17 | 263 | 9 | 291.9131 | 171.6072 | 351.0557 | 428.221 | 368.274 | 287.8739 | 302.679 | 294.0287 | 200.5645 | 368.0259 | 351.8333 | 341.8318 | 241.6384 | 333.4108 | 354.5974 | 405.9518 | 386.0909 | 400.8101 | 429.8226 | 352.1119
6306 | 18 | 263 | 9 | 299.7938 | 171.5447 | 384.8718 | 455.9196 | 381.2679 | 321.5661 | 302.9385 | 300.0703 | 206.8165 | 420.1763 | 401.5672 | 447.0304 | 252.478 | 348.9127 | 382.3701 | 430.9739 | 392.0879 | 478.6204 | 430.9806 | 409.3886
6307 | 19 | 263 | 9 | 296.2332 | 171.1483 | 352.2732 | 451.8944 | 376.4989 | 322.5666 | 299.3946 | 296.8953 | 188.8972 | 409.2969 | 402.7562 | 446.6311 | 247.73 | 335.3795 | 363.2005 | 414.4802 | 377.3716 | 477.0493 | 417.0326 | 390.5307
6308 | 20 | 263 | 9 | 295.0002 | 171.8118 | 332.9713 | 448.0494 | 395.4581 | 331.74 | 292.9342 | 301.044 | 181.8187 | 394.4296 | 393.8988 | 440.1374 | 245.3464 | 347.4094 | 337.6586 | 402.2157 | 394.4877 | 460.1304 | 417.7658 | 383.3252
6309 | 21 | 263 | 9 | 294.6447 | 180.9666 | 325.2669 | 420.2639 | 408.9535 | 349.5944 | 291.7173 | 302.4946 | 178.9926 | 433.5339 | 381.0654 | 473.295 | 245.2958 | 371.2788 | 329.2849 | 403.8652 | 419.9107 | 483.4329 | 427.5755 | 426.0261
6310 | 22 | 263 | 9 | 299.0978 | 185.0576 | 316.3469 | 429.9758 | 392.6821 | 340.1387 | 288.6836 | 302.3743 | 178.0748 | 421.6677 | 399.7753 | 483.2993 | 248.5898 | 393.9471 | 327.4291 | 400.5185 | 431.7204 | 495.8842 | 434.7652 | 446.5584
6311 | 23 | 263 | 9 | 300.6498 | 199.1817 | 313.2599 | 452.627 | 395.793 | 333.7374 | 285.7888 | 305.7323 | 177.5926 | 411.3775 | 386.0652 | 459.0158 | 249.725 | 400.402 | 330.0695 | 402.9982 | 432.6662 | 485.9634 | 434.3254 | 430.4966
6312 | 0 | 264 | 9 | 309.9616 | 211.9786 | 313.809 | 430.3548 | 393.1594 | 329.2053 | 284.1529 | 308.7374 | 176.2601 | 397.8275 | 384.6092 | 453.3641 | 256.9957 | 388.3767 | 332.6595 | 398.4926 | 430.1669 | 469.5519 | 431.3012 | 421.696
6313 | 1 | 264 | 9 | 317.2976 | 221.1056 | 313.6356 | 417.2898 | 385.9734 | 330.109 | 282.6732 | 310.2706 | 176.4966 | 393.7214 | 383.5715 | 452.4038 | 258.3217 | 394.8285 | 334.0284 | 398.7733 | 428.6508 | 455.1088 | 430.1054 | 421.4963
6314 | 2 | 264 | 9 | 324.7712 | 229.9391 | 315.7155 | 417.0486 | 391.7294 | 330.6235 | 282.705 | 311.5059 | 177.0517 | 393.665 | 377.6064 | 448.2296 | 266.6187 | 399.5501 | 340.885 | 395.7781 | 431.3075 | 456.2391 | 435.247 | 413.3299
6315 | 3 | 264 | 9 | 326.0988 | 226.1311 | 320.5688 | 414.3647 | 409.9136 | 358.7448 | 281.8244 | 310.3625 | 177.0629 | 396.6404 | 387.5445 | 453.8892 | 262.022 | 407.8963 | 349.0519 | 400.2794 | 441.1904 | 453.016 | 432.1539 | 419.7139
6316 | 4 | 264 | 9 | 324.6259 | 226.7922 | 324.8077 | 420.9942 | 405.9403 | 339.618 | 280.0513 | 308.0657 | 180.3595 | 408.295 | 392.22 | 473.0388 | 260.8645 | 392.5796 | 352.854 | 399.3365 | 437.0837 | 449.2253 | 437.5445 | 423.3938
6317 | 5 | 264 | 9 | 320.7248 | 196.846 | 321.3374 | 419.0708 | 327.2899 | 309.4731 | 276.4565 | 304.7072 | 169.778 | 427.5116 | 392.0859 | 488.5849 | 245.8552 | 343.2816 | 343.6203 | 394.4833 | 350.7905 | 460.7548 | 407.0072 | 437.888
6318 | 6 | 264 | 9 | 289.3626 | 121.6483 | 292.9911 | 353.0723 | 219.0928 | 177.2898 | 251.7931 | 272.9241 | 127.4747 | 341.8986 | 348.6225 | 371.4339 | 233.0991 | 235.383 | 300.7895 | 330.767 | 249.3228 | 426.258 | 360.279 | 360.7617
6319 | 7 | 264 | 9 | 255.0235 | 115.9336 | 261.9516 | 316.7224 | 210.0654 | 168.2323 | 231.8734 | 256.6463 | 109.3739 | 263.0658 | 314.5163 | 264.9973 | 215.8432 | 209.8448 | 251.4154 | 300.5861 | 222.3142 | 331.9633 | 342.0968 | 262.2646
6320 | 8 | 264 | 9 | 238.1023 | 114.8119 | 265.2724 | 296.0052 | 206.0347 | 172.3161 | 229.1795 | 244.0216 | 102.7606 | 235.2428 | 304.3953 | 239.3413 | 222.5251 | 204.7511 | 239.6587 | 293.7159 | 219.9939 | 283.2283 | 331.3285 | 229.8242
6321 | 9 | 264 | 9 | 236.3927 | 113.9545 | 264.0441 | 307.0441 | 202.4914 | 171.8048 | 230.5019 | 244.1676 | 101.644 | 222.554 | 303.0881 | 233.082 | 202.8453 | 202.2539 | 235.8756 | 293.3499 | 218.2222 | 266.9012 | 331.3827 | 219.145
6322 | 10 | 264 | 9 | 232.8873 | 116.32 | 264.9669 | 311.1559 | 198.201 | 159.7865 | 227.0507 | 244.4127 | 103.1794 | 221.2284 | 299.7372 | 234.8174 | 201.9902 | 202.987 | 229.7953 | 295.5666 | 217.7513 | 267.9544 | 334.4766 | 216.7422
6323 | 11 | 264 | 9 | 233.5368 | 119.3677 | 274.6754 | 316.1524 | 198.622 | 164.9314 | 227.0571 | 243.9206 | 103.4249 | 222.5436 | 295.9651 | 235.0227 | 205.1463 | 211.6578 | 236.821 | 299.708 | 221.1221 | 266.5774 | 337.6655 | 220.5284
6324 | 12 | 264 | 9 | 233.7111 | 116.664 | 283.7324 | 327.7196 | 200.6731 | 164.9305 | 228.9768 | 240.124 | 105.6348 | 230.554 | 299.9274 | 234.2483 | 199.0494 | 218.2453 | 242.2827 | 301.106 | 221.6869 | 272.6913 | 337.7896 | 223.2721
6325 | 13 | 264 | 9 | 235.7733 | 121.0353 | 290.556 | 328.7794 | 198.181 | 164.0766 | 230.7738 | 227.8314 | 111.3748 | 232.6634 | 297.636 | 238.6755 | 199.0294 | 207.0387 | 240.2834 | 304.0929 | 217.9689 | 280.1192 | 343.8694 | 225.331
6326 | 14 | 264 | 9 | 237.3645 | 121.9855 | 298.0961 | 335.5312 | 201.1552 | 164.3089 | 229.6806 | 226.4704 | 112.8468 | 238.0022 | 301.2846 | 238.6921 | 197.5087 | 210.1677 | 246.3032 | 308.3201 | 223.0434 | 284.8011 | 345.7387 | 229.6068
6327 | 15 | 264 | 9 | 236.0395 | 124.4468 | 295.9658 | 355.4729 | 214.6765 | 170.4637 | 242.6406 | 231.2652 | 118.8631 | 242.7218 | 304.7893 | 243.6258 | 191.5703 | 207.7176 | 248.3017 | 312.7579 | 235.6454 | 300.5462 | 350.6979 | 236.2021
6328 | 16 | 264 | 9 | 265.1139 | 151.4238 | 300.662 | 367.1934 | 262.1071 | 184.6351 | 271.9675 | 267.9233 | 146.1267 | 276.3549 | 311.4725 | 264.8297 | 219.9302 | 235.5889 | 274.387 | 340.0636 | 282.6176 | 336.0128 | 387.5535 | 270.7089
6329 | 17 | 264 | 9 | 291.9131 | 171.6072 | 351.0557 | 428.221 | 368.274 | 287.8739 | 302.679 | 294.0287 | 200.5645 | 368.0259 | 351.8333 | 341.8318 | 241.6384 | 333.4108 | 354.5974 | 405.9518 | 386.0909 | 400.8101 | 429.8226 | 352.1119
6330 | 18 | 264 | 9 | 299.7938 | 171.5447 | 384.8718 | 455.9196 | 381.2679 | 321.5661 | 302.9385 | 300.0703 | 206.8165 | 420.1763 | 401.5672 | 447.0304 | 252.478 | 348.9127 | 382.3701 | 430.9739 | 392.0879 | 478.6204 | 430.9806 | 409.3886
6331 | 19 | 264 | 9 | 296.2332 | 171.1483 | 352.2732 | 451.8944 | 376.4989 | 322.5666 | 299.3946 | 296.8953 | 188.8972 | 409.2969 | 402.7562 | 446.6311 | 247.73 | 335.3795 | 363.2005 | 414.4802 | 377.3716 | 477.0493 | 417.0326 | 390.5307
6332 | 20 | 264 | 9 | 295.0002 | 171.8118 | 332.9713 | 448.0494 | 395.4581 | 331.74 | 292.9342 | 301.044 | 181.8187 | 394.4296 | 393.8988 | 440.1374 | 245.3464 | 347.4094 | 337.6586 | 402.2157 | 394.4877 | 460.1304 | 417.7658 | 383.3252
6333 | 21 | 264 | 9 | 294.6447 | 180.9666 | 325.2669 | 420.2639 | 408.9535 | 349.5944 | 291.7173 | 302.4946 | 178.9926 | 433.5339 | 381.0654 | 473.295 | 245.2958 | 371.2788 | 329.2849 | 403.8652 | 419.9107 | 483.4329 | 427.5755 | 426.0261
6334 | 22 | 264 | 9 | 299.0978 | 185.0576 | 316.3469 | 429.9758 | 392.6821 | 340.1387 | 288.6836 | 302.3743 | 178.0748 | 421.6677 | 399.7753 | 483.2993 | 248.5898 | 393.9471 | 327.4291 | 400.5185 | 431.7204 | 495.8842 | 434.7652 | 446.5584
6335 | 23 | 264 | 9 | 300.6498 | 199.1817 | 313.2599 | 452.627 | 395.793 | 333.7374 | 285.7888 | 305.7323 | 177.5926 | 411.3775 | 386.0652 | 459.0158 | 249.725 | 400.402 | 330.0695 | 402.9982 | 432.6662 | 485.9634 | 434.3254 | 430.4966
6336 | 0 | 265 | 9 | 309.9616 | 211.9786 | 313.809 | 430.3548 | 393.1594 | 329.2053 | 284.1529 | 308.7374 | 176.2601 | 397.8275 | 384.6092 | 453.3641 | 256.9957 | 388.3767 | 332.6595 | 398.4926 | 430.1669 | 469.5519 | 431.3012 | 421.696
6337 | 1 | 265 | 9 | 317.2976 | 221.1056 | 313.6356 | 417.2898 | 385.9734 | 330.109 | 282.6732 | 310.2706 | 176.4966 | 393.7214 | 383.5715 | 452.4038 | 258.3217 | 394.8285 | 334.0284 | 398.7733 | 428.6508 | 455.1088 | 430.1054 | 421.4963
6338 | 2 | 265 | 9 | 324.7712 | 229.9391 | 315.7155 | 417.0486 | 391.7294 | 330.6235 | 282.705 | 311.5059 | 177.0517 | 393.665 | 377.6064 | 448.2296 | 266.6187 | 399.5501 | 340.885 | 395.7781 | 431.3075 | 456.2391 | 435.247 | 413.3299
6339 | 3 | 265 | 9 | 326.0988 | 226.1311 | 320.5688 | 414.3647 | 409.9136 | 358.7448 | 281.8244 | 310.3625 | 177.0629 | 396.6404 | 387.5445 | 453.8892 | 262.022 | 407.8963 | 349.0519 | 400.2794 | 441.1904 | 453.016 | 432.1539 | 419.7139
6340 | 4 | 265 | 9 | 324.6259 | 226.7922 | 324.8077 | 420.9942 | 405.9403 | 339.618 | 280.0513 | 308.0657 | 180.3595 | 408.295 | 392.22 | 473.0388 | 260.8645 | 392.5796 | 352.854 | 399.3365 | 437.0837 | 449.2253 | 437.5445 | 423.3938
6341 | 5 | 265 | 9 | 320.7248 | 196.846 | 321.3374 | 419.0708 | 327.2899 | 309.4731 | 276.4565 | 304.7072 | 169.778 | 427.5116 | 392.0859 | 488.5849 | 245.8552 | 343.2816 | 343.6203 | 394.4833 | 350.7905 | 460.7548 | 407.0072 | 437.888
6342 | 6 | 265 | 9 | 289.3626 | 121.6483 | 292.9911 | 353.0723 | 219.0928 | 177.2898 | 251.7931 | 272.9241 | 127.4747 | 341.8986 | 348.6225 | 371.4339 | 233.0991 | 235.383 | 300.7895 | 330.767 | 249.3228 | 426.258 | 360.279 | 360.7617
6343 | 7 | 265 | 9 | 255.0235 | 115.9336 | 261.9516 | 316.7224 | 210.0654 | 168.2323 | 231.8734 | 256.6463 | 109.3739 | 263.0658 | 314.5163 | 264.9973 | 215.8432 | 209.8448 | 251.4154 | 300.5861 | 222.3142 | 331.9633 | 342.0968 | 262.2646
6344 | 8 | 265 | 9 | 238.1023 | 114.8119 | 265.2724 | 296.0052 | 206.0347 | 172.3161 | 229.1795 | 244.0216 | 102.7606 | 235.2428 | 304.3953 | 239.3413 | 222.5251 | 204.7511 | 239.6587 | 293.7159 | 219.9939 | 283.2283 | 331.3285 | 229.8242
6345 | 9 | 265 | 9 | 236.3927 | 113.9545 | 264.0441 | 307.0441 | 202.4914 | 171.8048 | 230.5019 | 244.1676 | 101.644 | 222.554 | 303.0881 | 233.082 | 202.8453 | 202.2539 | 235.8756 | 293.3499 | 218.2222 | 266.9012 | 331.3827 | 219.145
6346 | 10 | 265 | 9 | 232.8873 | 116.32 | 264.9669 | 311.1559 | 198.201 | 159.7865 | 227.0507 | 244.4127 | 103.1794 | 221.2284 | 299.7372 | 234.8174 | 201.9902 | 202.987 | 229.7953 | 295.5666 | 217.7513 | 267.9544 | 334.4766 | 216.7422
6347 | 11 | 265 | 9 | 233.5368 | 119.3677 | 274.6754 | 316.1524 | 198.622 | 164.9314 | 227.0571 | 243.9206 | 103.4249 | 222.5436 | 295.9651 | 235.0227 | 205.1463 | 211.6578 | 236.821 | 299.708 | 221.1221 | 266.5774 | 337.6655 | 220.5284
6348 | 12 | 265 | 9 | 233.7111 | 116.664 | 283.7324 | 327.7196 | 200.6731 | 164.9305 | 228.9768 | 240.124 | 105.6348 | 230.554 | 299.9274 | 234.2483 | 199.0494 | 218.2453 | 242.2827 | 301.106 | 221.6869 | 272.6913 | 337.7896 | 223.2721
6349 | 13 | 265 | 9 | 235.7733 | 121.0353 | 290.556 | 328.7794 | 198.181 | 164.0766 | 230.7738 | 227.8314 | 111.3748 | 232.6634 | 297.636 | 238.6755 | 199.0294 | 207.0387 | 240.2834 | 304.0929 | 217.9689 | 280.1192 | 343.8694 | 225.331
6350 | 14 | 265 | 9 | 237.3645 | 121.9855 | 298.0961 | 335.5312 | 201.1552 | 164.3089 | 229.6806 | 226.4704 | 112.8468 | 238.0022 | 301.2846 | 238.6921 | 197.5087 | 210.1677 | 246.3032 | 308.3201 | 223.0434 | 284.8011 | 345.7387 | 229.6068
6351 | 15 | 265 | 9 | 236.0395 | 124.4468 | 295.9658 | 355.4729 | 214.6765 | 170.4637 | 242.6406 | 231.2652 | 118.8631 | 242.7218 | 304.7893 | 243.6258 | 191.5703 | 207.7176 | 248.3017 | 312.7579 | 235.6454 | 300.5462 | 350.6979 | 236.2021
6352 | 16 | 265 | 9 | 265.1139 | 151.4238 | 300.662 | 367.1934 | 262.1071 | 184.6351 | 271.9675 | 267.9233 | 146.1267 | 276.3549 | 311.4725 | 264.8297 | 219.9302 | 235.5889 | 274.387 | 340.0636 | 282.6176 | 336.0128 | 387.5535 | 270.7089
6353 | 17 | 265 | 9 | 291.9131 | 171.6072 | 351.0557 | 428.221 | 368.274 | 287.8739 | 302.679 | 294.0287 | 200.5645 | 368.0259 | 351.8333 | 341.8318 | 241.6384 | 333.4108 | 354.5974 | 405.9518 | 386.0909 | 400.8101 | 429.8226 | 352.1119
6354 | 18 | 265 | 9 | 299.7938 | 171.5447 | 384.8718 | 455.9196 | 381.2679 | 321.5661 | 302.9385 | 300.0703 | 206.8165 | 420.1763 | 401.5672 | 447.0304 | 252.478 | 348.9127 | 382.3701 | 430.9739 | 392.0879 | 478.6204 | 430.9806 | 409.3886
6355 | 19 | 265 | 9 | 296.2332 | 171.1483 | 352.2732 | 451.8944 | 376.4989 | 322.5666 | 299.3946 | 296.8953 | 188.8972 | 409.2969 | 402.7562 | 446.6311 | 247.73 | 335.3795 | 363.2005 | 414.4802 | 377.3716 | 477.0493 | 417.0326 | 390.5307
6356 | 20 | 265 | 9 | 295.0002 | 171.8118 | 332.9713 | 448.0494 | 395.4581 | 331.74 | 292.9342 | 301.044 | 181.8187 | 394.4296 | 393.8988 | 440.1374 | 245.3464 | 347.4094 | 337.6586 | 402.2157 | 394.4877 | 460.1304 | 417.7658 | 383.3252
6357 | 21 | 265 | 9 | 294.6447 | 180.9666 | 325.2669 | 420.2639 | 408.9535 | 349.5944 | 291.7173 | 302.4946 | 178.9926 | 433.5339 | 381.0654 | 473.295 | 245.2958 | 371.2788 | 329.2849 | 403.8652 | 419.9107 | 483.4329 | 427.5755 | 426.0261
6358 | 22 | 265 | 9 | 299.0978 | 185.0576 | 316.3469 | 429.9758 | 392.6821 | 340.1387 | 288.6836 | 302.3743 | 178.0748 | 421.6677 | 399.7753 | 483.2993 | 248.5898 | 393.9471 | 327.4291 | 400.5185 | 431.7204 | 495.8842 | 434.7652 | 446.5584
6359 | 23 | 265 | 9 | 300.6498 | 199.1817 | 313.2599 | 452.627 | 395.793 | 333.7374 | 285.7888 | 305.7323 | 177.5926 | 411.3775 | 386.0652 | 459.0158 | 249.725 | 400.402 | 330.0695 | 402.9982 | 432.6662 | 485.9634 | 434.3254 | 430.4966
6360 | 0 | 266 | 9 | 309.9616 | 211.9786 | 313.809 | 430.3548 | 393.1594 | 329.2053 | 284.1529 | 308.7374 | 176.2601 | 397.8275 | 384.6092 | 453.3641 | 256.9957 | 388.3767 | 332.6595 | 398.4926 | 430.1669 | 469.5519 | 431.3012 | 421.696
6361 | 1 | 266 | 9 | 317.2976 | 221.1056 | 313.6356 | 417.2898 | 385.9734 | 330.109 | 282.6732 | 310.2706 | 176.4966 | 393.7214 | 383.5715 | 452.4038 | 258.3217 | 394.8285 | 334.0284 | 398.7733 | 428.6508 | 455.1088 | 430.1054 | 421.4963
6362 | 2 | 266 | 9 | 324.7712 | 229.9391 | 315.7155 | 417.0486 | 391.7294 | 330.6235 | 282.705 | 311.5059 | 177.0517 | 393.665 | 377.6064 | 448.2296 | 266.6187 | 399.5501 | 340.885 | 395.7781 | 431.3075 | 456.2391 | 435.247 | 413.3299
6363 | 3 | 266 | 9 | 326.0988 | 226.1311 | 320.5688 | 414.3647 | 409.9136 | 358.7448 | 281.8244 | 310.3625 | 177.0629 | 396.6404 | 387.5445 | 453.8892 | 262.022 | 407.8963 | 349.0519 | 400.2794 | 441.1904 | 453.016 | 432.1539 | 419.7139
6364 | 4 | 266 | 9 | 324.6259 | 226.7922 | 324.8077 | 420.9942 | 405.9403 | 339.618 | 280.0513 | 308.0657 | 180.3595 | 408.295 | 392.22 | 473.0388 | 260.8645 | 392.5796 | 352.854 | 399.3365 | 437.0837 | 449.2253 | 437.5445 | 423.3938
6365 | 5 | 266 | 9 | 320.7248 | 196.846 | 321.3374 | 419.0708 | 327.2899 | 309.4731 | 276.4565 | 304.7072 | 169.778 | 427.5116 | 392.0859 | 488.5849 | 245.8552 | 343.2816 | 343.6203 | 394.4833 | 350.7905 | 460.7548 | 407.0072 | 437.888
6366 | 6 | 266 | 9 | 289.3626 | 121.6483 | 292.9911 | 353.0723 | 219.0928 | 177.2898 | 251.7931 | 272.9241 | 127.4747 | 341.8986 | 348.6225 | 371.4339 | 233.0991 | 235.383 | 300.7895 | 330.767 | 249.3228 | 426.258 | 360.279 | 360.7617
6367 | 7 | 266 | 9 | 255.0235 | 115.9336 | 261.9516 | 316.7224 | 210.0654 | 168.2323 | 231.8734 | 256.6463 | 109.3739 | 263.0658 | 314.5163 | 264.9973 | 215.8432 | 209.8448 | 251.4154 | 300.5861 | 222.3142 | 331.9633 | 342.0968 | 262.2646
6368 | 8 | 266 | 9 | 238.1023 | 114.8119 | 265.2724 | 296.0052 | 206.0347 | 172.3161 | 229.1795 | 244.0216 | 102.7606 | 235.2428 | 304.3953 | 239.3413 | 222.5251 | 204.7511 | 239.6587 | 293.7159 | 219.9939 | 283.2283 | 331.3285 | 229.8242
6369 | 9 | 266 | 9 | 236.3927 | 113.9545 | 264.0441 | 307.0441 | 202.4914 | 171.8048 | 230.5019 | 244.1676 | 101.644 | 222.554 | 303.0881 | 233.082 | 202.8453 | 202.2539 | 235.8756 | 293.3499 | 218.2222 | 266.9012 | 331.3827 | 219.145
6370 | 10 | 266 | 9 | 232.8873 | 116.32 | 264.9669 | 311.1559 | 198.201 | 159.7865 | 227.0507 | 244.4127 | 103.1794 | 221.2284 | 299.7372 | 234.8174 | 201.9902 | 202.987 | 229.7953 | 295.5666 | 217.7513 | 267.9544 | 334.4766 | 216.7422
6371 | 11 | 266 | 9 | 233.5368 | 119.3677 | 274.6754 | 316.1524 | 198.622 | 164.9314 | 227.0571 | 243.9206 | 103.4249 | 222.5436 | 295.9651 | 235.0227 | 205.1463 | 211.6578 | 236.821 | 299.708 | 221.1221 | 266.5774 | 337.6655 | 220.5284
6372 | 12 | 266 | 9 | 233.7111 | 116.664 | 283.7324 | 327.7196 | 200.6731 | 164.9305 | 228.9768 | 240.124 | 105.6348 | 230.554 | 299.9274 | 234.2483 | 199.0494 | 218.2453 | 242.2827 | 301.106 | 221.6869 | 272.6913 | 337.7896 | 223.2721
6373 | 13 | 266 | 9 | 235.7733 | 121.0353 | 290.556 | 328.7794 | 198.181 | 164.0766 | 230.7738 | 227.8314 | 111.3748 | 232.6634 | 297.636 | 238.6755 | 199.0294 | 207.0387 | 240.2834 | 304.0929 | 217.9689 | 280.1192 | 343.8694 | 225.331
6374 | 14 | 266 | 9 | 237.3645 | 121.9855 | 298.0961 | 335.5312 | 201.1552 | 164.3089 | 229.6806 | 226.4704 | 112.8468 | 238.0022 | 301.2846 | 238.6921 | 197.5087 | 210.1677 | 246.3032 | 308.3201 | 223.0434 | 284.8011 | 345.7387 | 229.6068
6375 | 15 | 266 | 9 | 236.0395 | 124.4468 | 295.9658 | 355.4729 | 214.6765 | 170.4637 | 242.6406 | 231.2652 | 118.8631 | 242.7218 | 304.7893 | 243.6258 | 191.5703 | 207.7176 | 248.3017 | 312.7579 | 235.6454 | 300.5462 | 350.6979 | 236.2021
6376 | 16 | 266 | 9 | 265.1139 | 151.4238 | 300.662 | 367.1934 | 262.1071 | 184.6351 | 271.9675 | 267.9233 | 146.1267 | 276.3549 | 311.4725 | 264.8297 | 219.9302 | 235.5889 | 274.387 | 340.0636 | 282.6176 | 336.0128 | 387.5535 | 270.7089
6377 | 17 | 266 | 9 | 291.9131 | 171.6072 | 351.0557 | 428.221 | 368.274 | 287.8739 | 302.679 | 294.0287 | 200.5645 | 368.0259 | 351.8333 | 341.8318 | 241.6384 | 333.4108 | 354.5974 | 405.9518 | 386.0909 | 400.8101 | 429.8226 | 352.1119
6378 | 18 | 266 | 9 | 299.7938 | 171.5447 | 384.8718 | 455.9196 | 381.2679 | 321.5661 | 302.9385 | 300.0703 | 206.8165 | 420.1763 | 401.5672 | 447.0304 | 252.478 | 348.9127 | 382.3701 | 430.9739 | 392.0879 | 478.6204 | 430.9806 | 409.3886
6379 | 19 | 266 | 9 | 296.2332 | 171.1483 | 352.2732 | 451.8944 | 376.4989 | 322.5666 | 299.3946 | 296.8953 | 188.8972 | 409.2969 | 402.7562 | 446.6311 | 247.73 | 335.3795 | 363.2005 | 414.4802 | 377.3716 | 477.0493 | 417.0326 | 390.5307
6380 | 20 | 266 | 9 | 295.0002 | 171.8118 | 332.9713 | 448.0494 | 395.4581 | 331.74 | 292.9342 | 301.044 | 181.8187 | 394.4296 | 393.8988 | 440.1374 | 245.3464 | 347.4094 | 337.6586 | 402.2157 | 394.4877 | 460.1304 | 417.7658 | 383.3252
6381 | 21 | 266 | 9 | 294.6447 | 180.9666 | 325.2669 | 420.2639 | 408.9535 | 349.5944 | 291.7173 | 302.4946 | 178.9926 | 433.5339 | 381.0654 | 473.295 | 245.2958 | 371.2788 | 329.2849 | 403.8652 | 419.9107 | 483.4329 | 427.5755 | 426.0261
6382 | 22 | 266 | 9 | 299.0978 | 185.0576 | 316.3469 | 429.9758 | 392.6821 | 340.1387 | 288.6836 | 302.3743 | 178.0748 | 421.6677 | 399.7753 | 483.2993 | 248.5898 | 393.9471 | 327.4291 | 400.5185 | 431.7204 | 495.8842 | 434.7652 | 446.5584
6383 | 23 | 266 | 9 | 300.6498 | 199.1817 | 313.2599 | 452.627 | 395.793 | 333.7374 | 285.7888 | 305.7323 | 177.5926 | 411.3775 | 386.0652 | 459.0158 | 249.725 | 400.402 | 330.0695 | 402.9982 | 432.6662 | 485.9634 | 434.3254 | 430.4966
6384 | 0 | 267 | 9 | 309.9616 | 211.9786 | 313.809 | 430.3548 | 393.1594 | 329.2053 | 284.1529 | 308.7374 | 176.2601 | 397.8275 | 384.6092 | 453.3641 | 256.9957 | 388.3767 | 332.6595 | 398.4926 | 430.1669 | 469.5519 | 431.3012 | 421.696
6385 | 1 | 267 | 9 | 317.2976 | 221.1056 | 313.6356 | 417.2898 | 385.9734 | 330.109 | 282.6732 | 310.2706 | 176.4966 | 393.7214 | 383.5715 | 452.4038 | 258.3217 | 394.8285 | 334.0284 | 398.7733 | 428.6508 | 455.1088 | 430.1054 | 421.4963
6386 | 2 | 267 | 9 | 324.7712 | 229.9391 | 315.7155 | 417.0486 | 391.7294 | 330.6235 | 282.705 | 311.5059 | 177.0517 | 393.665 | 377.6064 | 448.2296 | 266.6187 | 399.5501 | 340.885 | 395.7781 | 431.3075 | 456.2391 | 435.247 | 413.3299
6387 | 3 | 267 | 9 | 326.0988 | 226.1311 | 320.5688 | 414.3647 | 409.9136 | 358.7448 | 281.8244 | 310.3625 | 177.0629 | 396.6404 | 387.5445 | 453.8892 | 262.022 | 407.8963 | 349.0519 | 400.2794 | 441.1904 | 453.016 | 432.1539 | 419.7139
6388 | 4 | 267 | 9 | 324.6259 | 226.7922 | 324.8077 | 420.9942 | 405.9403 | 339.618 | 280.0513 | 308.0657 | 180.3595 | 408.295 | 392.22 | 473.0388 | 260.8645 | 392.5796 | 352.854 | 399.3365 | 437.0837 | 449.2253 | 437.5445 | 423.3938
6389 | 5 | 267 | 9 | 320.7248 | 196.846 | 321.3374 | 419.0708 | 327.2899 | 309.4731 | 276.4565 | 304.7072 | 169.778 | 427.5116 | 392.0859 | 488.5849 | 245.8552 | 343.2816 | 343.6203 | 394.4833 | 350.7905 | 460.7548 | 407.0072 | 437.888
6390 | 6 | 267 | 9 | 289.3626 | 121.6483 | 292.9911 | 353.0723 | 219.0928 | 177.2898 | 251.7931 | 272.9241 | 127.4747 | 341.8986 | 348.6225 | 371.4339 | 233.0991 | 235.383 | 300.7895 | 330.767 | 249.3228 | 426.258 | 360.279 | 360.7617
6391 | 7 | 267 | 9 | 255.0235 | 115.9336 | 261.9516 | 316.7224 | 210.0654 | 168.2323 | 231.8734 | 256.6463 | 109.3739 | 263.0658 | 314.5163 | 264.9973 | 215.8432 | 209.8448 | 251.4154 | 300.5861 | 222.3142 | 331.9633 | 342.0968 | 262.2646
6392 | 8 | 267 | 9 | 238.1023 | 114.8119 | 265.2724 | 296.0052 | 206.0347 | 172.3161 | 229.1795 | 244.0216 | 102.7606 | 235.2428 | 304.3953 | 239.3413 | 222.5251 | 204.7511 | 239.6587 | 293.7159 | 219.9939 | 283.2283 | 331.3285 | 229.8242
6393 | 9 | 267 | 9 | 236.3927 | 113.9545 | 264.0441 | 307.0441 | 202.4914 | 171.8048 | 230.5019 | 244.1676 | 101.644 | 222.554 | 303.0881 | 233.082 | 202.8453 | 202.2539 | 235.8756 | 293.3499 | 218.2222 | 266.9012 | 331.3827 | 219.145
6394 | 10 | 267 | 9 | 232.8873 | 116.32 | 264.9669 | 311.1559 | 198.201 | 159.7865 | 227.0507 | 244.4127 | 103.1794 | 221.2284 | 299.7372 | 234.8174 | 201.9902 | 202.987 | 229.7953 | 295.5666 | 217.7513 | 267.9544 | 334.4766 | 216.7422
6395 | 11 | 267 | 9 | 233.5368 | 119.3677 | 274.6754 | 316.1524 | 198.622 | 164.9314 | 227.0571 | 243.9206 | 103.4249 | 222.5436 | 295.9651 | 235.0227 | 205.1463 | 211.6578 | 236.821 | 299.708 | 221.1221 | 266.5774 | 337.6655 | 220.5284
6396 | 12 | 267 | 9 | 233.7111 | 116.664 | 283.7324 | 327.7196 | 200.6731 | 164.9305 | 228.9768 | 240.124 | 105.6348 | 230.554 | 299.9274 | 234.2483 | 199.0494 | 218.2453 | 242.2827 | 301.106 | 221.6869 | 272.6913 | 337.7896 | 223.2721
6397 | 13 | 267 | 9 | 235.7733 | 121.0353 | 290.556 | 328.7794 | 198.181 | 164.0766 | 230.7738 | 227.8314 | 111.3748 | 232.6634 | 297.636 | 238.6755 | 199.0294 | 207.0387 | 240.2834 | 304.0929 | 217.9689 | 280.1192 | 343.8694 | 225.331
6398 | 14 | 267 | 9 | 237.3645 | 121.9855 | 298.0961 | 335.5312 | 201.1552 | 164.3089 | 229.6806 | 226.4704 | 112.8468 | 238.0022 | 301.2846 | 238.6921 | 197.5087 | 210.1677 | 246.3032 | 308.3201 | 223.0434 | 284.8011 | 345.7387 | 229.6068
6399 | 15 | 267 | 9 | 236.0395 | 124.4468 | 295.9658 | 355.4729 | 214.6765 | 170.4637 | 242.6406 | 231.2652 | 118.8631 | 242.7218 | 304.7893 | 243.6258 | 191.5703 | 207.7176 | 248.3017 | 312.7579 | 235.6454 | 300.5462 | 350.6979 | 236.2021
6400 | 16 | 267 | 9 | 265.1139 | 151.4238 | 300.662 | 367.1934 | 262.1071 | 184.6351 | 271.9675 | 267.9233 | 146.1267 | 276.3549 | 311.4725 | 264.8297 | 219.9302 | 235.5889 | 274.387 | 340.0636 | 282.6176 | 336.0128 | 387.5535 | 270.7089
6401 | 17 | 267 | 9 | 291.9131 | 171.6072 | 351.0557 | 428.221 | 368.274 | 287.8739 | 302.679 | 294.0287 | 200.5645 | 368.0259 | 351.8333 | 341.8318 | 241.6384 | 333.4108 | 354.5974 | 405.9518 | 386.0909 | 400.8101 | 429.8226 | 352.1119
6402 | 18 | 267 | 9 | 299.7938 | 171.5447 | 384.8718 | 455.9196 | 381.2679 | 321.5661 | 302.9385 | 300.0703 | 206.8165 | 420.1763 | 401.5672 | 447.0304 | 252.478 | 348.9127 | 382.3701 | 430.9739 | 392.0879 | 478.6204 | 430.9806 | 409.3886
6403 | 19 | 267 | 9 | 296.2332 | 171.1483 | 352.2732 | 451.8944 | 376.4989 | 322.5666 | 299.3946 | 296.8953 | 188.8972 | 409.2969 | 402.7562 | 446.6311 | 247.73 | 335.3795 | 363.2005 | 414.4802 | 377.3716 | 477.0493 | 417.0326 | 390.5307
6404 | 20 | 267 | 9 | 295.0002 | 171.8118 | 332.9713 | 448.0494 | 395.4581 | 331.74 | 292.9342 | 301.044 | 181.8187 | 394.4296 | 393.8988 | 440.1374 | 245.3464 | 347.4094 | 337.6586 | 402.2157 | 394.4877 | 460.1304 | 417.7658 | 383.3252
6405 | 21 | 267 | 9 | 294.6447 | 180.9666 | 325.2669 | 420.2639 | 408.9535 | 349.5944 | 291.7173 | 302.4946 | 178.9926 | 433.5339 | 381.0654 | 473.295 | 245.2958 | 371.2788 | 329.2849 | 403.8652 | 419.9107 | 483.4329 | 427.5755 | 426.0261
6406 | 22 | 267 | 9 | 299.0978 | 185.0576 | 316.3469 | 429.9758 | 392.6821 | 340.1387 | 288.6836 | 302.3743 | 178.0748 | 421.6677 | 399.7753 | 483.2993 | 248.5898 | 393.9471 | 327.4291 | 400.5185 | 431.7204 | 495.8842 | 434.7652 | 446.5584
6407 | 23 | 267 | 9 | 300.6498 | 199.1817 | 313.2599 | 452.627 | 395.793 | 333.7374 | 285.7888 | 305.7323 | 177.5926 | 411.3775 | 386.0652 | 459.0158 | 249.725 | 400.402 | 330.0695 | 402.9982 | 432.6662 | 485.9634 | 434.3254 | 430.4966
6408 | 0 | 268 | 9 | 309.9616 | 211.9786 | 313.809 | 430.3548 | 393.1594 | 329.2053 | 284.1529 | 308.7374 | 176.2601 | 397.8275 | 384.6092 | 453.3641 | 256.9957 | 388.3767 | 332.6595 | 398.4926 | 430.1669 | 469.5519 | 431.3012 | 421.696
6409 | 1 | 268 | 9 | 317.2976 | 221.1056 | 313.6356 | 417.2898 | 385.9734 | 330.109 | 282.6732 | 310.2706 | 176.4966 | 393.7214 | 383.5715 | 452.4038 | 258.3217 | 394.8285 | 334.0284 | 398.7733 | 428.6508 | 455.1088 | 430.1054 | 421.4963
6410 | 2 | 268 | 9 | 324.7712 | 229.9391 | 315.7155 | 417.0486 | 391.7294 | 330.6235 | 282.705 | 311.5059 | 177.0517 | 393.665 | 377.6064 | 448.2296 | 266.6187 | 399.5501 | 340.885 | 395.7781 | 431.3075 | 456.2391 | 435.247 | 413.3299
6411 | 3 | 268 | 9 | 326.0988 | 226.1311 | 320.5688 | 414.3647 | 409.9136 | 358.7448 | 281.8244 | 310.3625 | 177.0629 | 396.6404 | 387.5445 | 453.8892 | 262.022 | 407.8963 | 349.0519 | 400.2794 | 441.1904 | 453.016 | 432.1539 | 419.7139
6412 | 4 | 268 | 9 | 324.6259 | 226.7922 | 324.8077 | 420.9942 | 405.9403 | 339.618 | 280.0513 | 308.0657 | 180.3595 | 408.295 | 392.22 | 473.0388 | 260.8645 | 392.5796 | 352.854 | 399.3365 | 437.0837 | 449.2253 | 437.5445 | 423.3938
6413 | 5 | 268 | 9 | 320.7248 | 196.846 | 321.3374 | 419.0708 | 327.2899 | 309.4731 | 276.4565 | 304.7072 | 169.778 | 427.5116 | 392.0859 | 488.5849 | 245.8552 | 343.2816 | 343.6203 | 394.4833 | 350.7905 | 460.7548 | 407.0072 | 437.888
6414 | 6 | 268 | 9 | 289.3626 | 121.6483 | 292.9911 | 353.0723 | 219.0928 | 177.2898 | 251.7931 | 272.9241 | 127.4747 | 341.8986 | 348.6225 | 371.4339 | 233.0991 | 235.383 | 300.7895 | 330.767 | 249.3228 | 426.258 | 360.279 | 360.7617
6415 | 7 | 268 | 9 | 255.0235 | 115.9336 | 261.9516 | 316.7224 | 210.0654 | 168.2323 | 231.8734 | 256.6463 | 109.3739 | 263.0658 | 314.5163 | 264.9973 | 215.8432 | 209.8448 | 251.4154 | 300.5861 | 222.3142 | 331.9633 | 342.0968 | 262.2646
6416 | 8 | 268 | 9 | 238.1023 | 114.8119 | 265.2724 | 296.0052 | 206.0347 | 172.3161 | 229.1795 | 244.0216 | 102.7606 | 235.2428 | 304.3953 | 239.3413 | 222.5251 | 204.7511 | 239.6587 | 293.7159 | 219.9939 | 283.2283 | 331.3285 | 229.8242
6417 | 9 | 268 | 9 | 236.3927 | 113.9545 | 264.0441 | 307.0441 | 202.4914 | 171.8048 | 230.5019 | 244.1676 | 101.644 | 222.554 | 303.0881 | 233.082 | 202.8453 | 202.2539 | 235.8756 | 293.3499 | 218.2222 | 266.9012 | 331.3827 | 219.145
6418 | 10 | 268 | 9 | 232.8873 | 116.32 | 264.9669 | 311.1559 | 198.201 | 159.7865 | 227.0507 | 244.4127 | 103.1794 | 221.2284 | 299.7372 | 234.8174 | 201.9902 | 202.987 | 229.7953 | 295.5666 | 217.7513 | 267.9544 | 334.4766 | 216.7422
6419 | 11 | 268 | 9 | 233.5368 | 119.3677 | 274.6754 | 316.1524 | 198.622 | 164.9314 | 227.0571 | 243.9206 | 103.4249 | 222.5436 | 295.9651 | 235.0227 | 205.1463 | 211.6578 | 236.821 | 299.708 | 221.1221 | 266.5774 | 337.6655 | 220.5284
6420 | 12 | 268 | 9 | 233.7111 | 116.664 | 283.7324 | 327.7196 | 200.6731 | 164.9305 | 228.9768 | 240.124 | 105.6348 | 230.554 | 299.9274 | 234.2483 | 199.0494 | 218.2453 | 242.2827 | 301.106 | 221.6869 | 272.6913 | 337.7896 | 223.2721
6421 | 13 | 268 | 9 | 235.7733 | 121.0353 | 290.556 | 328.7794 | 198.181 | 164.0766 | 230.7738 | 227.8314 | 111.3748 | 232.6634 | 297.636 | 238.6755 | 199.0294 | 207.0387 | 240.2834 | 304.0929 | 217.9689 | 280.1192 | 343.8694 | 225.331
6422 | 14 | 268 | 9 | 237.3645 | 121.9855 | 298.0961 | 335.5312 | 201.1552 | 164.3089 | 229.6806 | 226.4704 | 112.8468 | 238.0022 | 301.2846 | 238.6921 | 197.5087 | 210.1677 | 246.3032 | 308.3201 | 223.0434 | 284.8011 | 345.7387 | 229.6068
6423 | 15 | 268 | 9 | 236.0395 | 124.4468 | 295.9658 | 355.4729 | 214.6765 | 170.4637 | 242.6406 | 231.2652 | 118.8631 | 242.7218 | 304.7893 | 243.6258 | 191.5703 | 207.7176 | 248.3017 | 312.7579 | 235.6454 | 300.5462 | 350.6979 | 236.2021
6424 | 16 | 268 | 9 | 265.1139 | 151.4238 | 300.662 | 367.1934 | 262.1071 | 184.6351 | 271.9675 | 267.9233 | 146.1267 | 276.3549 | 311.4725 | 264.8297 | 219.9302 | 235.5889 | 274.387 | 340.0636 | 282.6176 | 336.0128 | 387.5535 | 270.7089
6425 | 17 | 268 | 9 | 291.9131 | 171.6072 | 351.0557 | 428.221 | 368.274 | 287.8739 | 302.679 | 294.0287 | 200.5645 | 368.0259 | 351.8333 | 341.8318 | 241.6384 | 333.4108 | 354.5974 | 405.9518 | 386.0909 | 400.8101 | 429.8226 | 352.1119
6426 | 18 | 268 | 9 | 299.7938 | 171.5447 | 384.8718 | 455.9196 | 381.2679 | 321.5661 | 302.9385 | 300.0703 | 206.8165 | 420.1763 | 401.5672 | 447.0304 | 252.478 | 348.9127 | 382.3701 | 430.9739 | 392.0879 | 478.6204 | 430.9806 | 409.3886
6427 | 19 | 268 | 9 | 296.2332 | 171.1483 | 352.2732 | 451.8944 | 376.4989 | 322.5666 | 299.3946 | 296.8953 | 188.8972 | 409.2969 | 402.7562 | 446.6311 | 247.73 | 335.3795 | 363.2005 | 414.4802 | 377.3716 | 477.0493 | 417.0326 | 390.5307
6428 | 20 | 268 | 9 | 295.0002 | 171.8118 | 332.9713 | 448.0494 | 395.4581 | 331.74 | 292.9342 | 301.044 | 181.8187 | 394.4296 | 393.8988 | 440.1374 | 245.3464 | 347.4094 | 337.6586 | 402.2157 | 394.4877 | 460.1304 | 417.7658 | 383.3252
6429 | 21 | 268 | 9 | 294.6447 | 180.9666 | 325.2669 | 420.2639 | 408.9535 | 349.5944 | 291.7173 | 302.4946 | 178.9926 | 433.5339 | 381.0654 | 473.295 | 245.2958 | 371.2788 | 329.2849 | 403.8652 | 419.9107 | 483.4329 | 427.5755 | 426.0261
6430 | 22 | 268 | 9 | 299.0978 | 185.0576 | 316.3469 | 429.9758 | 392.6821 | 340.1387 | 288.6836 | 302.3743 | 178.0748 | 421.6677 | 399.7753 | 483.2993 | 248.5898 | 393.9471 | 327.4291 | 400.5185 | 431.7204 | 495.8842 | 434.7652 | 446.5584
6431 | 23 | 268 | 9 | 300.6498 | 199.1817 | 313.2599 | 452.627 | 395.793 | 333.7374 | 285.7888 | 305.7323 | 177.5926 | 411.3775 | 386.0652 | 459.0158 | 249.725 | 400.402 | 330.0695 | 402.9982 | 432.6662 | 485.9634 | 434.3254 | 430.4966
6432 | 0 | 269 | 9 | 309.9616 | 211.9786 | 313.809 | 430.3548 | 393.1594 | 329.2053 | 284.1529 | 308.7374 | 176.2601 | 397.8275 | 384.6092 | 453.3641 | 256.9957 | 388.3767 | 332.6595 | 398.4926 | 430.1669 | 469.5519 | 431.3012 | 421.696
6433 | 1 | 269 | 9 | 317.2976 | 221.1056 | 313.6356 | 417.2898 | 385.9734 | 330.109 | 282.6732 | 310.2706 | 176.4966 | 393.7214 | 383.5715 | 452.4038 | 258.3217 | 394.8285 | 334.0284 | 398.7733 | 428.6508 | 455.1088 | 430.1054 | 421.4963
6434 | 2 | 269 | 9 | 324.7712 | 229.9391 | 315.7155 | 417.0486 | 391.7294 | 330.6235 | 282.705 | 311.5059 | 177.0517 | 393.665 | 377.6064 | 448.2296 | 266.6187 | 399.5501 | 340.885 | 395.7781 | 431.3075 | 456.2391 | 435.247 | 413.3299
6435 | 3 | 269 | 9 | 326.0988 | 226.1311 | 320.5688 | 414.3647 | 409.9136 | 358.7448 | 281.8244 | 310.3625 | 177.0629 | 396.6404 | 387.5445 | 453.8892 | 262.022 | 407.8963 | 349.0519 | 400.2794 | 441.1904 | 453.016 | 432.1539 | 419.7139
6436 | 4 | 269 | 9 | 324.6259 | 226.7922 | 324.8077 | 420.9942 | 405.9403 | 339.618 | 280.0513 | 308.0657 | 180.3595 | 408.295 | 392.22 | 473.0388 | 260.8645 | 392.5796 | 352.854 | 399.3365 | 437.0837 | 449.2253 | 437.5445 | 423.3938
6437 | 5 | 269 | 9 | 320.7248 | 196.846 | 321.3374 | 419.0708 | 327.2899 | 309.4731 | 276.4565 | 304.7072 | 169.778 | 427.5116 | 392.0859 | 488.5849 | 245.8552 | 343.2816 | 343.6203 | 394.4833 | 350.7905 | 460.7548 | 407.0072 | 437.888
6438 | 6 | 269 | 9 | 289.3626 | 121.6483 | 292.9911 | 353.0723 | 219.0928 | 177.2898 | 251.7931 | 272.9241 | 127.4747 | 341.8986 | 348.6225 | 371.4339 | 233.0991 | 235.383 | 300.7895 | 330.767 | 249.3228 | 426.258 | 360.279 | 360.7617
6439 | 7 | 269 | 9 | 255.0235 | 115.9336 | 261.9516 | 316.7224 | 210.0654 | 168.2323 | 231.8734 | 256.6463 | 109.3739 | 263.0658 | 314.5163 | 264.9973 | 215.8432 | 209.8448 | 251.4154 | 300.5861 | 222.3142 | 331.9633 | 342.0968 | 262.2646
6440 | 8 | 269 | 9 | 238.1023 | 114.8119 | 265.2724 | 296.0052 | 206.0347 | 172.3161 | 229.1795 | 244.0216 | 102.7606 | 235.2428 | 304.3953 | 239.3413 | 222.5251 | 204.7511 | 239.6587 | 293.7159 | 219.9939 | 283.2283 | 331.3285 | 229.8242
6441 | 9 | 269 | 9 | 236.3927 | 113.9545 | 264.0441 | 307.0441 | 202.4914 | 171.8048 | 230.5019 | 244.1676 | 101.644 | 222.554 | 303.0881 | 233.082 | 202.8453 | 202.2539 | 235.8756 | 293.3499 | 218.2222 | 266.9012 | 331.3827 | 219.145
6442 | 10 | 269 | 9 | 232.8873 | 116.32 | 264.9669 | 311.1559 | 198.201 | 159.7865 | 227.0507 | 244.4127 | 103.1794 | 221.2284 | 299.7372 | 234.8174 | 201.9902 | 202.987 | 229.7953 | 295.5666 | 217.7513 | 267.9544 | 334.4766 | 216.7422
6443 | 11 | 269 | 9 | 233.5368 | 119.3677 | 274.6754 | 316.1524 | 198.622 | 164.9314 | 227.0571 | 243.9206 | 103.4249 | 222.5436 | 295.9651 | 235.0227 | 205.1463 | 211.6578 | 236.821 | 299.708 | 221.1221 | 266.5774 | 337.6655 | 220.5284
6444 | 12 | 269 | 9 | 233.7111 | 116.664 | 283.7324 | 327.7196 | 200.6731 | 164.9305 | 228.9768 | 240.124 | 105.6348 | 230.554 | 299.9274 | 234.2483 | 199.0494 | 218.2453 | 242.2827 | 301.106 | 221.6869 | 272.6913 | 337.7896 | 223.2721
6445 | 13 | 269 | 9 | 235.7733 | 121.0353 | 290.556 | 328.7794 | 198.181 | 164.0766 | 230.7738 | 227.8314 | 111.3748 | 232.6634 | 297.636 | 238.6755 | 199.0294 | 207.0387 | 240.2834 | 304.0929 | 217.9689 | 280.1192 | 343.8694 | 225.331
6446 | 14 | 269 | 9 | 237.3645 | 121.9855 | 298.0961 | 335.5312 | 201.1552 | 164.3089 | 229.6806 | 226.4704 | 112.8468 | 238.0022 | 301.2846 | 238.6921 | 197.5087 | 210.1677 | 246.3032 | 308.3201 | 223.0434 | 284.8011 | 345.7387 | 229.6068
6447 | 15 | 269 | 9 | 236.0395 | 124.4468 | 295.9658 | 355.4729 | 214.6765 | 170.4637 | 242.6406 | 231.2652 | 118.8631 | 242.7218 | 304.7893 | 243.6258 | 191.5703 | 207.7176 | 248.3017 | 312.7579 | 235.6454 | 300.5462 | 350.6979 | 236.2021
6448 | 16 | 269 | 9 | 265.1139 | 151.4238 | 300.662 | 367.1934 | 262.1071 | 184.6351 | 271.9675 | 267.9233 | 146.1267 | 276.3549 | 311.4725 | 264.8297 | 219.9302 | 235.5889 | 274.387 | 340.0636 | 282.6176 | 336.0128 | 387.5535 | 270.7089
6449 | 17 | 269 | 9 | 291.9131 | 171.6072 | 351.0557 | 428.221 | 368.274 | 287.8739 | 302.679 | 294.0287 | 200.5645 | 368.0259 | 351.8333 | 341.8318 | 241.6384 | 333.4108 | 354.5974 | 405.9518 | 386.0909 | 400.8101 | 429.8226 | 352.1119
6450 | 18 | 269 | 9 | 299.7938 | 171.5447 | 384.8718 | 455.9196 | 381.2679 | 321.5661 | 302.9385 | 300.0703 | 206.8165 | 420.1763 | 401.5672 | 447.0304 | 252.478 | 348.9127 | 382.3701 | 430.9739 | 392.0879 | 478.6204 | 430.9806 | 409.3886
6451 | 19 | 269 | 9 | 296.2332 | 171.1483 | 352.2732 | 451.8944 | 376.4989 | 322.5666 | 299.3946 | 296.8953 | 188.8972 | 409.2969 | 402.7562 | 446.6311 | 247.73 | 335.3795 | 363.2005 | 414.4802 | 377.3716 | 477.0493 | 417.0326 | 390.5307
6452 | 20 | 269 | 9 | 295.0002 | 171.8118 | 332.9713 | 448.0494 | 395.4581 | 331.74 | 292.9342 | 301.044 | 181.8187 | 394.4296 | 393.8988 | 440.1374 | 245.3464 | 347.4094 | 337.6586 | 402.2157 | 394.4877 | 460.1304 | 417.7658 | 383.3252
6453 | 21 | 269 | 9 | 294.6447 | 180.9666 | 325.2669 | 420.2639 | 408.9535 | 349.5944 | 291.7173 | 302.4946 | 178.9926 | 433.5339 | 381.0654 | 473.295 | 245.2958 | 371.2788 | 329.2849 | 403.8652 | 419.9107 | 483.4329 | 427.5755 | 426.0261
6454 | 22 | 269 | 9 | 299.0978 | 185.0576 | 316.3469 | 429.9758 | 392.6821 | 340.1387 | 288.6836 | 302.3743 | 178.0748 | 421.6677 | 399.7753 | 483.2993 | 248.5898 | 393.9471 | 327.4291 | 400.5185 | 431.7204 | 495.8842 | 434.7652 | 446.5584
6455 | 23 | 269 | 9 | 300.6498 | 199.1817 | 313.2599 | 452.627 | 395.793 | 333.7374 | 285.7888 | 305.7323 | 177.5926 | 411.3775 | 386.0652 | 459.0158 | 249.725 | 400.402 | 330.0695 | 402.9982 | 432.6662 | 485.9634 | 434.3254 | 430.4966
6456 | 0 | 270 | 9 | 309.9616 | 211.9786 | 313.809 | 430.3548 | 393.1594 | 329.2053 | 284.1529 | 308.7374 | 176.2601 | 397.8275 | 384.6092 | 453.3641 | 256.9957 | 388.3767 | 332.6595 | 398.4926 | 430.1669 | 469.5519 | 431.3012 | 421.696
6457 | 1 | 270 | 9 | 317.2976 | 221.1056 | 313.6356 | 417.2898 | 385.9734 | 330.109 | 282.6732 | 310.2706 | 176.4966 | 393.7214 | 383.5715 | 452.4038 | 258.3217 | 394.8285 | 334.0284 | 398.7733 | 428.6508 | 455.1088 | 430.1054 | 421.4963
6458 | 2 | 270 | 9 | 324.7712 | 229.9391 | 315.7155 | 417.0486 | 391.7294 | 330.6235 | 282.705 | 311.5059 | 177.0517 | 393.665 | 377.6064 | 448.2296 | 266.6187 | 399.5501 | 340.885 | 395.7781 | 431.3075 | 456.2391 | 435.247 | 413.3299
6459 | 3 | 270 | 9 | 326.0988 | 226.1311 | 320.5688 | 414.3647 | 409.9136 | 358.7448 | 281.8244 | 310.3625 | 177.0629 | 396.6404 | 387.5445 | 453.8892 | 262.022 | 407.8963 | 349.0519 | 400.2794 | 441.1904 | 453.016 | 432.1539 | 419.7139
6460 | 4 | 270 | 9 | 324.6259 | 226.7922 | 324.8077 | 420.9942 | 405.9403 | 339.618 | 280.0513 | 308.0657 | 180.3595 | 408.295 | 392.22 | 473.0388 | 260.8645 | 392.5796 | 352.854 | 399.3365 | 437.0837 | 449.2253 | 437.5445 | 423.3938
6461 | 5 | 270 | 9 | 320.7248 | 196.846 | 321.3374 | 419.0708 | 327.2899 | 309.4731 | 276.4565 | 304.7072 | 169.778 | 427.5116 | 392.0859 | 488.5849 | 245.8552 | 343.2816 | 343.6203 | 394.4833 | 350.7905 | 460.7548 | 407.0072 | 437.888
6462 | 6 | 270 | 9 | 289.3626 | 121.6483 | 292.9911 | 353.0723 | 219.0928 | 177.2898 | 251.7931 | 272.9241 | 127.4747 | 341.8986 | 348.6225 | 371.4339 | 233.0991 | 235.383 | 300.7895 | 330.767 | 249.3228 | 426.258 | 360.279 | 360.7617
6463 | 7 | 270 | 9 | 255.0235 | 115.9336 | 261.9516 | 316.7224 | 210.0654 | 168.2323 | 231.8734 | 256.6463 | 109.3739 | 263.0658 | 314.5163 | 264.9973 | 215.8432 | 209.8448 | 251.4154 | 300.5861 | 222.3142 | 331.9633 | 342.0968 | 262.2646
6464 | 8 | 270 | 9 | 238.1023 | 114.8119 | 265.2724 | 296.0052 | 206.0347 | 172.3161 | 229.1795 | 244.0216 | 102.7606 | 235.2428 | 304.3953 | 239.3413 | 222.5251 | 204.7511 | 239.6587 | 293.7159 | 219.9939 | 283.2283 | 331.3285 | 229.8242
6465 | 9 | 270 | 9 | 236.3927 | 113.9545 | 264.0441 | 307.0441 | 202.4914 | 171.8048 | 230.5019 | 244.1676 | 101.644 | 222.554 | 303.0881 | 233.082 | 202.8453 | 202.2539 | 235.8756 | 293.3499 | 218.2222 | 266.9012 | 331.3827 | 219.145
6466 | 10 | 270 | 9 | 232.8873 | 116.32 | 264.9669 | 311.1559 | 198.201 | 159.7865 | 227.0507 | 244.4127 | 103.1794 | 221.2284 | 299.7372 | 234.8174 | 201.9902 | 202.987 | 229.7953 | 295.5666 | 217.7513 | 267.9544 | 334.4766 | 216.7422
6467 | 11 | 270 | 9 | 233.5368 | 119.3677 | 274.6754 | 316.1524 | 198.622 | 164.9314 | 227.0571 | 243.9206 | 103.4249 | 222.5436 | 295.9651 | 235.0227 | 205.1463 | 211.6578 | 236.821 | 299.708 | 221.1221 | 266.5774 | 337.6655 | 220.5284
6468 | 12 | 270 | 9 | 233.7111 | 116.664 | 283.7324 | 327.7196 | 200.6731 | 164.9305 | 228.9768 | 240.124 | 105.6348 | 230.554 | 299.9274 | 234.2483 | 199.0494 | 218.2453 | 242.2827 | 301.106 | 221.6869 | 272.6913 | 337.7896 | 223.2721
6469 | 13 | 270 | 9 | 235.7733 | 121.0353 | 290.556 | 328.7794 | 198.181 | 164.0766 | 230.7738 | 227.8314 | 111.3748 | 232.6634 | 297.636 | 238.6755 | 199.0294 | 207.0387 | 240.2834 | 304.0929 | 217.9689 | 280.1192 | 343.8694 | 225.331
6470 | 14 | 270 | 9 | 237.3645 | 121.9855 | 298.0961 | 335.5312 | 201.1552 | 164.3089 | 229.6806 | 226.4704 | 112.8468 | 238.0022 | 301.2846 | 238.6921 | 197.5087 | 210.1677 | 246.3032 | 308.3201 | 223.0434 | 284.8011 | 345.7387 | 229.6068
6471 | 15 | 270 | 9 | 236.0395 | 124.4468 | 295.9658 | 355.4729 | 214.6765 | 170.4637 | 242.6406 | 231.2652 | 118.8631 | 242.7218 | 304.7893 | 243.6258 | 191.5703 | 207.7176 | 248.3017 | 312.7579 | 235.6454 | 300.5462 | 350.6979 | 236.2021
6472 | 16 | 270 | 9 | 265.1139 | 151.4238 | 300.662 | 367.1934 | 262.1071 | 184.6351 | 271.9675 | 267.9233 | 146.1267 | 276.3549 | 311.4725 | 264.8297 | 219.9302 | 235.5889 | 274.387 | 340.0636 | 282.6176 | 336.0128 | 387.5535 | 270.7089
6473 | 17 | 270 | 9 | 291.9131 | 171.6072 | 351.0557 | 428.221 | 368.274 | 287.8739 | 302.679 | 294.0287 | 200.5645 | 368.0259 | 351.8333 | 341.8318 | 241.6384 | 333.4108 | 354.5974 | 405.9518 | 386.0909 | 400.8101 | 429.8226 | 352.1119
6474 | 18 | 270 | 9 | 299.7938 | 171.5447 | 384.8718 | 455.9196 | 381.2679 | 321.5661 | 302.9385 | 300.0703 | 206.8165 | 420.1763 | 401.5672 | 447.0304 | 252.478 | 348.9127 | 382.3701 | 430.9739 | 392.0879 | 478.6204 | 430.9806 | 409.3886
6475 | 19 | 270 | 9 | 296.2332 | 171.1483 | 352.2732 | 451.8944 | 376.4989 | 322.5666 | 299.3946 | 296.8953 | 188.8972 | 409.2969 | 402.7562 | 446.6311 | 247.73 | 335.3795 | 363.2005 | 414.4802 | 377.3716 | 477.0493 | 417.0326 | 390.5307
6476 | 20 | 270 | 9 | 295.0002 | 171.8118 | 332.9713 | 448.0494 | 395.4581 | 331.74 | 292.9342 | 301.044 | 181.8187 | 394.4296 | 393.8988 | 440.1374 | 245.3464 | 347.4094 | 337.6586 | 402.2157 | 394.4877 | 460.1304 | 417.7658 | 383.3252
6477 | 21 | 270 | 9 | 294.6447 | 180.9666 | 325.2669 | 420.2639 | 408.9535 | 349.5944 | 291.7173 | 302.4946 | 178.9926 | 433.5339 | 381.0654 | 473.295 | 245.2958 | 371.2788 | 329.2849 | 403.8652 | 419.9107 | 483.4329 | 427.5755 | 426.0261
6478 | 22 | 270 | 9 | 299.0978 | 185.0576 | 316.3469 | 429.9758 | 392.6821 | 340.1387 | 288.6836 | 302.3743 | 178.0748 | 421.6677 | 399.7753 | 483.2993 | 248.5898 | 393.9471 | 327.4291 | 400.5185 | 431.7204 | 495.8842 | 434.7652 | 446.5584
6479 | 23 | 270 | 9 | 300.6498 | 199.1817 | 313.2599 | 452.627 | 395.793 | 333.7374 | 285.7888 | 305.7323 | 177.5926 | 411.3775 | 386.0652 | 459.0158 | 249.725 | 400.402 | 330.0695 | 402.9982 | 432.6662 | 485.9634 | 434.3254 | 430.4966
6480 | 0 | 271 | 9 | 309.9616 | 211.9786 | 313.809 | 430.3548 | 393.1594 | 329.2053 | 284.1529 | 308.7374 | 176.2601 | 397.8275 | 384.6092 | 453.3641 | 256.9957 | 388.3767 | 332.6595 | 398.4926 | 430.1669 | 469.5519 | 431.3012 | 421.696
6481 | 1 | 271 | 9 | 317.2976 | 221.1056 | 313.6356 | 417.2898 | 385.9734 | 330.109 | 282.6732 | 310.2706 | 176.4966 | 393.7214 | 383.5715 | 452.4038 | 258.3217 | 394.8285 | 334.0284 | 398.7733 | 428.6508 | 455.1088 | 430.1054 | 421.4963
6482 | 2 | 271 | 9 | 324.7712 | 229.9391 | 315.7155 | 417.0486 | 391.7294 | 330.6235 | 282.705 | 311.5059 | 177.0517 | 393.665 | 377.6064 | 448.2296 | 266.6187 | 399.5501 | 340.885 | 395.7781 | 431.3075 | 456.2391 | 435.247 | 413.3299
6483 | 3 | 271 | 9 | 326.0988 | 226.1311 | 320.5688 | 414.3647 | 409.9136 | 358.7448 | 281.8244 | 310.3625 | 177.0629 | 396.6404 | 387.5445 | 453.8892 | 262.022 | 407.8963 | 349.0519 | 400.2794 | 441.1904 | 453.016 | 432.1539 | 419.7139
6484 | 4 | 271 | 9 | 324.6259 | 226.7922 | 324.8077 | 420.9942 | 405.9403 | 339.618 | 280.0513 | 308.0657 | 180.3595 | 408.295 | 392.22 | 473.0388 | 260.8645 | 392.5796 | 352.854 | 399.3365 | 437.0837 | 449.2253 | 437.5445 | 423.3938
6485 | 5 | 271 | 9 | 320.7248 | 196.846 | 321.3374 | 419.0708 | 327.2899 | 309.4731 | 276.4565 | 304.7072 | 169.778 | 427.5116 | 392.0859 | 488.5849 | 245.8552 | 343.2816 | 343.6203 | 394.4833 | 350.7905 | 460.7548 | 407.0072 | 437.888
6486 | 6 | 271 | 9 | 289.3626 | 121.6483 | 292.9911 | 353.0723 | 219.0928 | 177.2898 | 251.7931 | 272.9241 | 127.4747 | 341.8986 | 348.6225 | 371.4339 | 233.0991 | 235.383 | 300.7895 | 330.767 | 249.3228 | 426.258 | 360.279 | 360.7617
6487 | 7 | 271 | 9 | 255.0235 | 115.9336 | 261.9516 | 316.7224 | 210.0654 | 168.2323 | 231.8734 | 256.6463 | 109.3739 | 263.0658 | 314.5163 | 264.9973 | 215.8432 | 209.8448 | 251.4154 | 300.5861 | 222.3142 | 331.9633 | 342.0968 | 262.2646
6488 | 8 | 271 | 9 | 238.1023 | 114.8119 | 265.2724 | 296.0052 | 206.0347 | 172.3161 | 229.1795 | 244.0216 | 102.7606 | 235.2428 | 304.3953 | 239.3413 | 222.5251 | 204.7511 | 239.6587 | 293.7159 | 219.9939 | 283.2283 | 331.3285 | 229.8242
6489 | 9 | 271 | 9 | 236.3927 | 113.9545 | 264.0441 | 307.0441 | 202.4914 | 171.8048 | 230.5019 | 244.1676 | 101.644 | 222.554 | 303.0881 | 233.082 | 202.8453 | 202.2539 | 235.8756 | 293.3499 | 218.2222 | 266.9012 | 331.3827 | 219.145
6490 | 10 | 271 | 9 | 232.8873 | 116.32 | 264.9669 | 311.1559 | 198.201 | 159.7865 | 227.0507 | 244.4127 | 103.1794 | 221.2284 | 299.7372 | 234.8174 | 201.9902 | 202.987 | 229.7953 | 295.5666 | 217.7513 | 267.9544 | 334.4766 | 216.7422
6491 | 11 | 271 | 9 | 233.5368 | 119.3677 | 274.6754 | 316.1524 | 198.622 | 164.9314 | 227.0571 | 243.9206 | 103.4249 | 222.5436 | 295.9651 | 235.0227 | 205.1463 | 211.6578 | 236.821 | 299.708 | 221.1221 | 266.5774 | 337.6655 | 220.5284
6492 | 12 | 271 | 9 | 233.7111 | 116.664 | 283.7324 | 327.7196 | 200.6731 | 164.9305 | 228.9768 | 240.124 | 105.6348 | 230.554 | 299.9274 | 234.2483 | 199.0494 | 218.2453 | 242.2827 | 301.106 | 221.6869 | 272.6913 | 337.7896 | 223.2721
6493 | 13 | 271 | 9 | 235.7733 | 121.0353 | 290.556 | 328.7794 | 198.181 | 164.0766 | 230.7738 | 227.8314 | 111.3748 | 232.6634 | 297.636 | 238.6755 | 199.0294 | 207.0387 | 240.2834 | 304.0929 | 217.9689 | 280.1192 | 343.8694 | 225.331
6494 | 14 | 271 | 9 | 237.3645 | 121.9855 | 298.0961 | 335.5312 | 201.1552 | 164.3089 | 229.6806 | 226.4704 | 112.8468 | 238.0022 | 301.2846 | 238.6921 | 197.5087 | 210.1677 | 246.3032 | 308.3201 | 223.0434 | 284.8011 | 345.7387 | 229.6068
6495 | 15 | 271 | 9 | 236.0395 | 124.4468 | 295.9658 | 355.4729 | 214.6765 | 170.4637 | 242.6406 | 231.2652 | 118.8631 | 242.7218 | 304.7893 | 243.6258 | 191.5703 | 207.7176 | 248.3017 | 312.7579 | 235.6454 | 300.5462 | 350.6979 | 236.2021
6496 | 16 | 271 | 9 | 265.1139 | 151.4238 | 300.662 | 367.1934 | 262.1071 | 184.6351 | 271.9675 | 267.9233 | 146.1267 | 276.3549 | 311.4725 | 264.8297 | 219.9302 | 235.5889 | 274.387 | 340.0636 | 282.6176 | 336.0128 | 387.5535 | 270.7089
6497 | 17 | 271 | 9 | 291.9131 | 171.6072 | 351.0557 | 428.221 | 368.274 | 287.8739 | 302.679 | 294.0287 | 200.5645 | 368.0259 | 351.8333 | 341.8318 | 241.6384 | 333.4108 | 354.5974 | 405.9518 | 386.0909 | 400.8101 | 429.8226 | 352.1119
6498 | 18 | 271 | 9 | 299.7938 | 171.5447 | 384.8718 | 455.9196 | 381.2679 | 321.5661 | 302.9385 | 300.0703 | 206.8165 | 420.1763 | 401.5672 | 447.0304 | 252.478 | 348.9127 | 382.3701 | 430.9739 | 392.0879 | 478.6204 | 430.9806 | 409.3886
6499 | 19 | 271 | 9 | 296.2332 | 171.1483 | 352.2732 | 451.8944 | 376.4989 | 322.5666 | 299.3946 | 296.8953 | 188.8972 | 409.2969 | 402.7562 | 446.6311 | 247.73 | 335.3795 | 363.2005 | 414.4802 | 377.3716 | 477.0493 | 417.0326 | 390.5307
6500 | 20 | 271 | 9 | 295.0002 | 171.8118 | 332.9713 | 448.0494 | 395.4581 | 331.74 | 292.9342 | 301.044 | 181.8187 | 394.4296 | 393.8988 | 440.1374 | 245.3464 | 347.4094 | 337.6586 | 402.2157 | 394.4877 | 460.1304 | 417.7658 | 383.3252
6501 | 21 | 271 | 9 | 294.6447 | 180.9666 | 325.2669 | 420.2639 | 408.9535 | 349.5944 | 291.7173 | 302.4946 | 178.9926 | 433.5339 | 381.0654 | 473.295 | 245.2958 | 371.2788 | 329.2849 | 403.8652 | 419.9107 | 483.4329 | 427.5755 | 426.0261
6502 | 22 | 271 | 9 | 299.0978 | 185.0576 | 316.3469 | 429.9758 | 392.6821 | 340.1387 | 288.6836 | 302.3743 | 178.0748 | 421.6677 | 399.7753 | 483.2993 | 248.5898 | 393.9471 | 327.4291 | 400.5185 | 431.7204 | 495.8842 | 434.7652 | 446.5584
6503 | 23 | 271 | 9 | 300.6498 | 199.1817 | 313.2599 | 452.627 | 395.793 | 333.7374 | 285.7888 | 305.7323 | 177.5926 | 411.3775 | 386.0652 | 459.0158 | 249.725 | 400.402 | 330.0695 | 402.9982 | 432.6662 | 485.9634 | 434.3254 | 430.4966
6504 | 0 | 272 | 9 | 309.9616 | 211.9786 | 313.809 | 430.3548 | 393.1594 | 329.2053 | 284.1529 | 308.7374 | 176.2601 | 397.8275 | 384.6092 | 453.3641 | 256.9957 | 388.3767 | 332.6595 | 398.4926 | 430.1669 | 469.5519 | 431.3012 | 421.696
6505 | 1 | 272 | 9 | 317.2976 | 221.1056 | 313.6356 | 417.2898 | 385.9734 | 330.109 | 282.6732 | 310.2706 | 176.4966 | 393.7214 | 383.5715 | 452.4038 | 258.3217 | 394.8285 | 334.0284 | 398.7733 | 428.6508 | 455.1088 | 430.1054 | 421.4963
6506 | 2 | 272 | 9 | 324.7712 | 229.9391 | 315.7155 | 417.0486 | 391.7294 | 330.6235 | 282.705 | 311.5059 | 177.0517 | 393.665 | 377.6064 | 448.2296 | 266.6187 | 399.5501 | 340.885 | 395.7781 | 431.3075 | 456.2391 | 435.247 | 413.3299
6507 | 3 | 272 | 9 | 326.0988 | 226.1311 | 320.5688 | 414.3647 | 409.9136 | 358.7448 | 281.8244 | 310.3625 | 177.0629 | 396.6404 | 387.5445 | 453.8892 | 262.022 | 407.8963 | 349.0519 | 400.2794 | 441.1904 | 453.016 | 432.1539 | 419.7139
6508 | 4 | 272 | 9 | 324.6259 | 226.7922 | 324.8077 | 420.9942 | 405.9403 | 339.618 | 280.0513 | 308.0657 | 180.3595 | 408.295 | 392.22 | 473.0388 | 260.8645 | 392.5796 | 352.854 | 399.3365 | 437.0837 | 449.2253 | 437.5445 | 423.3938
6509 | 5 | 272 | 9 | 320.7248 | 196.846 | 321.3374 | 419.0708 | 327.2899 | 309.4731 | 276.4565 | 304.7072 | 169.778 | 427.5116 | 392.0859 | 488.5849 | 245.8552 | 343.2816 | 343.6203 | 394.4833 | 350.7905 | 460.7548 | 407.0072 | 437.888
6510 | 6 | 272 | 9 | 289.3626 | 121.6483 | 292.9911 | 353.0723 | 219.0928 | 177.2898 | 251.7931 | 272.9241 | 127.4747 | 341.8986 | 348.6225 | 371.4339 | 233.0991 | 235.383 | 300.7895 | 330.767 | 249.3228 | 426.258 | 360.279 | 360.7617
6511 | 7 | 272 | 9 | 255.0235 | 115.9336 | 261.9516 | 316.7224 | 210.0654 | 168.2323 | 231.8734 | 256.6463 | 109.3739 | 263.0658 | 314.5163 | 264.9973 | 215.8432 | 209.8448 | 251.4154 | 300.5861 | 222.3142 | 331.9633 | 342.0968 | 262.2646
6512 | 8 | 272 | 9 | 238.1023 | 114.8119 | 265.2724 | 296.0052 | 206.0347 | 172.3161 | 229.1795 | 244.0216 | 102.7606 | 235.2428 | 304.3953 | 239.3413 | 222.5251 | 204.7511 | 239.6587 | 293.7159 | 219.9939 | 283.2283 | 331.3285 | 229.8242
6513 | 9 | 272 | 9 | 236.3927 | 113.9545 | 264.0441 | 307.0441 | 202.4914 | 171.8048 | 230.5019 | 244.1676 | 101.644 | 222.554 | 303.0881 | 233.082 | 202.8453 | 202.2539 | 235.8756 | 293.3499 | 218.2222 | 266.9012 | 331.3827 | 219.145
6514 | 10 | 272 | 9 | 232.8873 | 116.32 | 264.9669 | 311.1559 | 198.201 | 159.7865 | 227.0507 | 244.4127 | 103.1794 | 221.2284 | 299.7372 | 234.8174 | 201.9902 | 202.987 | 229.7953 | 295.5666 | 217.7513 | 267.9544 | 334.4766 | 216.7422
6515 | 11 | 272 | 9 | 233.5368 | 119.3677 | 274.6754 | 316.1524 | 198.622 | 164.9314 | 227.0571 | 243.9206 | 103.4249 | 222.5436 | 295.9651 | 235.0227 | 205.1463 | 211.6578 | 236.821 | 299.708 | 221.1221 | 266.5774 | 337.6655 | 220.5284
6516 | 12 | 272 | 9 | 233.7111 | 116.664 | 283.7324 | 327.7196 | 200.6731 | 164.9305 | 228.9768 | 240.124 | 105.6348 | 230.554 | 299.9274 | 234.2483 | 199.0494 | 218.2453 | 242.2827 | 301.106 | 221.6869 | 272.6913 | 337.7896 | 223.2721
6517 | 13 | 272 | 9 | 235.7733 | 121.0353 | 290.556 | 328.7794 | 198.181 | 164.0766 | 230.7738 | 227.8314 | 111.3748 | 232.6634 | 297.636 | 238.6755 | 199.0294 | 207.0387 | 240.2834 | 304.0929 | 217.9689 | 280.1192 | 343.8694 | 225.331
6518 | 14 | 272 | 9 | 237.3645 | 121.9855 | 298.0961 | 335.5312 | 201.1552 | 164.3089 | 229.6806 | 226.4704 | 112.8468 | 238.0022 | 301.2846 | 238.6921 | 197.5087 | 210.1677 | 246.3032 | 308.3201 | 223.0434 | 284.8011 | 345.7387 | 229.6068
6519 | 15 | 272 | 9 | 236.0395 | 124.4468 | 295.9658 | 355.4729 | 214.6765 | 170.4637 | 242.6406 | 231.2652 | 118.8631 | 242.7218 | 304.7893 | 243.6258 | 191.5703 | 207.7176 | 248.3017 | 312.7579 | 235.6454 | 300.5462 | 350.6979 | 236.2021
6520 | 16 | 272 | 9 | 265.1139 | 151.4238 | 300.662 | 367.1934 | 262.1071 | 184.6351 | 271.9675 | 267.9233 | 146.1267 | 276.3549 | 311.4725 | 264.8297 | 219.9302 | 235.5889 | 274.387 | 340.0636 | 282.6176 | 336.0128 | 387.5535 | 270.7089
6521 | 17 | 272 | 9 | 291.9131 | 171.6072 | 351.0557 | 428.221 | 368.274 | 287.8739 | 302.679 | 294.0287 | 200.5645 | 368.0259 | 351.8333 | 341.8318 | 241.6384 | 333.4108 | 354.5974 | 405.9518 | 386.0909 | 400.8101 | 429.8226 | 352.1119
6522 | 18 | 272 | 9 | 299.7938 | 171.5447 | 384.8718 | 455.9196 | 381.2679 | 321.5661 | 302.9385 | 300.0703 | 206.8165 | 420.1763 | 401.5672 | 447.0304 | 252.478 | 348.9127 | 382.3701 | 430.9739 | 392.0879 | 478.6204 | 430.9806 | 409.3886
6523 | 19 | 272 | 9 | 296.2332 | 171.1483 | 352.2732 | 451.8944 | 376.4989 | 322.5666 | 299.3946 | 296.8953 | 188.8972 | 409.2969 | 402.7562 | 446.6311 | 247.73 | 335.3795 | 363.2005 | 414.4802 | 377.3716 | 477.0493 | 417.0326 | 390.5307
6524 | 20 | 272 | 9 | 295.0002 | 171.8118 | 332.9713 | 448.0494 | 395.4581 | 331.74 | 292.9342 | 301.044 | 181.8187 | 394.4296 | 393.8988 | 440.1374 | 245.3464 | 347.4094 | 337.6586 | 402.2157 | 394.4877 | 460.1304 | 417.7658 | 383.3252
6525 | 21 | 272 | 9 | 294.6447 | 180.9666 | 325.2669 | 420.2639 | 408.9535 | 349.5944 | 291.7173 | 302.4946 | 178.9926 | 433.5339 | 381.0654 | 473.295 | 245.2958 | 371.2788 | 329.2849 | 403.8652 | 419.9107 | 483.4329 | 427.5755 | 426.0261
6526 | 22 | 272 | 9 | 299.0978 | 185.0576 | 316.3469 | 429.9758 | 392.6821 | 340.1387 | 288.6836 | 302.3743 | 178.0748 | 421.6677 | 399.7753 | 483.2993 | 248.5898 | 393.9471 | 327.4291 | 400.5185 | 431.7204 | 495.8842 | 434.7652 | 446.5584
6527 | 23 | 272 | 9 | 300.6498 | 199.1817 | 313.2599 | 452.627 | 395.793 | 333.7374 | 285.7888 | 305.7323 | 177.5926 | 411.3775 | 386.0652 | 459.0158 | 249.725 | 400.402 | 330.0695 | 402.9982 | 432.6662 | 485.9634 | 434.3254 | 430.4966
6528 | 0 | 273 | 9 | 309.9616 | 211.9786 | 313.809 | 430.3548 | 393.1594 | 329.2053 | 284.1529 | 308.7374 | 176.2601 | 397.8275 | 384.6092 | 453.3641 | 256.9957 | 388.3767 | 332.6595 | 398.4926 | 430.1669 | 469.5519 | 431.3012 | 421.696
6529 | 1 | 273 | 9 | 317.2976 | 221.1056 | 313.6356 | 417.2898 | 385.9734 | 330.109 | 282.6732 | 310.2706 | 176.4966 | 393.7214 | 383.5715 | 452.4038 | 258.3217 | 394.8285 | 334.0284 | 398.7733 | 428.6508 | 455.1088 | 430.1054 | 421.4963
6530 | 2 | 273 | 9 | 324.7712 | 229.9391 | 315.7155 | 417.0486 | 391.7294 | 330.6235 | 282.705 | 311.5059 | 177.0517 | 393.665 | 377.6064 | 448.2296 | 266.6187 | 399.5501 | 340.885 | 395.7781 | 431.3075 | 456.2391 | 435.247 | 413.3299
6531 | 3 | 273 | 9 | 326.0988 | 226.1311 | 320.5688 | 414.3647 | 409.9136 | 358.7448 | 281.8244 | 310.3625 | 177.0629 | 396.6404 | 387.5445 | 453.8892 | 262.022 | 407.8963 | 349.0519 | 400.2794 | 441.1904 | 453.016 | 432.1539 | 419.7139
6532 | 4 | 273 | 9 | 324.6259 | 226.7922 | 324.8077 | 420.9942 | 405.9403 | 339.618 | 280.0513 | 308.0657 | 180.3595 | 408.295 | 392.22 | 473.0388 | 260.8645 | 392.5796 | 352.854 | 399.3365 | 437.0837 | 449.2253 | 437.5445 | 423.3938
6533 | 5 | 273 | 9 | 320.7248 | 196.846 | 321.3374 | 419.0708 | 327.2899 | 309.4731 | 276.4565 | 304.7072 | 169.778 | 427.5116 | 392.0859 | 488.5849 | 245.8552 | 343.2816 | 343.6203 | 394.4833 | 350.7905 | 460.7548 | 407.0072 | 437.888
6534 | 6 | 273 | 9 | 289.3626 | 121.6483 | 292.9911 | 353.0723 | 219.0928 | 177.2898 | 251.7931 | 272.9241 | 127.4747 | 341.8986 | 348.6225 | 371.4339 | 233.0991 | 235.383 | 300.7895 | 330.767 | 249.3228 | 426.258 | 360.279 | 360.7617
6535 | 7 | 273 | 9 | 255.0235 | 115.9336 | 261.9516 | 316.7224 | 210.0654 | 168.2323 | 231.8734 | 256.6463 | 109.3739 | 263.0658 | 314.5163 | 264.9973 | 215.8432 | 209.8448 | 251.4154 | 300.5861 | 222.3142 | 331.9633 | 342.0968 | 262.2646
6536 | 8 | 273 | 9 | 238.1023 | 114.8119 | 265.2724 | 296.0052 | 206.0347 | 172.3161 | 229.1795 | 244.0216 | 102.7606 | 235.2428 | 304.3953 | 239.3413 | 222.5251 | 204.7511 | 239.6587 | 293.7159 | 219.9939 | 283.2283 | 331.3285 | 229.8242
6537 | 9 | 273 | 9 | 236.3927 | 113.9545 | 264.0441 | 307.0441 | 202.4914 | 171.8048 | 230.5019 | 244.1676 | 101.644 | 222.554 | 303.0881 | 233.082 | 202.8453 | 202.2539 | 235.8756 | 293.3499 | 218.2222 | 266.9012 | 331.3827 | 219.145
6538 | 10 | 273 | 9 | 232.8873 | 116.32 | 264.9669 | 311.1559 | 198.201 | 159.7865 | 227.0507 | 244.4127 | 103.1794 | 221.2284 | 299.7372 | 234.8174 | 201.9902 | 202.987 | 229.7953 | 295.5666 | 217.7513 | 267.9544 | 334.4766 | 216.7422
6539 | 11 | 273 | 9 | 233.5368 | 119.3677 | 274.6754 | 316.1524 | 198.622 | 164.9314 | 227.0571 | 243.9206 | 103.4249 | 222.5436 | 295.9651 | 235.0227 | 205.1463 | 211.6578 | 236.821 | 299.708 | 221.1221 | 266.5774 | 337.6655 | 220.5284
6540 | 12 | 273 | 9 | 233.7111 | 116.664 | 283.7324 | 327.7196 | 200.6731 | 164.9305 | 228.9768 | 240.124 | 105.6348 | 230.554 | 299.9274 | 234.2483 | 199.0494 | 218.2453 | 242.2827 | 301.106 | 221.6869 | 272.6913 | 337.7896 | 223.2721
6541 | 13 | 273 | 9 | 235.7733 | 121.0353 | 290.556 | 328.7794 | 198.181 | 164.0766 | 230.7738 | 227.8314 | 111.3748 | 232.6634 | 297.636 | 238.6755 | 199.0294 | 207.0387 | 240.2834 | 304.0929 | 217.9689 | 280.1192 | 343.8694 | 225.331
6542 | 14 | 273 | 9 | 237.3645 | 121.9855 | 298.0961 | 335.5312 | 201.1552 | 164.3089 | 229.6806 | 226.4704 | 112.8468 | 238.0022 | 301.2846 | 238.6921 | 197.5087 | 210.1677 | 246.3032 | 308.3201 | 223.0434 | 284.8011 | 345.7387 | 229.6068
6543 | 15 | 273 | 9 | 236.0395 | 124.4468 | 295.9658 | 355.4729 | 214.6765 | 170.4637 | 242.6406 | 231.2652 | 118.8631 | 242.7218 | 304.7893 | 243.6258 | 191.5703 | 207.7176 | 248.3017 | 312.7579 | 235.6454 | 300.5462 | 350.6979 | 236.2021
6544 | 16 | 273 | 9 | 265.1139 | 151.4238 | 300.662 | 367.1934 | 262.1071 | 184.6351 | 271.9675 | 267.9233 | 146.1267 | 276.3549 | 311.4725 | 264.8297 | 219.9302 | 235.5889 | 274.387 | 340.0636 | 282.6176 | 336.0128 | 387.5535 | 270.7089
6545 | 17 | 273 | 9 | 291.9131 | 171.6072 | 351.0557 | 428.221 | 368.274 | 287.8739 | 302.679 | 294.0287 | 200.5645 | 368.0259 | 351.8333 | 341.8318 | 241.6384 | 333.4108 | 354.5974 | 405.9518 | 386.0909 | 400.8101 | 429.8226 | 352.1119
6546 | 18 | 273 | 9 | 299.7938 | 171.5447 | 384.8718 | 455.9196 | 381.2679 | 321.5661 | 302.9385 | 300.0703 | 206.8165 | 420.1763 | 401.5672 | 447.0304 | 252.478 | 348.9127 | 382.3701 | 430.9739 | 392.0879 | 478.6204 | 430.9806 | 409.3886
6547 | 19 | 273 | 9 | 296.2332 | 171.1483 | 352.2732 | 451.8944 | 376.4989 | 322.5666 | 299.3946 | 296.8953 | 188.8972 | 409.2969 | 402.7562 | 446.6311 | 247.73 | 335.3795 | 363.2005 | 414.4802 | 377.3716 | 477.0493 | 417.0326 | 390.5307
6548 | 20 | 273 | 9 | 295.0002 | 171.8118 | 332.9713 | 448.0494 | 395.4581 | 331.74 | 292.9342 | 301.044 | 181.8187 | 394.4296 | 393.8988 | 440.1374 | 245.3464 | 347.4094 | 337.6586 | 402.2157 | 394.4877 | 460.1304 | 417.7658 | 383.3252
6549 | 21 | 273 | 9 | 294.6447 | 180.9666 | 325.2669 | 420.2639 | 408.9535 | 349.5944 | 291.7173 | 302.4946 | 178.9926 | 433.5339 | 381.0654 | 473.295 | 245.2958 | 371.2788 | 329.2849 | 403.8652 | 419.9107 | 483.4329 | 427.5755 | 426.0261
6550 | 22 | 273 | 9 | 299.0978 | 185.0576 | 316.3469 | 429.9758 | 392.6821 | 340.1387 | 288.6836 | 302.3743 | 178.0748 | 421.6677 | 399.7753 | 483.2993 | 248.5898 | 393.9471 | 327.4291 | 400.5185 | 431.7204 | 495.8842 | 434.7652 | 446.5584
6551 | 23 | 273 | 9 | 300.6498 | 199.1817 | 313.2599 | 452.627 | 395.793 | 333.7374 | 285.7888 | 305.7323 | 177.5926 | 411.3775 | 386.0652 | 459.0158 | 249.725 | 400.402 | 330.0695 | 402.9982 | 432.6662 | 485.9634 | 434.3254 | 430.4966
6552 | 0 | 274 | 10 | 295.6371 | 152.0613 | 294.2838 | 437.5226 | 358.5475 | 323.3907 | 273.5415 | 275.6159 | 170.8402 | 354.9391 | 417.3606 | 424.9197 | 235.4107 | 351.3332 | 271.4395 | 388.791 | 386.1539 | 451.2717 | 422.7445 | 410.1171
6553 | 1 | 274 | 10 | 298.9862 | 159.752 | 294.2727 | 429.7164 | 358.9123 | 321.8441 | 272.0654 | 276.0303 | 169.7888 | 352.413 | 407.6715 | 418.3752 | 234.7435 | 347.8678 | 281.0648 | 388.9857 | 382.6696 | 449.7968 | 422.3603 | 403.102
6554 | 2 | 274 | 10 | 301.0275 | 169.0368 | 295.6008 | 429.9068 | 363.9391 | 326.8311 | 271.6484 | 277.341 | 171.8925 | 353.8753 | 418.7739 | 416.385 | 235.0763 | 349.358 | 276.5721 | 384.5582 | 386.0709 | 449.8635 | 424.2669 | 402.9983
6555 | 3 | 274 | 10 | 304.2279 | 165.71 | 299.1589 | 431.0668 | 378.3129 | 342.162 | 273.4706 | 277.098 | 171.6157 | 359.7676 | 413.8448 | 423.9586 | 234.4383 | 365.359 | 281.5505 | 381.7977 | 408.4978 | 452.4422 | 434.9894 | 406.8359
6556 | 4 | 274 | 10 | 302.4278 | 158.6499 | 304.8743 | 430.7856 | 387.5613 | 350.8197 | 272.8064 | 276.7612 | 173.9262 | 375.6176 | 394.4044 | 453.5678 | 241.6508 | 371.0343 | 290.9547 | 384.2728 | 408.2296 | 450.4002 | 428.4639 | 424.4569
6557 | 5 | 274 | 10 | 297.368 | 151.8695 | 305.7253 | 458.5501 | 364.6271 | 335.8708 | 274.0842 | 279.3131 | 171.6073 | 374.9481 | 402.6608 | 458.0111 | 222.6848 | 351.8474 | 291.1283 | 386.0851 | 372.3393 | 464.0718 | 417.3023 | 432.2578
6558 | 6 | 274 | 10 | 284.3135 | 104.5258 | 294.2494 | 396.9653 | 258.5323 | 259.0586 | 264.0891 | 264.1721 | 153.5964 | 346.2465 | 380.6205 | 411.5412 | 218.41 | 281.4383 | 272.8663 | 335.408 | 269.9148 | 466.955 | 374.8112 | 394.1722
6559 | 7 | 274 | 10 | 253.0337 | 107.0866 | 245.1371 | 339.9499 | 212.809 | 182.4061 | 245.0224 | 237.5605 | 128.4112 | 268.7317 | 324.5407 | 284.6902 | 211.5105 | 220.4165 | 226.1054 | 292.59 | 232.126 | 341.1837 | 351.0508 | 286.0729
6560 | 8 | 274 | 10 | 227.0817 | 110.8948 | 236.2484 | 318.1691 | 207.2424 | 178.7109 | 241.3197 | 226.3563 | 119.3021 | 235.7305 | 305.8428 | 247.5565 | 214.2897 | 207.7064 | 205.3646 | 278.021 | 218.8965 | 287.5594 | 347.303 | 239.5125
6561 | 9 | 274 | 10 | 226.981 | 112.5148 | 238.5536 | 319.3432 | 205.5631 | 180.6545 | 244.6845 | 228.7276 | 116.8706 | 225.426 | 301.7038 | 235.908 | 208.4143 | 217.5846 | 202.558 | 277.0701 | 220.3321 | 276.1567 | 343.3891 | 228.1912
6562 | 10 | 274 | 10 | 231.74 | 107.7653 | 235.5869 | 326.0107 | 205.6634 | 174.0029 | 242.5286 | 229.6629 | 112.3928 | 224.139 | 298.5054 | 235.259 | 218.1924 | 220.1649 | 201.5872 | 275.6735 | 223.2567 | 271.4461 | 344.9136 | 221.7962
6563 | 11 | 274 | 10 | 232.8816 | 109.0344 | 237.7978 | 329.3449 | 203.8154 | 168.274 | 243.6998 | 227.2958 | 109.7508 | 222.1367 | 295.1145 | 234.0478 | 217.2451 | 219.3984 | 199.5303 | 278.4372 | 222.1017 | 268.4134 | 343.921 | 219.1995
6564 | 12 | 274 | 10 | 232.3051 | 107.8805 | 235.5471 | 333.2781 | 201.2031 | 167.3047 | 243.0843 | 222.4524 | 109.5308 | 222.6825 | 293.9446 | 233.3766 | 209.9041 | 219.4024 | 200.3095 | 279.1278 | 221.9901 | 273.593 | 340.3865 | 219.0568
6565 | 13 | 274 | 10 | 230.6763 | 108.3639 | 240.3893 | 340.7297 | 200.3911 | 172.5237 | 242.236 | 219.5733 | 114.4096 | 226.1863 | 295.1731 | 233.9249 | 207.7774 | 215.2743 | 202.2736 | 280.1739 | 218.986 | 282.9309 | 341.6368 | 227.6266
6566 | 14 | 274 | 10 | 230.2153 | 107.7136 | 237.8297 | 350.9031 | 207.8557 | 177.4157 | 244.099 | 220.4846 | 118.3895 | 228.3281 | 295.7237 | 236.899 | 202.055 | 215.9534 | 202.1252 | 283.2933 | 227.5365 | 295.197 | 344.6766 | 237.3248
6567 | 15 | 274 | 10 | 238.8514 | 107.0998 | 238.4097 | 354.4119 | 255.3272 | 196.8686 | 259.9353 | 231.9662 | 133.5932 | 244.3198 | 300.6102 | 246.7456 | 218.5046 | 235.2376 | 207.2886 | 299.8505 | 264.2446 | 302.7885 | 355.4682 | 250.916
6568 | 16 | 274 | 10 | 275.1985 | 130.3859 | 258.945 | 383.6762 | 351.9911 | 276.3908 | 284.1784 | 263.1075 | 165.9025 | 306.9575 | 340.8693 | 304.7168 | 222.9495 | 294.751 | 247.1277 | 338.9036 | 352.4184 | 353.8489 | 388.4323 | 331.9238
6569 | 17 | 274 | 10 | 290.3499 | 132.9882 | 342.0626 | 438.2503 | 377.4101 | 336.8915 | 295.2591 | 276.6392 | 184.8213 | 369.5458 | 379.8334 | 419.3065 | 230.1068 | 361.8463 | 318.5303 | 390.6438 | 392.5018 | 441.2007 | 402.8817 | 396.9163
6570 | 18 | 274 | 10 | 293.1534 | 132.4095 | 341.5194 | 444.5724 | 375.6288 | 339.9197 | 299.5219 | 276.0644 | 183.4379 | 380.8356 | 384.3966 | 437.5209 | 234.1258 | 352.7604 | 325.6635 | 394.6116 | 386.4259 | 470.5638 | 399.1311 | 413.2076
6571 | 19 | 274 | 10 | 288.6772 | 132.9681 | 324.5233 | 440.443 | 372.8892 | 344.9343 | 293.6361 | 275.7389 | 175.9692 | 375.869 | 387.4881 | 433.1318 | 234.295 | 352.312 | 298.226 | 385.5175 | 375.789 | 466.8785 | 399.7098 | 403.0255
6572 | 20 | 274 | 10 | 288.4999 | 132.2093 | 311.6177 | 433.1753 | 389.7896 | 342.9505 | 290.6772 | 275.3063 | 183.261 | 372.8913 | 388.7815 | 423.6231 | 233.2848 | 360.349 | 279.4051 | 384.4635 | 399.8595 | 463.1155 | 408.7811 | 404.3243
6573 | 21 | 274 | 10 | 286.209 | 138.6757 | 305.9302 | 435.7101 | 389.8817 | 351.8254 | 285.7003 | 275.8579 | 173.0428 | 375.6394 | 389.0136 | 455.817 | 232.739 | 382.723 | 279.8436 | 394.1583 | 423.2175 | 467.5328 | 423.7078 | 432.4228
6574 | 22 | 274 | 10 | 286.6453 | 142.0298 | 300.034 | 439.232 | 374.4149 | 343.8901 | 280.8804 | 275.0652 | 174.3912 | 369.651 | 387.0415 | 455.501 | 227.7562 | 379.5362 | 271.7462 | 396.8914 | 422.9674 | 465.5221 | 423.6995 | 438.5619
6575 | 23 | 274 | 10 | 291.3851 | 147.9732 | 297.4904 | 481.8323 | 367.0354 | 336.3113 | 275.6015 | 275.897 | 173.026 | 361.346 | 406.7672 | 441.0311 | 230.3425 | 353.263 | 274.9612 | 389.439 | 395.3595 | 472.614 | 421.9266 | 420.3109
6576 | 0 | 275 | 10 | 295.6371 | 152.0613 | 294.2838 | 437.5226 | 358.5475 | 323.3907 | 273.5415 | 275.6159 | 170.8402 | 354.9391 | 417.3606 | 424.9197 | 235.4107 | 351.3332 | 271.4395 | 388.791 | 386.1539 | 451.2717 | 422.7445 | 410.1171
6577 | 1 | 275 | 10 | 298.9862 | 159.752 | 294.2727 | 429.7164 | 358.9123 | 321.8441 | 272.0654 | 276.0303 | 169.7888 | 352.413 | 407.6715 | 418.3752 | 234.7435 | 347.8678 | 281.0648 | 388.9857 | 382.6696 | 449.7968 | 422.3603 | 403.102
6578 | 2 | 275 | 10 | 301.0275 | 169.0368 | 295.6008 | 429.9068 | 363.9391 | 326.8311 | 271.6484 | 277.341 | 171.8925 | 353.8753 | 418.7739 | 416.385 | 235.0763 | 349.358 | 276.5721 | 384.5582 | 386.0709 | 449.8635 | 424.2669 | 402.9983
6579 | 3 | 275 | 10 | 304.2279 | 165.71 | 299.1589 | 431.0668 | 378.3129 | 342.162 | 273.4706 | 277.098 | 171.6157 | 359.7676 | 413.8448 | 423.9586 | 234.4383 | 365.359 | 281.5505 | 381.7977 | 408.4978 | 452.4422 | 434.9894 | 406.8359
6580 | 4 | 275 | 10 | 302.4278 | 158.6499 | 304.8743 | 430.7856 | 387.5613 | 350.8197 | 272.8064 | 276.7612 | 173.9262 | 375.6176 | 394.4044 | 453.5678 | 241.6508 | 371.0343 | 290.9547 | 384.2728 | 408.2296 | 450.4002 | 428.4639 | 424.4569
6581 | 5 | 275 | 10 | 297.368 | 151.8695 | 305.7253 | 458.5501 | 364.6271 | 335.8708 | 274.0842 | 279.3131 | 171.6073 | 374.9481 | 402.6608 | 458.0111 | 222.6848 | 351.8474 | 291.1283 | 386.0851 | 372.3393 | 464.0718 | 417.3023 | 432.2578
6582 | 6 | 275 | 10 | 284.3135 | 104.5258 | 294.2494 | 396.9653 | 258.5323 | 259.0586 | 264.0891 | 264.1721 | 153.5964 | 346.2465 | 380.6205 | 411.5412 | 218.41 | 281.4383 | 272.8663 | 335.408 | 269.9148 | 466.955 | 374.8112 | 394.1722
6583 | 7 | 275 | 10 | 253.0337 | 107.0866 | 245.1371 | 339.9499 | 212.809 | 182.4061 | 245.0224 | 237.5605 | 128.4112 | 268.7317 | 324.5407 | 284.6902 | 211.5105 | 220.4165 | 226.1054 | 292.59 | 232.126 | 341.1837 | 351.0508 | 286.0729
6584 | 8 | 275 | 10 | 227.0817 | 110.8948 | 236.2484 | 318.1691 | 207.2424 | 178.7109 | 241.3197 | 226.3563 | 119.3021 | 235.7305 | 305.8428 | 247.5565 | 214.2897 | 207.7064 | 205.3646 | 278.021 | 218.8965 | 287.5594 | 347.303 | 239.5125
6585 | 9 | 275 | 10 | 226.981 | 112.5148 | 238.5536 | 319.3432 | 205.5631 | 180.6545 | 244.6845 | 228.7276 | 116.8706 | 225.426 | 301.7038 | 235.908 | 208.4143 | 217.5846 | 202.558 | 277.0701 | 220.3321 | 276.1567 | 343.3891 | 228.1912
6586 | 10 | 275 | 10 | 231.74 | 107.7653 | 235.5869 | 326.0107 | 205.6634 | 174.0029 | 242.5286 | 229.6629 | 112.3928 | 224.139 | 298.5054 | 235.259 | 218.1924 | 220.1649 | 201.5872 | 275.6735 | 223.2567 | 271.4461 | 344.9136 | 221.7962
6587 | 11 | 275 | 10 | 232.8816 | 109.0344 | 237.7978 | 329.3449 | 203.8154 | 168.274 | 243.6998 | 227.2958 | 109.7508 | 222.1367 | 295.1145 | 234.0478 | 217.2451 | 219.3984 | 199.5303 | 278.4372 | 222.1017 | 268.4134 | 343.921 | 219.1995
6588 | 12 | 275 | 10 | 232.3051 | 107.8805 | 235.5471 | 333.2781 | 201.2031 | 167.3047 | 243.0843 | 222.4524 | 109.5308 | 222.6825 | 293.9446 | 233.3766 | 209.9041 | 219.4024 | 200.3095 | 279.1278 | 221.9901 | 273.593 | 340.3865 | 219.0568
6589 | 13 | 275 | 10 | 230.6763 | 108.3639 | 240.3893 | 340.7297 | 200.3911 | 172.5237 | 242.236 | 219.5733 | 114.4096 | 226.1863 | 295.1731 | 233.9249 | 207.7774 | 215.2743 | 202.2736 | 280.1739 | 218.986 | 282.9309 | 341.6368 | 227.6266
6590 | 14 | 275 | 10 | 230.2153 | 107.7136 | 237.8297 | 350.9031 | 207.8557 | 177.4157 | 244.099 | 220.4846 | 118.3895 | 228.3281 | 295.7237 | 236.899 | 202.055 | 215.9534 | 202.1252 | 283.2933 | 227.5365 | 295.197 | 344.6766 | 237.3248
6591 | 15 | 275 | 10 | 238.8514 | 107.0998 | 238.4097 | 354.4119 | 255.3272 | 196.8686 | 259.9353 | 231.9662 | 133.5932 | 244.3198 | 300.6102 | 246.7456 | 218.5046 | 235.2376 | 207.2886 | 299.8505 | 264.2446 | 302.7885 | 355.4682 | 250.916
6592 | 16 | 275 | 10 | 275.1985 | 130.3859 | 258.945 | 383.6762 | 351.9911 | 276.3908 | 284.1784 | 263.1075 | 165.9025 | 306.9575 | 340.8693 | 304.7168 | 222.9495 | 294.751 | 247.1277 | 338.9036 | 352.4184 | 353.8489 | 388.4323 | 331.9238
6593 | 17 | 275 | 10 | 290.3499 | 132.9882 | 342.0626 | 438.2503 | 377.4101 | 336.8915 | 295.2591 | 276.6392 | 184.8213 | 369.5458 | 379.8334 | 419.3065 | 230.1068 | 361.8463 | 318.5303 | 390.6438 | 392.5018 | 441.2007 | 402.8817 | 396.9163
6594 | 18 | 275 | 10 | 293.1534 | 132.4095 | 341.5194 | 444.5724 | 375.6288 | 339.9197 | 299.5219 | 276.0644 | 183.4379 | 380.8356 | 384.3966 | 437.5209 | 234.1258 | 352.7604 | 325.6635 | 394.6116 | 386.4259 | 470.5638 | 399.1311 | 413.2076
6595 | 19 | 275 | 10 | 288.6772 | 132.9681 | 324.5233 | 440.443 | 372.8892 | 344.9343 | 293.6361 | 275.7389 | 175.9692 | 375.869 | 387.4881 | 433.1318 | 234.295 | 352.312 | 298.226 | 385.5175 | 375.789 | 466.8785 | 399.7098 | 403.0255
6596 | 20 | 275 | 10 | 288.4999 | 132.2093 | 311.6177 | 433.1753 | 389.7896 | 342.9505 | 290.6772 | 275.3063 | 183.261 | 372.8913 | 388.7815 | 423.6231 | 233.2848 | 360.349 | 279.4051 | 384.4635 | 399.8595 | 463.1155 | 408.7811 | 404.3243
6597 | 21 | 275 | 10 | 286.209 | 138.6757 | 305.9302 | 435.7101 | 389.8817 | 351.8254 | 285.7003 | 275.8579 | 173.0428 | 375.6394 | 389.0136 | 455.817 | 232.739 | 382.723 | 279.8436 | 394.1583 | 423.2175 | 467.5328 | 423.7078 | 432.4228
6598 | 22 | 275 | 10 | 286.6453 | 142.0298 | 300.034 | 439.232 | 374.4149 | 343.8901 | 280.8804 | 275.0652 | 174.3912 | 369.651 | 387.0415 | 455.501 | 227.7562 | 379.5362 | 271.7462 | 396.8914 | 422.9674 | 465.5221 | 423.6995 | 438.5619
6599 | 23 | 275 | 10 | 291.3851 | 147.9732 | 297.4904 | 481.8323 | 367.0354 | 336.3113 | 275.6015 | 275.897 | 173.026 | 361.346 | 406.7672 | 441.0311 | 230.3425 | 353.263 | 274.9612 | 389.439 | 395.3595 | 472.614 | 421.9266 | 420.3109
6600 | 0 | 276 | 10 | 295.6371 | 152.0613 | 294.2838 | 437.5226 | 358.5475 | 323.3907 | 273.5415 | 275.6159 | 170.8402 | 354.9391 | 417.3606 | 424.9197 | 235.4107 | 351.3332 | 271.4395 | 388.791 | 386.1539 | 451.2717 | 422.7445 | 410.1171
6601 | 1 | 276 | 10 | 298.9862 | 159.752 | 294.2727 | 429.7164 | 358.9123 | 321.8441 | 272.0654 | 276.0303 | 169.7888 | 352.413 | 407.6715 | 418.3752 | 234.7435 | 347.8678 | 281.0648 | 388.9857 | 382.6696 | 449.7968 | 422.3603 | 403.102
6602 | 2 | 276 | 10 | 301.0275 | 169.0368 | 295.6008 | 429.9068 | 363.9391 | 326.8311 | 271.6484 | 277.341 | 171.8925 | 353.8753 | 418.7739 | 416.385 | 235.0763 | 349.358 | 276.5721 | 384.5582 | 386.0709 | 449.8635 | 424.2669 | 402.9983
6603 | 3 | 276 | 10 | 304.2279 | 165.71 | 299.1589 | 431.0668 | 378.3129 | 342.162 | 273.4706 | 277.098 | 171.6157 | 359.7676 | 413.8448 | 423.9586 | 234.4383 | 365.359 | 281.5505 | 381.7977 | 408.4978 | 452.4422 | 434.9894 | 406.8359
6604 | 4 | 276 | 10 | 302.4278 | 158.6499 | 304.8743 | 430.7856 | 387.5613 | 350.8197 | 272.8064 | 276.7612 | 173.9262 | 375.6176 | 394.4044 | 453.5678 | 241.6508 | 371.0343 | 290.9547 | 384.2728 | 408.2296 | 450.4002 | 428.4639 | 424.4569
6605 | 5 | 276 | 10 | 297.368 | 151.8695 | 305.7253 | 458.5501 | 364.6271 | 335.8708 | 274.0842 | 279.3131 | 171.6073 | 374.9481 | 402.6608 | 458.0111 | 222.6848 | 351.8474 | 291.1283 | 386.0851 | 372.3393 | 464.0718 | 417.3023 | 432.2578
6606 | 6 | 276 | 10 | 284.3135 | 104.5258 | 294.2494 | 396.9653 | 258.5323 | 259.0586 | 264.0891 | 264.1721 | 153.5964 | 346.2465 | 380.6205 | 411.5412 | 218.41 | 281.4383 | 272.8663 | 335.408 | 269.9148 | 466.955 | 374.8112 | 394.1722
6607 | 7 | 276 | 10 | 253.0337 | 107.0866 | 245.1371 | 339.9499 | 212.809 | 182.4061 | 245.0224 | 237.5605 | 128.4112 | 268.7317 | 324.5407 | 284.6902 | 211.5105 | 220.4165 | 226.1054 | 292.59 | 232.126 | 341.1837 | 351.0508 | 286.0729
6608 | 8 | 276 | 10 | 227.0817 | 110.8948 | 236.2484 | 318.1691 | 207.2424 | 178.7109 | 241.3197 | 226.3563 | 119.3021 | 235.7305 | 305.8428 | 247.5565 | 214.2897 | 207.7064 | 205.3646 | 278.021 | 218.8965 | 287.5594 | 347.303 | 239.5125
6609 | 9 | 276 | 10 | 226.981 | 112.5148 | 238.5536 | 319.3432 | 205.5631 | 180.6545 | 244.6845 | 228.7276 | 116.8706 | 225.426 | 301.7038 | 235.908 | 208.4143 | 217.5846 | 202.558 | 277.0701 | 220.3321 | 276.1567 | 343.3891 | 228.1912
6610 | 10 | 276 | 10 | 231.74 | 107.7653 | 235.5869 | 326.0107 | 205.6634 | 174.0029 | 242.5286 | 229.6629 | 112.3928 | 224.139 | 298.5054 | 235.259 | 218.1924 | 220.1649 | 201.5872 | 275.6735 | 223.2567 | 271.4461 | 344.9136 | 221.7962
6611 | 11 | 276 | 10 | 232.8816 | 109.0344 | 237.7978 | 329.3449 | 203.8154 | 168.274 | 243.6998 | 227.2958 | 109.7508 | 222.1367 | 295.1145 | 234.0478 | 217.2451 | 219.3984 | 199.5303 | 278.4372 | 222.1017 | 268.4134 | 343.921 | 219.1995
6612 | 12 | 276 | 10 | 232.3051 | 107.8805 | 235.5471 | 333.2781 | 201.2031 | 167.3047 | 243.0843 | 222.4524 | 109.5308 | 222.6825 | 293.9446 | 233.3766 | 209.9041 | 219.4024 | 200.3095 | 279.1278 | 221.9901 | 273.593 | 340.3865 | 219.0568
6613 | 13 | 276 | 10 | 230.6763 | 108.3639 | 240.3893 | 340.7297 | 200.3911 | 172.5237 | 242.236 | 219.5733 | 114.4096 | 226.1863 | 295.1731 | 233.9249 | 207.7774 | 215.2743 | 202.2736 | 280.1739 | 218.986 | 282.9309 | 341.6368 | 227.6266
6614 | 14 | 276 | 10 | 230.2153 | 107.7136 | 237.8297 | 350.9031 | 207.8557 | 177.4157 | 244.099 | 220.4846 | 118.3895 | 228.3281 | 295.7237 | 236.899 | 202.055 | 215.9534 | 202.1252 | 283.2933 | 227.5365 | 295.197 | 344.6766 | 237.3248
6615 | 15 | 276 | 10 | 238.8514 | 107.0998 | 238.4097 | 354.4119 | 255.3272 | 196.8686 | 259.9353 | 231.9662 | 133.5932 | 244.3198 | 300.6102 | 246.7456 | 218.5046 | 235.2376 | 207.2886 | 299.8505 | 264.2446 | 302.7885 | 355.4682 | 250.916
6616 | 16 | 276 | 10 | 275.1985 | 130.3859 | 258.945 | 383.6762 | 351.9911 | 276.3908 | 284.1784 | 263.1075 | 165.9025 | 306.9575 | 340.8693 | 304.7168 | 222.9495 | 294.751 | 247.1277 | 338.9036 | 352.4184 | 353.8489 | 388.4323 | 331.9238
6617 | 17 | 276 | 10 | 290.3499 | 132.9882 | 342.0626 | 438.2503 | 377.4101 | 336.8915 | 295.2591 | 276.6392 | 184.8213 | 369.5458 | 379.8334 | 419.3065 | 230.1068 | 361.8463 | 318.5303 | 390.6438 | 392.5018 | 441.2007 | 402.8817 | 396.9163
6618 | 18 | 276 | 10 | 293.1534 | 132.4095 | 341.5194 | 444.5724 | 375.6288 | 339.9197 | 299.5219 | 276.0644 | 183.4379 | 380.8356 | 384.3966 | 437.5209 | 234.1258 | 352.7604 | 325.6635 | 394.6116 | 386.4259 | 470.5638 | 399.1311 | 413.2076
6619 | 19 | 276 | 10 | 288.6772 | 132.9681 | 324.5233 | 440.443 | 372.8892 | 344.9343 | 293.6361 | 275.7389 | 175.9692 | 375.869 | 387.4881 | 433.1318 | 234.295 | 352.312 | 298.226 | 385.5175 | 375.789 | 466.8785 | 399.7098 | 403.0255
6620 | 20 | 276 | 10 | 288.4999 | 132.2093 | 311.6177 | 433.1753 | 389.7896 | 342.9505 | 290.6772 | 275.3063 | 183.261 | 372.8913 | 388.7815 | 423.6231 | 233.2848 | 360.349 | 279.4051 | 384.4635 | 399.8595 | 463.1155 | 408.7811 | 404.3243
6621 | 21 | 276 | 10 | 286.209 | 138.6757 | 305.9302 | 435.7101 | 389.8817 | 351.8254 | 285.7003 | 275.8579 | 173.0428 | 375.6394 | 389.0136 | 455.817 | 232.739 | 382.723 | 279.8436 | 394.1583 | 423.2175 | 467.5328 | 423.7078 | 432.4228
6622 | 22 | 276 | 10 | 286.6453 | 142.0298 | 300.034 | 439.232 | 374.4149 | 343.8901 | 280.8804 | 275.0652 | 174.3912 | 369.651 | 387.0415 | 455.501 | 227.7562 | 379.5362 | 271.7462 | 396.8914 | 422.9674 | 465.5221 | 423.6995 | 438.5619
6623 | 23 | 276 | 10 | 291.3851 | 147.9732 | 297.4904 | 481.8323 | 367.0354 | 336.3113 | 275.6015 | 275.897 | 173.026 | 361.346 | 406.7672 | 441.0311 | 230.3425 | 353.263 | 274.9612 | 389.439 | 395.3595 | 472.614 | 421.9266 | 420.3109
6624 | 0 | 277 | 10 | 295.6371 | 152.0613 | 294.2838 | 437.5226 | 358.5475 | 323.3907 | 273.5415 | 275.6159 | 170.8402 | 354.9391 | 417.3606 | 424.9197 | 235.4107 | 351.3332 | 271.4395 | 388.791 | 386.1539 | 451.2717 | 422.7445 | 410.1171
6625 | 1 | 277 | 10 | 298.9862 | 159.752 | 294.2727 | 429.7164 | 358.9123 | 321.8441 | 272.0654 | 276.0303 | 169.7888 | 352.413 | 407.6715 | 418.3752 | 234.7435 | 347.8678 | 281.0648 | 388.9857 | 382.6696 | 449.7968 | 422.3603 | 403.102
6626 | 2 | 277 | 10 | 301.0275 | 169.0368 | 295.6008 | 429.9068 | 363.9391 | 326.8311 | 271.6484 | 277.341 | 171.8925 | 353.8753 | 418.7739 | 416.385 | 235.0763 | 349.358 | 276.5721 | 384.5582 | 386.0709 | 449.8635 | 424.2669 | 402.9983
6627 | 3 | 277 | 10 | 304.2279 | 165.71 | 299.1589 | 431.0668 | 378.3129 | 342.162 | 273.4706 | 277.098 | 171.6157 | 359.7676 | 413.8448 | 423.9586 | 234.4383 | 365.359 | 281.5505 | 381.7977 | 408.4978 | 452.4422 | 434.9894 | 406.8359
6628 | 4 | 277 | 10 | 302.4278 | 158.6499 | 304.8743 | 430.7856 | 387.5613 | 350.8197 | 272.8064 | 276.7612 | 173.9262 | 375.6176 | 394.4044 | 453.5678 | 241.6508 | 371.0343 | 290.9547 | 384.2728 | 408.2296 | 450.4002 | 428.4639 | 424.4569
6629 | 5 | 277 | 10 | 297.368 | 151.8695 | 305.7253 | 458.5501 | 364.6271 | 335.8708 | 274.0842 | 279.3131 | 171.6073 | 374.9481 | 402.6608 | 458.0111 | 222.6848 | 351.8474 | 291.1283 | 386.0851 | 372.3393 | 464.0718 | 417.3023 | 432.2578
6630 | 6 | 277 | 10 | 284.3135 | 104.5258 | 294.2494 | 396.9653 | 258.5323 | 259.0586 | 264.0891 | 264.1721 | 153.5964 | 346.2465 | 380.6205 | 411.5412 | 218.41 | 281.4383 | 272.8663 | 335.408 | 269.9148 | 466.955 | 374.8112 | 394.1722
6631 | 7 | 277 | 10 | 253.0337 | 107.0866 | 245.1371 | 339.9499 | 212.809 | 182.4061 | 245.0224 | 237.5605 | 128.4112 | 268.7317 | 324.5407 | 284.6902 | 211.5105 | 220.4165 | 226.1054 | 292.59 | 232.126 | 341.1837 | 351.0508 | 286.0729
6632 | 8 | 277 | 10 | 227.0817 | 110.8948 | 236.2484 | 318.1691 | 207.2424 | 178.7109 | 241.3197 | 226.3563 | 119.3021 | 235.7305 | 305.8428 | 247.5565 | 214.2897 | 207.7064 | 205.3646 | 278.021 | 218.8965 | 287.5594 | 347.303 | 239.5125
6633 | 9 | 277 | 10 | 226.981 | 112.5148 | 238.5536 | 319.3432 | 205.5631 | 180.6545 | 244.6845 | 228.7276 | 116.8706 | 225.426 | 301.7038 | 235.908 | 208.4143 | 217.5846 | 202.558 | 277.0701 | 220.3321 | 276.1567 | 343.3891 | 228.1912
6634 | 10 | 277 | 10 | 231.74 | 107.7653 | 235.5869 | 326.0107 | 205.6634 | 174.0029 | 242.5286 | 229.6629 | 112.3928 | 224.139 | 298.5054 | 235.259 | 218.1924 | 220.1649 | 201.5872 | 275.6735 | 223.2567 | 271.4461 | 344.9136 | 221.7962
6635 | 11 | 277 | 10 | 232.8816 | 109.0344 | 237.7978 | 329.3449 | 203.8154 | 168.274 | 243.6998 | 227.2958 | 109.7508 | 222.1367 | 295.1145 | 234.0478 | 217.2451 | 219.3984 | 199.5303 | 278.4372 | 222.1017 | 268.4134 | 343.921 | 219.1995
6636 | 12 | 277 | 10 | 232.3051 | 107.8805 | 235.5471 | 333.2781 | 201.2031 | 167.3047 | 243.0843 | 222.4524 | 109.5308 | 222.6825 | 293.9446 | 233.3766 | 209.9041 | 219.4024 | 200.3095 | 279.1278 | 221.9901 | 273.593 | 340.3865 | 219.0568
6637 | 13 | 277 | 10 | 230.6763 | 108.3639 | 240.3893 | 340.7297 | 200.3911 | 172.5237 | 242.236 | 219.5733 | 114.4096 | 226.1863 | 295.1731 | 233.9249 | 207.7774 | 215.2743 | 202.2736 | 280.1739 | 218.986 | 282.9309 | 341.6368 | 227.6266
6638 | 14 | 277 | 10 | 230.2153 | 107.7136 | 237.8297 | 350.9031 | 207.8557 | 177.4157 | 244.099 | 220.4846 | 118.3895 | 228.3281 | 295.7237 | 236.899 | 202.055 | 215.9534 | 202.1252 | 283.2933 | 227.5365 | 295.197 | 344.6766 | 237.3248
6639 | 15 | 277 | 10 | 238.8514 | 107.0998 | 238.4097 | 354.4119 | 255.3272 | 196.8686 | 259.9353 | 231.9662 | 133.5932 | 244.3198 | 300.6102 | 246.7456 | 218.5046 | 235.2376 | 207.2886 | 299.8505 | 264.2446 | 302.7885 | 355.4682 | 250.916
6640 | 16 | 277 | 10 | 275.1985 | 130.3859 | 258.945 | 383.6762 | 351.9911 | 276.3908 | 284.1784 | 263.1075 | 165.9025 | 306.9575 | 340.8693 | 304.7168 | 222.9495 | 294.751 | 247.1277 | 338.9036 | 352.4184 | 353.8489 | 388.4323 | 331.9238
6641 | 17 | 277 | 10 | 290.3499 | 132.9882 | 342.0626 | 438.2503 | 377.4101 | 336.8915 | 295.2591 | 276.6392 | 184.8213 | 369.5458 | 379.8334 | 419.3065 | 230.1068 | 361.8463 | 318.5303 | 390.6438 | 392.5018 | 441.2007 | 402.8817 | 396.9163
6642 | 18 | 277 | 10 | 293.1534 | 132.4095 | 341.5194 | 444.5724 | 375.6288 | 339.9197 | 299.5219 | 276.0644 | 183.4379 | 380.8356 | 384.3966 | 437.5209 | 234.1258 | 352.7604 | 325.6635 | 394.6116 | 386.4259 | 470.5638 | 399.1311 | 413.2076
6643 | 19 | 277 | 10 | 288.6772 | 132.9681 | 324.5233 | 440.443 | 372.8892 | 344.9343 | 293.6361 | 275.7389 | 175.9692 | 375.869 | 387.4881 | 433.1318 | 234.295 | 352.312 | 298.226 | 385.5175 | 375.789 | 466.8785 | 399.7098 | 403.0255
6644 | 20 | 277 | 10 | 288.4999 | 132.2093 | 311.6177 | 433.1753 | 389.7896 | 342.9505 | 290.6772 | 275.3063 | 183.261 | 372.8913 | 388.7815 | 423.6231 | 233.2848 | 360.349 | 279.4051 | 384.4635 | 399.8595 | 463.1155 | 408.7811 | 404.3243
6645 | 21 | 277 | 10 | 286.209 | 138.6757 | 305.9302 | 435.7101 | 389.8817 | 351.8254 | 285.7003 | 275.8579 | 173.0428 | 375.6394 | 389.0136 | 455.817 | 232.739 | 382.723 | 279.8436 | 394.1583 | 423.2175 | 467.5328 | 423.7078 | 432.4228
6646 | 22 | 277 | 10 | 286.6453 | 142.0298 | 300.034 | 439.232 | 374.4149 | 343.8901 | 280.8804 | 275.0652 | 174.3912 | 369.651 | 387.0415 | 455.501 | 227.7562 | 379.5362 | 271.7462 | 396.8914 | 422.9674 | 465.5221 | 423.6995 | 438.5619
6647 | 23 | 277 | 10 | 291.3851 | 147.9732 | 297.4904 | 481.8323 | 367.0354 | 336.3113 | 275.6015 | 275.897 | 173.026 | 361.346 | 406.7672 | 441.0311 | 230.3425 | 353.263 | 274.9612 | 389.439 | 395.3595 | 472.614 | 421.9266 | 420.3109
6648 | 0 | 278 | 10 | 295.6371 | 152.0613 | 294.2838 | 437.5226 | 358.5475 | 323.3907 | 273.5415 | 275.6159 | 170.8402 | 354.9391 | 417.3606 | 424.9197 | 235.4107 | 351.3332 | 271.4395 | 388.791 | 386.1539 | 451.2717 | 422.7445 | 410.1171
6649 | 1 | 278 | 10 | 298.9862 | 159.752 | 294.2727 | 429.7164 | 358.9123 | 321.8441 | 272.0654 | 276.0303 | 169.7888 | 352.413 | 407.6715 | 418.3752 | 234.7435 | 347.8678 | 281.0648 | 388.9857 | 382.6696 | 449.7968 | 422.3603 | 403.102
6650 | 2 | 278 | 10 | 301.0275 | 169.0368 | 295.6008 | 429.9068 | 363.9391 | 326.8311 | 271.6484 | 277.341 | 171.8925 | 353.8753 | 418.7739 | 416.385 | 235.0763 | 349.358 | 276.5721 | 384.5582 | 386.0709 | 449.8635 | 424.2669 | 402.9983
6651 | 3 | 278 | 10 | 304.2279 | 165.71 | 299.1589 | 431.0668 | 378.3129 | 342.162 | 273.4706 | 277.098 | 171.6157 | 359.7676 | 413.8448 | 423.9586 | 234.4383 | 365.359 | 281.5505 | 381.7977 | 408.4978 | 452.4422 | 434.9894 | 406.8359
6652 | 4 | 278 | 10 | 302.4278 | 158.6499 | 304.8743 | 430.7856 | 387.5613 | 350.8197 | 272.8064 | 276.7612 | 173.9262 | 375.6176 | 394.4044 | 453.5678 | 241.6508 | 371.0343 | 290.9547 | 384.2728 | 408.2296 | 450.4002 | 428.4639 | 424.4569
6653 | 5 | 278 | 10 | 297.368 | 151.8695 | 305.7253 | 458.5501 | 364.6271 | 335.8708 | 274.0842 | 279.3131 | 171.6073 | 374.9481 | 402.6608 | 458.0111 | 222.6848 | 351.8474 | 291.1283 | 386.0851 | 372.3393 | 464.0718 | 417.3023 | 432.2578
6654 | 6 | 278 | 10 | 284.3135 | 104.5258 | 294.2494 | 396.9653 | 258.5323 | 259.0586 | 264.0891 | 264.1721 | 153.5964 | 346.2465 | 380.6205 | 411.5412 | 218.41 | 281.4383 | 272.8663 | 335.408 | 269.9148 | 466.955 | 374.8112 | 394.1722
6655 | 7 | 278 | 10 | 253.0337 | 107.0866 | 245.1371 | 339.9499 | 212.809 | 182.4061 | 245.0224 | 237.5605 | 128.4112 | 268.7317 | 324.5407 | 284.6902 | 211.5105 | 220.4165 | 226.1054 | 292.59 | 232.126 | 341.1837 | 351.0508 | 286.0729
6656 | 8 | 278 | 10 | 227.0817 | 110.8948 | 236.2484 | 318.1691 | 207.2424 | 178.7109 | 241.3197 | 226.3563 | 119.3021 | 235.7305 | 305.8428 | 247.5565 | 214.2897 | 207.7064 | 205.3646 | 278.021 | 218.8965 | 287.5594 | 347.303 | 239.5125
6657 | 9 | 278 | 10 | 226.981 | 112.5148 | 238.5536 | 319.3432 | 205.5631 | 180.6545 | 244.6845 | 228.7276 | 116.8706 | 225.426 | 301.7038 | 235.908 | 208.4143 | 217.5846 | 202.558 | 277.0701 | 220.3321 | 276.1567 | 343.3891 | 228.1912
6658 | 10 | 278 | 10 | 231.74 | 107.7653 | 235.5869 | 326.0107 | 205.6634 | 174.0029 | 242.5286 | 229.6629 | 112.3928 | 224.139 | 298.5054 | 235.259 | 218.1924 | 220.1649 | 201.5872 | 275.6735 | 223.2567 | 271.4461 | 344.9136 | 221.7962
6659 | 11 | 278 | 10 | 232.8816 | 109.0344 | 237.7978 | 329.3449 | 203.8154 | 168.274 | 243.6998 | 227.2958 | 109.7508 | 222.1367 | 295.1145 | 234.0478 | 217.2451 | 219.3984 | 199.5303 | 278.4372 | 222.1017 | 268.4134 | 343.921 | 219.1995
6660 | 12 | 278 | 10 | 232.3051 | 107.8805 | 235.5471 | 333.2781 | 201.2031 | 167.3047 | 243.0843 | 222.4524 | 109.5308 | 222.6825 | 293.9446 | 233.3766 | 209.9041 | 219.4024 | 200.3095 | 279.1278 | 221.9901 | 273.593 | 340.3865 | 219.0568
6661 | 13 | 278 | 10 | 230.6763 | 108.3639 | 240.3893 | 340.7297 | 200.3911 | 172.5237 | 242.236 | 219.5733 | 114.4096 | 226.1863 | 295.1731 | 233.9249 | 207.7774 | 215.2743 | 202.2736 | 280.1739 | 218.986 | 282.9309 | 341.6368 | 227.6266
6662 | 14 | 278 | 10 | 230.2153 | 107.7136 | 237.8297 | 350.9031 | 207.8557 | 177.4157 | 244.099 | 220.4846 | 118.3895 | 228.3281 | 295.7237 | 236.899 | 202.055 | 215.9534 | 202.1252 | 283.2933 | 227.5365 | 295.197 | 344.6766 | 237.3248
6663 | 15 | 278 | 10 | 238.8514 | 107.0998 | 238.4097 | 354.4119 | 255.3272 | 196.8686 | 259.9353 | 231.9662 | 133.5932 | 244.3198 | 300.6102 | 246.7456 | 218.5046 | 235.2376 | 207.2886 | 299.8505 | 264.2446 | 302.7885 | 355.4682 | 250.916
6664 | 16 | 278 | 10 | 275.1985 | 130.3859 | 258.945 | 383.6762 | 351.9911 | 276.3908 | 284.1784 | 263.1075 | 165.9025 | 306.9575 | 340.8693 | 304.7168 | 222.9495 | 294.751 | 247.1277 | 338.9036 | 352.4184 | 353.8489 | 388.4323 | 331.9238
6665 | 17 | 278 | 10 | 290.3499 | 132.9882 | 342.0626 | 438.2503 | 377.4101 | 336.8915 | 295.2591 | 276.6392 | 184.8213 | 369.5458 | 379.8334 | 419.3065 | 230.1068 | 361.8463 | 318.5303 | 390.6438 | 392.5018 | 441.2007 | 402.8817 | 396.9163
6666 | 18 | 278 | 10 | 293.1534 | 132.4095 | 341.5194 | 444.5724 | 375.6288 | 339.9197 | 299.5219 | 276.0644 | 183.4379 | 380.8356 | 384.3966 | 437.5209 | 234.1258 | 352.7604 | 325.6635 | 394.6116 | 386.4259 | 470.5638 | 399.1311 | 413.2076
6667 | 19 | 278 | 10 | 288.6772 | 132.9681 | 324.5233 | 440.443 | 372.8892 | 344.9343 | 293.6361 | 275.7389 | 175.9692 | 375.869 | 387.4881 | 433.1318 | 234.295 | 352.312 | 298.226 | 385.5175 | 375.789 | 466.8785 | 399.7098 | 403.0255
6668 | 20 | 278 | 10 | 288.4999 | 132.2093 | 311.6177 | 433.1753 | 389.7896 | 342.9505 | 290.6772 | 275.3063 | 183.261 | 372.8913 | 388.7815 | 423.6231 | 233.2848 | 360.349 | 279.4051 | 384.4635 | 399.8595 | 463.1155 | 408.7811 | 404.3243
6669 | 21 | 278 | 10 | 286.209 | 138.6757 | 305.9302 | 435.7101 | 389.8817 | 351.8254 | 285.7003 | 275.8579 | 173.0428 | 375.6394 | 389.0136 | 455.817 | 232.739 | 382.723 | 279.8436 | 394.1583 | 423.2175 | 467.5328 | 423.7078 | 432.4228
6670 | 22 | 278 | 10 | 286.6453 | 142.0298 | 300.034 | 439.232 | 374.4149 | 343.8901 | 280.8804 | 275.0652 | 174.3912 | 369.651 | 387.0415 | 455.501 | 227.7562 | 379.5362 | 271.7462 | 396.8914 | 422.9674 | 465.5221 | 423.6995 | 438.5619
6671 | 23 | 278 | 10 | 291.3851 | 147.9732 | 297.4904 | 481.8323 | 367.0354 | 336.3113 | 275.6015 | 275.897 | 173.026 | 361.346 | 406.7672 | 441.0311 | 230.3425 | 353.263 | 274.9612 | 389.439 | 395.3595 | 472.614 | 421.9266 | 420.3109
6672 | 0 | 279 | 10 | 295.6371 | 152.0613 | 294.2838 | 437.5226 | 358.5475 | 323.3907 | 273.5415 | 275.6159 | 170.8402 | 354.9391 | 417.3606 | 424.9197 | 235.4107 | 351.3332 | 271.4395 | 388.791 | 386.1539 | 451.2717 | 422.7445 | 410.1171
6673 | 1 | 279 | 10 | 298.9862 | 159.752 | 294.2727 | 429.7164 | 358.9123 | 321.8441 | 272.0654 | 276.0303 | 169.7888 | 352.413 | 407.6715 | 418.3752 | 234.7435 | 347.8678 | 281.0648 | 388.9857 | 382.6696 | 449.7968 | 422.3603 | 403.102
6674 | 2 | 279 | 10 | 301.0275 | 169.0368 | 295.6008 | 429.9068 | 363.9391 | 326.8311 | 271.6484 | 277.341 | 171.8925 | 353.8753 | 418.7739 | 416.385 | 235.0763 | 349.358 | 276.5721 | 384.5582 | 386.0709 | 449.8635 | 424.2669 | 402.9983
6675 | 3 | 279 | 10 | 304.2279 | 165.71 | 299.1589 | 431.0668 | 378.3129 | 342.162 | 273.4706 | 277.098 | 171.6157 | 359.7676 | 413.8448 | 423.9586 | 234.4383 | 365.359 | 281.5505 | 381.7977 | 408.4978 | 452.4422 | 434.9894 | 406.8359
6676 | 4 | 279 | 10 | 302.4278 | 158.6499 | 304.8743 | 430.7856 | 387.5613 | 350.8197 | 272.8064 | 276.7612 | 173.9262 | 375.6176 | 394.4044 | 453.5678 | 241.6508 | 371.0343 | 290.9547 | 384.2728 | 408.2296 | 450.4002 | 428.4639 | 424.4569
6677 | 5 | 279 | 10 | 297.368 | 151.8695 | 305.7253 | 458.5501 | 364.6271 | 335.8708 | 274.0842 | 279.3131 | 171.6073 | 374.9481 | 402.6608 | 458.0111 | 222.6848 | 351.8474 | 291.1283 | 386.0851 | 372.3393 | 464.0718 | 417.3023 | 432.2578
6678 | 6 | 279 | 10 | 284.3135 | 104.5258 | 294.2494 | 396.9653 | 258.5323 | 259.0586 | 264.0891 | 264.1721 | 153.5964 | 346.2465 | 380.6205 | 411.5412 | 218.41 | 281.4383 | 272.8663 | 335.408 | 269.9148 | 466.955 | 374.8112 | 394.1722
6679 | 7 | 279 | 10 | 253.0337 | 107.0866 | 245.1371 | 339.9499 | 212.809 | 182.4061 | 245.0224 | 237.5605 | 128.4112 | 268.7317 | 324.5407 | 284.6902 | 211.5105 | 220.4165 | 226.1054 | 292.59 | 232.126 | 341.1837 | 351.0508 | 286.0729
6680 | 8 | 279 | 10 | 227.0817 | 110.8948 | 236.2484 | 318.1691 | 207.2424 | 178.7109 | 241.3197 | 226.3563 | 119.3021 | 235.7305 | 305.8428 | 247.5565 | 214.2897 | 207.7064 | 205.3646 | 278.021 | 218.8965 | 287.5594 | 347.303 | 239.5125
6681 | 9 | 279 | 10 | 226.981 | 112.5148 | 238.5536 | 319.3432 | 205.5631 | 180.6545 | 244.6845 | 228.7276 | 116.8706 | 225.426 | 301.7038 | 235.908 | 208.4143 | 217.5846 | 202.558 | 277.0701 | 220.3321 | 276.1567 | 343.3891 | 228.1912
6682 | 10 | 279 | 10 | 231.74 | 107.7653 | 235.5869 | 326.0107 | 205.6634 | 174.0029 | 242.5286 | 229.6629 | 112.3928 | 224.139 | 298.5054 | 235.259 | 218.1924 | 220.1649 | 201.5872 | 275.6735 | 223.2567 | 271.4461 | 344.9136 | 221.7962
6683 | 11 | 279 | 10 | 232.8816 | 109.0344 | 237.7978 | 329.3449 | 203.8154 | 168.274 | 243.6998 | 227.2958 | 109.7508 | 222.1367 | 295.1145 | 234.0478 | 217.2451 | 219.3984 | 199.5303 | 278.4372 | 222.1017 | 268.4134 | 343.921 | 219.1995
6684 | 12 | 279 | 10 | 232.3051 | 107.8805 | 235.5471 | 333.2781 | 201.2031 | 167.3047 | 243.0843 | 222.4524 | 109.5308 | 222.6825 | 293.9446 | 233.3766 | 209.9041 | 219.4024 | 200.3095 | 279.1278 | 221.9901 | 273.593 | 340.3865 | 219.0568
6685 | 13 | 279 | 10 | 230.6763 | 108.3639 | 240.3893 | 340.7297 | 200.3911 | 172.5237 | 242.236 | 219.5733 | 114.4096 | 226.1863 | 295.1731 | 233.9249 | 207.7774 | 215.2743 | 202.2736 | 280.1739 | 218.986 | 282.9309 | 341.6368 | 227.6266
6686 | 14 | 279 | 10 | 230.2153 | 107.7136 | 237.8297 | 350.9031 | 207.8557 | 177.4157 | 244.099 | 220.4846 | 118.3895 | 228.3281 | 295.7237 | 236.899 | 202.055 | 215.9534 | 202.1252 | 283.2933 | 227.5365 | 295.197 | 344.6766 | 237.3248
6687 | 15 | 279 | 10 | 238.8514 | 107.0998 | 238.4097 | 354.4119 | 255.3272 | 196.8686 | 259.9353 | 231.9662 | 133.5932 | 244.3198 | 300.6102 | 246.7456 | 218.5046 | 235.2376 | 207.2886 | 299.8505 | 264.2446 | 302.7885 | 355.4682 | 250.916
6688 | 16 | 279 | 10 | 275.1985 | 130.3859 | 258.945 | 383.6762 | 351.9911 | 276.3908 | 284.1784 | 263.1075 | 165.9025 | 306.9575 | 340.8693 | 304.7168 | 222.9495 | 294.751 | 247.1277 | 338.9036 | 352.4184 | 353.8489 | 388.4323 | 331.9238
6689 | 17 | 279 | 10 | 290.3499 | 132.9882 | 342.0626 | 438.2503 | 377.4101 | 336.8915 | 295.2591 | 276.6392 | 184.8213 | 369.5458 | 379.8334 | 419.3065 | 230.1068 | 361.8463 | 318.5303 | 390.6438 | 392.5018 | 441.2007 | 402.8817 | 396.9163
6690 | 18 | 279 | 10 | 293.1534 | 132.4095 | 341.5194 | 444.5724 | 375.6288 | 339.9197 | 299.5219 | 276.0644 | 183.4379 | 380.8356 | 384.3966 | 437.5209 | 234.1258 | 352.7604 | 325.6635 | 394.6116 | 386.4259 | 470.5638 | 399.1311 | 413.2076
6691 | 19 | 279 | 10 | 288.6772 | 132.9681 | 324.5233 | 440.443 | 372.8892 | 344.9343 | 293.6361 | 275.7389 | 175.9692 | 375.869 | 387.4881 | 433.1318 | 234.295 | 352.312 | 298.226 | 385.5175 | 375.789 | 466.8785 | 399.7098 | 403.0255
6692 | 20 | 279 | 10 | 288.4999 | 132.2093 | 311.6177 | 433.1753 | 389.7896 | 342.9505 | 290.6772 | 275.3063 | 183.261 | 372.8913 | 388.7815 | 423.6231 | 233.2848 | 360.349 | 279.4051 | 384.4635 | 399.8595 | 463.1155 | 408.7811 | 404.3243
6693 | 21 | 279 | 10 | 286.209 | 138.6757 | 305.9302 | 435.7101 | 389.8817 | 351.8254 | 285.7003 | 275.8579 | 173.0428 | 375.6394 | 389.0136 | 455.817 | 232.739 | 382.723 | 279.8436 | 394.1583 | 423.2175 | 467.5328 | 423.7078 | 432.4228
6694 | 22 | 279 | 10 | 286.6453 | 142.0298 | 300.034 | 439.232 | 374.4149 | 343.8901 | 280.8804 | 275.0652 | 174.3912 | 369.651 | 387.0415 | 455.501 | 227.7562 | 379.5362 | 271.7462 | 396.8914 | 422.9674 | 465.5221 | 423.6995 | 438.5619
6695 | 23 | 279 | 10 | 291.3851 | 147.9732 | 297.4904 | 481.8323 | 367.0354 | 336.3113 | 275.6015 | 275.897 | 173.026 | 361.346 | 406.7672 | 441.0311 | 230.3425 | 353.263 | 274.9612 | 389.439 | 395.3595 | 472.614 | 421.9266 | 420.3109
6696 | 0 | 280 | 10 | 295.6371 | 152.0613 | 294.2838 | 437.5226 | 358.5475 | 323.3907 | 273.5415 | 275.6159 | 170.8402 | 354.9391 | 417.3606 | 424.9197 | 235.4107 | 351.3332 | 271.4395 | 388.791 | 386.1539 | 451.2717 | 422.7445 | 410.1171
6697 | 1 | 280 | 10 | 298.9862 | 159.752 | 294.2727 | 429.7164 | 358.9123 | 321.8441 | 272.0654 | 276.0303 | 169.7888 | 352.413 | 407.6715 | 418.3752 | 234.7435 | 347.8678 | 281.0648 | 388.9857 | 382.6696 | 449.7968 | 422.3603 | 403.102
6698 | 2 | 280 | 10 | 301.0275 | 169.0368 | 295.6008 | 429.9068 | 363.9391 | 326.8311 | 271.6484 | 277.341 | 171.8925 | 353.8753 | 418.7739 | 416.385 | 235.0763 | 349.358 | 276.5721 | 384.5582 | 386.0709 | 449.8635 | 424.2669 | 402.9983
6699 | 3 | 280 | 10 | 304.2279 | 165.71 | 299.1589 | 431.0668 | 378.3129 | 342.162 | 273.4706 | 277.098 | 171.6157 | 359.7676 | 413.8448 | 423.9586 | 234.4383 | 365.359 | 281.5505 | 381.7977 | 408.4978 | 452.4422 | 434.9894 | 406.8359
6700 | 4 | 280 | 10 | 302.4278 | 158.6499 | 304.8743 | 430.7856 | 387.5613 | 350.8197 | 272.8064 | 276.7612 | 173.9262 | 375.6176 | 394.4044 | 453.5678 | 241.6508 | 371.0343 | 290.9547 | 384.2728 | 408.2296 | 450.4002 | 428.4639 | 424.4569
6701 | 5 | 280 | 10 | 297.368 | 151.8695 | 305.7253 | 458.5501 | 364.6271 | 335.8708 | 274.0842 | 279.3131 | 171.6073 | 374.9481 | 402.6608 | 458.0111 | 222.6848 | 351.8474 | 291.1283 | 386.0851 | 372.3393 | 464.0718 | 417.3023 | 432.2578
6702 | 6 | 280 | 10 | 284.3135 | 104.5258 | 294.2494 | 396.9653 | 258.5323 | 259.0586 | 264.0891 | 264.1721 | 153.5964 | 346.2465 | 380.6205 | 411.5412 | 218.41 | 281.4383 | 272.8663 | 335.408 | 269.9148 | 466.955 | 374.8112 | 394.1722
6703 | 7 | 280 | 10 | 253.0337 | 107.0866 | 245.1371 | 339.9499 | 212.809 | 182.4061 | 245.0224 | 237.5605 | 128.4112 | 268.7317 | 324.5407 | 284.6902 | 211.5105 | 220.4165 | 226.1054 | 292.59 | 232.126 | 341.1837 | 351.0508 | 286.0729
6704 | 8 | 280 | 10 | 227.0817 | 110.8948 | 236.2484 | 318.1691 | 207.2424 | 178.7109 | 241.3197 | 226.3563 | 119.3021 | 235.7305 | 305.8428 | 247.5565 | 214.2897 | 207.7064 | 205.3646 | 278.021 | 218.8965 | 287.5594 | 347.303 | 239.5125
6705 | 9 | 280 | 10 | 226.981 | 112.5148 | 238.5536 | 319.3432 | 205.5631 | 180.6545 | 244.6845 | 228.7276 | 116.8706 | 225.426 | 301.7038 | 235.908 | 208.4143 | 217.5846 | 202.558 | 277.0701 | 220.3321 | 276.1567 | 343.3891 | 228.1912
6706 | 10 | 280 | 10 | 231.74 | 107.7653 | 235.5869 | 326.0107 | 205.6634 | 174.0029 | 242.5286 | 229.6629 | 112.3928 | 224.139 | 298.5054 | 235.259 | 218.1924 | 220.1649 | 201.5872 | 275.6735 | 223.2567 | 271.4461 | 344.9136 | 221.7962
6707 | 11 | 280 | 10 | 232.8816 | 109.0344 | 237.7978 | 329.3449 | 203.8154 | 168.274 | 243.6998 | 227.2958 | 109.7508 | 222.1367 | 295.1145 | 234.0478 | 217.2451 | 219.3984 | 199.5303 | 278.4372 | 222.1017 | 268.4134 | 343.921 | 219.1995
6708 | 12 | 280 | 10 | 232.3051 | 107.8805 | 235.5471 | 333.2781 | 201.2031 | 167.3047 | 243.0843 | 222.4524 | 109.5308 | 222.6825 | 293.9446 | 233.3766 | 209.9041 | 219.4024 | 200.3095 | 279.1278 | 221.9901 | 273.593 | 340.3865 | 219.0568
6709 | 13 | 280 | 10 | 230.6763 | 108.3639 | 240.3893 | 340.7297 | 200.3911 | 172.5237 | 242.236 | 219.5733 | 114.4096 | 226.1863 | 295.1731 | 233.9249 | 207.7774 | 215.2743 | 202.2736 | 280.1739 | 218.986 | 282.9309 | 341.6368 | 227.6266
6710 | 14 | 280 | 10 | 230.2153 | 107.7136 | 237.8297 | 350.9031 | 207.8557 | 177.4157 | 244.099 | 220.4846 | 118.3895 | 228.3281 | 295.7237 | 236.899 | 202.055 | 215.9534 | 202.1252 | 283.2933 | 227.5365 | 295.197 | 344.6766 | 237.3248
6711 | 15 | 280 | 10 | 238.8514 | 107.0998 | 238.4097 | 354.4119 | 255.3272 | 196.8686 | 259.9353 | 231.9662 | 133.5932 | 244.3198 | 300.6102 | 246.7456 | 218.5046 | 235.2376 | 207.2886 | 299.8505 | 264.2446 | 302.7885 | 355.4682 | 250.916
6712 | 16 | 280 | 10 | 275.1985 | 130.3859 | 258.945 | 383.6762 | 351.9911 | 276.3908 | 284.1784 | 263.1075 | 165.9025 | 306.9575 | 340.8693 | 304.7168 | 222.9495 | 294.751 | 247.1277 | 338.9036 | 352.4184 | 353.8489 | 388.4323 | 331.9238
6713 | 17 | 280 | 10 | 290.3499 | 132.9882 | 342.0626 | 438.2503 | 377.4101 | 336.8915 | 295.2591 | 276.6392 | 184.8213 | 369.5458 | 379.8334 | 419.3065 | 230.1068 | 361.8463 | 318.5303 | 390.6438 | 392.5018 | 441.2007 | 402.8817 | 396.9163
6714 | 18 | 280 | 10 | 293.1534 | 132.4095 | 341.5194 | 444.5724 | 375.6288 | 339.9197 | 299.5219 | 276.0644 | 183.4379 | 380.8356 | 384.3966 | 437.5209 | 234.1258 | 352.7604 | 325.6635 | 394.6116 | 386.4259 | 470.5638 | 399.1311 | 413.2076
6715 | 19 | 280 | 10 | 288.6772 | 132.9681 | 324.5233 | 440.443 | 372.8892 | 344.9343 | 293.6361 | 275.7389 | 175.9692 | 375.869 | 387.4881 | 433.1318 | 234.295 | 352.312 | 298.226 | 385.5175 | 375.789 | 466.8785 | 399.7098 | 403.0255
6716 | 20 | 280 | 10 | 288.4999 | 132.2093 | 311.6177 | 433.1753 | 389.7896 | 342.9505 | 290.6772 | 275.3063 | 183.261 | 372.8913 | 388.7815 | 423.6231 | 233.2848 | 360.349 | 279.4051 | 384.4635 | 399.8595 | 463.1155 | 408.7811 | 404.3243
6717 | 21 | 280 | 10 | 286.209 | 138.6757 | 305.9302 | 435.7101 | 389.8817 | 351.8254 | 285.7003 | 275.8579 | 173.0428 | 375.6394 | 389.0136 | 455.817 | 232.739 | 382.723 | 279.8436 | 394.1583 | 423.2175 | 467.5328 | 423.7078 | 432.4228
6718 | 22 | 280 | 10 | 286.6453 | 142.0298 | 300.034 | 439.232 | 374.4149 | 343.8901 | 280.8804 | 275.0652 | 174.3912 | 369.651 | 387.0415 | 455.501 | 227.7562 | 379.5362 | 271.7462 | 396.8914 | 422.9674 | 465.5221 | 423.6995 | 438.5619
6719 | 23 | 280 | 10 | 291.3851 | 147.9732 | 297.4904 | 481.8323 | 367.0354 | 336.3113 | 275.6015 | 275.897 | 173.026 | 361.346 | 406.7672 | 441.0311 | 230.3425 | 353.263 | 274.9612 | 389.439 | 395.3595 | 472.614 | 421.9266 | 420.3109
6720 | 0 | 281 | 10 | 295.6371 | 152.0613 | 294.2838 | 437.5226 | 358.5475 | 323.3907 | 273.5415 | 275.6159 | 170.8402 | 354.9391 | 417.3606 | 424.9197 | 235.4107 | 351.3332 | 271.4395 | 388.791 | 386.1539 | 451.2717 | 422.7445 | 410.1171
6721 | 1 | 281 | 10 | 298.9862 | 159.752 | 294.2727 | 429.7164 | 358.9123 | 321.8441 | 272.0654 | 276.0303 | 169.7888 | 352.413 | 407.6715 | 418.3752 | 234.7435 | 347.8678 | 281.0648 | 388.9857 | 382.6696 | 449.7968 | 422.3603 | 403.102
6722 | 2 | 281 | 10 | 301.0275 | 169.0368 | 295.6008 | 429.9068 | 363.9391 | 326.8311 | 271.6484 | 277.341 | 171.8925 | 353.8753 | 418.7739 | 416.385 | 235.0763 | 349.358 | 276.5721 | 384.5582 | 386.0709 | 449.8635 | 424.2669 | 402.9983
6723 | 3 | 281 | 10 | 304.2279 | 165.71 | 299.1589 | 431.0668 | 378.3129 | 342.162 | 273.4706 | 277.098 | 171.6157 | 359.7676 | 413.8448 | 423.9586 | 234.4383 | 365.359 | 281.5505 | 381.7977 | 408.4978 | 452.4422 | 434.9894 | 406.8359
6724 | 4 | 281 | 10 | 302.4278 | 158.6499 | 304.8743 | 430.7856 | 387.5613 | 350.8197 | 272.8064 | 276.7612 | 173.9262 | 375.6176 | 394.4044 | 453.5678 | 241.6508 | 371.0343 | 290.9547 | 384.2728 | 408.2296 | 450.4002 | 428.4639 | 424.4569
6725 | 5 | 281 | 10 | 297.368 | 151.8695 | 305.7253 | 458.5501 | 364.6271 | 335.8708 | 274.0842 | 279.3131 | 171.6073 | 374.9481 | 402.6608 | 458.0111 | 222.6848 | 351.8474 | 291.1283 | 386.0851 | 372.3393 | 464.0718 | 417.3023 | 432.2578
6726 | 6 | 281 | 10 | 284.3135 | 104.5258 | 294.2494 | 396.9653 | 258.5323 | 259.0586 | 264.0891 | 264.1721 | 153.5964 | 346.2465 | 380.6205 | 411.5412 | 218.41 | 281.4383 | 272.8663 | 335.408 | 269.9148 | 466.955 | 374.8112 | 394.1722
6727 | 7 | 281 | 10 | 253.0337 | 107.0866 | 245.1371 | 339.9499 | 212.809 | 182.4061 | 245.0224 | 237.5605 | 128.4112 | 268.7317 | 324.5407 | 284.6902 | 211.5105 | 220.4165 | 226.1054 | 292.59 | 232.126 | 341.1837 | 351.0508 | 286.0729
6728 | 8 | 281 | 10 | 227.0817 | 110.8948 | 236.2484 | 318.1691 | 207.2424 | 178.7109 | 241.3197 | 226.3563 | 119.3021 | 235.7305 | 305.8428 | 247.5565 | 214.2897 | 207.7064 | 205.3646 | 278.021 | 218.8965 | 287.5594 | 347.303 | 239.5125
6729 | 9 | 281 | 10 | 226.981 | 112.5148 | 238.5536 | 319.3432 | 205.5631 | 180.6545 | 244.6845 | 228.7276 | 116.8706 | 225.426 | 301.7038 | 235.908 | 208.4143 | 217.5846 | 202.558 | 277.0701 | 220.3321 | 276.1567 | 343.3891 | 228.1912
6730 | 10 | 281 | 10 | 231.74 | 107.7653 | 235.5869 | 326.0107 | 205.6634 | 174.0029 | 242.5286 | 229.6629 | 112.3928 | 224.139 | 298.5054 | 235.259 | 218.1924 | 220.1649 | 201.5872 | 275.6735 | 223.2567 | 271.4461 | 344.9136 | 221.7962
6731 | 11 | 281 | 10 | 232.8816 | 109.0344 | 237.7978 | 329.3449 | 203.8154 | 168.274 | 243.6998 | 227.2958 | 109.7508 | 222.1367 | 295.1145 | 234.0478 | 217.2451 | 219.3984 | 199.5303 | 278.4372 | 222.1017 | 268.4134 | 343.921 | 219.1995
6732 | 12 | 281 | 10 | 232.3051 | 107.8805 | 235.5471 | 333.2781 | 201.2031 | 167.3047 | 243.0843 | 222.4524 | 109.5308 | 222.6825 | 293.9446 | 233.3766 | 209.9041 | 219.4024 | 200.3095 | 279.1278 | 221.9901 | 273.593 | 340.3865 | 219.0568
6733 | 13 | 281 | 10 | 230.6763 | 108.3639 | 240.3893 | 340.7297 | 200.3911 | 172.5237 | 242.236 | 219.5733 | 114.4096 | 226.1863 | 295.1731 | 233.9249 | 207.7774 | 215.2743 | 202.2736 | 280.1739 | 218.986 | 282.9309 | 341.6368 | 227.6266
6734 | 14 | 281 | 10 | 230.2153 | 107.7136 | 237.8297 | 350.9031 | 207.8557 | 177.4157 | 244.099 | 220.4846 | 118.3895 | 228.3281 | 295.7237 | 236.899 | 202.055 | 215.9534 | 202.1252 | 283.2933 | 227.5365 | 295.197 | 344.6766 | 237.3248
6735 | 15 | 281 | 10 | 238.8514 | 107.0998 | 238.4097 | 354.4119 | 255.3272 | 196.8686 | 259.9353 | 231.9662 | 133.5932 | 244.3198 | 300.6102 | 246.7456 | 218.5046 | 235.2376 | 207.2886 | 299.8505 | 264.2446 | 302.7885 | 355.4682 | 250.916
6736 | 16 | 281 | 10 | 275.1985 | 130.3859 | 258.945 | 383.6762 | 351.9911 | 276.3908 | 284.1784 | 263.1075 | 165.9025 | 306.9575 | 340.8693 | 304.7168 | 222.9495 | 294.751 | 247.1277 | 338.9036 | 352.4184 | 353.8489 | 388.4323 | 331.9238
6737 | 17 | 281 | 10 | 290.3499 | 132.9882 | 342.0626 | 438.2503 | 377.4101 | 336.8915 | 295.2591 | 276.6392 | 184.8213 | 369.5458 | 379.8334 | 419.3065 | 230.1068 | 361.8463 | 318.5303 | 390.6438 | 392.5018 | 441.2007 | 402.8817 | 396.9163
6738 | 18 | 281 | 10 | 293.1534 | 132.4095 | 341.5194 | 444.5724 | 375.6288 | 339.9197 | 299.5219 | 276.0644 | 183.4379 | 380.8356 | 384.3966 | 437.5209 | 234.1258 | 352.7604 | 325.6635 | 394.6116 | 386.4259 | 470.5638 | 399.1311 | 413.2076
6739 | 19 | 281 | 10 | 288.6772 | 132.9681 | 324.5233 | 440.443 | 372.8892 | 344.9343 | 293.6361 | 275.7389 | 175.9692 | 375.869 | 387.4881 | 433.1318 | 234.295 | 352.312 | 298.226 | 385.5175 | 375.789 | 466.8785 | 399.7098 | 403.0255
6740 | 20 | 281 | 10 | 288.4999 | 132.2093 | 311.6177 | 433.1753 | 389.7896 | 342.9505 | 290.6772 | 275.3063 | 183.261 | 372.8913 | 388.7815 | 423.6231 | 233.2848 | 360.349 | 279.4051 | 384.4635 | 399.8595 | 463.1155 | 408.7811 | 404.3243
6741 | 21 | 281 | 10 | 286.209 | 138.6757 | 305.9302 | 435.7101 | 389.8817 | 351.8254 | 285.7003 | 275.8579 | 173.0428 | 375.6394 | 389.0136 | 455.817 | 232.739 | 382.723 | 279.8436 | 394.1583 | 423.2175 | 467.5328 | 423.7078 | 432.4228
6742 | 22 | 281 | 10 | 286.6453 | 142.0298 | 300.034 | 439.232 | 374.4149 | 343.8901 | 280.8804 | 275.0652 | 174.3912 | 369.651 | 387.0415 | 455.501 | 227.7562 | 379.5362 | 271.7462 | 396.8914 | 422.9674 | 465.5221 | 423.6995 | 438.5619
6743 | 23 | 281 | 10 | 291.3851 | 147.9732 | 297.4904 | 481.8323 | 367.0354 | 336.3113 | 275.6015 | 275.897 | 173.026 | 361.346 | 406.7672 | 441.0311 | 230.3425 | 353.263 | 274.9612 | 389.439 | 395.3595 | 472.614 | 421.9266 | 420.3109
6744 | 0 | 282 | 10 | 295.6371 | 152.0613 | 294.2838 | 437.5226 | 358.5475 | 323.3907 | 273.5415 | 275.6159 | 170.8402 | 354.9391 | 417.3606 | 424.9197 | 235.4107 | 351.3332 | 271.4395 | 388.791 | 386.1539 | 451.2717 | 422.7445 | 410.1171
6745 | 1 | 282 | 10 | 298.9862 | 159.752 | 294.2727 | 429.7164 | 358.9123 | 321.8441 | 272.0654 | 276.0303 | 169.7888 | 352.413 | 407.6715 | 418.3752 | 234.7435 | 347.8678 | 281.0648 | 388.9857 | 382.6696 | 449.7968 | 422.3603 | 403.102
6746 | 2 | 282 | 10 | 301.0275 | 169.0368 | 295.6008 | 429.9068 | 363.9391 | 326.8311 | 271.6484 | 277.341 | 171.8925 | 353.8753 | 418.7739 | 416.385 | 235.0763 | 349.358 | 276.5721 | 384.5582 | 386.0709 | 449.8635 | 424.2669 | 402.9983
6747 | 3 | 282 | 10 | 304.2279 | 165.71 | 299.1589 | 431.0668 | 378.3129 | 342.162 | 273.4706 | 277.098 | 171.6157 | 359.7676 | 413.8448 | 423.9586 | 234.4383 | 365.359 | 281.5505 | 381.7977 | 408.4978 | 452.4422 | 434.9894 | 406.8359
6748 | 4 | 282 | 10 | 302.4278 | 158.6499 | 304.8743 | 430.7856 | 387.5613 | 350.8197 | 272.8064 | 276.7612 | 173.9262 | 375.6176 | 394.4044 | 453.5678 | 241.6508 | 371.0343 | 290.9547 | 384.2728 | 408.2296 | 450.4002 | 428.4639 | 424.4569
6749 | 5 | 282 | 10 | 297.368 | 151.8695 | 305.7253 | 458.5501 | 364.6271 | 335.8708 | 274.0842 | 279.3131 | 171.6073 | 374.9481 | 402.6608 | 458.0111 | 222.6848 | 351.8474 | 291.1283 | 386.0851 | 372.3393 | 464.0718 | 417.3023 | 432.2578
6750 | 6 | 282 | 10 | 284.3135 | 104.5258 | 294.2494 | 396.9653 | 258.5323 | 259.0586 | 264.0891 | 264.1721 | 153.5964 | 346.2465 | 380.6205 | 411.5412 | 218.41 | 281.4383 | 272.8663 | 335.408 | 269.9148 | 466.955 | 374.8112 | 394.1722
6751 | 7 | 282 | 10 | 253.0337 | 107.0866 | 245.1371 | 339.9499 | 212.809 | 182.4061 | 245.0224 | 237.5605 | 128.4112 | 268.7317 | 324.5407 | 284.6902 | 211.5105 | 220.4165 | 226.1054 | 292.59 | 232.126 | 341.1837 | 351.0508 | 286.0729
6752 | 8 | 282 | 10 | 227.0817 | 110.8948 | 236.2484 | 318.1691 | 207.2424 | 178.7109 | 241.3197 | 226.3563 | 119.3021 | 235.7305 | 305.8428 | 247.5565 | 214.2897 | 207.7064 | 205.3646 | 278.021 | 218.8965 | 287.5594 | 347.303 | 239.5125
6753 | 9 | 282 | 10 | 226.981 | 112.5148 | 238.5536 | 319.3432 | 205.5631 | 180.6545 | 244.6845 | 228.7276 | 116.8706 | 225.426 | 301.7038 | 235.908 | 208.4143 | 217.5846 | 202.558 | 277.0701 | 220.3321 | 276.1567 | 343.3891 | 228.1912
6754 | 10 | 282 | 10 | 231.74 | 107.7653 | 235.5869 | 326.0107 | 205.6634 | 174.0029 | 242.5286 | 229.6629 | 112.3928 | 224.139 | 298.5054 | 235.259 | 218.1924 | 220.1649 | 201.5872 | 275.6735 | 223.2567 | 271.4461 | 344.9136 | 221.7962
6755 | 11 | 282 | 10 | 232.8816 | 109.0344 | 237.7978 | 329.3449 | 203.8154 | 168.274 | 243.6998 | 227.2958 | 109.7508 | 222.1367 | 295.1145 | 234.0478 | 217.2451 | 219.3984 | 199.5303 | 278.4372 | 222.1017 | 268.4134 | 343.921 | 219.1995
6756 | 12 | 282 | 10 | 232.3051 | 107.8805 | 235.5471 | 333.2781 | 201.2031 | 167.3047 | 243.0843 | 222.4524 | 109.5308 | 222.6825 | 293.9446 | 233.3766 | 209.9041 | 219.4024 | 200.3095 | 279.1278 | 221.9901 | 273.593 | 340.3865 | 219.0568
6757 | 13 | 282 | 10 | 230.6763 | 108.3639 | 240.3893 | 340.7297 | 200.3911 | 172.5237 | 242.236 | 219.5733 | 114.4096 | 226.1863 | 295.1731 | 233.9249 | 207.7774 | 215.2743 | 202.2736 | 280.1739 | 218.986 | 282.9309 | 341.6368 | 227.6266
6758 | 14 | 282 | 10 | 230.2153 | 107.7136 | 237.8297 | 350.9031 | 207.8557 | 177.4157 | 244.099 | 220.4846 | 118.3895 | 228.3281 | 295.7237 | 236.899 | 202.055 | 215.9534 | 202.1252 | 283.2933 | 227.5365 | 295.197 | 344.6766 | 237.3248
6759 | 15 | 282 | 10 | 238.8514 | 107.0998 | 238.4097 | 354.4119 | 255.3272 | 196.8686 | 259.9353 | 231.9662 | 133.5932 | 244.3198 | 300.6102 | 246.7456 | 218.5046 | 235.2376 | 207.2886 | 299.8505 | 264.2446 | 302.7885 | 355.4682 | 250.916
6760 | 16 | 282 | 10 | 275.1985 | 130.3859 | 258.945 | 383.6762 | 351.9911 | 276.3908 | 284.1784 | 263.1075 | 165.9025 | 306.9575 | 340.8693 | 304.7168 | 222.9495 | 294.751 | 247.1277 | 338.9036 | 352.4184 | 353.8489 | 388.4323 | 331.9238
6761 | 17 | 282 | 10 | 290.3499 | 132.9882 | 342.0626 | 438.2503 | 377.4101 | 336.8915 | 295.2591 | 276.6392 | 184.8213 | 369.5458 | 379.8334 | 419.3065 | 230.1068 | 361.8463 | 318.5303 | 390.6438 | 392.5018 | 441.2007 | 402.8817 | 396.9163
6762 | 18 | 282 | 10 | 293.1534 | 132.4095 | 341.5194 | 444.5724 | 375.6288 | 339.9197 | 299.5219 | 276.0644 | 183.4379 | 380.8356 | 384.3966 | 437.5209 | 234.1258 | 352.7604 | 325.6635 | 394.6116 | 386.4259 | 470.5638 | 399.1311 | 413.2076
6763 | 19 | 282 | 10 | 288.6772 | 132.9681 | 324.5233 | 440.443 | 372.8892 | 344.9343 | 293.6361 | 275.7389 | 175.9692 | 375.869 | 387.4881 | 433.1318 | 234.295 | 352.312 | 298.226 | 385.5175 | 375.789 | 466.8785 | 399.7098 | 403.0255
6764 | 20 | 282 | 10 | 288.4999 | 132.2093 | 311.6177 | 433.1753 | 389.7896 | 342.9505 | 290.6772 | 275.3063 | 183.261 | 372.8913 | 388.7815 | 423.6231 | 233.2848 | 360.349 | 279.4051 | 384.4635 | 399.8595 | 463.1155 | 408.7811 | 404.3243
6765 | 21 | 282 | 10 | 286.209 | 138.6757 | 305.9302 | 435.7101 | 389.8817 | 351.8254 | 285.7003 | 275.8579 | 173.0428 | 375.6394 | 389.0136 | 455.817 | 232.739 | 382.723 | 279.8436 | 394.1583 | 423.2175 | 467.5328 | 423.7078 | 432.4228
6766 | 22 | 282 | 10 | 286.6453 | 142.0298 | 300.034 | 439.232 | 374.4149 | 343.8901 | 280.8804 | 275.0652 | 174.3912 | 369.651 | 387.0415 | 455.501 | 227.7562 | 379.5362 | 271.7462 | 396.8914 | 422.9674 | 465.5221 | 423.6995 | 438.5619
6767 | 23 | 282 | 10 | 291.3851 | 147.9732 | 297.4904 | 481.8323 | 367.0354 | 336.3113 | 275.6015 | 275.897 | 173.026 | 361.346 | 406.7672 | 441.0311 | 230.3425 | 353.263 | 274.9612 | 389.439 | 395.3595 | 472.614 | 421.9266 | 420.3109
6768 | 0 | 283 | 10 | 295.6371 | 152.0613 | 294.2838 | 437.5226 | 358.5475 | 323.3907 | 273.5415 | 275.6159 | 170.8402 | 354.9391 | 417.3606 | 424.9197 | 235.4107 | 351.3332 | 271.4395 | 388.791 | 386.1539 | 451.2717 | 422.7445 | 410.1171
6769 | 1 | 283 | 10 | 298.9862 | 159.752 | 294.2727 | 429.7164 | 358.9123 | 321.8441 | 272.0654 | 276.0303 | 169.7888 | 352.413 | 407.6715 | 418.3752 | 234.7435 | 347.8678 | 281.0648 | 388.9857 | 382.6696 | 449.7968 | 422.3603 | 403.102
6770 | 2 | 283 | 10 | 301.0275 | 169.0368 | 295.6008 | 429.9068 | 363.9391 | 326.8311 | 271.6484 | 277.341 | 171.8925 | 353.8753 | 418.7739 | 416.385 | 235.0763 | 349.358 | 276.5721 | 384.5582 | 386.0709 | 449.8635 | 424.2669 | 402.9983
6771 | 3 | 283 | 10 | 304.2279 | 165.71 | 299.1589 | 431.0668 | 378.3129 | 342.162 | 273.4706 | 277.098 | 171.6157 | 359.7676 | 413.8448 | 423.9586 | 234.4383 | 365.359 | 281.5505 | 381.7977 | 408.4978 | 452.4422 | 434.9894 | 406.8359
6772 | 4 | 283 | 10 | 302.4278 | 158.6499 | 304.8743 | 430.7856 | 387.5613 | 350.8197 | 272.8064 | 276.7612 | 173.9262 | 375.6176 | 394.4044 | 453.5678 | 241.6508 | 371.0343 | 290.9547 | 384.2728 | 408.2296 | 450.4002 | 428.4639 | 424.4569
6773 | 5 | 283 | 10 | 297.368 | 151.8695 | 305.7253 | 458.5501 | 364.6271 | 335.8708 | 274.0842 | 279.3131 | 171.6073 | 374.9481 | 402.6608 | 458.0111 | 222.6848 | 351.8474 | 291.1283 | 386.0851 | 372.3393 | 464.0718 | 417.3023 | 432.2578
6774 | 6 | 283 | 10 | 284.3135 | 104.5258 | 294.2494 | 396.9653 | 258.5323 | 259.0586 | 264.0891 | 264.1721 | 153.5964 | 346.2465 | 380.6205 | 411.5412 | 218.41 | 281.4383 | 272.8663 | 335.408 | 269.9148 | 466.955 | 374.8112 | 394.1722
6775 | 7 | 283 | 10 | 253.0337 | 107.0866 | 245.1371 | 339.9499 | 212.809 | 182.4061 | 245.0224 | 237.5605 | 128.4112 | 268.7317 | 324.5407 | 284.6902 | 211.5105 | 220.4165 | 226.1054 | 292.59 | 232.126 | 341.1837 | 351.0508 | 286.0729
6776 | 8 | 283 | 10 | 227.0817 | 110.8948 | 236.2484 | 318.1691 | 207.2424 | 178.7109 | 241.3197 | 226.3563 | 119.3021 | 235.7305 | 305.8428 | 247.5565 | 214.2897 | 207.7064 | 205.3646 | 278.021 | 218.8965 | 287.5594 | 347.303 | 239.5125
6777 | 9 | 283 | 10 | 226.981 | 112.5148 | 238.5536 | 319.3432 | 205.5631 | 180.6545 | 244.6845 | 228.7276 | 116.8706 | 225.426 | 301.7038 | 235.908 | 208.4143 | 217.5846 | 202.558 | 277.0701 | 220.3321 | 276.1567 | 343.3891 | 228.1912
6778 | 10 | 283 | 10 | 231.74 | 107.7653 | 235.5869 | 326.0107 | 205.6634 | 174.0029 | 242.5286 | 229.6629 | 112.3928 | 224.139 | 298.5054 | 235.259 | 218.1924 | 220.1649 | 201.5872 | 275.6735 | 223.2567 | 271.4461 | 344.9136 | 221.7962
6779 | 11 | 283 | 10 | 232.8816 | 109.0344 | 237.7978 | 329.3449 | 203.8154 | 168.274 | 243.6998 | 227.2958 | 109.7508 | 222.1367 | 295.1145 | 234.0478 | 217.2451 | 219.3984 | 199.5303 | 278.4372 | 222.1017 | 268.4134 | 343.921 | 219.1995
6780 | 12 | 283 | 10 | 232.3051 | 107.8805 | 235.5471 | 333.2781 | 201.2031 | 167.3047 | 243.0843 | 222.4524 | 109.5308 | 222.6825 | 293.9446 | 233.3766 | 209.9041 | 219.4024 | 200.3095 | 279.1278 | 221.9901 | 273.593 | 340.3865 | 219.0568
6781 | 13 | 283 | 10 | 230.6763 | 108.3639 | 240.3893 | 340.7297 | 200.3911 | 172.5237 | 242.236 | 219.5733 | 114.4096 | 226.1863 | 295.1731 | 233.9249 | 207.7774 | 215.2743 | 202.2736 | 280.1739 | 218.986 | 282.9309 | 341.6368 | 227.6266
6782 | 14 | 283 | 10 | 230.2153 | 107.7136 | 237.8297 | 350.9031 | 207.8557 | 177.4157 | 244.099 | 220.4846 | 118.3895 | 228.3281 | 295.7237 | 236.899 | 202.055 | 215.9534 | 202.1252 | 283.2933 | 227.5365 | 295.197 | 344.6766 | 237.3248
6783 | 15 | 283 | 10 | 238.8514 | 107.0998 | 238.4097 | 354.4119 | 255.3272 | 196.8686 | 259.9353 | 231.9662 | 133.5932 | 244.3198 | 300.6102 | 246.7456 | 218.5046 | 235.2376 | 207.2886 | 299.8505 | 264.2446 | 302.7885 | 355.4682 | 250.916
6784 | 16 | 283 | 10 | 275.1985 | 130.3859 | 258.945 | 383.6762 | 351.9911 | 276.3908 | 284.1784 | 263.1075 | 165.9025 | 306.9575 | 340.8693 | 304.7168 | 222.9495 | 294.751 | 247.1277 | 338.9036 | 352.4184 | 353.8489 | 388.4323 | 331.9238
6785 | 17 | 283 | 10 | 290.3499 | 132.9882 | 342.0626 | 438.2503 | 377.4101 | 336.8915 | 295.2591 | 276.6392 | 184.8213 | 369.5458 | 379.8334 | 419.3065 | 230.1068 | 361.8463 | 318.5303 | 390.6438 | 392.5018 | 441.2007 | 402.8817 | 396.9163
6786 | 18 | 283 | 10 | 293.1534 | 132.4095 | 341.5194 | 444.5724 | 375.6288 | 339.9197 | 299.5219 | 276.0644 | 183.4379 | 380.8356 | 384.3966 | 437.5209 | 234.1258 | 352.7604 | 325.6635 | 394.6116 | 386.4259 | 470.5638 | 399.1311 | 413.2076
6787 | 19 | 283 | 10 | 288.6772 | 132.9681 | 324.5233 | 440.443 | 372.8892 | 344.9343 | 293.6361 | 275.7389 | 175.9692 | 375.869 | 387.4881 | 433.1318 | 234.295 | 352.312 | 298.226 | 385.5175 | 375.789 | 466.8785 | 399.7098 | 403.0255
6788 | 20 | 283 | 10 | 288.4999 | 132.2093 | 311.6177 | 433.1753 | 389.7896 | 342.9505 | 290.6772 | 275.3063 | 183.261 | 372.8913 | 388.7815 | 423.6231 | 233.2848 | 360.349 | 279.4051 | 384.4635 | 399.8595 | 463.1155 | 408.7811 | 404.3243
6789 | 21 | 283 | 10 | 286.209 | 138.6757 | 305.9302 | 435.7101 | 389.8817 | 351.8254 | 285.7003 | 275.8579 | 173.0428 | 375.6394 | 389.0136 | 455.817 | 232.739 | 382.723 | 279.8436 | 394.1583 | 423.2175 | 467.5328 | 423.7078 | 432.4228
6790 | 22 | 283 | 10 | 286.6453 | 142.0298 | 300.034 | 439.232 | 374.4149 | 343.8901 | 280.8804 | 275.0652 | 174.3912 | 369.651 | 387.0415 | 455.501 | 227.7562 | 379.5362 | 271.7462 | 396.8914 | 422.9674 | 465.5221 | 423.6995 | 438.5619
6791 | 23 | 283 | 10 | 291.3851 | 147.9732 | 297.4904 | 481.8323 | 367.0354 | 336.3113 | 275.6015 | 275.897 | 173.026 | 361.346 | 406.7672 | 441.0311 | 230.3425 | 353.263 | 274.9612 | 389.439 | 395.3595 | 472.614 | 421.9266 | 420.3109
6792 | 0 | 284 | 10 | 295.6371 | 152.0613 | 294.2838 | 437.5226 | 358.5475 | 323.3907 | 273.5415 | 275.6159 | 170.8402 | 354.9391 | 417.3606 | 424.9197 | 235.4107 | 351.3332 | 271.4395 | 388.791 | 386.1539 | 451.2717 | 422.7445 | 410.1171
6793 | 1 | 284 | 10 | 298.9862 | 159.752 | 294.2727 | 429.7164 | 358.9123 | 321.8441 | 272.0654 | 276.0303 | 169.7888 | 352.413 | 407.6715 | 418.3752 | 234.7435 | 347.8678 | 281.0648 | 388.9857 | 382.6696 | 449.7968 | 422.3603 | 403.102
6794 | 2 | 284 | 10 | 301.0275 | 169.0368 | 295.6008 | 429.9068 | 363.9391 | 326.8311 | 271.6484 | 277.341 | 171.8925 | 353.8753 | 418.7739 | 416.385 | 235.0763 | 349.358 | 276.5721 | 384.5582 | 386.0709 | 449.8635 | 424.2669 | 402.9983
6795 | 3 | 284 | 10 | 304.2279 | 165.71 | 299.1589 | 431.0668 | 378.3129 | 342.162 | 273.4706 | 277.098 | 171.6157 | 359.7676 | 413.8448 | 423.9586 | 234.4383 | 365.359 | 281.5505 | 381.7977 | 408.4978 | 452.4422 | 434.9894 | 406.8359
6796 | 4 | 284 | 10 | 302.4278 | 158.6499 | 304.8743 | 430.7856 | 387.5613 | 350.8197 | 272.8064 | 276.7612 | 173.9262 | 375.6176 | 394.4044 | 453.5678 | 241.6508 | 371.0343 | 290.9547 | 384.2728 | 408.2296 | 450.4002 | 428.4639 | 424.4569
6797 | 5 | 284 | 10 | 297.368 | 151.8695 | 305.7253 | 458.5501 | 364.6271 | 335.8708 | 274.0842 | 279.3131 | 171.6073 | 374.9481 | 402.6608 | 458.0111 | 222.6848 | 351.8474 | 291.1283 | 386.0851 | 372.3393 | 464.0718 | 417.3023 | 432.2578
6798 | 6 | 284 | 10 | 284.3135 | 104.5258 | 294.2494 | 396.9653 | 258.5323 | 259.0586 | 264.0891 | 264.1721 | 153.5964 | 346.2465 | 380.6205 | 411.5412 | 218.41 | 281.4383 | 272.8663 | 335.408 | 269.9148 | 466.955 | 374.8112 | 394.1722
6799 | 7 | 284 | 10 | 253.0337 | 107.0866 | 245.1371 | 339.9499 | 212.809 | 182.4061 | 245.0224 | 237.5605 | 128.4112 | 268.7317 | 324.5407 | 284.6902 | 211.5105 | 220.4165 | 226.1054 | 292.59 | 232.126 | 341.1837 | 351.0508 | 286.0729
6800 | 8 | 284 | 10 | 227.0817 | 110.8948 | 236.2484 | 318.1691 | 207.2424 | 178.7109 | 241.3197 | 226.3563 | 119.3021 | 235.7305 | 305.8428 | 247.5565 | 214.2897 | 207.7064 | 205.3646 | 278.021 | 218.8965 | 287.5594 | 347.303 | 239.5125
6801 | 9 | 284 | 10 | 226.981 | 112.5148 | 238.5536 | 319.3432 | 205.5631 | 180.6545 | 244.6845 | 228.7276 | 116.8706 | 225.426 | 301.7038 | 235.908 | 208.4143 | 217.5846 | 202.558 | 277.0701 | 220.3321 | 276.1567 | 343.3891 | 228.1912
6802 | 10 | 284 | 10 | 231.74 | 107.7653 | 235.5869 | 326.0107 | 205.6634 | 174.0029 | 242.5286 | 229.6629 | 112.3928 | 224.139 | 298.5054 | 235.259 | 218.1924 | 220.1649 | 201.5872 | 275.6735 | 223.2567 | 271.4461 | 344.9136 | 221.7962
6803 | 11 | 284 | 10 | 232.8816 | 109.0344 | 237.7978 | 329.3449 | 203.8154 | 168.274 | 243.6998 | 227.2958 | 109.7508 | 222.1367 | 295.1145 | 234.0478 | 217.2451 | 219.3984 | 199.5303 | 278.4372 | 222.1017 | 268.4134 | 343.921 | 219.1995
6804 | 12 | 284 | 10 | 232.3051 | 107.8805 | 235.5471 | 333.2781 | 201.2031 | 167.3047 | 243.0843 | 222.4524 | 109.5308 | 222.6825 | 293.9446 | 233.3766 | 209.9041 | 219.4024 | 200.3095 | 279.1278 | 221.9901 | 273.593 | 340.3865 | 219.0568
6805 | 13 | 284 | 10 | 230.6763 | 108.3639 | 240.3893 | 340.7297 | 200.3911 | 172.5237 | 242.236 | 219.5733 | 114.4096 | 226.1863 | 295.1731 | 233.9249 | 207.7774 | 215.2743 | 202.2736 | 280.1739 | 218.986 | 282.9309 | 341.6368 | 227.6266
6806 | 14 | 284 | 10 | 230.2153 | 107.7136 | 237.8297 | 350.9031 | 207.8557 | 177.4157 | 244.099 | 220.4846 | 118.3895 | 228.3281 | 295.7237 | 236.899 | 202.055 | 215.9534 | 202.1252 | 283.2933 | 227.5365 | 295.197 | 344.6766 | 237.3248
6807 | 15 | 284 | 10 | 238.8514 | 107.0998 | 238.4097 | 354.4119 | 255.3272 | 196.8686 | 259.9353 | 231.9662 | 133.5932 | 244.3198 | 300.6102 | 246.7456 | 218.5046 | 235.2376 | 207.2886 | 299.8505 | 264.2446 | 302.7885 | 355.4682 | 250.916
6808 | 16 | 284 | 10 | 275.1985 | 130.3859 | 258.945 | 383.6762 | 351.9911 | 276.3908 | 284.1784 | 263.1075 | 165.9025 | 306.9575 | 340.8693 | 304.7168 | 222.9495 | 294.751 | 247.1277 | 338.9036 | 352.4184 | 353.8489 | 388.4323 | 331.9238
6809 | 17 | 284 | 10 | 290.3499 | 132.9882 | 342.0626 | 438.2503 | 377.4101 | 336.8915 | 295.2591 | 276.6392 | 184.8213 | 369.5458 | 379.8334 | 419.3065 | 230.1068 | 361.8463 | 318.5303 | 390.6438 | 392.5018 | 441.2007 | 402.8817 | 396.9163
6810 | 18 | 284 | 10 | 293.1534 | 132.4095 | 341.5194 | 444.5724 | 375.6288 | 339.9197 | 299.5219 | 276.0644 | 183.4379 | 380.8356 | 384.3966 | 437.5209 | 234.1258 | 352.7604 | 325.6635 | 394.6116 | 386.4259 | 470.5638 | 399.1311 | 413.2076
6811 | 19 | 284 | 10 | 288.6772 | 132.9681 | 324.5233 | 440.443 | 372.8892 | 344.9343 | 293.6361 | 275.7389 | 175.9692 | 375.869 | 387.4881 | 433.1318 | 234.295 | 352.312 | 298.226 | 385.5175 | 375.789 | 466.8785 | 399.7098 | 403.0255
6812 | 20 | 284 | 10 | 288.4999 | 132.2093 | 311.6177 | 433.1753 | 389.7896 | 342.9505 | 290.6772 | 275.3063 | 183.261 | 372.8913 | 388.7815 | 423.6231 | 233.2848 | 360.349 | 279.4051 | 384.4635 | 399.8595 | 463.1155 | 408.7811 | 404.3243
6813 | 21 | 284 | 10 | 286.209 | 138.6757 | 305.9302 | 435.7101 | 389.8817 | 351.8254 | 285.7003 | 275.8579 | 173.0428 | 375.6394 | 389.0136 | 455.817 | 232.739 | 382.723 | 279.8436 | 394.1583 | 423.2175 | 467.5328 | 423.7078 | 432.4228
6814 | 22 | 284 | 10 | 286.6453 | 142.0298 | 300.034 | 439.232 | 374.4149 | 343.8901 | 280.8804 | 275.0652 | 174.3912 | 369.651 | 387.0415 | 455.501 | 227.7562 | 379.5362 | 271.7462 | 396.8914 | 422.9674 | 465.5221 | 423.6995 | 438.5619
6815 | 23 | 284 | 10 | 291.3851 | 147.9732 | 297.4904 | 481.8323 | 367.0354 | 336.3113 | 275.6015 | 275.897 | 173.026 | 361.346 | 406.7672 | 441.0311 | 230.3425 | 353.263 | 274.9612 | 389.439 | 395.3595 | 472.614 | 421.9266 | 420.3109
6816 | 0 | 285 | 10 | 295.6371 | 152.0613 | 294.2838 | 437.5226 | 358.5475 | 323.3907 | 273.5415 | 275.6159 | 170.8402 | 354.9391 | 417.3606 | 424.9197 | 235.4107 | 351.3332 | 271.4395 | 388.791 | 386.1539 | 451.2717 | 422.7445 | 410.1171
6817 | 1 | 285 | 10 | 298.9862 | 159.752 | 294.2727 | 429.7164 | 358.9123 | 321.8441 | 272.0654 | 276.0303 | 169.7888 | 352.413 | 407.6715 | 418.3752 | 234.7435 | 347.8678 | 281.0648 | 388.9857 | 382.6696 | 449.7968 | 422.3603 | 403.102
6818 | 2 | 285 | 10 | 301.0275 | 169.0368 | 295.6008 | 429.9068 | 363.9391 | 326.8311 | 271.6484 | 277.341 | 171.8925 | 353.8753 | 418.7739 | 416.385 | 235.0763 | 349.358 | 276.5721 | 384.5582 | 386.0709 | 449.8635 | 424.2669 | 402.9983
6819 | 3 | 285 | 10 | 304.2279 | 165.71 | 299.1589 | 431.0668 | 378.3129 | 342.162 | 273.4706 | 277.098 | 171.6157 | 359.7676 | 413.8448 | 423.9586 | 234.4383 | 365.359 | 281.5505 | 381.7977 | 408.4978 | 452.4422 | 434.9894 | 406.8359
6820 | 4 | 285 | 10 | 302.4278 | 158.6499 | 304.8743 | 430.7856 | 387.5613 | 350.8197 | 272.8064 | 276.7612 | 173.9262 | 375.6176 | 394.4044 | 453.5678 | 241.6508 | 371.0343 | 290.9547 | 384.2728 | 408.2296 | 450.4002 | 428.4639 | 424.4569
6821 | 5 | 285 | 10 | 297.368 | 151.8695 | 305.7253 | 458.5501 | 364.6271 | 335.8708 | 274.0842 | 279.3131 | 171.6073 | 374.9481 | 402.6608 | 458.0111 | 222.6848 | 351.8474 | 291.1283 | 386.0851 | 372.3393 | 464.0718 | 417.3023 | 432.2578
6822 | 6 | 285 | 10 | 284.3135 | 104.5258 | 294.2494 | 396.9653 | 258.5323 | 259.0586 | 264.0891 | 264.1721 | 153.5964 | 346.2465 | 380.6205 | 411.5412 | 218.41 | 281.4383 | 272.8663 | 335.408 | 269.9148 | 466.955 | 374.8112 | 394.1722
6823 | 7 | 285 | 10 | 253.0337 | 107.0866 | 245.1371 | 339.9499 | 212.809 | 182.4061 | 245.0224 | 237.5605 | 128.4112 | 268.7317 | 324.5407 | 284.6902 | 211.5105 | 220.4165 | 226.1054 | 292.59 | 232.126 | 341.1837 | 351.0508 | 286.0729
6824 | 8 | 285 | 10 | 227.0817 | 110.8948 | 236.2484 | 318.1691 | 207.2424 | 178.7109 | 241.3197 | 226.3563 | 119.3021 | 235.7305 | 305.8428 | 247.5565 | 214.2897 | 207.7064 | 205.3646 | 278.021 | 218.8965 | 287.5594 | 347.303 | 239.5125
6825 | 9 | 285 | 10 | 226.981 | 112.5148 | 238.5536 | 319.3432 | 205.5631 | 180.6545 | 244.6845 | 228.7276 | 116.8706 | 225.426 | 301.7038 | 235.908 | 208.4143 | 217.5846 | 202.558 | 277.0701 | 220.3321 | 276.1567 | 343.3891 | 228.1912
6826 | 10 | 285 | 10 | 231.74 | 107.7653 | 235.5869 | 326.0107 | 205.6634 | 174.0029 | 242.5286 | 229.6629 | 112.3928 | 224.139 | 298.5054 | 235.259 | 218.1924 | 220.1649 | 201.5872 | 275.6735 | 223.2567 | 271.4461 | 344.9136 | 221.7962
6827 | 11 | 285 | 10 | 232.8816 | 109.0344 | 237.7978 | 329.3449 | 203.8154 | 168.274 | 243.6998 | 227.2958 | 109.7508 | 222.1367 | 295.1145 | 234.0478 | 217.2451 | 219.3984 | 199.5303 | 278.4372 | 222.1017 | 268.4134 | 343.921 | 219.1995
6828 | 12 | 285 | 10 | 232.3051 | 107.8805 | 235.5471 | 333.2781 | 201.2031 | 167.3047 | 243.0843 | 222.4524 | 109.5308 | 222.6825 | 293.9446 | 233.3766 | 209.9041 | 219.4024 | 200.3095 | 279.1278 | 221.9901 | 273.593 | 340.3865 | 219.0568
6829 | 13 | 285 | 10 | 230.6763 | 108.3639 | 240.3893 | 340.7297 | 200.3911 | 172.5237 | 242.236 | 219.5733 | 114.4096 | 226.1863 | 295.1731 | 233.9249 | 207.7774 | 215.2743 | 202.2736 | 280.1739 | 218.986 | 282.9309 | 341.6368 | 227.6266
6830 | 14 | 285 | 10 | 230.2153 | 107.7136 | 237.8297 | 350.9031 | 207.8557 | 177.4157 | 244.099 | 220.4846 | 118.3895 | 228.3281 | 295.7237 | 236.899 | 202.055 | 215.9534 | 202.1252 | 283.2933 | 227.5365 | 295.197 | 344.6766 | 237.3248
6831 | 15 | 285 | 10 | 238.8514 | 107.0998 | 238.4097 | 354.4119 | 255.3272 | 196.8686 | 259.9353 | 231.9662 | 133.5932 | 244.3198 | 300.6102 | 246.7456 | 218.5046 | 235.2376 | 207.2886 | 299.8505 | 264.2446 | 302.7885 | 355.4682 | 250.916
6832 | 16 | 285 | 10 | 275.1985 | 130.3859 | 258.945 | 383.6762 | 351.9911 | 276.3908 | 284.1784 | 263.1075 | 165.9025 | 306.9575 | 340.8693 | 304.7168 | 222.9495 | 294.751 | 247.1277 | 338.9036 | 352.4184 | 353.8489 | 388.4323 | 331.9238
6833 | 17 | 285 | 10 | 290.3499 | 132.9882 | 342.0626 | 438.2503 | 377.4101 | 336.8915 | 295.2591 | 276.6392 | 184.8213 | 369.5458 | 379.8334 | 419.3065 | 230.1068 | 361.8463 | 318.5303 | 390.6438 | 392.5018 | 441.2007 | 402.8817 | 396.9163
6834 | 18 | 285 | 10 | 293.1534 | 132.4095 | 341.5194 | 444.5724 | 375.6288 | 339.9197 | 299.5219 | 276.0644 | 183.4379 | 380.8356 | 384.3966 | 437.5209 | 234.1258 | 352.7604 | 325.6635 | 394.6116 | 386.4259 | 470.5638 | 399.1311 | 413.2076
6835 | 19 | 285 | 10 | 288.6772 | 132.9681 | 324.5233 | 440.443 | 372.8892 | 344.9343 | 293.6361 | 275.7389 | 175.9692 | 375.869 | 387.4881 | 433.1318 | 234.295 | 352.312 | 298.226 | 385.5175 | 375.789 | 466.8785 | 399.7098 | 403.0255
6836 | 20 | 285 | 10 | 288.4999 | 132.2093 | 311.6177 | 433.1753 | 389.7896 | 342.9505 | 290.6772 | 275.3063 | 183.261 | 372.8913 | 388.7815 | 423.6231 | 233.2848 | 360.349 | 279.4051 | 384.4635 | 399.8595 | 463.1155 | 408.7811 | 404.3243
6837 | 21 | 285 | 10 | 286.209 | 138.6757 | 305.9302 | 435.7101 | 389.8817 | 351.8254 | 285.7003 | 275.8579 | 173.0428 | 375.6394 | 389.0136 | 455.817 | 232.739 | 382.723 | 279.8436 | 394.1583 | 423.2175 | 467.5328 | 423.7078 | 432.4228
6838 | 22 | 285 | 10 | 286.6453 | 142.0298 | 300.034 | 439.232 | 374.4149 | 343.8901 | 280.8804 | 275.0652 | 174.3912 | 369.651 | 387.0415 | 455.501 | 227.7562 | 379.5362 | 271.7462 | 396.8914 | 422.9674 | 465.5221 | 423.6995 | 438.5619
6839 | 23 | 285 | 10 | 291.3851 | 147.9732 | 297.4904 | 481.8323 | 367.0354 | 336.3113 | 275.6015 | 275.897 | 173.026 | 361.346 | 406.7672 | 441.0311 | 230.3425 | 353.263 | 274.9612 | 389.439 | 395.3595 | 472.614 | 421.9266 | 420.3109
6840 | 0 | 286 | 10 | 295.6371 | 152.0613 | 294.2838 | 437.5226 | 358.5475 | 323.3907 | 273.5415 | 275.6159 | 170.8402 | 354.9391 | 417.3606 | 424.9197 | 235.4107 | 351.3332 | 271.4395 | 388.791 | 386.1539 | 451.2717 | 422.7445 | 410.1171
6841 | 1 | 286 | 10 | 298.9862 | 159.752 | 294.2727 | 429.7164 | 358.9123 | 321.8441 | 272.0654 | 276.0303 | 169.7888 | 352.413 | 407.6715 | 418.3752 | 234.7435 | 347.8678 | 281.0648 | 388.9857 | 382.6696 | 449.7968 | 422.3603 | 403.102
6842 | 2 | 286 | 10 | 301.0275 | 169.0368 | 295.6008 | 429.9068 | 363.9391 | 326.8311 | 271.6484 | 277.341 | 171.8925 | 353.8753 | 418.7739 | 416.385 | 235.0763 | 349.358 | 276.5721 | 384.5582 | 386.0709 | 449.8635 | 424.2669 | 402.9983
6843 | 3 | 286 | 10 | 304.2279 | 165.71 | 299.1589 | 431.0668 | 378.3129 | 342.162 | 273.4706 | 277.098 | 171.6157 | 359.7676 | 413.8448 | 423.9586 | 234.4383 | 365.359 | 281.5505 | 381.7977 | 408.4978 | 452.4422 | 434.9894 | 406.8359
6844 | 4 | 286 | 10 | 302.4278 | 158.6499 | 304.8743 | 430.7856 | 387.5613 | 350.8197 | 272.8064 | 276.7612 | 173.9262 | 375.6176 | 394.4044 | 453.5678 | 241.6508 | 371.0343 | 290.9547 | 384.2728 | 408.2296 | 450.4002 | 428.4639 | 424.4569
6845 | 5 | 286 | 10 | 297.368 | 151.8695 | 305.7253 | 458.5501 | 364.6271 | 335.8708 | 274.0842 | 279.3131 | 171.6073 | 374.9481 | 402.6608 | 458.0111 | 222.6848 | 351.8474 | 291.1283 | 386.0851 | 372.3393 | 464.0718 | 417.3023 | 432.2578
6846 | 6 | 286 | 10 | 284.3135 | 104.5258 | 294.2494 | 396.9653 | 258.5323 | 259.0586 | 264.0891 | 264.1721 | 153.5964 | 346.2465 | 380.6205 | 411.5412 | 218.41 | 281.4383 | 272.8663 | 335.408 | 269.9148 | 466.955 | 374.8112 | 394.1722
6847 | 7 | 286 | 10 | 253.0337 | 107.0866 | 245.1371 | 339.9499 | 212.809 | 182.4061 | 245.0224 | 237.5605 | 128.4112 | 268.7317 | 324.5407 | 284.6902 | 211.5105 | 220.4165 | 226.1054 | 292.59 | 232.126 | 341.1837 | 351.0508 | 286.0729
6848 | 8 | 286 | 10 | 227.0817 | 110.8948 | 236.2484 | 318.1691 | 207.2424 | 178.7109 | 241.3197 | 226.3563 | 119.3021 | 235.7305 | 305.8428 | 247.5565 | 214.2897 | 207.7064 | 205.3646 | 278.021 | 218.8965 | 287.5594 | 347.303 | 239.5125
6849 | 9 | 286 | 10 | 226.981 | 112.5148 | 238.5536 | 319.3432 | 205.5631 | 180.6545 | 244.6845 | 228.7276 | 116.8706 | 225.426 | 301.7038 | 235.908 | 208.4143 | 217.5846 | 202.558 | 277.0701 | 220.3321 | 276.1567 | 343.3891 | 228.1912
6850 | 10 | 286 | 10 | 231.74 | 107.7653 | 235.5869 | 326.0107 | 205.6634 | 174.0029 | 242.5286 | 229.6629 | 112.3928 | 224.139 | 298.5054 | 235.259 | 218.1924 | 220.1649 | 201.5872 | 275.6735 | 223.2567 | 271.4461 | 344.9136 | 221.7962
6851 | 11 | 286 | 10 | 232.8816 | 109.0344 | 237.7978 | 329.3449 | 203.8154 | 168.274 | 243.6998 | 227.2958 | 109.7508 | 222.1367 | 295.1145 | 234.0478 | 217.2451 | 219.3984 | 199.5303 | 278.4372 | 222.1017 | 268.4134 | 343.921 | 219.1995
6852 | 12 | 286 | 10 | 232.3051 | 107.8805 | 235.5471 | 333.2781 | 201.2031 | 167.3047 | 243.0843 | 222.4524 | 109.5308 | 222.6825 | 293.9446 | 233.3766 | 209.9041 | 219.4024 | 200.3095 | 279.1278 | 221.9901 | 273.593 | 340.3865 | 219.0568
6853 | 13 | 286 | 10 | 230.6763 | 108.3639 | 240.3893 | 340.7297 | 200.3911 | 172.5237 | 242.236 | 219.5733 | 114.4096 | 226.1863 | 295.1731 | 233.9249 | 207.7774 | 215.2743 | 202.2736 | 280.1739 | 218.986 | 282.9309 | 341.6368 | 227.6266
6854 | 14 | 286 | 10 | 230.2153 | 107.7136 | 237.8297 | 350.9031 | 207.8557 | 177.4157 | 244.099 | 220.4846 | 118.3895 | 228.3281 | 295.7237 | 236.899 | 202.055 | 215.9534 | 202.1252 | 283.2933 | 227.5365 | 295.197 | 344.6766 | 237.3248
6855 | 15 | 286 | 10 | 238.8514 | 107.0998 | 238.4097 | 354.4119 | 255.3272 | 196.8686 | 259.9353 | 231.9662 | 133.5932 | 244.3198 | 300.6102 | 246.7456 | 218.5046 | 235.2376 | 207.2886 | 299.8505 | 264.2446 | 302.7885 | 355.4682 | 250.916
6856 | 16 | 286 | 10 | 275.1985 | 130.3859 | 258.945 | 383.6762 | 351.9911 | 276.3908 | 284.1784 | 263.1075 | 165.9025 | 306.9575 | 340.8693 | 304.7168 | 222.9495 | 294.751 | 247.1277 | 338.9036 | 352.4184 | 353.8489 | 388.4323 | 331.9238
6857 | 17 | 286 | 10 | 290.3499 | 132.9882 | 342.0626 | 438.2503 | 377.4101 | 336.8915 | 295.2591 | 276.6392 | 184.8213 | 369.5458 | 379.8334 | 419.3065 | 230.1068 | 361.8463 | 318.5303 | 390.6438 | 392.5018 | 441.2007 | 402.8817 | 396.9163
6858 | 18 | 286 | 10 | 293.1534 | 132.4095 | 341.5194 | 444.5724 | 375.6288 | 339.9197 | 299.5219 | 276.0644 | 183.4379 | 380.8356 | 384.3966 | 437.5209 | 234.1258 | 352.7604 | 325.6635 | 394.6116 | 386.4259 | 470.5638 | 399.1311 | 413.2076
6859 | 19 | 286 | 10 | 288.6772 | 132.9681 | 324.5233 | 440.443 | 372.8892 | 344.9343 | 293.6361 | 275.7389 | 175.9692 | 375.869 | 387.4881 | 433.1318 | 234.295 | 352.312 | 298.226 | 385.5175 | 375.789 | 466.8785 | 399.7098 | 403.0255
6860 | 20 | 286 | 10 | 288.4999 | 132.2093 | 311.6177 | 433.1753 | 389.7896 | 342.9505 | 290.6772 | 275.3063 | 183.261 | 372.8913 | 388.7815 | 423.6231 | 233.2848 | 360.349 | 279.4051 | 384.4635 | 399.8595 | 463.1155 | 408.7811 | 404.3243
6861 | 21 | 286 | 10 | 286.209 | 138.6757 | 305.9302 | 435.7101 | 389.8817 | 351.8254 | 285.7003 | 275.8579 | 173.0428 | 375.6394 | 389.0136 | 455.817 | 232.739 | 382.723 | 279.8436 | 394.1583 | 423.2175 | 467.5328 | 423.7078 | 432.4228
6862 | 22 | 286 | 10 | 286.6453 | 142.0298 | 300.034 | 439.232 | 374.4149 | 343.8901 | 280.8804 | 275.0652 | 174.3912 | 369.651 | 387.0415 | 455.501 | 227.7562 | 379.5362 | 271.7462 | 396.8914 | 422.9674 | 465.5221 | 423.6995 | 438.5619
6863 | 23 | 286 | 10 | 291.3851 | 147.9732 | 297.4904 | 481.8323 | 367.0354 | 336.3113 | 275.6015 | 275.897 | 173.026 | 361.346 | 406.7672 | 441.0311 | 230.3425 | 353.263 | 274.9612 | 389.439 | 395.3595 | 472.614 | 421.9266 | 420.3109
6864 | 0 | 287 | 10 | 295.6371 | 152.0613 | 294.2838 | 437.5226 | 358.5475 | 323.3907 | 273.5415 | 275.6159 | 170.8402 | 354.9391 | 417.3606 | 424.9197 | 235.4107 | 351.3332 | 271.4395 | 388.791 | 386.1539 | 451.2717 | 422.7445 | 410.1171
6865 | 1 | 287 | 10 | 298.9862 | 159.752 | 294.2727 | 429.7164 | 358.9123 | 321.8441 | 272.0654 | 276.0303 | 169.7888 | 352.413 | 407.6715 | 418.3752 | 234.7435 | 347.8678 | 281.0648 | 388.9857 | 382.6696 | 449.7968 | 422.3603 | 403.102
6866 | 2 | 287 | 10 | 301.0275 | 169.0368 | 295.6008 | 429.9068 | 363.9391 | 326.8311 | 271.6484 | 277.341 | 171.8925 | 353.8753 | 418.7739 | 416.385 | 235.0763 | 349.358 | 276.5721 | 384.5582 | 386.0709 | 449.8635 | 424.2669 | 402.9983
6867 | 3 | 287 | 10 | 304.2279 | 165.71 | 299.1589 | 431.0668 | 378.3129 | 342.162 | 273.4706 | 277.098 | 171.6157 | 359.7676 | 413.8448 | 423.9586 | 234.4383 | 365.359 | 281.5505 | 381.7977 | 408.4978 | 452.4422 | 434.9894 | 406.8359
6868 | 4 | 287 | 10 | 302.4278 | 158.6499 | 304.8743 | 430.7856 | 387.5613 | 350.8197 | 272.8064 | 276.7612 | 173.9262 | 375.6176 | 394.4044 | 453.5678 | 241.6508 | 371.0343 | 290.9547 | 384.2728 | 408.2296 | 450.4002 | 428.4639 | 424.4569
6869 | 5 | 287 | 10 | 297.368 | 151.8695 | 305.7253 | 458.5501 | 364.6271 | 335.8708 | 274.0842 | 279.3131 | 171.6073 | 374.9481 | 402.6608 | 458.0111 | 222.6848 | 351.8474 | 291.1283 | 386.0851 | 372.3393 | 464.0718 | 417.3023 | 432.2578
6870 | 6 | 287 | 10 | 284.3135 | 104.5258 | 294.2494 | 396.9653 | 258.5323 | 259.0586 | 264.0891 | 264.1721 | 153.5964 | 346.2465 | 380.6205 | 411.5412 | 218.41 | 281.4383 | 272.8663 | 335.408 | 269.9148 | 466.955 | 374.8112 | 394.1722
6871 | 7 | 287 | 10 | 253.0337 | 107.0866 | 245.1371 | 339.9499 | 212.809 | 182.4061 | 245.0224 | 237.5605 | 128.4112 | 268.7317 | 324.5407 | 284.6902 | 211.5105 | 220.4165 | 226.1054 | 292.59 | 232.126 | 341.1837 | 351.0508 | 286.0729
6872 | 8 | 287 | 10 | 227.0817 | 110.8948 | 236.2484 | 318.1691 | 207.2424 | 178.7109 | 241.3197 | 226.3563 | 119.3021 | 235.7305 | 305.8428 | 247.5565 | 214.2897 | 207.7064 | 205.3646 | 278.021 | 218.8965 | 287.5594 | 347.303 | 239.5125
6873 | 9 | 287 | 10 | 226.981 | 112.5148 | 238.5536 | 319.3432 | 205.5631 | 180.6545 | 244.6845 | 228.7276 | 116.8706 | 225.426 | 301.7038 | 235.908 | 208.4143 | 217.5846 | 202.558 | 277.0701 | 220.3321 | 276.1567 | 343.3891 | 228.1912
6874 | 10 | 287 | 10 | 231.74 | 107.7653 | 235.5869 | 326.0107 | 205.6634 | 174.0029 | 242.5286 | 229.6629 | 112.3928 | 224.139 | 298.5054 | 235.259 | 218.1924 | 220.1649 | 201.5872 | 275.6735 | 223.2567 | 271.4461 | 344.9136 | 221.7962
6875 | 11 | 287 | 10 | 232.8816 | 109.0344 | 237.7978 | 329.3449 | 203.8154 | 168.274 | 243.6998 | 227.2958 | 109.7508 | 222.1367 | 295.1145 | 234.0478 | 217.2451 | 219.3984 | 199.5303 | 278.4372 | 222.1017 | 268.4134 | 343.921 | 219.1995
6876 | 12 | 287 | 10 | 232.3051 | 107.8805 | 235.5471 | 333.2781 | 201.2031 | 167.3047 | 243.0843 | 222.4524 | 109.5308 | 222.6825 | 293.9446 | 233.3766 | 209.9041 | 219.4024 | 200.3095 | 279.1278 | 221.9901 | 273.593 | 340.3865 | 219.0568
6877 | 13 | 287 | 10 | 230.6763 | 108.3639 | 240.3893 | 340.7297 | 200.3911 | 172.5237 | 242.236 | 219.5733 | 114.4096 | 226.1863 | 295.1731 | 233.9249 | 207.7774 | 215.2743 | 202.2736 | 280.1739 | 218.986 | 282.9309 | 341.6368 | 227.6266
6878 | 14 | 287 | 10 | 230.2153 | 107.7136 | 237.8297 | 350.9031 | 207.8557 | 177.4157 | 244.099 | 220.4846 | 118.3895 | 228.3281 | 295.7237 | 236.899 | 202.055 | 215.9534 | 202.1252 | 283.2933 | 227.5365 | 295.197 | 344.6766 | 237.3248
6879 | 15 | 287 | 10 | 238.8514 | 107.0998 | 238.4097 | 354.4119 | 255.3272 | 196.8686 | 259.9353 | 231.9662 | 133.5932 | 244.3198 | 300.6102 | 246.7456 | 218.5046 | 235.2376 | 207.2886 | 299.8505 | 264.2446 | 302.7885 | 355.4682 | 250.916
6880 | 16 | 287 | 10 | 275.1985 | 130.3859 | 258.945 | 383.6762 | 351.9911 | 276.3908 | 284.1784 | 263.1075 | 165.9025 | 306.9575 | 340.8693 | 304.7168 | 222.9495 | 294.751 | 247.1277 | 338.9036 | 352.4184 | 353.8489 | 388.4323 | 331.9238
6881 | 17 | 287 | 10 | 290.3499 | 132.9882 | 342.0626 | 438.2503 | 377.4101 | 336.8915 | 295.2591 | 276.6392 | 184.8213 | 369.5458 | 379.8334 | 419.3065 | 230.1068 | 361.8463 | 318.5303 | 390.6438 | 392.5018 | 441.2007 | 402.8817 | 396.9163
6882 | 18 | 287 | 10 | 293.1534 | 132.4095 | 341.5194 | 444.5724 | 375.6288 | 339.9197 | 299.5219 | 276.0644 | 183.4379 | 380.8356 | 384.3966 | 437.5209 | 234.1258 | 352.7604 | 325.6635 | 394.6116 | 386.4259 | 470.5638 | 399.1311 | 413.2076
6883 | 19 | 287 | 10 | 288.6772 | 132.9681 | 324.5233 | 440.443 | 372.8892 | 344.9343 | 293.6361 | 275.7389 | 175.9692 | 375.869 | 387.4881 | 433.1318 | 234.295 | 352.312 | 298.226 | 385.5175 | 375.789 | 466.8785 | 399.7098 | 403.0255
6884 | 20 | 287 | 10 | 288.4999 | 132.2093 | 311.6177 | 433.1753 | 389.7896 | 342.9505 | 290.6772 | 275.3063 | 183.261 | 372.8913 | 388.7815 | 423.6231 | 233.2848 | 360.349 | 279.4051 | 384.4635 | 399.8595 | 463.1155 | 408.7811 | 404.3243
6885 | 21 | 287 | 10 | 286.209 | 138.6757 | 305.9302 | 435.7101 | 389.8817 | 351.8254 | 285.7003 | 275.8579 | 173.0428 | 375.6394 | 389.0136 | 455.817 | 232.739 | 382.723 | 279.8436 | 394.1583 | 423.2175 | 467.5328 | 423.7078 | 432.4228
6886 | 22 | 287 | 10 | 286.6453 | 142.0298 | 300.034 | 439.232 | 374.4149 | 343.8901 | 280.8804 | 275.0652 | 174.3912 | 369.651 | 387.0415 | 455.501 | 227.7562 | 379.5362 | 271.7462 | 396.8914 | 422.9674 | 465.5221 | 423.6995 | 438.5619
6887 | 23 | 287 | 10 | 291.3851 | 147.9732 | 297.4904 | 481.8323 | 367.0354 | 336.3113 | 275.6015 | 275.897 | 173.026 | 361.346 | 406.7672 | 441.0311 | 230.3425 | 353.263 | 274.9612 | 389.439 | 395.3595 | 472.614 | 421.9266 | 420.3109
6888 | 0 | 288 | 10 | 295.6371 | 152.0613 | 294.2838 | 437.5226 | 358.5475 | 323.3907 | 273.5415 | 275.6159 | 170.8402 | 354.9391 | 417.3606 | 424.9197 | 235.4107 | 351.3332 | 271.4395 | 388.791 | 386.1539 | 451.2717 | 422.7445 | 410.1171
6889 | 1 | 288 | 10 | 298.9862 | 159.752 | 294.2727 | 429.7164 | 358.9123 | 321.8441 | 272.0654 | 276.0303 | 169.7888 | 352.413 | 407.6715 | 418.3752 | 234.7435 | 347.8678 | 281.0648 | 388.9857 | 382.6696 | 449.7968 | 422.3603 | 403.102
6890 | 2 | 288 | 10 | 301.0275 | 169.0368 | 295.6008 | 429.9068 | 363.9391 | 326.8311 | 271.6484 | 277.341 | 171.8925 | 353.8753 | 418.7739 | 416.385 | 235.0763 | 349.358 | 276.5721 | 384.5582 | 386.0709 | 449.8635 | 424.2669 | 402.9983
6891 | 3 | 288 | 10 | 304.2279 | 165.71 | 299.1589 | 431.0668 | 378.3129 | 342.162 | 273.4706 | 277.098 | 171.6157 | 359.7676 | 413.8448 | 423.9586 | 234.4383 | 365.359 | 281.5505 | 381.7977 | 408.4978 | 452.4422 | 434.9894 | 406.8359
6892 | 4 | 288 | 10 | 302.4278 | 158.6499 | 304.8743 | 430.7856 | 387.5613 | 350.8197 | 272.8064 | 276.7612 | 173.9262 | 375.6176 | 394.4044 | 453.5678 | 241.6508 | 371.0343 | 290.9547 | 384.2728 | 408.2296 | 450.4002 | 428.4639 | 424.4569
6893 | 5 | 288 | 10 | 297.368 | 151.8695 | 305.7253 | 458.5501 | 364.6271 | 335.8708 | 274.0842 | 279.3131 | 171.6073 | 374.9481 | 402.6608 | 458.0111 | 222.6848 | 351.8474 | 291.1283 | 386.0851 | 372.3393 | 464.0718 | 417.3023 | 432.2578
6894 | 6 | 288 | 10 | 284.3135 | 104.5258 | 294.2494 | 396.9653 | 258.5323 | 259.0586 | 264.0891 | 264.1721 | 153.5964 | 346.2465 | 380.6205 | 411.5412 | 218.41 | 281.4383 | 272.8663 | 335.408 | 269.9148 | 466.955 | 374.8112 | 394.1722
6895 | 7 | 288 | 10 | 253.0337 | 107.0866 | 245.1371 | 339.9499 | 212.809 | 182.4061 | 245.0224 | 237.5605 | 128.4112 | 268.7317 | 324.5407 | 284.6902 | 211.5105 | 220.4165 | 226.1054 | 292.59 | 232.126 | 341.1837 | 351.0508 | 286.0729
6896 | 8 | 288 | 10 | 227.0817 | 110.8948 | 236.2484 | 318.1691 | 207.2424 | 178.7109 | 241.3197 | 226.3563 | 119.3021 | 235.7305 | 305.8428 | 247.5565 | 214.2897 | 207.7064 | 205.3646 | 278.021 | 218.8965 | 287.5594 | 347.303 | 239.5125
6897 | 9 | 288 | 10 | 226.981 | 112.5148 | 238.5536 | 319.3432 | 205.5631 | 180.6545 | 244.6845 | 228.7276 | 116.8706 | 225.426 | 301.7038 | 235.908 | 208.4143 | 217.5846 | 202.558 | 277.0701 | 220.3321 | 276.1567 | 343.3891 | 228.1912
6898 | 10 | 288 | 10 | 231.74 | 107.7653 | 235.5869 | 326.0107 | 205.6634 | 174.0029 | 242.5286 | 229.6629 | 112.3928 | 224.139 | 298.5054 | 235.259 | 218.1924 | 220.1649 | 201.5872 | 275.6735 | 223.2567 | 271.4461 | 344.9136 | 221.7962
6899 | 11 | 288 | 10 | 232.8816 | 109.0344 | 237.7978 | 329.3449 | 203.8154 | 168.274 | 243.6998 | 227.2958 | 109.7508 | 222.1367 | 295.1145 | 234.0478 | 217.2451 | 219.3984 | 199.5303 | 278.4372 | 222.1017 | 268.4134 | 343.921 | 219.1995
6900 | 12 | 288 | 10 | 232.3051 | 107.8805 | 235.5471 | 333.2781 | 201.2031 | 167.3047 | 243.0843 | 222.4524 | 109.5308 | 222.6825 | 293.9446 | 233.3766 | 209.9041 | 219.4024 | 200.3095 | 279.1278 | 221.9901 | 273.593 | 340.3865 | 219.0568
6901 | 13 | 288 | 10 | 230.6763 | 108.3639 | 240.3893 | 340.7297 | 200.3911 | 172.5237 | 242.236 | 219.5733 | 114.4096 | 226.1863 | 295.1731 | 233.9249 | 207.7774 | 215.2743 | 202.2736 | 280.1739 | 218.986 | 282.9309 | 341.6368 | 227.6266
6902 | 14 | 288 | 10 | 230.2153 | 107.7136 | 237.8297 | 350.9031 | 207.8557 | 177.4157 | 244.099 | 220.4846 | 118.3895 | 228.3281 | 295.7237 | 236.899 | 202.055 | 215.9534 | 202.1252 | 283.2933 | 227.5365 | 295.197 | 344.6766 | 237.3248
6903 | 15 | 288 | 10 | 238.8514 | 107.0998 | 238.4097 | 354.4119 | 255.3272 | 196.8686 | 259.9353 | 231.9662 | 133.5932 | 244.3198 | 300.6102 | 246.7456 | 218.5046 | 235.2376 | 207.2886 | 299.8505 | 264.2446 | 302.7885 | 355.4682 | 250.916
6904 | 16 | 288 | 10 | 275.1985 | 130.3859 | 258.945 | 383.6762 | 351.9911 | 276.3908 | 284.1784 | 263.1075 | 165.9025 | 306.9575 | 340.8693 | 304.7168 | 222.9495 | 294.751 | 247.1277 | 338.9036 | 352.4184 | 353.8489 | 388.4323 | 331.9238
6905 | 17 | 288 | 10 | 290.3499 | 132.9882 | 342.0626 | 438.2503 | 377.4101 | 336.8915 | 295.2591 | 276.6392 | 184.8213 | 369.5458 | 379.8334 | 419.3065 | 230.1068 | 361.8463 | 318.5303 | 390.6438 | 392.5018 | 441.2007 | 402.8817 | 396.9163
6906 | 18 | 288 | 10 | 293.1534 | 132.4095 | 341.5194 | 444.5724 | 375.6288 | 339.9197 | 299.5219 | 276.0644 | 183.4379 | 380.8356 | 384.3966 | 437.5209 | 234.1258 | 352.7604 | 325.6635 | 394.6116 | 386.4259 | 470.5638 | 399.1311 | 413.2076
6907 | 19 | 288 | 10 | 288.6772 | 132.9681 | 324.5233 | 440.443 | 372.8892 | 344.9343 | 293.6361 | 275.7389 | 175.9692 | 375.869 | 387.4881 | 433.1318 | 234.295 | 352.312 | 298.226 | 385.5175 | 375.789 | 466.8785 | 399.7098 | 403.0255
6908 | 20 | 288 | 10 | 288.4999 | 132.2093 | 311.6177 | 433.1753 | 389.7896 | 342.9505 | 290.6772 | 275.3063 | 183.261 | 372.8913 | 388.7815 | 423.6231 | 233.2848 | 360.349 | 279.4051 | 384.4635 | 399.8595 | 463.1155 | 408.7811 | 404.3243
6909 | 21 | 288 | 10 | 286.209 | 138.6757 | 305.9302 | 435.7101 | 389.8817 | 351.8254 | 285.7003 | 275.8579 | 173.0428 | 375.6394 | 389.0136 | 455.817 | 232.739 | 382.723 | 279.8436 | 394.1583 | 423.2175 | 467.5328 | 423.7078 | 432.4228
6910 | 22 | 288 | 10 | 286.6453 | 142.0298 | 300.034 | 439.232 | 374.4149 | 343.8901 | 280.8804 | 275.0652 | 174.3912 | 369.651 | 387.0415 | 455.501 | 227.7562 | 379.5362 | 271.7462 | 396.8914 | 422.9674 | 465.5221 | 423.6995 | 438.5619
6911 | 23 | 288 | 10 | 291.3851 | 147.9732 | 297.4904 | 481.8323 | 367.0354 | 336.3113 | 275.6015 | 275.897 | 173.026 | 361.346 | 406.7672 | 441.0311 | 230.3425 | 353.263 | 274.9612 | 389.439 | 395.3595 | 472.614 | 421.9266 | 420.3109
6912 | 0 | 289 | 10 | 295.6371 | 152.0613 | 294.2838 | 437.5226 | 358.5475 | 323.3907 | 273.5415 | 275.6159 | 170.8402 | 354.9391 | 417.3606 | 424.9197 | 235.4107 | 351.3332 | 271.4395 | 388.791 | 386.1539 | 451.2717 | 422.7445 | 410.1171
6913 | 1 | 289 | 10 | 298.9862 | 159.752 | 294.2727 | 429.7164 | 358.9123 | 321.8441 | 272.0654 | 276.0303 | 169.7888 | 352.413 | 407.6715 | 418.3752 | 234.7435 | 347.8678 | 281.0648 | 388.9857 | 382.6696 | 449.7968 | 422.3603 | 403.102
6914 | 2 | 289 | 10 | 301.0275 | 169.0368 | 295.6008 | 429.9068 | 363.9391 | 326.8311 | 271.6484 | 277.341 | 171.8925 | 353.8753 | 418.7739 | 416.385 | 235.0763 | 349.358 | 276.5721 | 384.5582 | 386.0709 | 449.8635 | 424.2669 | 402.9983
6915 | 3 | 289 | 10 | 304.2279 | 165.71 | 299.1589 | 431.0668 | 378.3129 | 342.162 | 273.4706 | 277.098 | 171.6157 | 359.7676 | 413.8448 | 423.9586 | 234.4383 | 365.359 | 281.5505 | 381.7977 | 408.4978 | 452.4422 | 434.9894 | 406.8359
6916 | 4 | 289 | 10 | 302.4278 | 158.6499 | 304.8743 | 430.7856 | 387.5613 | 350.8197 | 272.8064 | 276.7612 | 173.9262 | 375.6176 | 394.4044 | 453.5678 | 241.6508 | 371.0343 | 290.9547 | 384.2728 | 408.2296 | 450.4002 | 428.4639 | 424.4569
6917 | 5 | 289 | 10 | 297.368 | 151.8695 | 305.7253 | 458.5501 | 364.6271 | 335.8708 | 274.0842 | 279.3131 | 171.6073 | 374.9481 | 402.6608 | 458.0111 | 222.6848 | 351.8474 | 291.1283 | 386.0851 | 372.3393 | 464.0718 | 417.3023 | 432.2578
6918 | 6 | 289 | 10 | 284.3135 | 104.5258 | 294.2494 | 396.9653 | 258.5323 | 259.0586 | 264.0891 | 264.1721 | 153.5964 | 346.2465 | 380.6205 | 411.5412 | 218.41 | 281.4383 | 272.8663 | 335.408 | 269.9148 | 466.955 | 374.8112 | 394.1722
6919 | 7 | 289 | 10 | 253.0337 | 107.0866 | 245.1371 | 339.9499 | 212.809 | 182.4061 | 245.0224 | 237.5605 | 128.4112 | 268.7317 | 324.5407 | 284.6902 | 211.5105 | 220.4165 | 226.1054 | 292.59 | 232.126 | 341.1837 | 351.0508 | 286.0729
6920 | 8 | 289 | 10 | 227.0817 | 110.8948 | 236.2484 | 318.1691 | 207.2424 | 178.7109 | 241.3197 | 226.3563 | 119.3021 | 235.7305 | 305.8428 | 247.5565 | 214.2897 | 207.7064 | 205.3646 | 278.021 | 218.8965 | 287.5594 | 347.303 | 239.5125
6921 | 9 | 289 | 10 | 226.981 | 112.5148 | 238.5536 | 319.3432 | 205.5631 | 180.6545 | 244.6845 | 228.7276 | 116.8706 | 225.426 | 301.7038 | 235.908 | 208.4143 | 217.5846 | 202.558 | 277.0701 | 220.3321 | 276.1567 | 343.3891 | 228.1912
6922 | 10 | 289 | 10 | 231.74 | 107.7653 | 235.5869 | 326.0107 | 205.6634 | 174.0029 | 242.5286 | 229.6629 | 112.3928 | 224.139 | 298.5054 | 235.259 | 218.1924 | 220.1649 | 201.5872 | 275.6735 | 223.2567 | 271.4461 | 344.9136 | 221.7962
6923 | 11 | 289 | 10 | 232.8816 | 109.0344 | 237.7978 | 329.3449 | 203.8154 | 168.274 | 243.6998 | 227.2958 | 109.7508 | 222.1367 | 295.1145 | 234.0478 | 217.2451 | 219.3984 | 199.5303 | 278.4372 | 222.1017 | 268.4134 | 343.921 | 219.1995
6924 | 12 | 289 | 10 | 232.3051 | 107.8805 | 235.5471 | 333.2781 | 201.2031 | 167.3047 | 243.0843 | 222.4524 | 109.5308 | 222.6825 | 293.9446 | 233.3766 | 209.9041 | 219.4024 | 200.3095 | 279.1278 | 221.9901 | 273.593 | 340.3865 | 219.0568
6925 | 13 | 289 | 10 | 230.6763 | 108.3639 | 240.3893 | 340.7297 | 200.3911 | 172.5237 | 242.236 | 219.5733 | 114.4096 | 226.1863 | 295.1731 | 233.9249 | 207.7774 | 215.2743 | 202.2736 | 280.1739 | 218.986 | 282.9309 | 341.6368 | 227.6266
6926 | 14 | 289 | 10 | 230.2153 | 107.7136 | 237.8297 | 350.9031 | 207.8557 | 177.4157 | 244.099 | 220.4846 | 118.3895 | 228.3281 | 295.7237 | 236.899 | 202.055 | 215.9534 | 202.1252 | 283.2933 | 227.5365 | 295.197 | 344.6766 | 237.3248
6927 | 15 | 289 | 10 | 238.8514 | 107.0998 | 238.4097 | 354.4119 | 255.3272 | 196.8686 | 259.9353 | 231.9662 | 133.5932 | 244.3198 | 300.6102 | 246.7456 | 218.5046 | 235.2376 | 207.2886 | 299.8505 | 264.2446 | 302.7885 | 355.4682 | 250.916
6928 | 16 | 289 | 10 | 275.1985 | 130.3859 | 258.945 | 383.6762 | 351.9911 | 276.3908 | 284.1784 | 263.1075 | 165.9025 | 306.9575 | 340.8693 | 304.7168 | 222.9495 | 294.751 | 247.1277 | 338.9036 | 352.4184 | 353.8489 | 388.4323 | 331.9238
6929 | 17 | 289 | 10 | 290.3499 | 132.9882 | 342.0626 | 438.2503 | 377.4101 | 336.8915 | 295.2591 | 276.6392 | 184.8213 | 369.5458 | 379.8334 | 419.3065 | 230.1068 | 361.8463 | 318.5303 | 390.6438 | 392.5018 | 441.2007 | 402.8817 | 396.9163
6930 | 18 | 289 | 10 | 293.1534 | 132.4095 | 341.5194 | 444.5724 | 375.6288 | 339.9197 | 299.5219 | 276.0644 | 183.4379 | 380.8356 | 384.3966 | 437.5209 | 234.1258 | 352.7604 | 325.6635 | 394.6116 | 386.4259 | 470.5638 | 399.1311 | 413.2076
6931 | 19 | 289 | 10 | 288.6772 | 132.9681 | 324.5233 | 440.443 | 372.8892 | 344.9343 | 293.6361 | 275.7389 | 175.9692 | 375.869 | 387.4881 | 433.1318 | 234.295 | 352.312 | 298.226 | 385.5175 | 375.789 | 466.8785 | 399.7098 | 403.0255
6932 | 20 | 289 | 10 | 288.4999 | 132.2093 | 311.6177 | 433.1753 | 389.7896 | 342.9505 | 290.6772 | 275.3063 | 183.261 | 372.8913 | 388.7815 | 423.6231 | 233.2848 | 360.349 | 279.4051 | 384.4635 | 399.8595 | 463.1155 | 408.7811 | 404.3243
6933 | 21 | 289 | 10 | 286.209 | 138.6757 | 305.9302 | 435.7101 | 389.8817 | 351.8254 | 285.7003 | 275.8579 | 173.0428 | 375.6394 | 389.0136 | 455.817 | 232.739 | 382.723 | 279.8436 | 394.1583 | 423.2175 | 467.5328 | 423.7078 | 432.4228
6934 | 22 | 289 | 10 | 286.6453 | 142.0298 | 300.034 | 439.232 | 374.4149 | 343.8901 | 280.8804 | 275.0652 | 174.3912 | 369.651 | 387.0415 | 455.501 | 227.7562 | 379.5362 | 271.7462 | 396.8914 | 422.9674 | 465.5221 | 423.6995 | 438.5619
6935 | 23 | 289 | 10 | 291.3851 | 147.9732 | 297.4904 | 481.8323 | 367.0354 | 336.3113 | 275.6015 | 275.897 | 173.026 | 361.346 | 406.7672 | 441.0311 | 230.3425 | 353.263 | 274.9612 | 389.439 | 395.3595 | 472.614 | 421.9266 | 420.3109
6936 | 0 | 290 | 10 | 295.6371 | 152.0613 | 294.2838 | 437.5226 | 358.5475 | 323.3907 | 273.5415 | 275.6159 | 170.8402 | 354.9391 | 417.3606 | 424.9197 | 235.4107 | 351.3332 | 271.4395 | 388.791 | 386.1539 | 451.2717 | 422.7445 | 410.1171
6937 | 1 | 290 | 10 | 298.9862 | 159.752 | 294.2727 | 429.7164 | 358.9123 | 321.8441 | 272.0654 | 276.0303 | 169.7888 | 352.413 | 407.6715 | 418.3752 | 234.7435 | 347.8678 | 281.0648 | 388.9857 | 382.6696 | 449.7968 | 422.3603 | 403.102
6938 | 2 | 290 | 10 | 301.0275 | 169.0368 | 295.6008 | 429.9068 | 363.9391 | 326.8311 | 271.6484 | 277.341 | 171.8925 | 353.8753 | 418.7739 | 416.385 | 235.0763 | 349.358 | 276.5721 | 384.5582 | 386.0709 | 449.8635 | 424.2669 | 402.9983
6939 | 3 | 290 | 10 | 304.2279 | 165.71 | 299.1589 | 431.0668 | 378.3129 | 342.162 | 273.4706 | 277.098 | 171.6157 | 359.7676 | 413.8448 | 423.9586 | 234.4383 | 365.359 | 281.5505 | 381.7977 | 408.4978 | 452.4422 | 434.9894 | 406.8359
6940 | 4 | 290 | 10 | 302.4278 | 158.6499 | 304.8743 | 430.7856 | 387.5613 | 350.8197 | 272.8064 | 276.7612 | 173.9262 | 375.6176 | 394.4044 | 453.5678 | 241.6508 | 371.0343 | 290.9547 | 384.2728 | 408.2296 | 450.4002 | 428.4639 | 424.4569
6941 | 5 | 290 | 10 | 297.368 | 151.8695 | 305.7253 | 458.5501 | 364.6271 | 335.8708 | 274.0842 | 279.3131 | 171.6073 | 374.9481 | 402.6608 | 458.0111 | 222.6848 | 351.8474 | 291.1283 | 386.0851 | 372.3393 | 464.0718 | 417.3023 | 432.2578
6942 | 6 | 290 | 10 | 284.3135 | 104.5258 | 294.2494 | 396.9653 | 258.5323 | 259.0586 | 264.0891 | 264.1721 | 153.5964 | 346.2465 | 380.6205 | 411.5412 | 218.41 | 281.4383 | 272.8663 | 335.408 | 269.9148 | 466.955 | 374.8112 | 394.1722
6943 | 7 | 290 | 10 | 253.0337 | 107.0866 | 245.1371 | 339.9499 | 212.809 | 182.4061 | 245.0224 | 237.5605 | 128.4112 | 268.7317 | 324.5407 | 284.6902 | 211.5105 | 220.4165 | 226.1054 | 292.59 | 232.126 | 341.1837 | 351.0508 | 286.0729
6944 | 8 | 290 | 10 | 227.0817 | 110.8948 | 236.2484 | 318.1691 | 207.2424 | 178.7109 | 241.3197 | 226.3563 | 119.3021 | 235.7305 | 305.8428 | 247.5565 | 214.2897 | 207.7064 | 205.3646 | 278.021 | 218.8965 | 287.5594 | 347.303 | 239.5125
6945 | 9 | 290 | 10 | 226.981 | 112.5148 | 238.5536 | 319.3432 | 205.5631 | 180.6545 | 244.6845 | 228.7276 | 116.8706 | 225.426 | 301.7038 | 235.908 | 208.4143 | 217.5846 | 202.558 | 277.0701 | 220.3321 | 276.1567 | 343.3891 | 228.1912
6946 | 10 | 290 | 10 | 231.74 | 107.7653 | 235.5869 | 326.0107 | 205.6634 | 174.0029 | 242.5286 | 229.6629 | 112.3928 | 224.139 | 298.5054 | 235.259 | 218.1924 | 220.1649 | 201.5872 | 275.6735 | 223.2567 | 271.4461 | 344.9136 | 221.7962
6947 | 11 | 290 | 10 | 232.8816 | 109.0344 | 237.7978 | 329.3449 | 203.8154 | 168.274 | 243.6998 | 227.2958 | 109.7508 | 222.1367 | 295.1145 | 234.0478 | 217.2451 | 219.3984 | 199.5303 | 278.4372 | 222.1017 | 268.4134 | 343.921 | 219.1995
6948 | 12 | 290 | 10 | 232.3051 | 107.8805 | 235.5471 | 333.2781 | 201.2031 | 167.3047 | 243.0843 | 222.4524 | 109.5308 | 222.6825 | 293.9446 | 233.3766 | 209.9041 | 219.4024 | 200.3095 | 279.1278 | 221.9901 | 273.593 | 340.3865 | 219.0568
6949 | 13 | 290 | 10 | 230.6763 | 108.3639 | 240.3893 | 340.7297 | 200.3911 | 172.5237 | 242.236 | 219.5733 | 114.4096 | 226.1863 | 295.1731 | 233.9249 | 207.7774 | 215.2743 | 202.2736 | 280.1739 | 218.986 | 282.9309 | 341.6368 | 227.6266
6950 | 14 | 290 | 10 | 230.2153 | 107.7136 | 237.8297 | 350.9031 | 207.8557 | 177.4157 | 244.099 | 220.4846 | 118.3895 | 228.3281 | 295.7237 | 236.899 | 202.055 | 215.9534 | 202.1252 | 283.2933 | 227.5365 | 295.197 | 344.6766 | 237.3248
6951 | 15 | 290 | 10 | 238.8514 | 107.0998 | 238.4097 | 354.4119 | 255.3272 | 196.8686 | 259.9353 | 231.9662 | 133.5932 | 244.3198 | 300.6102 | 246.7456 | 218.5046 | 235.2376 | 207.2886 | 299.8505 | 264.2446 | 302.7885 | 355.4682 | 250.916
6952 | 16 | 290 | 10 | 275.1985 | 130.3859 | 258.945 | 383.6762 | 351.9911 | 276.3908 | 284.1784 | 263.1075 | 165.9025 | 306.9575 | 340.8693 | 304.7168 | 222.9495 | 294.751 | 247.1277 | 338.9036 | 352.4184 | 353.8489 | 388.4323 | 331.9238
6953 | 17 | 290 | 10 | 290.3499 | 132.9882 | 342.0626 | 438.2503 | 377.4101 | 336.8915 | 295.2591 | 276.6392 | 184.8213 | 369.5458 | 379.8334 | 419.3065 | 230.1068 | 361.8463 | 318.5303 | 390.6438 | 392.5018 | 441.2007 | 402.8817 | 396.9163
6954 | 18 | 290 | 10 | 293.1534 | 132.4095 | 341.5194 | 444.5724 | 375.6288 | 339.9197 | 299.5219 | 276.0644 | 183.4379 | 380.8356 | 384.3966 | 437.5209 | 234.1258 | 352.7604 | 325.6635 | 394.6116 | 386.4259 | 470.5638 | 399.1311 | 413.2076
6955 | 19 | 290 | 10 | 288.6772 | 132.9681 | 324.5233 | 440.443 | 372.8892 | 344.9343 | 293.6361 | 275.7389 | 175.9692 | 375.869 | 387.4881 | 433.1318 | 234.295 | 352.312 | 298.226 | 385.5175 | 375.789 | 466.8785 | 399.7098 | 403.0255
6956 | 20 | 290 | 10 | 288.4999 | 132.2093 | 311.6177 | 433.1753 | 389.7896 | 342.9505 | 290.6772 | 275.3063 | 183.261 | 372.8913 | 388.7815 | 423.6231 | 233.2848 | 360.349 | 279.4051 | 384.4635 | 399.8595 | 463.1155 | 408.7811 | 404.3243
6957 | 21 | 290 | 10 | 286.209 | 138.6757 | 305.9302 | 435.7101 | 389.8817 | 351.8254 | 285.7003 | 275.8579 | 173.0428 | 375.6394 | 389.0136 | 455.817 | 232.739 | 382.723 | 279.8436 | 394.1583 | 423.2175 | 467.5328 | 423.7078 | 432.4228
6958 | 22 | 290 | 10 | 286.6453 | 142.0298 | 300.034 | 439.232 | 374.4149 | 343.8901 | 280.8804 | 275.0652 | 174.3912 | 369.651 | 387.0415 | 455.501 | 227.7562 | 379.5362 | 271.7462 | 396.8914 | 422.9674 | 465.5221 | 423.6995 | 438.5619
6959 | 23 | 290 | 10 | 291.3851 | 147.9732 | 297.4904 | 481.8323 | 367.0354 | 336.3113 | 275.6015 | 275.897 | 173.026 | 361.346 | 406.7672 | 441.0311 | 230.3425 | 353.263 | 274.9612 | 389.439 | 395.3595 | 472.614 | 421.9266 | 420.3109
6960 | 0 | 291 | 10 | 295.6371 | 152.0613 | 294.2838 | 437.5226 | 358.5475 | 323.3907 | 273.5415 | 275.6159 | 170.8402 | 354.9391 | 417.3606 | 424.9197 | 235.4107 | 351.3332 | 271.4395 | 388.791 | 386.1539 | 451.2717 | 422.7445 | 410.1171
6961 | 1 | 291 | 10 | 298.9862 | 159.752 | 294.2727 | 429.7164 | 358.9123 | 321.8441 | 272.0654 | 276.0303 | 169.7888 | 352.413 | 407.6715 | 418.3752 | 234.7435 | 347.8678 | 281.0648 | 388.9857 | 382.6696 | 449.7968 | 422.3603 | 403.102
6962 | 2 | 291 | 10 | 301.0275 | 169.0368 | 295.6008 | 429.9068 | 363.9391 | 326.8311 | 271.6484 | 277.341 | 171.8925 | 353.8753 | 418.7739 | 416.385 | 235.0763 | 349.358 | 276.5721 | 384.5582 | 386.0709 | 449.8635 | 424.2669 | 402.9983
6963 | 3 | 291 | 10 | 304.2279 | 165.71 | 299.1589 | 431.0668 | 378.3129 | 342.162 | 273.4706 | 277.098 | 171.6157 | 359.7676 | 413.8448 | 423.9586 | 234.4383 | 365.359 | 281.5505 | 381.7977 | 408.4978 | 452.4422 | 434.9894 | 406.8359
6964 | 4 | 291 | 10 | 302.4278 | 158.6499 | 304.8743 | 430.7856 | 387.5613 | 350.8197 | 272.8064 | 276.7612 | 173.9262 | 375.6176 | 394.4044 | 453.5678 | 241.6508 | 371.0343 | 290.9547 | 384.2728 | 408.2296 | 450.4002 | 428.4639 | 424.4569
6965 | 5 | 291 | 10 | 297.368 | 151.8695 | 305.7253 | 458.5501 | 364.6271 | 335.8708 | 274.0842 | 279.3131 | 171.6073 | 374.9481 | 402.6608 | 458.0111 | 222.6848 | 351.8474 | 291.1283 | 386.0851 | 372.3393 | 464.0718 | 417.3023 | 432.2578
6966 | 6 | 291 | 10 | 284.3135 | 104.5258 | 294.2494 | 396.9653 | 258.5323 | 259.0586 | 264.0891 | 264.1721 | 153.5964 | 346.2465 | 380.6205 | 411.5412 | 218.41 | 281.4383 | 272.8663 | 335.408 | 269.9148 | 466.955 | 374.8112 | 394.1722
6967 | 7 | 291 | 10 | 253.0337 | 107.0866 | 245.1371 | 339.9499 | 212.809 | 182.4061 | 245.0224 | 237.5605 | 128.4112 | 268.7317 | 324.5407 | 284.6902 | 211.5105 | 220.4165 | 226.1054 | 292.59 | 232.126 | 341.1837 | 351.0508 | 286.0729
6968 | 8 | 291 | 10 | 227.0817 | 110.8948 | 236.2484 | 318.1691 | 207.2424 | 178.7109 | 241.3197 | 226.3563 | 119.3021 | 235.7305 | 305.8428 | 247.5565 | 214.2897 | 207.7064 | 205.3646 | 278.021 | 218.8965 | 287.5594 | 347.303 | 239.5125
6969 | 9 | 291 | 10 | 226.981 | 112.5148 | 238.5536 | 319.3432 | 205.5631 | 180.6545 | 244.6845 | 228.7276 | 116.8706 | 225.426 | 301.7038 | 235.908 | 208.4143 | 217.5846 | 202.558 | 277.0701 | 220.3321 | 276.1567 | 343.3891 | 228.1912
6970 | 10 | 291 | 10 | 231.74 | 107.7653 | 235.5869 | 326.0107 | 205.6634 | 174.0029 | 242.5286 | 229.6629 | 112.3928 | 224.139 | 298.5054 | 235.259 | 218.1924 | 220.1649 | 201.5872 | 275.6735 | 223.2567 | 271.4461 | 344.9136 | 221.7962
6971 | 11 | 291 | 10 | 232.8816 | 109.0344 | 237.7978 | 329.3449 | 203.8154 | 168.274 | 243.6998 | 227.2958 | 109.7508 | 222.1367 | 295.1145 | 234.0478 | 217.2451 | 219.3984 | 199.5303 | 278.4372 | 222.1017 | 268.4134 | 343.921 | 219.1995
6972 | 12 | 291 | 10 | 232.3051 | 107.8805 | 235.5471 | 333.2781 | 201.2031 | 167.3047 | 243.0843 | 222.4524 | 109.5308 | 222.6825 | 293.9446 | 233.3766 | 209.9041 | 219.4024 | 200.3095 | 279.1278 | 221.9901 | 273.593 | 340.3865 | 219.0568
6973 | 13 | 291 | 10 | 230.6763 | 108.3639 | 240.3893 | 340.7297 | 200.3911 | 172.5237 | 242.236 | 219.5733 | 114.4096 | 226.1863 | 295.1731 | 233.9249 | 207.7774 | 215.2743 | 202.2736 | 280.1739 | 218.986 | 282.9309 | 341.6368 | 227.6266
6974 | 14 | 291 | 10 | 230.2153 | 107.7136 | 237.8297 | 350.9031 | 207.8557 | 177.4157 | 244.099 | 220.4846 | 118.3895 | 228.3281 | 295.7237 | 236.899 | 202.055 | 215.9534 | 202.1252 | 283.2933 | 227.5365 | 295.197 | 344.6766 | 237.3248
6975 | 15 | 291 | 10 | 238.8514 | 107.0998 | 238.4097 | 354.4119 | 255.3272 | 196.8686 | 259.9353 | 231.9662 | 133.5932 | 244.3198 | 300.6102 | 246.7456 | 218.5046 | 235.2376 | 207.2886 | 299.8505 | 264.2446 | 302.7885 | 355.4682 | 250.916
6976 | 16 | 291 | 10 | 275.1985 | 130.3859 | 258.945 | 383.6762 | 351.9911 | 276.3908 | 284.1784 | 263.1075 | 165.9025 | 306.9575 | 340.8693 | 304.7168 | 222.9495 | 294.751 | 247.1277 | 338.9036 | 352.4184 | 353.8489 | 388.4323 | 331.9238
6977 | 17 | 291 | 10 | 290.3499 | 132.9882 | 342.0626 | 438.2503 | 377.4101 | 336.8915 | 295.2591 | 276.6392 | 184.8213 | 369.5458 | 379.8334 | 419.3065 | 230.1068 | 361.8463 | 318.5303 | 390.6438 | 392.5018 | 441.2007 | 402.8817 | 396.9163
6978 | 18 | 291 | 10 | 293.1534 | 132.4095 | 341.5194 | 444.5724 | 375.6288 | 339.9197 | 299.5219 | 276.0644 | 183.4379 | 380.8356 | 384.3966 | 437.5209 | 234.1258 | 352.7604 | 325.6635 | 394.6116 | 386.4259 | 470.5638 | 399.1311 | 413.2076
6979 | 19 | 291 | 10 | 288.6772 | 132.9681 | 324.5233 | 440.443 | 372.8892 | 344.9343 | 293.6361 | 275.7389 | 175.9692 | 375.869 | 387.4881 | 433.1318 | 234.295 | 352.312 | 298.226 | 385.5175 | 375.789 | 466.8785 | 399.7098 | 403.0255
6980 | 20 | 291 | 10 | 288.4999 | 132.2093 | 311.6177 | 433.1753 | 389.7896 | 342.9505 | 290.6772 | 275.3063 | 183.261 | 372.8913 | 388.7815 | 423.6231 | 233.2848 | 360.349 | 279.4051 | 384.4635 | 399.8595 | 463.1155 | 408.7811 | 404.3243
6981 | 21 | 291 | 10 | 286.209 | 138.6757 | 305.9302 | 435.7101 | 389.8817 | 351.8254 | 285.7003 | 275.8579 | 173.0428 | 375.6394 | 389.0136 | 455.817 | 232.739 | 382.723 | 279.8436 | 394.1583 | 423.2175 | 467.5328 | 423.7078 | 432.4228
6982 | 22 | 291 | 10 | 286.6453 | 142.0298 | 300.034 | 439.232 | 374.4149 | 343.8901 | 280.8804 | 275.0652 | 174.3912 | 369.651 | 387.0415 | 455.501 | 227.7562 | 379.5362 | 271.7462 | 396.8914 | 422.9674 | 465.5221 | 423.6995 | 438.5619
6983 | 23 | 291 | 10 | 291.3851 | 147.9732 | 297.4904 | 481.8323 | 367.0354 | 336.3113 | 275.6015 | 275.897 | 173.026 | 361.346 | 406.7672 | 441.0311 | 230.3425 | 353.263 | 274.9612 | 389.439 | 395.3595 | 472.614 | 421.9266 | 420.3109
6984 | 0 | 292 | 10 | 295.6371 | 152.0613 | 294.2838 | 437.5226 | 358.5475 | 323.3907 | 273.5415 | 275.6159 | 170.8402 | 354.9391 | 417.3606 | 424.9197 | 235.4107 | 351.3332 | 271.4395 | 388.791 | 386.1539 | 451.2717 | 422.7445 | 410.1171
6985 | 1 | 292 | 10 | 298.9862 | 159.752 | 294.2727 | 429.7164 | 358.9123 | 321.8441 | 272.0654 | 276.0303 | 169.7888 | 352.413 | 407.6715 | 418.3752 | 234.7435 | 347.8678 | 281.0648 | 388.9857 | 382.6696 | 449.7968 | 422.3603 | 403.102
6986 | 2 | 292 | 10 | 301.0275 | 169.0368 | 295.6008 | 429.9068 | 363.9391 | 326.8311 | 271.6484 | 277.341 | 171.8925 | 353.8753 | 418.7739 | 416.385 | 235.0763 | 349.358 | 276.5721 | 384.5582 | 386.0709 | 449.8635 | 424.2669 | 402.9983
6987 | 3 | 292 | 10 | 304.2279 | 165.71 | 299.1589 | 431.0668 | 378.3129 | 342.162 | 273.4706 | 277.098 | 171.6157 | 359.7676 | 413.8448 | 423.9586 | 234.4383 | 365.359 | 281.5505 | 381.7977 | 408.4978 | 452.4422 | 434.9894 | 406.8359
6988 | 4 | 292 | 10 | 302.4278 | 158.6499 | 304.8743 | 430.7856 | 387.5613 | 350.8197 | 272.8064 | 276.7612 | 173.9262 | 375.6176 | 394.4044 | 453.5678 | 241.6508 | 371.0343 | 290.9547 | 384.2728 | 408.2296 | 450.4002 | 428.4639 | 424.4569
6989 | 5 | 292 | 10 | 297.368 | 151.8695 | 305.7253 | 458.5501 | 364.6271 | 335.8708 | 274.0842 | 279.3131 | 171.6073 | 374.9481 | 402.6608 | 458.0111 | 222.6848 | 351.8474 | 291.1283 | 386.0851 | 372.3393 | 464.0718 | 417.3023 | 432.2578
6990 | 6 | 292 | 10 | 284.3135 | 104.5258 | 294.2494 | 396.9653 | 258.5323 | 259.0586 | 264.0891 | 264.1721 | 153.5964 | 346.2465 | 380.6205 | 411.5412 | 218.41 | 281.4383 | 272.8663 | 335.408 | 269.9148 | 466.955 | 374.8112 | 394.1722
6991 | 7 | 292 | 10 | 253.0337 | 107.0866 | 245.1371 | 339.9499 | 212.809 | 182.4061 | 245.0224 | 237.5605 | 128.4112 | 268.7317 | 324.5407 | 284.6902 | 211.5105 | 220.4165 | 226.1054 | 292.59 | 232.126 | 341.1837 | 351.0508 | 286.0729
6992 | 8 | 292 | 10 | 227.0817 | 110.8948 | 236.2484 | 318.1691 | 207.2424 | 178.7109 | 241.3197 | 226.3563 | 119.3021 | 235.7305 | 305.8428 | 247.5565 | 214.2897 | 207.7064 | 205.3646 | 278.021 | 218.8965 | 287.5594 | 347.303 | 239.5125
6993 | 9 | 292 | 10 | 226.981 | 112.5148 | 238.5536 | 319.3432 | 205.5631 | 180.6545 | 244.6845 | 228.7276 | 116.8706 | 225.426 | 301.7038 | 235.908 | 208.4143 | 217.5846 | 202.558 | 277.0701 | 220.3321 | 276.1567 | 343.3891 | 228.1912
6994 | 10 | 292 | 10 | 231.74 | 107.7653 | 235.5869 | 326.0107 | 205.6634 | 174.0029 | 242.5286 | 229.6629 | 112.3928 | 224.139 | 298.5054 | 235.259 | 218.1924 | 220.1649 | 201.5872 | 275.6735 | 223.2567 | 271.4461 | 344.9136 | 221.7962
6995 | 11 | 292 | 10 | 232.8816 | 109.0344 | 237.7978 | 329.3449 | 203.8154 | 168.274 | 243.6998 | 227.2958 | 109.7508 | 222.1367 | 295.1145 | 234.0478 | 217.2451 | 219.3984 | 199.5303 | 278.4372 | 222.1017 | 268.4134 | 343.921 | 219.1995
6996 | 12 | 292 | 10 | 232.3051 | 107.8805 | 235.5471 | 333.2781 | 201.2031 | 167.3047 | 243.0843 | 222.4524 | 109.5308 | 222.6825 | 293.9446 | 233.3766 | 209.9041 | 219.4024 | 200.3095 | 279.1278 | 221.9901 | 273.593 | 340.3865 | 219.0568
6997 | 13 | 292 | 10 | 230.6763 | 108.3639 | 240.3893 | 340.7297 | 200.3911 | 172.5237 | 242.236 | 219.5733 | 114.4096 | 226.1863 | 295.1731 | 233.9249 | 207.7774 | 215.2743 | 202.2736 | 280.1739 | 218.986 | 282.9309 | 341.6368 | 227.6266
6998 | 14 | 292 | 10 | 230.2153 | 107.7136 | 237.8297 | 350.9031 | 207.8557 | 177.4157 | 244.099 | 220.4846 | 118.3895 | 228.3281 | 295.7237 | 236.899 | 202.055 | 215.9534 | 202.1252 | 283.2933 | 227.5365 | 295.197 | 344.6766 | 237.3248
6999 | 15 | 292 | 10 | 238.8514 | 107.0998 | 238.4097 | 354.4119 | 255.3272 | 196.8686 | 259.9353 | 231.9662 | 133.5932 | 244.3198 | 300.6102 | 246.7456 | 218.5046 | 235.2376 | 207.2886 | 299.8505 | 264.2446 | 302.7885 | 355.4682 | 250.916
7000 | 16 | 292 | 10 | 275.1985 | 130.3859 | 258.945 | 383.6762 | 351.9911 | 276.3908 | 284.1784 | 263.1075 | 165.9025 | 306.9575 | 340.8693 | 304.7168 | 222.9495 | 294.751 | 247.1277 | 338.9036 | 352.4184 | 353.8489 | 388.4323 | 331.9238
7001 | 17 | 292 | 10 | 290.3499 | 132.9882 | 342.0626 | 438.2503 | 377.4101 | 336.8915 | 295.2591 | 276.6392 | 184.8213 | 369.5458 | 379.8334 | 419.3065 | 230.1068 | 361.8463 | 318.5303 | 390.6438 | 392.5018 | 441.2007 | 402.8817 | 396.9163
7002 | 18 | 292 | 10 | 293.1534 | 132.4095 | 341.5194 | 444.5724 | 375.6288 | 339.9197 | 299.5219 | 276.0644 | 183.4379 | 380.8356 | 384.3966 | 437.5209 | 234.1258 | 352.7604 | 325.6635 | 394.6116 | 386.4259 | 470.5638 | 399.1311 | 413.2076
7003 | 19 | 292 | 10 | 288.6772 | 132.9681 | 324.5233 | 440.443 | 372.8892 | 344.9343 | 293.6361 | 275.7389 | 175.9692 | 375.869 | 387.4881 | 433.1318 | 234.295 | 352.312 | 298.226 | 385.5175 | 375.789 | 466.8785 | 399.7098 | 403.0255
7004 | 20 | 292 | 10 | 288.4999 | 132.2093 | 311.6177 | 433.1753 | 389.7896 | 342.9505 | 290.6772 | 275.3063 | 183.261 | 372.8913 | 388.7815 | 423.6231 | 233.2848 | 360.349 | 279.4051 | 384.4635 | 399.8595 | 463.1155 | 408.7811 | 404.3243
7005 | 21 | 292 | 10 | 286.209 | 138.6757 | 305.9302 | 435.7101 | 389.8817 | 351.8254 | 285.7003 | 275.8579 | 173.0428 | 375.6394 | 389.0136 | 455.817 | 232.739 | 382.723 | 279.8436 | 394.1583 | 423.2175 | 467.5328 | 423.7078 | 432.4228
7006 | 22 | 292 | 10 | 286.6453 | 142.0298 | 300.034 | 439.232 | 374.4149 | 343.8901 | 280.8804 | 275.0652 | 174.3912 | 369.651 | 387.0415 | 455.501 | 227.7562 | 379.5362 | 271.7462 | 396.8914 | 422.9674 | 465.5221 | 423.6995 | 438.5619
7007 | 23 | 292 | 10 | 291.3851 | 147.9732 | 297.4904 | 481.8323 | 367.0354 | 336.3113 | 275.6015 | 275.897 | 173.026 | 361.346 | 406.7672 | 441.0311 | 230.3425 | 353.263 | 274.9612 | 389.439 | 395.3595 | 472.614 | 421.9266 | 420.3109
7008 | 0 | 293 | 10 | 295.6371 | 152.0613 | 294.2838 | 437.5226 | 358.5475 | 323.3907 | 273.5415 | 275.6159 | 170.8402 | 354.9391 | 417.3606 | 424.9197 | 235.4107 | 351.3332 | 271.4395 | 388.791 | 386.1539 | 451.2717 | 422.7445 | 410.1171
7009 | 1 | 293 | 10 | 298.9862 | 159.752 | 294.2727 | 429.7164 | 358.9123 | 321.8441 | 272.0654 | 276.0303 | 169.7888 | 352.413 | 407.6715 | 418.3752 | 234.7435 | 347.8678 | 281.0648 | 388.9857 | 382.6696 | 449.7968 | 422.3603 | 403.102
7010 | 2 | 293 | 10 | 301.0275 | 169.0368 | 295.6008 | 429.9068 | 363.9391 | 326.8311 | 271.6484 | 277.341 | 171.8925 | 353.8753 | 418.7739 | 416.385 | 235.0763 | 349.358 | 276.5721 | 384.5582 | 386.0709 | 449.8635 | 424.2669 | 402.9983
7011 | 3 | 293 | 10 | 304.2279 | 165.71 | 299.1589 | 431.0668 | 378.3129 | 342.162 | 273.4706 | 277.098 | 171.6157 | 359.7676 | 413.8448 | 423.9586 | 234.4383 | 365.359 | 281.5505 | 381.7977 | 408.4978 | 452.4422 | 434.9894 | 406.8359
7012 | 4 | 293 | 10 | 302.4278 | 158.6499 | 304.8743 | 430.7856 | 387.5613 | 350.8197 | 272.8064 | 276.7612 | 173.9262 | 375.6176 | 394.4044 | 453.5678 | 241.6508 | 371.0343 | 290.9547 | 384.2728 | 408.2296 | 450.4002 | 428.4639 | 424.4569
7013 | 5 | 293 | 10 | 297.368 | 151.8695 | 305.7253 | 458.5501 | 364.6271 | 335.8708 | 274.0842 | 279.3131 | 171.6073 | 374.9481 | 402.6608 | 458.0111 | 222.6848 | 351.8474 | 291.1283 | 386.0851 | 372.3393 | 464.0718 | 417.3023 | 432.2578
7014 | 6 | 293 | 10 | 284.3135 | 104.5258 | 294.2494 | 396.9653 | 258.5323 | 259.0586 | 264.0891 | 264.1721 | 153.5964 | 346.2465 | 380.6205 | 411.5412 | 218.41 | 281.4383 | 272.8663 | 335.408 | 269.9148 | 466.955 | 374.8112 | 394.1722
7015 | 7 | 293 | 10 | 253.0337 | 107.0866 | 245.1371 | 339.9499 | 212.809 | 182.4061 | 245.0224 | 237.5605 | 128.4112 | 268.7317 | 324.5407 | 284.6902 | 211.5105 | 220.4165 | 226.1054 | 292.59 | 232.126 | 341.1837 | 351.0508 | 286.0729
7016 | 8 | 293 | 10 | 227.0817 | 110.8948 | 236.2484 | 318.1691 | 207.2424 | 178.7109 | 241.3197 | 226.3563 | 119.3021 | 235.7305 | 305.8428 | 247.5565 | 214.2897 | 207.7064 | 205.3646 | 278.021 | 218.8965 | 287.5594 | 347.303 | 239.5125
7017 | 9 | 293 | 10 | 226.981 | 112.5148 | 238.5536 | 319.3432 | 205.5631 | 180.6545 | 244.6845 | 228.7276 | 116.8706 | 225.426 | 301.7038 | 235.908 | 208.4143 | 217.5846 | 202.558 | 277.0701 | 220.3321 | 276.1567 | 343.3891 | 228.1912
7018 | 10 | 293 | 10 | 231.74 | 107.7653 | 235.5869 | 326.0107 | 205.6634 | 174.0029 | 242.5286 | 229.6629 | 112.3928 | 224.139 | 298.5054 | 235.259 | 218.1924 | 220.1649 | 201.5872 | 275.6735 | 223.2567 | 271.4461 | 344.9136 | 221.7962
7019 | 11 | 293 | 10 | 232.8816 | 109.0344 | 237.7978 | 329.3449 | 203.8154 | 168.274 | 243.6998 | 227.2958 | 109.7508 | 222.1367 | 295.1145 | 234.0478 | 217.2451 | 219.3984 | 199.5303 | 278.4372 | 222.1017 | 268.4134 | 343.921 | 219.1995
7020 | 12 | 293 | 10 | 232.3051 | 107.8805 | 235.5471 | 333.2781 | 201.2031 | 167.3047 | 243.0843 | 222.4524 | 109.5308 | 222.6825 | 293.9446 | 233.3766 | 209.9041 | 219.4024 | 200.3095 | 279.1278 | 221.9901 | 273.593 | 340.3865 | 219.0568
7021 | 13 | 293 | 10 | 230.6763 | 108.3639 | 240.3893 | 340.7297 | 200.3911 | 172.5237 | 242.236 | 219.5733 | 114.4096 | 226.1863 | 295.1731 | 233.9249 | 207.7774 | 215.2743 | 202.2736 | 280.1739 | 218.986 | 282.9309 | 341.6368 | 227.6266
7022 | 14 | 293 | 10 | 230.2153 | 107.7136 | 237.8297 | 350.9031 | 207.8557 | 177.4157 | 244.099 | 220.4846 | 118.3895 | 228.3281 | 295.7237 | 236.899 | 202.055 | 215.9534 | 202.1252 | 283.2933 | 227.5365 | 295.197 | 344.6766 | 237.3248
7023 | 15 | 293 | 10 | 238.8514 | 107.0998 | 238.4097 | 354.4119 | 255.3272 | 196.8686 | 259.9353 | 231.9662 | 133.5932 | 244.3198 | 300.6102 | 246.7456 | 218.5046 | 235.2376 | 207.2886 | 299.8505 | 264.2446 | 302.7885 | 355.4682 | 250.916
7024 | 16 | 293 | 10 | 275.1985 | 130.3859 | 258.945 | 383.6762 | 351.9911 | 276.3908 | 284.1784 | 263.1075 | 165.9025 | 306.9575 | 340.8693 | 304.7168 | 222.9495 | 294.751 | 247.1277 | 338.9036 | 352.4184 | 353.8489 | 388.4323 | 331.9238
7025 | 17 | 293 | 10 | 290.3499 | 132.9882 | 342.0626 | 438.2503 | 377.4101 | 336.8915 | 295.2591 | 276.6392 | 184.8213 | 369.5458 | 379.8334 | 419.3065 | 230.1068 | 361.8463 | 318.5303 | 390.6438 | 392.5018 | 441.2007 | 402.8817 | 396.9163
7026 | 18 | 293 | 10 | 293.1534 | 132.4095 | 341.5194 | 444.5724 | 375.6288 | 339.9197 | 299.5219 | 276.0644 | 183.4379 | 380.8356 | 384.3966 | 437.5209 | 234.1258 | 352.7604 | 325.6635 | 394.6116 | 386.4259 | 470.5638 | 399.1311 | 413.2076
7027 | 19 | 293 | 10 | 288.6772 | 132.9681 | 324.5233 | 440.443 | 372.8892 | 344.9343 | 293.6361 | 275.7389 | 175.9692 | 375.869 | 387.4881 | 433.1318 | 234.295 | 352.312 | 298.226 | 385.5175 | 375.789 | 466.8785 | 399.7098 | 403.0255
7028 | 20 | 293 | 10 | 288.4999 | 132.2093 | 311.6177 | 433.1753 | 389.7896 | 342.9505 | 290.6772 | 275.3063 | 183.261 | 372.8913 | 388.7815 | 423.6231 | 233.2848 | 360.349 | 279.4051 | 384.4635 | 399.8595 | 463.1155 | 408.7811 | 404.3243
7029 | 21 | 293 | 10 | 286.209 | 138.6757 | 305.9302 | 435.7101 | 389.8817 | 351.8254 | 285.7003 | 275.8579 | 173.0428 | 375.6394 | 389.0136 | 455.817 | 232.739 | 382.723 | 279.8436 | 394.1583 | 423.2175 | 467.5328 | 423.7078 | 432.4228
7030 | 22 | 293 | 10 | 286.6453 | 142.0298 | 300.034 | 439.232 | 374.4149 | 343.8901 | 280.8804 | 275.0652 | 174.3912 | 369.651 | 387.0415 | 455.501 | 227.7562 | 379.5362 | 271.7462 | 396.8914 | 422.9674 | 465.5221 | 423.6995 | 438.5619
7031 | 23 | 293 | 10 | 291.3851 | 147.9732 | 297.4904 | 481.8323 | 367.0354 | 336.3113 | 275.6015 | 275.897 | 173.026 | 361.346 | 406.7672 | 441.0311 | 230.3425 | 353.263 | 274.9612 | 389.439 | 395.3595 | 472.614 | 421.9266 | 420.3109
7032 | 0 | 294 | 10 | 295.6371 | 152.0613 | 294.2838 | 437.5226 | 358.5475 | 323.3907 | 273.5415 | 275.6159 | 170.8402 | 354.9391 | 417.3606 | 424.9197 | 235.4107 | 351.3332 | 271.4395 | 388.791 | 386.1539 | 451.2717 | 422.7445 | 410.1171
7033 | 1 | 294 | 10 | 298.9862 | 159.752 | 294.2727 | 429.7164 | 358.9123 | 321.8441 | 272.0654 | 276.0303 | 169.7888 | 352.413 | 407.6715 | 418.3752 | 234.7435 | 347.8678 | 281.0648 | 388.9857 | 382.6696 | 449.7968 | 422.3603 | 403.102
7034 | 2 | 294 | 10 | 301.0275 | 169.0368 | 295.6008 | 429.9068 | 363.9391 | 326.8311 | 271.6484 | 277.341 | 171.8925 | 353.8753 | 418.7739 | 416.385 | 235.0763 | 349.358 | 276.5721 | 384.5582 | 386.0709 | 449.8635 | 424.2669 | 402.9983
7035 | 3 | 294 | 10 | 304.2279 | 165.71 | 299.1589 | 431.0668 | 378.3129 | 342.162 | 273.4706 | 277.098 | 171.6157 | 359.7676 | 413.8448 | 423.9586 | 234.4383 | 365.359 | 281.5505 | 381.7977 | 408.4978 | 452.4422 | 434.9894 | 406.8359
7036 | 4 | 294 | 10 | 302.4278 | 158.6499 | 304.8743 | 430.7856 | 387.5613 | 350.8197 | 272.8064 | 276.7612 | 173.9262 | 375.6176 | 394.4044 | 453.5678 | 241.6508 | 371.0343 | 290.9547 | 384.2728 | 408.2296 | 450.4002 | 428.4639 | 424.4569
7037 | 5 | 294 | 10 | 297.368 | 151.8695 | 305.7253 | 458.5501 | 364.6271 | 335.8708 | 274.0842 | 279.3131 | 171.6073 | 374.9481 | 402.6608 | 458.0111 | 222.6848 | 351.8474 | 291.1283 | 386.0851 | 372.3393 | 464.0718 | 417.3023 | 432.2578
7038 | 6 | 294 | 10 | 284.3135 | 104.5258 | 294.2494 | 396.9653 | 258.5323 | 259.0586 | 264.0891 | 264.1721 | 153.5964 | 346.2465 | 380.6205 | 411.5412 | 218.41 | 281.4383 | 272.8663 | 335.408 | 269.9148 | 466.955 | 374.8112 | 394.1722
7039 | 7 | 294 | 10 | 253.0337 | 107.0866 | 245.1371 | 339.9499 | 212.809 | 182.4061 | 245.0224 | 237.5605 | 128.4112 | 268.7317 | 324.5407 | 284.6902 | 211.5105 | 220.4165 | 226.1054 | 292.59 | 232.126 | 341.1837 | 351.0508 | 286.0729
7040 | 8 | 294 | 10 | 227.0817 | 110.8948 | 236.2484 | 318.1691 | 207.2424 | 178.7109 | 241.3197 | 226.3563 | 119.3021 | 235.7305 | 305.8428 | 247.5565 | 214.2897 | 207.7064 | 205.3646 | 278.021 | 218.8965 | 287.5594 | 347.303 | 239.5125
7041 | 9 | 294 | 10 | 226.981 | 112.5148 | 238.5536 | 319.3432 | 205.5631 | 180.6545 | 244.6845 | 228.7276 | 116.8706 | 225.426 | 301.7038 | 235.908 | 208.4143 | 217.5846 | 202.558 | 277.0701 | 220.3321 | 276.1567 | 343.3891 | 228.1912
7042 | 10 | 294 | 10 | 231.74 | 107.7653 | 235.5869 | 326.0107 | 205.6634 | 174.0029 | 242.5286 | 229.6629 | 112.3928 | 224.139 | 298.5054 | 235.259 | 218.1924 | 220.1649 | 201.5872 | 275.6735 | 223.2567 | 271.4461 | 344.9136 | 221.7962
7043 | 11 | 294 | 10 | 232.8816 | 109.0344 | 237.7978 | 329.3449 | 203.8154 | 168.274 | 243.6998 | 227.2958 | 109.7508 | 222.1367 | 295.1145 | 234.0478 | 217.2451 | 219.3984 | 199.5303 | 278.4372 | 222.1017 | 268.4134 | 343.921 | 219.1995
7044 | 12 | 294 | 10 | 232.3051 | 107.8805 | 235.5471 | 333.2781 | 201.2031 | 167.3047 | 243.0843 | 222.4524 | 109.5308 | 222.6825 | 293.9446 | 233.3766 | 209.9041 | 219.4024 | 200.3095 | 279.1278 | 221.9901 | 273.593 | 340.3865 | 219.0568
7045 | 13 | 294 | 10 | 230.6763 | 108.3639 | 240.3893 | 340.7297 | 200.3911 | 172.5237 | 242.236 | 219.5733 | 114.4096 | 226.1863 | 295.1731 | 233.9249 | 207.7774 | 215.2743 | 202.2736 | 280.1739 | 218.986 | 282.9309 | 341.6368 | 227.6266
7046 | 14 | 294 | 10 | 230.2153 | 107.7136 | 237.8297 | 350.9031 | 207.8557 | 177.4157 | 244.099 | 220.4846 | 118.3895 | 228.3281 | 295.7237 | 236.899 | 202.055 | 215.9534 | 202.1252 | 283.2933 | 227.5365 | 295.197 | 344.6766 | 237.3248
7047 | 15 | 294 | 10 | 238.8514 | 107.0998 | 238.4097 | 354.4119 | 255.3272 | 196.8686 | 259.9353 | 231.9662 | 133.5932 | 244.3198 | 300.6102 | 246.7456 | 218.5046 | 235.2376 | 207.2886 | 299.8505 | 264.2446 | 302.7885 | 355.4682 | 250.916
7048 | 16 | 294 | 10 | 275.1985 | 130.3859 | 258.945 | 383.6762 | 351.9911 | 276.3908 | 284.1784 | 263.1075 | 165.9025 | 306.9575 | 340.8693 | 304.7168 | 222.9495 | 294.751 | 247.1277 | 338.9036 | 352.4184 | 353.8489 | 388.4323 | 331.9238
7049 | 17 | 294 | 10 | 290.3499 | 132.9882 | 342.0626 | 438.2503 | 377.4101 | 336.8915 | 295.2591 | 276.6392 | 184.8213 | 369.5458 | 379.8334 | 419.3065 | 230.1068 | 361.8463 | 318.5303 | 390.6438 | 392.5018 | 441.2007 | 402.8817 | 396.9163
7050 | 18 | 294 | 10 | 293.1534 | 132.4095 | 341.5194 | 444.5724 | 375.6288 | 339.9197 | 299.5219 | 276.0644 | 183.4379 | 380.8356 | 384.3966 | 437.5209 | 234.1258 | 352.7604 | 325.6635 | 394.6116 | 386.4259 | 470.5638 | 399.1311 | 413.2076
7051 | 19 | 294 | 10 | 288.6772 | 132.9681 | 324.5233 | 440.443 | 372.8892 | 344.9343 | 293.6361 | 275.7389 | 175.9692 | 375.869 | 387.4881 | 433.1318 | 234.295 | 352.312 | 298.226 | 385.5175 | 375.789 | 466.8785 | 399.7098 | 403.0255
7052 | 20 | 294 | 10 | 288.4999 | 132.2093 | 311.6177 | 433.1753 | 389.7896 | 342.9505 | 290.6772 | 275.3063 | 183.261 | 372.8913 | 388.7815 | 423.6231 | 233.2848 | 360.349 | 279.4051 | 384.4635 | 399.8595 | 463.1155 | 408.7811 | 404.3243
7053 | 21 | 294 | 10 | 286.209 | 138.6757 | 305.9302 | 435.7101 | 389.8817 | 351.8254 | 285.7003 | 275.8579 | 173.0428 | 375.6394 | 389.0136 | 455.817 | 232.739 | 382.723 | 279.8436 | 394.1583 | 423.2175 | 467.5328 | 423.7078 | 432.4228
7054 | 22 | 294 | 10 | 286.6453 | 142.0298 | 300.034 | 439.232 | 374.4149 | 343.8901 | 280.8804 | 275.0652 | 174.3912 | 369.651 | 387.0415 | 455.501 | 227.7562 | 379.5362 | 271.7462 | 396.8914 | 422.9674 | 465.5221 | 423.6995 | 438.5619
7055 | 23 | 294 | 10 | 291.3851 | 147.9732 | 297.4904 | 481.8323 | 367.0354 | 336.3113 | 275.6015 | 275.897 | 173.026 | 361.346 | 406.7672 | 441.0311 | 230.3425 | 353.263 | 274.9612 | 389.439 | 395.3595 | 472.614 | 421.9266 | 420.3109
7056 | 0 | 295 | 10 | 295.6371 | 152.0613 | 294.2838 | 437.5226 | 358.5475 | 323.3907 | 273.5415 | 275.6159 | 170.8402 | 354.9391 | 417.3606 | 424.9197 | 235.4107 | 351.3332 | 271.4395 | 388.791 | 386.1539 | 451.2717 | 422.7445 | 410.1171
7057 | 1 | 295 | 10 | 298.9862 | 159.752 | 294.2727 | 429.7164 | 358.9123 | 321.8441 | 272.0654 | 276.0303 | 169.7888 | 352.413 | 407.6715 | 418.3752 | 234.7435 | 347.8678 | 281.0648 | 388.9857 | 382.6696 | 449.7968 | 422.3603 | 403.102
7058 | 2 | 295 | 10 | 301.0275 | 169.0368 | 295.6008 | 429.9068 | 363.9391 | 326.8311 | 271.6484 | 277.341 | 171.8925 | 353.8753 | 418.7739 | 416.385 | 235.0763 | 349.358 | 276.5721 | 384.5582 | 386.0709 | 449.8635 | 424.2669 | 402.9983
7059 | 3 | 295 | 10 | 304.2279 | 165.71 | 299.1589 | 431.0668 | 378.3129 | 342.162 | 273.4706 | 277.098 | 171.6157 | 359.7676 | 413.8448 | 423.9586 | 234.4383 | 365.359 | 281.5505 | 381.7977 | 408.4978 | 452.4422 | 434.9894 | 406.8359
7060 | 4 | 295 | 10 | 302.4278 | 158.6499 | 304.8743 | 430.7856 | 387.5613 | 350.8197 | 272.8064 | 276.7612 | 173.9262 | 375.6176 | 394.4044 | 453.5678 | 241.6508 | 371.0343 | 290.9547 | 384.2728 | 408.2296 | 450.4002 | 428.4639 | 424.4569
7061 | 5 | 295 | 10 | 297.368 | 151.8695 | 305.7253 | 458.5501 | 364.6271 | 335.8708 | 274.0842 | 279.3131 | 171.6073 | 374.9481 | 402.6608 | 458.0111 | 222.6848 | 351.8474 | 291.1283 | 386.0851 | 372.3393 | 464.0718 | 417.3023 | 432.2578
7062 | 6 | 295 | 10 | 284.3135 | 104.5258 | 294.2494 | 396.9653 | 258.5323 | 259.0586 | 264.0891 | 264.1721 | 153.5964 | 346.2465 | 380.6205 | 411.5412 | 218.41 | 281.4383 | 272.8663 | 335.408 | 269.9148 | 466.955 | 374.8112 | 394.1722
7063 | 7 | 295 | 10 | 253.0337 | 107.0866 | 245.1371 | 339.9499 | 212.809 | 182.4061 | 245.0224 | 237.5605 | 128.4112 | 268.7317 | 324.5407 | 284.6902 | 211.5105 | 220.4165 | 226.1054 | 292.59 | 232.126 | 341.1837 | 351.0508 | 286.0729
7064 | 8 | 295 | 10 | 227.0817 | 110.8948 | 236.2484 | 318.1691 | 207.2424 | 178.7109 | 241.3197 | 226.3563 | 119.3021 | 235.7305 | 305.8428 | 247.5565 | 214.2897 | 207.7064 | 205.3646 | 278.021 | 218.8965 | 287.5594 | 347.303 | 239.5125
7065 | 9 | 295 | 10 | 226.981 | 112.5148 | 238.5536 | 319.3432 | 205.5631 | 180.6545 | 244.6845 | 228.7276 | 116.8706 | 225.426 | 301.7038 | 235.908 | 208.4143 | 217.5846 | 202.558 | 277.0701 | 220.3321 | 276.1567 | 343.3891 | 228.1912
7066 | 10 | 295 | 10 | 231.74 | 107.7653 | 235.5869 | 326.0107 | 205.6634 | 174.0029 | 242.5286 | 229.6629 | 112.3928 | 224.139 | 298.5054 | 235.259 | 218.1924 | 220.1649 | 201.5872 | 275.6735 | 223.2567 | 271.4461 | 344.9136 | 221.7962
7067 | 11 | 295 | 10 | 232.8816 | 109.0344 | 237.7978 | 329.3449 | 203.8154 | 168.274 | 243.6998 | 227.2958 | 109.7508 | 222.1367 | 295.1145 | 234.0478 | 217.2451 | 219.3984 | 199.5303 | 278.4372 | 222.1017 | 268.4134 | 343.921 | 219.1995
7068 | 12 | 295 | 10 | 232.3051 | 107.8805 | 235.5471 | 333.2781 | 201.2031 | 167.3047 | 243.0843 | 222.4524 | 109.5308 | 222.6825 | 293.9446 | 233.3766 | 209.9041 | 219.4024 | 200.3095 | 279.1278 | 221.9901 | 273.593 | 340.3865 | 219.0568
7069 | 13 | 295 | 10 | 230.6763 | 108.3639 | 240.3893 | 340.7297 | 200.3911 | 172.5237 | 242.236 | 219.5733 | 114.4096 | 226.1863 | 295.1731 | 233.9249 | 207.7774 | 215.2743 | 202.2736 | 280.1739 | 218.986 | 282.9309 | 341.6368 | 227.6266
7070 | 14 | 295 | 10 | 230.2153 | 107.7136 | 237.8297 | 350.9031 | 207.8557 | 177.4157 | 244.099 | 220.4846 | 118.3895 | 228.3281 | 295.7237 | 236.899 | 202.055 | 215.9534 | 202.1252 | 283.2933 | 227.5365 | 295.197 | 344.6766 | 237.3248
7071 | 15 | 295 | 10 | 238.8514 | 107.0998 | 238.4097 | 354.4119 | 255.3272 | 196.8686 | 259.9353 | 231.9662 | 133.5932 | 244.3198 | 300.6102 | 246.7456 | 218.5046 | 235.2376 | 207.2886 | 299.8505 | 264.2446 | 302.7885 | 355.4682 | 250.916
7072 | 16 | 295 | 10 | 275.1985 | 130.3859 | 258.945 | 383.6762 | 351.9911 | 276.3908 | 284.1784 | 263.1075 | 165.9025 | 306.9575 | 340.8693 | 304.7168 | 222.9495 | 294.751 | 247.1277 | 338.9036 | 352.4184 | 353.8489 | 388.4323 | 331.9238
7073 | 17 | 295 | 10 | 290.3499 | 132.9882 | 342.0626 | 438.2503 | 377.4101 | 336.8915 | 295.2591 | 276.6392 | 184.8213 | 369.5458 | 379.8334 | 419.3065 | 230.1068 | 361.8463 | 318.5303 | 390.6438 | 392.5018 | 441.2007 | 402.8817 | 396.9163
7074 | 18 | 295 | 10 | 293.1534 | 132.4095 | 341.5194 | 444.5724 | 375.6288 | 339.9197 | 299.5219 | 276.0644 | 183.4379 | 380.8356 | 384.3966 | 437.5209 | 234.1258 | 352.7604 | 325.6635 | 394.6116 | 386.4259 | 470.5638 | 399.1311 | 413.2076
7075 | 19 | 295 | 10 | 288.6772 | 132.9681 | 324.5233 | 440.443 | 372.8892 | 344.9343 | 293.6361 | 275.7389 | 175.9692 | 375.869 | 387.4881 | 433.1318 | 234.295 | 352.312 | 298.226 | 385.5175 | 375.789 | 466.8785 | 399.7098 | 403.0255
7076 | 20 | 295 | 10 | 288.4999 | 132.2093 | 311.6177 | 433.1753 | 389.7896 | 342.9505 | 290.6772 | 275.3063 | 183.261 | 372.8913 | 388.7815 | 423.6231 | 233.2848 | 360.349 | 279.4051 | 384.4635 | 399.8595 | 463.1155 | 408.7811 | 404.3243
7077 | 21 | 295 | 10 | 286.209 | 138.6757 | 305.9302 | 435.7101 | 389.8817 | 351.8254 | 285.7003 | 275.8579 | 173.0428 | 375.6394 | 389.0136 | 455.817 | 232.739 | 382.723 | 279.8436 | 394.1583 | 423.2175 | 467.5328 | 423.7078 | 432.4228
7078 | 22 | 295 | 10 | 286.6453 | 142.0298 | 300.034 | 439.232 | 374.4149 | 343.8901 | 280.8804 | 275.0652 | 174.3912 | 369.651 | 387.0415 | 455.501 | 227.7562 | 379.5362 | 271.7462 | 396.8914 | 422.9674 | 465.5221 | 423.6995 | 438.5619
7079 | 23 | 295 | 10 | 291.3851 | 147.9732 | 297.4904 | 481.8323 | 367.0354 | 336.3113 | 275.6015 | 275.897 | 173.026 | 361.346 | 406.7672 | 441.0311 | 230.3425 | 353.263 | 274.9612 | 389.439 | 395.3595 | 472.614 | 421.9266 | 420.3109
7080 | 0 | 296 | 10 | 295.6371 | 152.0613 | 294.2838 | 437.5226 | 358.5475 | 323.3907 | 273.5415 | 275.6159 | 170.8402 | 354.9391 | 417.3606 | 424.9197 | 235.4107 | 351.3332 | 271.4395 | 388.791 | 386.1539 | 451.2717 | 422.7445 | 410.1171
7081 | 1 | 296 | 10 | 298.9862 | 159.752 | 294.2727 | 429.7164 | 358.9123 | 321.8441 | 272.0654 | 276.0303 | 169.7888 | 352.413 | 407.6715 | 418.3752 | 234.7435 | 347.8678 | 281.0648 | 388.9857 | 382.6696 | 449.7968 | 422.3603 | 403.102
7082 | 2 | 296 | 10 | 301.0275 | 169.0368 | 295.6008 | 429.9068 | 363.9391 | 326.8311 | 271.6484 | 277.341 | 171.8925 | 353.8753 | 418.7739 | 416.385 | 235.0763 | 349.358 | 276.5721 | 384.5582 | 386.0709 | 449.8635 | 424.2669 | 402.9983
7083 | 3 | 296 | 10 | 304.2279 | 165.71 | 299.1589 | 431.0668 | 378.3129 | 342.162 | 273.4706 | 277.098 | 171.6157 | 359.7676 | 413.8448 | 423.9586 | 234.4383 | 365.359 | 281.5505 | 381.7977 | 408.4978 | 452.4422 | 434.9894 | 406.8359
7084 | 4 | 296 | 10 | 302.4278 | 158.6499 | 304.8743 | 430.7856 | 387.5613 | 350.8197 | 272.8064 | 276.7612 | 173.9262 | 375.6176 | 394.4044 | 453.5678 | 241.6508 | 371.0343 | 290.9547 | 384.2728 | 408.2296 | 450.4002 | 428.4639 | 424.4569
7085 | 5 | 296 | 10 | 297.368 | 151.8695 | 305.7253 | 458.5501 | 364.6271 | 335.8708 | 274.0842 | 279.3131 | 171.6073 | 374.9481 | 402.6608 | 458.0111 | 222.6848 | 351.8474 | 291.1283 | 386.0851 | 372.3393 | 464.0718 | 417.3023 | 432.2578
7086 | 6 | 296 | 10 | 284.3135 | 104.5258 | 294.2494 | 396.9653 | 258.5323 | 259.0586 | 264.0891 | 264.1721 | 153.5964 | 346.2465 | 380.6205 | 411.5412 | 218.41 | 281.4383 | 272.8663 | 335.408 | 269.9148 | 466.955 | 374.8112 | 394.1722
7087 | 7 | 296 | 10 | 253.0337 | 107.0866 | 245.1371 | 339.9499 | 212.809 | 182.4061 | 245.0224 | 237.5605 | 128.4112 | 268.7317 | 324.5407 | 284.6902 | 211.5105 | 220.4165 | 226.1054 | 292.59 | 232.126 | 341.1837 | 351.0508 | 286.0729
7088 | 8 | 296 | 10 | 227.0817 | 110.8948 | 236.2484 | 318.1691 | 207.2424 | 178.7109 | 241.3197 | 226.3563 | 119.3021 | 235.7305 | 305.8428 | 247.5565 | 214.2897 | 207.7064 | 205.3646 | 278.021 | 218.8965 | 287.5594 | 347.303 | 239.5125
7089 | 9 | 296 | 10 | 226.981 | 112.5148 | 238.5536 | 319.3432 | 205.5631 | 180.6545 | 244.6845 | 228.7276 | 116.8706 | 225.426 | 301.7038 | 235.908 | 208.4143 | 217.5846 | 202.558 | 277.0701 | 220.3321 | 276.1567 | 343.3891 | 228.1912
7090 | 10 | 296 | 10 | 231.74 | 107.7653 | 235.5869 | 326.0107 | 205.6634 | 174.0029 | 242.5286 | 229.6629 | 112.3928 | 224.139 | 298.5054 | 235.259 | 218.1924 | 220.1649 | 201.5872 | 275.6735 | 223.2567 | 271.4461 | 344.9136 | 221.7962
7091 | 11 | 296 | 10 | 232.8816 | 109.0344 | 237.7978 | 329.3449 | 203.8154 | 168.274 | 243.6998 | 227.2958 | 109.7508 | 222.1367 | 295.1145 | 234.0478 | 217.2451 | 219.3984 | 199.5303 | 278.4372 | 222.1017 | 268.4134 | 343.921 | 219.1995
7092 | 12 | 296 | 10 | 232.3051 | 107.8805 | 235.5471 | 333.2781 | 201.2031 | 167.3047 | 243.0843 | 222.4524 | 109.5308 | 222.6825 | 293.9446 | 233.3766 | 209.9041 | 219.4024 | 200.3095 | 279.1278 | 221.9901 | 273.593 | 340.3865 | 219.0568
7093 | 13 | 296 | 10 | 230.6763 | 108.3639 | 240.3893 | 340.7297 | 200.3911 | 172.5237 | 242.236 | 219.5733 | 114.4096 | 226.1863 | 295.1731 | 233.9249 | 207.7774 | 215.2743 | 202.2736 | 280.1739 | 218.986 | 282.9309 | 341.6368 | 227.6266
7094 | 14 | 296 | 10 | 230.2153 | 107.7136 | 237.8297 | 350.9031 | 207.8557 | 177.4157 | 244.099 | 220.4846 | 118.3895 | 228.3281 | 295.7237 | 236.899 | 202.055 | 215.9534 | 202.1252 | 283.2933 | 227.5365 | 295.197 | 344.6766 | 237.3248
7095 | 15 | 296 | 10 | 238.8514 | 107.0998 | 238.4097 | 354.4119 | 255.3272 | 196.8686 | 259.9353 | 231.9662 | 133.5932 | 244.3198 | 300.6102 | 246.7456 | 218.5046 | 235.2376 | 207.2886 | 299.8505 | 264.2446 | 302.7885 | 355.4682 | 250.916
7096 | 16 | 296 | 10 | 275.1985 | 130.3859 | 258.945 | 383.6762 | 351.9911 | 276.3908 | 284.1784 | 263.1075 | 165.9025 | 306.9575 | 340.8693 | 304.7168 | 222.9495 | 294.751 | 247.1277 | 338.9036 | 352.4184 | 353.8489 | 388.4323 | 331.9238
7097 | 17 | 296 | 10 | 290.3499 | 132.9882 | 342.0626 | 438.2503 | 377.4101 | 336.8915 | 295.2591 | 276.6392 | 184.8213 | 369.5458 | 379.8334 | 419.3065 | 230.1068 | 361.8463 | 318.5303 | 390.6438 | 392.5018 | 441.2007 | 402.8817 | 396.9163
7098 | 18 | 296 | 10 | 293.1534 | 132.4095 | 341.5194 | 444.5724 | 375.6288 | 339.9197 | 299.5219 | 276.0644 | 183.4379 | 380.8356 | 384.3966 | 437.5209 | 234.1258 | 352.7604 | 325.6635 | 394.6116 | 386.4259 | 470.5638 | 399.1311 | 413.2076
7099 | 19 | 296 | 10 | 288.6772 | 132.9681 | 324.5233 | 440.443 | 372.8892 | 344.9343 | 293.6361 | 275.7389 | 175.9692 | 375.869 | 387.4881 | 433.1318 | 234.295 | 352.312 | 298.226 | 385.5175 | 375.789 | 466.8785 | 399.7098 | 403.0255
7100 | 20 | 296 | 10 | 288.4999 | 132.2093 | 311.6177 | 433.1753 | 389.7896 | 342.9505 | 290.6772 | 275.3063 | 183.261 | 372.8913 | 388.7815 | 423.6231 | 233.2848 | 360.349 | 279.4051 | 384.4635 | 399.8595 | 463.1155 | 408.7811 | 404.3243
7101 | 21 | 296 | 10 | 286.209 | 138.6757 | 305.9302 | 435.7101 | 389.8817 | 351.8254 | 285.7003 | 275.8579 | 173.0428 | 375.6394 | 389.0136 | 455.817 | 232.739 | 382.723 | 279.8436 | 394.1583 | 423.2175 | 467.5328 | 423.7078 | 432.4228
7102 | 22 | 296 | 10 | 286.6453 | 142.0298 | 300.034 | 439.232 | 374.4149 | 343.8901 | 280.8804 | 275.0652 | 174.3912 | 369.651 | 387.0415 | 455.501 | 227.7562 | 379.5362 | 271.7462 | 396.8914 | 422.9674 | 465.5221 | 423.6995 | 438.5619
7103 | 23 | 296 | 10 | 291.3851 | 147.9732 | 297.4904 | 481.8323 | 367.0354 | 336.3113 | 275.6015 | 275.897 | 173.026 | 361.346 | 406.7672 | 441.0311 | 230.3425 | 353.263 | 274.9612 | 389.439 | 395.3595 | 472.614 | 421.9266 | 420.3109
7104 | 0 | 297 | 10 | 295.6371 | 152.0613 | 294.2838 | 437.5226 | 358.5475 | 323.3907 | 273.5415 | 275.6159 | 170.8402 | 354.9391 | 417.3606 | 424.9197 | 235.4107 | 351.3332 | 271.4395 | 388.791 | 386.1539 | 451.2717 | 422.7445 | 410.1171
7105 | 1 | 297 | 10 | 298.9862 | 159.752 | 294.2727 | 429.7164 | 358.9123 | 321.8441 | 272.0654 | 276.0303 | 169.7888 | 352.413 | 407.6715 | 418.3752 | 234.7435 | 347.8678 | 281.0648 | 388.9857 | 382.6696 | 449.7968 | 422.3603 | 403.102
7106 | 2 | 297 | 10 | 301.0275 | 169.0368 | 295.6008 | 429.9068 | 363.9391 | 326.8311 | 271.6484 | 277.341 | 171.8925 | 353.8753 | 418.7739 | 416.385 | 235.0763 | 349.358 | 276.5721 | 384.5582 | 386.0709 | 449.8635 | 424.2669 | 402.9983
7107 | 3 | 297 | 10 | 304.2279 | 165.71 | 299.1589 | 431.0668 | 378.3129 | 342.162 | 273.4706 | 277.098 | 171.6157 | 359.7676 | 413.8448 | 423.9586 | 234.4383 | 365.359 | 281.5505 | 381.7977 | 408.4978 | 452.4422 | 434.9894 | 406.8359
7108 | 4 | 297 | 10 | 302.4278 | 158.6499 | 304.8743 | 430.7856 | 387.5613 | 350.8197 | 272.8064 | 276.7612 | 173.9262 | 375.6176 | 394.4044 | 453.5678 | 241.6508 | 371.0343 | 290.9547 | 384.2728 | 408.2296 | 450.4002 | 428.4639 | 424.4569
7109 | 5 | 297 | 10 | 297.368 | 151.8695 | 305.7253 | 458.5501 | 364.6271 | 335.8708 | 274.0842 | 279.3131 | 171.6073 | 374.9481 | 402.6608 | 458.0111 | 222.6848 | 351.8474 | 291.1283 | 386.0851 | 372.3393 | 464.0718 | 417.3023 | 432.2578
7110 | 6 | 297 | 10 | 284.3135 | 104.5258 | 294.2494 | 396.9653 | 258.5323 | 259.0586 | 264.0891 | 264.1721 | 153.5964 | 346.2465 | 380.6205 | 411.5412 | 218.41 | 281.4383 | 272.8663 | 335.408 | 269.9148 | 466.955 | 374.8112 | 394.1722
7111 | 7 | 297 | 10 | 253.0337 | 107.0866 | 245.1371 | 339.9499 | 212.809 | 182.4061 | 245.0224 | 237.5605 | 128.4112 | 268.7317 | 324.5407 | 284.6902 | 211.5105 | 220.4165 | 226.1054 | 292.59 | 232.126 | 341.1837 | 351.0508 | 286.0729
7112 | 8 | 297 | 10 | 227.0817 | 110.8948 | 236.2484 | 318.1691 | 207.2424 | 178.7109 | 241.3197 | 226.3563 | 119.3021 | 235.7305 | 305.8428 | 247.5565 | 214.2897 | 207.7064 | 205.3646 | 278.021 | 218.8965 | 287.5594 | 347.303 | 239.5125
7113 | 9 | 297 | 10 | 226.981 | 112.5148 | 238.5536 | 319.3432 | 205.5631 | 180.6545 | 244.6845 | 228.7276 | 116.8706 | 225.426 | 301.7038 | 235.908 | 208.4143 | 217.5846 | 202.558 | 277.0701 | 220.3321 | 276.1567 | 343.3891 | 228.1912
7114 | 10 | 297 | 10 | 231.74 | 107.7653 | 235.5869 | 326.0107 | 205.6634 | 174.0029 | 242.5286 | 229.6629 | 112.3928 | 224.139 | 298.5054 | 235.259 | 218.1924 | 220.1649 | 201.5872 | 275.6735 | 223.2567 | 271.4461 | 344.9136 | 221.7962
7115 | 11 | 297 | 10 | 232.8816 | 109.0344 | 237.7978 | 329.3449 | 203.8154 | 168.274 | 243.6998 | 227.2958 | 109.7508 | 222.1367 | 295.1145 | 234.0478 | 217.2451 | 219.3984 | 199.5303 | 278.4372 | 222.1017 | 268.4134 | 343.921 | 219.1995
7116 | 12 | 297 | 10 | 232.3051 | 107.8805 | 235.5471 | 333.2781 | 201.2031 | 167.3047 | 243.0843 | 222.4524 | 109.5308 | 222.6825 | 293.9446 | 233.3766 | 209.9041 | 219.4024 | 200.3095 | 279.1278 | 221.9901 | 273.593 | 340.3865 | 219.0568
7117 | 13 | 297 | 10 | 230.6763 | 108.3639 | 240.3893 | 340.7297 | 200.3911 | 172.5237 | 242.236 | 219.5733 | 114.4096 | 226.1863 | 295.1731 | 233.9249 | 207.7774 | 215.2743 | 202.2736 | 280.1739 | 218.986 | 282.9309 | 341.6368 | 227.6266
7118 | 14 | 297 | 10 | 230.2153 | 107.7136 | 237.8297 | 350.9031 | 207.8557 | 177.4157 | 244.099 | 220.4846 | 118.3895 | 228.3281 | 295.7237 | 236.899 | 202.055 | 215.9534 | 202.1252 | 283.2933 | 227.5365 | 295.197 | 344.6766 | 237.3248
7119 | 15 | 297 | 10 | 238.8514 | 107.0998 | 238.4097 | 354.4119 | 255.3272 | 196.8686 | 259.9353 | 231.9662 | 133.5932 | 244.3198 | 300.6102 | 246.7456 | 218.5046 | 235.2376 | 207.2886 | 299.8505 | 264.2446 | 302.7885 | 355.4682 | 250.916
7120 | 16 | 297 | 10 | 275.1985 | 130.3859 | 258.945 | 383.6762 | 351.9911 | 276.3908 | 284.1784 | 263.1075 | 165.9025 | 306.9575 | 340.8693 | 304.7168 | 222.9495 | 294.751 | 247.1277 | 338.9036 | 352.4184 | 353.8489 | 388.4323 | 331.9238
7121 | 17 | 297 | 10 | 290.3499 | 132.9882 | 342.0626 | 438.2503 | 377.4101 | 336.8915 | 295.2591 | 276.6392 | 184.8213 | 369.5458 | 379.8334 | 419.3065 | 230.1068 | 361.8463 | 318.5303 | 390.6438 | 392.5018 | 441.2007 | 402.8817 | 396.9163
7122 | 18 | 297 | 10 | 293.1534 | 132.4095 | 341.5194 | 444.5724 | 375.6288 | 339.9197 | 299.5219 | 276.0644 | 183.4379 | 380.8356 | 384.3966 | 437.5209 | 234.1258 | 352.7604 | 325.6635 | 394.6116 | 386.4259 | 470.5638 | 399.1311 | 413.2076
7123 | 19 | 297 | 10 | 288.6772 | 132.9681 | 324.5233 | 440.443 | 372.8892 | 344.9343 | 293.6361 | 275.7389 | 175.9692 | 375.869 | 387.4881 | 433.1318 | 234.295 | 352.312 | 298.226 | 385.5175 | 375.789 | 466.8785 | 399.7098 | 403.0255
7124 | 20 | 297 | 10 | 288.4999 | 132.2093 | 311.6177 | 433.1753 | 389.7896 | 342.9505 | 290.6772 | 275.3063 | 183.261 | 372.8913 | 388.7815 | 423.6231 | 233.2848 | 360.349 | 279.4051 | 384.4635 | 399.8595 | 463.1155 | 408.7811 | 404.3243
7125 | 21 | 297 | 10 | 286.209 | 138.6757 | 305.9302 | 435.7101 | 389.8817 | 351.8254 | 285.7003 | 275.8579 | 173.0428 | 375.6394 | 389.0136 | 455.817 | 232.739 | 382.723 | 279.8436 | 394.1583 | 423.2175 | 467.5328 | 423.7078 | 432.4228
7126 | 22 | 297 | 10 | 286.6453 | 142.0298 | 300.034 | 439.232 | 374.4149 | 343.8901 | 280.8804 | 275.0652 | 174.3912 | 369.651 | 387.0415 | 455.501 | 227.7562 | 379.5362 | 271.7462 | 396.8914 | 422.9674 | 465.5221 | 423.6995 | 438.5619
7127 | 23 | 297 | 10 | 291.3851 | 147.9732 | 297.4904 | 481.8323 | 367.0354 | 336.3113 | 275.6015 | 275.897 | 173.026 | 361.346 | 406.7672 | 441.0311 | 230.3425 | 353.263 | 274.9612 | 389.439 | 395.3595 | 472.614 | 421.9266 | 420.3109
7128 | 0 | 298 | 10 | 295.6371 | 152.0613 | 294.2838 | 437.5226 | 358.5475 | 323.3907 | 273.5415 | 275.6159 | 170.8402 | 354.9391 | 417.3606 | 424.9197 | 235.4107 | 351.3332 | 271.4395 | 388.791 | 386.1539 | 451.2717 | 422.7445 | 410.1171
7129 | 1 | 298 | 10 | 298.9862 | 159.752 | 294.2727 | 429.7164 | 358.9123 | 321.8441 | 272.0654 | 276.0303 | 169.7888 | 352.413 | 407.6715 | 418.3752 | 234.7435 | 347.8678 | 281.0648 | 388.9857 | 382.6696 | 449.7968 | 422.3603 | 403.102
7130 | 2 | 298 | 10 | 301.0275 | 169.0368 | 295.6008 | 429.9068 | 363.9391 | 326.8311 | 271.6484 | 277.341 | 171.8925 | 353.8753 | 418.7739 | 416.385 | 235.0763 | 349.358 | 276.5721 | 384.5582 | 386.0709 | 449.8635 | 424.2669 | 402.9983
7131 | 3 | 298 | 10 | 304.2279 | 165.71 | 299.1589 | 431.0668 | 378.3129 | 342.162 | 273.4706 | 277.098 | 171.6157 | 359.7676 | 413.8448 | 423.9586 | 234.4383 | 365.359 | 281.5505 | 381.7977 | 408.4978 | 452.4422 | 434.9894 | 406.8359
7132 | 4 | 298 | 10 | 302.4278 | 158.6499 | 304.8743 | 430.7856 | 387.5613 | 350.8197 | 272.8064 | 276.7612 | 173.9262 | 375.6176 | 394.4044 | 453.5678 | 241.6508 | 371.0343 | 290.9547 | 384.2728 | 408.2296 | 450.4002 | 428.4639 | 424.4569
7133 | 5 | 298 | 10 | 297.368 | 151.8695 | 305.7253 | 458.5501 | 364.6271 | 335.8708 | 274.0842 | 279.3131 | 171.6073 | 374.9481 | 402.6608 | 458.0111 | 222.6848 | 351.8474 | 291.1283 | 386.0851 | 372.3393 | 464.0718 | 417.3023 | 432.2578
7134 | 6 | 298 | 10 | 284.3135 | 104.5258 | 294.2494 | 396.9653 | 258.5323 | 259.0586 | 264.0891 | 264.1721 | 153.5964 | 346.2465 | 380.6205 | 411.5412 | 218.41 | 281.4383 | 272.8663 | 335.408 | 269.9148 | 466.955 | 374.8112 | 394.1722
7135 | 7 | 298 | 10 | 253.0337 | 107.0866 | 245.1371 | 339.9499 | 212.809 | 182.4061 | 245.0224 | 237.5605 | 128.4112 | 268.7317 | 324.5407 | 284.6902 | 211.5105 | 220.4165 | 226.1054 | 292.59 | 232.126 | 341.1837 | 351.0508 | 286.0729
7136 | 8 | 298 | 10 | 227.0817 | 110.8948 | 236.2484 | 318.1691 | 207.2424 | 178.7109 | 241.3197 | 226.3563 | 119.3021 | 235.7305 | 305.8428 | 247.5565 | 214.2897 | 207.7064 | 205.3646 | 278.021 | 218.8965 | 287.5594 | 347.303 | 239.5125
7137 | 9 | 298 | 10 | 226.981 | 112.5148 | 238.5536 | 319.3432 | 205.5631 | 180.6545 | 244.6845 | 228.7276 | 116.8706 | 225.426 | 301.7038 | 235.908 | 208.4143 | 217.5846 | 202.558 | 277.0701 | 220.3321 | 276.1567 | 343.3891 | 228.1912
7138 | 10 | 298 | 10 | 231.74 | 107.7653 | 235.5869 | 326.0107 | 205.6634 | 174.0029 | 242.5286 | 229.6629 | 112.3928 | 224.139 | 298.5054 | 235.259 | 218.1924 | 220.1649 | 201.5872 | 275.6735 | 223.2567 | 271.4461 | 344.9136 | 221.7962
7139 | 11 | 298 | 10 | 232.8816 | 109.0344 | 237.7978 | 329.3449 | 203.8154 | 168.274 | 243.6998 | 227.2958 | 109.7508 | 222.1367 | 295.1145 | 234.0478 | 217.2451 | 219.3984 | 199.5303 | 278.4372 | 222.1017 | 268.4134 | 343.921 | 219.1995
7140 | 12 | 298 | 10 | 232.3051 | 107.8805 | 235.5471 | 333.2781 | 201.2031 | 167.3047 | 243.0843 | 222.4524 | 109.5308 | 222.6825 | 293.9446 | 233.3766 | 209.9041 | 219.4024 | 200.3095 | 279.1278 | 221.9901 | 273.593 | 340.3865 | 219.0568
7141 | 13 | 298 | 10 | 230.6763 | 108.3639 | 240.3893 | 340.7297 | 200.3911 | 172.5237 | 242.236 | 219.5733 | 114.4096 | 226.1863 | 295.1731 | 233.9249 | 207.7774 | 215.2743 | 202.2736 | 280.1739 | 218.986 | 282.9309 | 341.6368 | 227.6266
7142 | 14 | 298 | 10 | 230.2153 | 107.7136 | 237.8297 | 350.9031 | 207.8557 | 177.4157 | 244.099 | 220.4846 | 118.3895 | 228.3281 | 295.7237 | 236.899 | 202.055 | 215.9534 | 202.1252 | 283.2933 | 227.5365 | 295.197 | 344.6766 | 237.3248
7143 | 15 | 298 | 10 | 238.8514 | 107.0998 | 238.4097 | 354.4119 | 255.3272 | 196.8686 | 259.9353 | 231.9662 | 133.5932 | 244.3198 | 300.6102 | 246.7456 | 218.5046 | 235.2376 | 207.2886 | 299.8505 | 264.2446 | 302.7885 | 355.4682 | 250.916
7144 | 16 | 298 | 10 | 275.1985 | 130.3859 | 258.945 | 383.6762 | 351.9911 | 276.3908 | 284.1784 | 263.1075 | 165.9025 | 306.9575 | 340.8693 | 304.7168 | 222.9495 | 294.751 | 247.1277 | 338.9036 | 352.4184 | 353.8489 | 388.4323 | 331.9238
7145 | 17 | 298 | 10 | 290.3499 | 132.9882 | 342.0626 | 438.2503 | 377.4101 | 336.8915 | 295.2591 | 276.6392 | 184.8213 | 369.5458 | 379.8334 | 419.3065 | 230.1068 | 361.8463 | 318.5303 | 390.6438 | 392.5018 | 441.2007 | 402.8817 | 396.9163
7146 | 18 | 298 | 10 | 293.1534 | 132.4095 | 341.5194 | 444.5724 | 375.6288 | 339.9197 | 299.5219 | 276.0644 | 183.4379 | 380.8356 | 384.3966 | 437.5209 | 234.1258 | 352.7604 | 325.6635 | 394.6116 | 386.4259 | 470.5638 | 399.1311 | 413.2076
7147 | 19 | 298 | 10 | 288.6772 | 132.9681 | 324.5233 | 440.443 | 372.8892 | 344.9343 | 293.6361 | 275.7389 | 175.9692 | 375.869 | 387.4881 | 433.1318 | 234.295 | 352.312 | 298.226 | 385.5175 | 375.789 | 466.8785 | 399.7098 | 403.0255
7148 | 20 | 298 | 10 | 288.4999 | 132.2093 | 311.6177 | 433.1753 | 389.7896 | 342.9505 | 290.6772 | 275.3063 | 183.261 | 372.8913 | 388.7815 | 423.6231 | 233.2848 | 360.349 | 279.4051 | 384.4635 | 399.8595 | 463.1155 | 408.7811 | 404.3243
7149 | 21 | 298 | 10 | 286.209 | 138.6757 | 305.9302 | 435.7101 | 389.8817 | 351.8254 | 285.7003 | 275.8579 | 173.0428 | 375.6394 | 389.0136 | 455.817 | 232.739 | 382.723 | 279.8436 | 394.1583 | 423.2175 | 467.5328 | 423.7078 | 432.4228
7150 | 22 | 298 | 10 | 286.6453 | 142.0298 | 300.034 | 439.232 | 374.4149 | 343.8901 | 280.8804 | 275.0652 | 174.3912 | 369.651 | 387.0415 | 455.501 | 227.7562 | 379.5362 | 271.7462 | 396.8914 | 422.9674 | 465.5221 | 423.6995 | 438.5619
7151 | 23 | 298 | 10 | 291.3851 | 147.9732 | 297.4904 | 481.8323 | 367.0354 | 336.3113 | 275.6015 | 275.897 | 173.026 | 361.346 | 406.7672 | 441.0311 | 230.3425 | 353.263 | 274.9612 | 389.439 | 395.3595 | 472.614 | 421.9266 | 420.3109
7152 | 0 | 299 | 10 | 295.6371 | 152.0613 | 294.2838 | 437.5226 | 358.5475 | 323.3907 | 273.5415 | 275.6159 | 170.8402 | 354.9391 | 417.3606 | 424.9197 | 235.4107 | 351.3332 | 271.4395 | 388.791 | 386.1539 | 451.2717 | 422.7445 | 410.1171
7153 | 1 | 299 | 10 | 298.9862 | 159.752 | 294.2727 | 429.7164 | 358.9123 | 321.8441 | 272.0654 | 276.0303 | 169.7888 | 352.413 | 407.6715 | 418.3752 | 234.7435 | 347.8678 | 281.0648 | 388.9857 | 382.6696 | 449.7968 | 422.3603 | 403.102
7154 | 2 | 299 | 10 | 301.0275 | 169.0368 | 295.6008 | 429.9068 | 363.9391 | 326.8311 | 271.6484 | 277.341 | 171.8925 | 353.8753 | 418.7739 | 416.385 | 235.0763 | 349.358 | 276.5721 | 384.5582 | 386.0709 | 449.8635 | 424.2669 | 402.9983
7155 | 3 | 299 | 10 | 304.2279 | 165.71 | 299.1589 | 431.0668 | 378.3129 | 342.162 | 273.4706 | 277.098 | 171.6157 | 359.7676 | 413.8448 | 423.9586 | 234.4383 | 365.359 | 281.5505 | 381.7977 | 408.4978 | 452.4422 | 434.9894 | 406.8359
7156 | 4 | 299 | 10 | 302.4278 | 158.6499 | 304.8743 | 430.7856 | 387.5613 | 350.8197 | 272.8064 | 276.7612 | 173.9262 | 375.6176 | 394.4044 | 453.5678 | 241.6508 | 371.0343 | 290.9547 | 384.2728 | 408.2296 | 450.4002 | 428.4639 | 424.4569
7157 | 5 | 299 | 10 | 297.368 | 151.8695 | 305.7253 | 458.5501 | 364.6271 | 335.8708 | 274.0842 | 279.3131 | 171.6073 | 374.9481 | 402.6608 | 458.0111 | 222.6848 | 351.8474 | 291.1283 | 386.0851 | 372.3393 | 464.0718 | 417.3023 | 432.2578
7158 | 6 | 299 | 10 | 284.3135 | 104.5258 | 294.2494 | 396.9653 | 258.5323 | 259.0586 | 264.0891 | 264.1721 | 153.5964 | 346.2465 | 380.6205 | 411.5412 | 218.41 | 281.4383 | 272.8663 | 335.408 | 269.9148 | 466.955 | 374.8112 | 394.1722
7159 | 7 | 299 | 10 | 253.0337 | 107.0866 | 245.1371 | 339.9499 | 212.809 | 182.4061 | 245.0224 | 237.5605 | 128.4112 | 268.7317 | 324.5407 | 284.6902 | 211.5105 | 220.4165 | 226.1054 | 292.59 | 232.126 | 341.1837 | 351.0508 | 286.0729
7160 | 8 | 299 | 10 | 227.0817 | 110.8948 | 236.2484 | 318.1691 | 207.2424 | 178.7109 | 241.3197 | 226.3563 | 119.3021 | 235.7305 | 305.8428 | 247.5565 | 214.2897 | 207.7064 | 205.3646 | 278.021 | 218.8965 | 287.5594 | 347.303 | 239.5125
7161 | 9 | 299 | 10 | 226.981 | 112.5148 | 238.5536 | 319.3432 | 205.5631 | 180.6545 | 244.6845 | 228.7276 | 116.8706 | 225.426 | 301.7038 | 235.908 | 208.4143 | 217.5846 | 202.558 | 277.0701 | 220.3321 | 276.1567 | 343.3891 | 228.1912
7162 | 10 | 299 | 10 | 231.74 | 107.7653 | 235.5869 | 326.0107 | 205.6634 | 174.0029 | 242.5286 | 229.6629 | 112.3928 | 224.139 | 298.5054 | 235.259 | 218.1924 | 220.1649 | 201.5872 | 275.6735 | 223.2567 | 271.4461 | 344.9136 | 221.7962
7163 | 11 | 299 | 10 | 232.8816 | 109.0344 | 237.7978 | 329.3449 | 203.8154 | 168.274 | 243.6998 | 227.2958 | 109.7508 | 222.1367 | 295.1145 | 234.0478 | 217.2451 | 219.3984 | 199.5303 | 278.4372 | 222.1017 | 268.4134 | 343.921 | 219.1995
7164 | 12 | 299 | 10 | 232.3051 | 107.8805 | 235.5471 | 333.2781 | 201.2031 | 167.3047 | 243.0843 | 222.4524 | 109.5308 | 222.6825 | 293.9446 | 233.3766 | 209.9041 | 219.4024 | 200.3095 | 279.1278 | 221.9901 | 273.593 | 340.3865 | 219.0568
7165 | 13 | 299 | 10 | 230.6763 | 108.3639 | 240.3893 | 340.7297 | 200.3911 | 172.5237 | 242.236 | 219.5733 | 114.4096 | 226.1863 | 295.1731 | 233.9249 | 207.7774 | 215.2743 | 202.2736 | 280.1739 | 218.986 | 282.9309 | 341.6368 | 227.6266
7166 | 14 | 299 | 10 | 230.2153 | 107.7136 | 237.8297 | 350.9031 | 207.8557 | 177.4157 | 244.099 | 220.4846 | 118.3895 | 228.3281 | 295.7237 | 236.899 | 202.055 | 215.9534 | 202.1252 | 283.2933 | 227.5365 | 295.197 | 344.6766 | 237.3248
7167 | 15 | 299 | 10 | 238.8514 | 107.0998 | 238.4097 | 354.4119 | 255.3272 | 196.8686 | 259.9353 | 231.9662 | 133.5932 | 244.3198 | 300.6102 | 246.7456 | 218.5046 | 235.2376 | 207.2886 | 299.8505 | 264.2446 | 302.7885 | 355.4682 | 250.916
7168 | 16 | 299 | 10 | 275.1985 | 130.3859 | 258.945 | 383.6762 | 351.9911 | 276.3908 | 284.1784 | 263.1075 | 165.9025 | 306.9575 | 340.8693 | 304.7168 | 222.9495 | 294.751 | 247.1277 | 338.9036 | 352.4184 | 353.8489 | 388.4323 | 331.9238
7169 | 17 | 299 | 10 | 290.3499 | 132.9882 | 342.0626 | 438.2503 | 377.4101 | 336.8915 | 295.2591 | 276.6392 | 184.8213 | 369.5458 | 379.8334 | 419.3065 | 230.1068 | 361.8463 | 318.5303 | 390.6438 | 392.5018 | 441.2007 | 402.8817 | 396.9163
7170 | 18 | 299 | 10 | 293.1534 | 132.4095 | 341.5194 | 444.5724 | 375.6288 | 339.9197 | 299.5219 | 276.0644 | 183.4379 | 380.8356 | 384.3966 | 437.5209 | 234.1258 | 352.7604 | 325.6635 | 394.6116 | 386.4259 | 470.5638 | 399.1311 | 413.2076
7171 | 19 | 299 | 10 | 288.6772 | 132.9681 | 324.5233 | 440.443 | 372.8892 | 344.9343 | 293.6361 | 275.7389 | 175.9692 | 375.869 | 387.4881 | 433.1318 | 234.295 | 352.312 | 298.226 | 385.5175 | 375.789 | 466.8785 | 399.7098 | 403.0255
7172 | 20 | 299 | 10 | 288.4999 | 132.2093 | 311.6177 | 433.1753 | 389.7896 | 342.9505 | 290.6772 | 275.3063 | 183.261 | 372.8913 | 388.7815 | 423.6231 | 233.2848 | 360.349 | 279.4051 | 384.4635 | 399.8595 | 463.1155 | 408.7811 | 404.3243
7173 | 21 | 299 | 10 | 286.209 | 138.6757 | 305.9302 | 435.7101 | 389.8817 | 351.8254 | 285.7003 | 275.8579 | 173.0428 | 375.6394 | 389.0136 | 455.817 | 232.739 | 382.723 | 279.8436 | 394.1583 | 423.2175 | 467.5328 | 423.7078 | 432.4228
7174 | 22 | 299 | 10 | 286.6453 | 142.0298 | 300.034 | 439.232 | 374.4149 | 343.8901 | 280.8804 | 275.0652 | 174.3912 | 369.651 | 387.0415 | 455.501 | 227.7562 | 379.5362 | 271.7462 | 396.8914 | 422.9674 | 465.5221 | 423.6995 | 438.5619
7175 | 23 | 299 | 10 | 291.3851 | 147.9732 | 297.4904 | 481.8323 | 367.0354 | 336.3113 | 275.6015 | 275.897 | 173.026 | 361.346 | 406.7672 | 441.0311 | 230.3425 | 353.263 | 274.9612 | 389.439 | 395.3595 | 472.614 | 421.9266 | 420.3109
7176 | 0 | 300 | 10 | 295.6371 | 152.0613 | 294.2838 | 437.5226 | 358.5475 | 323.3907 | 273.5415 | 275.6159 | 170.8402 | 354.9391 | 417.3606 | 424.9197 | 235.4107 | 351.3332 | 271.4395 | 388.791 | 386.1539 | 451.2717 | 422.7445 | 410.1171
7177 | 1 | 300 | 10 | 298.9862 | 159.752 | 294.2727 | 429.7164 | 358.9123 | 321.8441 | 272.0654 | 276.0303 | 169.7888 | 352.413 | 407.6715 | 418.3752 | 234.7435 | 347.8678 | 281.0648 | 388.9857 | 382.6696 | 449.7968 | 422.3603 | 403.102
7178 | 2 | 300 | 10 | 301.0275 | 169.0368 | 295.6008 | 429.9068 | 363.9391 | 326.8311 | 271.6484 | 277.341 | 171.8925 | 353.8753 | 418.7739 | 416.385 | 235.0763 | 349.358 | 276.5721 | 384.5582 | 386.0709 | 449.8635 | 424.2669 | 402.9983
7179 | 3 | 300 | 10 | 304.2279 | 165.71 | 299.1589 | 431.0668 | 378.3129 | 342.162 | 273.4706 | 277.098 | 171.6157 | 359.7676 | 413.8448 | 423.9586 | 234.4383 | 365.359 | 281.5505 | 381.7977 | 408.4978 | 452.4422 | 434.9894 | 406.8359
7180 | 4 | 300 | 10 | 302.4278 | 158.6499 | 304.8743 | 430.7856 | 387.5613 | 350.8197 | 272.8064 | 276.7612 | 173.9262 | 375.6176 | 394.4044 | 453.5678 | 241.6508 | 371.0343 | 290.9547 | 384.2728 | 408.2296 | 450.4002 | 428.4639 | 424.4569
7181 | 5 | 300 | 10 | 297.368 | 151.8695 | 305.7253 | 458.5501 | 364.6271 | 335.8708 | 274.0842 | 279.3131 | 171.6073 | 374.9481 | 402.6608 | 458.0111 | 222.6848 | 351.8474 | 291.1283 | 386.0851 | 372.3393 | 464.0718 | 417.3023 | 432.2578
7182 | 6 | 300 | 10 | 284.3135 | 104.5258 | 294.2494 | 396.9653 | 258.5323 | 259.0586 | 264.0891 | 264.1721 | 153.5964 | 346.2465 | 380.6205 | 411.5412 | 218.41 | 281.4383 | 272.8663 | 335.408 | 269.9148 | 466.955 | 374.8112 | 394.1722
7183 | 7 | 300 | 10 | 253.0337 | 107.0866 | 245.1371 | 339.9499 | 212.809 | 182.4061 | 245.0224 | 237.5605 | 128.4112 | 268.7317 | 324.5407 | 284.6902 | 211.5105 | 220.4165 | 226.1054 | 292.59 | 232.126 | 341.1837 | 351.0508 | 286.0729
7184 | 8 | 300 | 10 | 227.0817 | 110.8948 | 236.2484 | 318.1691 | 207.2424 | 178.7109 | 241.3197 | 226.3563 | 119.3021 | 235.7305 | 305.8428 | 247.5565 | 214.2897 | 207.7064 | 205.3646 | 278.021 | 218.8965 | 287.5594 | 347.303 | 239.5125
7185 | 9 | 300 | 10 | 226.981 | 112.5148 | 238.5536 | 319.3432 | 205.5631 | 180.6545 | 244.6845 | 228.7276 | 116.8706 | 225.426 | 301.7038 | 235.908 | 208.4143 | 217.5846 | 202.558 | 277.0701 | 220.3321 | 276.1567 | 343.3891 | 228.1912
7186 | 10 | 300 | 10 | 231.74 | 107.7653 | 235.5869 | 326.0107 | 205.6634 | 174.0029 | 242.5286 | 229.6629 | 112.3928 | 224.139 | 298.5054 | 235.259 | 218.1924 | 220.1649 | 201.5872 | 275.6735 | 223.2567 | 271.4461 | 344.9136 | 221.7962
7187 | 11 | 300 | 10 | 232.8816 | 109.0344 | 237.7978 | 329.3449 | 203.8154 | 168.274 | 243.6998 | 227.2958 | 109.7508 | 222.1367 | 295.1145 | 234.0478 | 217.2451 | 219.3984 | 199.5303 | 278.4372 | 222.1017 | 268.4134 | 343.921 | 219.1995
7188 | 12 | 300 | 10 | 232.3051 | 107.8805 | 235.5471 | 333.2781 | 201.2031 | 167.3047 | 243.0843 | 222.4524 | 109.5308 | 222.6825 | 293.9446 | 233.3766 | 209.9041 | 219.4024 | 200.3095 | 279.1278 | 221.9901 | 273.593 | 340.3865 | 219.0568
7189 | 13 | 300 | 10 | 230.6763 | 108.3639 | 240.3893 | 340.7297 | 200.3911 | 172.5237 | 242.236 | 219.5733 | 114.4096 | 226.1863 | 295.1731 | 233.9249 | 207.7774 | 215.2743 | 202.2736 | 280.1739 | 218.986 | 282.9309 | 341.6368 | 227.6266
7190 | 14 | 300 | 10 | 230.2153 | 107.7136 | 237.8297 | 350.9031 | 207.8557 | 177.4157 | 244.099 | 220.4846 | 118.3895 | 228.3281 | 295.7237 | 236.899 | 202.055 | 215.9534 | 202.1252 | 283.2933 | 227.5365 | 295.197 | 344.6766 | 237.3248
7191 | 15 | 300 | 10 | 238.8514 | 107.0998 | 238.4097 | 354.4119 | 255.3272 | 196.8686 | 259.9353 | 231.9662 | 133.5932 | 244.3198 | 300.6102 | 246.7456 | 218.5046 | 235.2376 | 207.2886 | 299.8505 | 264.2446 | 302.7885 | 355.4682 | 250.916
7192 | 16 | 300 | 10 | 275.1985 | 130.3859 | 258.945 | 383.6762 | 351.9911 | 276.3908 | 284.1784 | 263.1075 | 165.9025 | 306.9575 | 340.8693 | 304.7168 | 222.9495 | 294.751 | 247.1277 | 338.9036 | 352.4184 | 353.8489 | 388.4323 | 331.9238
7193 | 17 | 300 | 10 | 290.3499 | 132.9882 | 342.0626 | 438.2503 | 377.4101 | 336.8915 | 295.2591 | 276.6392 | 184.8213 | 369.5458 | 379.8334 | 419.3065 | 230.1068 | 361.8463 | 318.5303 | 390.6438 | 392.5018 | 441.2007 | 402.8817 | 396.9163
7194 | 18 | 300 | 10 | 293.1534 | 132.4095 | 341.5194 | 444.5724 | 375.6288 | 339.9197 | 299.5219 | 276.0644 | 183.4379 | 380.8356 | 384.3966 | 437.5209 | 234.1258 | 352.7604 | 325.6635 | 394.6116 | 386.4259 | 470.5638 | 399.1311 | 413.2076
7195 | 19 | 300 | 10 | 288.6772 | 132.9681 | 324.5233 | 440.443 | 372.8892 | 344.9343 | 293.6361 | 275.7389 | 175.9692 | 375.869 | 387.4881 | 433.1318 | 234.295 | 352.312 | 298.226 | 385.5175 | 375.789 | 466.8785 | 399.7098 | 403.0255
7196 | 20 | 300 | 10 | 288.4999 | 132.2093 | 311.6177 | 433.1753 | 389.7896 | 342.9505 | 290.6772 | 275.3063 | 183.261 | 372.8913 | 388.7815 | 423.6231 | 233.2848 | 360.349 | 279.4051 | 384.4635 | 399.8595 | 463.1155 | 408.7811 | 404.3243
7197 | 21 | 300 | 10 | 286.209 | 138.6757 | 305.9302 | 435.7101 | 389.8817 | 351.8254 | 285.7003 | 275.8579 | 173.0428 | 375.6394 | 389.0136 | 455.817 | 232.739 | 382.723 | 279.8436 | 394.1583 | 423.2175 | 467.5328 | 423.7078 | 432.4228
7198 | 22 | 300 | 10 | 286.6453 | 142.0298 | 300.034 | 439.232 | 374.4149 | 343.8901 | 280.8804 | 275.0652 | 174.3912 | 369.651 | 387.0415 | 455.501 | 227.7562 | 379.5362 | 271.7462 | 396.8914 | 422.9674 | 465.5221 | 423.6995 | 438.5619
7199 | 23 | 300 | 10 | 291.3851 | 147.9732 | 297.4904 | 481.8323 | 367.0354 | 336.3113 | 275.6015 | 275.897 | 173.026 | 361.346 | 406.7672 | 441.0311 | 230.3425 | 353.263 | 274.9612 | 389.439 | 395.3595 | 472.614 | 421.9266 | 420.3109
7200 | 0 | 301 | 10 | 295.6371 | 152.0613 | 294.2838 | 437.5226 | 358.5475 | 323.3907 | 273.5415 | 275.6159 | 170.8402 | 354.9391 | 417.3606 | 424.9197 | 235.4107 | 351.3332 | 271.4395 | 388.791 | 386.1539 | 451.2717 | 422.7445 | 410.1171
7201 | 1 | 301 | 10 | 298.9862 | 159.752 | 294.2727 | 429.7164 | 358.9123 | 321.8441 | 272.0654 | 276.0303 | 169.7888 | 352.413 | 407.6715 | 418.3752 | 234.7435 | 347.8678 | 281.0648 | 388.9857 | 382.6696 | 449.7968 | 422.3603 | 403.102
7202 | 2 | 301 | 10 | 301.0275 | 169.0368 | 295.6008 | 429.9068 | 363.9391 | 326.8311 | 271.6484 | 277.341 | 171.8925 | 353.8753 | 418.7739 | 416.385 | 235.0763 | 349.358 | 276.5721 | 384.5582 | 386.0709 | 449.8635 | 424.2669 | 402.9983
7203 | 3 | 301 | 10 | 304.2279 | 165.71 | 299.1589 | 431.0668 | 378.3129 | 342.162 | 273.4706 | 277.098 | 171.6157 | 359.7676 | 413.8448 | 423.9586 | 234.4383 | 365.359 | 281.5505 | 381.7977 | 408.4978 | 452.4422 | 434.9894 | 406.8359
7204 | 4 | 301 | 10 | 302.4278 | 158.6499 | 304.8743 | 430.7856 | 387.5613 | 350.8197 | 272.8064 | 276.7612 | 173.9262 | 375.6176 | 394.4044 | 453.5678 | 241.6508 | 371.0343 | 290.9547 | 384.2728 | 408.2296 | 450.4002 | 428.4639 | 424.4569
7205 | 5 | 301 | 10 | 297.368 | 151.8695 | 305.7253 | 458.5501 | 364.6271 | 335.8708 | 274.0842 | 279.3131 | 171.6073 | 374.9481 | 402.6608 | 458.0111 | 222.6848 | 351.8474 | 291.1283 | 386.0851 | 372.3393 | 464.0718 | 417.3023 | 432.2578
7206 | 6 | 301 | 10 | 284.3135 | 104.5258 | 294.2494 | 396.9653 | 258.5323 | 259.0586 | 264.0891 | 264.1721 | 153.5964 | 346.2465 | 380.6205 | 411.5412 | 218.41 | 281.4383 | 272.8663 | 335.408 | 269.9148 | 466.955 | 374.8112 | 394.1722
7207 | 7 | 301 | 10 | 253.0337 | 107.0866 | 245.1371 | 339.9499 | 212.809 | 182.4061 | 245.0224 | 237.5605 | 128.4112 | 268.7317 | 324.5407 | 284.6902 | 211.5105 | 220.4165 | 226.1054 | 292.59 | 232.126 | 341.1837 | 351.0508 | 286.0729
7208 | 8 | 301 | 10 | 227.0817 | 110.8948 | 236.2484 | 318.1691 | 207.2424 | 178.7109 | 241.3197 | 226.3563 | 119.3021 | 235.7305 | 305.8428 | 247.5565 | 214.2897 | 207.7064 | 205.3646 | 278.021 | 218.8965 | 287.5594 | 347.303 | 239.5125
7209 | 9 | 301 | 10 | 226.981 | 112.5148 | 238.5536 | 319.3432 | 205.5631 | 180.6545 | 244.6845 | 228.7276 | 116.8706 | 225.426 | 301.7038 | 235.908 | 208.4143 | 217.5846 | 202.558 | 277.0701 | 220.3321 | 276.1567 | 343.3891 | 228.1912
7210 | 10 | 301 | 10 | 231.74 | 107.7653 | 235.5869 | 326.0107 | 205.6634 | 174.0029 | 242.5286 | 229.6629 | 112.3928 | 224.139 | 298.5054 | 235.259 | 218.1924 | 220.1649 | 201.5872 | 275.6735 | 223.2567 | 271.4461 | 344.9136 | 221.7962
7211 | 11 | 301 | 10 | 232.8816 | 109.0344 | 237.7978 | 329.3449 | 203.8154 | 168.274 | 243.6998 | 227.2958 | 109.7508 | 222.1367 | 295.1145 | 234.0478 | 217.2451 | 219.3984 | 199.5303 | 278.4372 | 222.1017 | 268.4134 | 343.921 | 219.1995
7212 | 12 | 301 | 10 | 232.3051 | 107.8805 | 235.5471 | 333.2781 | 201.2031 | 167.3047 | 243.0843 | 222.4524 | 109.5308 | 222.6825 | 293.9446 | 233.3766 | 209.9041 | 219.4024 | 200.3095 | 279.1278 | 221.9901 | 273.593 | 340.3865 | 219.0568
7213 | 13 | 301 | 10 | 230.6763 | 108.3639 | 240.3893 | 340.7297 | 200.3911 | 172.5237 | 242.236 | 219.5733 | 114.4096 | 226.1863 | 295.1731 | 233.9249 | 207.7774 | 215.2743 | 202.2736 | 280.1739 | 218.986 | 282.9309 | 341.6368 | 227.6266
7214 | 14 | 301 | 10 | 230.2153 | 107.7136 | 237.8297 | 350.9031 | 207.8557 | 177.4157 | 244.099 | 220.4846 | 118.3895 | 228.3281 | 295.7237 | 236.899 | 202.055 | 215.9534 | 202.1252 | 283.2933 | 227.5365 | 295.197 | 344.6766 | 237.3248
7215 | 15 | 301 | 10 | 238.8514 | 107.0998 | 238.4097 | 354.4119 | 255.3272 | 196.8686 | 259.9353 | 231.9662 | 133.5932 | 244.3198 | 300.6102 | 246.7456 | 218.5046 | 235.2376 | 207.2886 | 299.8505 | 264.2446 | 302.7885 | 355.4682 | 250.916
7216 | 16 | 301 | 10 | 275.1985 | 130.3859 | 258.945 | 383.6762 | 351.9911 | 276.3908 | 284.1784 | 263.1075 | 165.9025 | 306.9575 | 340.8693 | 304.7168 | 222.9495 | 294.751 | 247.1277 | 338.9036 | 352.4184 | 353.8489 | 388.4323 | 331.9238
7217 | 17 | 301 | 10 | 290.3499 | 132.9882 | 342.0626 | 438.2503 | 377.4101 | 336.8915 | 295.2591 | 276.6392 | 184.8213 | 369.5458 | 379.8334 | 419.3065 | 230.1068 | 361.8463 | 318.5303 | 390.6438 | 392.5018 | 441.2007 | 402.8817 | 396.9163
7218 | 18 | 301 | 10 | 293.1534 | 132.4095 | 341.5194 | 444.5724 | 375.6288 | 339.9197 | 299.5219 | 276.0644 | 183.4379 | 380.8356 | 384.3966 | 437.5209 | 234.1258 | 352.7604 | 325.6635 | 394.6116 | 386.4259 | 470.5638 | 399.1311 | 413.2076
7219 | 19 | 301 | 10 | 288.6772 | 132.9681 | 324.5233 | 440.443 | 372.8892 | 344.9343 | 293.6361 | 275.7389 | 175.9692 | 375.869 | 387.4881 | 433.1318 | 234.295 | 352.312 | 298.226 | 385.5175 | 375.789 | 466.8785 | 399.7098 | 403.0255
7220 | 20 | 301 | 10 | 288.4999 | 132.2093 | 311.6177 | 433.1753 | 389.7896 | 342.9505 | 290.6772 | 275.3063 | 183.261 | 372.8913 | 388.7815 | 423.6231 | 233.2848 | 360.349 | 279.4051 | 384.4635 | 399.8595 | 463.1155 | 408.7811 | 404.3243
7221 | 21 | 301 | 10 | 286.209 | 138.6757 | 305.9302 | 435.7101 | 389.8817 | 351.8254 | 285.7003 | 275.8579 | 173.0428 | 375.6394 | 389.0136 | 455.817 | 232.739 | 382.723 | 279.8436 | 394.1583 | 423.2175 | 467.5328 | 423.7078 | 432.4228
7222 | 22 | 301 | 10 | 286.6453 | 142.0298 | 300.034 | 439.232 | 374.4149 | 343.8901 | 280.8804 | 275.0652 | 174.3912 | 369.651 | 387.0415 | 455.501 | 227.7562 | 379.5362 | 271.7462 | 396.8914 | 422.9674 | 465.5221 | 423.6995 | 438.5619
7223 | 23 | 301 | 10 | 291.3851 | 147.9732 | 297.4904 | 481.8323 | 367.0354 | 336.3113 | 275.6015 | 275.897 | 173.026 | 361.346 | 406.7672 | 441.0311 | 230.3425 | 353.263 | 274.9612 | 389.439 | 395.3595 | 472.614 | 421.9266 | 420.3109
7224 | 0 | 302 | 10 | 295.6371 | 152.0613 | 294.2838 | 437.5226 | 358.5475 | 323.3907 | 273.5415 | 275.6159 | 170.8402 | 354.9391 | 417.3606 | 424.9197 | 235.4107 | 351.3332 | 271.4395 | 388.791 | 386.1539 | 451.2717 | 422.7445 | 410.1171
7225 | 1 | 302 | 10 | 298.9862 | 159.752 | 294.2727 | 429.7164 | 358.9123 | 321.8441 | 272.0654 | 276.0303 | 169.7888 | 352.413 | 407.6715 | 418.3752 | 234.7435 | 347.8678 | 281.0648 | 388.9857 | 382.6696 | 449.7968 | 422.3603 | 403.102
7226 | 2 | 302 | 10 | 301.0275 | 169.0368 | 295.6008 | 429.9068 | 363.9391 | 326.8311 | 271.6484 | 277.341 | 171.8925 | 353.8753 | 418.7739 | 416.385 | 235.0763 | 349.358 | 276.5721 | 384.5582 | 386.0709 | 449.8635 | 424.2669 | 402.9983
7227 | 3 | 302 | 10 | 304.2279 | 165.71 | 299.1589 | 431.0668 | 378.3129 | 342.162 | 273.4706 | 277.098 | 171.6157 | 359.7676 | 413.8448 | 423.9586 | 234.4383 | 365.359 | 281.5505 | 381.7977 | 408.4978 | 452.4422 | 434.9894 | 406.8359
7228 | 4 | 302 | 10 | 302.4278 | 158.6499 | 304.8743 | 430.7856 | 387.5613 | 350.8197 | 272.8064 | 276.7612 | 173.9262 | 375.6176 | 394.4044 | 453.5678 | 241.6508 | 371.0343 | 290.9547 | 384.2728 | 408.2296 | 450.4002 | 428.4639 | 424.4569
7229 | 5 | 302 | 10 | 297.368 | 151.8695 | 305.7253 | 458.5501 | 364.6271 | 335.8708 | 274.0842 | 279.3131 | 171.6073 | 374.9481 | 402.6608 | 458.0111 | 222.6848 | 351.8474 | 291.1283 | 386.0851 | 372.3393 | 464.0718 | 417.3023 | 432.2578
7230 | 6 | 302 | 10 | 284.3135 | 104.5258 | 294.2494 | 396.9653 | 258.5323 | 259.0586 | 264.0891 | 264.1721 | 153.5964 | 346.2465 | 380.6205 | 411.5412 | 218.41 | 281.4383 | 272.8663 | 335.408 | 269.9148 | 466.955 | 374.8112 | 394.1722
7231 | 7 | 302 | 10 | 253.0337 | 107.0866 | 245.1371 | 339.9499 | 212.809 | 182.4061 | 245.0224 | 237.5605 | 128.4112 | 268.7317 | 324.5407 | 284.6902 | 211.5105 | 220.4165 | 226.1054 | 292.59 | 232.126 | 341.1837 | 351.0508 | 286.0729
7232 | 8 | 302 | 10 | 227.0817 | 110.8948 | 236.2484 | 318.1691 | 207.2424 | 178.7109 | 241.3197 | 226.3563 | 119.3021 | 235.7305 | 305.8428 | 247.5565 | 214.2897 | 207.7064 | 205.3646 | 278.021 | 218.8965 | 287.5594 | 347.303 | 239.5125
7233 | 9 | 302 | 10 | 226.981 | 112.5148 | 238.5536 | 319.3432 | 205.5631 | 180.6545 | 244.6845 | 228.7276 | 116.8706 | 225.426 | 301.7038 | 235.908 | 208.4143 | 217.5846 | 202.558 | 277.0701 | 220.3321 | 276.1567 | 343.3891 | 228.1912
7234 | 10 | 302 | 10 | 231.74 | 107.7653 | 235.5869 | 326.0107 | 205.6634 | 174.0029 | 242.5286 | 229.6629 | 112.3928 | 224.139 | 298.5054 | 235.259 | 218.1924 | 220.1649 | 201.5872 | 275.6735 | 223.2567 | 271.4461 | 344.9136 | 221.7962
7235 | 11 | 302 | 10 | 232.8816 | 109.0344 | 237.7978 | 329.3449 | 203.8154 | 168.274 | 243.6998 | 227.2958 | 109.7508 | 222.1367 | 295.1145 | 234.0478 | 217.2451 | 219.3984 | 199.5303 | 278.4372 | 222.1017 | 268.4134 | 343.921 | 219.1995
7236 | 12 | 302 | 10 | 232.3051 | 107.8805 | 235.5471 | 333.2781 | 201.2031 | 167.3047 | 243.0843 | 222.4524 | 109.5308 | 222.6825 | 293.9446 | 233.3766 | 209.9041 | 219.4024 | 200.3095 | 279.1278 | 221.9901 | 273.593 | 340.3865 | 219.0568
7237 | 13 | 302 | 10 | 230.6763 | 108.3639 | 240.3893 | 340.7297 | 200.3911 | 172.5237 | 242.236 | 219.5733 | 114.4096 | 226.1863 | 295.1731 | 233.9249 | 207.7774 | 215.2743 | 202.2736 | 280.1739 | 218.986 | 282.9309 | 341.6368 | 227.6266
7238 | 14 | 302 | 10 | 230.2153 | 107.7136 | 237.8297 | 350.9031 | 207.8557 | 177.4157 | 244.099 | 220.4846 | 118.3895 | 228.3281 | 295.7237 | 236.899 | 202.055 | 215.9534 | 202.1252 | 283.2933 | 227.5365 | 295.197 | 344.6766 | 237.3248
7239 | 15 | 302 | 10 | 238.8514 | 107.0998 | 238.4097 | 354.4119 | 255.3272 | 196.8686 | 259.9353 | 231.9662 | 133.5932 | 244.3198 | 300.6102 | 246.7456 | 218.5046 | 235.2376 | 207.2886 | 299.8505 | 264.2446 | 302.7885 | 355.4682 | 250.916
7240 | 16 | 302 | 10 | 275.1985 | 130.3859 | 258.945 | 383.6762 | 351.9911 | 276.3908 | 284.1784 | 263.1075 | 165.9025 | 306.9575 | 340.8693 | 304.7168 | 222.9495 | 294.751 | 247.1277 | 338.9036 | 352.4184 | 353.8489 | 388.4323 | 331.9238
7241 | 17 | 302 | 10 | 290.3499 | 132.9882 | 342.0626 | 438.2503 | 377.4101 | 336.8915 | 295.2591 | 276.6392 | 184.8213 | 369.5458 | 379.8334 | 419.3065 | 230.1068 | 361.8463 | 318.5303 | 390.6438 | 392.5018 | 441.2007 | 402.8817 | 396.9163
7242 | 18 | 302 | 10 | 293.1534 | 132.4095 | 341.5194 | 444.5724 | 375.6288 | 339.9197 | 299.5219 | 276.0644 | 183.4379 | 380.8356 | 384.3966 | 437.5209 | 234.1258 | 352.7604 | 325.6635 | 394.6116 | 386.4259 | 470.5638 | 399.1311 | 413.2076
7243 | 19 | 302 | 10 | 288.6772 | 132.9681 | 324.5233 | 440.443 | 372.8892 | 344.9343 | 293.6361 | 275.7389 | 175.9692 | 375.869 | 387.4881 | 433.1318 | 234.295 | 352.312 | 298.226 | 385.5175 | 375.789 | 466.8785 | 399.7098 | 403.0255
7244 | 20 | 302 | 10 | 288.4999 | 132.2093 | 311.6177 | 433.1753 | 389.7896 | 342.9505 | 290.6772 | 275.3063 | 183.261 | 372.8913 | 388.7815 | 423.6231 | 233.2848 | 360.349 | 279.4051 | 384.4635 | 399.8595 | 463.1155 | 408.7811 | 404.3243
7245 | 21 | 302 | 10 | 286.209 | 138.6757 | 305.9302 | 435.7101 | 389.8817 | 351.8254 | 285.7003 | 275.8579 | 173.0428 | 375.6394 | 389.0136 | 455.817 | 232.739 | 382.723 | 279.8436 | 394.1583 | 423.2175 | 467.5328 | 423.7078 | 432.4228
7246 | 22 | 302 | 10 | 286.6453 | 142.0298 | 300.034 | 439.232 | 374.4149 | 343.8901 | 280.8804 | 275.0652 | 174.3912 | 369.651 | 387.0415 | 455.501 | 227.7562 | 379.5362 | 271.7462 | 396.8914 | 422.9674 | 465.5221 | 423.6995 | 438.5619
7247 | 23 | 302 | 10 | 291.3851 | 147.9732 | 297.4904 | 481.8323 | 367.0354 | 336.3113 | 275.6015 | 275.897 | 173.026 | 361.346 | 406.7672 | 441.0311 | 230.3425 | 353.263 | 274.9612 | 389.439 | 395.3595 | 472.614 | 421.9266 | 420.3109
7248 | 0 | 303 | 10 | 295.6371 | 152.0613 | 294.2838 | 437.5226 | 358.5475 | 323.3907 | 273.5415 | 275.6159 | 170.8402 | 354.9391 | 417.3606 | 424.9197 | 235.4107 | 351.3332 | 271.4395 | 388.791 | 386.1539 | 451.2717 | 422.7445 | 410.1171
7249 | 1 | 303 | 10 | 298.9862 | 159.752 | 294.2727 | 429.7164 | 358.9123 | 321.8441 | 272.0654 | 276.0303 | 169.7888 | 352.413 | 407.6715 | 418.3752 | 234.7435 | 347.8678 | 281.0648 | 388.9857 | 382.6696 | 449.7968 | 422.3603 | 403.102
7250 | 2 | 303 | 10 | 301.0275 | 169.0368 | 295.6008 | 429.9068 | 363.9391 | 326.8311 | 271.6484 | 277.341 | 171.8925 | 353.8753 | 418.7739 | 416.385 | 235.0763 | 349.358 | 276.5721 | 384.5582 | 386.0709 | 449.8635 | 424.2669 | 402.9983
7251 | 3 | 303 | 10 | 304.2279 | 165.71 | 299.1589 | 431.0668 | 378.3129 | 342.162 | 273.4706 | 277.098 | 171.6157 | 359.7676 | 413.8448 | 423.9586 | 234.4383 | 365.359 | 281.5505 | 381.7977 | 408.4978 | 452.4422 | 434.9894 | 406.8359
7252 | 4 | 303 | 10 | 302.4278 | 158.6499 | 304.8743 | 430.7856 | 387.5613 | 350.8197 | 272.8064 | 276.7612 | 173.9262 | 375.6176 | 394.4044 | 453.5678 | 241.6508 | 371.0343 | 290.9547 | 384.2728 | 408.2296 | 450.4002 | 428.4639 | 424.4569
7253 | 5 | 303 | 10 | 297.368 | 151.8695 | 305.7253 | 458.5501 | 364.6271 | 335.8708 | 274.0842 | 279.3131 | 171.6073 | 374.9481 | 402.6608 | 458.0111 | 222.6848 | 351.8474 | 291.1283 | 386.0851 | 372.3393 | 464.0718 | 417.3023 | 432.2578
7254 | 6 | 303 | 10 | 284.3135 | 104.5258 | 294.2494 | 396.9653 | 258.5323 | 259.0586 | 264.0891 | 264.1721 | 153.5964 | 346.2465 | 380.6205 | 411.5412 | 218.41 | 281.4383 | 272.8663 | 335.408 | 269.9148 | 466.955 | 374.8112 | 394.1722
7255 | 7 | 303 | 10 | 253.0337 | 107.0866 | 245.1371 | 339.9499 | 212.809 | 182.4061 | 245.0224 | 237.5605 | 128.4112 | 268.7317 | 324.5407 | 284.6902 | 211.5105 | 220.4165 | 226.1054 | 292.59 | 232.126 | 341.1837 | 351.0508 | 286.0729
7256 | 8 | 303 | 10 | 227.0817 | 110.8948 | 236.2484 | 318.1691 | 207.2424 | 178.7109 | 241.3197 | 226.3563 | 119.3021 | 235.7305 | 305.8428 | 247.5565 | 214.2897 | 207.7064 | 205.3646 | 278.021 | 218.8965 | 287.5594 | 347.303 | 239.5125
7257 | 9 | 303 | 10 | 226.981 | 112.5148 | 238.5536 | 319.3432 | 205.5631 | 180.6545 | 244.6845 | 228.7276 | 116.8706 | 225.426 | 301.7038 | 235.908 | 208.4143 | 217.5846 | 202.558 | 277.0701 | 220.3321 | 276.1567 | 343.3891 | 228.1912
7258 | 10 | 303 | 10 | 231.74 | 107.7653 | 235.5869 | 326.0107 | 205.6634 | 174.0029 | 242.5286 | 229.6629 | 112.3928 | 224.139 | 298.5054 | 235.259 | 218.1924 | 220.1649 | 201.5872 | 275.6735 | 223.2567 | 271.4461 | 344.9136 | 221.7962
7259 | 11 | 303 | 10 | 232.8816 | 109.0344 | 237.7978 | 329.3449 | 203.8154 | 168.274 | 243.6998 | 227.2958 | 109.7508 | 222.1367 | 295.1145 | 234.0478 | 217.2451 | 219.3984 | 199.5303 | 278.4372 | 222.1017 | 268.4134 | 343.921 | 219.1995
7260 | 12 | 303 | 10 | 232.3051 | 107.8805 | 235.5471 | 333.2781 | 201.2031 | 167.3047 | 243.0843 | 222.4524 | 109.5308 | 222.6825 | 293.9446 | 233.3766 | 209.9041 | 219.4024 | 200.3095 | 279.1278 | 221.9901 | 273.593 | 340.3865 | 219.0568
7261 | 13 | 303 | 10 | 230.6763 | 108.3639 | 240.3893 | 340.7297 | 200.3911 | 172.5237 | 242.236 | 219.5733 | 114.4096 | 226.1863 | 295.1731 | 233.9249 | 207.7774 | 215.2743 | 202.2736 | 280.1739 | 218.986 | 282.9309 | 341.6368 | 227.6266
7262 | 14 | 303 | 10 | 230.2153 | 107.7136 | 237.8297 | 350.9031 | 207.8557 | 177.4157 | 244.099 | 220.4846 | 118.3895 | 228.3281 | 295.7237 | 236.899 | 202.055 | 215.9534 | 202.1252 | 283.2933 | 227.5365 | 295.197 | 344.6766 | 237.3248
7263 | 15 | 303 | 10 | 238.8514 | 107.0998 | 238.4097 | 354.4119 | 255.3272 | 196.8686 | 259.9353 | 231.9662 | 133.5932 | 244.3198 | 300.6102 | 246.7456 | 218.5046 | 235.2376 | 207.2886 | 299.8505 | 264.2446 | 302.7885 | 355.4682 | 250.916
7264 | 16 | 303 | 10 | 275.1985 | 130.3859 | 258.945 | 383.6762 | 351.9911 | 276.3908 | 284.1784 | 263.1075 | 165.9025 | 306.9575 | 340.8693 | 304.7168 | 222.9495 | 294.751 | 247.1277 | 338.9036 | 352.4184 | 353.8489 | 388.4323 | 331.9238
7265 | 17 | 303 | 10 | 290.3499 | 132.9882 | 342.0626 | 438.2503 | 377.4101 | 336.8915 | 295.2591 | 276.6392 | 184.8213 | 369.5458 | 379.8334 | 419.3065 | 230.1068 | 361.8463 | 318.5303 | 390.6438 | 392.5018 | 441.2007 | 402.8817 | 396.9163
7266 | 18 | 303 | 10 | 293.1534 | 132.4095 | 341.5194 | 444.5724 | 375.6288 | 339.9197 | 299.5219 | 276.0644 | 183.4379 | 380.8356 | 384.3966 | 437.5209 | 234.1258 | 352.7604 | 325.6635 | 394.6116 | 386.4259 | 470.5638 | 399.1311 | 413.2076
7267 | 19 | 303 | 10 | 288.6772 | 132.9681 | 324.5233 | 440.443 | 372.8892 | 344.9343 | 293.6361 | 275.7389 | 175.9692 | 375.869 | 387.4881 | 433.1318 | 234.295 | 352.312 | 298.226 | 385.5175 | 375.789 | 466.8785 | 399.7098 | 403.0255
7268 | 20 | 303 | 10 | 288.4999 | 132.2093 | 311.6177 | 433.1753 | 389.7896 | 342.9505 | 290.6772 | 275.3063 | 183.261 | 372.8913 | 388.7815 | 423.6231 | 233.2848 | 360.349 | 279.4051 | 384.4635 | 399.8595 | 463.1155 | 408.7811 | 404.3243
7269 | 21 | 303 | 10 | 286.209 | 138.6757 | 305.9302 | 435.7101 | 389.8817 | 351.8254 | 285.7003 | 275.8579 | 173.0428 | 375.6394 | 389.0136 | 455.817 | 232.739 | 382.723 | 279.8436 | 394.1583 | 423.2175 | 467.5328 | 423.7078 | 432.4228
7270 | 22 | 303 | 10 | 286.6453 | 142.0298 | 300.034 | 439.232 | 374.4149 | 343.8901 | 280.8804 | 275.0652 | 174.3912 | 369.651 | 387.0415 | 455.501 | 227.7562 | 379.5362 | 271.7462 | 396.8914 | 422.9674 | 465.5221 | 423.6995 | 438.5619
7271 | 23 | 303 | 10 | 291.3851 | 147.9732 | 297.4904 | 481.8323 | 367.0354 | 336.3113 | 275.6015 | 275.897 | 173.026 | 361.346 | 406.7672 | 441.0311 | 230.3425 | 353.263 | 274.9612 | 389.439 | 395.3595 | 472.614 | 421.9266 | 420.3109
7272 | 0 | 304 | 10 | 295.6371 | 152.0613 | 294.2838 | 437.5226 | 358.5475 | 323.3907 | 273.5415 | 275.6159 | 170.8402 | 354.9391 | 417.3606 | 424.9197 | 235.4107 | 351.3332 | 271.4395 | 388.791 | 386.1539 | 451.2717 | 422.7445 | 410.1171
7273 | 1 | 304 | 10 | 298.9862 | 159.752 | 294.2727 | 429.7164 | 358.9123 | 321.8441 | 272.0654 | 276.0303 | 169.7888 | 352.413 | 407.6715 | 418.3752 | 234.7435 | 347.8678 | 281.0648 | 388.9857 | 382.6696 | 449.7968 | 422.3603 | 403.102
7274 | 2 | 304 | 10 | 301.0275 | 169.0368 | 295.6008 | 429.9068 | 363.9391 | 326.8311 | 271.6484 | 277.341 | 171.8925 | 353.8753 | 418.7739 | 416.385 | 235.0763 | 349.358 | 276.5721 | 384.5582 | 386.0709 | 449.8635 | 424.2669 | 402.9983
7275 | 3 | 304 | 10 | 304.2279 | 165.71 | 299.1589 | 431.0668 | 378.3129 | 342.162 | 273.4706 | 277.098 | 171.6157 | 359.7676 | 413.8448 | 423.9586 | 234.4383 | 365.359 | 281.5505 | 381.7977 | 408.4978 | 452.4422 | 434.9894 | 406.8359
7276 | 4 | 304 | 10 | 302.4278 | 158.6499 | 304.8743 | 430.7856 | 387.5613 | 350.8197 | 272.8064 | 276.7612 | 173.9262 | 375.6176 | 394.4044 | 453.5678 | 241.6508 | 371.0343 | 290.9547 | 384.2728 | 408.2296 | 450.4002 | 428.4639 | 424.4569
7277 | 5 | 304 | 10 | 297.368 | 151.8695 | 305.7253 | 458.5501 | 364.6271 | 335.8708 | 274.0842 | 279.3131 | 171.6073 | 374.9481 | 402.6608 | 458.0111 | 222.6848 | 351.8474 | 291.1283 | 386.0851 | 372.3393 | 464.0718 | 417.3023 | 432.2578
7278 | 6 | 304 | 10 | 284.3135 | 104.5258 | 294.2494 | 396.9653 | 258.5323 | 259.0586 | 264.0891 | 264.1721 | 153.5964 | 346.2465 | 380.6205 | 411.5412 | 218.41 | 281.4383 | 272.8663 | 335.408 | 269.9148 | 466.955 | 374.8112 | 394.1722
7279 | 7 | 304 | 10 | 253.0337 | 107.0866 | 245.1371 | 339.9499 | 212.809 | 182.4061 | 245.0224 | 237.5605 | 128.4112 | 268.7317 | 324.5407 | 284.6902 | 211.5105 | 220.4165 | 226.1054 | 292.59 | 232.126 | 341.1837 | 351.0508 | 286.0729
7280 | 8 | 304 | 10 | 227.0817 | 110.8948 | 236.2484 | 318.1691 | 207.2424 | 178.7109 | 241.3197 | 226.3563 | 119.3021 | 235.7305 | 305.8428 | 247.5565 | 214.2897 | 207.7064 | 205.3646 | 278.021 | 218.8965 | 287.5594 | 347.303 | 239.5125
7281 | 9 | 304 | 10 | 226.981 | 112.5148 | 238.5536 | 319.3432 | 205.5631 | 180.6545 | 244.6845 | 228.7276 | 116.8706 | 225.426 | 301.7038 | 235.908 | 208.4143 | 217.5846 | 202.558 | 277.0701 | 220.3321 | 276.1567 | 343.3891 | 228.1912
7282 | 10 | 304 | 10 | 231.74 | 107.7653 | 235.5869 | 326.0107 | 205.6634 | 174.0029 | 242.5286 | 229.6629 | 112.3928 | 224.139 | 298.5054 | 235.259 | 218.1924 | 220.1649 | 201.5872 | 275.6735 | 223.2567 | 271.4461 | 344.9136 | 221.7962
7283 | 11 | 304 | 10 | 232.8816 | 109.0344 | 237.7978 | 329.3449 | 203.8154 | 168.274 | 243.6998 | 227.2958 | 109.7508 | 222.1367 | 295.1145 | 234.0478 | 217.2451 | 219.3984 | 199.5303 | 278.4372 | 222.1017 | 268.4134 | 343.921 | 219.1995
7284 | 12 | 304 | 10 | 232.3051 | 107.8805 | 235.5471 | 333.2781 | 201.2031 | 167.3047 | 243.0843 | 222.4524 | 109.5308 | 222.6825 | 293.9446 | 233.3766 | 209.9041 | 219.4024 | 200.3095 | 279.1278 | 221.9901 | 273.593 | 340.3865 | 219.0568
7285 | 13 | 304 | 10 | 230.6763 | 108.3639 | 240.3893 | 340.7297 | 200.3911 | 172.5237 | 242.236 | 219.5733 | 114.4096 | 226.1863 | 295.1731 | 233.9249 | 207.7774 | 215.2743 | 202.2736 | 280.1739 | 218.986 | 282.9309 | 341.6368 | 227.6266
7286 | 14 | 304 | 10 | 230.2153 | 107.7136 | 237.8297 | 350.9031 | 207.8557 | 177.4157 | 244.099 | 220.4846 | 118.3895 | 228.3281 | 295.7237 | 236.899 | 202.055 | 215.9534 | 202.1252 | 283.2933 | 227.5365 | 295.197 | 344.6766 | 237.3248
7287 | 15 | 304 | 10 | 238.8514 | 107.0998 | 238.4097 | 354.4119 | 255.3272 | 196.8686 | 259.9353 | 231.9662 | 133.5932 | 244.3198 | 300.6102 | 246.7456 | 218.5046 | 235.2376 | 207.2886 | 299.8505 | 264.2446 | 302.7885 | 355.4682 | 250.916
7288 | 16 | 304 | 10 | 275.1985 | 130.3859 | 258.945 | 383.6762 | 351.9911 | 276.3908 | 284.1784 | 263.1075 | 165.9025 | 306.9575 | 340.8693 | 304.7168 | 222.9495 | 294.751 | 247.1277 | 338.9036 | 352.4184 | 353.8489 | 388.4323 | 331.9238
7289 | 17 | 304 | 10 | 290.3499 | 132.9882 | 342.0626 | 438.2503 | 377.4101 | 336.8915 | 295.2591 | 276.6392 | 184.8213 | 369.5458 | 379.8334 | 419.3065 | 230.1068 | 361.8463 | 318.5303 | 390.6438 | 392.5018 | 441.2007 | 402.8817 | 396.9163
7290 | 18 | 304 | 10 | 293.1534 | 132.4095 | 341.5194 | 444.5724 | 375.6288 | 339.9197 | 299.5219 | 276.0644 | 183.4379 | 380.8356 | 384.3966 | 437.5209 | 234.1258 | 352.7604 | 325.6635 | 394.6116 | 386.4259 | 470.5638 | 399.1311 | 413.2076
7291 | 19 | 304 | 10 | 288.6772 | 132.9681 | 324.5233 | 440.443 | 372.8892 | 344.9343 | 293.6361 | 275.7389 | 175.9692 | 375.869 | 387.4881 | 433.1318 | 234.295 | 352.312 | 298.226 | 385.5175 | 375.789 | 466.8785 | 399.7098 | 403.0255
7292 | 20 | 304 | 10 | 288.4999 | 132.2093 | 311.6177 | 433.1753 | 389.7896 | 342.9505 | 290.6772 | 275.3063 | 183.261 | 372.8913 | 388.7815 | 423.6231 | 233.2848 | 360.349 | 279.4051 | 384.4635 | 399.8595 | 463.1155 | 408.7811 | 404.3243
7293 | 21 | 304 | 10 | 286.209 | 138.6757 | 305.9302 | 435.7101 | 389.8817 | 351.8254 | 285.7003 | 275.8579 | 173.0428 | 375.6394 | 389.0136 | 455.817 | 232.739 | 382.723 | 279.8436 | 394.1583 | 423.2175 | 467.5328 | 423.7078 | 432.4228
7294 | 22 | 304 | 10 | 286.6453 | 142.0298 | 300.034 | 439.232 | 374.4149 | 343.8901 | 280.8804 | 275.0652 | 174.3912 | 369.651 | 387.0415 | 455.501 | 227.7562 | 379.5362 | 271.7462 | 396.8914 | 422.9674 | 465.5221 | 423.6995 | 438.5619
7295 | 23 | 304 | 10 | 291.3851 | 147.9732 | 297.4904 | 481.8323 | 367.0354 | 336.3113 | 275.6015 | 275.897 | 173.026 | 361.346 | 406.7672 | 441.0311 | 230.3425 | 353.263 | 274.9612 | 389.439 | 395.3595 | 472.614 | 421.9266 | 420.3109
7296 | 0 | 305 | 11 | 285.7611 | 179.8728 | 319.0925 | 470.5908 | 404.0688 | 386.823 | 277.4721 | 267.6425 | 187.1156 | 442.3908 | 387.7613 | 477.4566 | 237.0616 | 385.6557 | 327.5501 | 400.3611 | 435.8609 | 509.6991 | 439.0557 | 434.6236
7297 | 1 | 305 | 11 | 285.5831 | 187.6757 | 319.1272 | 462.7879 | 403.3822 | 380.0782 | 278.0271 | 264.9503 | 188.856 | 441.447 | 385.5414 | 472.73 | 227.889 | 388.6441 | 324.8056 | 399.9005 | 437.4162 | 508.8597 | 436.9931 | 429.6191
7298 | 2 | 305 | 11 | 287.1671 | 196.0438 | 320.4846 | 456.8292 | 400.237 | 378.2565 | 277.8458 | 263.5812 | 186.7538 | 437.3826 | 381.2806 | 472.7429 | 231.1537 | 388.0936 | 318.2114 | 401.5194 | 437.2922 | 504.8341 | 439.9161 | 427.361
7299 | 3 | 305 | 11 | 287.3388 | 192.0412 | 323.4799 | 457.3269 | 403.1571 | 378.0173 | 275.8601 | 263.0694 | 187.0895 | 434.5286 | 387.682 | 474.0719 | 228.2286 | 384.4205 | 330.2884 | 402.6646 | 438.9315 | 507.8584 | 437.6969 | 433.5426
7300 | 4 | 305 | 11 | 282.9189 | 180.675 | 332.0257 | 461.9718 | 404.9493 | 373.9552 | 276.1911 | 262.373 | 178.6652 | 429.1928 | 386.2964 | 485.1531 | 224.5081 | 368.6578 | 339.2818 | 404.9755 | 426.4362 | 513.3722 | 434.8543 | 436.7696
7301 | 5 | 305 | 11 | 281.9806 | 170.397 | 334.303 | 465.9535 | 405.4833 | 373.0309 | 275.6948 | 262.6242 | 173.0678 | 461.1563 | 375.6412 | 497.492 | 222.9331 | 367.1012 | 341.837 | 399.3316 | 420.2601 | 511.1621 | 427.8259 | 439.9057
7302 | 6 | 305 | 11 | 273.2089 | 147.9097 | 337.3243 | 436.3397 | 350.7448 | 359.4792 | 281.6513 | 252.9972 | 180.3094 | 462.6835 | 382.2589 | 488.7969 | 214.0617 | 354.7938 | 344.1072 | 386.2254 | 368.0699 | 507.1598 | 405.4153 | 428.8358
7303 | 7 | 305 | 11 | 248.7747 | 120.819 | 283.0534 | 336.5996 | 236.5506 | 239.6987 | 262.8942 | 231.9664 | 150.6023 | 392.0628 | 359.8605 | 397.6231 | 206.8398 | 251.814 | 279.2022 | 320.4797 | 256.0637 | 448.7447 | 366.4185 | 380.1562
7304 | 8 | 305 | 11 | 236.5582 | 116.7635 | 244.962 | 318.4996 | 219.1695 | 197.3381 | 242.5404 | 225.462 | 127.5841 | 276.884 | 305.0227 | 269.617 | 206.0399 | 221.818 | 230.3981 | 299.213 | 243.9846 | 354.6107 | 379.0483 | 263.3765
7305 | 9 | 305 | 11 | 231.7642 | 116.0798 | 238.8873 | 310.4923 | 215.6946 | 196.5245 | 240.8559 | 222.2104 | 121.4703 | 254.5056 | 299.1146 | 251.7854 | 206.6009 | 229.6 | 231.2865 | 294.9477 | 242.6389 | 318.1607 | 367.1473 | 239.1518
7306 | 10 | 305 | 11 | 236.986 | 118.3222 | 239.9506 | 307.0375 | 218.5655 | 200.222 | 240.0043 | 223.9828 | 116.0643 | 250.7645 | 298.7925 | 248.6597 | 204.2072 | 228.4022 | 229.3524 | 293.4966 | 244.0823 | 306.9818 | 369.5793 | 234.0326
7307 | 11 | 305 | 11 | 240.9187 | 120.297 | 243.8544 | 309.7713 | 216.0594 | 195.5672 | 241.6597 | 224.2429 | 115.2011 | 248.1049 | 302.9096 | 249.8034 | 208.3502 | 222.3632 | 233.7681 | 296.4303 | 242.1264 | 305.0134 | 367.7568 | 233.4531
7308 | 12 | 305 | 11 | 243.932 | 122.7475 | 238.786 | 311.4615 | 210.6945 | 194.7703 | 243.4815 | 226.2206 | 120.175 | 250.3471 | 297.287 | 247.7531 | 210.8057 | 219.1463 | 233.6695 | 292.643 | 237.4654 | 306.2413 | 361.6389 | 233.4112
7309 | 13 | 305 | 11 | 243.0277 | 122.914 | 238.4197 | 313.316 | 212.4189 | 191.0427 | 243.4151 | 225.5748 | 120.1762 | 247.8579 | 299.9673 | 244.3658 | 210.8533 | 213.8255 | 229.5322 | 289.2916 | 236.652 | 305.2948 | 357.6571 | 234.9093
7310 | 14 | 305 | 11 | 240.6459 | 128.4906 | 237.7521 | 314.5535 | 231.7631 | 197.8542 | 249.6174 | 221.8108 | 124.8498 | 248.6754 | 305.0751 | 246.5828 | 219.8101 | 216.0398 | 225.2408 | 291.1241 | 251.0219 | 304.1226 | 363.5409 | 238.2669
7311 | 15 | 305 | 11 | 251.3917 | 141.1436 | 249.4169 | 319.9571 | 332.6956 | 247.3484 | 277.5771 | 243.0872 | 150.1873 | 279.7983 | 316.7168 | 274.3523 | 220.7753 | 251.4366 | 243.3632 | 308.0926 | 327.2246 | 319.4141 | 380.9332 | 267.4959
7312 | 16 | 305 | 11 | 278.6327 | 159.4077 | 300.3641 | 369.9862 | 408.3863 | 372.6722 | 295.0585 | 261.6417 | 206.9481 | 441.9903 | 363.1329 | 429.6079 | 218.8709 | 340.6676 | 307.687 | 369.2193 | 412.4129 | 401.6467 | 418.5066 | 392.3733
7313 | 17 | 305 | 11 | 281.9953 | 155.4623 | 359.4262 | 413.2563 | 415.0592 | 381.0634 | 299.9199 | 265.6469 | 216.556 | 490.1022 | 375.1379 | 495.0785 | 224.945 | 369.3124 | 350.1611 | 396.0723 | 421.4656 | 507.8196 | 423.3982 | 429.1115
7314 | 18 | 305 | 11 | 282.2329 | 152.8831 | 345.4937 | 418.1612 | 414.7041 | 384.4455 | 299.9985 | 262.9372 | 214.1685 | 492.862 | 384.608 | 497.7665 | 221.2317 | 375.1306 | 344.1708 | 397.1064 | 420.4943 | 511.9824 | 422.6066 | 438.3974
7315 | 19 | 305 | 11 | 281.8445 | 150.961 | 335.7068 | 415.0742 | 409.5242 | 381.1353 | 298.6867 | 262.4404 | 209.1474 | 489.9251 | 379.5456 | 494.8386 | 217.7385 | 374.5081 | 339.4839 | 395.6277 | 416.3775 | 508.6094 | 419.847 | 438.0164
7316 | 20 | 305 | 11 | 277.6279 | 152.0595 | 329.3288 | 416.431 | 410.5562 | 374.1386 | 296.5373 | 262.4041 | 203.6791 | 478.6918 | 377.8128 | 490.3022 | 221.9165 | 376.9041 | 330.4662 | 393.7623 | 420.9271 | 507.0931 | 421.8676 | 430.7065
7317 | 21 | 305 | 11 | 278.6381 | 159.0526 | 321.5257 | 415.2457 | 409.3752 | 381.2459 | 293.1565 | 263.451 | 210.6618 | 467.812 | 374.9335 | 489.7475 | 218.218 | 374.1088 | 321.2325 | 397.7704 | 420.9994 | 501.017 | 426.2745 | 438.9062
7318 | 22 | 305 | 11 | 279.9414 | 159.411 | 321.428 | 435.7231 | 415.9978 | 389.9227 | 287.3387 | 265.5763 | 195.4342 | 433.6912 | 371.957 | 485.0488 | 220.3883 | 381.7531 | 329.2883 | 405.9502 | 427.7403 | 513.1278 | 435.7056 | 453.2002
7319 | 23 | 305 | 11 | 282.0773 | 168.0659 | 327.1484 | 472.688 | 410.6206 | 391.2197 | 286.0974 | 268.2107 | 191.035 | 438.1099 | 386.4066 | 480.7736 | 230.0744 | 389.2244 | 331.3108 | 403.5752 | 438.4213 | 514.6952 | 438.092 | 441.7352
7320 | 0 | 306 | 11 | 285.7611 | 179.8728 | 319.0925 | 470.5908 | 404.0688 | 386.823 | 277.4721 | 267.6425 | 187.1156 | 442.3908 | 387.7613 | 477.4566 | 237.0616 | 385.6557 | 327.5501 | 400.3611 | 435.8609 | 509.6991 | 439.0557 | 434.6236
7321 | 1 | 306 | 11 | 285.5831 | 187.6757 | 319.1272 | 462.7879 | 403.3822 | 380.0782 | 278.0271 | 264.9503 | 188.856 | 441.447 | 385.5414 | 472.73 | 227.889 | 388.6441 | 324.8056 | 399.9005 | 437.4162 | 508.8597 | 436.9931 | 429.6191
7322 | 2 | 306 | 11 | 287.1671 | 196.0438 | 320.4846 | 456.8292 | 400.237 | 378.2565 | 277.8458 | 263.5812 | 186.7538 | 437.3826 | 381.2806 | 472.7429 | 231.1537 | 388.0936 | 318.2114 | 401.5194 | 437.2922 | 504.8341 | 439.9161 | 427.361
7323 | 3 | 306 | 11 | 287.3388 | 192.0412 | 323.4799 | 457.3269 | 403.1571 | 378.0173 | 275.8601 | 263.0694 | 187.0895 | 434.5286 | 387.682 | 474.0719 | 228.2286 | 384.4205 | 330.2884 | 402.6646 | 438.9315 | 507.8584 | 437.6969 | 433.5426
7324 | 4 | 306 | 11 | 282.9189 | 180.675 | 332.0257 | 461.9718 | 404.9493 | 373.9552 | 276.1911 | 262.373 | 178.6652 | 429.1928 | 386.2964 | 485.1531 | 224.5081 | 368.6578 | 339.2818 | 404.9755 | 426.4362 | 513.3722 | 434.8543 | 436.7696
7325 | 5 | 306 | 11 | 281.9806 | 170.397 | 334.303 | 465.9535 | 405.4833 | 373.0309 | 275.6948 | 262.6242 | 173.0678 | 461.1563 | 375.6412 | 497.492 | 222.9331 | 367.1012 | 341.837 | 399.3316 | 420.2601 | 511.1621 | 427.8259 | 439.9057
7326 | 6 | 306 | 11 | 273.2089 | 147.9097 | 337.3243 | 436.3397 | 350.7448 | 359.4792 | 281.6513 | 252.9972 | 180.3094 | 462.6835 | 382.2589 | 488.7969 | 214.0617 | 354.7938 | 344.1072 | 386.2254 | 368.0699 | 507.1598 | 405.4153 | 428.8358
7327 | 7 | 306 | 11 | 248.7747 | 120.819 | 283.0534 | 336.5996 | 236.5506 | 239.6987 | 262.8942 | 231.9664 | 150.6023 | 392.0628 | 359.8605 | 397.6231 | 206.8398 | 251.814 | 279.2022 | 320.4797 | 256.0637 | 448.7447 | 366.4185 | 380.1562
7328 | 8 | 306 | 11 | 236.5582 | 116.7635 | 244.962 | 318.4996 | 219.1695 | 197.3381 | 242.5404 | 225.462 | 127.5841 | 276.884 | 305.0227 | 269.617 | 206.0399 | 221.818 | 230.3981 | 299.213 | 243.9846 | 354.6107 | 379.0483 | 263.3765
7329 | 9 | 306 | 11 | 231.7642 | 116.0798 | 238.8873 | 310.4923 | 215.6946 | 196.5245 | 240.8559 | 222.2104 | 121.4703 | 254.5056 | 299.1146 | 251.7854 | 206.6009 | 229.6 | 231.2865 | 294.9477 | 242.6389 | 318.1607 | 367.1473 | 239.1518
7330 | 10 | 306 | 11 | 236.986 | 118.3222 | 239.9506 | 307.0375 | 218.5655 | 200.222 | 240.0043 | 223.9828 | 116.0643 | 250.7645 | 298.7925 | 248.6597 | 204.2072 | 228.4022 | 229.3524 | 293.4966 | 244.0823 | 306.9818 | 369.5793 | 234.0326
7331 | 11 | 306 | 11 | 240.9187 | 120.297 | 243.8544 | 309.7713 | 216.0594 | 195.5672 | 241.6597 | 224.2429 | 115.2011 | 248.1049 | 302.9096 | 249.8034 | 208.3502 | 222.3632 | 233.7681 | 296.4303 | 242.1264 | 305.0134 | 367.7568 | 233.4531
7332 | 12 | 306 | 11 | 243.932 | 122.7475 | 238.786 | 311.4615 | 210.6945 | 194.7703 | 243.4815 | 226.2206 | 120.175 | 250.3471 | 297.287 | 247.7531 | 210.8057 | 219.1463 | 233.6695 | 292.643 | 237.4654 | 306.2413 | 361.6389 | 233.4112
7333 | 13 | 306 | 11 | 243.0277 | 122.914 | 238.4197 | 313.316 | 212.4189 | 191.0427 | 243.4151 | 225.5748 | 120.1762 | 247.8579 | 299.9673 | 244.3658 | 210.8533 | 213.8255 | 229.5322 | 289.2916 | 236.652 | 305.2948 | 357.6571 | 234.9093
7334 | 14 | 306 | 11 | 240.6459 | 128.4906 | 237.7521 | 314.5535 | 231.7631 | 197.8542 | 249.6174 | 221.8108 | 124.8498 | 248.6754 | 305.0751 | 246.5828 | 219.8101 | 216.0398 | 225.2408 | 291.1241 | 251.0219 | 304.1226 | 363.5409 | 238.2669
7335 | 15 | 306 | 11 | 251.3917 | 141.1436 | 249.4169 | 319.9571 | 332.6956 | 247.3484 | 277.5771 | 243.0872 | 150.1873 | 279.7983 | 316.7168 | 274.3523 | 220.7753 | 251.4366 | 243.3632 | 308.0926 | 327.2246 | 319.4141 | 380.9332 | 267.4959
7336 | 16 | 306 | 11 | 278.6327 | 159.4077 | 300.3641 | 369.9862 | 408.3863 | 372.6722 | 295.0585 | 261.6417 | 206.9481 | 441.9903 | 363.1329 | 429.6079 | 218.8709 | 340.6676 | 307.687 | 369.2193 | 412.4129 | 401.6467 | 418.5066 | 392.3733
7337 | 17 | 306 | 11 | 281.9953 | 155.4623 | 359.4262 | 413.2563 | 415.0592 | 381.0634 | 299.9199 | 265.6469 | 216.556 | 490.1022 | 375.1379 | 495.0785 | 224.945 | 369.3124 | 350.1611 | 396.0723 | 421.4656 | 507.8196 | 423.3982 | 429.1115
7338 | 18 | 306 | 11 | 282.2329 | 152.8831 | 345.4937 | 418.1612 | 414.7041 | 384.4455 | 299.9985 | 262.9372 | 214.1685 | 492.862 | 384.608 | 497.7665 | 221.2317 | 375.1306 | 344.1708 | 397.1064 | 420.4943 | 511.9824 | 422.6066 | 438.3974
7339 | 19 | 306 | 11 | 281.8445 | 150.961 | 335.7068 | 415.0742 | 409.5242 | 381.1353 | 298.6867 | 262.4404 | 209.1474 | 489.9251 | 379.5456 | 494.8386 | 217.7385 | 374.5081 | 339.4839 | 395.6277 | 416.3775 | 508.6094 | 419.847 | 438.0164
7340 | 20 | 306 | 11 | 277.6279 | 152.0595 | 329.3288 | 416.431 | 410.5562 | 374.1386 | 296.5373 | 262.4041 | 203.6791 | 478.6918 | 377.8128 | 490.3022 | 221.9165 | 376.9041 | 330.4662 | 393.7623 | 420.9271 | 507.0931 | 421.8676 | 430.7065
7341 | 21 | 306 | 11 | 278.6381 | 159.0526 | 321.5257 | 415.2457 | 409.3752 | 381.2459 | 293.1565 | 263.451 | 210.6618 | 467.812 | 374.9335 | 489.7475 | 218.218 | 374.1088 | 321.2325 | 397.7704 | 420.9994 | 501.017 | 426.2745 | 438.9062
7342 | 22 | 306 | 11 | 279.9414 | 159.411 | 321.428 | 435.7231 | 415.9978 | 389.9227 | 287.3387 | 265.5763 | 195.4342 | 433.6912 | 371.957 | 485.0488 | 220.3883 | 381.7531 | 329.2883 | 405.9502 | 427.7403 | 513.1278 | 435.7056 | 453.2002
7343 | 23 | 306 | 11 | 282.0773 | 168.0659 | 327.1484 | 472.688 | 410.6206 | 391.2197 | 286.0974 | 268.2107 | 191.035 | 438.1099 | 386.4066 | 480.7736 | 230.0744 | 389.2244 | 331.3108 | 403.5752 | 438.4213 | 514.6952 | 438.092 | 441.7352
7344 | 0 | 307 | 11 | 285.7611 | 179.8728 | 319.0925 | 470.5908 | 404.0688 | 386.823 | 277.4721 | 267.6425 | 187.1156 | 442.3908 | 387.7613 | 477.4566 | 237.0616 | 385.6557 | 327.5501 | 400.3611 | 435.8609 | 509.6991 | 439.0557 | 434.6236
7345 | 1 | 307 | 11 | 285.5831 | 187.6757 | 319.1272 | 462.7879 | 403.3822 | 380.0782 | 278.0271 | 264.9503 | 188.856 | 441.447 | 385.5414 | 472.73 | 227.889 | 388.6441 | 324.8056 | 399.9005 | 437.4162 | 508.8597 | 436.9931 | 429.6191
7346 | 2 | 307 | 11 | 287.1671 | 196.0438 | 320.4846 | 456.8292 | 400.237 | 378.2565 | 277.8458 | 263.5812 | 186.7538 | 437.3826 | 381.2806 | 472.7429 | 231.1537 | 388.0936 | 318.2114 | 401.5194 | 437.2922 | 504.8341 | 439.9161 | 427.361
7347 | 3 | 307 | 11 | 287.3388 | 192.0412 | 323.4799 | 457.3269 | 403.1571 | 378.0173 | 275.8601 | 263.0694 | 187.0895 | 434.5286 | 387.682 | 474.0719 | 228.2286 | 384.4205 | 330.2884 | 402.6646 | 438.9315 | 507.8584 | 437.6969 | 433.5426
7348 | 4 | 307 | 11 | 282.9189 | 180.675 | 332.0257 | 461.9718 | 404.9493 | 373.9552 | 276.1911 | 262.373 | 178.6652 | 429.1928 | 386.2964 | 485.1531 | 224.5081 | 368.6578 | 339.2818 | 404.9755 | 426.4362 | 513.3722 | 434.8543 | 436.7696
7349 | 5 | 307 | 11 | 281.9806 | 170.397 | 334.303 | 465.9535 | 405.4833 | 373.0309 | 275.6948 | 262.6242 | 173.0678 | 461.1563 | 375.6412 | 497.492 | 222.9331 | 367.1012 | 341.837 | 399.3316 | 420.2601 | 511.1621 | 427.8259 | 439.9057
7350 | 6 | 307 | 11 | 273.2089 | 147.9097 | 337.3243 | 436.3397 | 350.7448 | 359.4792 | 281.6513 | 252.9972 | 180.3094 | 462.6835 | 382.2589 | 488.7969 | 214.0617 | 354.7938 | 344.1072 | 386.2254 | 368.0699 | 507.1598 | 405.4153 | 428.8358
7351 | 7 | 307 | 11 | 248.7747 | 120.819 | 283.0534 | 336.5996 | 236.5506 | 239.6987 | 262.8942 | 231.9664 | 150.6023 | 392.0628 | 359.8605 | 397.6231 | 206.8398 | 251.814 | 279.2022 | 320.4797 | 256.0637 | 448.7447 | 366.4185 | 380.1562
7352 | 8 | 307 | 11 | 236.5582 | 116.7635 | 244.962 | 318.4996 | 219.1695 | 197.3381 | 242.5404 | 225.462 | 127.5841 | 276.884 | 305.0227 | 269.617 | 206.0399 | 221.818 | 230.3981 | 299.213 | 243.9846 | 354.6107 | 379.0483 | 263.3765
7353 | 9 | 307 | 11 | 231.7642 | 116.0798 | 238.8873 | 310.4923 | 215.6946 | 196.5245 | 240.8559 | 222.2104 | 121.4703 | 254.5056 | 299.1146 | 251.7854 | 206.6009 | 229.6 | 231.2865 | 294.9477 | 242.6389 | 318.1607 | 367.1473 | 239.1518
7354 | 10 | 307 | 11 | 236.986 | 118.3222 | 239.9506 | 307.0375 | 218.5655 | 200.222 | 240.0043 | 223.9828 | 116.0643 | 250.7645 | 298.7925 | 248.6597 | 204.2072 | 228.4022 | 229.3524 | 293.4966 | 244.0823 | 306.9818 | 369.5793 | 234.0326
7355 | 11 | 307 | 11 | 240.9187 | 120.297 | 243.8544 | 309.7713 | 216.0594 | 195.5672 | 241.6597 | 224.2429 | 115.2011 | 248.1049 | 302.9096 | 249.8034 | 208.3502 | 222.3632 | 233.7681 | 296.4303 | 242.1264 | 305.0134 | 367.7568 | 233.4531
7356 | 12 | 307 | 11 | 243.932 | 122.7475 | 238.786 | 311.4615 | 210.6945 | 194.7703 | 243.4815 | 226.2206 | 120.175 | 250.3471 | 297.287 | 247.7531 | 210.8057 | 219.1463 | 233.6695 | 292.643 | 237.4654 | 306.2413 | 361.6389 | 233.4112
7357 | 13 | 307 | 11 | 243.0277 | 122.914 | 238.4197 | 313.316 | 212.4189 | 191.0427 | 243.4151 | 225.5748 | 120.1762 | 247.8579 | 299.9673 | 244.3658 | 210.8533 | 213.8255 | 229.5322 | 289.2916 | 236.652 | 305.2948 | 357.6571 | 234.9093
7358 | 14 | 307 | 11 | 240.6459 | 128.4906 | 237.7521 | 314.5535 | 231.7631 | 197.8542 | 249.6174 | 221.8108 | 124.8498 | 248.6754 | 305.0751 | 246.5828 | 219.8101 | 216.0398 | 225.2408 | 291.1241 | 251.0219 | 304.1226 | 363.5409 | 238.2669
7359 | 15 | 307 | 11 | 251.3917 | 141.1436 | 249.4169 | 319.9571 | 332.6956 | 247.3484 | 277.5771 | 243.0872 | 150.1873 | 279.7983 | 316.7168 | 274.3523 | 220.7753 | 251.4366 | 243.3632 | 308.0926 | 327.2246 | 319.4141 | 380.9332 | 267.4959
7360 | 16 | 307 | 11 | 278.6327 | 159.4077 | 300.3641 | 369.9862 | 408.3863 | 372.6722 | 295.0585 | 261.6417 | 206.9481 | 441.9903 | 363.1329 | 429.6079 | 218.8709 | 340.6676 | 307.687 | 369.2193 | 412.4129 | 401.6467 | 418.5066 | 392.3733
7361 | 17 | 307 | 11 | 281.9953 | 155.4623 | 359.4262 | 413.2563 | 415.0592 | 381.0634 | 299.9199 | 265.6469 | 216.556 | 490.1022 | 375.1379 | 495.0785 | 224.945 | 369.3124 | 350.1611 | 396.0723 | 421.4656 | 507.8196 | 423.3982 | 429.1115
7362 | 18 | 307 | 11 | 282.2329 | 152.8831 | 345.4937 | 418.1612 | 414.7041 | 384.4455 | 299.9985 | 262.9372 | 214.1685 | 492.862 | 384.608 | 497.7665 | 221.2317 | 375.1306 | 344.1708 | 397.1064 | 420.4943 | 511.9824 | 422.6066 | 438.3974
7363 | 19 | 307 | 11 | 281.8445 | 150.961 | 335.7068 | 415.0742 | 409.5242 | 381.1353 | 298.6867 | 262.4404 | 209.1474 | 489.9251 | 379.5456 | 494.8386 | 217.7385 | 374.5081 | 339.4839 | 395.6277 | 416.3775 | 508.6094 | 419.847 | 438.0164
7364 | 20 | 307 | 11 | 277.6279 | 152.0595 | 329.3288 | 416.431 | 410.5562 | 374.1386 | 296.5373 | 262.4041 | 203.6791 | 478.6918 | 377.8128 | 490.3022 | 221.9165 | 376.9041 | 330.4662 | 393.7623 | 420.9271 | 507.0931 | 421.8676 | 430.7065
7365 | 21 | 307 | 11 | 278.6381 | 159.0526 | 321.5257 | 415.2457 | 409.3752 | 381.2459 | 293.1565 | 263.451 | 210.6618 | 467.812 | 374.9335 | 489.7475 | 218.218 | 374.1088 | 321.2325 | 397.7704 | 420.9994 | 501.017 | 426.2745 | 438.9062
7366 | 22 | 307 | 11 | 279.9414 | 159.411 | 321.428 | 435.7231 | 415.9978 | 389.9227 | 287.3387 | 265.5763 | 195.4342 | 433.6912 | 371.957 | 485.0488 | 220.3883 | 381.7531 | 329.2883 | 405.9502 | 427.7403 | 513.1278 | 435.7056 | 453.2002
7367 | 23 | 307 | 11 | 282.0773 | 168.0659 | 327.1484 | 472.688 | 410.6206 | 391.2197 | 286.0974 | 268.2107 | 191.035 | 438.1099 | 386.4066 | 480.7736 | 230.0744 | 389.2244 | 331.3108 | 403.5752 | 438.4213 | 514.6952 | 438.092 | 441.7352
7368 | 0 | 308 | 11 | 285.7611 | 179.8728 | 319.0925 | 470.5908 | 404.0688 | 386.823 | 277.4721 | 267.6425 | 187.1156 | 442.3908 | 387.7613 | 477.4566 | 237.0616 | 385.6557 | 327.5501 | 400.3611 | 435.8609 | 509.6991 | 439.0557 | 434.6236
7369 | 1 | 308 | 11 | 285.5831 | 187.6757 | 319.1272 | 462.7879 | 403.3822 | 380.0782 | 278.0271 | 264.9503 | 188.856 | 441.447 | 385.5414 | 472.73 | 227.889 | 388.6441 | 324.8056 | 399.9005 | 437.4162 | 508.8597 | 436.9931 | 429.6191
7370 | 2 | 308 | 11 | 287.1671 | 196.0438 | 320.4846 | 456.8292 | 400.237 | 378.2565 | 277.8458 | 263.5812 | 186.7538 | 437.3826 | 381.2806 | 472.7429 | 231.1537 | 388.0936 | 318.2114 | 401.5194 | 437.2922 | 504.8341 | 439.9161 | 427.361
7371 | 3 | 308 | 11 | 287.3388 | 192.0412 | 323.4799 | 457.3269 | 403.1571 | 378.0173 | 275.8601 | 263.0694 | 187.0895 | 434.5286 | 387.682 | 474.0719 | 228.2286 | 384.4205 | 330.2884 | 402.6646 | 438.9315 | 507.8584 | 437.6969 | 433.5426
7372 | 4 | 308 | 11 | 282.9189 | 180.675 | 332.0257 | 461.9718 | 404.9493 | 373.9552 | 276.1911 | 262.373 | 178.6652 | 429.1928 | 386.2964 | 485.1531 | 224.5081 | 368.6578 | 339.2818 | 404.9755 | 426.4362 | 513.3722 | 434.8543 | 436.7696
7373 | 5 | 308 | 11 | 281.9806 | 170.397 | 334.303 | 465.9535 | 405.4833 | 373.0309 | 275.6948 | 262.6242 | 173.0678 | 461.1563 | 375.6412 | 497.492 | 222.9331 | 367.1012 | 341.837 | 399.3316 | 420.2601 | 511.1621 | 427.8259 | 439.9057
7374 | 6 | 308 | 11 | 273.2089 | 147.9097 | 337.3243 | 436.3397 | 350.7448 | 359.4792 | 281.6513 | 252.9972 | 180.3094 | 462.6835 | 382.2589 | 488.7969 | 214.0617 | 354.7938 | 344.1072 | 386.2254 | 368.0699 | 507.1598 | 405.4153 | 428.8358
7375 | 7 | 308 | 11 | 248.7747 | 120.819 | 283.0534 | 336.5996 | 236.5506 | 239.6987 | 262.8942 | 231.9664 | 150.6023 | 392.0628 | 359.8605 | 397.6231 | 206.8398 | 251.814 | 279.2022 | 320.4797 | 256.0637 | 448.7447 | 366.4185 | 380.1562
7376 | 8 | 308 | 11 | 236.5582 | 116.7635 | 244.962 | 318.4996 | 219.1695 | 197.3381 | 242.5404 | 225.462 | 127.5841 | 276.884 | 305.0227 | 269.617 | 206.0399 | 221.818 | 230.3981 | 299.213 | 243.9846 | 354.6107 | 379.0483 | 263.3765
7377 | 9 | 308 | 11 | 231.7642 | 116.0798 | 238.8873 | 310.4923 | 215.6946 | 196.5245 | 240.8559 | 222.2104 | 121.4703 | 254.5056 | 299.1146 | 251.7854 | 206.6009 | 229.6 | 231.2865 | 294.9477 | 242.6389 | 318.1607 | 367.1473 | 239.1518
7378 | 10 | 308 | 11 | 236.986 | 118.3222 | 239.9506 | 307.0375 | 218.5655 | 200.222 | 240.0043 | 223.9828 | 116.0643 | 250.7645 | 298.7925 | 248.6597 | 204.2072 | 228.4022 | 229.3524 | 293.4966 | 244.0823 | 306.9818 | 369.5793 | 234.0326
7379 | 11 | 308 | 11 | 240.9187 | 120.297 | 243.8544 | 309.7713 | 216.0594 | 195.5672 | 241.6597 | 224.2429 | 115.2011 | 248.1049 | 302.9096 | 249.8034 | 208.3502 | 222.3632 | 233.7681 | 296.4303 | 242.1264 | 305.0134 | 367.7568 | 233.4531
7380 | 12 | 308 | 11 | 243.932 | 122.7475 | 238.786 | 311.4615 | 210.6945 | 194.7703 | 243.4815 | 226.2206 | 120.175 | 250.3471 | 297.287 | 247.7531 | 210.8057 | 219.1463 | 233.6695 | 292.643 | 237.4654 | 306.2413 | 361.6389 | 233.4112
7381 | 13 | 308 | 11 | 243.0277 | 122.914 | 238.4197 | 313.316 | 212.4189 | 191.0427 | 243.4151 | 225.5748 | 120.1762 | 247.8579 | 299.9673 | 244.3658 | 210.8533 | 213.8255 | 229.5322 | 289.2916 | 236.652 | 305.2948 | 357.6571 | 234.9093
7382 | 14 | 308 | 11 | 240.6459 | 128.4906 | 237.7521 | 314.5535 | 231.7631 | 197.8542 | 249.6174 | 221.8108 | 124.8498 | 248.6754 | 305.0751 | 246.5828 | 219.8101 | 216.0398 | 225.2408 | 291.1241 | 251.0219 | 304.1226 | 363.5409 | 238.2669
7383 | 15 | 308 | 11 | 251.3917 | 141.1436 | 249.4169 | 319.9571 | 332.6956 | 247.3484 | 277.5771 | 243.0872 | 150.1873 | 279.7983 | 316.7168 | 274.3523 | 220.7753 | 251.4366 | 243.3632 | 308.0926 | 327.2246 | 319.4141 | 380.9332 | 267.4959
7384 | 16 | 308 | 11 | 278.6327 | 159.4077 | 300.3641 | 369.9862 | 408.3863 | 372.6722 | 295.0585 | 261.6417 | 206.9481 | 441.9903 | 363.1329 | 429.6079 | 218.8709 | 340.6676 | 307.687 | 369.2193 | 412.4129 | 401.6467 | 418.5066 | 392.3733
7385 | 17 | 308 | 11 | 281.9953 | 155.4623 | 359.4262 | 413.2563 | 415.0592 | 381.0634 | 299.9199 | 265.6469 | 216.556 | 490.1022 | 375.1379 | 495.0785 | 224.945 | 369.3124 | 350.1611 | 396.0723 | 421.4656 | 507.8196 | 423.3982 | 429.1115
7386 | 18 | 308 | 11 | 282.2329 | 152.8831 | 345.4937 | 418.1612 | 414.7041 | 384.4455 | 299.9985 | 262.9372 | 214.1685 | 492.862 | 384.608 | 497.7665 | 221.2317 | 375.1306 | 344.1708 | 397.1064 | 420.4943 | 511.9824 | 422.6066 | 438.3974
7387 | 19 | 308 | 11 | 281.8445 | 150.961 | 335.7068 | 415.0742 | 409.5242 | 381.1353 | 298.6867 | 262.4404 | 209.1474 | 489.9251 | 379.5456 | 494.8386 | 217.7385 | 374.5081 | 339.4839 | 395.6277 | 416.3775 | 508.6094 | 419.847 | 438.0164
7388 | 20 | 308 | 11 | 277.6279 | 152.0595 | 329.3288 | 416.431 | 410.5562 | 374.1386 | 296.5373 | 262.4041 | 203.6791 | 478.6918 | 377.8128 | 490.3022 | 221.9165 | 376.9041 | 330.4662 | 393.7623 | 420.9271 | 507.0931 | 421.8676 | 430.7065
7389 | 21 | 308 | 11 | 278.6381 | 159.0526 | 321.5257 | 415.2457 | 409.3752 | 381.2459 | 293.1565 | 263.451 | 210.6618 | 467.812 | 374.9335 | 489.7475 | 218.218 | 374.1088 | 321.2325 | 397.7704 | 420.9994 | 501.017 | 426.2745 | 438.9062
7390 | 22 | 308 | 11 | 279.9414 | 159.411 | 321.428 | 435.7231 | 415.9978 | 389.9227 | 287.3387 | 265.5763 | 195.4342 | 433.6912 | 371.957 | 485.0488 | 220.3883 | 381.7531 | 329.2883 | 405.9502 | 427.7403 | 513.1278 | 435.7056 | 453.2002
7391 | 23 | 308 | 11 | 282.0773 | 168.0659 | 327.1484 | 472.688 | 410.6206 | 391.2197 | 286.0974 | 268.2107 | 191.035 | 438.1099 | 386.4066 | 480.7736 | 230.0744 | 389.2244 | 331.3108 | 403.5752 | 438.4213 | 514.6952 | 438.092 | 441.7352
7392 | 0 | 309 | 11 | 285.7611 | 179.8728 | 319.0925 | 470.5908 | 404.0688 | 386.823 | 277.4721 | 267.6425 | 187.1156 | 442.3908 | 387.7613 | 477.4566 | 237.0616 | 385.6557 | 327.5501 | 400.3611 | 435.8609 | 509.6991 | 439.0557 | 434.6236
7393 | 1 | 309 | 11 | 285.5831 | 187.6757 | 319.1272 | 462.7879 | 403.3822 | 380.0782 | 278.0271 | 264.9503 | 188.856 | 441.447 | 385.5414 | 472.73 | 227.889 | 388.6441 | 324.8056 | 399.9005 | 437.4162 | 508.8597 | 436.9931 | 429.6191
7394 | 2 | 309 | 11 | 287.1671 | 196.0438 | 320.4846 | 456.8292 | 400.237 | 378.2565 | 277.8458 | 263.5812 | 186.7538 | 437.3826 | 381.2806 | 472.7429 | 231.1537 | 388.0936 | 318.2114 | 401.5194 | 437.2922 | 504.8341 | 439.9161 | 427.361
7395 | 3 | 309 | 11 | 287.3388 | 192.0412 | 323.4799 | 457.3269 | 403.1571 | 378.0173 | 275.8601 | 263.0694 | 187.0895 | 434.5286 | 387.682 | 474.0719 | 228.2286 | 384.4205 | 330.2884 | 402.6646 | 438.9315 | 507.8584 | 437.6969 | 433.5426
7396 | 4 | 309 | 11 | 282.9189 | 180.675 | 332.0257 | 461.9718 | 404.9493 | 373.9552 | 276.1911 | 262.373 | 178.6652 | 429.1928 | 386.2964 | 485.1531 | 224.5081 | 368.6578 | 339.2818 | 404.9755 | 426.4362 | 513.3722 | 434.8543 | 436.7696
7397 | 5 | 309 | 11 | 281.9806 | 170.397 | 334.303 | 465.9535 | 405.4833 | 373.0309 | 275.6948 | 262.6242 | 173.0678 | 461.1563 | 375.6412 | 497.492 | 222.9331 | 367.1012 | 341.837 | 399.3316 | 420.2601 | 511.1621 | 427.8259 | 439.9057
7398 | 6 | 309 | 11 | 273.2089 | 147.9097 | 337.3243 | 436.3397 | 350.7448 | 359.4792 | 281.6513 | 252.9972 | 180.3094 | 462.6835 | 382.2589 | 488.7969 | 214.0617 | 354.7938 | 344.1072 | 386.2254 | 368.0699 | 507.1598 | 405.4153 | 428.8358
7399 | 7 | 309 | 11 | 248.7747 | 120.819 | 283.0534 | 336.5996 | 236.5506 | 239.6987 | 262.8942 | 231.9664 | 150.6023 | 392.0628 | 359.8605 | 397.6231 | 206.8398 | 251.814 | 279.2022 | 320.4797 | 256.0637 | 448.7447 | 366.4185 | 380.1562
7400 | 8 | 309 | 11 | 236.5582 | 116.7635 | 244.962 | 318.4996 | 219.1695 | 197.3381 | 242.5404 | 225.462 | 127.5841 | 276.884 | 305.0227 | 269.617 | 206.0399 | 221.818 | 230.3981 | 299.213 | 243.9846 | 354.6107 | 379.0483 | 263.3765
7401 | 9 | 309 | 11 | 231.7642 | 116.0798 | 238.8873 | 310.4923 | 215.6946 | 196.5245 | 240.8559 | 222.2104 | 121.4703 | 254.5056 | 299.1146 | 251.7854 | 206.6009 | 229.6 | 231.2865 | 294.9477 | 242.6389 | 318.1607 | 367.1473 | 239.1518
7402 | 10 | 309 | 11 | 236.986 | 118.3222 | 239.9506 | 307.0375 | 218.5655 | 200.222 | 240.0043 | 223.9828 | 116.0643 | 250.7645 | 298.7925 | 248.6597 | 204.2072 | 228.4022 | 229.3524 | 293.4966 | 244.0823 | 306.9818 | 369.5793 | 234.0326
7403 | 11 | 309 | 11 | 240.9187 | 120.297 | 243.8544 | 309.7713 | 216.0594 | 195.5672 | 241.6597 | 224.2429 | 115.2011 | 248.1049 | 302.9096 | 249.8034 | 208.3502 | 222.3632 | 233.7681 | 296.4303 | 242.1264 | 305.0134 | 367.7568 | 233.4531
7404 | 12 | 309 | 11 | 243.932 | 122.7475 | 238.786 | 311.4615 | 210.6945 | 194.7703 | 243.4815 | 226.2206 | 120.175 | 250.3471 | 297.287 | 247.7531 | 210.8057 | 219.1463 | 233.6695 | 292.643 | 237.4654 | 306.2413 | 361.6389 | 233.4112
7405 | 13 | 309 | 11 | 243.0277 | 122.914 | 238.4197 | 313.316 | 212.4189 | 191.0427 | 243.4151 | 225.5748 | 120.1762 | 247.8579 | 299.9673 | 244.3658 | 210.8533 | 213.8255 | 229.5322 | 289.2916 | 236.652 | 305.2948 | 357.6571 | 234.9093
7406 | 14 | 309 | 11 | 240.6459 | 128.4906 | 237.7521 | 314.5535 | 231.7631 | 197.8542 | 249.6174 | 221.8108 | 124.8498 | 248.6754 | 305.0751 | 246.5828 | 219.8101 | 216.0398 | 225.2408 | 291.1241 | 251.0219 | 304.1226 | 363.5409 | 238.2669
7407 | 15 | 309 | 11 | 251.3917 | 141.1436 | 249.4169 | 319.9571 | 332.6956 | 247.3484 | 277.5771 | 243.0872 | 150.1873 | 279.7983 | 316.7168 | 274.3523 | 220.7753 | 251.4366 | 243.3632 | 308.0926 | 327.2246 | 319.4141 | 380.9332 | 267.4959
7408 | 16 | 309 | 11 | 278.6327 | 159.4077 | 300.3641 | 369.9862 | 408.3863 | 372.6722 | 295.0585 | 261.6417 | 206.9481 | 441.9903 | 363.1329 | 429.6079 | 218.8709 | 340.6676 | 307.687 | 369.2193 | 412.4129 | 401.6467 | 418.5066 | 392.3733
7409 | 17 | 309 | 11 | 281.9953 | 155.4623 | 359.4262 | 413.2563 | 415.0592 | 381.0634 | 299.9199 | 265.6469 | 216.556 | 490.1022 | 375.1379 | 495.0785 | 224.945 | 369.3124 | 350.1611 | 396.0723 | 421.4656 | 507.8196 | 423.3982 | 429.1115
7410 | 18 | 309 | 11 | 282.2329 | 152.8831 | 345.4937 | 418.1612 | 414.7041 | 384.4455 | 299.9985 | 262.9372 | 214.1685 | 492.862 | 384.608 | 497.7665 | 221.2317 | 375.1306 | 344.1708 | 397.1064 | 420.4943 | 511.9824 | 422.6066 | 438.3974
7411 | 19 | 309 | 11 | 281.8445 | 150.961 | 335.7068 | 415.0742 | 409.5242 | 381.1353 | 298.6867 | 262.4404 | 209.1474 | 489.9251 | 379.5456 | 494.8386 | 217.7385 | 374.5081 | 339.4839 | 395.6277 | 416.3775 | 508.6094 | 419.847 | 438.0164
7412 | 20 | 309 | 11 | 277.6279 | 152.0595 | 329.3288 | 416.431 | 410.5562 | 374.1386 | 296.5373 | 262.4041 | 203.6791 | 478.6918 | 377.8128 | 490.3022 | 221.9165 | 376.9041 | 330.4662 | 393.7623 | 420.9271 | 507.0931 | 421.8676 | 430.7065
7413 | 21 | 309 | 11 | 278.6381 | 159.0526 | 321.5257 | 415.2457 | 409.3752 | 381.2459 | 293.1565 | 263.451 | 210.6618 | 467.812 | 374.9335 | 489.7475 | 218.218 | 374.1088 | 321.2325 | 397.7704 | 420.9994 | 501.017 | 426.2745 | 438.9062
7414 | 22 | 309 | 11 | 279.9414 | 159.411 | 321.428 | 435.7231 | 415.9978 | 389.9227 | 287.3387 | 265.5763 | 195.4342 | 433.6912 | 371.957 | 485.0488 | 220.3883 | 381.7531 | 329.2883 | 405.9502 | 427.7403 | 513.1278 | 435.7056 | 453.2002
7415 | 23 | 309 | 11 | 282.0773 | 168.0659 | 327.1484 | 472.688 | 410.6206 | 391.2197 | 286.0974 | 268.2107 | 191.035 | 438.1099 | 386.4066 | 480.7736 | 230.0744 | 389.2244 | 331.3108 | 403.5752 | 438.4213 | 514.6952 | 438.092 | 441.7352
7416 | 0 | 310 | 11 | 285.7611 | 179.8728 | 319.0925 | 470.5908 | 404.0688 | 386.823 | 277.4721 | 267.6425 | 187.1156 | 442.3908 | 387.7613 | 477.4566 | 237.0616 | 385.6557 | 327.5501 | 400.3611 | 435.8609 | 509.6991 | 439.0557 | 434.6236
7417 | 1 | 310 | 11 | 285.5831 | 187.6757 | 319.1272 | 462.7879 | 403.3822 | 380.0782 | 278.0271 | 264.9503 | 188.856 | 441.447 | 385.5414 | 472.73 | 227.889 | 388.6441 | 324.8056 | 399.9005 | 437.4162 | 508.8597 | 436.9931 | 429.6191
7418 | 2 | 310 | 11 | 287.1671 | 196.0438 | 320.4846 | 456.8292 | 400.237 | 378.2565 | 277.8458 | 263.5812 | 186.7538 | 437.3826 | 381.2806 | 472.7429 | 231.1537 | 388.0936 | 318.2114 | 401.5194 | 437.2922 | 504.8341 | 439.9161 | 427.361
7419 | 3 | 310 | 11 | 287.3388 | 192.0412 | 323.4799 | 457.3269 | 403.1571 | 378.0173 | 275.8601 | 263.0694 | 187.0895 | 434.5286 | 387.682 | 474.0719 | 228.2286 | 384.4205 | 330.2884 | 402.6646 | 438.9315 | 507.8584 | 437.6969 | 433.5426
7420 | 4 | 310 | 11 | 282.9189 | 180.675 | 332.0257 | 461.9718 | 404.9493 | 373.9552 | 276.1911 | 262.373 | 178.6652 | 429.1928 | 386.2964 | 485.1531 | 224.5081 | 368.6578 | 339.2818 | 404.9755 | 426.4362 | 513.3722 | 434.8543 | 436.7696
7421 | 5 | 310 | 11 | 281.9806 | 170.397 | 334.303 | 465.9535 | 405.4833 | 373.0309 | 275.6948 | 262.6242 | 173.0678 | 461.1563 | 375.6412 | 497.492 | 222.9331 | 367.1012 | 341.837 | 399.3316 | 420.2601 | 511.1621 | 427.8259 | 439.9057
7422 | 6 | 310 | 11 | 273.2089 | 147.9097 | 337.3243 | 436.3397 | 350.7448 | 359.4792 | 281.6513 | 252.9972 | 180.3094 | 462.6835 | 382.2589 | 488.7969 | 214.0617 | 354.7938 | 344.1072 | 386.2254 | 368.0699 | 507.1598 | 405.4153 | 428.8358
7423 | 7 | 310 | 11 | 248.7747 | 120.819 | 283.0534 | 336.5996 | 236.5506 | 239.6987 | 262.8942 | 231.9664 | 150.6023 | 392.0628 | 359.8605 | 397.6231 | 206.8398 | 251.814 | 279.2022 | 320.4797 | 256.0637 | 448.7447 | 366.4185 | 380.1562
7424 | 8 | 310 | 11 | 236.5582 | 116.7635 | 244.962 | 318.4996 | 219.1695 | 197.3381 | 242.5404 | 225.462 | 127.5841 | 276.884 | 305.0227 | 269.617 | 206.0399 | 221.818 | 230.3981 | 299.213 | 243.9846 | 354.6107 | 379.0483 | 263.3765
7425 | 9 | 310 | 11 | 231.7642 | 116.0798 | 238.8873 | 310.4923 | 215.6946 | 196.5245 | 240.8559 | 222.2104 | 121.4703 | 254.5056 | 299.1146 | 251.7854 | 206.6009 | 229.6 | 231.2865 | 294.9477 | 242.6389 | 318.1607 | 367.1473 | 239.1518
7426 | 10 | 310 | 11 | 236.986 | 118.3222 | 239.9506 | 307.0375 | 218.5655 | 200.222 | 240.0043 | 223.9828 | 116.0643 | 250.7645 | 298.7925 | 248.6597 | 204.2072 | 228.4022 | 229.3524 | 293.4966 | 244.0823 | 306.9818 | 369.5793 | 234.0326
7427 | 11 | 310 | 11 | 240.9187 | 120.297 | 243.8544 | 309.7713 | 216.0594 | 195.5672 | 241.6597 | 224.2429 | 115.2011 | 248.1049 | 302.9096 | 249.8034 | 208.3502 | 222.3632 | 233.7681 | 296.4303 | 242.1264 | 305.0134 | 367.7568 | 233.4531
7428 | 12 | 310 | 11 | 243.932 | 122.7475 | 238.786 | 311.4615 | 210.6945 | 194.7703 | 243.4815 | 226.2206 | 120.175 | 250.3471 | 297.287 | 247.7531 | 210.8057 | 219.1463 | 233.6695 | 292.643 | 237.4654 | 306.2413 | 361.6389 | 233.4112
7429 | 13 | 310 | 11 | 243.0277 | 122.914 | 238.4197 | 313.316 | 212.4189 | 191.0427 | 243.4151 | 225.5748 | 120.1762 | 247.8579 | 299.9673 | 244.3658 | 210.8533 | 213.8255 | 229.5322 | 289.2916 | 236.652 | 305.2948 | 357.6571 | 234.9093
7430 | 14 | 310 | 11 | 240.6459 | 128.4906 | 237.7521 | 314.5535 | 231.7631 | 197.8542 | 249.6174 | 221.8108 | 124.8498 | 248.6754 | 305.0751 | 246.5828 | 219.8101 | 216.0398 | 225.2408 | 291.1241 | 251.0219 | 304.1226 | 363.5409 | 238.2669
7431 | 15 | 310 | 11 | 251.3917 | 141.1436 | 249.4169 | 319.9571 | 332.6956 | 247.3484 | 277.5771 | 243.0872 | 150.1873 | 279.7983 | 316.7168 | 274.3523 | 220.7753 | 251.4366 | 243.3632 | 308.0926 | 327.2246 | 319.4141 | 380.9332 | 267.4959
7432 | 16 | 310 | 11 | 278.6327 | 159.4077 | 300.3641 | 369.9862 | 408.3863 | 372.6722 | 295.0585 | 261.6417 | 206.9481 | 441.9903 | 363.1329 | 429.6079 | 218.8709 | 340.6676 | 307.687 | 369.2193 | 412.4129 | 401.6467 | 418.5066 | 392.3733
7433 | 17 | 310 | 11 | 281.9953 | 155.4623 | 359.4262 | 413.2563 | 415.0592 | 381.0634 | 299.9199 | 265.6469 | 216.556 | 490.1022 | 375.1379 | 495.0785 | 224.945 | 369.3124 | 350.1611 | 396.0723 | 421.4656 | 507.8196 | 423.3982 | 429.1115
7434 | 18 | 310 | 11 | 282.2329 | 152.8831 | 345.4937 | 418.1612 | 414.7041 | 384.4455 | 299.9985 | 262.9372 | 214.1685 | 492.862 | 384.608 | 497.7665 | 221.2317 | 375.1306 | 344.1708 | 397.1064 | 420.4943 | 511.9824 | 422.6066 | 438.3974
7435 | 19 | 310 | 11 | 281.8445 | 150.961 | 335.7068 | 415.0742 | 409.5242 | 381.1353 | 298.6867 | 262.4404 | 209.1474 | 489.9251 | 379.5456 | 494.8386 | 217.7385 | 374.5081 | 339.4839 | 395.6277 | 416.3775 | 508.6094 | 419.847 | 438.0164
7436 | 20 | 310 | 11 | 277.6279 | 152.0595 | 329.3288 | 416.431 | 410.5562 | 374.1386 | 296.5373 | 262.4041 | 203.6791 | 478.6918 | 377.8128 | 490.3022 | 221.9165 | 376.9041 | 330.4662 | 393.7623 | 420.9271 | 507.0931 | 421.8676 | 430.7065
7437 | 21 | 310 | 11 | 278.6381 | 159.0526 | 321.5257 | 415.2457 | 409.3752 | 381.2459 | 293.1565 | 263.451 | 210.6618 | 467.812 | 374.9335 | 489.7475 | 218.218 | 374.1088 | 321.2325 | 397.7704 | 420.9994 | 501.017 | 426.2745 | 438.9062
7438 | 22 | 310 | 11 | 279.9414 | 159.411 | 321.428 | 435.7231 | 415.9978 | 389.9227 | 287.3387 | 265.5763 | 195.4342 | 433.6912 | 371.957 | 485.0488 | 220.3883 | 381.7531 | 329.2883 | 405.9502 | 427.7403 | 513.1278 | 435.7056 | 453.2002
7439 | 23 | 310 | 11 | 282.0773 | 168.0659 | 327.1484 | 472.688 | 410.6206 | 391.2197 | 286.0974 | 268.2107 | 191.035 | 438.1099 | 386.4066 | 480.7736 | 230.0744 | 389.2244 | 331.3108 | 403.5752 | 438.4213 | 514.6952 | 438.092 | 441.7352
7440 | 0 | 311 | 11 | 285.7611 | 179.8728 | 319.0925 | 470.5908 | 404.0688 | 386.823 | 277.4721 | 267.6425 | 187.1156 | 442.3908 | 387.7613 | 477.4566 | 237.0616 | 385.6557 | 327.5501 | 400.3611 | 435.8609 | 509.6991 | 439.0557 | 434.6236
7441 | 1 | 311 | 11 | 285.5831 | 187.6757 | 319.1272 | 462.7879 | 403.3822 | 380.0782 | 278.0271 | 264.9503 | 188.856 | 441.447 | 385.5414 | 472.73 | 227.889 | 388.6441 | 324.8056 | 399.9005 | 437.4162 | 508.8597 | 436.9931 | 429.6191
7442 | 2 | 311 | 11 | 287.1671 | 196.0438 | 320.4846 | 456.8292 | 400.237 | 378.2565 | 277.8458 | 263.5812 | 186.7538 | 437.3826 | 381.2806 | 472.7429 | 231.1537 | 388.0936 | 318.2114 | 401.5194 | 437.2922 | 504.8341 | 439.9161 | 427.361
7443 | 3 | 311 | 11 | 287.3388 | 192.0412 | 323.4799 | 457.3269 | 403.1571 | 378.0173 | 275.8601 | 263.0694 | 187.0895 | 434.5286 | 387.682 | 474.0719 | 228.2286 | 384.4205 | 330.2884 | 402.6646 | 438.9315 | 507.8584 | 437.6969 | 433.5426
7444 | 4 | 311 | 11 | 282.9189 | 180.675 | 332.0257 | 461.9718 | 404.9493 | 373.9552 | 276.1911 | 262.373 | 178.6652 | 429.1928 | 386.2964 | 485.1531 | 224.5081 | 368.6578 | 339.2818 | 404.9755 | 426.4362 | 513.3722 | 434.8543 | 436.7696
7445 | 5 | 311 | 11 | 281.9806 | 170.397 | 334.303 | 465.9535 | 405.4833 | 373.0309 | 275.6948 | 262.6242 | 173.0678 | 461.1563 | 375.6412 | 497.492 | 222.9331 | 367.1012 | 341.837 | 399.3316 | 420.2601 | 511.1621 | 427.8259 | 439.9057
7446 | 6 | 311 | 11 | 273.2089 | 147.9097 | 337.3243 | 436.3397 | 350.7448 | 359.4792 | 281.6513 | 252.9972 | 180.3094 | 462.6835 | 382.2589 | 488.7969 | 214.0617 | 354.7938 | 344.1072 | 386.2254 | 368.0699 | 507.1598 | 405.4153 | 428.8358
7447 | 7 | 311 | 11 | 248.7747 | 120.819 | 283.0534 | 336.5996 | 236.5506 | 239.6987 | 262.8942 | 231.9664 | 150.6023 | 392.0628 | 359.8605 | 397.6231 | 206.8398 | 251.814 | 279.2022 | 320.4797 | 256.0637 | 448.7447 | 366.4185 | 380.1562
7448 | 8 | 311 | 11 | 236.5582 | 116.7635 | 244.962 | 318.4996 | 219.1695 | 197.3381 | 242.5404 | 225.462 | 127.5841 | 276.884 | 305.0227 | 269.617 | 206.0399 | 221.818 | 230.3981 | 299.213 | 243.9846 | 354.6107 | 379.0483 | 263.3765
7449 | 9 | 311 | 11 | 231.7642 | 116.0798 | 238.8873 | 310.4923 | 215.6946 | 196.5245 | 240.8559 | 222.2104 | 121.4703 | 254.5056 | 299.1146 | 251.7854 | 206.6009 | 229.6 | 231.2865 | 294.9477 | 242.6389 | 318.1607 | 367.1473 | 239.1518
7450 | 10 | 311 | 11 | 236.986 | 118.3222 | 239.9506 | 307.0375 | 218.5655 | 200.222 | 240.0043 | 223.9828 | 116.0643 | 250.7645 | 298.7925 | 248.6597 | 204.2072 | 228.4022 | 229.3524 | 293.4966 | 244.0823 | 306.9818 | 369.5793 | 234.0326
7451 | 11 | 311 | 11 | 240.9187 | 120.297 | 243.8544 | 309.7713 | 216.0594 | 195.5672 | 241.6597 | 224.2429 | 115.2011 | 248.1049 | 302.9096 | 249.8034 | 208.3502 | 222.3632 | 233.7681 | 296.4303 | 242.1264 | 305.0134 | 367.7568 | 233.4531
7452 | 12 | 311 | 11 | 243.932 | 122.7475 | 238.786 | 311.4615 | 210.6945 | 194.7703 | 243.4815 | 226.2206 | 120.175 | 250.3471 | 297.287 | 247.7531 | 210.8057 | 219.1463 | 233.6695 | 292.643 | 237.4654 | 306.2413 | 361.6389 | 233.4112
7453 | 13 | 311 | 11 | 243.0277 | 122.914 | 238.4197 | 313.316 | 212.4189 | 191.0427 | 243.4151 | 225.5748 | 120.1762 | 247.8579 | 299.9673 | 244.3658 | 210.8533 | 213.8255 | 229.5322 | 289.2916 | 236.652 | 305.2948 | 357.6571 | 234.9093
7454 | 14 | 311 | 11 | 240.6459 | 128.4906 | 237.7521 | 314.5535 | 231.7631 | 197.8542 | 249.6174 | 221.8108 | 124.8498 | 248.6754 | 305.0751 | 246.5828 | 219.8101 | 216.0398 | 225.2408 | 291.1241 | 251.0219 | 304.1226 | 363.5409 | 238.2669
7455 | 15 | 311 | 11 | 251.3917 | 141.1436 | 249.4169 | 319.9571 | 332.6956 | 247.3484 | 277.5771 | 243.0872 | 150.1873 | 279.7983 | 316.7168 | 274.3523 | 220.7753 | 251.4366 | 243.3632 | 308.0926 | 327.2246 | 319.4141 | 380.9332 | 267.4959
7456 | 16 | 311 | 11 | 278.6327 | 159.4077 | 300.3641 | 369.9862 | 408.3863 | 372.6722 | 295.0585 | 261.6417 | 206.9481 | 441.9903 | 363.1329 | 429.6079 | 218.8709 | 340.6676 | 307.687 | 369.2193 | 412.4129 | 401.6467 | 418.5066 | 392.3733
7457 | 17 | 311 | 11 | 281.9953 | 155.4623 | 359.4262 | 413.2563 | 415.0592 | 381.0634 | 299.9199 | 265.6469 | 216.556 | 490.1022 | 375.1379 | 495.0785 | 224.945 | 369.3124 | 350.1611 | 396.0723 | 421.4656 | 507.8196 | 423.3982 | 429.1115
7458 | 18 | 311 | 11 | 282.2329 | 152.8831 | 345.4937 | 418.1612 | 414.7041 | 384.4455 | 299.9985 | 262.9372 | 214.1685 | 492.862 | 384.608 | 497.7665 | 221.2317 | 375.1306 | 344.1708 | 397.1064 | 420.4943 | 511.9824 | 422.6066 | 438.3974
7459 | 19 | 311 | 11 | 281.8445 | 150.961 | 335.7068 | 415.0742 | 409.5242 | 381.1353 | 298.6867 | 262.4404 | 209.1474 | 489.9251 | 379.5456 | 494.8386 | 217.7385 | 374.5081 | 339.4839 | 395.6277 | 416.3775 | 508.6094 | 419.847 | 438.0164
7460 | 20 | 311 | 11 | 277.6279 | 152.0595 | 329.3288 | 416.431 | 410.5562 | 374.1386 | 296.5373 | 262.4041 | 203.6791 | 478.6918 | 377.8128 | 490.3022 | 221.9165 | 376.9041 | 330.4662 | 393.7623 | 420.9271 | 507.0931 | 421.8676 | 430.7065
7461 | 21 | 311 | 11 | 278.6381 | 159.0526 | 321.5257 | 415.2457 | 409.3752 | 381.2459 | 293.1565 | 263.451 | 210.6618 | 467.812 | 374.9335 | 489.7475 | 218.218 | 374.1088 | 321.2325 | 397.7704 | 420.9994 | 501.017 | 426.2745 | 438.9062
7462 | 22 | 311 | 11 | 279.9414 | 159.411 | 321.428 | 435.7231 | 415.9978 | 389.9227 | 287.3387 | 265.5763 | 195.4342 | 433.6912 | 371.957 | 485.0488 | 220.3883 | 381.7531 | 329.2883 | 405.9502 | 427.7403 | 513.1278 | 435.7056 | 453.2002
7463 | 23 | 311 | 11 | 282.0773 | 168.0659 | 327.1484 | 472.688 | 410.6206 | 391.2197 | 286.0974 | 268.2107 | 191.035 | 438.1099 | 386.4066 | 480.7736 | 230.0744 | 389.2244 | 331.3108 | 403.5752 | 438.4213 | 514.6952 | 438.092 | 441.7352
7464 | 0 | 312 | 11 | 285.7611 | 179.8728 | 319.0925 | 470.5908 | 404.0688 | 386.823 | 277.4721 | 267.6425 | 187.1156 | 442.3908 | 387.7613 | 477.4566 | 237.0616 | 385.6557 | 327.5501 | 400.3611 | 435.8609 | 509.6991 | 439.0557 | 434.6236
7465 | 1 | 312 | 11 | 285.5831 | 187.6757 | 319.1272 | 462.7879 | 403.3822 | 380.0782 | 278.0271 | 264.9503 | 188.856 | 441.447 | 385.5414 | 472.73 | 227.889 | 388.6441 | 324.8056 | 399.9005 | 437.4162 | 508.8597 | 436.9931 | 429.6191
7466 | 2 | 312 | 11 | 287.1671 | 196.0438 | 320.4846 | 456.8292 | 400.237 | 378.2565 | 277.8458 | 263.5812 | 186.7538 | 437.3826 | 381.2806 | 472.7429 | 231.1537 | 388.0936 | 318.2114 | 401.5194 | 437.2922 | 504.8341 | 439.9161 | 427.361
7467 | 3 | 312 | 11 | 287.3388 | 192.0412 | 323.4799 | 457.3269 | 403.1571 | 378.0173 | 275.8601 | 263.0694 | 187.0895 | 434.5286 | 387.682 | 474.0719 | 228.2286 | 384.4205 | 330.2884 | 402.6646 | 438.9315 | 507.8584 | 437.6969 | 433.5426
7468 | 4 | 312 | 11 | 282.9189 | 180.675 | 332.0257 | 461.9718 | 404.9493 | 373.9552 | 276.1911 | 262.373 | 178.6652 | 429.1928 | 386.2964 | 485.1531 | 224.5081 | 368.6578 | 339.2818 | 404.9755 | 426.4362 | 513.3722 | 434.8543 | 436.7696
7469 | 5 | 312 | 11 | 281.9806 | 170.397 | 334.303 | 465.9535 | 405.4833 | 373.0309 | 275.6948 | 262.6242 | 173.0678 | 461.1563 | 375.6412 | 497.492 | 222.9331 | 367.1012 | 341.837 | 399.3316 | 420.2601 | 511.1621 | 427.8259 | 439.9057
7470 | 6 | 312 | 11 | 273.2089 | 147.9097 | 337.3243 | 436.3397 | 350.7448 | 359.4792 | 281.6513 | 252.9972 | 180.3094 | 462.6835 | 382.2589 | 488.7969 | 214.0617 | 354.7938 | 344.1072 | 386.2254 | 368.0699 | 507.1598 | 405.4153 | 428.8358
7471 | 7 | 312 | 11 | 248.7747 | 120.819 | 283.0534 | 336.5996 | 236.5506 | 239.6987 | 262.8942 | 231.9664 | 150.6023 | 392.0628 | 359.8605 | 397.6231 | 206.8398 | 251.814 | 279.2022 | 320.4797 | 256.0637 | 448.7447 | 366.4185 | 380.1562
7472 | 8 | 312 | 11 | 236.5582 | 116.7635 | 244.962 | 318.4996 | 219.1695 | 197.3381 | 242.5404 | 225.462 | 127.5841 | 276.884 | 305.0227 | 269.617 | 206.0399 | 221.818 | 230.3981 | 299.213 | 243.9846 | 354.6107 | 379.0483 | 263.3765
7473 | 9 | 312 | 11 | 231.7642 | 116.0798 | 238.8873 | 310.4923 | 215.6946 | 196.5245 | 240.8559 | 222.2104 | 121.4703 | 254.5056 | 299.1146 | 251.7854 | 206.6009 | 229.6 | 231.2865 | 294.9477 | 242.6389 | 318.1607 | 367.1473 | 239.1518
7474 | 10 | 312 | 11 | 236.986 | 118.3222 | 239.9506 | 307.0375 | 218.5655 | 200.222 | 240.0043 | 223.9828 | 116.0643 | 250.7645 | 298.7925 | 248.6597 | 204.2072 | 228.4022 | 229.3524 | 293.4966 | 244.0823 | 306.9818 | 369.5793 | 234.0326
7475 | 11 | 312 | 11 | 240.9187 | 120.297 | 243.8544 | 309.7713 | 216.0594 | 195.5672 | 241.6597 | 224.2429 | 115.2011 | 248.1049 | 302.9096 | 249.8034 | 208.3502 | 222.3632 | 233.7681 | 296.4303 | 242.1264 | 305.0134 | 367.7568 | 233.4531
7476 | 12 | 312 | 11 | 243.932 | 122.7475 | 238.786 | 311.4615 | 210.6945 | 194.7703 | 243.4815 | 226.2206 | 120.175 | 250.3471 | 297.287 | 247.7531 | 210.8057 | 219.1463 | 233.6695 | 292.643 | 237.4654 | 306.2413 | 361.6389 | 233.4112
7477 | 13 | 312 | 11 | 243.0277 | 122.914 | 238.4197 | 313.316 | 212.4189 | 191.0427 | 243.4151 | 225.5748 | 120.1762 | 247.8579 | 299.9673 | 244.3658 | 210.8533 | 213.8255 | 229.5322 | 289.2916 | 236.652 | 305.2948 | 357.6571 | 234.9093
7478 | 14 | 312 | 11 | 240.6459 | 128.4906 | 237.7521 | 314.5535 | 231.7631 | 197.8542 | 249.6174 | 221.8108 | 124.8498 | 248.6754 | 305.0751 | 246.5828 | 219.8101 | 216.0398 | 225.2408 | 291.1241 | 251.0219 | 304.1226 | 363.5409 | 238.2669
7479 | 15 | 312 | 11 | 251.3917 | 141.1436 | 249.4169 | 319.9571 | 332.6956 | 247.3484 | 277.5771 | 243.0872 | 150.1873 | 279.7983 | 316.7168 | 274.3523 | 220.7753 | 251.4366 | 243.3632 | 308.0926 | 327.2246 | 319.4141 | 380.9332 | 267.4959
7480 | 16 | 312 | 11 | 278.6327 | 159.4077 | 300.3641 | 369.9862 | 408.3863 | 372.6722 | 295.0585 | 261.6417 | 206.9481 | 441.9903 | 363.1329 | 429.6079 | 218.8709 | 340.6676 | 307.687 | 369.2193 | 412.4129 | 401.6467 | 418.5066 | 392.3733
7481 | 17 | 312 | 11 | 281.9953 | 155.4623 | 359.4262 | 413.2563 | 415.0592 | 381.0634 | 299.9199 | 265.6469 | 216.556 | 490.1022 | 375.1379 | 495.0785 | 224.945 | 369.3124 | 350.1611 | 396.0723 | 421.4656 | 507.8196 | 423.3982 | 429.1115
7482 | 18 | 312 | 11 | 282.2329 | 152.8831 | 345.4937 | 418.1612 | 414.7041 | 384.4455 | 299.9985 | 262.9372 | 214.1685 | 492.862 | 384.608 | 497.7665 | 221.2317 | 375.1306 | 344.1708 | 397.1064 | 420.4943 | 511.9824 | 422.6066 | 438.3974
7483 | 19 | 312 | 11 | 281.8445 | 150.961 | 335.7068 | 415.0742 | 409.5242 | 381.1353 | 298.6867 | 262.4404 | 209.1474 | 489.9251 | 379.5456 | 494.8386 | 217.7385 | 374.5081 | 339.4839 | 395.6277 | 416.3775 | 508.6094 | 419.847 | 438.0164
7484 | 20 | 312 | 11 | 277.6279 | 152.0595 | 329.3288 | 416.431 | 410.5562 | 374.1386 | 296.5373 | 262.4041 | 203.6791 | 478.6918 | 377.8128 | 490.3022 | 221.9165 | 376.9041 | 330.4662 | 393.7623 | 420.9271 | 507.0931 | 421.8676 | 430.7065
7485 | 21 | 312 | 11 | 278.6381 | 159.0526 | 321.5257 | 415.2457 | 409.3752 | 381.2459 | 293.1565 | 263.451 | 210.6618 | 467.812 | 374.9335 | 489.7475 | 218.218 | 374.1088 | 321.2325 | 397.7704 | 420.9994 | 501.017 | 426.2745 | 438.9062
7486 | 22 | 312 | 11 | 279.9414 | 159.411 | 321.428 | 435.7231 | 415.9978 | 389.9227 | 287.3387 | 265.5763 | 195.4342 | 433.6912 | 371.957 | 485.0488 | 220.3883 | 381.7531 | 329.2883 | 405.9502 | 427.7403 | 513.1278 | 435.7056 | 453.2002
7487 | 23 | 312 | 11 | 282.0773 | 168.0659 | 327.1484 | 472.688 | 410.6206 | 391.2197 | 286.0974 | 268.2107 | 191.035 | 438.1099 | 386.4066 | 480.7736 | 230.0744 | 389.2244 | 331.3108 | 403.5752 | 438.4213 | 514.6952 | 438.092 | 441.7352
7488 | 0 | 313 | 11 | 285.7611 | 179.8728 | 319.0925 | 470.5908 | 404.0688 | 386.823 | 277.4721 | 267.6425 | 187.1156 | 442.3908 | 387.7613 | 477.4566 | 237.0616 | 385.6557 | 327.5501 | 400.3611 | 435.8609 | 509.6991 | 439.0557 | 434.6236
7489 | 1 | 313 | 11 | 285.5831 | 187.6757 | 319.1272 | 462.7879 | 403.3822 | 380.0782 | 278.0271 | 264.9503 | 188.856 | 441.447 | 385.5414 | 472.73 | 227.889 | 388.6441 | 324.8056 | 399.9005 | 437.4162 | 508.8597 | 436.9931 | 429.6191
7490 | 2 | 313 | 11 | 287.1671 | 196.0438 | 320.4846 | 456.8292 | 400.237 | 378.2565 | 277.8458 | 263.5812 | 186.7538 | 437.3826 | 381.2806 | 472.7429 | 231.1537 | 388.0936 | 318.2114 | 401.5194 | 437.2922 | 504.8341 | 439.9161 | 427.361
7491 | 3 | 313 | 11 | 287.3388 | 192.0412 | 323.4799 | 457.3269 | 403.1571 | 378.0173 | 275.8601 | 263.0694 | 187.0895 | 434.5286 | 387.682 | 474.0719 | 228.2286 | 384.4205 | 330.2884 | 402.6646 | 438.9315 | 507.8584 | 437.6969 | 433.5426
7492 | 4 | 313 | 11 | 282.9189 | 180.675 | 332.0257 | 461.9718 | 404.9493 | 373.9552 | 276.1911 | 262.373 | 178.6652 | 429.1928 | 386.2964 | 485.1531 | 224.5081 | 368.6578 | 339.2818 | 404.9755 | 426.4362 | 513.3722 | 434.8543 | 436.7696
7493 | 5 | 313 | 11 | 281.9806 | 170.397 | 334.303 | 465.9535 | 405.4833 | 373.0309 | 275.6948 | 262.6242 | 173.0678 | 461.1563 | 375.6412 | 497.492 | 222.9331 | 367.1012 | 341.837 | 399.3316 | 420.2601 | 511.1621 | 427.8259 | 439.9057
7494 | 6 | 313 | 11 | 273.2089 | 147.9097 | 337.3243 | 436.3397 | 350.7448 | 359.4792 | 281.6513 | 252.9972 | 180.3094 | 462.6835 | 382.2589 | 488.7969 | 214.0617 | 354.7938 | 344.1072 | 386.2254 | 368.0699 | 507.1598 | 405.4153 | 428.8358
7495 | 7 | 313 | 11 | 248.7747 | 120.819 | 283.0534 | 336.5996 | 236.5506 | 239.6987 | 262.8942 | 231.9664 | 150.6023 | 392.0628 | 359.8605 | 397.6231 | 206.8398 | 251.814 | 279.2022 | 320.4797 | 256.0637 | 448.7447 | 366.4185 | 380.1562
7496 | 8 | 313 | 11 | 236.5582 | 116.7635 | 244.962 | 318.4996 | 219.1695 | 197.3381 | 242.5404 | 225.462 | 127.5841 | 276.884 | 305.0227 | 269.617 | 206.0399 | 221.818 | 230.3981 | 299.213 | 243.9846 | 354.6107 | 379.0483 | 263.3765
7497 | 9 | 313 | 11 | 231.7642 | 116.0798 | 238.8873 | 310.4923 | 215.6946 | 196.5245 | 240.8559 | 222.2104 | 121.4703 | 254.5056 | 299.1146 | 251.7854 | 206.6009 | 229.6 | 231.2865 | 294.9477 | 242.6389 | 318.1607 | 367.1473 | 239.1518
7498 | 10 | 313 | 11 | 236.986 | 118.3222 | 239.9506 | 307.0375 | 218.5655 | 200.222 | 240.0043 | 223.9828 | 116.0643 | 250.7645 | 298.7925 | 248.6597 | 204.2072 | 228.4022 | 229.3524 | 293.4966 | 244.0823 | 306.9818 | 369.5793 | 234.0326
7499 | 11 | 313 | 11 | 240.9187 | 120.297 | 243.8544 | 309.7713 | 216.0594 | 195.5672 | 241.6597 | 224.2429 | 115.2011 | 248.1049 | 302.9096 | 249.8034 | 208.3502 | 222.3632 | 233.7681 | 296.4303 | 242.1264 | 305.0134 | 367.7568 | 233.4531
7500 | 12 | 313 | 11 | 243.932 | 122.7475 | 238.786 | 311.4615 | 210.6945 | 194.7703 | 243.4815 | 226.2206 | 120.175 | 250.3471 | 297.287 | 247.7531 | 210.8057 | 219.1463 | 233.6695 | 292.643 | 237.4654 | 306.2413 | 361.6389 | 233.4112
7501 | 13 | 313 | 11 | 243.0277 | 122.914 | 238.4197 | 313.316 | 212.4189 | 191.0427 | 243.4151 | 225.5748 | 120.1762 | 247.8579 | 299.9673 | 244.3658 | 210.8533 | 213.8255 | 229.5322 | 289.2916 | 236.652 | 305.2948 | 357.6571 | 234.9093
7502 | 14 | 313 | 11 | 240.6459 | 128.4906 | 237.7521 | 314.5535 | 231.7631 | 197.8542 | 249.6174 | 221.8108 | 124.8498 | 248.6754 | 305.0751 | 246.5828 | 219.8101 | 216.0398 | 225.2408 | 291.1241 | 251.0219 | 304.1226 | 363.5409 | 238.2669
7503 | 15 | 313 | 11 | 251.3917 | 141.1436 | 249.4169 | 319.9571 | 332.6956 | 247.3484 | 277.5771 | 243.0872 | 150.1873 | 279.7983 | 316.7168 | 274.3523 | 220.7753 | 251.4366 | 243.3632 | 308.0926 | 327.2246 | 319.4141 | 380.9332 | 267.4959
7504 | 16 | 313 | 11 | 278.6327 | 159.4077 | 300.3641 | 369.9862 | 408.3863 | 372.6722 | 295.0585 | 261.6417 | 206.9481 | 441.9903 | 363.1329 | 429.6079 | 218.8709 | 340.6676 | 307.687 | 369.2193 | 412.4129 | 401.6467 | 418.5066 | 392.3733
7505 | 17 | 313 | 11 | 281.9953 | 155.4623 | 359.4262 | 413.2563 | 415.0592 | 381.0634 | 299.9199 | 265.6469 | 216.556 | 490.1022 | 375.1379 | 495.0785 | 224.945 | 369.3124 | 350.1611 | 396.0723 | 421.4656 | 507.8196 | 423.3982 | 429.1115
7506 | 18 | 313 | 11 | 282.2329 | 152.8831 | 345.4937 | 418.1612 | 414.7041 | 384.4455 | 299.9985 | 262.9372 | 214.1685 | 492.862 | 384.608 | 497.7665 | 221.2317 | 375.1306 | 344.1708 | 397.1064 | 420.4943 | 511.9824 | 422.6066 | 438.3974
7507 | 19 | 313 | 11 | 281.8445 | 150.961 | 335.7068 | 415.0742 | 409.5242 | 381.1353 | 298.6867 | 262.4404 | 209.1474 | 489.9251 | 379.5456 | 494.8386 | 217.7385 | 374.5081 | 339.4839 | 395.6277 | 416.3775 | 508.6094 | 419.847 | 438.0164
7508 | 20 | 313 | 11 | 277.6279 | 152.0595 | 329.3288 | 416.431 | 410.5562 | 374.1386 | 296.5373 | 262.4041 | 203.6791 | 478.6918 | 377.8128 | 490.3022 | 221.9165 | 376.9041 | 330.4662 | 393.7623 | 420.9271 | 507.0931 | 421.8676 | 430.7065
7509 | 21 | 313 | 11 | 278.6381 | 159.0526 | 321.5257 | 415.2457 | 409.3752 | 381.2459 | 293.1565 | 263.451 | 210.6618 | 467.812 | 374.9335 | 489.7475 | 218.218 | 374.1088 | 321.2325 | 397.7704 | 420.9994 | 501.017 | 426.2745 | 438.9062
7510 | 22 | 313 | 11 | 279.9414 | 159.411 | 321.428 | 435.7231 | 415.9978 | 389.9227 | 287.3387 | 265.5763 | 195.4342 | 433.6912 | 371.957 | 485.0488 | 220.3883 | 381.7531 | 329.2883 | 405.9502 | 427.7403 | 513.1278 | 435.7056 | 453.2002
7511 | 23 | 313 | 11 | 282.0773 | 168.0659 | 327.1484 | 472.688 | 410.6206 | 391.2197 | 286.0974 | 268.2107 | 191.035 | 438.1099 | 386.4066 | 480.7736 | 230.0744 | 389.2244 | 331.3108 | 403.5752 | 438.4213 | 514.6952 | 438.092 | 441.7352
7512 | 0 | 314 | 11 | 285.7611 | 179.8728 | 319.0925 | 470.5908 | 404.0688 | 386.823 | 277.4721 | 267.6425 | 187.1156 | 442.3908 | 387.7613 | 477.4566 | 237.0616 | 385.6557 | 327.5501 | 400.3611 | 435.8609 | 509.6991 | 439.0557 | 434.6236
7513 | 1 | 314 | 11 | 285.5831 | 187.6757 | 319.1272 | 462.7879 | 403.3822 | 380.0782 | 278.0271 | 264.9503 | 188.856 | 441.447 | 385.5414 | 472.73 | 227.889 | 388.6441 | 324.8056 | 399.9005 | 437.4162 | 508.8597 | 436.9931 | 429.6191
7514 | 2 | 314 | 11 | 287.1671 | 196.0438 | 320.4846 | 456.8292 | 400.237 | 378.2565 | 277.8458 | 263.5812 | 186.7538 | 437.3826 | 381.2806 | 472.7429 | 231.1537 | 388.0936 | 318.2114 | 401.5194 | 437.2922 | 504.8341 | 439.9161 | 427.361
7515 | 3 | 314 | 11 | 287.3388 | 192.0412 | 323.4799 | 457.3269 | 403.1571 | 378.0173 | 275.8601 | 263.0694 | 187.0895 | 434.5286 | 387.682 | 474.0719 | 228.2286 | 384.4205 | 330.2884 | 402.6646 | 438.9315 | 507.8584 | 437.6969 | 433.5426
7516 | 4 | 314 | 11 | 282.9189 | 180.675 | 332.0257 | 461.9718 | 404.9493 | 373.9552 | 276.1911 | 262.373 | 178.6652 | 429.1928 | 386.2964 | 485.1531 | 224.5081 | 368.6578 | 339.2818 | 404.9755 | 426.4362 | 513.3722 | 434.8543 | 436.7696
7517 | 5 | 314 | 11 | 281.9806 | 170.397 | 334.303 | 465.9535 | 405.4833 | 373.0309 | 275.6948 | 262.6242 | 173.0678 | 461.1563 | 375.6412 | 497.492 | 222.9331 | 367.1012 | 341.837 | 399.3316 | 420.2601 | 511.1621 | 427.8259 | 439.9057
7518 | 6 | 314 | 11 | 273.2089 | 147.9097 | 337.3243 | 436.3397 | 350.7448 | 359.4792 | 281.6513 | 252.9972 | 180.3094 | 462.6835 | 382.2589 | 488.7969 | 214.0617 | 354.7938 | 344.1072 | 386.2254 | 368.0699 | 507.1598 | 405.4153 | 428.8358
7519 | 7 | 314 | 11 | 248.7747 | 120.819 | 283.0534 | 336.5996 | 236.5506 | 239.6987 | 262.8942 | 231.9664 | 150.6023 | 392.0628 | 359.8605 | 397.6231 | 206.8398 | 251.814 | 279.2022 | 320.4797 | 256.0637 | 448.7447 | 366.4185 | 380.1562
7520 | 8 | 314 | 11 | 236.5582 | 116.7635 | 244.962 | 318.4996 | 219.1695 | 197.3381 | 242.5404 | 225.462 | 127.5841 | 276.884 | 305.0227 | 269.617 | 206.0399 | 221.818 | 230.3981 | 299.213 | 243.9846 | 354.6107 | 379.0483 | 263.3765
7521 | 9 | 314 | 11 | 231.7642 | 116.0798 | 238.8873 | 310.4923 | 215.6946 | 196.5245 | 240.8559 | 222.2104 | 121.4703 | 254.5056 | 299.1146 | 251.7854 | 206.6009 | 229.6 | 231.2865 | 294.9477 | 242.6389 | 318.1607 | 367.1473 | 239.1518
7522 | 10 | 314 | 11 | 236.986 | 118.3222 | 239.9506 | 307.0375 | 218.5655 | 200.222 | 240.0043 | 223.9828 | 116.0643 | 250.7645 | 298.7925 | 248.6597 | 204.2072 | 228.4022 | 229.3524 | 293.4966 | 244.0823 | 306.9818 | 369.5793 | 234.0326
7523 | 11 | 314 | 11 | 240.9187 | 120.297 | 243.8544 | 309.7713 | 216.0594 | 195.5672 | 241.6597 | 224.2429 | 115.2011 | 248.1049 | 302.9096 | 249.8034 | 208.3502 | 222.3632 | 233.7681 | 296.4303 | 242.1264 | 305.0134 | 367.7568 | 233.4531
7524 | 12 | 314 | 11 | 243.932 | 122.7475 | 238.786 | 311.4615 | 210.6945 | 194.7703 | 243.4815 | 226.2206 | 120.175 | 250.3471 | 297.287 | 247.7531 | 210.8057 | 219.1463 | 233.6695 | 292.643 | 237.4654 | 306.2413 | 361.6389 | 233.4112
7525 | 13 | 314 | 11 | 243.0277 | 122.914 | 238.4197 | 313.316 | 212.4189 | 191.0427 | 243.4151 | 225.5748 | 120.1762 | 247.8579 | 299.9673 | 244.3658 | 210.8533 | 213.8255 | 229.5322 | 289.2916 | 236.652 | 305.2948 | 357.6571 | 234.9093
7526 | 14 | 314 | 11 | 240.6459 | 128.4906 | 237.7521 | 314.5535 | 231.7631 | 197.8542 | 249.6174 | 221.8108 | 124.8498 | 248.6754 | 305.0751 | 246.5828 | 219.8101 | 216.0398 | 225.2408 | 291.1241 | 251.0219 | 304.1226 | 363.5409 | 238.2669
7527 | 15 | 314 | 11 | 251.3917 | 141.1436 | 249.4169 | 319.9571 | 332.6956 | 247.3484 | 277.5771 | 243.0872 | 150.1873 | 279.7983 | 316.7168 | 274.3523 | 220.7753 | 251.4366 | 243.3632 | 308.0926 | 327.2246 | 319.4141 | 380.9332 | 267.4959
7528 | 16 | 314 | 11 | 278.6327 | 159.4077 | 300.3641 | 369.9862 | 408.3863 | 372.6722 | 295.0585 | 261.6417 | 206.9481 | 441.9903 | 363.1329 | 429.6079 | 218.8709 | 340.6676 | 307.687 | 369.2193 | 412.4129 | 401.6467 | 418.5066 | 392.3733
7529 | 17 | 314 | 11 | 281.9953 | 155.4623 | 359.4262 | 413.2563 | 415.0592 | 381.0634 | 299.9199 | 265.6469 | 216.556 | 490.1022 | 375.1379 | 495.0785 | 224.945 | 369.3124 | 350.1611 | 396.0723 | 421.4656 | 507.8196 | 423.3982 | 429.1115
7530 | 18 | 314 | 11 | 282.2329 | 152.8831 | 345.4937 | 418.1612 | 414.7041 | 384.4455 | 299.9985 | 262.9372 | 214.1685 | 492.862 | 384.608 | 497.7665 | 221.2317 | 375.1306 | 344.1708 | 397.1064 | 420.4943 | 511.9824 | 422.6066 | 438.3974
7531 | 19 | 314 | 11 | 281.8445 | 150.961 | 335.7068 | 415.0742 | 409.5242 | 381.1353 | 298.6867 | 262.4404 | 209.1474 | 489.9251 | 379.5456 | 494.8386 | 217.7385 | 374.5081 | 339.4839 | 395.6277 | 416.3775 | 508.6094 | 419.847 | 438.0164
7532 | 20 | 314 | 11 | 277.6279 | 152.0595 | 329.3288 | 416.431 | 410.5562 | 374.1386 | 296.5373 | 262.4041 | 203.6791 | 478.6918 | 377.8128 | 490.3022 | 221.9165 | 376.9041 | 330.4662 | 393.7623 | 420.9271 | 507.0931 | 421.8676 | 430.7065
7533 | 21 | 314 | 11 | 278.6381 | 159.0526 | 321.5257 | 415.2457 | 409.3752 | 381.2459 | 293.1565 | 263.451 | 210.6618 | 467.812 | 374.9335 | 489.7475 | 218.218 | 374.1088 | 321.2325 | 397.7704 | 420.9994 | 501.017 | 426.2745 | 438.9062
7534 | 22 | 314 | 11 | 279.9414 | 159.411 | 321.428 | 435.7231 | 415.9978 | 389.9227 | 287.3387 | 265.5763 | 195.4342 | 433.6912 | 371.957 | 485.0488 | 220.3883 | 381.7531 | 329.2883 | 405.9502 | 427.7403 | 513.1278 | 435.7056 | 453.2002
7535 | 23 | 314 | 11 | 282.0773 | 168.0659 | 327.1484 | 472.688 | 410.6206 | 391.2197 | 286.0974 | 268.2107 | 191.035 | 438.1099 | 386.4066 | 480.7736 | 230.0744 | 389.2244 | 331.3108 | 403.5752 | 438.4213 | 514.6952 | 438.092 | 441.7352
7536 | 0 | 315 | 11 | 285.7611 | 179.8728 | 319.0925 | 470.5908 | 404.0688 | 386.823 | 277.4721 | 267.6425 | 187.1156 | 442.3908 | 387.7613 | 477.4566 | 237.0616 | 385.6557 | 327.5501 | 400.3611 | 435.8609 | 509.6991 | 439.0557 | 434.6236
7537 | 1 | 315 | 11 | 285.5831 | 187.6757 | 319.1272 | 462.7879 | 403.3822 | 380.0782 | 278.0271 | 264.9503 | 188.856 | 441.447 | 385.5414 | 472.73 | 227.889 | 388.6441 | 324.8056 | 399.9005 | 437.4162 | 508.8597 | 436.9931 | 429.6191
7538 | 2 | 315 | 11 | 287.1671 | 196.0438 | 320.4846 | 456.8292 | 400.237 | 378.2565 | 277.8458 | 263.5812 | 186.7538 | 437.3826 | 381.2806 | 472.7429 | 231.1537 | 388.0936 | 318.2114 | 401.5194 | 437.2922 | 504.8341 | 439.9161 | 427.361
7539 | 3 | 315 | 11 | 287.3388 | 192.0412 | 323.4799 | 457.3269 | 403.1571 | 378.0173 | 275.8601 | 263.0694 | 187.0895 | 434.5286 | 387.682 | 474.0719 | 228.2286 | 384.4205 | 330.2884 | 402.6646 | 438.9315 | 507.8584 | 437.6969 | 433.5426
7540 | 4 | 315 | 11 | 282.9189 | 180.675 | 332.0257 | 461.9718 | 404.9493 | 373.9552 | 276.1911 | 262.373 | 178.6652 | 429.1928 | 386.2964 | 485.1531 | 224.5081 | 368.6578 | 339.2818 | 404.9755 | 426.4362 | 513.3722 | 434.8543 | 436.7696
7541 | 5 | 315 | 11 | 281.9806 | 170.397 | 334.303 | 465.9535 | 405.4833 | 373.0309 | 275.6948 | 262.6242 | 173.0678 | 461.1563 | 375.6412 | 497.492 | 222.9331 | 367.1012 | 341.837 | 399.3316 | 420.2601 | 511.1621 | 427.8259 | 439.9057
7542 | 6 | 315 | 11 | 273.2089 | 147.9097 | 337.3243 | 436.3397 | 350.7448 | 359.4792 | 281.6513 | 252.9972 | 180.3094 | 462.6835 | 382.2589 | 488.7969 | 214.0617 | 354.7938 | 344.1072 | 386.2254 | 368.0699 | 507.1598 | 405.4153 | 428.8358
7543 | 7 | 315 | 11 | 248.7747 | 120.819 | 283.0534 | 336.5996 | 236.5506 | 239.6987 | 262.8942 | 231.9664 | 150.6023 | 392.0628 | 359.8605 | 397.6231 | 206.8398 | 251.814 | 279.2022 | 320.4797 | 256.0637 | 448.7447 | 366.4185 | 380.1562
7544 | 8 | 315 | 11 | 236.5582 | 116.7635 | 244.962 | 318.4996 | 219.1695 | 197.3381 | 242.5404 | 225.462 | 127.5841 | 276.884 | 305.0227 | 269.617 | 206.0399 | 221.818 | 230.3981 | 299.213 | 243.9846 | 354.6107 | 379.0483 | 263.3765
7545 | 9 | 315 | 11 | 231.7642 | 116.0798 | 238.8873 | 310.4923 | 215.6946 | 196.5245 | 240.8559 | 222.2104 | 121.4703 | 254.5056 | 299.1146 | 251.7854 | 206.6009 | 229.6 | 231.2865 | 294.9477 | 242.6389 | 318.1607 | 367.1473 | 239.1518
7546 | 10 | 315 | 11 | 236.986 | 118.3222 | 239.9506 | 307.0375 | 218.5655 | 200.222 | 240.0043 | 223.9828 | 116.0643 | 250.7645 | 298.7925 | 248.6597 | 204.2072 | 228.4022 | 229.3524 | 293.4966 | 244.0823 | 306.9818 | 369.5793 | 234.0326
7547 | 11 | 315 | 11 | 240.9187 | 120.297 | 243.8544 | 309.7713 | 216.0594 | 195.5672 | 241.6597 | 224.2429 | 115.2011 | 248.1049 | 302.9096 | 249.8034 | 208.3502 | 222.3632 | 233.7681 | 296.4303 | 242.1264 | 305.0134 | 367.7568 | 233.4531
7548 | 12 | 315 | 11 | 243.932 | 122.7475 | 238.786 | 311.4615 | 210.6945 | 194.7703 | 243.4815 | 226.2206 | 120.175 | 250.3471 | 297.287 | 247.7531 | 210.8057 | 219.1463 | 233.6695 | 292.643 | 237.4654 | 306.2413 | 361.6389 | 233.4112
7549 | 13 | 315 | 11 | 243.0277 | 122.914 | 238.4197 | 313.316 | 212.4189 | 191.0427 | 243.4151 | 225.5748 | 120.1762 | 247.8579 | 299.9673 | 244.3658 | 210.8533 | 213.8255 | 229.5322 | 289.2916 | 236.652 | 305.2948 | 357.6571 | 234.9093
7550 | 14 | 315 | 11 | 240.6459 | 128.4906 | 237.7521 | 314.5535 | 231.7631 | 197.8542 | 249.6174 | 221.8108 | 124.8498 | 248.6754 | 305.0751 | 246.5828 | 219.8101 | 216.0398 | 225.2408 | 291.1241 | 251.0219 | 304.1226 | 363.5409 | 238.2669
7551 | 15 | 315 | 11 | 251.3917 | 141.1436 | 249.4169 | 319.9571 | 332.6956 | 247.3484 | 277.5771 | 243.0872 | 150.1873 | 279.7983 | 316.7168 | 274.3523 | 220.7753 | 251.4366 | 243.3632 | 308.0926 | 327.2246 | 319.4141 | 380.9332 | 267.4959
7552 | 16 | 315 | 11 | 278.6327 | 159.4077 | 300.3641 | 369.9862 | 408.3863 | 372.6722 | 295.0585 | 261.6417 | 206.9481 | 441.9903 | 363.1329 | 429.6079 | 218.8709 | 340.6676 | 307.687 | 369.2193 | 412.4129 | 401.6467 | 418.5066 | 392.3733
7553 | 17 | 315 | 11 | 281.9953 | 155.4623 | 359.4262 | 413.2563 | 415.0592 | 381.0634 | 299.9199 | 265.6469 | 216.556 | 490.1022 | 375.1379 | 495.0785 | 224.945 | 369.3124 | 350.1611 | 396.0723 | 421.4656 | 507.8196 | 423.3982 | 429.1115
7554 | 18 | 315 | 11 | 282.2329 | 152.8831 | 345.4937 | 418.1612 | 414.7041 | 384.4455 | 299.9985 | 262.9372 | 214.1685 | 492.862 | 384.608 | 497.7665 | 221.2317 | 375.1306 | 344.1708 | 397.1064 | 420.4943 | 511.9824 | 422.6066 | 438.3974
7555 | 19 | 315 | 11 | 281.8445 | 150.961 | 335.7068 | 415.0742 | 409.5242 | 381.1353 | 298.6867 | 262.4404 | 209.1474 | 489.9251 | 379.5456 | 494.8386 | 217.7385 | 374.5081 | 339.4839 | 395.6277 | 416.3775 | 508.6094 | 419.847 | 438.0164
7556 | 20 | 315 | 11 | 277.6279 | 152.0595 | 329.3288 | 416.431 | 410.5562 | 374.1386 | 296.5373 | 262.4041 | 203.6791 | 478.6918 | 377.8128 | 490.3022 | 221.9165 | 376.9041 | 330.4662 | 393.7623 | 420.9271 | 507.0931 | 421.8676 | 430.7065
7557 | 21 | 315 | 11 | 278.6381 | 159.0526 | 321.5257 | 415.2457 | 409.3752 | 381.2459 | 293.1565 | 263.451 | 210.6618 | 467.812 | 374.9335 | 489.7475 | 218.218 | 374.1088 | 321.2325 | 397.7704 | 420.9994 | 501.017 | 426.2745 | 438.9062
7558 | 22 | 315 | 11 | 279.9414 | 159.411 | 321.428 | 435.7231 | 415.9978 | 389.9227 | 287.3387 | 265.5763 | 195.4342 | 433.6912 | 371.957 | 485.0488 | 220.3883 | 381.7531 | 329.2883 | 405.9502 | 427.7403 | 513.1278 | 435.7056 | 453.2002
7559 | 23 | 315 | 11 | 282.0773 | 168.0659 | 327.1484 | 472.688 | 410.6206 | 391.2197 | 286.0974 | 268.2107 | 191.035 | 438.1099 | 386.4066 | 480.7736 | 230.0744 | 389.2244 | 331.3108 | 403.5752 | 438.4213 | 514.6952 | 438.092 | 441.7352
7560 | 0 | 316 | 11 | 285.7611 | 179.8728 | 319.0925 | 470.5908 | 404.0688 | 386.823 | 277.4721 | 267.6425 | 187.1156 | 442.3908 | 387.7613 | 477.4566 | 237.0616 | 385.6557 | 327.5501 | 400.3611 | 435.8609 | 509.6991 | 439.0557 | 434.6236
7561 | 1 | 316 | 11 | 285.5831 | 187.6757 | 319.1272 | 462.7879 | 403.3822 | 380.0782 | 278.0271 | 264.9503 | 188.856 | 441.447 | 385.5414 | 472.73 | 227.889 | 388.6441 | 324.8056 | 399.9005 | 437.4162 | 508.8597 | 436.9931 | 429.6191
7562 | 2 | 316 | 11 | 287.1671 | 196.0438 | 320.4846 | 456.8292 | 400.237 | 378.2565 | 277.8458 | 263.5812 | 186.7538 | 437.3826 | 381.2806 | 472.7429 | 231.1537 | 388.0936 | 318.2114 | 401.5194 | 437.2922 | 504.8341 | 439.9161 | 427.361
7563 | 3 | 316 | 11 | 287.3388 | 192.0412 | 323.4799 | 457.3269 | 403.1571 | 378.0173 | 275.8601 | 263.0694 | 187.0895 | 434.5286 | 387.682 | 474.0719 | 228.2286 | 384.4205 | 330.2884 | 402.6646 | 438.9315 | 507.8584 | 437.6969 | 433.5426
7564 | 4 | 316 | 11 | 282.9189 | 180.675 | 332.0257 | 461.9718 | 404.9493 | 373.9552 | 276.1911 | 262.373 | 178.6652 | 429.1928 | 386.2964 | 485.1531 | 224.5081 | 368.6578 | 339.2818 | 404.9755 | 426.4362 | 513.3722 | 434.8543 | 436.7696
7565 | 5 | 316 | 11 | 281.9806 | 170.397 | 334.303 | 465.9535 | 405.4833 | 373.0309 | 275.6948 | 262.6242 | 173.0678 | 461.1563 | 375.6412 | 497.492 | 222.9331 | 367.1012 | 341.837 | 399.3316 | 420.2601 | 511.1621 | 427.8259 | 439.9057
7566 | 6 | 316 | 11 | 273.2089 | 147.9097 | 337.3243 | 436.3397 | 350.7448 | 359.4792 | 281.6513 | 252.9972 | 180.3094 | 462.6835 | 382.2589 | 488.7969 | 214.0617 | 354.7938 | 344.1072 | 386.2254 | 368.0699 | 507.1598 | 405.4153 | 428.8358
7567 | 7 | 316 | 11 | 248.7747 | 120.819 | 283.0534 | 336.5996 | 236.5506 | 239.6987 | 262.8942 | 231.9664 | 150.6023 | 392.0628 | 359.8605 | 397.6231 | 206.8398 | 251.814 | 279.2022 | 320.4797 | 256.0637 | 448.7447 | 366.4185 | 380.1562
7568 | 8 | 316 | 11 | 236.5582 | 116.7635 | 244.962 | 318.4996 | 219.1695 | 197.3381 | 242.5404 | 225.462 | 127.5841 | 276.884 | 305.0227 | 269.617 | 206.0399 | 221.818 | 230.3981 | 299.213 | 243.9846 | 354.6107 | 379.0483 | 263.3765
7569 | 9 | 316 | 11 | 231.7642 | 116.0798 | 238.8873 | 310.4923 | 215.6946 | 196.5245 | 240.8559 | 222.2104 | 121.4703 | 254.5056 | 299.1146 | 251.7854 | 206.6009 | 229.6 | 231.2865 | 294.9477 | 242.6389 | 318.1607 | 367.1473 | 239.1518
7570 | 10 | 316 | 11 | 236.986 | 118.3222 | 239.9506 | 307.0375 | 218.5655 | 200.222 | 240.0043 | 223.9828 | 116.0643 | 250.7645 | 298.7925 | 248.6597 | 204.2072 | 228.4022 | 229.3524 | 293.4966 | 244.0823 | 306.9818 | 369.5793 | 234.0326
7571 | 11 | 316 | 11 | 240.9187 | 120.297 | 243.8544 | 309.7713 | 216.0594 | 195.5672 | 241.6597 | 224.2429 | 115.2011 | 248.1049 | 302.9096 | 249.8034 | 208.3502 | 222.3632 | 233.7681 | 296.4303 | 242.1264 | 305.0134 | 367.7568 | 233.4531
7572 | 12 | 316 | 11 | 243.932 | 122.7475 | 238.786 | 311.4615 | 210.6945 | 194.7703 | 243.4815 | 226.2206 | 120.175 | 250.3471 | 297.287 | 247.7531 | 210.8057 | 219.1463 | 233.6695 | 292.643 | 237.4654 | 306.2413 | 361.6389 | 233.4112
7573 | 13 | 316 | 11 | 243.0277 | 122.914 | 238.4197 | 313.316 | 212.4189 | 191.0427 | 243.4151 | 225.5748 | 120.1762 | 247.8579 | 299.9673 | 244.3658 | 210.8533 | 213.8255 | 229.5322 | 289.2916 | 236.652 | 305.2948 | 357.6571 | 234.9093
7574 | 14 | 316 | 11 | 240.6459 | 128.4906 | 237.7521 | 314.5535 | 231.7631 | 197.8542 | 249.6174 | 221.8108 | 124.8498 | 248.6754 | 305.0751 | 246.5828 | 219.8101 | 216.0398 | 225.2408 | 291.1241 | 251.0219 | 304.1226 | 363.5409 | 238.2669
7575 | 15 | 316 | 11 | 251.3917 | 141.1436 | 249.4169 | 319.9571 | 332.6956 | 247.3484 | 277.5771 | 243.0872 | 150.1873 | 279.7983 | 316.7168 | 274.3523 | 220.7753 | 251.4366 | 243.3632 | 308.0926 | 327.2246 | 319.4141 | 380.9332 | 267.4959
7576 | 16 | 316 | 11 | 278.6327 | 159.4077 | 300.3641 | 369.9862 | 408.3863 | 372.6722 | 295.0585 | 261.6417 | 206.9481 | 441.9903 | 363.1329 | 429.6079 | 218.8709 | 340.6676 | 307.687 | 369.2193 | 412.4129 | 401.6467 | 418.5066 | 392.3733
7577 | 17 | 316 | 11 | 281.9953 | 155.4623 | 359.4262 | 413.2563 | 415.0592 | 381.0634 | 299.9199 | 265.6469 | 216.556 | 490.1022 | 375.1379 | 495.0785 | 224.945 | 369.3124 | 350.1611 | 396.0723 | 421.4656 | 507.8196 | 423.3982 | 429.1115
7578 | 18 | 316 | 11 | 282.2329 | 152.8831 | 345.4937 | 418.1612 | 414.7041 | 384.4455 | 299.9985 | 262.9372 | 214.1685 | 492.862 | 384.608 | 497.7665 | 221.2317 | 375.1306 | 344.1708 | 397.1064 | 420.4943 | 511.9824 | 422.6066 | 438.3974
7579 | 19 | 316 | 11 | 281.8445 | 150.961 | 335.7068 | 415.0742 | 409.5242 | 381.1353 | 298.6867 | 262.4404 | 209.1474 | 489.9251 | 379.5456 | 494.8386 | 217.7385 | 374.5081 | 339.4839 | 395.6277 | 416.3775 | 508.6094 | 419.847 | 438.0164
7580 | 20 | 316 | 11 | 277.6279 | 152.0595 | 329.3288 | 416.431 | 410.5562 | 374.1386 | 296.5373 | 262.4041 | 203.6791 | 478.6918 | 377.8128 | 490.3022 | 221.9165 | 376.9041 | 330.4662 | 393.7623 | 420.9271 | 507.0931 | 421.8676 | 430.7065
7581 | 21 | 316 | 11 | 278.6381 | 159.0526 | 321.5257 | 415.2457 | 409.3752 | 381.2459 | 293.1565 | 263.451 | 210.6618 | 467.812 | 374.9335 | 489.7475 | 218.218 | 374.1088 | 321.2325 | 397.7704 | 420.9994 | 501.017 | 426.2745 | 438.9062
7582 | 22 | 316 | 11 | 279.9414 | 159.411 | 321.428 | 435.7231 | 415.9978 | 389.9227 | 287.3387 | 265.5763 | 195.4342 | 433.6912 | 371.957 | 485.0488 | 220.3883 | 381.7531 | 329.2883 | 405.9502 | 427.7403 | 513.1278 | 435.7056 | 453.2002
7583 | 23 | 316 | 11 | 282.0773 | 168.0659 | 327.1484 | 472.688 | 410.6206 | 391.2197 | 286.0974 | 268.2107 | 191.035 | 438.1099 | 386.4066 | 480.7736 | 230.0744 | 389.2244 | 331.3108 | 403.5752 | 438.4213 | 514.6952 | 438.092 | 441.7352
7584 | 0 | 317 | 11 | 285.7611 | 179.8728 | 319.0925 | 470.5908 | 404.0688 | 386.823 | 277.4721 | 267.6425 | 187.1156 | 442.3908 | 387.7613 | 477.4566 | 237.0616 | 385.6557 | 327.5501 | 400.3611 | 435.8609 | 509.6991 | 439.0557 | 434.6236
7585 | 1 | 317 | 11 | 285.5831 | 187.6757 | 319.1272 | 462.7879 | 403.3822 | 380.0782 | 278.0271 | 264.9503 | 188.856 | 441.447 | 385.5414 | 472.73 | 227.889 | 388.6441 | 324.8056 | 399.9005 | 437.4162 | 508.8597 | 436.9931 | 429.6191
7586 | 2 | 317 | 11 | 287.1671 | 196.0438 | 320.4846 | 456.8292 | 400.237 | 378.2565 | 277.8458 | 263.5812 | 186.7538 | 437.3826 | 381.2806 | 472.7429 | 231.1537 | 388.0936 | 318.2114 | 401.5194 | 437.2922 | 504.8341 | 439.9161 | 427.361
7587 | 3 | 317 | 11 | 287.3388 | 192.0412 | 323.4799 | 457.3269 | 403.1571 | 378.0173 | 275.8601 | 263.0694 | 187.0895 | 434.5286 | 387.682 | 474.0719 | 228.2286 | 384.4205 | 330.2884 | 402.6646 | 438.9315 | 507.8584 | 437.6969 | 433.5426
7588 | 4 | 317 | 11 | 282.9189 | 180.675 | 332.0257 | 461.9718 | 404.9493 | 373.9552 | 276.1911 | 262.373 | 178.6652 | 429.1928 | 386.2964 | 485.1531 | 224.5081 | 368.6578 | 339.2818 | 404.9755 | 426.4362 | 513.3722 | 434.8543 | 436.7696
7589 | 5 | 317 | 11 | 281.9806 | 170.397 | 334.303 | 465.9535 | 405.4833 | 373.0309 | 275.6948 | 262.6242 | 173.0678 | 461.1563 | 375.6412 | 497.492 | 222.9331 | 367.1012 | 341.837 | 399.3316 | 420.2601 | 511.1621 | 427.8259 | 439.9057
7590 | 6 | 317 | 11 | 273.2089 | 147.9097 | 337.3243 | 436.3397 | 350.7448 | 359.4792 | 281.6513 | 252.9972 | 180.3094 | 462.6835 | 382.2589 | 488.7969 | 214.0617 | 354.7938 | 344.1072 | 386.2254 | 368.0699 | 507.1598 | 405.4153 | 428.8358
7591 | 7 | 317 | 11 | 248.7747 | 120.819 | 283.0534 | 336.5996 | 236.5506 | 239.6987 | 262.8942 | 231.9664 | 150.6023 | 392.0628 | 359.8605 | 397.6231 | 206.8398 | 251.814 | 279.2022 | 320.4797 | 256.0637 | 448.7447 | 366.4185 | 380.1562
7592 | 8 | 317 | 11 | 236.5582 | 116.7635 | 244.962 | 318.4996 | 219.1695 | 197.3381 | 242.5404 | 225.462 | 127.5841 | 276.884 | 305.0227 | 269.617 | 206.0399 | 221.818 | 230.3981 | 299.213 | 243.9846 | 354.6107 | 379.0483 | 263.3765
7593 | 9 | 317 | 11 | 231.7642 | 116.0798 | 238.8873 | 310.4923 | 215.6946 | 196.5245 | 240.8559 | 222.2104 | 121.4703 | 254.5056 | 299.1146 | 251.7854 | 206.6009 | 229.6 | 231.2865 | 294.9477 | 242.6389 | 318.1607 | 367.1473 | 239.1518
7594 | 10 | 317 | 11 | 236.986 | 118.3222 | 239.9506 | 307.0375 | 218.5655 | 200.222 | 240.0043 | 223.9828 | 116.0643 | 250.7645 | 298.7925 | 248.6597 | 204.2072 | 228.4022 | 229.3524 | 293.4966 | 244.0823 | 306.9818 | 369.5793 | 234.0326
7595 | 11 | 317 | 11 | 240.9187 | 120.297 | 243.8544 | 309.7713 | 216.0594 | 195.5672 | 241.6597 | 224.2429 | 115.2011 | 248.1049 | 302.9096 | 249.8034 | 208.3502 | 222.3632 | 233.7681 | 296.4303 | 242.1264 | 305.0134 | 367.7568 | 233.4531
7596 | 12 | 317 | 11 | 243.932 | 122.7475 | 238.786 | 311.4615 | 210.6945 | 194.7703 | 243.4815 | 226.2206 | 120.175 | 250.3471 | 297.287 | 247.7531 | 210.8057 | 219.1463 | 233.6695 | 292.643 | 237.4654 | 306.2413 | 361.6389 | 233.4112
7597 | 13 | 317 | 11 | 243.0277 | 122.914 | 238.4197 | 313.316 | 212.4189 | 191.0427 | 243.4151 | 225.5748 | 120.1762 | 247.8579 | 299.9673 | 244.3658 | 210.8533 | 213.8255 | 229.5322 | 289.2916 | 236.652 | 305.2948 | 357.6571 | 234.9093
7598 | 14 | 317 | 11 | 240.6459 | 128.4906 | 237.7521 | 314.5535 | 231.7631 | 197.8542 | 249.6174 | 221.8108 | 124.8498 | 248.6754 | 305.0751 | 246.5828 | 219.8101 | 216.0398 | 225.2408 | 291.1241 | 251.0219 | 304.1226 | 363.5409 | 238.2669
7599 | 15 | 317 | 11 | 251.3917 | 141.1436 | 249.4169 | 319.9571 | 332.6956 | 247.3484 | 277.5771 | 243.0872 | 150.1873 | 279.7983 | 316.7168 | 274.3523 | 220.7753 | 251.4366 | 243.3632 | 308.0926 | 327.2246 | 319.4141 | 380.9332 | 267.4959
7600 | 16 | 317 | 11 | 278.6327 | 159.4077 | 300.3641 | 369.9862 | 408.3863 | 372.6722 | 295.0585 | 261.6417 | 206.9481 | 441.9903 | 363.1329 | 429.6079 | 218.8709 | 340.6676 | 307.687 | 369.2193 | 412.4129 | 401.6467 | 418.5066 | 392.3733
7601 | 17 | 317 | 11 | 281.9953 | 155.4623 | 359.4262 | 413.2563 | 415.0592 | 381.0634 | 299.9199 | 265.6469 | 216.556 | 490.1022 | 375.1379 | 495.0785 | 224.945 | 369.3124 | 350.1611 | 396.0723 | 421.4656 | 507.8196 | 423.3982 | 429.1115
7602 | 18 | 317 | 11 | 282.2329 | 152.8831 | 345.4937 | 418.1612 | 414.7041 | 384.4455 | 299.9985 | 262.9372 | 214.1685 | 492.862 | 384.608 | 497.7665 | 221.2317 | 375.1306 | 344.1708 | 397.1064 | 420.4943 | 511.9824 | 422.6066 | 438.3974
7603 | 19 | 317 | 11 | 281.8445 | 150.961 | 335.7068 | 415.0742 | 409.5242 | 381.1353 | 298.6867 | 262.4404 | 209.1474 | 489.9251 | 379.5456 | 494.8386 | 217.7385 | 374.5081 | 339.4839 | 395.6277 | 416.3775 | 508.6094 | 419.847 | 438.0164
7604 | 20 | 317 | 11 | 277.6279 | 152.0595 | 329.3288 | 416.431 | 410.5562 | 374.1386 | 296.5373 | 262.4041 | 203.6791 | 478.6918 | 377.8128 | 490.3022 | 221.9165 | 376.9041 | 330.4662 | 393.7623 | 420.9271 | 507.0931 | 421.8676 | 430.7065
7605 | 21 | 317 | 11 | 278.6381 | 159.0526 | 321.5257 | 415.2457 | 409.3752 | 381.2459 | 293.1565 | 263.451 | 210.6618 | 467.812 | 374.9335 | 489.7475 | 218.218 | 374.1088 | 321.2325 | 397.7704 | 420.9994 | 501.017 | 426.2745 | 438.9062
7606 | 22 | 317 | 11 | 279.9414 | 159.411 | 321.428 | 435.7231 | 415.9978 | 389.9227 | 287.3387 | 265.5763 | 195.4342 | 433.6912 | 371.957 | 485.0488 | 220.3883 | 381.7531 | 329.2883 | 405.9502 | 427.7403 | 513.1278 | 435.7056 | 453.2002
7607 | 23 | 317 | 11 | 282.0773 | 168.0659 | 327.1484 | 472.688 | 410.6206 | 391.2197 | 286.0974 | 268.2107 | 191.035 | 438.1099 | 386.4066 | 480.7736 | 230.0744 | 389.2244 | 331.3108 | 403.5752 | 438.4213 | 514.6952 | 438.092 | 441.7352
7608 | 0 | 318 | 11 | 285.7611 | 179.8728 | 319.0925 | 470.5908 | 404.0688 | 386.823 | 277.4721 | 267.6425 | 187.1156 | 442.3908 | 387.7613 | 477.4566 | 237.0616 | 385.6557 | 327.5501 | 400.3611 | 435.8609 | 509.6991 | 439.0557 | 434.6236
7609 | 1 | 318 | 11 | 285.5831 | 187.6757 | 319.1272 | 462.7879 | 403.3822 | 380.0782 | 278.0271 | 264.9503 | 188.856 | 441.447 | 385.5414 | 472.73 | 227.889 | 388.6441 | 324.8056 | 399.9005 | 437.4162 | 508.8597 | 436.9931 | 429.6191
7610 | 2 | 318 | 11 | 287.1671 | 196.0438 | 320.4846 | 456.8292 | 400.237 | 378.2565 | 277.8458 | 263.5812 | 186.7538 | 437.3826 | 381.2806 | 472.7429 | 231.1537 | 388.0936 | 318.2114 | 401.5194 | 437.2922 | 504.8341 | 439.9161 | 427.361
7611 | 3 | 318 | 11 | 287.3388 | 192.0412 | 323.4799 | 457.3269 | 403.1571 | 378.0173 | 275.8601 | 263.0694 | 187.0895 | 434.5286 | 387.682 | 474.0719 | 228.2286 | 384.4205 | 330.2884 | 402.6646 | 438.9315 | 507.8584 | 437.6969 | 433.5426
7612 | 4 | 318 | 11 | 282.9189 | 180.675 | 332.0257 | 461.9718 | 404.9493 | 373.9552 | 276.1911 | 262.373 | 178.6652 | 429.1928 | 386.2964 | 485.1531 | 224.5081 | 368.6578 | 339.2818 | 404.9755 | 426.4362 | 513.3722 | 434.8543 | 436.7696
7613 | 5 | 318 | 11 | 281.9806 | 170.397 | 334.303 | 465.9535 | 405.4833 | 373.0309 | 275.6948 | 262.6242 | 173.0678 | 461.1563 | 375.6412 | 497.492 | 222.9331 | 367.1012 | 341.837 | 399.3316 | 420.2601 | 511.1621 | 427.8259 | 439.9057
7614 | 6 | 318 | 11 | 273.2089 | 147.9097 | 337.3243 | 436.3397 | 350.7448 | 359.4792 | 281.6513 | 252.9972 | 180.3094 | 462.6835 | 382.2589 | 488.7969 | 214.0617 | 354.7938 | 344.1072 | 386.2254 | 368.0699 | 507.1598 | 405.4153 | 428.8358
7615 | 7 | 318 | 11 | 248.7747 | 120.819 | 283.0534 | 336.5996 | 236.5506 | 239.6987 | 262.8942 | 231.9664 | 150.6023 | 392.0628 | 359.8605 | 397.6231 | 206.8398 | 251.814 | 279.2022 | 320.4797 | 256.0637 | 448.7447 | 366.4185 | 380.1562
7616 | 8 | 318 | 11 | 236.5582 | 116.7635 | 244.962 | 318.4996 | 219.1695 | 197.3381 | 242.5404 | 225.462 | 127.5841 | 276.884 | 305.0227 | 269.617 | 206.0399 | 221.818 | 230.3981 | 299.213 | 243.9846 | 354.6107 | 379.0483 | 263.3765
7617 | 9 | 318 | 11 | 231.7642 | 116.0798 | 238.8873 | 310.4923 | 215.6946 | 196.5245 | 240.8559 | 222.2104 | 121.4703 | 254.5056 | 299.1146 | 251.7854 | 206.6009 | 229.6 | 231.2865 | 294.9477 | 242.6389 | 318.1607 | 367.1473 | 239.1518
7618 | 10 | 318 | 11 | 236.986 | 118.3222 | 239.9506 | 307.0375 | 218.5655 | 200.222 | 240.0043 | 223.9828 | 116.0643 | 250.7645 | 298.7925 | 248.6597 | 204.2072 | 228.4022 | 229.3524 | 293.4966 | 244.0823 | 306.9818 | 369.5793 | 234.0326
7619 | 11 | 318 | 11 | 240.9187 | 120.297 | 243.8544 | 309.7713 | 216.0594 | 195.5672 | 241.6597 | 224.2429 | 115.2011 | 248.1049 | 302.9096 | 249.8034 | 208.3502 | 222.3632 | 233.7681 | 296.4303 | 242.1264 | 305.0134 | 367.7568 | 233.4531
7620 | 12 | 318 | 11 | 243.932 | 122.7475 | 238.786 | 311.4615 | 210.6945 | 194.7703 | 243.4815 | 226.2206 | 120.175 | 250.3471 | 297.287 | 247.7531 | 210.8057 | 219.1463 | 233.6695 | 292.643 | 237.4654 | 306.2413 | 361.6389 | 233.4112
7621 | 13 | 318 | 11 | 243.0277 | 122.914 | 238.4197 | 313.316 | 212.4189 | 191.0427 | 243.4151 | 225.5748 | 120.1762 | 247.8579 | 299.9673 | 244.3658 | 210.8533 | 213.8255 | 229.5322 | 289.2916 | 236.652 | 305.2948 | 357.6571 | 234.9093
7622 | 14 | 318 | 11 | 240.6459 | 128.4906 | 237.7521 | 314.5535 | 231.7631 | 197.8542 | 249.6174 | 221.8108 | 124.8498 | 248.6754 | 305.0751 | 246.5828 | 219.8101 | 216.0398 | 225.2408 | 291.1241 | 251.0219 | 304.1226 | 363.5409 | 238.2669
7623 | 15 | 318 | 11 | 251.3917 | 141.1436 | 249.4169 | 319.9571 | 332.6956 | 247.3484 | 277.5771 | 243.0872 | 150.1873 | 279.7983 | 316.7168 | 274.3523 | 220.7753 | 251.4366 | 243.3632 | 308.0926 | 327.2246 | 319.4141 | 380.9332 | 267.4959
7624 | 16 | 318 | 11 | 278.6327 | 159.4077 | 300.3641 | 369.9862 | 408.3863 | 372.6722 | 295.0585 | 261.6417 | 206.9481 | 441.9903 | 363.1329 | 429.6079 | 218.8709 | 340.6676 | 307.687 | 369.2193 | 412.4129 | 401.6467 | 418.5066 | 392.3733
7625 | 17 | 318 | 11 | 281.9953 | 155.4623 | 359.4262 | 413.2563 | 415.0592 | 381.0634 | 299.9199 | 265.6469 | 216.556 | 490.1022 | 375.1379 | 495.0785 | 224.945 | 369.3124 | 350.1611 | 396.0723 | 421.4656 | 507.8196 | 423.3982 | 429.1115
7626 | 18 | 318 | 11 | 282.2329 | 152.8831 | 345.4937 | 418.1612 | 414.7041 | 384.4455 | 299.9985 | 262.9372 | 214.1685 | 492.862 | 384.608 | 497.7665 | 221.2317 | 375.1306 | 344.1708 | 397.1064 | 420.4943 | 511.9824 | 422.6066 | 438.3974
7627 | 19 | 318 | 11 | 281.8445 | 150.961 | 335.7068 | 415.0742 | 409.5242 | 381.1353 | 298.6867 | 262.4404 | 209.1474 | 489.9251 | 379.5456 | 494.8386 | 217.7385 | 374.5081 | 339.4839 | 395.6277 | 416.3775 | 508.6094 | 419.847 | 438.0164
7628 | 20 | 318 | 11 | 277.6279 | 152.0595 | 329.3288 | 416.431 | 410.5562 | 374.1386 | 296.5373 | 262.4041 | 203.6791 | 478.6918 | 377.8128 | 490.3022 | 221.9165 | 376.9041 | 330.4662 | 393.7623 | 420.9271 | 507.0931 | 421.8676 | 430.7065
7629 | 21 | 318 | 11 | 278.6381 | 159.0526 | 321.5257 | 415.2457 | 409.3752 | 381.2459 | 293.1565 | 263.451 | 210.6618 | 467.812 | 374.9335 | 489.7475 | 218.218 | 374.1088 | 321.2325 | 397.7704 | 420.9994 | 501.017 | 426.2745 | 438.9062
7630 | 22 | 318 | 11 | 279.9414 | 159.411 | 321.428 | 435.7231 | 415.9978 | 389.9227 | 287.3387 | 265.5763 | 195.4342 | 433.6912 | 371.957 | 485.0488 | 220.3883 | 381.7531 | 329.2883 | 405.9502 | 427.7403 | 513.1278 | 435.7056 | 453.2002
7631 | 23 | 318 | 11 | 282.0773 | 168.0659 | 327.1484 | 472.688 | 410.6206 | 391.2197 | 286.0974 | 268.2107 | 191.035 | 438.1099 | 386.4066 | 480.7736 | 230.0744 | 389.2244 | 331.3108 | 403.5752 | 438.4213 | 514.6952 | 438.092 | 441.7352
7632 | 0 | 319 | 11 | 285.7611 | 179.8728 | 319.0925 | 470.5908 | 404.0688 | 386.823 | 277.4721 | 267.6425 | 187.1156 | 442.3908 | 387.7613 | 477.4566 | 237.0616 | 385.6557 | 327.5501 | 400.3611 | 435.8609 | 509.6991 | 439.0557 | 434.6236
7633 | 1 | 319 | 11 | 285.5831 | 187.6757 | 319.1272 | 462.7879 | 403.3822 | 380.0782 | 278.0271 | 264.9503 | 188.856 | 441.447 | 385.5414 | 472.73 | 227.889 | 388.6441 | 324.8056 | 399.9005 | 437.4162 | 508.8597 | 436.9931 | 429.6191
7634 | 2 | 319 | 11 | 287.1671 | 196.0438 | 320.4846 | 456.8292 | 400.237 | 378.2565 | 277.8458 | 263.5812 | 186.7538 | 437.3826 | 381.2806 | 472.7429 | 231.1537 | 388.0936 | 318.2114 | 401.5194 | 437.2922 | 504.8341 | 439.9161 | 427.361
7635 | 3 | 319 | 11 | 287.3388 | 192.0412 | 323.4799 | 457.3269 | 403.1571 | 378.0173 | 275.8601 | 263.0694 | 187.0895 | 434.5286 | 387.682 | 474.0719 | 228.2286 | 384.4205 | 330.2884 | 402.6646 | 438.9315 | 507.8584 | 437.6969 | 433.5426
7636 | 4 | 319 | 11 | 282.9189 | 180.675 | 332.0257 | 461.9718 | 404.9493 | 373.9552 | 276.1911 | 262.373 | 178.6652 | 429.1928 | 386.2964 | 485.1531 | 224.5081 | 368.6578 | 339.2818 | 404.9755 | 426.4362 | 513.3722 | 434.8543 | 436.7696
7637 | 5 | 319 | 11 | 281.9806 | 170.397 | 334.303 | 465.9535 | 405.4833 | 373.0309 | 275.6948 | 262.6242 | 173.0678 | 461.1563 | 375.6412 | 497.492 | 222.9331 | 367.1012 | 341.837 | 399.3316 | 420.2601 | 511.1621 | 427.8259 | 439.9057
7638 | 6 | 319 | 11 | 273.2089 | 147.9097 | 337.3243 | 436.3397 | 350.7448 | 359.4792 | 281.6513 | 252.9972 | 180.3094 | 462.6835 | 382.2589 | 488.7969 | 214.0617 | 354.7938 | 344.1072 | 386.2254 | 368.0699 | 507.1598 | 405.4153 | 428.8358
7639 | 7 | 319 | 11 | 248.7747 | 120.819 | 283.0534 | 336.5996 | 236.5506 | 239.6987 | 262.8942 | 231.9664 | 150.6023 | 392.0628 | 359.8605 | 397.6231 | 206.8398 | 251.814 | 279.2022 | 320.4797 | 256.0637 | 448.7447 | 366.4185 | 380.1562
7640 | 8 | 319 | 11 | 236.5582 | 116.7635 | 244.962 | 318.4996 | 219.1695 | 197.3381 | 242.5404 | 225.462 | 127.5841 | 276.884 | 305.0227 | 269.617 | 206.0399 | 221.818 | 230.3981 | 299.213 | 243.9846 | 354.6107 | 379.0483 | 263.3765
7641 | 9 | 319 | 11 | 231.7642 | 116.0798 | 238.8873 | 310.4923 | 215.6946 | 196.5245 | 240.8559 | 222.2104 | 121.4703 | 254.5056 | 299.1146 | 251.7854 | 206.6009 | 229.6 | 231.2865 | 294.9477 | 242.6389 | 318.1607 | 367.1473 | 239.1518
7642 | 10 | 319 | 11 | 236.986 | 118.3222 | 239.9506 | 307.0375 | 218.5655 | 200.222 | 240.0043 | 223.9828 | 116.0643 | 250.7645 | 298.7925 | 248.6597 | 204.2072 | 228.4022 | 229.3524 | 293.4966 | 244.0823 | 306.9818 | 369.5793 | 234.0326
7643 | 11 | 319 | 11 | 240.9187 | 120.297 | 243.8544 | 309.7713 | 216.0594 | 195.5672 | 241.6597 | 224.2429 | 115.2011 | 248.1049 | 302.9096 | 249.8034 | 208.3502 | 222.3632 | 233.7681 | 296.4303 | 242.1264 | 305.0134 | 367.7568 | 233.4531
7644 | 12 | 319 | 11 | 243.932 | 122.7475 | 238.786 | 311.4615 | 210.6945 | 194.7703 | 243.4815 | 226.2206 | 120.175 | 250.3471 | 297.287 | 247.7531 | 210.8057 | 219.1463 | 233.6695 | 292.643 | 237.4654 | 306.2413 | 361.6389 | 233.4112
7645 | 13 | 319 | 11 | 243.0277 | 122.914 | 238.4197 | 313.316 | 212.4189 | 191.0427 | 243.4151 | 225.5748 | 120.1762 | 247.8579 | 299.9673 | 244.3658 | 210.8533 | 213.8255 | 229.5322 | 289.2916 | 236.652 | 305.2948 | 357.6571 | 234.9093
7646 | 14 | 319 | 11 | 240.6459 | 128.4906 | 237.7521 | 314.5535 | 231.7631 | 197.8542 | 249.6174 | 221.8108 | 124.8498 | 248.6754 | 305.0751 | 246.5828 | 219.8101 | 216.0398 | 225.2408 | 291.1241 | 251.0219 | 304.1226 | 363.5409 | 238.2669
7647 | 15 | 319 | 11 | 251.3917 | 141.1436 | 249.4169 | 319.9571 | 332.6956 | 247.3484 | 277.5771 | 243.0872 | 150.1873 | 279.7983 | 316.7168 | 274.3523 | 220.7753 | 251.4366 | 243.3632 | 308.0926 | 327.2246 | 319.4141 | 380.9332 | 267.4959
7648 | 16 | 319 | 11 | 278.6327 | 159.4077 | 300.3641 | 369.9862 | 408.3863 | 372.6722 | 295.0585 | 261.6417 | 206.9481 | 441.9903 | 363.1329 | 429.6079 | 218.8709 | 340.6676 | 307.687 | 369.2193 | 412.4129 | 401.6467 | 418.5066 | 392.3733
7649 | 17 | 319 | 11 | 281.9953 | 155.4623 | 359.4262 | 413.2563 | 415.0592 | 381.0634 | 299.9199 | 265.6469 | 216.556 | 490.1022 | 375.1379 | 495.0785 | 224.945 | 369.3124 | 350.1611 | 396.0723 | 421.4656 | 507.8196 | 423.3982 | 429.1115
7650 | 18 | 319 | 11 | 282.2329 | 152.8831 | 345.4937 | 418.1612 | 414.7041 | 384.4455 | 299.9985 | 262.9372 | 214.1685 | 492.862 | 384.608 | 497.7665 | 221.2317 | 375.1306 | 344.1708 | 397.1064 | 420.4943 | 511.9824 | 422.6066 | 438.3974
7651 | 19 | 319 | 11 | 281.8445 | 150.961 | 335.7068 | 415.0742 | 409.5242 | 381.1353 | 298.6867 | 262.4404 | 209.1474 | 489.9251 | 379.5456 | 494.8386 | 217.7385 | 374.5081 | 339.4839 | 395.6277 | 416.3775 | 508.6094 | 419.847 | 438.0164
7652 | 20 | 319 | 11 | 277.6279 | 152.0595 | 329.3288 | 416.431 | 410.5562 | 374.1386 | 296.5373 | 262.4041 | 203.6791 | 478.6918 | 377.8128 | 490.3022 | 221.9165 | 376.9041 | 330.4662 | 393.7623 | 420.9271 | 507.0931 | 421.8676 | 430.7065
7653 | 21 | 319 | 11 | 278.6381 | 159.0526 | 321.5257 | 415.2457 | 409.3752 | 381.2459 | 293.1565 | 263.451 | 210.6618 | 467.812 | 374.9335 | 489.7475 | 218.218 | 374.1088 | 321.2325 | 397.7704 | 420.9994 | 501.017 | 426.2745 | 438.9062
7654 | 22 | 319 | 11 | 279.9414 | 159.411 | 321.428 | 435.7231 | 415.9978 | 389.9227 | 287.3387 | 265.5763 | 195.4342 | 433.6912 | 371.957 | 485.0488 | 220.3883 | 381.7531 | 329.2883 | 405.9502 | 427.7403 | 513.1278 | 435.7056 | 453.2002
7655 | 23 | 319 | 11 | 282.0773 | 168.0659 | 327.1484 | 472.688 | 410.6206 | 391.2197 | 286.0974 | 268.2107 | 191.035 | 438.1099 | 386.4066 | 480.7736 | 230.0744 | 389.2244 | 331.3108 | 403.5752 | 438.4213 | 514.6952 | 438.092 | 441.7352
7656 | 0 | 320 | 11 | 285.7611 | 179.8728 | 319.0925 | 470.5908 | 404.0688 | 386.823 | 277.4721 | 267.6425 | 187.1156 | 442.3908 | 387.7613 | 477.4566 | 237.0616 | 385.6557 | 327.5501 | 400.3611 | 435.8609 | 509.6991 | 439.0557 | 434.6236
7657 | 1 | 320 | 11 | 285.5831 | 187.6757 | 319.1272 | 462.7879 | 403.3822 | 380.0782 | 278.0271 | 264.9503 | 188.856 | 441.447 | 385.5414 | 472.73 | 227.889 | 388.6441 | 324.8056 | 399.9005 | 437.4162 | 508.8597 | 436.9931 | 429.6191
7658 | 2 | 320 | 11 | 287.1671 | 196.0438 | 320.4846 | 456.8292 | 400.237 | 378.2565 | 277.8458 | 263.5812 | 186.7538 | 437.3826 | 381.2806 | 472.7429 | 231.1537 | 388.0936 | 318.2114 | 401.5194 | 437.2922 | 504.8341 | 439.9161 | 427.361
7659 | 3 | 320 | 11 | 287.3388 | 192.0412 | 323.4799 | 457.3269 | 403.1571 | 378.0173 | 275.8601 | 263.0694 | 187.0895 | 434.5286 | 387.682 | 474.0719 | 228.2286 | 384.4205 | 330.2884 | 402.6646 | 438.9315 | 507.8584 | 437.6969 | 433.5426
7660 | 4 | 320 | 11 | 282.9189 | 180.675 | 332.0257 | 461.9718 | 404.9493 | 373.9552 | 276.1911 | 262.373 | 178.6652 | 429.1928 | 386.2964 | 485.1531 | 224.5081 | 368.6578 | 339.2818 | 404.9755 | 426.4362 | 513.3722 | 434.8543 | 436.7696
7661 | 5 | 320 | 11 | 281.9806 | 170.397 | 334.303 | 465.9535 | 405.4833 | 373.0309 | 275.6948 | 262.6242 | 173.0678 | 461.1563 | 375.6412 | 497.492 | 222.9331 | 367.1012 | 341.837 | 399.3316 | 420.2601 | 511.1621 | 427.8259 | 439.9057
7662 | 6 | 320 | 11 | 273.2089 | 147.9097 | 337.3243 | 436.3397 | 350.7448 | 359.4792 | 281.6513 | 252.9972 | 180.3094 | 462.6835 | 382.2589 | 488.7969 | 214.0617 | 354.7938 | 344.1072 | 386.2254 | 368.0699 | 507.1598 | 405.4153 | 428.8358
7663 | 7 | 320 | 11 | 248.7747 | 120.819 | 283.0534 | 336.5996 | 236.5506 | 239.6987 | 262.8942 | 231.9664 | 150.6023 | 392.0628 | 359.8605 | 397.6231 | 206.8398 | 251.814 | 279.2022 | 320.4797 | 256.0637 | 448.7447 | 366.4185 | 380.1562
7664 | 8 | 320 | 11 | 236.5582 | 116.7635 | 244.962 | 318.4996 | 219.1695 | 197.3381 | 242.5404 | 225.462 | 127.5841 | 276.884 | 305.0227 | 269.617 | 206.0399 | 221.818 | 230.3981 | 299.213 | 243.9846 | 354.6107 | 379.0483 | 263.3765
7665 | 9 | 320 | 11 | 231.7642 | 116.0798 | 238.8873 | 310.4923 | 215.6946 | 196.5245 | 240.8559 | 222.2104 | 121.4703 | 254.5056 | 299.1146 | 251.7854 | 206.6009 | 229.6 | 231.2865 | 294.9477 | 242.6389 | 318.1607 | 367.1473 | 239.1518
7666 | 10 | 320 | 11 | 236.986 | 118.3222 | 239.9506 | 307.0375 | 218.5655 | 200.222 | 240.0043 | 223.9828 | 116.0643 | 250.7645 | 298.7925 | 248.6597 | 204.2072 | 228.4022 | 229.3524 | 293.4966 | 244.0823 | 306.9818 | 369.5793 | 234.0326
7667 | 11 | 320 | 11 | 240.9187 | 120.297 | 243.8544 | 309.7713 | 216.0594 | 195.5672 | 241.6597 | 224.2429 | 115.2011 | 248.1049 | 302.9096 | 249.8034 | 208.3502 | 222.3632 | 233.7681 | 296.4303 | 242.1264 | 305.0134 | 367.7568 | 233.4531
7668 | 12 | 320 | 11 | 243.932 | 122.7475 | 238.786 | 311.4615 | 210.6945 | 194.7703 | 243.4815 | 226.2206 | 120.175 | 250.3471 | 297.287 | 247.7531 | 210.8057 | 219.1463 | 233.6695 | 292.643 | 237.4654 | 306.2413 | 361.6389 | 233.4112
7669 | 13 | 320 | 11 | 243.0277 | 122.914 | 238.4197 | 313.316 | 212.4189 | 191.0427 | 243.4151 | 225.5748 | 120.1762 | 247.8579 | 299.9673 | 244.3658 | 210.8533 | 213.8255 | 229.5322 | 289.2916 | 236.652 | 305.2948 | 357.6571 | 234.9093
7670 | 14 | 320 | 11 | 240.6459 | 128.4906 | 237.7521 | 314.5535 | 231.7631 | 197.8542 | 249.6174 | 221.8108 | 124.8498 | 248.6754 | 305.0751 | 246.5828 | 219.8101 | 216.0398 | 225.2408 | 291.1241 | 251.0219 | 304.1226 | 363.5409 | 238.2669
7671 | 15 | 320 | 11 | 251.3917 | 141.1436 | 249.4169 | 319.9571 | 332.6956 | 247.3484 | 277.5771 | 243.0872 | 150.1873 | 279.7983 | 316.7168 | 274.3523 | 220.7753 | 251.4366 | 243.3632 | 308.0926 | 327.2246 | 319.4141 | 380.9332 | 267.4959
7672 | 16 | 320 | 11 | 278.6327 | 159.4077 | 300.3641 | 369.9862 | 408.3863 | 372.6722 | 295.0585 | 261.6417 | 206.9481 | 441.9903 | 363.1329 | 429.6079 | 218.8709 | 340.6676 | 307.687 | 369.2193 | 412.4129 | 401.6467 | 418.5066 | 392.3733
7673 | 17 | 320 | 11 | 281.9953 | 155.4623 | 359.4262 | 413.2563 | 415.0592 | 381.0634 | 299.9199 | 265.6469 | 216.556 | 490.1022 | 375.1379 | 495.0785 | 224.945 | 369.3124 | 350.1611 | 396.0723 | 421.4656 | 507.8196 | 423.3982 | 429.1115
7674 | 18 | 320 | 11 | 282.2329 | 152.8831 | 345.4937 | 418.1612 | 414.7041 | 384.4455 | 299.9985 | 262.9372 | 214.1685 | 492.862 | 384.608 | 497.7665 | 221.2317 | 375.1306 | 344.1708 | 397.1064 | 420.4943 | 511.9824 | 422.6066 | 438.3974
7675 | 19 | 320 | 11 | 281.8445 | 150.961 | 335.7068 | 415.0742 | 409.5242 | 381.1353 | 298.6867 | 262.4404 | 209.1474 | 489.9251 | 379.5456 | 494.8386 | 217.7385 | 374.5081 | 339.4839 | 395.6277 | 416.3775 | 508.6094 | 419.847 | 438.0164
7676 | 20 | 320 | 11 | 277.6279 | 152.0595 | 329.3288 | 416.431 | 410.5562 | 374.1386 | 296.5373 | 262.4041 | 203.6791 | 478.6918 | 377.8128 | 490.3022 | 221.9165 | 376.9041 | 330.4662 | 393.7623 | 420.9271 | 507.0931 | 421.8676 | 430.7065
7677 | 21 | 320 | 11 | 278.6381 | 159.0526 | 321.5257 | 415.2457 | 409.3752 | 381.2459 | 293.1565 | 263.451 | 210.6618 | 467.812 | 374.9335 | 489.7475 | 218.218 | 374.1088 | 321.2325 | 397.7704 | 420.9994 | 501.017 | 426.2745 | 438.9062
7678 | 22 | 320 | 11 | 279.9414 | 159.411 | 321.428 | 435.7231 | 415.9978 | 389.9227 | 287.3387 | 265.5763 | 195.4342 | 433.6912 | 371.957 | 485.0488 | 220.3883 | 381.7531 | 329.2883 | 405.9502 | 427.7403 | 513.1278 | 435.7056 | 453.2002
7679 | 23 | 320 | 11 | 282.0773 | 168.0659 | 327.1484 | 472.688 | 410.6206 | 391.2197 | 286.0974 | 268.2107 | 191.035 | 438.1099 | 386.4066 | 480.7736 | 230.0744 | 389.2244 | 331.3108 | 403.5752 | 438.4213 | 514.6952 | 438.092 | 441.7352
7680 | 0 | 321 | 11 | 285.7611 | 179.8728 | 319.0925 | 470.5908 | 404.0688 | 386.823 | 277.4721 | 267.6425 | 187.1156 | 442.3908 | 387.7613 | 477.4566 | 237.0616 | 385.6557 | 327.5501 | 400.3611 | 435.8609 | 509.6991 | 439.0557 | 434.6236
7681 | 1 | 321 | 11 | 285.5831 | 187.6757 | 319.1272 | 462.7879 | 403.3822 | 380.0782 | 278.0271 | 264.9503 | 188.856 | 441.447 | 385.5414 | 472.73 | 227.889 | 388.6441 | 324.8056 | 399.9005 | 437.4162 | 508.8597 | 436.9931 | 429.6191
7682 | 2 | 321 | 11 | 287.1671 | 196.0438 | 320.4846 | 456.8292 | 400.237 | 378.2565 | 277.8458 | 263.5812 | 186.7538 | 437.3826 | 381.2806 | 472.7429 | 231.1537 | 388.0936 | 318.2114 | 401.5194 | 437.2922 | 504.8341 | 439.9161 | 427.361
7683 | 3 | 321 | 11 | 287.3388 | 192.0412 | 323.4799 | 457.3269 | 403.1571 | 378.0173 | 275.8601 | 263.0694 | 187.0895 | 434.5286 | 387.682 | 474.0719 | 228.2286 | 384.4205 | 330.2884 | 402.6646 | 438.9315 | 507.8584 | 437.6969 | 433.5426
7684 | 4 | 321 | 11 | 282.9189 | 180.675 | 332.0257 | 461.9718 | 404.9493 | 373.9552 | 276.1911 | 262.373 | 178.6652 | 429.1928 | 386.2964 | 485.1531 | 224.5081 | 368.6578 | 339.2818 | 404.9755 | 426.4362 | 513.3722 | 434.8543 | 436.7696
7685 | 5 | 321 | 11 | 281.9806 | 170.397 | 334.303 | 465.9535 | 405.4833 | 373.0309 | 275.6948 | 262.6242 | 173.0678 | 461.1563 | 375.6412 | 497.492 | 222.9331 | 367.1012 | 341.837 | 399.3316 | 420.2601 | 511.1621 | 427.8259 | 439.9057
7686 | 6 | 321 | 11 | 273.2089 | 147.9097 | 337.3243 | 436.3397 | 350.7448 | 359.4792 | 281.6513 | 252.9972 | 180.3094 | 462.6835 | 382.2589 | 488.7969 | 214.0617 | 354.7938 | 344.1072 | 386.2254 | 368.0699 | 507.1598 | 405.4153 | 428.8358
7687 | 7 | 321 | 11 | 248.7747 | 120.819 | 283.0534 | 336.5996 | 236.5506 | 239.6987 | 262.8942 | 231.9664 | 150.6023 | 392.0628 | 359.8605 | 397.6231 | 206.8398 | 251.814 | 279.2022 | 320.4797 | 256.0637 | 448.7447 | 366.4185 | 380.1562
7688 | 8 | 321 | 11 | 236.5582 | 116.7635 | 244.962 | 318.4996 | 219.1695 | 197.3381 | 242.5404 | 225.462 | 127.5841 | 276.884 | 305.0227 | 269.617 | 206.0399 | 221.818 | 230.3981 | 299.213 | 243.9846 | 354.6107 | 379.0483 | 263.3765
7689 | 9 | 321 | 11 | 231.7642 | 116.0798 | 238.8873 | 310.4923 | 215.6946 | 196.5245 | 240.8559 | 222.2104 | 121.4703 | 254.5056 | 299.1146 | 251.7854 | 206.6009 | 229.6 | 231.2865 | 294.9477 | 242.6389 | 318.1607 | 367.1473 | 239.1518
7690 | 10 | 321 | 11 | 236.986 | 118.3222 | 239.9506 | 307.0375 | 218.5655 | 200.222 | 240.0043 | 223.9828 | 116.0643 | 250.7645 | 298.7925 | 248.6597 | 204.2072 | 228.4022 | 229.3524 | 293.4966 | 244.0823 | 306.9818 | 369.5793 | 234.0326
7691 | 11 | 321 | 11 | 240.9187 | 120.297 | 243.8544 | 309.7713 | 216.0594 | 195.5672 | 241.6597 | 224.2429 | 115.2011 | 248.1049 | 302.9096 | 249.8034 | 208.3502 | 222.3632 | 233.7681 | 296.4303 | 242.1264 | 305.0134 | 367.7568 | 233.4531
7692 | 12 | 321 | 11 | 243.932 | 122.7475 | 238.786 | 311.4615 | 210.6945 | 194.7703 | 243.4815 | 226.2206 | 120.175 | 250.3471 | 297.287 | 247.7531 | 210.8057 | 219.1463 | 233.6695 | 292.643 | 237.4654 | 306.2413 | 361.6389 | 233.4112
7693 | 13 | 321 | 11 | 243.0277 | 122.914 | 238.4197 | 313.316 | 212.4189 | 191.0427 | 243.4151 | 225.5748 | 120.1762 | 247.8579 | 299.9673 | 244.3658 | 210.8533 | 213.8255 | 229.5322 | 289.2916 | 236.652 | 305.2948 | 357.6571 | 234.9093
7694 | 14 | 321 | 11 | 240.6459 | 128.4906 | 237.7521 | 314.5535 | 231.7631 | 197.8542 | 249.6174 | 221.8108 | 124.8498 | 248.6754 | 305.0751 | 246.5828 | 219.8101 | 216.0398 | 225.2408 | 291.1241 | 251.0219 | 304.1226 | 363.5409 | 238.2669
7695 | 15 | 321 | 11 | 251.3917 | 141.1436 | 249.4169 | 319.9571 | 332.6956 | 247.3484 | 277.5771 | 243.0872 | 150.1873 | 279.7983 | 316.7168 | 274.3523 | 220.7753 | 251.4366 | 243.3632 | 308.0926 | 327.2246 | 319.4141 | 380.9332 | 267.4959
7696 | 16 | 321 | 11 | 278.6327 | 159.4077 | 300.3641 | 369.9862 | 408.3863 | 372.6722 | 295.0585 | 261.6417 | 206.9481 | 441.9903 | 363.1329 | 429.6079 | 218.8709 | 340.6676 | 307.687 | 369.2193 | 412.4129 | 401.6467 | 418.5066 | 392.3733
7697 | 17 | 321 | 11 | 281.9953 | 155.4623 | 359.4262 | 413.2563 | 415.0592 | 381.0634 | 299.9199 | 265.6469 | 216.556 | 490.1022 | 375.1379 | 495.0785 | 224.945 | 369.3124 | 350.1611 | 396.0723 | 421.4656 | 507.8196 | 423.3982 | 429.1115
7698 | 18 | 321 | 11 | 282.2329 | 152.8831 | 345.4937 | 418.1612 | 414.7041 | 384.4455 | 299.9985 | 262.9372 | 214.1685 | 492.862 | 384.608 | 497.7665 | 221.2317 | 375.1306 | 344.1708 | 397.1064 | 420.4943 | 511.9824 | 422.6066 | 438.3974
7699 | 19 | 321 | 11 | 281.8445 | 150.961 | 335.7068 | 415.0742 | 409.5242 | 381.1353 | 298.6867 | 262.4404 | 209.1474 | 489.9251 | 379.5456 | 494.8386 | 217.7385 | 374.5081 | 339.4839 | 395.6277 | 416.3775 | 508.6094 | 419.847 | 438.0164
7700 | 20 | 321 | 11 | 277.6279 | 152.0595 | 329.3288 | 416.431 | 410.5562 | 374.1386 | 296.5373 | 262.4041 | 203.6791 | 478.6918 | 377.8128 | 490.3022 | 221.9165 | 376.9041 | 330.4662 | 393.7623 | 420.9271 | 507.0931 | 421.8676 | 430.7065
7701 | 21 | 321 | 11 | 278.6381 | 159.0526 | 321.5257 | 415.2457 | 409.3752 | 381.2459 | 293.1565 | 263.451 | 210.6618 | 467.812 | 374.9335 | 489.7475 | 218.218 | 374.1088 | 321.2325 | 397.7704 | 420.9994 | 501.017 | 426.2745 | 438.9062
7702 | 22 | 321 | 11 | 279.9414 | 159.411 | 321.428 | 435.7231 | 415.9978 | 389.9227 | 287.3387 | 265.5763 | 195.4342 | 433.6912 | 371.957 | 485.0488 | 220.3883 | 381.7531 | 329.2883 | 405.9502 | 427.7403 | 513.1278 | 435.7056 | 453.2002
7703 | 23 | 321 | 11 | 282.0773 | 168.0659 | 327.1484 | 472.688 | 410.6206 | 391.2197 | 286.0974 | 268.2107 | 191.035 | 438.1099 | 386.4066 | 480.7736 | 230.0744 | 389.2244 | 331.3108 | 403.5752 | 438.4213 | 514.6952 | 438.092 | 441.7352
7704 | 0 | 322 | 11 | 285.7611 | 179.8728 | 319.0925 | 470.5908 | 404.0688 | 386.823 | 277.4721 | 267.6425 | 187.1156 | 442.3908 | 387.7613 | 477.4566 | 237.0616 | 385.6557 | 327.5501 | 400.3611 | 435.8609 | 509.6991 | 439.0557 | 434.6236
7705 | 1 | 322 | 11 | 285.5831 | 187.6757 | 319.1272 | 462.7879 | 403.3822 | 380.0782 | 278.0271 | 264.9503 | 188.856 | 441.447 | 385.5414 | 472.73 | 227.889 | 388.6441 | 324.8056 | 399.9005 | 437.4162 | 508.8597 | 436.9931 | 429.6191
7706 | 2 | 322 | 11 | 287.1671 | 196.0438 | 320.4846 | 456.8292 | 400.237 | 378.2565 | 277.8458 | 263.5812 | 186.7538 | 437.3826 | 381.2806 | 472.7429 | 231.1537 | 388.0936 | 318.2114 | 401.5194 | 437.2922 | 504.8341 | 439.9161 | 427.361
7707 | 3 | 322 | 11 | 287.3388 | 192.0412 | 323.4799 | 457.3269 | 403.1571 | 378.0173 | 275.8601 | 263.0694 | 187.0895 | 434.5286 | 387.682 | 474.0719 | 228.2286 | 384.4205 | 330.2884 | 402.6646 | 438.9315 | 507.8584 | 437.6969 | 433.5426
7708 | 4 | 322 | 11 | 282.9189 | 180.675 | 332.0257 | 461.9718 | 404.9493 | 373.9552 | 276.1911 | 262.373 | 178.6652 | 429.1928 | 386.2964 | 485.1531 | 224.5081 | 368.6578 | 339.2818 | 404.9755 | 426.4362 | 513.3722 | 434.8543 | 436.7696
7709 | 5 | 322 | 11 | 281.9806 | 170.397 | 334.303 | 465.9535 | 405.4833 | 373.0309 | 275.6948 | 262.6242 | 173.0678 | 461.1563 | 375.6412 | 497.492 | 222.9331 | 367.1012 | 341.837 | 399.3316 | 420.2601 | 511.1621 | 427.8259 | 439.9057
7710 | 6 | 322 | 11 | 273.2089 | 147.9097 | 337.3243 | 436.3397 | 350.7448 | 359.4792 | 281.6513 | 252.9972 | 180.3094 | 462.6835 | 382.2589 | 488.7969 | 214.0617 | 354.7938 | 344.1072 | 386.2254 | 368.0699 | 507.1598 | 405.4153 | 428.8358
7711 | 7 | 322 | 11 | 248.7747 | 120.819 | 283.0534 | 336.5996 | 236.5506 | 239.6987 | 262.8942 | 231.9664 | 150.6023 | 392.0628 | 359.8605 | 397.6231 | 206.8398 | 251.814 | 279.2022 | 320.4797 | 256.0637 | 448.7447 | 366.4185 | 380.1562
7712 | 8 | 322 | 11 | 236.5582 | 116.7635 | 244.962 | 318.4996 | 219.1695 | 197.3381 | 242.5404 | 225.462 | 127.5841 | 276.884 | 305.0227 | 269.617 | 206.0399 | 221.818 | 230.3981 | 299.213 | 243.9846 | 354.6107 | 379.0483 | 263.3765
7713 | 9 | 322 | 11 | 231.7642 | 116.0798 | 238.8873 | 310.4923 | 215.6946 | 196.5245 | 240.8559 | 222.2104 | 121.4703 | 254.5056 | 299.1146 | 251.7854 | 206.6009 | 229.6 | 231.2865 | 294.9477 | 242.6389 | 318.1607 | 367.1473 | 239.1518
7714 | 10 | 322 | 11 | 236.986 | 118.3222 | 239.9506 | 307.0375 | 218.5655 | 200.222 | 240.0043 | 223.9828 | 116.0643 | 250.7645 | 298.7925 | 248.6597 | 204.2072 | 228.4022 | 229.3524 | 293.4966 | 244.0823 | 306.9818 | 369.5793 | 234.0326
7715 | 11 | 322 | 11 | 240.9187 | 120.297 | 243.8544 | 309.7713 | 216.0594 | 195.5672 | 241.6597 | 224.2429 | 115.2011 | 248.1049 | 302.9096 | 249.8034 | 208.3502 | 222.3632 | 233.7681 | 296.4303 | 242.1264 | 305.0134 | 367.7568 | 233.4531
7716 | 12 | 322 | 11 | 243.932 | 122.7475 | 238.786 | 311.4615 | 210.6945 | 194.7703 | 243.4815 | 226.2206 | 120.175 | 250.3471 | 297.287 | 247.7531 | 210.8057 | 219.1463 | 233.6695 | 292.643 | 237.4654 | 306.2413 | 361.6389 | 233.4112
7717 | 13 | 322 | 11 | 243.0277 | 122.914 | 238.4197 | 313.316 | 212.4189 | 191.0427 | 243.4151 | 225.5748 | 120.1762 | 247.8579 | 299.9673 | 244.3658 | 210.8533 | 213.8255 | 229.5322 | 289.2916 | 236.652 | 305.2948 | 357.6571 | 234.9093
7718 | 14 | 322 | 11 | 240.6459 | 128.4906 | 237.7521 | 314.5535 | 231.7631 | 197.8542 | 249.6174 | 221.8108 | 124.8498 | 248.6754 | 305.0751 | 246.5828 | 219.8101 | 216.0398 | 225.2408 | 291.1241 | 251.0219 | 304.1226 | 363.5409 | 238.2669
7719 | 15 | 322 | 11 | 251.3917 | 141.1436 | 249.4169 | 319.9571 | 332.6956 | 247.3484 | 277.5771 | 243.0872 | 150.1873 | 279.7983 | 316.7168 | 274.3523 | 220.7753 | 251.4366 | 243.3632 | 308.0926 | 327.2246 | 319.4141 | 380.9332 | 267.4959
7720 | 16 | 322 | 11 | 278.6327 | 159.4077 | 300.3641 | 369.9862 | 408.3863 | 372.6722 | 295.0585 | 261.6417 | 206.9481 | 441.9903 | 363.1329 | 429.6079 | 218.8709 | 340.6676 | 307.687 | 369.2193 | 412.4129 | 401.6467 | 418.5066 | 392.3733
7721 | 17 | 322 | 11 | 281.9953 | 155.4623 | 359.4262 | 413.2563 | 415.0592 | 381.0634 | 299.9199 | 265.6469 | 216.556 | 490.1022 | 375.1379 | 495.0785 | 224.945 | 369.3124 | 350.1611 | 396.0723 | 421.4656 | 507.8196 | 423.3982 | 429.1115
7722 | 18 | 322 | 11 | 282.2329 | 152.8831 | 345.4937 | 418.1612 | 414.7041 | 384.4455 | 299.9985 | 262.9372 | 214.1685 | 492.862 | 384.608 | 497.7665 | 221.2317 | 375.1306 | 344.1708 | 397.1064 | 420.4943 | 511.9824 | 422.6066 | 438.3974
7723 | 19 | 322 | 11 | 281.8445 | 150.961 | 335.7068 | 415.0742 | 409.5242 | 381.1353 | 298.6867 | 262.4404 | 209.1474 | 489.9251 | 379.5456 | 494.8386 | 217.7385 | 374.5081 | 339.4839 | 395.6277 | 416.3775 | 508.6094 | 419.847 | 438.0164
7724 | 20 | 322 | 11 | 277.6279 | 152.0595 | 329.3288 | 416.431 | 410.5562 | 374.1386 | 296.5373 | 262.4041 | 203.6791 | 478.6918 | 377.8128 | 490.3022 | 221.9165 | 376.9041 | 330.4662 | 393.7623 | 420.9271 | 507.0931 | 421.8676 | 430.7065
7725 | 21 | 322 | 11 | 278.6381 | 159.0526 | 321.5257 | 415.2457 | 409.3752 | 381.2459 | 293.1565 | 263.451 | 210.6618 | 467.812 | 374.9335 | 489.7475 | 218.218 | 374.1088 | 321.2325 | 397.7704 | 420.9994 | 501.017 | 426.2745 | 438.9062
7726 | 22 | 322 | 11 | 279.9414 | 159.411 | 321.428 | 435.7231 | 415.9978 | 389.9227 | 287.3387 | 265.5763 | 195.4342 | 433.6912 | 371.957 | 485.0488 | 220.3883 | 381.7531 | 329.2883 | 405.9502 | 427.7403 | 513.1278 | 435.7056 | 453.2002
7727 | 23 | 322 | 11 | 282.0773 | 168.0659 | 327.1484 | 472.688 | 410.6206 | 391.2197 | 286.0974 | 268.2107 | 191.035 | 438.1099 | 386.4066 | 480.7736 | 230.0744 | 389.2244 | 331.3108 | 403.5752 | 438.4213 | 514.6952 | 438.092 | 441.7352
7728 | 0 | 323 | 11 | 285.7611 | 179.8728 | 319.0925 | 470.5908 | 404.0688 | 386.823 | 277.4721 | 267.6425 | 187.1156 | 442.3908 | 387.7613 | 477.4566 | 237.0616 | 385.6557 | 327.5501 | 400.3611 | 435.8609 | 509.6991 | 439.0557 | 434.6236
7729 | 1 | 323 | 11 | 285.5831 | 187.6757 | 319.1272 | 462.7879 | 403.3822 | 380.0782 | 278.0271 | 264.9503 | 188.856 | 441.447 | 385.5414 | 472.73 | 227.889 | 388.6441 | 324.8056 | 399.9005 | 437.4162 | 508.8597 | 436.9931 | 429.6191
7730 | 2 | 323 | 11 | 287.1671 | 196.0438 | 320.4846 | 456.8292 | 400.237 | 378.2565 | 277.8458 | 263.5812 | 186.7538 | 437.3826 | 381.2806 | 472.7429 | 231.1537 | 388.0936 | 318.2114 | 401.5194 | 437.2922 | 504.8341 | 439.9161 | 427.361
7731 | 3 | 323 | 11 | 287.3388 | 192.0412 | 323.4799 | 457.3269 | 403.1571 | 378.0173 | 275.8601 | 263.0694 | 187.0895 | 434.5286 | 387.682 | 474.0719 | 228.2286 | 384.4205 | 330.2884 | 402.6646 | 438.9315 | 507.8584 | 437.6969 | 433.5426
7732 | 4 | 323 | 11 | 282.9189 | 180.675 | 332.0257 | 461.9718 | 404.9493 | 373.9552 | 276.1911 | 262.373 | 178.6652 | 429.1928 | 386.2964 | 485.1531 | 224.5081 | 368.6578 | 339.2818 | 404.9755 | 426.4362 | 513.3722 | 434.8543 | 436.7696
7733 | 5 | 323 | 11 | 281.9806 | 170.397 | 334.303 | 465.9535 | 405.4833 | 373.0309 | 275.6948 | 262.6242 | 173.0678 | 461.1563 | 375.6412 | 497.492 | 222.9331 | 367.1012 | 341.837 | 399.3316 | 420.2601 | 511.1621 | 427.8259 | 439.9057
7734 | 6 | 323 | 11 | 273.2089 | 147.9097 | 337.3243 | 436.3397 | 350.7448 | 359.4792 | 281.6513 | 252.9972 | 180.3094 | 462.6835 | 382.2589 | 488.7969 | 214.0617 | 354.7938 | 344.1072 | 386.2254 | 368.0699 | 507.1598 | 405.4153 | 428.8358
7735 | 7 | 323 | 11 | 248.7747 | 120.819 | 283.0534 | 336.5996 | 236.5506 | 239.6987 | 262.8942 | 231.9664 | 150.6023 | 392.0628 | 359.8605 | 397.6231 | 206.8398 | 251.814 | 279.2022 | 320.4797 | 256.0637 | 448.7447 | 366.4185 | 380.1562
7736 | 8 | 323 | 11 | 236.5582 | 116.7635 | 244.962 | 318.4996 | 219.1695 | 197.3381 | 242.5404 | 225.462 | 127.5841 | 276.884 | 305.0227 | 269.617 | 206.0399 | 221.818 | 230.3981 | 299.213 | 243.9846 | 354.6107 | 379.0483 | 263.3765
7737 | 9 | 323 | 11 | 231.7642 | 116.0798 | 238.8873 | 310.4923 | 215.6946 | 196.5245 | 240.8559 | 222.2104 | 121.4703 | 254.5056 | 299.1146 | 251.7854 | 206.6009 | 229.6 | 231.2865 | 294.9477 | 242.6389 | 318.1607 | 367.1473 | 239.1518
7738 | 10 | 323 | 11 | 236.986 | 118.3222 | 239.9506 | 307.0375 | 218.5655 | 200.222 | 240.0043 | 223.9828 | 116.0643 | 250.7645 | 298.7925 | 248.6597 | 204.2072 | 228.4022 | 229.3524 | 293.4966 | 244.0823 | 306.9818 | 369.5793 | 234.0326
7739 | 11 | 323 | 11 | 240.9187 | 120.297 | 243.8544 | 309.7713 | 216.0594 | 195.5672 | 241.6597 | 224.2429 | 115.2011 | 248.1049 | 302.9096 | 249.8034 | 208.3502 | 222.3632 | 233.7681 | 296.4303 | 242.1264 | 305.0134 | 367.7568 | 233.4531
7740 | 12 | 323 | 11 | 243.932 | 122.7475 | 238.786 | 311.4615 | 210.6945 | 194.7703 | 243.4815 | 226.2206 | 120.175 | 250.3471 | 297.287 | 247.7531 | 210.8057 | 219.1463 | 233.6695 | 292.643 | 237.4654 | 306.2413 | 361.6389 | 233.4112
7741 | 13 | 323 | 11 | 243.0277 | 122.914 | 238.4197 | 313.316 | 212.4189 | 191.0427 | 243.4151 | 225.5748 | 120.1762 | 247.8579 | 299.9673 | 244.3658 | 210.8533 | 213.8255 | 229.5322 | 289.2916 | 236.652 | 305.2948 | 357.6571 | 234.9093
7742 | 14 | 323 | 11 | 240.6459 | 128.4906 | 237.7521 | 314.5535 | 231.7631 | 197.8542 | 249.6174 | 221.8108 | 124.8498 | 248.6754 | 305.0751 | 246.5828 | 219.8101 | 216.0398 | 225.2408 | 291.1241 | 251.0219 | 304.1226 | 363.5409 | 238.2669
7743 | 15 | 323 | 11 | 251.3917 | 141.1436 | 249.4169 | 319.9571 | 332.6956 | 247.3484 | 277.5771 | 243.0872 | 150.1873 | 279.7983 | 316.7168 | 274.3523 | 220.7753 | 251.4366 | 243.3632 | 308.0926 | 327.2246 | 319.4141 | 380.9332 | 267.4959
7744 | 16 | 323 | 11 | 278.6327 | 159.4077 | 300.3641 | 369.9862 | 408.3863 | 372.6722 | 295.0585 | 261.6417 | 206.9481 | 441.9903 | 363.1329 | 429.6079 | 218.8709 | 340.6676 | 307.687 | 369.2193 | 412.4129 | 401.6467 | 418.5066 | 392.3733
7745 | 17 | 323 | 11 | 281.9953 | 155.4623 | 359.4262 | 413.2563 | 415.0592 | 381.0634 | 299.9199 | 265.6469 | 216.556 | 490.1022 | 375.1379 | 495.0785 | 224.945 | 369.3124 | 350.1611 | 396.0723 | 421.4656 | 507.8196 | 423.3982 | 429.1115
7746 | 18 | 323 | 11 | 282.2329 | 152.8831 | 345.4937 | 418.1612 | 414.7041 | 384.4455 | 299.9985 | 262.9372 | 214.1685 | 492.862 | 384.608 | 497.7665 | 221.2317 | 375.1306 | 344.1708 | 397.1064 | 420.4943 | 511.9824 | 422.6066 | 438.3974
7747 | 19 | 323 | 11 | 281.8445 | 150.961 | 335.7068 | 415.0742 | 409.5242 | 381.1353 | 298.6867 | 262.4404 | 209.1474 | 489.9251 | 379.5456 | 494.8386 | 217.7385 | 374.5081 | 339.4839 | 395.6277 | 416.3775 | 508.6094 | 419.847 | 438.0164
7748 | 20 | 323 | 11 | 277.6279 | 152.0595 | 329.3288 | 416.431 | 410.5562 | 374.1386 | 296.5373 | 262.4041 | 203.6791 | 478.6918 | 377.8128 | 490.3022 | 221.9165 | 376.9041 | 330.4662 | 393.7623 | 420.9271 | 507.0931 | 421.8676 | 430.7065
7749 | 21 | 323 | 11 | 278.6381 | 159.0526 | 321.5257 | 415.2457 | 409.3752 | 381.2459 | 293.1565 | 263.451 | 210.6618 | 467.812 | 374.9335 | 489.7475 | 218.218 | 374.1088 | 321.2325 | 397.7704 | 420.9994 | 501.017 | 426.2745 | 438.9062
7750 | 22 | 323 | 11 | 279.9414 | 159.411 | 321.428 | 435.7231 | 415.9978 | 389.9227 | 287.3387 | 265.5763 | 195.4342 | 433.6912 | 371.957 | 485.0488 | 220.3883 | 381.7531 | 329.2883 | 405.9502 | 427.7403 | 513.1278 | 435.7056 | 453.2002
7751 | 23 | 323 | 11 | 282.0773 | 168.0659 | 327.1484 | 472.688 | 410.6206 | 391.2197 | 286.0974 | 268.2107 | 191.035 | 438.1099 | 386.4066 | 480.7736 | 230.0744 | 389.2244 | 331.3108 | 403.5752 | 438.4213 | 514.6952 | 438.092 | 441.7352
7752 | 0 | 324 | 11 | 285.7611 | 179.8728 | 319.0925 | 470.5908 | 404.0688 | 386.823 | 277.4721 | 267.6425 | 187.1156 | 442.3908 | 387.7613 | 477.4566 | 237.0616 | 385.6557 | 327.5501 | 400.3611 | 435.8609 | 509.6991 | 439.0557 | 434.6236
7753 | 1 | 324 | 11 | 285.5831 | 187.6757 | 319.1272 | 462.7879 | 403.3822 | 380.0782 | 278.0271 | 264.9503 | 188.856 | 441.447 | 385.5414 | 472.73 | 227.889 | 388.6441 | 324.8056 | 399.9005 | 437.4162 | 508.8597 | 436.9931 | 429.6191
7754 | 2 | 324 | 11 | 287.1671 | 196.0438 | 320.4846 | 456.8292 | 400.237 | 378.2565 | 277.8458 | 263.5812 | 186.7538 | 437.3826 | 381.2806 | 472.7429 | 231.1537 | 388.0936 | 318.2114 | 401.5194 | 437.2922 | 504.8341 | 439.9161 | 427.361
7755 | 3 | 324 | 11 | 287.3388 | 192.0412 | 323.4799 | 457.3269 | 403.1571 | 378.0173 | 275.8601 | 263.0694 | 187.0895 | 434.5286 | 387.682 | 474.0719 | 228.2286 | 384.4205 | 330.2884 | 402.6646 | 438.9315 | 507.8584 | 437.6969 | 433.5426
7756 | 4 | 324 | 11 | 282.9189 | 180.675 | 332.0257 | 461.9718 | 404.9493 | 373.9552 | 276.1911 | 262.373 | 178.6652 | 429.1928 | 386.2964 | 485.1531 | 224.5081 | 368.6578 | 339.2818 | 404.9755 | 426.4362 | 513.3722 | 434.8543 | 436.7696
7757 | 5 | 324 | 11 | 281.9806 | 170.397 | 334.303 | 465.9535 | 405.4833 | 373.0309 | 275.6948 | 262.6242 | 173.0678 | 461.1563 | 375.6412 | 497.492 | 222.9331 | 367.1012 | 341.837 | 399.3316 | 420.2601 | 511.1621 | 427.8259 | 439.9057
7758 | 6 | 324 | 11 | 273.2089 | 147.9097 | 337.3243 | 436.3397 | 350.7448 | 359.4792 | 281.6513 | 252.9972 | 180.3094 | 462.6835 | 382.2589 | 488.7969 | 214.0617 | 354.7938 | 344.1072 | 386.2254 | 368.0699 | 507.1598 | 405.4153 | 428.8358
7759 | 7 | 324 | 11 | 248.7747 | 120.819 | 283.0534 | 336.5996 | 236.5506 | 239.6987 | 262.8942 | 231.9664 | 150.6023 | 392.0628 | 359.8605 | 397.6231 | 206.8398 | 251.814 | 279.2022 | 320.4797 | 256.0637 | 448.7447 | 366.4185 | 380.1562
7760 | 8 | 324 | 11 | 236.5582 | 116.7635 | 244.962 | 318.4996 | 219.1695 | 197.3381 | 242.5404 | 225.462 | 127.5841 | 276.884 | 305.0227 | 269.617 | 206.0399 | 221.818 | 230.3981 | 299.213 | 243.9846 | 354.6107 | 379.0483 | 263.3765
7761 | 9 | 324 | 11 | 231.7642 | 116.0798 | 238.8873 | 310.4923 | 215.6946 | 196.5245 | 240.8559 | 222.2104 | 121.4703 | 254.5056 | 299.1146 | 251.7854 | 206.6009 | 229.6 | 231.2865 | 294.9477 | 242.6389 | 318.1607 | 367.1473 | 239.1518
7762 | 10 | 324 | 11 | 236.986 | 118.3222 | 239.9506 | 307.0375 | 218.5655 | 200.222 | 240.0043 | 223.9828 | 116.0643 | 250.7645 | 298.7925 | 248.6597 | 204.2072 | 228.4022 | 229.3524 | 293.4966 | 244.0823 | 306.9818 | 369.5793 | 234.0326
7763 | 11 | 324 | 11 | 240.9187 | 120.297 | 243.8544 | 309.7713 | 216.0594 | 195.5672 | 241.6597 | 224.2429 | 115.2011 | 248.1049 | 302.9096 | 249.8034 | 208.3502 | 222.3632 | 233.7681 | 296.4303 | 242.1264 | 305.0134 | 367.7568 | 233.4531
7764 | 12 | 324 | 11 | 243.932 | 122.7475 | 238.786 | 311.4615 | 210.6945 | 194.7703 | 243.4815 | 226.2206 | 120.175 | 250.3471 | 297.287 | 247.7531 | 210.8057 | 219.1463 | 233.6695 | 292.643 | 237.4654 | 306.2413 | 361.6389 | 233.4112
7765 | 13 | 324 | 11 | 243.0277 | 122.914 | 238.4197 | 313.316 | 212.4189 | 191.0427 | 243.4151 | 225.5748 | 120.1762 | 247.8579 | 299.9673 | 244.3658 | 210.8533 | 213.8255 | 229.5322 | 289.2916 | 236.652 | 305.2948 | 357.6571 | 234.9093
7766 | 14 | 324 | 11 | 240.6459 | 128.4906 | 237.7521 | 314.5535 | 231.7631 | 197.8542 | 249.6174 | 221.8108 | 124.8498 | 248.6754 | 305.0751 | 246.5828 | 219.8101 | 216.0398 | 225.2408 | 291.1241 | 251.0219 | 304.1226 | 363.5409 | 238.2669
7767 | 15 | 324 | 11 | 251.3917 | 141.1436 | 249.4169 | 319.9571 | 332.6956 | 247.3484 | 277.5771 | 243.0872 | 150.1873 | 279.7983 | 316.7168 | 274.3523 | 220.7753 | 251.4366 | 243.3632 | 308.0926 | 327.2246 | 319.4141 | 380.9332 | 267.4959
7768 | 16 | 324 | 11 | 278.6327 | 159.4077 | 300.3641 | 369.9862 | 408.3863 | 372.6722 | 295.0585 | 261.6417 | 206.9481 | 441.9903 | 363.1329 | 429.6079 | 218.8709 | 340.6676 | 307.687 | 369.2193 | 412.4129 | 401.6467 | 418.5066 | 392.3733
7769 | 17 | 324 | 11 | 281.9953 | 155.4623 | 359.4262 | 413.2563 | 415.0592 | 381.0634 | 299.9199 | 265.6469 | 216.556 | 490.1022 | 375.1379 | 495.0785 | 224.945 | 369.3124 | 350.1611 | 396.0723 | 421.4656 | 507.8196 | 423.3982 | 429.1115
7770 | 18 | 324 | 11 | 282.2329 | 152.8831 | 345.4937 | 418.1612 | 414.7041 | 384.4455 | 299.9985 | 262.9372 | 214.1685 | 492.862 | 384.608 | 497.7665 | 221.2317 | 375.1306 | 344.1708 | 397.1064 | 420.4943 | 511.9824 | 422.6066 | 438.3974
7771 | 19 | 324 | 11 | 281.8445 | 150.961 | 335.7068 | 415.0742 | 409.5242 | 381.1353 | 298.6867 | 262.4404 | 209.1474 | 489.9251 | 379.5456 | 494.8386 | 217.7385 | 374.5081 | 339.4839 | 395.6277 | 416.3775 | 508.6094 | 419.847 | 438.0164
7772 | 20 | 324 | 11 | 277.6279 | 152.0595 | 329.3288 | 416.431 | 410.5562 | 374.1386 | 296.5373 | 262.4041 | 203.6791 | 478.6918 | 377.8128 | 490.3022 | 221.9165 | 376.9041 | 330.4662 | 393.7623 | 420.9271 | 507.0931 | 421.8676 | 430.7065
7773 | 21 | 324 | 11 | 278.6381 | 159.0526 | 321.5257 | 415.2457 | 409.3752 | 381.2459 | 293.1565 | 263.451 | 210.6618 | 467.812 | 374.9335 | 489.7475 | 218.218 | 374.1088 | 321.2325 | 397.7704 | 420.9994 | 501.017 | 426.2745 | 438.9062
7774 | 22 | 324 | 11 | 279.9414 | 159.411 | 321.428 | 435.7231 | 415.9978 | 389.9227 | 287.3387 | 265.5763 | 195.4342 | 433.6912 | 371.957 | 485.0488 | 220.3883 | 381.7531 | 329.2883 | 405.9502 | 427.7403 | 513.1278 | 435.7056 | 453.2002
7775 | 23 | 324 | 11 | 282.0773 | 168.0659 | 327.1484 | 472.688 | 410.6206 | 391.2197 | 286.0974 | 268.2107 | 191.035 | 438.1099 | 386.4066 | 480.7736 | 230.0744 | 389.2244 | 331.3108 | 403.5752 | 438.4213 | 514.6952 | 438.092 | 441.7352
7776 | 0 | 325 | 11 | 285.7611 | 179.8728 | 319.0925 | 470.5908 | 404.0688 | 386.823 | 277.4721 | 267.6425 | 187.1156 | 442.3908 | 387.7613 | 477.4566 | 237.0616 | 385.6557 | 327.5501 | 400.3611 | 435.8609 | 509.6991 | 439.0557 | 434.6236
7777 | 1 | 325 | 11 | 285.5831 | 187.6757 | 319.1272 | 462.7879 | 403.3822 | 380.0782 | 278.0271 | 264.9503 | 188.856 | 441.447 | 385.5414 | 472.73 | 227.889 | 388.6441 | 324.8056 | 399.9005 | 437.4162 | 508.8597 | 436.9931 | 429.6191
7778 | 2 | 325 | 11 | 287.1671 | 196.0438 | 320.4846 | 456.8292 | 400.237 | 378.2565 | 277.8458 | 263.5812 | 186.7538 | 437.3826 | 381.2806 | 472.7429 | 231.1537 | 388.0936 | 318.2114 | 401.5194 | 437.2922 | 504.8341 | 439.9161 | 427.361
7779 | 3 | 325 | 11 | 287.3388 | 192.0412 | 323.4799 | 457.3269 | 403.1571 | 378.0173 | 275.8601 | 263.0694 | 187.0895 | 434.5286 | 387.682 | 474.0719 | 228.2286 | 384.4205 | 330.2884 | 402.6646 | 438.9315 | 507.8584 | 437.6969 | 433.5426
7780 | 4 | 325 | 11 | 282.9189 | 180.675 | 332.0257 | 461.9718 | 404.9493 | 373.9552 | 276.1911 | 262.373 | 178.6652 | 429.1928 | 386.2964 | 485.1531 | 224.5081 | 368.6578 | 339.2818 | 404.9755 | 426.4362 | 513.3722 | 434.8543 | 436.7696
7781 | 5 | 325 | 11 | 281.9806 | 170.397 | 334.303 | 465.9535 | 405.4833 | 373.0309 | 275.6948 | 262.6242 | 173.0678 | 461.1563 | 375.6412 | 497.492 | 222.9331 | 367.1012 | 341.837 | 399.3316 | 420.2601 | 511.1621 | 427.8259 | 439.9057
7782 | 6 | 325 | 11 | 273.2089 | 147.9097 | 337.3243 | 436.3397 | 350.7448 | 359.4792 | 281.6513 | 252.9972 | 180.3094 | 462.6835 | 382.2589 | 488.7969 | 214.0617 | 354.7938 | 344.1072 | 386.2254 | 368.0699 | 507.1598 | 405.4153 | 428.8358
7783 | 7 | 325 | 11 | 248.7747 | 120.819 | 283.0534 | 336.5996 | 236.5506 | 239.6987 | 262.8942 | 231.9664 | 150.6023 | 392.0628 | 359.8605 | 397.6231 | 206.8398 | 251.814 | 279.2022 | 320.4797 | 256.0637 | 448.7447 | 366.4185 | 380.1562
7784 | 8 | 325 | 11 | 236.5582 | 116.7635 | 244.962 | 318.4996 | 219.1695 | 197.3381 | 242.5404 | 225.462 | 127.5841 | 276.884 | 305.0227 | 269.617 | 206.0399 | 221.818 | 230.3981 | 299.213 | 243.9846 | 354.6107 | 379.0483 | 263.3765
7785 | 9 | 325 | 11 | 231.7642 | 116.0798 | 238.8873 | 310.4923 | 215.6946 | 196.5245 | 240.8559 | 222.2104 | 121.4703 | 254.5056 | 299.1146 | 251.7854 | 206.6009 | 229.6 | 231.2865 | 294.9477 | 242.6389 | 318.1607 | 367.1473 | 239.1518
7786 | 10 | 325 | 11 | 236.986 | 118.3222 | 239.9506 | 307.0375 | 218.5655 | 200.222 | 240.0043 | 223.9828 | 116.0643 | 250.7645 | 298.7925 | 248.6597 | 204.2072 | 228.4022 | 229.3524 | 293.4966 | 244.0823 | 306.9818 | 369.5793 | 234.0326
7787 | 11 | 325 | 11 | 240.9187 | 120.297 | 243.8544 | 309.7713 | 216.0594 | 195.5672 | 241.6597 | 224.2429 | 115.2011 | 248.1049 | 302.9096 | 249.8034 | 208.3502 | 222.3632 | 233.7681 | 296.4303 | 242.1264 | 305.0134 | 367.7568 | 233.4531
7788 | 12 | 325 | 11 | 243.932 | 122.7475 | 238.786 | 311.4615 | 210.6945 | 194.7703 | 243.4815 | 226.2206 | 120.175 | 250.3471 | 297.287 | 247.7531 | 210.8057 | 219.1463 | 233.6695 | 292.643 | 237.4654 | 306.2413 | 361.6389 | 233.4112
7789 | 13 | 325 | 11 | 243.0277 | 122.914 | 238.4197 | 313.316 | 212.4189 | 191.0427 | 243.4151 | 225.5748 | 120.1762 | 247.8579 | 299.9673 | 244.3658 | 210.8533 | 213.8255 | 229.5322 | 289.2916 | 236.652 | 305.2948 | 357.6571 | 234.9093
7790 | 14 | 325 | 11 | 240.6459 | 128.4906 | 237.7521 | 314.5535 | 231.7631 | 197.8542 | 249.6174 | 221.8108 | 124.8498 | 248.6754 | 305.0751 | 246.5828 | 219.8101 | 216.0398 | 225.2408 | 291.1241 | 251.0219 | 304.1226 | 363.5409 | 238.2669
7791 | 15 | 325 | 11 | 251.3917 | 141.1436 | 249.4169 | 319.9571 | 332.6956 | 247.3484 | 277.5771 | 243.0872 | 150.1873 | 279.7983 | 316.7168 | 274.3523 | 220.7753 | 251.4366 | 243.3632 | 308.0926 | 327.2246 | 319.4141 | 380.9332 | 267.4959
7792 | 16 | 325 | 11 | 278.6327 | 159.4077 | 300.3641 | 369.9862 | 408.3863 | 372.6722 | 295.0585 | 261.6417 | 206.9481 | 441.9903 | 363.1329 | 429.6079 | 218.8709 | 340.6676 | 307.687 | 369.2193 | 412.4129 | 401.6467 | 418.5066 | 392.3733
7793 | 17 | 325 | 11 | 281.9953 | 155.4623 | 359.4262 | 413.2563 | 415.0592 | 381.0634 | 299.9199 | 265.6469 | 216.556 | 490.1022 | 375.1379 | 495.0785 | 224.945 | 369.3124 | 350.1611 | 396.0723 | 421.4656 | 507.8196 | 423.3982 | 429.1115
7794 | 18 | 325 | 11 | 282.2329 | 152.8831 | 345.4937 | 418.1612 | 414.7041 | 384.4455 | 299.9985 | 262.9372 | 214.1685 | 492.862 | 384.608 | 497.7665 | 221.2317 | 375.1306 | 344.1708 | 397.1064 | 420.4943 | 511.9824 | 422.6066 | 438.3974
7795 | 19 | 325 | 11 | 281.8445 | 150.961 | 335.7068 | 415.0742 | 409.5242 | 381.1353 | 298.6867 | 262.4404 | 209.1474 | 489.9251 | 379.5456 | 494.8386 | 217.7385 | 374.5081 | 339.4839 | 395.6277 | 416.3775 | 508.6094 | 419.847 | 438.0164
7796 | 20 | 325 | 11 | 277.6279 | 152.0595 | 329.3288 | 416.431 | 410.5562 | 374.1386 | 296.5373 | 262.4041 | 203.6791 | 478.6918 | 377.8128 | 490.3022 | 221.9165 | 376.9041 | 330.4662 | 393.7623 | 420.9271 | 507.0931 | 421.8676 | 430.7065
7797 | 21 | 325 | 11 | 278.6381 | 159.0526 | 321.5257 | 415.2457 | 409.3752 | 381.2459 | 293.1565 | 263.451 | 210.6618 | 467.812 | 374.9335 | 489.7475 | 218.218 | 374.1088 | 321.2325 | 397.7704 | 420.9994 | 501.017 | 426.2745 | 438.9062
7798 | 22 | 325 | 11 | 279.9414 | 159.411 | 321.428 | 435.7231 | 415.9978 | 389.9227 | 287.3387 | 265.5763 | 195.4342 | 433.6912 | 371.957 | 485.0488 | 220.3883 | 381.7531 | 329.2883 | 405.9502 | 427.7403 | 513.1278 | 435.7056 | 453.2002
7799 | 23 | 325 | 11 | 282.0773 | 168.0659 | 327.1484 | 472.688 | 410.6206 | 391.2197 | 286.0974 | 268.2107 | 191.035 | 438.1099 | 386.4066 | 480.7736 | 230.0744 | 389.2244 | 331.3108 | 403.5752 | 438.4213 | 514.6952 | 438.092 | 441.7352
7800 | 0 | 326 | 11 | 285.7611 | 179.8728 | 319.0925 | 470.5908 | 404.0688 | 386.823 | 277.4721 | 267.6425 | 187.1156 | 442.3908 | 387.7613 | 477.4566 | 237.0616 | 385.6557 | 327.5501 | 400.3611 | 435.8609 | 509.6991 | 439.0557 | 434.6236
7801 | 1 | 326 | 11 | 285.5831 | 187.6757 | 319.1272 | 462.7879 | 403.3822 | 380.0782 | 278.0271 | 264.9503 | 188.856 | 441.447 | 385.5414 | 472.73 | 227.889 | 388.6441 | 324.8056 | 399.9005 | 437.4162 | 508.8597 | 436.9931 | 429.6191
7802 | 2 | 326 | 11 | 287.1671 | 196.0438 | 320.4846 | 456.8292 | 400.237 | 378.2565 | 277.8458 | 263.5812 | 186.7538 | 437.3826 | 381.2806 | 472.7429 | 231.1537 | 388.0936 | 318.2114 | 401.5194 | 437.2922 | 504.8341 | 439.9161 | 427.361
7803 | 3 | 326 | 11 | 287.3388 | 192.0412 | 323.4799 | 457.3269 | 403.1571 | 378.0173 | 275.8601 | 263.0694 | 187.0895 | 434.5286 | 387.682 | 474.0719 | 228.2286 | 384.4205 | 330.2884 | 402.6646 | 438.9315 | 507.8584 | 437.6969 | 433.5426
7804 | 4 | 326 | 11 | 282.9189 | 180.675 | 332.0257 | 461.9718 | 404.9493 | 373.9552 | 276.1911 | 262.373 | 178.6652 | 429.1928 | 386.2964 | 485.1531 | 224.5081 | 368.6578 | 339.2818 | 404.9755 | 426.4362 | 513.3722 | 434.8543 | 436.7696
7805 | 5 | 326 | 11 | 281.9806 | 170.397 | 334.303 | 465.9535 | 405.4833 | 373.0309 | 275.6948 | 262.6242 | 173.0678 | 461.1563 | 375.6412 | 497.492 | 222.9331 | 367.1012 | 341.837 | 399.3316 | 420.2601 | 511.1621 | 427.8259 | 439.9057
7806 | 6 | 326 | 11 | 273.2089 | 147.9097 | 337.3243 | 436.3397 | 350.7448 | 359.4792 | 281.6513 | 252.9972 | 180.3094 | 462.6835 | 382.2589 | 488.7969 | 214.0617 | 354.7938 | 344.1072 | 386.2254 | 368.0699 | 507.1598 | 405.4153 | 428.8358
7807 | 7 | 326 | 11 | 248.7747 | 120.819 | 283.0534 | 336.5996 | 236.5506 | 239.6987 | 262.8942 | 231.9664 | 150.6023 | 392.0628 | 359.8605 | 397.6231 | 206.8398 | 251.814 | 279.2022 | 320.4797 | 256.0637 | 448.7447 | 366.4185 | 380.1562
7808 | 8 | 326 | 11 | 236.5582 | 116.7635 | 244.962 | 318.4996 | 219.1695 | 197.3381 | 242.5404 | 225.462 | 127.5841 | 276.884 | 305.0227 | 269.617 | 206.0399 | 221.818 | 230.3981 | 299.213 | 243.9846 | 354.6107 | 379.0483 | 263.3765
7809 | 9 | 326 | 11 | 231.7642 | 116.0798 | 238.8873 | 310.4923 | 215.6946 | 196.5245 | 240.8559 | 222.2104 | 121.4703 | 254.5056 | 299.1146 | 251.7854 | 206.6009 | 229.6 | 231.2865 | 294.9477 | 242.6389 | 318.1607 | 367.1473 | 239.1518
7810 | 10 | 326 | 11 | 236.986 | 118.3222 | 239.9506 | 307.0375 | 218.5655 | 200.222 | 240.0043 | 223.9828 | 116.0643 | 250.7645 | 298.7925 | 248.6597 | 204.2072 | 228.4022 | 229.3524 | 293.4966 | 244.0823 | 306.9818 | 369.5793 | 234.0326
7811 | 11 | 326 | 11 | 240.9187 | 120.297 | 243.8544 | 309.7713 | 216.0594 | 195.5672 | 241.6597 | 224.2429 | 115.2011 | 248.1049 | 302.9096 | 249.8034 | 208.3502 | 222.3632 | 233.7681 | 296.4303 | 242.1264 | 305.0134 | 367.7568 | 233.4531
7812 | 12 | 326 | 11 | 243.932 | 122.7475 | 238.786 | 311.4615 | 210.6945 | 194.7703 | 243.4815 | 226.2206 | 120.175 | 250.3471 | 297.287 | 247.7531 | 210.8057 | 219.1463 | 233.6695 | 292.643 | 237.4654 | 306.2413 | 361.6389 | 233.4112
7813 | 13 | 326 | 11 | 243.0277 | 122.914 | 238.4197 | 313.316 | 212.4189 | 191.0427 | 243.4151 | 225.5748 | 120.1762 | 247.8579 | 299.9673 | 244.3658 | 210.8533 | 213.8255 | 229.5322 | 289.2916 | 236.652 | 305.2948 | 357.6571 | 234.9093
7814 | 14 | 326 | 11 | 240.6459 | 128.4906 | 237.7521 | 314.5535 | 231.7631 | 197.8542 | 249.6174 | 221.8108 | 124.8498 | 248.6754 | 305.0751 | 246.5828 | 219.8101 | 216.0398 | 225.2408 | 291.1241 | 251.0219 | 304.1226 | 363.5409 | 238.2669
7815 | 15 | 326 | 11 | 251.3917 | 141.1436 | 249.4169 | 319.9571 | 332.6956 | 247.3484 | 277.5771 | 243.0872 | 150.1873 | 279.7983 | 316.7168 | 274.3523 | 220.7753 | 251.4366 | 243.3632 | 308.0926 | 327.2246 | 319.4141 | 380.9332 | 267.4959
7816 | 16 | 326 | 11 | 278.6327 | 159.4077 | 300.3641 | 369.9862 | 408.3863 | 372.6722 | 295.0585 | 261.6417 | 206.9481 | 441.9903 | 363.1329 | 429.6079 | 218.8709 | 340.6676 | 307.687 | 369.2193 | 412.4129 | 401.6467 | 418.5066 | 392.3733
7817 | 17 | 326 | 11 | 281.9953 | 155.4623 | 359.4262 | 413.2563 | 415.0592 | 381.0634 | 299.9199 | 265.6469 | 216.556 | 490.1022 | 375.1379 | 495.0785 | 224.945 | 369.3124 | 350.1611 | 396.0723 | 421.4656 | 507.8196 | 423.3982 | 429.1115
7818 | 18 | 326 | 11 | 282.2329 | 152.8831 | 345.4937 | 418.1612 | 414.7041 | 384.4455 | 299.9985 | 262.9372 | 214.1685 | 492.862 | 384.608 | 497.7665 | 221.2317 | 375.1306 | 344.1708 | 397.1064 | 420.4943 | 511.9824 | 422.6066 | 438.3974
7819 | 19 | 326 | 11 | 281.8445 | 150.961 | 335.7068 | 415.0742 | 409.5242 | 381.1353 | 298.6867 | 262.4404 | 209.1474 | 489.9251 | 379.5456 | 494.8386 | 217.7385 | 374.5081 | 339.4839 | 395.6277 | 416.3775 | 508.6094 | 419.847 | 438.0164
7820 | 20 | 326 | 11 | 277.6279 | 152.0595 | 329.3288 | 416.431 | 410.5562 | 374.1386 | 296.5373 | 262.4041 | 203.6791 | 478.6918 | 377.8128 | 490.3022 | 221.9165 | 376.9041 | 330.4662 | 393.7623 | 420.9271 | 507.0931 | 421.8676 | 430.7065
7821 | 21 | 326 | 11 | 278.6381 | 159.0526 | 321.5257 | 415.2457 | 409.3752 | 381.2459 | 293.1565 | 263.451 | 210.6618 | 467.812 | 374.9335 | 489.7475 | 218.218 | 374.1088 | 321.2325 | 397.7704 | 420.9994 | 501.017 | 426.2745 | 438.9062
7822 | 22 | 326 | 11 | 279.9414 | 159.411 | 321.428 | 435.7231 | 415.9978 | 389.9227 | 287.3387 | 265.5763 | 195.4342 | 433.6912 | 371.957 | 485.0488 | 220.3883 | 381.7531 | 329.2883 | 405.9502 | 427.7403 | 513.1278 | 435.7056 | 453.2002
7823 | 23 | 326 | 11 | 282.0773 | 168.0659 | 327.1484 | 472.688 | 410.6206 | 391.2197 | 286.0974 | 268.2107 | 191.035 | 438.1099 | 386.4066 | 480.7736 | 230.0744 | 389.2244 | 331.3108 | 403.5752 | 438.4213 | 514.6952 | 438.092 | 441.7352
7824 | 0 | 327 | 11 | 285.7611 | 179.8728 | 319.0925 | 470.5908 | 404.0688 | 386.823 | 277.4721 | 267.6425 | 187.1156 | 442.3908 | 387.7613 | 477.4566 | 237.0616 | 385.6557 | 327.5501 | 400.3611 | 435.8609 | 509.6991 | 439.0557 | 434.6236
7825 | 1 | 327 | 11 | 285.5831 | 187.6757 | 319.1272 | 462.7879 | 403.3822 | 380.0782 | 278.0271 | 264.9503 | 188.856 | 441.447 | 385.5414 | 472.73 | 227.889 | 388.6441 | 324.8056 | 399.9005 | 437.4162 | 508.8597 | 436.9931 | 429.6191
7826 | 2 | 327 | 11 | 287.1671 | 196.0438 | 320.4846 | 456.8292 | 400.237 | 378.2565 | 277.8458 | 263.5812 | 186.7538 | 437.3826 | 381.2806 | 472.7429 | 231.1537 | 388.0936 | 318.2114 | 401.5194 | 437.2922 | 504.8341 | 439.9161 | 427.361
7827 | 3 | 327 | 11 | 287.3388 | 192.0412 | 323.4799 | 457.3269 | 403.1571 | 378.0173 | 275.8601 | 263.0694 | 187.0895 | 434.5286 | 387.682 | 474.0719 | 228.2286 | 384.4205 | 330.2884 | 402.6646 | 438.9315 | 507.8584 | 437.6969 | 433.5426
7828 | 4 | 327 | 11 | 282.9189 | 180.675 | 332.0257 | 461.9718 | 404.9493 | 373.9552 | 276.1911 | 262.373 | 178.6652 | 429.1928 | 386.2964 | 485.1531 | 224.5081 | 368.6578 | 339.2818 | 404.9755 | 426.4362 | 513.3722 | 434.8543 | 436.7696
7829 | 5 | 327 | 11 | 281.9806 | 170.397 | 334.303 | 465.9535 | 405.4833 | 373.0309 | 275.6948 | 262.6242 | 173.0678 | 461.1563 | 375.6412 | 497.492 | 222.9331 | 367.1012 | 341.837 | 399.3316 | 420.2601 | 511.1621 | 427.8259 | 439.9057
7830 | 6 | 327 | 11 | 273.2089 | 147.9097 | 337.3243 | 436.3397 | 350.7448 | 359.4792 | 281.6513 | 252.9972 | 180.3094 | 462.6835 | 382.2589 | 488.7969 | 214.0617 | 354.7938 | 344.1072 | 386.2254 | 368.0699 | 507.1598 | 405.4153 | 428.8358
7831 | 7 | 327 | 11 | 248.7747 | 120.819 | 283.0534 | 336.5996 | 236.5506 | 239.6987 | 262.8942 | 231.9664 | 150.6023 | 392.0628 | 359.8605 | 397.6231 | 206.8398 | 251.814 | 279.2022 | 320.4797 | 256.0637 | 448.7447 | 366.4185 | 380.1562
7832 | 8 | 327 | 11 | 236.5582 | 116.7635 | 244.962 | 318.4996 | 219.1695 | 197.3381 | 242.5404 | 225.462 | 127.5841 | 276.884 | 305.0227 | 269.617 | 206.0399 | 221.818 | 230.3981 | 299.213 | 243.9846 | 354.6107 | 379.0483 | 263.3765
7833 | 9 | 327 | 11 | 231.7642 | 116.0798 | 238.8873 | 310.4923 | 215.6946 | 196.5245 | 240.8559 | 222.2104 | 121.4703 | 254.5056 | 299.1146 | 251.7854 | 206.6009 | 229.6 | 231.2865 | 294.9477 | 242.6389 | 318.1607 | 367.1473 | 239.1518
7834 | 10 | 327 | 11 | 236.986 | 118.3222 | 239.9506 | 307.0375 | 218.5655 | 200.222 | 240.0043 | 223.9828 | 116.0643 | 250.7645 | 298.7925 | 248.6597 | 204.2072 | 228.4022 | 229.3524 | 293.4966 | 244.0823 | 306.9818 | 369.5793 | 234.0326
7835 | 11 | 327 | 11 | 240.9187 | 120.297 | 243.8544 | 309.7713 | 216.0594 | 195.5672 | 241.6597 | 224.2429 | 115.2011 | 248.1049 | 302.9096 | 249.8034 | 208.3502 | 222.3632 | 233.7681 | 296.4303 | 242.1264 | 305.0134 | 367.7568 | 233.4531
7836 | 12 | 327 | 11 | 243.932 | 122.7475 | 238.786 | 311.4615 | 210.6945 | 194.7703 | 243.4815 | 226.2206 | 120.175 | 250.3471 | 297.287 | 247.7531 | 210.8057 | 219.1463 | 233.6695 | 292.643 | 237.4654 | 306.2413 | 361.6389 | 233.4112
7837 | 13 | 327 | 11 | 243.0277 | 122.914 | 238.4197 | 313.316 | 212.4189 | 191.0427 | 243.4151 | 225.5748 | 120.1762 | 247.8579 | 299.9673 | 244.3658 | 210.8533 | 213.8255 | 229.5322 | 289.2916 | 236.652 | 305.2948 | 357.6571 | 234.9093
7838 | 14 | 327 | 11 | 240.6459 | 128.4906 | 237.7521 | 314.5535 | 231.7631 | 197.8542 | 249.6174 | 221.8108 | 124.8498 | 248.6754 | 305.0751 | 246.5828 | 219.8101 | 216.0398 | 225.2408 | 291.1241 | 251.0219 | 304.1226 | 363.5409 | 238.2669
7839 | 15 | 327 | 11 | 251.3917 | 141.1436 | 249.4169 | 319.9571 | 332.6956 | 247.3484 | 277.5771 | 243.0872 | 150.1873 | 279.7983 | 316.7168 | 274.3523 | 220.7753 | 251.4366 | 243.3632 | 308.0926 | 327.2246 | 319.4141 | 380.9332 | 267.4959
7840 | 16 | 327 | 11 | 278.6327 | 159.4077 | 300.3641 | 369.9862 | 408.3863 | 372.6722 | 295.0585 | 261.6417 | 206.9481 | 441.9903 | 363.1329 | 429.6079 | 218.8709 | 340.6676 | 307.687 | 369.2193 | 412.4129 | 401.6467 | 418.5066 | 392.3733
7841 | 17 | 327 | 11 | 281.9953 | 155.4623 | 359.4262 | 413.2563 | 415.0592 | 381.0634 | 299.9199 | 265.6469 | 216.556 | 490.1022 | 375.1379 | 495.0785 | 224.945 | 369.3124 | 350.1611 | 396.0723 | 421.4656 | 507.8196 | 423.3982 | 429.1115
7842 | 18 | 327 | 11 | 282.2329 | 152.8831 | 345.4937 | 418.1612 | 414.7041 | 384.4455 | 299.9985 | 262.9372 | 214.1685 | 492.862 | 384.608 | 497.7665 | 221.2317 | 375.1306 | 344.1708 | 397.1064 | 420.4943 | 511.9824 | 422.6066 | 438.3974
7843 | 19 | 327 | 11 | 281.8445 | 150.961 | 335.7068 | 415.0742 | 409.5242 | 381.1353 | 298.6867 | 262.4404 | 209.1474 | 489.9251 | 379.5456 | 494.8386 | 217.7385 | 374.5081 | 339.4839 | 395.6277 | 416.3775 | 508.6094 | 419.847 | 438.0164
7844 | 20 | 327 | 11 | 277.6279 | 152.0595 | 329.3288 | 416.431 | 410.5562 | 374.1386 | 296.5373 | 262.4041 | 203.6791 | 478.6918 | 377.8128 | 490.3022 | 221.9165 | 376.9041 | 330.4662 | 393.7623 | 420.9271 | 507.0931 | 421.8676 | 430.7065
7845 | 21 | 327 | 11 | 278.6381 | 159.0526 | 321.5257 | 415.2457 | 409.3752 | 381.2459 | 293.1565 | 263.451 | 210.6618 | 467.812 | 374.9335 | 489.7475 | 218.218 | 374.1088 | 321.2325 | 397.7704 | 420.9994 | 501.017 | 426.2745 | 438.9062
7846 | 22 | 327 | 11 | 279.9414 | 159.411 | 321.428 | 435.7231 | 415.9978 | 389.9227 | 287.3387 | 265.5763 | 195.4342 | 433.6912 | 371.957 | 485.0488 | 220.3883 | 381.7531 | 329.2883 | 405.9502 | 427.7403 | 513.1278 | 435.7056 | 453.2002
7847 | 23 | 327 | 11 | 282.0773 | 168.0659 | 327.1484 | 472.688 | 410.6206 | 391.2197 | 286.0974 | 268.2107 | 191.035 | 438.1099 | 386.4066 | 480.7736 | 230.0744 | 389.2244 | 331.3108 | 403.5752 | 438.4213 | 514.6952 | 438.092 | 441.7352
7848 | 0 | 328 | 11 | 285.7611 | 179.8728 | 319.0925 | 470.5908 | 404.0688 | 386.823 | 277.4721 | 267.6425 | 187.1156 | 442.3908 | 387.7613 | 477.4566 | 237.0616 | 385.6557 | 327.5501 | 400.3611 | 435.8609 | 509.6991 | 439.0557 | 434.6236
7849 | 1 | 328 | 11 | 285.5831 | 187.6757 | 319.1272 | 462.7879 | 403.3822 | 380.0782 | 278.0271 | 264.9503 | 188.856 | 441.447 | 385.5414 | 472.73 | 227.889 | 388.6441 | 324.8056 | 399.9005 | 437.4162 | 508.8597 | 436.9931 | 429.6191
7850 | 2 | 328 | 11 | 287.1671 | 196.0438 | 320.4846 | 456.8292 | 400.237 | 378.2565 | 277.8458 | 263.5812 | 186.7538 | 437.3826 | 381.2806 | 472.7429 | 231.1537 | 388.0936 | 318.2114 | 401.5194 | 437.2922 | 504.8341 | 439.9161 | 427.361
7851 | 3 | 328 | 11 | 287.3388 | 192.0412 | 323.4799 | 457.3269 | 403.1571 | 378.0173 | 275.8601 | 263.0694 | 187.0895 | 434.5286 | 387.682 | 474.0719 | 228.2286 | 384.4205 | 330.2884 | 402.6646 | 438.9315 | 507.8584 | 437.6969 | 433.5426
7852 | 4 | 328 | 11 | 282.9189 | 180.675 | 332.0257 | 461.9718 | 404.9493 | 373.9552 | 276.1911 | 262.373 | 178.6652 | 429.1928 | 386.2964 | 485.1531 | 224.5081 | 368.6578 | 339.2818 | 404.9755 | 426.4362 | 513.3722 | 434.8543 | 436.7696
7853 | 5 | 328 | 11 | 281.9806 | 170.397 | 334.303 | 465.9535 | 405.4833 | 373.0309 | 275.6948 | 262.6242 | 173.0678 | 461.1563 | 375.6412 | 497.492 | 222.9331 | 367.1012 | 341.837 | 399.3316 | 420.2601 | 511.1621 | 427.8259 | 439.9057
7854 | 6 | 328 | 11 | 273.2089 | 147.9097 | 337.3243 | 436.3397 | 350.7448 | 359.4792 | 281.6513 | 252.9972 | 180.3094 | 462.6835 | 382.2589 | 488.7969 | 214.0617 | 354.7938 | 344.1072 | 386.2254 | 368.0699 | 507.1598 | 405.4153 | 428.8358
7855 | 7 | 328 | 11 | 248.7747 | 120.819 | 283.0534 | 336.5996 | 236.5506 | 239.6987 | 262.8942 | 231.9664 | 150.6023 | 392.0628 | 359.8605 | 397.6231 | 206.8398 | 251.814 | 279.2022 | 320.4797 | 256.0637 | 448.7447 | 366.4185 | 380.1562
7856 | 8 | 328 | 11 | 236.5582 | 116.7635 | 244.962 | 318.4996 | 219.1695 | 197.3381 | 242.5404 | 225.462 | 127.5841 | 276.884 | 305.0227 | 269.617 | 206.0399 | 221.818 | 230.3981 | 299.213 | 243.9846 | 354.6107 | 379.0483 | 263.3765
7857 | 9 | 328 | 11 | 231.7642 | 116.0798 | 238.8873 | 310.4923 | 215.6946 | 196.5245 | 240.8559 | 222.2104 | 121.4703 | 254.5056 | 299.1146 | 251.7854 | 206.6009 | 229.6 | 231.2865 | 294.9477 | 242.6389 | 318.1607 | 367.1473 | 239.1518
7858 | 10 | 328 | 11 | 236.986 | 118.3222 | 239.9506 | 307.0375 | 218.5655 | 200.222 | 240.0043 | 223.9828 | 116.0643 | 250.7645 | 298.7925 | 248.6597 | 204.2072 | 228.4022 | 229.3524 | 293.4966 | 244.0823 | 306.9818 | 369.5793 | 234.0326
7859 | 11 | 328 | 11 | 240.9187 | 120.297 | 243.8544 | 309.7713 | 216.0594 | 195.5672 | 241.6597 | 224.2429 | 115.2011 | 248.1049 | 302.9096 | 249.8034 | 208.3502 | 222.3632 | 233.7681 | 296.4303 | 242.1264 | 305.0134 | 367.7568 | 233.4531
7860 | 12 | 328 | 11 | 243.932 | 122.7475 | 238.786 | 311.4615 | 210.6945 | 194.7703 | 243.4815 | 226.2206 | 120.175 | 250.3471 | 297.287 | 247.7531 | 210.8057 | 219.1463 | 233.6695 | 292.643 | 237.4654 | 306.2413 | 361.6389 | 233.4112
7861 | 13 | 328 | 11 | 243.0277 | 122.914 | 238.4197 | 313.316 | 212.4189 | 191.0427 | 243.4151 | 225.5748 | 120.1762 | 247.8579 | 299.9673 | 244.3658 | 210.8533 | 213.8255 | 229.5322 | 289.2916 | 236.652 | 305.2948 | 357.6571 | 234.9093
7862 | 14 | 328 | 11 | 240.6459 | 128.4906 | 237.7521 | 314.5535 | 231.7631 | 197.8542 | 249.6174 | 221.8108 | 124.8498 | 248.6754 | 305.0751 | 246.5828 | 219.8101 | 216.0398 | 225.2408 | 291.1241 | 251.0219 | 304.1226 | 363.5409 | 238.2669
7863 | 15 | 328 | 11 | 251.3917 | 141.1436 | 249.4169 | 319.9571 | 332.6956 | 247.3484 | 277.5771 | 243.0872 | 150.1873 | 279.7983 | 316.7168 | 274.3523 | 220.7753 | 251.4366 | 243.3632 | 308.0926 | 327.2246 | 319.4141 | 380.9332 | 267.4959
7864 | 16 | 328 | 11 | 278.6327 | 159.4077 | 300.3641 | 369.9862 | 408.3863 | 372.6722 | 295.0585 | 261.6417 | 206.9481 | 441.9903 | 363.1329 | 429.6079 | 218.8709 | 340.6676 | 307.687 | 369.2193 | 412.4129 | 401.6467 | 418.5066 | 392.3733
7865 | 17 | 328 | 11 | 281.9953 | 155.4623 | 359.4262 | 413.2563 | 415.0592 | 381.0634 | 299.9199 | 265.6469 | 216.556 | 490.1022 | 375.1379 | 495.0785 | 224.945 | 369.3124 | 350.1611 | 396.0723 | 421.4656 | 507.8196 | 423.3982 | 429.1115
7866 | 18 | 328 | 11 | 282.2329 | 152.8831 | 345.4937 | 418.1612 | 414.7041 | 384.4455 | 299.9985 | 262.9372 | 214.1685 | 492.862 | 384.608 | 497.7665 | 221.2317 | 375.1306 | 344.1708 | 397.1064 | 420.4943 | 511.9824 | 422.6066 | 438.3974
7867 | 19 | 328 | 11 | 281.8445 | 150.961 | 335.7068 | 415.0742 | 409.5242 | 381.1353 | 298.6867 | 262.4404 | 209.1474 | 489.9251 | 379.5456 | 494.8386 | 217.7385 | 374.5081 | 339.4839 | 395.6277 | 416.3775 | 508.6094 | 419.847 | 438.0164
7868 | 20 | 328 | 11 | 277.6279 | 152.0595 | 329.3288 | 416.431 | 410.5562 | 374.1386 | 296.5373 | 262.4041 | 203.6791 | 478.6918 | 377.8128 | 490.3022 | 221.9165 | 376.9041 | 330.4662 | 393.7623 | 420.9271 | 507.0931 | 421.8676 | 430.7065
7869 | 21 | 328 | 11 | 278.6381 | 159.0526 | 321.5257 | 415.2457 | 409.3752 | 381.2459 | 293.1565 | 263.451 | 210.6618 | 467.812 | 374.9335 | 489.7475 | 218.218 | 374.1088 | 321.2325 | 397.7704 | 420.9994 | 501.017 | 426.2745 | 438.9062
7870 | 22 | 328 | 11 | 279.9414 | 159.411 | 321.428 | 435.7231 | 415.9978 | 389.9227 | 287.3387 | 265.5763 | 195.4342 | 433.6912 | 371.957 | 485.0488 | 220.3883 | 381.7531 | 329.2883 | 405.9502 | 427.7403 | 513.1278 | 435.7056 | 453.2002
7871 | 23 | 328 | 11 | 282.0773 | 168.0659 | 327.1484 | 472.688 | 410.6206 | 391.2197 | 286.0974 | 268.2107 | 191.035 | 438.1099 | 386.4066 | 480.7736 | 230.0744 | 389.2244 | 331.3108 | 403.5752 | 438.4213 | 514.6952 | 438.092 | 441.7352
7872 | 0 | 329 | 11 | 285.7611 | 179.8728 | 319.0925 | 470.5908 | 404.0688 | 386.823 | 277.4721 | 267.6425 | 187.1156 | 442.3908 | 387.7613 | 477.4566 | 237.0616 | 385.6557 | 327.5501 | 400.3611 | 435.8609 | 509.6991 | 439.0557 | 434.6236
7873 | 1 | 329 | 11 | 285.5831 | 187.6757 | 319.1272 | 462.7879 | 403.3822 | 380.0782 | 278.0271 | 264.9503 | 188.856 | 441.447 | 385.5414 | 472.73 | 227.889 | 388.6441 | 324.8056 | 399.9005 | 437.4162 | 508.8597 | 436.9931 | 429.6191
7874 | 2 | 329 | 11 | 287.1671 | 196.0438 | 320.4846 | 456.8292 | 400.237 | 378.2565 | 277.8458 | 263.5812 | 186.7538 | 437.3826 | 381.2806 | 472.7429 | 231.1537 | 388.0936 | 318.2114 | 401.5194 | 437.2922 | 504.8341 | 439.9161 | 427.361
7875 | 3 | 329 | 11 | 287.3388 | 192.0412 | 323.4799 | 457.3269 | 403.1571 | 378.0173 | 275.8601 | 263.0694 | 187.0895 | 434.5286 | 387.682 | 474.0719 | 228.2286 | 384.4205 | 330.2884 | 402.6646 | 438.9315 | 507.8584 | 437.6969 | 433.5426
7876 | 4 | 329 | 11 | 282.9189 | 180.675 | 332.0257 | 461.9718 | 404.9493 | 373.9552 | 276.1911 | 262.373 | 178.6652 | 429.1928 | 386.2964 | 485.1531 | 224.5081 | 368.6578 | 339.2818 | 404.9755 | 426.4362 | 513.3722 | 434.8543 | 436.7696
7877 | 5 | 329 | 11 | 281.9806 | 170.397 | 334.303 | 465.9535 | 405.4833 | 373.0309 | 275.6948 | 262.6242 | 173.0678 | 461.1563 | 375.6412 | 497.492 | 222.9331 | 367.1012 | 341.837 | 399.3316 | 420.2601 | 511.1621 | 427.8259 | 439.9057
7878 | 6 | 329 | 11 | 273.2089 | 147.9097 | 337.3243 | 436.3397 | 350.7448 | 359.4792 | 281.6513 | 252.9972 | 180.3094 | 462.6835 | 382.2589 | 488.7969 | 214.0617 | 354.7938 | 344.1072 | 386.2254 | 368.0699 | 507.1598 | 405.4153 | 428.8358
7879 | 7 | 329 | 11 | 248.7747 | 120.819 | 283.0534 | 336.5996 | 236.5506 | 239.6987 | 262.8942 | 231.9664 | 150.6023 | 392.0628 | 359.8605 | 397.6231 | 206.8398 | 251.814 | 279.2022 | 320.4797 | 256.0637 | 448.7447 | 366.4185 | 380.1562
7880 | 8 | 329 | 11 | 236.5582 | 116.7635 | 244.962 | 318.4996 | 219.1695 | 197.3381 | 242.5404 | 225.462 | 127.5841 | 276.884 | 305.0227 | 269.617 | 206.0399 | 221.818 | 230.3981 | 299.213 | 243.9846 | 354.6107 | 379.0483 | 263.3765
7881 | 9 | 329 | 11 | 231.7642 | 116.0798 | 238.8873 | 310.4923 | 215.6946 | 196.5245 | 240.8559 | 222.2104 | 121.4703 | 254.5056 | 299.1146 | 251.7854 | 206.6009 | 229.6 | 231.2865 | 294.9477 | 242.6389 | 318.1607 | 367.1473 | 239.1518
7882 | 10 | 329 | 11 | 236.986 | 118.3222 | 239.9506 | 307.0375 | 218.5655 | 200.222 | 240.0043 | 223.9828 | 116.0643 | 250.7645 | 298.7925 | 248.6597 | 204.2072 | 228.4022 | 229.3524 | 293.4966 | 244.0823 | 306.9818 | 369.5793 | 234.0326
7883 | 11 | 329 | 11 | 240.9187 | 120.297 | 243.8544 | 309.7713 | 216.0594 | 195.5672 | 241.6597 | 224.2429 | 115.2011 | 248.1049 | 302.9096 | 249.8034 | 208.3502 | 222.3632 | 233.7681 | 296.4303 | 242.1264 | 305.0134 | 367.7568 | 233.4531
7884 | 12 | 329 | 11 | 243.932 | 122.7475 | 238.786 | 311.4615 | 210.6945 | 194.7703 | 243.4815 | 226.2206 | 120.175 | 250.3471 | 297.287 | 247.7531 | 210.8057 | 219.1463 | 233.6695 | 292.643 | 237.4654 | 306.2413 | 361.6389 | 233.4112
7885 | 13 | 329 | 11 | 243.0277 | 122.914 | 238.4197 | 313.316 | 212.4189 | 191.0427 | 243.4151 | 225.5748 | 120.1762 | 247.8579 | 299.9673 | 244.3658 | 210.8533 | 213.8255 | 229.5322 | 289.2916 | 236.652 | 305.2948 | 357.6571 | 234.9093
7886 | 14 | 329 | 11 | 240.6459 | 128.4906 | 237.7521 | 314.5535 | 231.7631 | 197.8542 | 249.6174 | 221.8108 | 124.8498 | 248.6754 | 305.0751 | 246.5828 | 219.8101 | 216.0398 | 225.2408 | 291.1241 | 251.0219 | 304.1226 | 363.5409 | 238.2669
7887 | 15 | 329 | 11 | 251.3917 | 141.1436 | 249.4169 | 319.9571 | 332.6956 | 247.3484 | 277.5771 | 243.0872 | 150.1873 | 279.7983 | 316.7168 | 274.3523 | 220.7753 | 251.4366 | 243.3632 | 308.0926 | 327.2246 | 319.4141 | 380.9332 | 267.4959
7888 | 16 | 329 | 11 | 278.6327 | 159.4077 | 300.3641 | 369.9862 | 408.3863 | 372.6722 | 295.0585 | 261.6417 | 206.9481 | 441.9903 | 363.1329 | 429.6079 | 218.8709 | 340.6676 | 307.687 | 369.2193 | 412.4129 | 401.6467 | 418.5066 | 392.3733
7889 | 17 | 329 | 11 | 281.9953 | 155.4623 | 359.4262 | 413.2563 | 415.0592 | 381.0634 | 299.9199 | 265.6469 | 216.556 | 490.1022 | 375.1379 | 495.0785 | 224.945 | 369.3124 | 350.1611 | 396.0723 | 421.4656 | 507.8196 | 423.3982 | 429.1115
7890 | 18 | 329 | 11 | 282.2329 | 152.8831 | 345.4937 | 418.1612 | 414.7041 | 384.4455 | 299.9985 | 262.9372 | 214.1685 | 492.862 | 384.608 | 497.7665 | 221.2317 | 375.1306 | 344.1708 | 397.1064 | 420.4943 | 511.9824 | 422.6066 | 438.3974
7891 | 19 | 329 | 11 | 281.8445 | 150.961 | 335.7068 | 415.0742 | 409.5242 | 381.1353 | 298.6867 | 262.4404 | 209.1474 | 489.9251 | 379.5456 | 494.8386 | 217.7385 | 374.5081 | 339.4839 | 395.6277 | 416.3775 | 508.6094 | 419.847 | 438.0164
7892 | 20 | 329 | 11 | 277.6279 | 152.0595 | 329.3288 | 416.431 | 410.5562 | 374.1386 | 296.5373 | 262.4041 | 203.6791 | 478.6918 | 377.8128 | 490.3022 | 221.9165 | 376.9041 | 330.4662 | 393.7623 | 420.9271 | 507.0931 | 421.8676 | 430.7065
7893 | 21 | 329 | 11 | 278.6381 | 159.0526 | 321.5257 | 415.2457 | 409.3752 | 381.2459 | 293.1565 | 263.451 | 210.6618 | 467.812 | 374.9335 | 489.7475 | 218.218 | 374.1088 | 321.2325 | 397.7704 | 420.9994 | 501.017 | 426.2745 | 438.9062
7894 | 22 | 329 | 11 | 279.9414 | 159.411 | 321.428 | 435.7231 | 415.9978 | 389.9227 | 287.3387 | 265.5763 | 195.4342 | 433.6912 | 371.957 | 485.0488 | 220.3883 | 381.7531 | 329.2883 | 405.9502 | 427.7403 | 513.1278 | 435.7056 | 453.2002
7895 | 23 | 329 | 11 | 282.0773 | 168.0659 | 327.1484 | 472.688 | 410.6206 | 391.2197 | 286.0974 | 268.2107 | 191.035 | 438.1099 | 386.4066 | 480.7736 | 230.0744 | 389.2244 | 331.3108 | 403.5752 | 438.4213 | 514.6952 | 438.092 | 441.7352
7896 | 0 | 330 | 11 | 285.7611 | 179.8728 | 319.0925 | 470.5908 | 404.0688 | 386.823 | 277.4721 | 267.6425 | 187.1156 | 442.3908 | 387.7613 | 477.4566 | 237.0616 | 385.6557 | 327.5501 | 400.3611 | 435.8609 | 509.6991 | 439.0557 | 434.6236
7897 | 1 | 330 | 11 | 285.5831 | 187.6757 | 319.1272 | 462.7879 | 403.3822 | 380.0782 | 278.0271 | 264.9503 | 188.856 | 441.447 | 385.5414 | 472.73 | 227.889 | 388.6441 | 324.8056 | 399.9005 | 437.4162 | 508.8597 | 436.9931 | 429.6191
7898 | 2 | 330 | 11 | 287.1671 | 196.0438 | 320.4846 | 456.8292 | 400.237 | 378.2565 | 277.8458 | 263.5812 | 186.7538 | 437.3826 | 381.2806 | 472.7429 | 231.1537 | 388.0936 | 318.2114 | 401.5194 | 437.2922 | 504.8341 | 439.9161 | 427.361
7899 | 3 | 330 | 11 | 287.3388 | 192.0412 | 323.4799 | 457.3269 | 403.1571 | 378.0173 | 275.8601 | 263.0694 | 187.0895 | 434.5286 | 387.682 | 474.0719 | 228.2286 | 384.4205 | 330.2884 | 402.6646 | 438.9315 | 507.8584 | 437.6969 | 433.5426
7900 | 4 | 330 | 11 | 282.9189 | 180.675 | 332.0257 | 461.9718 | 404.9493 | 373.9552 | 276.1911 | 262.373 | 178.6652 | 429.1928 | 386.2964 | 485.1531 | 224.5081 | 368.6578 | 339.2818 | 404.9755 | 426.4362 | 513.3722 | 434.8543 | 436.7696
7901 | 5 | 330 | 11 | 281.9806 | 170.397 | 334.303 | 465.9535 | 405.4833 | 373.0309 | 275.6948 | 262.6242 | 173.0678 | 461.1563 | 375.6412 | 497.492 | 222.9331 | 367.1012 | 341.837 | 399.3316 | 420.2601 | 511.1621 | 427.8259 | 439.9057
7902 | 6 | 330 | 11 | 273.2089 | 147.9097 | 337.3243 | 436.3397 | 350.7448 | 359.4792 | 281.6513 | 252.9972 | 180.3094 | 462.6835 | 382.2589 | 488.7969 | 214.0617 | 354.7938 | 344.1072 | 386.2254 | 368.0699 | 507.1598 | 405.4153 | 428.8358
7903 | 7 | 330 | 11 | 248.7747 | 120.819 | 283.0534 | 336.5996 | 236.5506 | 239.6987 | 262.8942 | 231.9664 | 150.6023 | 392.0628 | 359.8605 | 397.6231 | 206.8398 | 251.814 | 279.2022 | 320.4797 | 256.0637 | 448.7447 | 366.4185 | 380.1562
7904 | 8 | 330 | 11 | 236.5582 | 116.7635 | 244.962 | 318.4996 | 219.1695 | 197.3381 | 242.5404 | 225.462 | 127.5841 | 276.884 | 305.0227 | 269.617 | 206.0399 | 221.818 | 230.3981 | 299.213 | 243.9846 | 354.6107 | 379.0483 | 263.3765
7905 | 9 | 330 | 11 | 231.7642 | 116.0798 | 238.8873 | 310.4923 | 215.6946 | 196.5245 | 240.8559 | 222.2104 | 121.4703 | 254.5056 | 299.1146 | 251.7854 | 206.6009 | 229.6 | 231.2865 | 294.9477 | 242.6389 | 318.1607 | 367.1473 | 239.1518
7906 | 10 | 330 | 11 | 236.986 | 118.3222 | 239.9506 | 307.0375 | 218.5655 | 200.222 | 240.0043 | 223.9828 | 116.0643 | 250.7645 | 298.7925 | 248.6597 | 204.2072 | 228.4022 | 229.3524 | 293.4966 | 244.0823 | 306.9818 | 369.5793 | 234.0326
7907 | 11 | 330 | 11 | 240.9187 | 120.297 | 243.8544 | 309.7713 | 216.0594 | 195.5672 | 241.6597 | 224.2429 | 115.2011 | 248.1049 | 302.9096 | 249.8034 | 208.3502 | 222.3632 | 233.7681 | 296.4303 | 242.1264 | 305.0134 | 367.7568 | 233.4531
7908 | 12 | 330 | 11 | 243.932 | 122.7475 | 238.786 | 311.4615 | 210.6945 | 194.7703 | 243.4815 | 226.2206 | 120.175 | 250.3471 | 297.287 | 247.7531 | 210.8057 | 219.1463 | 233.6695 | 292.643 | 237.4654 | 306.2413 | 361.6389 | 233.4112
7909 | 13 | 330 | 11 | 243.0277 | 122.914 | 238.4197 | 313.316 | 212.4189 | 191.0427 | 243.4151 | 225.5748 | 120.1762 | 247.8579 | 299.9673 | 244.3658 | 210.8533 | 213.8255 | 229.5322 | 289.2916 | 236.652 | 305.2948 | 357.6571 | 234.9093
7910 | 14 | 330 | 11 | 240.6459 | 128.4906 | 237.7521 | 314.5535 | 231.7631 | 197.8542 | 249.6174 | 221.8108 | 124.8498 | 248.6754 | 305.0751 | 246.5828 | 219.8101 | 216.0398 | 225.2408 | 291.1241 | 251.0219 | 304.1226 | 363.5409 | 238.2669
7911 | 15 | 330 | 11 | 251.3917 | 141.1436 | 249.4169 | 319.9571 | 332.6956 | 247.3484 | 277.5771 | 243.0872 | 150.1873 | 279.7983 | 316.7168 | 274.3523 | 220.7753 | 251.4366 | 243.3632 | 308.0926 | 327.2246 | 319.4141 | 380.9332 | 267.4959
7912 | 16 | 330 | 11 | 278.6327 | 159.4077 | 300.3641 | 369.9862 | 408.3863 | 372.6722 | 295.0585 | 261.6417 | 206.9481 | 441.9903 | 363.1329 | 429.6079 | 218.8709 | 340.6676 | 307.687 | 369.2193 | 412.4129 | 401.6467 | 418.5066 | 392.3733
7913 | 17 | 330 | 11 | 281.9953 | 155.4623 | 359.4262 | 413.2563 | 415.0592 | 381.0634 | 299.9199 | 265.6469 | 216.556 | 490.1022 | 375.1379 | 495.0785 | 224.945 | 369.3124 | 350.1611 | 396.0723 | 421.4656 | 507.8196 | 423.3982 | 429.1115
7914 | 18 | 330 | 11 | 282.2329 | 152.8831 | 345.4937 | 418.1612 | 414.7041 | 384.4455 | 299.9985 | 262.9372 | 214.1685 | 492.862 | 384.608 | 497.7665 | 221.2317 | 375.1306 | 344.1708 | 397.1064 | 420.4943 | 511.9824 | 422.6066 | 438.3974
7915 | 19 | 330 | 11 | 281.8445 | 150.961 | 335.7068 | 415.0742 | 409.5242 | 381.1353 | 298.6867 | 262.4404 | 209.1474 | 489.9251 | 379.5456 | 494.8386 | 217.7385 | 374.5081 | 339.4839 | 395.6277 | 416.3775 | 508.6094 | 419.847 | 438.0164
7916 | 20 | 330 | 11 | 277.6279 | 152.0595 | 329.3288 | 416.431 | 410.5562 | 374.1386 | 296.5373 | 262.4041 | 203.6791 | 478.6918 | 377.8128 | 490.3022 | 221.9165 | 376.9041 | 330.4662 | 393.7623 | 420.9271 | 507.0931 | 421.8676 | 430.7065
7917 | 21 | 330 | 11 | 278.6381 | 159.0526 | 321.5257 | 415.2457 | 409.3752 | 381.2459 | 293.1565 | 263.451 | 210.6618 | 467.812 | 374.9335 | 489.7475 | 218.218 | 374.1088 | 321.2325 | 397.7704 | 420.9994 | 501.017 | 426.2745 | 438.9062
7918 | 22 | 330 | 11 | 279.9414 | 159.411 | 321.428 | 435.7231 | 415.9978 | 389.9227 | 287.3387 | 265.5763 | 195.4342 | 433.6912 | 371.957 | 485.0488 | 220.3883 | 381.7531 | 329.2883 | 405.9502 | 427.7403 | 513.1278 | 435.7056 | 453.2002
7919 | 23 | 330 | 11 | 282.0773 | 168.0659 | 327.1484 | 472.688 | 410.6206 | 391.2197 | 286.0974 | 268.2107 | 191.035 | 438.1099 | 386.4066 | 480.7736 | 230.0744 | 389.2244 | 331.3108 | 403.5752 | 438.4213 | 514.6952 | 438.092 | 441.7352
7920 | 0 | 331 | 11 | 285.7611 | 179.8728 | 319.0925 | 470.5908 | 404.0688 | 386.823 | 277.4721 | 267.6425 | 187.1156 | 442.3908 | 387.7613 | 477.4566 | 237.0616 | 385.6557 | 327.5501 | 400.3611 | 435.8609 | 509.6991 | 439.0557 | 434.6236
7921 | 1 | 331 | 11 | 285.5831 | 187.6757 | 319.1272 | 462.7879 | 403.3822 | 380.0782 | 278.0271 | 264.9503 | 188.856 | 441.447 | 385.5414 | 472.73 | 227.889 | 388.6441 | 324.8056 | 399.9005 | 437.4162 | 508.8597 | 436.9931 | 429.6191
7922 | 2 | 331 | 11 | 287.1671 | 196.0438 | 320.4846 | 456.8292 | 400.237 | 378.2565 | 277.8458 | 263.5812 | 186.7538 | 437.3826 | 381.2806 | 472.7429 | 231.1537 | 388.0936 | 318.2114 | 401.5194 | 437.2922 | 504.8341 | 439.9161 | 427.361
7923 | 3 | 331 | 11 | 287.3388 | 192.0412 | 323.4799 | 457.3269 | 403.1571 | 378.0173 | 275.8601 | 263.0694 | 187.0895 | 434.5286 | 387.682 | 474.0719 | 228.2286 | 384.4205 | 330.2884 | 402.6646 | 438.9315 | 507.8584 | 437.6969 | 433.5426
7924 | 4 | 331 | 11 | 282.9189 | 180.675 | 332.0257 | 461.9718 | 404.9493 | 373.9552 | 276.1911 | 262.373 | 178.6652 | 429.1928 | 386.2964 | 485.1531 | 224.5081 | 368.6578 | 339.2818 | 404.9755 | 426.4362 | 513.3722 | 434.8543 | 436.7696
7925 | 5 | 331 | 11 | 281.9806 | 170.397 | 334.303 | 465.9535 | 405.4833 | 373.0309 | 275.6948 | 262.6242 | 173.0678 | 461.1563 | 375.6412 | 497.492 | 222.9331 | 367.1012 | 341.837 | 399.3316 | 420.2601 | 511.1621 | 427.8259 | 439.9057
7926 | 6 | 331 | 11 | 273.2089 | 147.9097 | 337.3243 | 436.3397 | 350.7448 | 359.4792 | 281.6513 | 252.9972 | 180.3094 | 462.6835 | 382.2589 | 488.7969 | 214.0617 | 354.7938 | 344.1072 | 386.2254 | 368.0699 | 507.1598 | 405.4153 | 428.8358
7927 | 7 | 331 | 11 | 248.7747 | 120.819 | 283.0534 | 336.5996 | 236.5506 | 239.6987 | 262.8942 | 231.9664 | 150.6023 | 392.0628 | 359.8605 | 397.6231 | 206.8398 | 251.814 | 279.2022 | 320.4797 | 256.0637 | 448.7447 | 366.4185 | 380.1562
7928 | 8 | 331 | 11 | 236.5582 | 116.7635 | 244.962 | 318.4996 | 219.1695 | 197.3381 | 242.5404 | 225.462 | 127.5841 | 276.884 | 305.0227 | 269.617 | 206.0399 | 221.818 | 230.3981 | 299.213 | 243.9846 | 354.6107 | 379.0483 | 263.3765
7929 | 9 | 331 | 11 | 231.7642 | 116.0798 | 238.8873 | 310.4923 | 215.6946 | 196.5245 | 240.8559 | 222.2104 | 121.4703 | 254.5056 | 299.1146 | 251.7854 | 206.6009 | 229.6 | 231.2865 | 294.9477 | 242.6389 | 318.1607 | 367.1473 | 239.1518
7930 | 10 | 331 | 11 | 236.986 | 118.3222 | 239.9506 | 307.0375 | 218.5655 | 200.222 | 240.0043 | 223.9828 | 116.0643 | 250.7645 | 298.7925 | 248.6597 | 204.2072 | 228.4022 | 229.3524 | 293.4966 | 244.0823 | 306.9818 | 369.5793 | 234.0326
7931 | 11 | 331 | 11 | 240.9187 | 120.297 | 243.8544 | 309.7713 | 216.0594 | 195.5672 | 241.6597 | 224.2429 | 115.2011 | 248.1049 | 302.9096 | 249.8034 | 208.3502 | 222.3632 | 233.7681 | 296.4303 | 242.1264 | 305.0134 | 367.7568 | 233.4531
7932 | 12 | 331 | 11 | 243.932 | 122.7475 | 238.786 | 311.4615 | 210.6945 | 194.7703 | 243.4815 | 226.2206 | 120.175 | 250.3471 | 297.287 | 247.7531 | 210.8057 | 219.1463 | 233.6695 | 292.643 | 237.4654 | 306.2413 | 361.6389 | 233.4112
7933 | 13 | 331 | 11 | 243.0277 | 122.914 | 238.4197 | 313.316 | 212.4189 | 191.0427 | 243.4151 | 225.5748 | 120.1762 | 247.8579 | 299.9673 | 244.3658 | 210.8533 | 213.8255 | 229.5322 | 289.2916 | 236.652 | 305.2948 | 357.6571 | 234.9093
7934 | 14 | 331 | 11 | 240.6459 | 128.4906 | 237.7521 | 314.5535 | 231.7631 | 197.8542 | 249.6174 | 221.8108 | 124.8498 | 248.6754 | 305.0751 | 246.5828 | 219.8101 | 216.0398 | 225.2408 | 291.1241 | 251.0219 | 304.1226 | 363.5409 | 238.2669
7935 | 15 | 331 | 11 | 251.3917 | 141.1436 | 249.4169 | 319.9571 | 332.6956 | 247.3484 | 277.5771 | 243.0872 | 150.1873 | 279.7983 | 316.7168 | 274.3523 | 220.7753 | 251.4366 | 243.3632 | 308.0926 | 327.2246 | 319.4141 | 380.9332 | 267.4959
7936 | 16 | 331 | 11 | 278.6327 | 159.4077 | 300.3641 | 369.9862 | 408.3863 | 372.6722 | 295.0585 | 261.6417 | 206.9481 | 441.9903 | 363.1329 | 429.6079 | 218.8709 | 340.6676 | 307.687 | 369.2193 | 412.4129 | 401.6467 | 418.5066 | 392.3733
7937 | 17 | 331 | 11 | 281.9953 | 155.4623 | 359.4262 | 413.2563 | 415.0592 | 381.0634 | 299.9199 | 265.6469 | 216.556 | 490.1022 | 375.1379 | 495.0785 | 224.945 | 369.3124 | 350.1611 | 396.0723 | 421.4656 | 507.8196 | 423.3982 | 429.1115
7938 | 18 | 331 | 11 | 282.2329 | 152.8831 | 345.4937 | 418.1612 | 414.7041 | 384.4455 | 299.9985 | 262.9372 | 214.1685 | 492.862 | 384.608 | 497.7665 | 221.2317 | 375.1306 | 344.1708 | 397.1064 | 420.4943 | 511.9824 | 422.6066 | 438.3974
7939 | 19 | 331 | 11 | 281.8445 | 150.961 | 335.7068 | 415.0742 | 409.5242 | 381.1353 | 298.6867 | 262.4404 | 209.1474 | 489.9251 | 379.5456 | 494.8386 | 217.7385 | 374.5081 | 339.4839 | 395.6277 | 416.3775 | 508.6094 | 419.847 | 438.0164
7940 | 20 | 331 | 11 | 277.6279 | 152.0595 | 329.3288 | 416.431 | 410.5562 | 374.1386 | 296.5373 | 262.4041 | 203.6791 | 478.6918 | 377.8128 | 490.3022 | 221.9165 | 376.9041 | 330.4662 | 393.7623 | 420.9271 | 507.0931 | 421.8676 | 430.7065
7941 | 21 | 331 | 11 | 278.6381 | 159.0526 | 321.5257 | 415.2457 | 409.3752 | 381.2459 | 293.1565 | 263.451 | 210.6618 | 467.812 | 374.9335 | 489.7475 | 218.218 | 374.1088 | 321.2325 | 397.7704 | 420.9994 | 501.017 | 426.2745 | 438.9062
7942 | 22 | 331 | 11 | 279.9414 | 159.411 | 321.428 | 435.7231 | 415.9978 | 389.9227 | 287.3387 | 265.5763 | 195.4342 | 433.6912 | 371.957 | 485.0488 | 220.3883 | 381.7531 | 329.2883 | 405.9502 | 427.7403 | 513.1278 | 435.7056 | 453.2002
7943 | 23 | 331 | 11 | 282.0773 | 168.0659 | 327.1484 | 472.688 | 410.6206 | 391.2197 | 286.0974 | 268.2107 | 191.035 | 438.1099 | 386.4066 | 480.7736 | 230.0744 | 389.2244 | 331.3108 | 403.5752 | 438.4213 | 514.6952 | 438.092 | 441.7352
7944 | 0 | 332 | 11 | 285.7611 | 179.8728 | 319.0925 | 470.5908 | 404.0688 | 386.823 | 277.4721 | 267.6425 | 187.1156 | 442.3908 | 387.7613 | 477.4566 | 237.0616 | 385.6557 | 327.5501 | 400.3611 | 435.8609 | 509.6991 | 439.0557 | 434.6236
7945 | 1 | 332 | 11 | 285.5831 | 187.6757 | 319.1272 | 462.7879 | 403.3822 | 380.0782 | 278.0271 | 264.9503 | 188.856 | 441.447 | 385.5414 | 472.73 | 227.889 | 388.6441 | 324.8056 | 399.9005 | 437.4162 | 508.8597 | 436.9931 | 429.6191
7946 | 2 | 332 | 11 | 287.1671 | 196.0438 | 320.4846 | 456.8292 | 400.237 | 378.2565 | 277.8458 | 263.5812 | 186.7538 | 437.3826 | 381.2806 | 472.7429 | 231.1537 | 388.0936 | 318.2114 | 401.5194 | 437.2922 | 504.8341 | 439.9161 | 427.361
7947 | 3 | 332 | 11 | 287.3388 | 192.0412 | 323.4799 | 457.3269 | 403.1571 | 378.0173 | 275.8601 | 263.0694 | 187.0895 | 434.5286 | 387.682 | 474.0719 | 228.2286 | 384.4205 | 330.2884 | 402.6646 | 438.9315 | 507.8584 | 437.6969 | 433.5426
7948 | 4 | 332 | 11 | 282.9189 | 180.675 | 332.0257 | 461.9718 | 404.9493 | 373.9552 | 276.1911 | 262.373 | 178.6652 | 429.1928 | 386.2964 | 485.1531 | 224.5081 | 368.6578 | 339.2818 | 404.9755 | 426.4362 | 513.3722 | 434.8543 | 436.7696
7949 | 5 | 332 | 11 | 281.9806 | 170.397 | 334.303 | 465.9535 | 405.4833 | 373.0309 | 275.6948 | 262.6242 | 173.0678 | 461.1563 | 375.6412 | 497.492 | 222.9331 | 367.1012 | 341.837 | 399.3316 | 420.2601 | 511.1621 | 427.8259 | 439.9057
7950 | 6 | 332 | 11 | 273.2089 | 147.9097 | 337.3243 | 436.3397 | 350.7448 | 359.4792 | 281.6513 | 252.9972 | 180.3094 | 462.6835 | 382.2589 | 488.7969 | 214.0617 | 354.7938 | 344.1072 | 386.2254 | 368.0699 | 507.1598 | 405.4153 | 428.8358
7951 | 7 | 332 | 11 | 248.7747 | 120.819 | 283.0534 | 336.5996 | 236.5506 | 239.6987 | 262.8942 | 231.9664 | 150.6023 | 392.0628 | 359.8605 | 397.6231 | 206.8398 | 251.814 | 279.2022 | 320.4797 | 256.0637 | 448.7447 | 366.4185 | 380.1562
7952 | 8 | 332 | 11 | 236.5582 | 116.7635 | 244.962 | 318.4996 | 219.1695 | 197.3381 | 242.5404 | 225.462 | 127.5841 | 276.884 | 305.0227 | 269.617 | 206.0399 | 221.818 | 230.3981 | 299.213 | 243.9846 | 354.6107 | 379.0483 | 263.3765
7953 | 9 | 332 | 11 | 231.7642 | 116.0798 | 238.8873 | 310.4923 | 215.6946 | 196.5245 | 240.8559 | 222.2104 | 121.4703 | 254.5056 | 299.1146 | 251.7854 | 206.6009 | 229.6 | 231.2865 | 294.9477 | 242.6389 | 318.1607 | 367.1473 | 239.1518
7954 | 10 | 332 | 11 | 236.986 | 118.3222 | 239.9506 | 307.0375 | 218.5655 | 200.222 | 240.0043 | 223.9828 | 116.0643 | 250.7645 | 298.7925 | 248.6597 | 204.2072 | 228.4022 | 229.3524 | 293.4966 | 244.0823 | 306.9818 | 369.5793 | 234.0326
7955 | 11 | 332 | 11 | 240.9187 | 120.297 | 243.8544 | 309.7713 | 216.0594 | 195.5672 | 241.6597 | 224.2429 | 115.2011 | 248.1049 | 302.9096 | 249.8034 | 208.3502 | 222.3632 | 233.7681 | 296.4303 | 242.1264 | 305.0134 | 367.7568 | 233.4531
7956 | 12 | 332 | 11 | 243.932 | 122.7475 | 238.786 | 311.4615 | 210.6945 | 194.7703 | 243.4815 | 226.2206 | 120.175 | 250.3471 | 297.287 | 247.7531 | 210.8057 | 219.1463 | 233.6695 | 292.643 | 237.4654 | 306.2413 | 361.6389 | 233.4112
7957 | 13 | 332 | 11 | 243.0277 | 122.914 | 238.4197 | 313.316 | 212.4189 | 191.0427 | 243.4151 | 225.5748 | 120.1762 | 247.8579 | 299.9673 | 244.3658 | 210.8533 | 213.8255 | 229.5322 | 289.2916 | 236.652 | 305.2948 | 357.6571 | 234.9093
7958 | 14 | 332 | 11 | 240.6459 | 128.4906 | 237.7521 | 314.5535 | 231.7631 | 197.8542 | 249.6174 | 221.8108 | 124.8498 | 248.6754 | 305.0751 | 246.5828 | 219.8101 | 216.0398 | 225.2408 | 291.1241 | 251.0219 | 304.1226 | 363.5409 | 238.2669
7959 | 15 | 332 | 11 | 251.3917 | 141.1436 | 249.4169 | 319.9571 | 332.6956 | 247.3484 | 277.5771 | 243.0872 | 150.1873 | 279.7983 | 316.7168 | 274.3523 | 220.7753 | 251.4366 | 243.3632 | 308.0926 | 327.2246 | 319.4141 | 380.9332 | 267.4959
7960 | 16 | 332 | 11 | 278.6327 | 159.4077 | 300.3641 | 369.9862 | 408.3863 | 372.6722 | 295.0585 | 261.6417 | 206.9481 | 441.9903 | 363.1329 | 429.6079 | 218.8709 | 340.6676 | 307.687 | 369.2193 | 412.4129 | 401.6467 | 418.5066 | 392.3733
7961 | 17 | 332 | 11 | 281.9953 | 155.4623 | 359.4262 | 413.2563 | 415.0592 | 381.0634 | 299.9199 | 265.6469 | 216.556 | 490.1022 | 375.1379 | 495.0785 | 224.945 | 369.3124 | 350.1611 | 396.0723 | 421.4656 | 507.8196 | 423.3982 | 429.1115
7962 | 18 | 332 | 11 | 282.2329 | 152.8831 | 345.4937 | 418.1612 | 414.7041 | 384.4455 | 299.9985 | 262.9372 | 214.1685 | 492.862 | 384.608 | 497.7665 | 221.2317 | 375.1306 | 344.1708 | 397.1064 | 420.4943 | 511.9824 | 422.6066 | 438.3974
7963 | 19 | 332 | 11 | 281.8445 | 150.961 | 335.7068 | 415.0742 | 409.5242 | 381.1353 | 298.6867 | 262.4404 | 209.1474 | 489.9251 | 379.5456 | 494.8386 | 217.7385 | 374.5081 | 339.4839 | 395.6277 | 416.3775 | 508.6094 | 419.847 | 438.0164
7964 | 20 | 332 | 11 | 277.6279 | 152.0595 | 329.3288 | 416.431 | 410.5562 | 374.1386 | 296.5373 | 262.4041 | 203.6791 | 478.6918 | 377.8128 | 490.3022 | 221.9165 | 376.9041 | 330.4662 | 393.7623 | 420.9271 | 507.0931 | 421.8676 | 430.7065
7965 | 21 | 332 | 11 | 278.6381 | 159.0526 | 321.5257 | 415.2457 | 409.3752 | 381.2459 | 293.1565 | 263.451 | 210.6618 | 467.812 | 374.9335 | 489.7475 | 218.218 | 374.1088 | 321.2325 | 397.7704 | 420.9994 | 501.017 | 426.2745 | 438.9062
7966 | 22 | 332 | 11 | 279.9414 | 159.411 | 321.428 | 435.7231 | 415.9978 | 389.9227 | 287.3387 | 265.5763 | 195.4342 | 433.6912 | 371.957 | 485.0488 | 220.3883 | 381.7531 | 329.2883 | 405.9502 | 427.7403 | 513.1278 | 435.7056 | 453.2002
7967 | 23 | 332 | 11 | 282.0773 | 168.0659 | 327.1484 | 472.688 | 410.6206 | 391.2197 | 286.0974 | 268.2107 | 191.035 | 438.1099 | 386.4066 | 480.7736 | 230.0744 | 389.2244 | 331.3108 | 403.5752 | 438.4213 | 514.6952 | 438.092 | 441.7352
7968 | 0 | 333 | 11 | 285.7611 | 179.8728 | 319.0925 | 470.5908 | 404.0688 | 386.823 | 277.4721 | 267.6425 | 187.1156 | 442.3908 | 387.7613 | 477.4566 | 237.0616 | 385.6557 | 327.5501 | 400.3611 | 435.8609 | 509.6991 | 439.0557 | 434.6236
7969 | 1 | 333 | 11 | 285.5831 | 187.6757 | 319.1272 | 462.7879 | 403.3822 | 380.0782 | 278.0271 | 264.9503 | 188.856 | 441.447 | 385.5414 | 472.73 | 227.889 | 388.6441 | 324.8056 | 399.9005 | 437.4162 | 508.8597 | 436.9931 | 429.6191
7970 | 2 | 333 | 11 | 287.1671 | 196.0438 | 320.4846 | 456.8292 | 400.237 | 378.2565 | 277.8458 | 263.5812 | 186.7538 | 437.3826 | 381.2806 | 472.7429 | 231.1537 | 388.0936 | 318.2114 | 401.5194 | 437.2922 | 504.8341 | 439.9161 | 427.361
7971 | 3 | 333 | 11 | 287.3388 | 192.0412 | 323.4799 | 457.3269 | 403.1571 | 378.0173 | 275.8601 | 263.0694 | 187.0895 | 434.5286 | 387.682 | 474.0719 | 228.2286 | 384.4205 | 330.2884 | 402.6646 | 438.9315 | 507.8584 | 437.6969 | 433.5426
7972 | 4 | 333 | 11 | 282.9189 | 180.675 | 332.0257 | 461.9718 | 404.9493 | 373.9552 | 276.1911 | 262.373 | 178.6652 | 429.1928 | 386.2964 | 485.1531 | 224.5081 | 368.6578 | 339.2818 | 404.9755 | 426.4362 | 513.3722 | 434.8543 | 436.7696
7973 | 5 | 333 | 11 | 281.9806 | 170.397 | 334.303 | 465.9535 | 405.4833 | 373.0309 | 275.6948 | 262.6242 | 173.0678 | 461.1563 | 375.6412 | 497.492 | 222.9331 | 367.1012 | 341.837 | 399.3316 | 420.2601 | 511.1621 | 427.8259 | 439.9057
7974 | 6 | 333 | 11 | 273.2089 | 147.9097 | 337.3243 | 436.3397 | 350.7448 | 359.4792 | 281.6513 | 252.9972 | 180.3094 | 462.6835 | 382.2589 | 488.7969 | 214.0617 | 354.7938 | 344.1072 | 386.2254 | 368.0699 | 507.1598 | 405.4153 | 428.8358
7975 | 7 | 333 | 11 | 248.7747 | 120.819 | 283.0534 | 336.5996 | 236.5506 | 239.6987 | 262.8942 | 231.9664 | 150.6023 | 392.0628 | 359.8605 | 397.6231 | 206.8398 | 251.814 | 279.2022 | 320.4797 | 256.0637 | 448.7447 | 366.4185 | 380.1562
7976 | 8 | 333 | 11 | 236.5582 | 116.7635 | 244.962 | 318.4996 | 219.1695 | 197.3381 | 242.5404 | 225.462 | 127.5841 | 276.884 | 305.0227 | 269.617 | 206.0399 | 221.818 | 230.3981 | 299.213 | 243.9846 | 354.6107 | 379.0483 | 263.3765
7977 | 9 | 333 | 11 | 231.7642 | 116.0798 | 238.8873 | 310.4923 | 215.6946 | 196.5245 | 240.8559 | 222.2104 | 121.4703 | 254.5056 | 299.1146 | 251.7854 | 206.6009 | 229.6 | 231.2865 | 294.9477 | 242.6389 | 318.1607 | 367.1473 | 239.1518
7978 | 10 | 333 | 11 | 236.986 | 118.3222 | 239.9506 | 307.0375 | 218.5655 | 200.222 | 240.0043 | 223.9828 | 116.0643 | 250.7645 | 298.7925 | 248.6597 | 204.2072 | 228.4022 | 229.3524 | 293.4966 | 244.0823 | 306.9818 | 369.5793 | 234.0326
7979 | 11 | 333 | 11 | 240.9187 | 120.297 | 243.8544 | 309.7713 | 216.0594 | 195.5672 | 241.6597 | 224.2429 | 115.2011 | 248.1049 | 302.9096 | 249.8034 | 208.3502 | 222.3632 | 233.7681 | 296.4303 | 242.1264 | 305.0134 | 367.7568 | 233.4531
7980 | 12 | 333 | 11 | 243.932 | 122.7475 | 238.786 | 311.4615 | 210.6945 | 194.7703 | 243.4815 | 226.2206 | 120.175 | 250.3471 | 297.287 | 247.7531 | 210.8057 | 219.1463 | 233.6695 | 292.643 | 237.4654 | 306.2413 | 361.6389 | 233.4112
7981 | 13 | 333 | 11 | 243.0277 | 122.914 | 238.4197 | 313.316 | 212.4189 | 191.0427 | 243.4151 | 225.5748 | 120.1762 | 247.8579 | 299.9673 | 244.3658 | 210.8533 | 213.8255 | 229.5322 | 289.2916 | 236.652 | 305.2948 | 357.6571 | 234.9093
7982 | 14 | 333 | 11 | 240.6459 | 128.4906 | 237.7521 | 314.5535 | 231.7631 | 197.8542 | 249.6174 | 221.8108 | 124.8498 | 248.6754 | 305.0751 | 246.5828 | 219.8101 | 216.0398 | 225.2408 | 291.1241 | 251.0219 | 304.1226 | 363.5409 | 238.2669
7983 | 15 | 333 | 11 | 251.3917 | 141.1436 | 249.4169 | 319.9571 | 332.6956 | 247.3484 | 277.5771 | 243.0872 | 150.1873 | 279.7983 | 316.7168 | 274.3523 | 220.7753 | 251.4366 | 243.3632 | 308.0926 | 327.2246 | 319.4141 | 380.9332 | 267.4959
7984 | 16 | 333 | 11 | 278.6327 | 159.4077 | 300.3641 | 369.9862 | 408.3863 | 372.6722 | 295.0585 | 261.6417 | 206.9481 | 441.9903 | 363.1329 | 429.6079 | 218.8709 | 340.6676 | 307.687 | 369.2193 | 412.4129 | 401.6467 | 418.5066 | 392.3733
7985 | 17 | 333 | 11 | 281.9953 | 155.4623 | 359.4262 | 413.2563 | 415.0592 | 381.0634 | 299.9199 | 265.6469 | 216.556 | 490.1022 | 375.1379 | 495.0785 | 224.945 | 369.3124 | 350.1611 | 396.0723 | 421.4656 | 507.8196 | 423.3982 | 429.1115
7986 | 18 | 333 | 11 | 282.2329 | 152.8831 | 345.4937 | 418.1612 | 414.7041 | 384.4455 | 299.9985 | 262.9372 | 214.1685 | 492.862 | 384.608 | 497.7665 | 221.2317 | 375.1306 | 344.1708 | 397.1064 | 420.4943 | 511.9824 | 422.6066 | 438.3974
7987 | 19 | 333 | 11 | 281.8445 | 150.961 | 335.7068 | 415.0742 | 409.5242 | 381.1353 | 298.6867 | 262.4404 | 209.1474 | 489.9251 | 379.5456 | 494.8386 | 217.7385 | 374.5081 | 339.4839 | 395.6277 | 416.3775 | 508.6094 | 419.847 | 438.0164
7988 | 20 | 333 | 11 | 277.6279 | 152.0595 | 329.3288 | 416.431 | 410.5562 | 374.1386 | 296.5373 | 262.4041 | 203.6791 | 478.6918 | 377.8128 | 490.3022 | 221.9165 | 376.9041 | 330.4662 | 393.7623 | 420.9271 | 507.0931 | 421.8676 | 430.7065
7989 | 21 | 333 | 11 | 278.6381 | 159.0526 | 321.5257 | 415.2457 | 409.3752 | 381.2459 | 293.1565 | 263.451 | 210.6618 | 467.812 | 374.9335 | 489.7475 | 218.218 | 374.1088 | 321.2325 | 397.7704 | 420.9994 | 501.017 | 426.2745 | 438.9062
7990 | 22 | 333 | 11 | 279.9414 | 159.411 | 321.428 | 435.7231 | 415.9978 | 389.9227 | 287.3387 | 265.5763 | 195.4342 | 433.6912 | 371.957 | 485.0488 | 220.3883 | 381.7531 | 329.2883 | 405.9502 | 427.7403 | 513.1278 | 435.7056 | 453.2002
7991 | 23 | 333 | 11 | 282.0773 | 168.0659 | 327.1484 | 472.688 | 410.6206 | 391.2197 | 286.0974 | 268.2107 | 191.035 | 438.1099 | 386.4066 | 480.7736 | 230.0744 | 389.2244 | 331.3108 | 403.5752 | 438.4213 | 514.6952 | 438.092 | 441.7352
7992 | 0 | 334 | 11 | 285.7611 | 179.8728 | 319.0925 | 470.5908 | 404.0688 | 386.823 | 277.4721 | 267.6425 | 187.1156 | 442.3908 | 387.7613 | 477.4566 | 237.0616 | 385.6557 | 327.5501 | 400.3611 | 435.8609 | 509.6991 | 439.0557 | 434.6236
7993 | 1 | 334 | 11 | 285.5831 | 187.6757 | 319.1272 | 462.7879 | 403.3822 | 380.0782 | 278.0271 | 264.9503 | 188.856 | 441.447 | 385.5414 | 472.73 | 227.889 | 388.6441 | 324.8056 | 399.9005 | 437.4162 | 508.8597 | 436.9931 | 429.6191
7994 | 2 | 334 | 11 | 287.1671 | 196.0438 | 320.4846 | 456.8292 | 400.237 | 378.2565 | 277.8458 | 263.5812 | 186.7538 | 437.3826 | 381.2806 | 472.7429 | 231.1537 | 388.0936 | 318.2114 | 401.5194 | 437.2922 | 504.8341 | 439.9161 | 427.361
7995 | 3 | 334 | 11 | 287.3388 | 192.0412 | 323.4799 | 457.3269 | 403.1571 | 378.0173 | 275.8601 | 263.0694 | 187.0895 | 434.5286 | 387.682 | 474.0719 | 228.2286 | 384.4205 | 330.2884 | 402.6646 | 438.9315 | 507.8584 | 437.6969 | 433.5426
7996 | 4 | 334 | 11 | 282.9189 | 180.675 | 332.0257 | 461.9718 | 404.9493 | 373.9552 | 276.1911 | 262.373 | 178.6652 | 429.1928 | 386.2964 | 485.1531 | 224.5081 | 368.6578 | 339.2818 | 404.9755 | 426.4362 | 513.3722 | 434.8543 | 436.7696
7997 | 5 | 334 | 11 | 281.9806 | 170.397 | 334.303 | 465.9535 | 405.4833 | 373.0309 | 275.6948 | 262.6242 | 173.0678 | 461.1563 | 375.6412 | 497.492 | 222.9331 | 367.1012 | 341.837 | 399.3316 | 420.2601 | 511.1621 | 427.8259 | 439.9057
7998 | 6 | 334 | 11 | 273.2089 | 147.9097 | 337.3243 | 436.3397 | 350.7448 | 359.4792 | 281.6513 | 252.9972 | 180.3094 | 462.6835 | 382.2589 | 488.7969 | 214.0617 | 354.7938 | 344.1072 | 386.2254 | 368.0699 | 507.1598 | 405.4153 | 428.8358
7999 | 7 | 334 | 11 | 248.7747 | 120.819 | 283.0534 | 336.5996 | 236.5506 | 239.6987 | 262.8942 | 231.9664 | 150.6023 | 392.0628 | 359.8605 | 397.6231 | 206.8398 | 251.814 | 279.2022 | 320.4797 | 256.0637 | 448.7447 | 366.4185 | 380.1562
8000 | 8 | 334 | 11 | 236.5582 | 116.7635 | 244.962 | 318.4996 | 219.1695 | 197.3381 | 242.5404 | 225.462 | 127.5841 | 276.884 | 305.0227 | 269.617 | 206.0399 | 221.818 | 230.3981 | 299.213 | 243.9846 | 354.6107 | 379.0483 | 263.3765
8001 | 9 | 334 | 11 | 231.7642 | 116.0798 | 238.8873 | 310.4923 | 215.6946 | 196.5245 | 240.8559 | 222.2104 | 121.4703 | 254.5056 | 299.1146 | 251.7854 | 206.6009 | 229.6 | 231.2865 | 294.9477 | 242.6389 | 318.1607 | 367.1473 | 239.1518
8002 | 10 | 334 | 11 | 236.986 | 118.3222 | 239.9506 | 307.0375 | 218.5655 | 200.222 | 240.0043 | 223.9828 | 116.0643 | 250.7645 | 298.7925 | 248.6597 | 204.2072 | 228.4022 | 229.3524 | 293.4966 | 244.0823 | 306.9818 | 369.5793 | 234.0326
8003 | 11 | 334 | 11 | 240.9187 | 120.297 | 243.8544 | 309.7713 | 216.0594 | 195.5672 | 241.6597 | 224.2429 | 115.2011 | 248.1049 | 302.9096 | 249.8034 | 208.3502 | 222.3632 | 233.7681 | 296.4303 | 242.1264 | 305.0134 | 367.7568 | 233.4531
8004 | 12 | 334 | 11 | 243.932 | 122.7475 | 238.786 | 311.4615 | 210.6945 | 194.7703 | 243.4815 | 226.2206 | 120.175 | 250.3471 | 297.287 | 247.7531 | 210.8057 | 219.1463 | 233.6695 | 292.643 | 237.4654 | 306.2413 | 361.6389 | 233.4112
8005 | 13 | 334 | 11 | 243.0277 | 122.914 | 238.4197 | 313.316 | 212.4189 | 191.0427 | 243.4151 | 225.5748 | 120.1762 | 247.8579 | 299.9673 | 244.3658 | 210.8533 | 213.8255 | 229.5322 | 289.2916 | 236.652 | 305.2948 | 357.6571 | 234.9093
8006 | 14 | 334 | 11 | 240.6459 | 128.4906 | 237.7521 | 314.5535 | 231.7631 | 197.8542 | 249.6174 | 221.8108 | 124.8498 | 248.6754 | 305.0751 | 246.5828 | 219.8101 | 216.0398 | 225.2408 | 291.1241 | 251.0219 | 304.1226 | 363.5409 | 238.2669
8007 | 15 | 334 | 11 | 251.3917 | 141.1436 | 249.4169 | 319.9571 | 332.6956 | 247.3484 | 277.5771 | 243.0872 | 150.1873 | 279.7983 | 316.7168 | 274.3523 | 220.7753 | 251.4366 | 243.3632 | 308.0926 | 327.2246 | 319.4141 | 380.9332 | 267.4959
8008 | 16 | 334 | 11 | 278.6327 | 159.4077 | 300.3641 | 369.9862 | 408.3863 | 372.6722 | 295.0585 | 261.6417 | 206.9481 | 441.9903 | 363.1329 | 429.6079 | 218.8709 | 340.6676 | 307.687 | 369.2193 | 412.4129 | 401.6467 | 418.5066 | 392.3733
8009 | 17 | 334 | 11 | 281.9953 | 155.4623 | 359.4262 | 413.2563 | 415.0592 | 381.0634 | 299.9199 | 265.6469 | 216.556 | 490.1022 | 375.1379 | 495.0785 | 224.945 | 369.3124 | 350.1611 | 396.0723 | 421.4656 | 507.8196 | 423.3982 | 429.1115
8010 | 18 | 334 | 11 | 282.2329 | 152.8831 | 345.4937 | 418.1612 | 414.7041 | 384.4455 | 299.9985 | 262.9372 | 214.1685 | 492.862 | 384.608 | 497.7665 | 221.2317 | 375.1306 | 344.1708 | 397.1064 | 420.4943 | 511.9824 | 422.6066 | 438.3974
8011 | 19 | 334 | 11 | 281.8445 | 150.961 | 335.7068 | 415.0742 | 409.5242 | 381.1353 | 298.6867 | 262.4404 | 209.1474 | 489.9251 | 379.5456 | 494.8386 | 217.7385 | 374.5081 | 339.4839 | 395.6277 | 416.3775 | 508.6094 | 419.847 | 438.0164
8012 | 20 | 334 | 11 | 277.6279 | 152.0595 | 329.3288 | 416.431 | 410.5562 | 374.1386 | 296.5373 | 262.4041 | 203.6791 | 478.6918 | 377.8128 | 490.3022 | 221.9165 | 376.9041 | 330.4662 | 393.7623 | 420.9271 | 507.0931 | 421.8676 | 430.7065
8013 | 21 | 334 | 11 | 278.6381 | 159.0526 | 321.5257 | 415.2457 | 409.3752 | 381.2459 | 293.1565 | 263.451 | 210.6618 | 467.812 | 374.9335 | 489.7475 | 218.218 | 374.1088 | 321.2325 | 397.7704 | 420.9994 | 501.017 | 426.2745 | 438.9062
8014 | 22 | 334 | 11 | 279.9414 | 159.411 | 321.428 | 435.7231 | 415.9978 | 389.9227 | 287.3387 | 265.5763 | 195.4342 | 433.6912 | 371.957 | 485.0488 | 220.3883 | 381.7531 | 329.2883 | 405.9502 | 427.7403 | 513.1278 | 435.7056 | 453.2002
8015 | 23 | 334 | 11 | 282.0773 | 168.0659 | 327.1484 | 472.688 | 410.6206 | 391.2197 | 286.0974 | 268.2107 | 191.035 | 438.1099 | 386.4066 | 480.7736 | 230.0744 | 389.2244 | 331.3108 | 403.5752 | 438.4213 | 514.6952 | 438.092 | 441.7352
8016 | 0 | 335 | 12 | 290.3124 | 203.035 | 301.0109 | 454.1751 | 417.8462 | 385.0311 | 287.2943 | 285.2658 | 201.4089 | 442.6405 | 387.0176 | 480.0662 | 243.9762 | 367.0242 | 292.4089 | 396.2075 | 420.1196 | 514.5901 | 438.156 | 455.0724
8017 | 1 | 335 | 12 | 293.9217 | 216.5669 | 302.8775 | 445.7143 | 414.7736 | 389.1709 | 288.7568 | 282.2245 | 198.7275 | 443.1845 | 385.5216 | 480.2005 | 245.7943 | 367.6833 | 290.6787 | 393.4575 | 421.1093 | 500.4524 | 440.5142 | 450.7752
8018 | 2 | 335 | 12 | 293.144 | 219.485 | 305.375 | 439.9365 | 413.4769 | 387.2165 | 286.9696 | 282.6296 | 200.963 | 440.8517 | 386.1963 | 477.1411 | 243.9413 | 373.3761 | 294.3117 | 393.2463 | 423.6709 | 503.7842 | 439.3301 | 446.2741
8019 | 3 | 335 | 12 | 293.5755 | 220.2533 | 307.6584 | 434.172 | 419.7909 | 394.6877 | 288.6704 | 280.1285 | 200.8688 | 439.6677 | 388.2653 | 479.6121 | 239.7942 | 378.7936 | 291.8118 | 390.8824 | 427.4139 | 502.3504 | 443.7282 | 446.8994
8020 | 4 | 335 | 12 | 292.5234 | 218.1302 | 311.9511 | 435.9308 | 421.8894 | 387.5124 | 286.1133 | 283.4516 | 198.1131 | 450.148 | 387.6738 | 490.9844 | 235.3917 | 370.969 | 301.7731 | 398.9193 | 426.5255 | 507.9439 | 434.9889 | 451.0308
8021 | 5 | 335 | 12 | 286.9558 | 204.6449 | 316.9813 | 441.9582 | 420.132 | 389.7058 | 288.6217 | 286.9681 | 194.3352 | 472.4464 | 380.0042 | 506.7661 | 229.8953 | 353.3806 | 310.6835 | 396.4016 | 419.7427 | 497.4262 | 436.2954 | 452.4993
8022 | 6 | 335 | 12 | 281.1339 | 190.1227 | 329.7756 | 431.7513 | 418.1169 | 378.7671 | 290.1539 | 288.3537 | 205.172 | 497.3905 | 376.7369 | 515.9289 | 223.8204 | 347.6741 | 310.0022 | 394.7577 | 409.9809 | 513.0614 | 430.3425 | 459.2423
8023 | 7 | 335 | 12 | 266.0925 | 135.31 | 291.8353 | 345.7998 | 337.1895 | 330.4922 | 284.1016 | 264.1253 | 196.3347 | 477.2507 | 382.7446 | 496.8569 | 211.1387 | 301.203 | 281.0885 | 350.3681 | 325.6288 | 480.8204 | 392.8049 | 445.3012
8024 | 8 | 335 | 12 | 245.1374 | 120.3693 | 246.4103 | 324.1418 | 283.5972 | 248.8506 | 270.103 | 256.4896 | 168.4581 | 387.1425 | 342.5899 | 379.703 | 203.4939 | 247.5483 | 235.2739 | 321.1006 | 292.3709 | 406.9927 | 380.5834 | 367.8388
8025 | 9 | 335 | 12 | 240.0549 | 121.3591 | 238.7582 | 320.6905 | 276.1781 | 225.2381 | 269.6448 | 250.9294 | 157.7523 | 336.7922 | 326.9726 | 334.1735 | 197.3175 | 227.2989 | 223.52 | 314.6599 | 278.0502 | 361.2966 | 376.6028 | 325.0648
8026 | 10 | 335 | 12 | 238.6622 | 122.2495 | 238.6006 | 318.6492 | 264.6879 | 224.9143 | 272.0415 | 250.856 | 158.9691 | 337.8532 | 327.629 | 326.5818 | 196.3722 | 225.7627 | 226.5242 | 312.9257 | 267.9174 | 347.5149 | 376.138 | 317.9571
8027 | 11 | 335 | 12 | 237.6832 | 123.0804 | 236.4988 | 316.6761 | 256.1492 | 219.6062 | 275.8883 | 251.713 | 162.4795 | 325.7381 | 322.747 | 310.1887 | 197.3724 | 222.8053 | 225.7026 | 308.4933 | 262.7487 | 337.5745 | 373.1137 | 314.7122
8028 | 12 | 335 | 12 | 236.8634 | 126.6568 | 233.7855 | 318.6665 | 262.3376 | 224.5526 | 274.6454 | 247.7505 | 164.9142 | 314.2396 | 322.7968 | 298.9688 | 195.5363 | 218.1199 | 219.5166 | 307.2309 | 264.6664 | 328.7764 | 375.3841 | 311.0793
8029 | 13 | 335 | 12 | 237.2952 | 123.8673 | 232.776 | 316.8377 | 265.4769 | 228.5826 | 273.2069 | 246.947 | 161.6157 | 317.5081 | 326.6528 | 306.0621 | 197.3512 | 214.4575 | 220.9534 | 306.7354 | 263.8581 | 327.5269 | 373.5846 | 312.0442
8030 | 14 | 335 | 12 | 237.8773 | 135.0457 | 232.45 | 317.9742 | 281.9516 | 226.5199 | 273.735 | 253.6327 | 162.8944 | 317.6555 | 328.7205 | 307.5308 | 212.7891 | 218.4743 | 219.59 | 309.864 | 281.6428 | 336.8912 | 379.2772 | 314.9384
8031 | 15 | 335 | 12 | 250.5044 | 157.2415 | 239.5688 | 329.1435 | 391.0849 | 294.8015 | 295.8667 | 267.1416 | 204.997 | 368.8864 | 334.286 | 343.9215 | 215.009 | 259.1826 | 234.4658 | 325.0485 | 355.6558 | 351.2607 | 397.2008 | 339.9618
8032 | 16 | 335 | 12 | 280.1046 | 179.4221 | 291.4401 | 366.7142 | 424.0135 | 378.9464 | 310.472 | 289.8355 | 235.7599 | 495.5628 | 377.4892 | 489.4818 | 220.6406 | 325.0311 | 290.7663 | 372.9087 | 408.3853 | 428.949 | 425.1337 | 433.5533
8033 | 17 | 335 | 12 | 288.0274 | 178.3376 | 349.5586 | 391.9754 | 426.6864 | 382.781 | 315.0219 | 293.6575 | 250.4747 | 513.903 | 390.2943 | 517.0823 | 230.6116 | 336.8527 | 327.1324 | 394.3891 | 409.2653 | 488.5828 | 428.893 | 457.0833
8034 | 18 | 335 | 12 | 287.0891 | 176.8429 | 344.7784 | 404.5922 | 426.5176 | 384.5159 | 313.8943 | 291.3508 | 246.3789 | 513.1774 | 392.5729 | 516.7285 | 230.5842 | 337.9467 | 325.4107 | 395.9262 | 403.3161 | 491.0449 | 428.0051 | 460.2234
8035 | 19 | 335 | 12 | 285.5735 | 175.8707 | 335.2811 | 399.0244 | 424.1432 | 380.2768 | 313.8117 | 293.7264 | 238.905 | 512.4421 | 387.1828 | 515.663 | 227.6974 | 333.9772 | 318.0013 | 394.9934 | 400.8749 | 491.6163 | 426.5172 | 462.1044
8036 | 20 | 335 | 12 | 284.7895 | 174.6578 | 323.58 | 396.9573 | 424.133 | 377.7442 | 312.641 | 293.7895 | 237.0465 | 507.833 | 386.3471 | 511.7703 | 231.7674 | 340.7224 | 307.9267 | 392.2993 | 404.6799 | 491.4483 | 426.6612 | 458.2768
8037 | 21 | 335 | 12 | 285.2625 | 178.5339 | 316.8206 | 396.0444 | 421.8312 | 380.3628 | 303.1552 | 290.6857 | 223.4926 | 505.7651 | 384.388 | 508.942 | 235.1842 | 342.0943 | 297.7731 | 396.6184 | 404.9926 | 492.7048 | 431.0391 | 463.3349
8038 | 22 | 335 | 12 | 286.377 | 179.2491 | 308.3369 | 426.9227 | 423.6916 | 388.7038 | 294.454 | 288.6699 | 218.2136 | 476.3588 | 382.0794 | 496.6806 | 240.8741 | 354.936 | 295.4825 | 400.2443 | 408.0972 | 513.4657 | 432.1173 | 470.5534
8039 | 23 | 335 | 12 | 286.3427 | 188.4423 | 309.9506 | 448.6892 | 417.0232 | 383.3726 | 291.8034 | 287.4172 | 204.9996 | 447.7326 | 389.6481 | 487.9848 | 241.3634 | 363.7992 | 299.4537 | 399.3489 | 415.4976 | 523.1708 | 434.0445 | 470.5451
8040 | 0 | 336 | 12 | 290.3124 | 203.035 | 301.0109 | 454.1751 | 417.8462 | 385.0311 | 287.2943 | 285.2658 | 201.4089 | 442.6405 | 387.0176 | 480.0662 | 243.9762 | 367.0242 | 292.4089 | 396.2075 | 420.1196 | 514.5901 | 438.156 | 455.0724
8041 | 1 | 336 | 12 | 293.9217 | 216.5669 | 302.8775 | 445.7143 | 414.7736 | 389.1709 | 288.7568 | 282.2245 | 198.7275 | 443.1845 | 385.5216 | 480.2005 | 245.7943 | 367.6833 | 290.6787 | 393.4575 | 421.1093 | 500.4524 | 440.5142 | 450.7752
8042 | 2 | 336 | 12 | 293.144 | 219.485 | 305.375 | 439.9365 | 413.4769 | 387.2165 | 286.9696 | 282.6296 | 200.963 | 440.8517 | 386.1963 | 477.1411 | 243.9413 | 373.3761 | 294.3117 | 393.2463 | 423.6709 | 503.7842 | 439.3301 | 446.2741
8043 | 3 | 336 | 12 | 293.5755 | 220.2533 | 307.6584 | 434.172 | 419.7909 | 394.6877 | 288.6704 | 280.1285 | 200.8688 | 439.6677 | 388.2653 | 479.6121 | 239.7942 | 378.7936 | 291.8118 | 390.8824 | 427.4139 | 502.3504 | 443.7282 | 446.8994
8044 | 4 | 336 | 12 | 292.5234 | 218.1302 | 311.9511 | 435.9308 | 421.8894 | 387.5124 | 286.1133 | 283.4516 | 198.1131 | 450.148 | 387.6738 | 490.9844 | 235.3917 | 370.969 | 301.7731 | 398.9193 | 426.5255 | 507.9439 | 434.9889 | 451.0308
8045 | 5 | 336 | 12 | 286.9558 | 204.6449 | 316.9813 | 441.9582 | 420.132 | 389.7058 | 288.6217 | 286.9681 | 194.3352 | 472.4464 | 380.0042 | 506.7661 | 229.8953 | 353.3806 | 310.6835 | 396.4016 | 419.7427 | 497.4262 | 436.2954 | 452.4993
8046 | 6 | 336 | 12 | 281.1339 | 190.1227 | 329.7756 | 431.7513 | 418.1169 | 378.7671 | 290.1539 | 288.3537 | 205.172 | 497.3905 | 376.7369 | 515.9289 | 223.8204 | 347.6741 | 310.0022 | 394.7577 | 409.9809 | 513.0614 | 430.3425 | 459.2423
8047 | 7 | 336 | 12 | 266.0925 | 135.31 | 291.8353 | 345.7998 | 337.1895 | 330.4922 | 284.1016 | 264.1253 | 196.3347 | 477.2507 | 382.7446 | 496.8569 | 211.1387 | 301.203 | 281.0885 | 350.3681 | 325.6288 | 480.8204 | 392.8049 | 445.3012
8048 | 8 | 336 | 12 | 245.1374 | 120.3693 | 246.4103 | 324.1418 | 283.5972 | 248.8506 | 270.103 | 256.4896 | 168.4581 | 387.1425 | 342.5899 | 379.703 | 203.4939 | 247.5483 | 235.2739 | 321.1006 | 292.3709 | 406.9927 | 380.5834 | 367.8388
8049 | 9 | 336 | 12 | 240.0549 | 121.3591 | 238.7582 | 320.6905 | 276.1781 | 225.2381 | 269.6448 | 250.9294 | 157.7523 | 336.7922 | 326.9726 | 334.1735 | 197.3175 | 227.2989 | 223.52 | 314.6599 | 278.0502 | 361.2966 | 376.6028 | 325.0648
8050 | 10 | 336 | 12 | 238.6622 | 122.2495 | 238.6006 | 318.6492 | 264.6879 | 224.9143 | 272.0415 | 250.856 | 158.9691 | 337.8532 | 327.629 | 326.5818 | 196.3722 | 225.7627 | 226.5242 | 312.9257 | 267.9174 | 347.5149 | 376.138 | 317.9571
8051 | 11 | 336 | 12 | 237.6832 | 123.0804 | 236.4988 | 316.6761 | 256.1492 | 219.6062 | 275.8883 | 251.713 | 162.4795 | 325.7381 | 322.747 | 310.1887 | 197.3724 | 222.8053 | 225.7026 | 308.4933 | 262.7487 | 337.5745 | 373.1137 | 314.7122
8052 | 12 | 336 | 12 | 236.8634 | 126.6568 | 233.7855 | 318.6665 | 262.3376 | 224.5526 | 274.6454 | 247.7505 | 164.9142 | 314.2396 | 322.7968 | 298.9688 | 195.5363 | 218.1199 | 219.5166 | 307.2309 | 264.6664 | 328.7764 | 375.3841 | 311.0793
8053 | 13 | 336 | 12 | 237.2952 | 123.8673 | 232.776 | 316.8377 | 265.4769 | 228.5826 | 273.2069 | 246.947 | 161.6157 | 317.5081 | 326.6528 | 306.0621 | 197.3512 | 214.4575 | 220.9534 | 306.7354 | 263.8581 | 327.5269 | 373.5846 | 312.0442
8054 | 14 | 336 | 12 | 237.8773 | 135.0457 | 232.45 | 317.9742 | 281.9516 | 226.5199 | 273.735 | 253.6327 | 162.8944 | 317.6555 | 328.7205 | 307.5308 | 212.7891 | 218.4743 | 219.59 | 309.864 | 281.6428 | 336.8912 | 379.2772 | 314.9384
8055 | 15 | 336 | 12 | 250.5044 | 157.2415 | 239.5688 | 329.1435 | 391.0849 | 294.8015 | 295.8667 | 267.1416 | 204.997 | 368.8864 | 334.286 | 343.9215 | 215.009 | 259.1826 | 234.4658 | 325.0485 | 355.6558 | 351.2607 | 397.2008 | 339.9618
8056 | 16 | 336 | 12 | 280.1046 | 179.4221 | 291.4401 | 366.7142 | 424.0135 | 378.9464 | 310.472 | 289.8355 | 235.7599 | 495.5628 | 377.4892 | 489.4818 | 220.6406 | 325.0311 | 290.7663 | 372.9087 | 408.3853 | 428.949 | 425.1337 | 433.5533
8057 | 17 | 336 | 12 | 288.0274 | 178.3376 | 349.5586 | 391.9754 | 426.6864 | 382.781 | 315.0219 | 293.6575 | 250.4747 | 513.903 | 390.2943 | 517.0823 | 230.6116 | 336.8527 | 327.1324 | 394.3891 | 409.2653 | 488.5828 | 428.893 | 457.0833
8058 | 18 | 336 | 12 | 287.0891 | 176.8429 | 344.7784 | 404.5922 | 426.5176 | 384.5159 | 313.8943 | 291.3508 | 246.3789 | 513.1774 | 392.5729 | 516.7285 | 230.5842 | 337.9467 | 325.4107 | 395.9262 | 403.3161 | 491.0449 | 428.0051 | 460.2234
8059 | 19 | 336 | 12 | 285.5735 | 175.8707 | 335.2811 | 399.0244 | 424.1432 | 380.2768 | 313.8117 | 293.7264 | 238.905 | 512.4421 | 387.1828 | 515.663 | 227.6974 | 333.9772 | 318.0013 | 394.9934 | 400.8749 | 491.6163 | 426.5172 | 462.1044
8060 | 20 | 336 | 12 | 284.7895 | 174.6578 | 323.58 | 396.9573 | 424.133 | 377.7442 | 312.641 | 293.7895 | 237.0465 | 507.833 | 386.3471 | 511.7703 | 231.7674 | 340.7224 | 307.9267 | 392.2993 | 404.6799 | 491.4483 | 426.6612 | 458.2768
8061 | 21 | 336 | 12 | 285.2625 | 178.5339 | 316.8206 | 396.0444 | 421.8312 | 380.3628 | 303.1552 | 290.6857 | 223.4926 | 505.7651 | 384.388 | 508.942 | 235.1842 | 342.0943 | 297.7731 | 396.6184 | 404.9926 | 492.7048 | 431.0391 | 463.3349
8062 | 22 | 336 | 12 | 286.377 | 179.2491 | 308.3369 | 426.9227 | 423.6916 | 388.7038 | 294.454 | 288.6699 | 218.2136 | 476.3588 | 382.0794 | 496.6806 | 240.8741 | 354.936 | 295.4825 | 400.2443 | 408.0972 | 513.4657 | 432.1173 | 470.5534
8063 | 23 | 336 | 12 | 286.3427 | 188.4423 | 309.9506 | 448.6892 | 417.0232 | 383.3726 | 291.8034 | 287.4172 | 204.9996 | 447.7326 | 389.6481 | 487.9848 | 241.3634 | 363.7992 | 299.4537 | 399.3489 | 415.4976 | 523.1708 | 434.0445 | 470.5451
8064 | 0 | 337 | 12 | 290.3124 | 203.035 | 301.0109 | 454.1751 | 417.8462 | 385.0311 | 287.2943 | 285.2658 | 201.4089 | 442.6405 | 387.0176 | 480.0662 | 243.9762 | 367.0242 | 292.4089 | 396.2075 | 420.1196 | 514.5901 | 438.156 | 455.0724
8065 | 1 | 337 | 12 | 293.9217 | 216.5669 | 302.8775 | 445.7143 | 414.7736 | 389.1709 | 288.7568 | 282.2245 | 198.7275 | 443.1845 | 385.5216 | 480.2005 | 245.7943 | 367.6833 | 290.6787 | 393.4575 | 421.1093 | 500.4524 | 440.5142 | 450.7752
8066 | 2 | 337 | 12 | 293.144 | 219.485 | 305.375 | 439.9365 | 413.4769 | 387.2165 | 286.9696 | 282.6296 | 200.963 | 440.8517 | 386.1963 | 477.1411 | 243.9413 | 373.3761 | 294.3117 | 393.2463 | 423.6709 | 503.7842 | 439.3301 | 446.2741
8067 | 3 | 337 | 12 | 293.5755 | 220.2533 | 307.6584 | 434.172 | 419.7909 | 394.6877 | 288.6704 | 280.1285 | 200.8688 | 439.6677 | 388.2653 | 479.6121 | 239.7942 | 378.7936 | 291.8118 | 390.8824 | 427.4139 | 502.3504 | 443.7282 | 446.8994
8068 | 4 | 337 | 12 | 292.5234 | 218.1302 | 311.9511 | 435.9308 | 421.8894 | 387.5124 | 286.1133 | 283.4516 | 198.1131 | 450.148 | 387.6738 | 490.9844 | 235.3917 | 370.969 | 301.7731 | 398.9193 | 426.5255 | 507.9439 | 434.9889 | 451.0308
8069 | 5 | 337 | 12 | 286.9558 | 204.6449 | 316.9813 | 441.9582 | 420.132 | 389.7058 | 288.6217 | 286.9681 | 194.3352 | 472.4464 | 380.0042 | 506.7661 | 229.8953 | 353.3806 | 310.6835 | 396.4016 | 419.7427 | 497.4262 | 436.2954 | 452.4993
8070 | 6 | 337 | 12 | 281.1339 | 190.1227 | 329.7756 | 431.7513 | 418.1169 | 378.7671 | 290.1539 | 288.3537 | 205.172 | 497.3905 | 376.7369 | 515.9289 | 223.8204 | 347.6741 | 310.0022 | 394.7577 | 409.9809 | 513.0614 | 430.3425 | 459.2423
8071 | 7 | 337 | 12 | 266.0925 | 135.31 | 291.8353 | 345.7998 | 337.1895 | 330.4922 | 284.1016 | 264.1253 | 196.3347 | 477.2507 | 382.7446 | 496.8569 | 211.1387 | 301.203 | 281.0885 | 350.3681 | 325.6288 | 480.8204 | 392.8049 | 445.3012
8072 | 8 | 337 | 12 | 245.1374 | 120.3693 | 246.4103 | 324.1418 | 283.5972 | 248.8506 | 270.103 | 256.4896 | 168.4581 | 387.1425 | 342.5899 | 379.703 | 203.4939 | 247.5483 | 235.2739 | 321.1006 | 292.3709 | 406.9927 | 380.5834 | 367.8388
8073 | 9 | 337 | 12 | 240.0549 | 121.3591 | 238.7582 | 320.6905 | 276.1781 | 225.2381 | 269.6448 | 250.9294 | 157.7523 | 336.7922 | 326.9726 | 334.1735 | 197.3175 | 227.2989 | 223.52 | 314.6599 | 278.0502 | 361.2966 | 376.6028 | 325.0648
8074 | 10 | 337 | 12 | 238.6622 | 122.2495 | 238.6006 | 318.6492 | 264.6879 | 224.9143 | 272.0415 | 250.856 | 158.9691 | 337.8532 | 327.629 | 326.5818 | 196.3722 | 225.7627 | 226.5242 | 312.9257 | 267.9174 | 347.5149 | 376.138 | 317.9571
8075 | 11 | 337 | 12 | 237.6832 | 123.0804 | 236.4988 | 316.6761 | 256.1492 | 219.6062 | 275.8883 | 251.713 | 162.4795 | 325.7381 | 322.747 | 310.1887 | 197.3724 | 222.8053 | 225.7026 | 308.4933 | 262.7487 | 337.5745 | 373.1137 | 314.7122
8076 | 12 | 337 | 12 | 236.8634 | 126.6568 | 233.7855 | 318.6665 | 262.3376 | 224.5526 | 274.6454 | 247.7505 | 164.9142 | 314.2396 | 322.7968 | 298.9688 | 195.5363 | 218.1199 | 219.5166 | 307.2309 | 264.6664 | 328.7764 | 375.3841 | 311.0793
8077 | 13 | 337 | 12 | 237.2952 | 123.8673 | 232.776 | 316.8377 | 265.4769 | 228.5826 | 273.2069 | 246.947 | 161.6157 | 317.5081 | 326.6528 | 306.0621 | 197.3512 | 214.4575 | 220.9534 | 306.7354 | 263.8581 | 327.5269 | 373.5846 | 312.0442
8078 | 14 | 337 | 12 | 237.8773 | 135.0457 | 232.45 | 317.9742 | 281.9516 | 226.5199 | 273.735 | 253.6327 | 162.8944 | 317.6555 | 328.7205 | 307.5308 | 212.7891 | 218.4743 | 219.59 | 309.864 | 281.6428 | 336.8912 | 379.2772 | 314.9384
8079 | 15 | 337 | 12 | 250.5044 | 157.2415 | 239.5688 | 329.1435 | 391.0849 | 294.8015 | 295.8667 | 267.1416 | 204.997 | 368.8864 | 334.286 | 343.9215 | 215.009 | 259.1826 | 234.4658 | 325.0485 | 355.6558 | 351.2607 | 397.2008 | 339.9618
8080 | 16 | 337 | 12 | 280.1046 | 179.4221 | 291.4401 | 366.7142 | 424.0135 | 378.9464 | 310.472 | 289.8355 | 235.7599 | 495.5628 | 377.4892 | 489.4818 | 220.6406 | 325.0311 | 290.7663 | 372.9087 | 408.3853 | 428.949 | 425.1337 | 433.5533
8081 | 17 | 337 | 12 | 288.0274 | 178.3376 | 349.5586 | 391.9754 | 426.6864 | 382.781 | 315.0219 | 293.6575 | 250.4747 | 513.903 | 390.2943 | 517.0823 | 230.6116 | 336.8527 | 327.1324 | 394.3891 | 409.2653 | 488.5828 | 428.893 | 457.0833
8082 | 18 | 337 | 12 | 287.0891 | 176.8429 | 344.7784 | 404.5922 | 426.5176 | 384.5159 | 313.8943 | 291.3508 | 246.3789 | 513.1774 | 392.5729 | 516.7285 | 230.5842 | 337.9467 | 325.4107 | 395.9262 | 403.3161 | 491.0449 | 428.0051 | 460.2234
8083 | 19 | 337 | 12 | 285.5735 | 175.8707 | 335.2811 | 399.0244 | 424.1432 | 380.2768 | 313.8117 | 293.7264 | 238.905 | 512.4421 | 387.1828 | 515.663 | 227.6974 | 333.9772 | 318.0013 | 394.9934 | 400.8749 | 491.6163 | 426.5172 | 462.1044
8084 | 20 | 337 | 12 | 284.7895 | 174.6578 | 323.58 | 396.9573 | 424.133 | 377.7442 | 312.641 | 293.7895 | 237.0465 | 507.833 | 386.3471 | 511.7703 | 231.7674 | 340.7224 | 307.9267 | 392.2993 | 404.6799 | 491.4483 | 426.6612 | 458.2768
8085 | 21 | 337 | 12 | 285.2625 | 178.5339 | 316.8206 | 396.0444 | 421.8312 | 380.3628 | 303.1552 | 290.6857 | 223.4926 | 505.7651 | 384.388 | 508.942 | 235.1842 | 342.0943 | 297.7731 | 396.6184 | 404.9926 | 492.7048 | 431.0391 | 463.3349
8086 | 22 | 337 | 12 | 286.377 | 179.2491 | 308.3369 | 426.9227 | 423.6916 | 388.7038 | 294.454 | 288.6699 | 218.2136 | 476.3588 | 382.0794 | 496.6806 | 240.8741 | 354.936 | 295.4825 | 400.2443 | 408.0972 | 513.4657 | 432.1173 | 470.5534
8087 | 23 | 337 | 12 | 286.3427 | 188.4423 | 309.9506 | 448.6892 | 417.0232 | 383.3726 | 291.8034 | 287.4172 | 204.9996 | 447.7326 | 389.6481 | 487.9848 | 241.3634 | 363.7992 | 299.4537 | 399.3489 | 415.4976 | 523.1708 | 434.0445 | 470.5451
8088 | 0 | 338 | 12 | 290.3124 | 203.035 | 301.0109 | 454.1751 | 417.8462 | 385.0311 | 287.2943 | 285.2658 | 201.4089 | 442.6405 | 387.0176 | 480.0662 | 243.9762 | 367.0242 | 292.4089 | 396.2075 | 420.1196 | 514.5901 | 438.156 | 455.0724
8089 | 1 | 338 | 12 | 293.9217 | 216.5669 | 302.8775 | 445.7143 | 414.7736 | 389.1709 | 288.7568 | 282.2245 | 198.7275 | 443.1845 | 385.5216 | 480.2005 | 245.7943 | 367.6833 | 290.6787 | 393.4575 | 421.1093 | 500.4524 | 440.5142 | 450.7752
8090 | 2 | 338 | 12 | 293.144 | 219.485 | 305.375 | 439.9365 | 413.4769 | 387.2165 | 286.9696 | 282.6296 | 200.963 | 440.8517 | 386.1963 | 477.1411 | 243.9413 | 373.3761 | 294.3117 | 393.2463 | 423.6709 | 503.7842 | 439.3301 | 446.2741
8091 | 3 | 338 | 12 | 293.5755 | 220.2533 | 307.6584 | 434.172 | 419.7909 | 394.6877 | 288.6704 | 280.1285 | 200.8688 | 439.6677 | 388.2653 | 479.6121 | 239.7942 | 378.7936 | 291.8118 | 390.8824 | 427.4139 | 502.3504 | 443.7282 | 446.8994
8092 | 4 | 338 | 12 | 292.5234 | 218.1302 | 311.9511 | 435.9308 | 421.8894 | 387.5124 | 286.1133 | 283.4516 | 198.1131 | 450.148 | 387.6738 | 490.9844 | 235.3917 | 370.969 | 301.7731 | 398.9193 | 426.5255 | 507.9439 | 434.9889 | 451.0308
8093 | 5 | 338 | 12 | 286.9558 | 204.6449 | 316.9813 | 441.9582 | 420.132 | 389.7058 | 288.6217 | 286.9681 | 194.3352 | 472.4464 | 380.0042 | 506.7661 | 229.8953 | 353.3806 | 310.6835 | 396.4016 | 419.7427 | 497.4262 | 436.2954 | 452.4993
8094 | 6 | 338 | 12 | 281.1339 | 190.1227 | 329.7756 | 431.7513 | 418.1169 | 378.7671 | 290.1539 | 288.3537 | 205.172 | 497.3905 | 376.7369 | 515.9289 | 223.8204 | 347.6741 | 310.0022 | 394.7577 | 409.9809 | 513.0614 | 430.3425 | 459.2423
8095 | 7 | 338 | 12 | 266.0925 | 135.31 | 291.8353 | 345.7998 | 337.1895 | 330.4922 | 284.1016 | 264.1253 | 196.3347 | 477.2507 | 382.7446 | 496.8569 | 211.1387 | 301.203 | 281.0885 | 350.3681 | 325.6288 | 480.8204 | 392.8049 | 445.3012
8096 | 8 | 338 | 12 | 245.1374 | 120.3693 | 246.4103 | 324.1418 | 283.5972 | 248.8506 | 270.103 | 256.4896 | 168.4581 | 387.1425 | 342.5899 | 379.703 | 203.4939 | 247.5483 | 235.2739 | 321.1006 | 292.3709 | 406.9927 | 380.5834 | 367.8388
8097 | 9 | 338 | 12 | 240.0549 | 121.3591 | 238.7582 | 320.6905 | 276.1781 | 225.2381 | 269.6448 | 250.9294 | 157.7523 | 336.7922 | 326.9726 | 334.1735 | 197.3175 | 227.2989 | 223.52 | 314.6599 | 278.0502 | 361.2966 | 376.6028 | 325.0648
8098 | 10 | 338 | 12 | 238.6622 | 122.2495 | 238.6006 | 318.6492 | 264.6879 | 224.9143 | 272.0415 | 250.856 | 158.9691 | 337.8532 | 327.629 | 326.5818 | 196.3722 | 225.7627 | 226.5242 | 312.9257 | 267.9174 | 347.5149 | 376.138 | 317.9571
8099 | 11 | 338 | 12 | 237.6832 | 123.0804 | 236.4988 | 316.6761 | 256.1492 | 219.6062 | 275.8883 | 251.713 | 162.4795 | 325.7381 | 322.747 | 310.1887 | 197.3724 | 222.8053 | 225.7026 | 308.4933 | 262.7487 | 337.5745 | 373.1137 | 314.7122
8100 | 12 | 338 | 12 | 236.8634 | 126.6568 | 233.7855 | 318.6665 | 262.3376 | 224.5526 | 274.6454 | 247.7505 | 164.9142 | 314.2396 | 322.7968 | 298.9688 | 195.5363 | 218.1199 | 219.5166 | 307.2309 | 264.6664 | 328.7764 | 375.3841 | 311.0793
8101 | 13 | 338 | 12 | 237.2952 | 123.8673 | 232.776 | 316.8377 | 265.4769 | 228.5826 | 273.2069 | 246.947 | 161.6157 | 317.5081 | 326.6528 | 306.0621 | 197.3512 | 214.4575 | 220.9534 | 306.7354 | 263.8581 | 327.5269 | 373.5846 | 312.0442
8102 | 14 | 338 | 12 | 237.8773 | 135.0457 | 232.45 | 317.9742 | 281.9516 | 226.5199 | 273.735 | 253.6327 | 162.8944 | 317.6555 | 328.7205 | 307.5308 | 212.7891 | 218.4743 | 219.59 | 309.864 | 281.6428 | 336.8912 | 379.2772 | 314.9384
8103 | 15 | 338 | 12 | 250.5044 | 157.2415 | 239.5688 | 329.1435 | 391.0849 | 294.8015 | 295.8667 | 267.1416 | 204.997 | 368.8864 | 334.286 | 343.9215 | 215.009 | 259.1826 | 234.4658 | 325.0485 | 355.6558 | 351.2607 | 397.2008 | 339.9618
8104 | 16 | 338 | 12 | 280.1046 | 179.4221 | 291.4401 | 366.7142 | 424.0135 | 378.9464 | 310.472 | 289.8355 | 235.7599 | 495.5628 | 377.4892 | 489.4818 | 220.6406 | 325.0311 | 290.7663 | 372.9087 | 408.3853 | 428.949 | 425.1337 | 433.5533
8105 | 17 | 338 | 12 | 288.0274 | 178.3376 | 349.5586 | 391.9754 | 426.6864 | 382.781 | 315.0219 | 293.6575 | 250.4747 | 513.903 | 390.2943 | 517.0823 | 230.6116 | 336.8527 | 327.1324 | 394.3891 | 409.2653 | 488.5828 | 428.893 | 457.0833
8106 | 18 | 338 | 12 | 287.0891 | 176.8429 | 344.7784 | 404.5922 | 426.5176 | 384.5159 | 313.8943 | 291.3508 | 246.3789 | 513.1774 | 392.5729 | 516.7285 | 230.5842 | 337.9467 | 325.4107 | 395.9262 | 403.3161 | 491.0449 | 428.0051 | 460.2234
8107 | 19 | 338 | 12 | 285.5735 | 175.8707 | 335.2811 | 399.0244 | 424.1432 | 380.2768 | 313.8117 | 293.7264 | 238.905 | 512.4421 | 387.1828 | 515.663 | 227.6974 | 333.9772 | 318.0013 | 394.9934 | 400.8749 | 491.6163 | 426.5172 | 462.1044
8108 | 20 | 338 | 12 | 284.7895 | 174.6578 | 323.58 | 396.9573 | 424.133 | 377.7442 | 312.641 | 293.7895 | 237.0465 | 507.833 | 386.3471 | 511.7703 | 231.7674 | 340.7224 | 307.9267 | 392.2993 | 404.6799 | 491.4483 | 426.6612 | 458.2768
8109 | 21 | 338 | 12 | 285.2625 | 178.5339 | 316.8206 | 396.0444 | 421.8312 | 380.3628 | 303.1552 | 290.6857 | 223.4926 | 505.7651 | 384.388 | 508.942 | 235.1842 | 342.0943 | 297.7731 | 396.6184 | 404.9926 | 492.7048 | 431.0391 | 463.3349
8110 | 22 | 338 | 12 | 286.377 | 179.2491 | 308.3369 | 426.9227 | 423.6916 | 388.7038 | 294.454 | 288.6699 | 218.2136 | 476.3588 | 382.0794 | 496.6806 | 240.8741 | 354.936 | 295.4825 | 400.2443 | 408.0972 | 513.4657 | 432.1173 | 470.5534
8111 | 23 | 338 | 12 | 286.3427 | 188.4423 | 309.9506 | 448.6892 | 417.0232 | 383.3726 | 291.8034 | 287.4172 | 204.9996 | 447.7326 | 389.6481 | 487.9848 | 241.3634 | 363.7992 | 299.4537 | 399.3489 | 415.4976 | 523.1708 | 434.0445 | 470.5451
8112 | 0 | 339 | 12 | 290.3124 | 203.035 | 301.0109 | 454.1751 | 417.8462 | 385.0311 | 287.2943 | 285.2658 | 201.4089 | 442.6405 | 387.0176 | 480.0662 | 243.9762 | 367.0242 | 292.4089 | 396.2075 | 420.1196 | 514.5901 | 438.156 | 455.0724
8113 | 1 | 339 | 12 | 293.9217 | 216.5669 | 302.8775 | 445.7143 | 414.7736 | 389.1709 | 288.7568 | 282.2245 | 198.7275 | 443.1845 | 385.5216 | 480.2005 | 245.7943 | 367.6833 | 290.6787 | 393.4575 | 421.1093 | 500.4524 | 440.5142 | 450.7752
8114 | 2 | 339 | 12 | 293.144 | 219.485 | 305.375 | 439.9365 | 413.4769 | 387.2165 | 286.9696 | 282.6296 | 200.963 | 440.8517 | 386.1963 | 477.1411 | 243.9413 | 373.3761 | 294.3117 | 393.2463 | 423.6709 | 503.7842 | 439.3301 | 446.2741
8115 | 3 | 339 | 12 | 293.5755 | 220.2533 | 307.6584 | 434.172 | 419.7909 | 394.6877 | 288.6704 | 280.1285 | 200.8688 | 439.6677 | 388.2653 | 479.6121 | 239.7942 | 378.7936 | 291.8118 | 390.8824 | 427.4139 | 502.3504 | 443.7282 | 446.8994
8116 | 4 | 339 | 12 | 292.5234 | 218.1302 | 311.9511 | 435.9308 | 421.8894 | 387.5124 | 286.1133 | 283.4516 | 198.1131 | 450.148 | 387.6738 | 490.9844 | 235.3917 | 370.969 | 301.7731 | 398.9193 | 426.5255 | 507.9439 | 434.9889 | 451.0308
8117 | 5 | 339 | 12 | 286.9558 | 204.6449 | 316.9813 | 441.9582 | 420.132 | 389.7058 | 288.6217 | 286.9681 | 194.3352 | 472.4464 | 380.0042 | 506.7661 | 229.8953 | 353.3806 | 310.6835 | 396.4016 | 419.7427 | 497.4262 | 436.2954 | 452.4993
8118 | 6 | 339 | 12 | 281.1339 | 190.1227 | 329.7756 | 431.7513 | 418.1169 | 378.7671 | 290.1539 | 288.3537 | 205.172 | 497.3905 | 376.7369 | 515.9289 | 223.8204 | 347.6741 | 310.0022 | 394.7577 | 409.9809 | 513.0614 | 430.3425 | 459.2423
8119 | 7 | 339 | 12 | 266.0925 | 135.31 | 291.8353 | 345.7998 | 337.1895 | 330.4922 | 284.1016 | 264.1253 | 196.3347 | 477.2507 | 382.7446 | 496.8569 | 211.1387 | 301.203 | 281.0885 | 350.3681 | 325.6288 | 480.8204 | 392.8049 | 445.3012
8120 | 8 | 339 | 12 | 245.1374 | 120.3693 | 246.4103 | 324.1418 | 283.5972 | 248.8506 | 270.103 | 256.4896 | 168.4581 | 387.1425 | 342.5899 | 379.703 | 203.4939 | 247.5483 | 235.2739 | 321.1006 | 292.3709 | 406.9927 | 380.5834 | 367.8388
8121 | 9 | 339 | 12 | 240.0549 | 121.3591 | 238.7582 | 320.6905 | 276.1781 | 225.2381 | 269.6448 | 250.9294 | 157.7523 | 336.7922 | 326.9726 | 334.1735 | 197.3175 | 227.2989 | 223.52 | 314.6599 | 278.0502 | 361.2966 | 376.6028 | 325.0648
8122 | 10 | 339 | 12 | 238.6622 | 122.2495 | 238.6006 | 318.6492 | 264.6879 | 224.9143 | 272.0415 | 250.856 | 158.9691 | 337.8532 | 327.629 | 326.5818 | 196.3722 | 225.7627 | 226.5242 | 312.9257 | 267.9174 | 347.5149 | 376.138 | 317.9571
8123 | 11 | 339 | 12 | 237.6832 | 123.0804 | 236.4988 | 316.6761 | 256.1492 | 219.6062 | 275.8883 | 251.713 | 162.4795 | 325.7381 | 322.747 | 310.1887 | 197.3724 | 222.8053 | 225.7026 | 308.4933 | 262.7487 | 337.5745 | 373.1137 | 314.7122
8124 | 12 | 339 | 12 | 236.8634 | 126.6568 | 233.7855 | 318.6665 | 262.3376 | 224.5526 | 274.6454 | 247.7505 | 164.9142 | 314.2396 | 322.7968 | 298.9688 | 195.5363 | 218.1199 | 219.5166 | 307.2309 | 264.6664 | 328.7764 | 375.3841 | 311.0793
8125 | 13 | 339 | 12 | 237.2952 | 123.8673 | 232.776 | 316.8377 | 265.4769 | 228.5826 | 273.2069 | 246.947 | 161.6157 | 317.5081 | 326.6528 | 306.0621 | 197.3512 | 214.4575 | 220.9534 | 306.7354 | 263.8581 | 327.5269 | 373.5846 | 312.0442
8126 | 14 | 339 | 12 | 237.8773 | 135.0457 | 232.45 | 317.9742 | 281.9516 | 226.5199 | 273.735 | 253.6327 | 162.8944 | 317.6555 | 328.7205 | 307.5308 | 212.7891 | 218.4743 | 219.59 | 309.864 | 281.6428 | 336.8912 | 379.2772 | 314.9384
8127 | 15 | 339 | 12 | 250.5044 | 157.2415 | 239.5688 | 329.1435 | 391.0849 | 294.8015 | 295.8667 | 267.1416 | 204.997 | 368.8864 | 334.286 | 343.9215 | 215.009 | 259.1826 | 234.4658 | 325.0485 | 355.6558 | 351.2607 | 397.2008 | 339.9618
8128 | 16 | 339 | 12 | 280.1046 | 179.4221 | 291.4401 | 366.7142 | 424.0135 | 378.9464 | 310.472 | 289.8355 | 235.7599 | 495.5628 | 377.4892 | 489.4818 | 220.6406 | 325.0311 | 290.7663 | 372.9087 | 408.3853 | 428.949 | 425.1337 | 433.5533
8129 | 17 | 339 | 12 | 288.0274 | 178.3376 | 349.5586 | 391.9754 | 426.6864 | 382.781 | 315.0219 | 293.6575 | 250.4747 | 513.903 | 390.2943 | 517.0823 | 230.6116 | 336.8527 | 327.1324 | 394.3891 | 409.2653 | 488.5828 | 428.893 | 457.0833
8130 | 18 | 339 | 12 | 287.0891 | 176.8429 | 344.7784 | 404.5922 | 426.5176 | 384.5159 | 313.8943 | 291.3508 | 246.3789 | 513.1774 | 392.5729 | 516.7285 | 230.5842 | 337.9467 | 325.4107 | 395.9262 | 403.3161 | 491.0449 | 428.0051 | 460.2234
8131 | 19 | 339 | 12 | 285.5735 | 175.8707 | 335.2811 | 399.0244 | 424.1432 | 380.2768 | 313.8117 | 293.7264 | 238.905 | 512.4421 | 387.1828 | 515.663 | 227.6974 | 333.9772 | 318.0013 | 394.9934 | 400.8749 | 491.6163 | 426.5172 | 462.1044
8132 | 20 | 339 | 12 | 284.7895 | 174.6578 | 323.58 | 396.9573 | 424.133 | 377.7442 | 312.641 | 293.7895 | 237.0465 | 507.833 | 386.3471 | 511.7703 | 231.7674 | 340.7224 | 307.9267 | 392.2993 | 404.6799 | 491.4483 | 426.6612 | 458.2768
8133 | 21 | 339 | 12 | 285.2625 | 178.5339 | 316.8206 | 396.0444 | 421.8312 | 380.3628 | 303.1552 | 290.6857 | 223.4926 | 505.7651 | 384.388 | 508.942 | 235.1842 | 342.0943 | 297.7731 | 396.6184 | 404.9926 | 492.7048 | 431.0391 | 463.3349
8134 | 22 | 339 | 12 | 286.377 | 179.2491 | 308.3369 | 426.9227 | 423.6916 | 388.7038 | 294.454 | 288.6699 | 218.2136 | 476.3588 | 382.0794 | 496.6806 | 240.8741 | 354.936 | 295.4825 | 400.2443 | 408.0972 | 513.4657 | 432.1173 | 470.5534
8135 | 23 | 339 | 12 | 286.3427 | 188.4423 | 309.9506 | 448.6892 | 417.0232 | 383.3726 | 291.8034 | 287.4172 | 204.9996 | 447.7326 | 389.6481 | 487.9848 | 241.3634 | 363.7992 | 299.4537 | 399.3489 | 415.4976 | 523.1708 | 434.0445 | 470.5451
8136 | 0 | 340 | 12 | 290.3124 | 203.035 | 301.0109 | 454.1751 | 417.8462 | 385.0311 | 287.2943 | 285.2658 | 201.4089 | 442.6405 | 387.0176 | 480.0662 | 243.9762 | 367.0242 | 292.4089 | 396.2075 | 420.1196 | 514.5901 | 438.156 | 455.0724
8137 | 1 | 340 | 12 | 293.9217 | 216.5669 | 302.8775 | 445.7143 | 414.7736 | 389.1709 | 288.7568 | 282.2245 | 198.7275 | 443.1845 | 385.5216 | 480.2005 | 245.7943 | 367.6833 | 290.6787 | 393.4575 | 421.1093 | 500.4524 | 440.5142 | 450.7752
8138 | 2 | 340 | 12 | 293.144 | 219.485 | 305.375 | 439.9365 | 413.4769 | 387.2165 | 286.9696 | 282.6296 | 200.963 | 440.8517 | 386.1963 | 477.1411 | 243.9413 | 373.3761 | 294.3117 | 393.2463 | 423.6709 | 503.7842 | 439.3301 | 446.2741
8139 | 3 | 340 | 12 | 293.5755 | 220.2533 | 307.6584 | 434.172 | 419.7909 | 394.6877 | 288.6704 | 280.1285 | 200.8688 | 439.6677 | 388.2653 | 479.6121 | 239.7942 | 378.7936 | 291.8118 | 390.8824 | 427.4139 | 502.3504 | 443.7282 | 446.8994
8140 | 4 | 340 | 12 | 292.5234 | 218.1302 | 311.9511 | 435.9308 | 421.8894 | 387.5124 | 286.1133 | 283.4516 | 198.1131 | 450.148 | 387.6738 | 490.9844 | 235.3917 | 370.969 | 301.7731 | 398.9193 | 426.5255 | 507.9439 | 434.9889 | 451.0308
8141 | 5 | 340 | 12 | 286.9558 | 204.6449 | 316.9813 | 441.9582 | 420.132 | 389.7058 | 288.6217 | 286.9681 | 194.3352 | 472.4464 | 380.0042 | 506.7661 | 229.8953 | 353.3806 | 310.6835 | 396.4016 | 419.7427 | 497.4262 | 436.2954 | 452.4993
8142 | 6 | 340 | 12 | 281.1339 | 190.1227 | 329.7756 | 431.7513 | 418.1169 | 378.7671 | 290.1539 | 288.3537 | 205.172 | 497.3905 | 376.7369 | 515.9289 | 223.8204 | 347.6741 | 310.0022 | 394.7577 | 409.9809 | 513.0614 | 430.3425 | 459.2423
8143 | 7 | 340 | 12 | 266.0925 | 135.31 | 291.8353 | 345.7998 | 337.1895 | 330.4922 | 284.1016 | 264.1253 | 196.3347 | 477.2507 | 382.7446 | 496.8569 | 211.1387 | 301.203 | 281.0885 | 350.3681 | 325.6288 | 480.8204 | 392.8049 | 445.3012
8144 | 8 | 340 | 12 | 245.1374 | 120.3693 | 246.4103 | 324.1418 | 283.5972 | 248.8506 | 270.103 | 256.4896 | 168.4581 | 387.1425 | 342.5899 | 379.703 | 203.4939 | 247.5483 | 235.2739 | 321.1006 | 292.3709 | 406.9927 | 380.5834 | 367.8388
8145 | 9 | 340 | 12 | 240.0549 | 121.3591 | 238.7582 | 320.6905 | 276.1781 | 225.2381 | 269.6448 | 250.9294 | 157.7523 | 336.7922 | 326.9726 | 334.1735 | 197.3175 | 227.2989 | 223.52 | 314.6599 | 278.0502 | 361.2966 | 376.6028 | 325.0648
8146 | 10 | 340 | 12 | 238.6622 | 122.2495 | 238.6006 | 318.6492 | 264.6879 | 224.9143 | 272.0415 | 250.856 | 158.9691 | 337.8532 | 327.629 | 326.5818 | 196.3722 | 225.7627 | 226.5242 | 312.9257 | 267.9174 | 347.5149 | 376.138 | 317.9571
8147 | 11 | 340 | 12 | 237.6832 | 123.0804 | 236.4988 | 316.6761 | 256.1492 | 219.6062 | 275.8883 | 251.713 | 162.4795 | 325.7381 | 322.747 | 310.1887 | 197.3724 | 222.8053 | 225.7026 | 308.4933 | 262.7487 | 337.5745 | 373.1137 | 314.7122
8148 | 12 | 340 | 12 | 236.8634 | 126.6568 | 233.7855 | 318.6665 | 262.3376 | 224.5526 | 274.6454 | 247.7505 | 164.9142 | 314.2396 | 322.7968 | 298.9688 | 195.5363 | 218.1199 | 219.5166 | 307.2309 | 264.6664 | 328.7764 | 375.3841 | 311.0793
8149 | 13 | 340 | 12 | 237.2952 | 123.8673 | 232.776 | 316.8377 | 265.4769 | 228.5826 | 273.2069 | 246.947 | 161.6157 | 317.5081 | 326.6528 | 306.0621 | 197.3512 | 214.4575 | 220.9534 | 306.7354 | 263.8581 | 327.5269 | 373.5846 | 312.0442
8150 | 14 | 340 | 12 | 237.8773 | 135.0457 | 232.45 | 317.9742 | 281.9516 | 226.5199 | 273.735 | 253.6327 | 162.8944 | 317.6555 | 328.7205 | 307.5308 | 212.7891 | 218.4743 | 219.59 | 309.864 | 281.6428 | 336.8912 | 379.2772 | 314.9384
8151 | 15 | 340 | 12 | 250.5044 | 157.2415 | 239.5688 | 329.1435 | 391.0849 | 294.8015 | 295.8667 | 267.1416 | 204.997 | 368.8864 | 334.286 | 343.9215 | 215.009 | 259.1826 | 234.4658 | 325.0485 | 355.6558 | 351.2607 | 397.2008 | 339.9618
8152 | 16 | 340 | 12 | 280.1046 | 179.4221 | 291.4401 | 366.7142 | 424.0135 | 378.9464 | 310.472 | 289.8355 | 235.7599 | 495.5628 | 377.4892 | 489.4818 | 220.6406 | 325.0311 | 290.7663 | 372.9087 | 408.3853 | 428.949 | 425.1337 | 433.5533
8153 | 17 | 340 | 12 | 288.0274 | 178.3376 | 349.5586 | 391.9754 | 426.6864 | 382.781 | 315.0219 | 293.6575 | 250.4747 | 513.903 | 390.2943 | 517.0823 | 230.6116 | 336.8527 | 327.1324 | 394.3891 | 409.2653 | 488.5828 | 428.893 | 457.0833
8154 | 18 | 340 | 12 | 287.0891 | 176.8429 | 344.7784 | 404.5922 | 426.5176 | 384.5159 | 313.8943 | 291.3508 | 246.3789 | 513.1774 | 392.5729 | 516.7285 | 230.5842 | 337.9467 | 325.4107 | 395.9262 | 403.3161 | 491.0449 | 428.0051 | 460.2234
8155 | 19 | 340 | 12 | 285.5735 | 175.8707 | 335.2811 | 399.0244 | 424.1432 | 380.2768 | 313.8117 | 293.7264 | 238.905 | 512.4421 | 387.1828 | 515.663 | 227.6974 | 333.9772 | 318.0013 | 394.9934 | 400.8749 | 491.6163 | 426.5172 | 462.1044
8156 | 20 | 340 | 12 | 284.7895 | 174.6578 | 323.58 | 396.9573 | 424.133 | 377.7442 | 312.641 | 293.7895 | 237.0465 | 507.833 | 386.3471 | 511.7703 | 231.7674 | 340.7224 | 307.9267 | 392.2993 | 404.6799 | 491.4483 | 426.6612 | 458.2768
8157 | 21 | 340 | 12 | 285.2625 | 178.5339 | 316.8206 | 396.0444 | 421.8312 | 380.3628 | 303.1552 | 290.6857 | 223.4926 | 505.7651 | 384.388 | 508.942 | 235.1842 | 342.0943 | 297.7731 | 396.6184 | 404.9926 | 492.7048 | 431.0391 | 463.3349
8158 | 22 | 340 | 12 | 286.377 | 179.2491 | 308.3369 | 426.9227 | 423.6916 | 388.7038 | 294.454 | 288.6699 | 218.2136 | 476.3588 | 382.0794 | 496.6806 | 240.8741 | 354.936 | 295.4825 | 400.2443 | 408.0972 | 513.4657 | 432.1173 | 470.5534
8159 | 23 | 340 | 12 | 286.3427 | 188.4423 | 309.9506 | 448.6892 | 417.0232 | 383.3726 | 291.8034 | 287.4172 | 204.9996 | 447.7326 | 389.6481 | 487.9848 | 241.3634 | 363.7992 | 299.4537 | 399.3489 | 415.4976 | 523.1708 | 434.0445 | 470.5451
8160 | 0 | 341 | 12 | 290.3124 | 203.035 | 301.0109 | 454.1751 | 417.8462 | 385.0311 | 287.2943 | 285.2658 | 201.4089 | 442.6405 | 387.0176 | 480.0662 | 243.9762 | 367.0242 | 292.4089 | 396.2075 | 420.1196 | 514.5901 | 438.156 | 455.0724
8161 | 1 | 341 | 12 | 293.9217 | 216.5669 | 302.8775 | 445.7143 | 414.7736 | 389.1709 | 288.7568 | 282.2245 | 198.7275 | 443.1845 | 385.5216 | 480.2005 | 245.7943 | 367.6833 | 290.6787 | 393.4575 | 421.1093 | 500.4524 | 440.5142 | 450.7752
8162 | 2 | 341 | 12 | 293.144 | 219.485 | 305.375 | 439.9365 | 413.4769 | 387.2165 | 286.9696 | 282.6296 | 200.963 | 440.8517 | 386.1963 | 477.1411 | 243.9413 | 373.3761 | 294.3117 | 393.2463 | 423.6709 | 503.7842 | 439.3301 | 446.2741
8163 | 3 | 341 | 12 | 293.5755 | 220.2533 | 307.6584 | 434.172 | 419.7909 | 394.6877 | 288.6704 | 280.1285 | 200.8688 | 439.6677 | 388.2653 | 479.6121 | 239.7942 | 378.7936 | 291.8118 | 390.8824 | 427.4139 | 502.3504 | 443.7282 | 446.8994
8164 | 4 | 341 | 12 | 292.5234 | 218.1302 | 311.9511 | 435.9308 | 421.8894 | 387.5124 | 286.1133 | 283.4516 | 198.1131 | 450.148 | 387.6738 | 490.9844 | 235.3917 | 370.969 | 301.7731 | 398.9193 | 426.5255 | 507.9439 | 434.9889 | 451.0308
8165 | 5 | 341 | 12 | 286.9558 | 204.6449 | 316.9813 | 441.9582 | 420.132 | 389.7058 | 288.6217 | 286.9681 | 194.3352 | 472.4464 | 380.0042 | 506.7661 | 229.8953 | 353.3806 | 310.6835 | 396.4016 | 419.7427 | 497.4262 | 436.2954 | 452.4993
8166 | 6 | 341 | 12 | 281.1339 | 190.1227 | 329.7756 | 431.7513 | 418.1169 | 378.7671 | 290.1539 | 288.3537 | 205.172 | 497.3905 | 376.7369 | 515.9289 | 223.8204 | 347.6741 | 310.0022 | 394.7577 | 409.9809 | 513.0614 | 430.3425 | 459.2423
8167 | 7 | 341 | 12 | 266.0925 | 135.31 | 291.8353 | 345.7998 | 337.1895 | 330.4922 | 284.1016 | 264.1253 | 196.3347 | 477.2507 | 382.7446 | 496.8569 | 211.1387 | 301.203 | 281.0885 | 350.3681 | 325.6288 | 480.8204 | 392.8049 | 445.3012
8168 | 8 | 341 | 12 | 245.1374 | 120.3693 | 246.4103 | 324.1418 | 283.5972 | 248.8506 | 270.103 | 256.4896 | 168.4581 | 387.1425 | 342.5899 | 379.703 | 203.4939 | 247.5483 | 235.2739 | 321.1006 | 292.3709 | 406.9927 | 380.5834 | 367.8388
8169 | 9 | 341 | 12 | 240.0549 | 121.3591 | 238.7582 | 320.6905 | 276.1781 | 225.2381 | 269.6448 | 250.9294 | 157.7523 | 336.7922 | 326.9726 | 334.1735 | 197.3175 | 227.2989 | 223.52 | 314.6599 | 278.0502 | 361.2966 | 376.6028 | 325.0648
8170 | 10 | 341 | 12 | 238.6622 | 122.2495 | 238.6006 | 318.6492 | 264.6879 | 224.9143 | 272.0415 | 250.856 | 158.9691 | 337.8532 | 327.629 | 326.5818 | 196.3722 | 225.7627 | 226.5242 | 312.9257 | 267.9174 | 347.5149 | 376.138 | 317.9571
8171 | 11 | 341 | 12 | 237.6832 | 123.0804 | 236.4988 | 316.6761 | 256.1492 | 219.6062 | 275.8883 | 251.713 | 162.4795 | 325.7381 | 322.747 | 310.1887 | 197.3724 | 222.8053 | 225.7026 | 308.4933 | 262.7487 | 337.5745 | 373.1137 | 314.7122
8172 | 12 | 341 | 12 | 236.8634 | 126.6568 | 233.7855 | 318.6665 | 262.3376 | 224.5526 | 274.6454 | 247.7505 | 164.9142 | 314.2396 | 322.7968 | 298.9688 | 195.5363 | 218.1199 | 219.5166 | 307.2309 | 264.6664 | 328.7764 | 375.3841 | 311.0793
8173 | 13 | 341 | 12 | 237.2952 | 123.8673 | 232.776 | 316.8377 | 265.4769 | 228.5826 | 273.2069 | 246.947 | 161.6157 | 317.5081 | 326.6528 | 306.0621 | 197.3512 | 214.4575 | 220.9534 | 306.7354 | 263.8581 | 327.5269 | 373.5846 | 312.0442
8174 | 14 | 341 | 12 | 237.8773 | 135.0457 | 232.45 | 317.9742 | 281.9516 | 226.5199 | 273.735 | 253.6327 | 162.8944 | 317.6555 | 328.7205 | 307.5308 | 212.7891 | 218.4743 | 219.59 | 309.864 | 281.6428 | 336.8912 | 379.2772 | 314.9384
8175 | 15 | 341 | 12 | 250.5044 | 157.2415 | 239.5688 | 329.1435 | 391.0849 | 294.8015 | 295.8667 | 267.1416 | 204.997 | 368.8864 | 334.286 | 343.9215 | 215.009 | 259.1826 | 234.4658 | 325.0485 | 355.6558 | 351.2607 | 397.2008 | 339.9618
8176 | 16 | 341 | 12 | 280.1046 | 179.4221 | 291.4401 | 366.7142 | 424.0135 | 378.9464 | 310.472 | 289.8355 | 235.7599 | 495.5628 | 377.4892 | 489.4818 | 220.6406 | 325.0311 | 290.7663 | 372.9087 | 408.3853 | 428.949 | 425.1337 | 433.5533
8177 | 17 | 341 | 12 | 288.0274 | 178.3376 | 349.5586 | 391.9754 | 426.6864 | 382.781 | 315.0219 | 293.6575 | 250.4747 | 513.903 | 390.2943 | 517.0823 | 230.6116 | 336.8527 | 327.1324 | 394.3891 | 409.2653 | 488.5828 | 428.893 | 457.0833
8178 | 18 | 341 | 12 | 287.0891 | 176.8429 | 344.7784 | 404.5922 | 426.5176 | 384.5159 | 313.8943 | 291.3508 | 246.3789 | 513.1774 | 392.5729 | 516.7285 | 230.5842 | 337.9467 | 325.4107 | 395.9262 | 403.3161 | 491.0449 | 428.0051 | 460.2234
8179 | 19 | 341 | 12 | 285.5735 | 175.8707 | 335.2811 | 399.0244 | 424.1432 | 380.2768 | 313.8117 | 293.7264 | 238.905 | 512.4421 | 387.1828 | 515.663 | 227.6974 | 333.9772 | 318.0013 | 394.9934 | 400.8749 | 491.6163 | 426.5172 | 462.1044
8180 | 20 | 341 | 12 | 284.7895 | 174.6578 | 323.58 | 396.9573 | 424.133 | 377.7442 | 312.641 | 293.7895 | 237.0465 | 507.833 | 386.3471 | 511.7703 | 231.7674 | 340.7224 | 307.9267 | 392.2993 | 404.6799 | 491.4483 | 426.6612 | 458.2768
8181 | 21 | 341 | 12 | 285.2625 | 178.5339 | 316.8206 | 396.0444 | 421.8312 | 380.3628 | 303.1552 | 290.6857 | 223.4926 | 505.7651 | 384.388 | 508.942 | 235.1842 | 342.0943 | 297.7731 | 396.6184 | 404.9926 | 492.7048 | 431.0391 | 463.3349
8182 | 22 | 341 | 12 | 286.377 | 179.2491 | 308.3369 | 426.9227 | 423.6916 | 388.7038 | 294.454 | 288.6699 | 218.2136 | 476.3588 | 382.0794 | 496.6806 | 240.8741 | 354.936 | 295.4825 | 400.2443 | 408.0972 | 513.4657 | 432.1173 | 470.5534
8183 | 23 | 341 | 12 | 286.3427 | 188.4423 | 309.9506 | 448.6892 | 417.0232 | 383.3726 | 291.8034 | 287.4172 | 204.9996 | 447.7326 | 389.6481 | 487.9848 | 241.3634 | 363.7992 | 299.4537 | 399.3489 | 415.4976 | 523.1708 | 434.0445 | 470.5451
8184 | 0 | 342 | 12 | 290.3124 | 203.035 | 301.0109 | 454.1751 | 417.8462 | 385.0311 | 287.2943 | 285.2658 | 201.4089 | 442.6405 | 387.0176 | 480.0662 | 243.9762 | 367.0242 | 292.4089 | 396.2075 | 420.1196 | 514.5901 | 438.156 | 455.0724
8185 | 1 | 342 | 12 | 293.9217 | 216.5669 | 302.8775 | 445.7143 | 414.7736 | 389.1709 | 288.7568 | 282.2245 | 198.7275 | 443.1845 | 385.5216 | 480.2005 | 245.7943 | 367.6833 | 290.6787 | 393.4575 | 421.1093 | 500.4524 | 440.5142 | 450.7752
8186 | 2 | 342 | 12 | 293.144 | 219.485 | 305.375 | 439.9365 | 413.4769 | 387.2165 | 286.9696 | 282.6296 | 200.963 | 440.8517 | 386.1963 | 477.1411 | 243.9413 | 373.3761 | 294.3117 | 393.2463 | 423.6709 | 503.7842 | 439.3301 | 446.2741
8187 | 3 | 342 | 12 | 293.5755 | 220.2533 | 307.6584 | 434.172 | 419.7909 | 394.6877 | 288.6704 | 280.1285 | 200.8688 | 439.6677 | 388.2653 | 479.6121 | 239.7942 | 378.7936 | 291.8118 | 390.8824 | 427.4139 | 502.3504 | 443.7282 | 446.8994
8188 | 4 | 342 | 12 | 292.5234 | 218.1302 | 311.9511 | 435.9308 | 421.8894 | 387.5124 | 286.1133 | 283.4516 | 198.1131 | 450.148 | 387.6738 | 490.9844 | 235.3917 | 370.969 | 301.7731 | 398.9193 | 426.5255 | 507.9439 | 434.9889 | 451.0308
8189 | 5 | 342 | 12 | 286.9558 | 204.6449 | 316.9813 | 441.9582 | 420.132 | 389.7058 | 288.6217 | 286.9681 | 194.3352 | 472.4464 | 380.0042 | 506.7661 | 229.8953 | 353.3806 | 310.6835 | 396.4016 | 419.7427 | 497.4262 | 436.2954 | 452.4993
8190 | 6 | 342 | 12 | 281.1339 | 190.1227 | 329.7756 | 431.7513 | 418.1169 | 378.7671 | 290.1539 | 288.3537 | 205.172 | 497.3905 | 376.7369 | 515.9289 | 223.8204 | 347.6741 | 310.0022 | 394.7577 | 409.9809 | 513.0614 | 430.3425 | 459.2423
8191 | 7 | 342 | 12 | 266.0925 | 135.31 | 291.8353 | 345.7998 | 337.1895 | 330.4922 | 284.1016 | 264.1253 | 196.3347 | 477.2507 | 382.7446 | 496.8569 | 211.1387 | 301.203 | 281.0885 | 350.3681 | 325.6288 | 480.8204 | 392.8049 | 445.3012
8192 | 8 | 342 | 12 | 245.1374 | 120.3693 | 246.4103 | 324.1418 | 283.5972 | 248.8506 | 270.103 | 256.4896 | 168.4581 | 387.1425 | 342.5899 | 379.703 | 203.4939 | 247.5483 | 235.2739 | 321.1006 | 292.3709 | 406.9927 | 380.5834 | 367.8388
8193 | 9 | 342 | 12 | 240.0549 | 121.3591 | 238.7582 | 320.6905 | 276.1781 | 225.2381 | 269.6448 | 250.9294 | 157.7523 | 336.7922 | 326.9726 | 334.1735 | 197.3175 | 227.2989 | 223.52 | 314.6599 | 278.0502 | 361.2966 | 376.6028 | 325.0648
8194 | 10 | 342 | 12 | 238.6622 | 122.2495 | 238.6006 | 318.6492 | 264.6879 | 224.9143 | 272.0415 | 250.856 | 158.9691 | 337.8532 | 327.629 | 326.5818 | 196.3722 | 225.7627 | 226.5242 | 312.9257 | 267.9174 | 347.5149 | 376.138 | 317.9571
8195 | 11 | 342 | 12 | 237.6832 | 123.0804 | 236.4988 | 316.6761 | 256.1492 | 219.6062 | 275.8883 | 251.713 | 162.4795 | 325.7381 | 322.747 | 310.1887 | 197.3724 | 222.8053 | 225.7026 | 308.4933 | 262.7487 | 337.5745 | 373.1137 | 314.7122
8196 | 12 | 342 | 12 | 236.8634 | 126.6568 | 233.7855 | 318.6665 | 262.3376 | 224.5526 | 274.6454 | 247.7505 | 164.9142 | 314.2396 | 322.7968 | 298.9688 | 195.5363 | 218.1199 | 219.5166 | 307.2309 | 264.6664 | 328.7764 | 375.3841 | 311.0793
8197 | 13 | 342 | 12 | 237.2952 | 123.8673 | 232.776 | 316.8377 | 265.4769 | 228.5826 | 273.2069 | 246.947 | 161.6157 | 317.5081 | 326.6528 | 306.0621 | 197.3512 | 214.4575 | 220.9534 | 306.7354 | 263.8581 | 327.5269 | 373.5846 | 312.0442
8198 | 14 | 342 | 12 | 237.8773 | 135.0457 | 232.45 | 317.9742 | 281.9516 | 226.5199 | 273.735 | 253.6327 | 162.8944 | 317.6555 | 328.7205 | 307.5308 | 212.7891 | 218.4743 | 219.59 | 309.864 | 281.6428 | 336.8912 | 379.2772 | 314.9384
8199 | 15 | 342 | 12 | 250.5044 | 157.2415 | 239.5688 | 329.1435 | 391.0849 | 294.8015 | 295.8667 | 267.1416 | 204.997 | 368.8864 | 334.286 | 343.9215 | 215.009 | 259.1826 | 234.4658 | 325.0485 | 355.6558 | 351.2607 | 397.2008 | 339.9618
8200 | 16 | 342 | 12 | 280.1046 | 179.4221 | 291.4401 | 366.7142 | 424.0135 | 378.9464 | 310.472 | 289.8355 | 235.7599 | 495.5628 | 377.4892 | 489.4818 | 220.6406 | 325.0311 | 290.7663 | 372.9087 | 408.3853 | 428.949 | 425.1337 | 433.5533
8201 | 17 | 342 | 12 | 288.0274 | 178.3376 | 349.5586 | 391.9754 | 426.6864 | 382.781 | 315.0219 | 293.6575 | 250.4747 | 513.903 | 390.2943 | 517.0823 | 230.6116 | 336.8527 | 327.1324 | 394.3891 | 409.2653 | 488.5828 | 428.893 | 457.0833
8202 | 18 | 342 | 12 | 287.0891 | 176.8429 | 344.7784 | 404.5922 | 426.5176 | 384.5159 | 313.8943 | 291.3508 | 246.3789 | 513.1774 | 392.5729 | 516.7285 | 230.5842 | 337.9467 | 325.4107 | 395.9262 | 403.3161 | 491.0449 | 428.0051 | 460.2234
8203 | 19 | 342 | 12 | 285.5735 | 175.8707 | 335.2811 | 399.0244 | 424.1432 | 380.2768 | 313.8117 | 293.7264 | 238.905 | 512.4421 | 387.1828 | 515.663 | 227.6974 | 333.9772 | 318.0013 | 394.9934 | 400.8749 | 491.6163 | 426.5172 | 462.1044
8204 | 20 | 342 | 12 | 284.7895 | 174.6578 | 323.58 | 396.9573 | 424.133 | 377.7442 | 312.641 | 293.7895 | 237.0465 | 507.833 | 386.3471 | 511.7703 | 231.7674 | 340.7224 | 307.9267 | 392.2993 | 404.6799 | 491.4483 | 426.6612 | 458.2768
8205 | 21 | 342 | 12 | 285.2625 | 178.5339 | 316.8206 | 396.0444 | 421.8312 | 380.3628 | 303.1552 | 290.6857 | 223.4926 | 505.7651 | 384.388 | 508.942 | 235.1842 | 342.0943 | 297.7731 | 396.6184 | 404.9926 | 492.7048 | 431.0391 | 463.3349
8206 | 22 | 342 | 12 | 286.377 | 179.2491 | 308.3369 | 426.9227 | 423.6916 | 388.7038 | 294.454 | 288.6699 | 218.2136 | 476.3588 | 382.0794 | 496.6806 | 240.8741 | 354.936 | 295.4825 | 400.2443 | 408.0972 | 513.4657 | 432.1173 | 470.5534
8207 | 23 | 342 | 12 | 286.3427 | 188.4423 | 309.9506 | 448.6892 | 417.0232 | 383.3726 | 291.8034 | 287.4172 | 204.9996 | 447.7326 | 389.6481 | 487.9848 | 241.3634 | 363.7992 | 299.4537 | 399.3489 | 415.4976 | 523.1708 | 434.0445 | 470.5451
8208 | 0 | 343 | 12 | 290.3124 | 203.035 | 301.0109 | 454.1751 | 417.8462 | 385.0311 | 287.2943 | 285.2658 | 201.4089 | 442.6405 | 387.0176 | 480.0662 | 243.9762 | 367.0242 | 292.4089 | 396.2075 | 420.1196 | 514.5901 | 438.156 | 455.0724
8209 | 1 | 343 | 12 | 293.9217 | 216.5669 | 302.8775 | 445.7143 | 414.7736 | 389.1709 | 288.7568 | 282.2245 | 198.7275 | 443.1845 | 385.5216 | 480.2005 | 245.7943 | 367.6833 | 290.6787 | 393.4575 | 421.1093 | 500.4524 | 440.5142 | 450.7752
8210 | 2 | 343 | 12 | 293.144 | 219.485 | 305.375 | 439.9365 | 413.4769 | 387.2165 | 286.9696 | 282.6296 | 200.963 | 440.8517 | 386.1963 | 477.1411 | 243.9413 | 373.3761 | 294.3117 | 393.2463 | 423.6709 | 503.7842 | 439.3301 | 446.2741
8211 | 3 | 343 | 12 | 293.5755 | 220.2533 | 307.6584 | 434.172 | 419.7909 | 394.6877 | 288.6704 | 280.1285 | 200.8688 | 439.6677 | 388.2653 | 479.6121 | 239.7942 | 378.7936 | 291.8118 | 390.8824 | 427.4139 | 502.3504 | 443.7282 | 446.8994
8212 | 4 | 343 | 12 | 292.5234 | 218.1302 | 311.9511 | 435.9308 | 421.8894 | 387.5124 | 286.1133 | 283.4516 | 198.1131 | 450.148 | 387.6738 | 490.9844 | 235.3917 | 370.969 | 301.7731 | 398.9193 | 426.5255 | 507.9439 | 434.9889 | 451.0308
8213 | 5 | 343 | 12 | 286.9558 | 204.6449 | 316.9813 | 441.9582 | 420.132 | 389.7058 | 288.6217 | 286.9681 | 194.3352 | 472.4464 | 380.0042 | 506.7661 | 229.8953 | 353.3806 | 310.6835 | 396.4016 | 419.7427 | 497.4262 | 436.2954 | 452.4993
8214 | 6 | 343 | 12 | 281.1339 | 190.1227 | 329.7756 | 431.7513 | 418.1169 | 378.7671 | 290.1539 | 288.3537 | 205.172 | 497.3905 | 376.7369 | 515.9289 | 223.8204 | 347.6741 | 310.0022 | 394.7577 | 409.9809 | 513.0614 | 430.3425 | 459.2423
8215 | 7 | 343 | 12 | 266.0925 | 135.31 | 291.8353 | 345.7998 | 337.1895 | 330.4922 | 284.1016 | 264.1253 | 196.3347 | 477.2507 | 382.7446 | 496.8569 | 211.1387 | 301.203 | 281.0885 | 350.3681 | 325.6288 | 480.8204 | 392.8049 | 445.3012
8216 | 8 | 343 | 12 | 245.1374 | 120.3693 | 246.4103 | 324.1418 | 283.5972 | 248.8506 | 270.103 | 256.4896 | 168.4581 | 387.1425 | 342.5899 | 379.703 | 203.4939 | 247.5483 | 235.2739 | 321.1006 | 292.3709 | 406.9927 | 380.5834 | 367.8388
8217 | 9 | 343 | 12 | 240.0549 | 121.3591 | 238.7582 | 320.6905 | 276.1781 | 225.2381 | 269.6448 | 250.9294 | 157.7523 | 336.7922 | 326.9726 | 334.1735 | 197.3175 | 227.2989 | 223.52 | 314.6599 | 278.0502 | 361.2966 | 376.6028 | 325.0648
8218 | 10 | 343 | 12 | 238.6622 | 122.2495 | 238.6006 | 318.6492 | 264.6879 | 224.9143 | 272.0415 | 250.856 | 158.9691 | 337.8532 | 327.629 | 326.5818 | 196.3722 | 225.7627 | 226.5242 | 312.9257 | 267.9174 | 347.5149 | 376.138 | 317.9571
8219 | 11 | 343 | 12 | 237.6832 | 123.0804 | 236.4988 | 316.6761 | 256.1492 | 219.6062 | 275.8883 | 251.713 | 162.4795 | 325.7381 | 322.747 | 310.1887 | 197.3724 | 222.8053 | 225.7026 | 308.4933 | 262.7487 | 337.5745 | 373.1137 | 314.7122
8220 | 12 | 343 | 12 | 236.8634 | 126.6568 | 233.7855 | 318.6665 | 262.3376 | 224.5526 | 274.6454 | 247.7505 | 164.9142 | 314.2396 | 322.7968 | 298.9688 | 195.5363 | 218.1199 | 219.5166 | 307.2309 | 264.6664 | 328.7764 | 375.3841 | 311.0793
8221 | 13 | 343 | 12 | 237.2952 | 123.8673 | 232.776 | 316.8377 | 265.4769 | 228.5826 | 273.2069 | 246.947 | 161.6157 | 317.5081 | 326.6528 | 306.0621 | 197.3512 | 214.4575 | 220.9534 | 306.7354 | 263.8581 | 327.5269 | 373.5846 | 312.0442
8222 | 14 | 343 | 12 | 237.8773 | 135.0457 | 232.45 | 317.9742 | 281.9516 | 226.5199 | 273.735 | 253.6327 | 162.8944 | 317.6555 | 328.7205 | 307.5308 | 212.7891 | 218.4743 | 219.59 | 309.864 | 281.6428 | 336.8912 | 379.2772 | 314.9384
8223 | 15 | 343 | 12 | 250.5044 | 157.2415 | 239.5688 | 329.1435 | 391.0849 | 294.8015 | 295.8667 | 267.1416 | 204.997 | 368.8864 | 334.286 | 343.9215 | 215.009 | 259.1826 | 234.4658 | 325.0485 | 355.6558 | 351.2607 | 397.2008 | 339.9618
8224 | 16 | 343 | 12 | 280.1046 | 179.4221 | 291.4401 | 366.7142 | 424.0135 | 378.9464 | 310.472 | 289.8355 | 235.7599 | 495.5628 | 377.4892 | 489.4818 | 220.6406 | 325.0311 | 290.7663 | 372.9087 | 408.3853 | 428.949 | 425.1337 | 433.5533
8225 | 17 | 343 | 12 | 288.0274 | 178.3376 | 349.5586 | 391.9754 | 426.6864 | 382.781 | 315.0219 | 293.6575 | 250.4747 | 513.903 | 390.2943 | 517.0823 | 230.6116 | 336.8527 | 327.1324 | 394.3891 | 409.2653 | 488.5828 | 428.893 | 457.0833
8226 | 18 | 343 | 12 | 287.0891 | 176.8429 | 344.7784 | 404.5922 | 426.5176 | 384.5159 | 313.8943 | 291.3508 | 246.3789 | 513.1774 | 392.5729 | 516.7285 | 230.5842 | 337.9467 | 325.4107 | 395.9262 | 403.3161 | 491.0449 | 428.0051 | 460.2234
8227 | 19 | 343 | 12 | 285.5735 | 175.8707 | 335.2811 | 399.0244 | 424.1432 | 380.2768 | 313.8117 | 293.7264 | 238.905 | 512.4421 | 387.1828 | 515.663 | 227.6974 | 333.9772 | 318.0013 | 394.9934 | 400.8749 | 491.6163 | 426.5172 | 462.1044
8228 | 20 | 343 | 12 | 284.7895 | 174.6578 | 323.58 | 396.9573 | 424.133 | 377.7442 | 312.641 | 293.7895 | 237.0465 | 507.833 | 386.3471 | 511.7703 | 231.7674 | 340.7224 | 307.9267 | 392.2993 | 404.6799 | 491.4483 | 426.6612 | 458.2768
8229 | 21 | 343 | 12 | 285.2625 | 178.5339 | 316.8206 | 396.0444 | 421.8312 | 380.3628 | 303.1552 | 290.6857 | 223.4926 | 505.7651 | 384.388 | 508.942 | 235.1842 | 342.0943 | 297.7731 | 396.6184 | 404.9926 | 492.7048 | 431.0391 | 463.3349
8230 | 22 | 343 | 12 | 286.377 | 179.2491 | 308.3369 | 426.9227 | 423.6916 | 388.7038 | 294.454 | 288.6699 | 218.2136 | 476.3588 | 382.0794 | 496.6806 | 240.8741 | 354.936 | 295.4825 | 400.2443 | 408.0972 | 513.4657 | 432.1173 | 470.5534
8231 | 23 | 343 | 12 | 286.3427 | 188.4423 | 309.9506 | 448.6892 | 417.0232 | 383.3726 | 291.8034 | 287.4172 | 204.9996 | 447.7326 | 389.6481 | 487.9848 | 241.3634 | 363.7992 | 299.4537 | 399.3489 | 415.4976 | 523.1708 | 434.0445 | 470.5451
8232 | 0 | 344 | 12 | 290.3124 | 203.035 | 301.0109 | 454.1751 | 417.8462 | 385.0311 | 287.2943 | 285.2658 | 201.4089 | 442.6405 | 387.0176 | 480.0662 | 243.9762 | 367.0242 | 292.4089 | 396.2075 | 420.1196 | 514.5901 | 438.156 | 455.0724
8233 | 1 | 344 | 12 | 293.9217 | 216.5669 | 302.8775 | 445.7143 | 414.7736 | 389.1709 | 288.7568 | 282.2245 | 198.7275 | 443.1845 | 385.5216 | 480.2005 | 245.7943 | 367.6833 | 290.6787 | 393.4575 | 421.1093 | 500.4524 | 440.5142 | 450.7752
8234 | 2 | 344 | 12 | 293.144 | 219.485 | 305.375 | 439.9365 | 413.4769 | 387.2165 | 286.9696 | 282.6296 | 200.963 | 440.8517 | 386.1963 | 477.1411 | 243.9413 | 373.3761 | 294.3117 | 393.2463 | 423.6709 | 503.7842 | 439.3301 | 446.2741
8235 | 3 | 344 | 12 | 293.5755 | 220.2533 | 307.6584 | 434.172 | 419.7909 | 394.6877 | 288.6704 | 280.1285 | 200.8688 | 439.6677 | 388.2653 | 479.6121 | 239.7942 | 378.7936 | 291.8118 | 390.8824 | 427.4139 | 502.3504 | 443.7282 | 446.8994
8236 | 4 | 344 | 12 | 292.5234 | 218.1302 | 311.9511 | 435.9308 | 421.8894 | 387.5124 | 286.1133 | 283.4516 | 198.1131 | 450.148 | 387.6738 | 490.9844 | 235.3917 | 370.969 | 301.7731 | 398.9193 | 426.5255 | 507.9439 | 434.9889 | 451.0308
8237 | 5 | 344 | 12 | 286.9558 | 204.6449 | 316.9813 | 441.9582 | 420.132 | 389.7058 | 288.6217 | 286.9681 | 194.3352 | 472.4464 | 380.0042 | 506.7661 | 229.8953 | 353.3806 | 310.6835 | 396.4016 | 419.7427 | 497.4262 | 436.2954 | 452.4993
8238 | 6 | 344 | 12 | 281.1339 | 190.1227 | 329.7756 | 431.7513 | 418.1169 | 378.7671 | 290.1539 | 288.3537 | 205.172 | 497.3905 | 376.7369 | 515.9289 | 223.8204 | 347.6741 | 310.0022 | 394.7577 | 409.9809 | 513.0614 | 430.3425 | 459.2423
8239 | 7 | 344 | 12 | 266.0925 | 135.31 | 291.8353 | 345.7998 | 337.1895 | 330.4922 | 284.1016 | 264.1253 | 196.3347 | 477.2507 | 382.7446 | 496.8569 | 211.1387 | 301.203 | 281.0885 | 350.3681 | 325.6288 | 480.8204 | 392.8049 | 445.3012
8240 | 8 | 344 | 12 | 245.1374 | 120.3693 | 246.4103 | 324.1418 | 283.5972 | 248.8506 | 270.103 | 256.4896 | 168.4581 | 387.1425 | 342.5899 | 379.703 | 203.4939 | 247.5483 | 235.2739 | 321.1006 | 292.3709 | 406.9927 | 380.5834 | 367.8388
8241 | 9 | 344 | 12 | 240.0549 | 121.3591 | 238.7582 | 320.6905 | 276.1781 | 225.2381 | 269.6448 | 250.9294 | 157.7523 | 336.7922 | 326.9726 | 334.1735 | 197.3175 | 227.2989 | 223.52 | 314.6599 | 278.0502 | 361.2966 | 376.6028 | 325.0648
8242 | 10 | 344 | 12 | 238.6622 | 122.2495 | 238.6006 | 318.6492 | 264.6879 | 224.9143 | 272.0415 | 250.856 | 158.9691 | 337.8532 | 327.629 | 326.5818 | 196.3722 | 225.7627 | 226.5242 | 312.9257 | 267.9174 | 347.5149 | 376.138 | 317.9571
8243 | 11 | 344 | 12 | 237.6832 | 123.0804 | 236.4988 | 316.6761 | 256.1492 | 219.6062 | 275.8883 | 251.713 | 162.4795 | 325.7381 | 322.747 | 310.1887 | 197.3724 | 222.8053 | 225.7026 | 308.4933 | 262.7487 | 337.5745 | 373.1137 | 314.7122
8244 | 12 | 344 | 12 | 236.8634 | 126.6568 | 233.7855 | 318.6665 | 262.3376 | 224.5526 | 274.6454 | 247.7505 | 164.9142 | 314.2396 | 322.7968 | 298.9688 | 195.5363 | 218.1199 | 219.5166 | 307.2309 | 264.6664 | 328.7764 | 375.3841 | 311.0793
8245 | 13 | 344 | 12 | 237.2952 | 123.8673 | 232.776 | 316.8377 | 265.4769 | 228.5826 | 273.2069 | 246.947 | 161.6157 | 317.5081 | 326.6528 | 306.0621 | 197.3512 | 214.4575 | 220.9534 | 306.7354 | 263.8581 | 327.5269 | 373.5846 | 312.0442
8246 | 14 | 344 | 12 | 237.8773 | 135.0457 | 232.45 | 317.9742 | 281.9516 | 226.5199 | 273.735 | 253.6327 | 162.8944 | 317.6555 | 328.7205 | 307.5308 | 212.7891 | 218.4743 | 219.59 | 309.864 | 281.6428 | 336.8912 | 379.2772 | 314.9384
8247 | 15 | 344 | 12 | 250.5044 | 157.2415 | 239.5688 | 329.1435 | 391.0849 | 294.8015 | 295.8667 | 267.1416 | 204.997 | 368.8864 | 334.286 | 343.9215 | 215.009 | 259.1826 | 234.4658 | 325.0485 | 355.6558 | 351.2607 | 397.2008 | 339.9618
8248 | 16 | 344 | 12 | 280.1046 | 179.4221 | 291.4401 | 366.7142 | 424.0135 | 378.9464 | 310.472 | 289.8355 | 235.7599 | 495.5628 | 377.4892 | 489.4818 | 220.6406 | 325.0311 | 290.7663 | 372.9087 | 408.3853 | 428.949 | 425.1337 | 433.5533
8249 | 17 | 344 | 12 | 288.0274 | 178.3376 | 349.5586 | 391.9754 | 426.6864 | 382.781 | 315.0219 | 293.6575 | 250.4747 | 513.903 | 390.2943 | 517.0823 | 230.6116 | 336.8527 | 327.1324 | 394.3891 | 409.2653 | 488.5828 | 428.893 | 457.0833
8250 | 18 | 344 | 12 | 287.0891 | 176.8429 | 344.7784 | 404.5922 | 426.5176 | 384.5159 | 313.8943 | 291.3508 | 246.3789 | 513.1774 | 392.5729 | 516.7285 | 230.5842 | 337.9467 | 325.4107 | 395.9262 | 403.3161 | 491.0449 | 428.0051 | 460.2234
8251 | 19 | 344 | 12 | 285.5735 | 175.8707 | 335.2811 | 399.0244 | 424.1432 | 380.2768 | 313.8117 | 293.7264 | 238.905 | 512.4421 | 387.1828 | 515.663 | 227.6974 | 333.9772 | 318.0013 | 394.9934 | 400.8749 | 491.6163 | 426.5172 | 462.1044
8252 | 20 | 344 | 12 | 284.7895 | 174.6578 | 323.58 | 396.9573 | 424.133 | 377.7442 | 312.641 | 293.7895 | 237.0465 | 507.833 | 386.3471 | 511.7703 | 231.7674 | 340.7224 | 307.9267 | 392.2993 | 404.6799 | 491.4483 | 426.6612 | 458.2768
8253 | 21 | 344 | 12 | 285.2625 | 178.5339 | 316.8206 | 396.0444 | 421.8312 | 380.3628 | 303.1552 | 290.6857 | 223.4926 | 505.7651 | 384.388 | 508.942 | 235.1842 | 342.0943 | 297.7731 | 396.6184 | 404.9926 | 492.7048 | 431.0391 | 463.3349
8254 | 22 | 344 | 12 | 286.377 | 179.2491 | 308.3369 | 426.9227 | 423.6916 | 388.7038 | 294.454 | 288.6699 | 218.2136 | 476.3588 | 382.0794 | 496.6806 | 240.8741 | 354.936 | 295.4825 | 400.2443 | 408.0972 | 513.4657 | 432.1173 | 470.5534
8255 | 23 | 344 | 12 | 286.3427 | 188.4423 | 309.9506 | 448.6892 | 417.0232 | 383.3726 | 291.8034 | 287.4172 | 204.9996 | 447.7326 | 389.6481 | 487.9848 | 241.3634 | 363.7992 | 299.4537 | 399.3489 | 415.4976 | 523.1708 | 434.0445 | 470.5451
8256 | 0 | 345 | 12 | 290.3124 | 203.035 | 301.0109 | 454.1751 | 417.8462 | 385.0311 | 287.2943 | 285.2658 | 201.4089 | 442.6405 | 387.0176 | 480.0662 | 243.9762 | 367.0242 | 292.4089 | 396.2075 | 420.1196 | 514.5901 | 438.156 | 455.0724
8257 | 1 | 345 | 12 | 293.9217 | 216.5669 | 302.8775 | 445.7143 | 414.7736 | 389.1709 | 288.7568 | 282.2245 | 198.7275 | 443.1845 | 385.5216 | 480.2005 | 245.7943 | 367.6833 | 290.6787 | 393.4575 | 421.1093 | 500.4524 | 440.5142 | 450.7752
8258 | 2 | 345 | 12 | 293.144 | 219.485 | 305.375 | 439.9365 | 413.4769 | 387.2165 | 286.9696 | 282.6296 | 200.963 | 440.8517 | 386.1963 | 477.1411 | 243.9413 | 373.3761 | 294.3117 | 393.2463 | 423.6709 | 503.7842 | 439.3301 | 446.2741
8259 | 3 | 345 | 12 | 293.5755 | 220.2533 | 307.6584 | 434.172 | 419.7909 | 394.6877 | 288.6704 | 280.1285 | 200.8688 | 439.6677 | 388.2653 | 479.6121 | 239.7942 | 378.7936 | 291.8118 | 390.8824 | 427.4139 | 502.3504 | 443.7282 | 446.8994
8260 | 4 | 345 | 12 | 292.5234 | 218.1302 | 311.9511 | 435.9308 | 421.8894 | 387.5124 | 286.1133 | 283.4516 | 198.1131 | 450.148 | 387.6738 | 490.9844 | 235.3917 | 370.969 | 301.7731 | 398.9193 | 426.5255 | 507.9439 | 434.9889 | 451.0308
8261 | 5 | 345 | 12 | 286.9558 | 204.6449 | 316.9813 | 441.9582 | 420.132 | 389.7058 | 288.6217 | 286.9681 | 194.3352 | 472.4464 | 380.0042 | 506.7661 | 229.8953 | 353.3806 | 310.6835 | 396.4016 | 419.7427 | 497.4262 | 436.2954 | 452.4993
8262 | 6 | 345 | 12 | 281.1339 | 190.1227 | 329.7756 | 431.7513 | 418.1169 | 378.7671 | 290.1539 | 288.3537 | 205.172 | 497.3905 | 376.7369 | 515.9289 | 223.8204 | 347.6741 | 310.0022 | 394.7577 | 409.9809 | 513.0614 | 430.3425 | 459.2423
8263 | 7 | 345 | 12 | 266.0925 | 135.31 | 291.8353 | 345.7998 | 337.1895 | 330.4922 | 284.1016 | 264.1253 | 196.3347 | 477.2507 | 382.7446 | 496.8569 | 211.1387 | 301.203 | 281.0885 | 350.3681 | 325.6288 | 480.8204 | 392.8049 | 445.3012
8264 | 8 | 345 | 12 | 245.1374 | 120.3693 | 246.4103 | 324.1418 | 283.5972 | 248.8506 | 270.103 | 256.4896 | 168.4581 | 387.1425 | 342.5899 | 379.703 | 203.4939 | 247.5483 | 235.2739 | 321.1006 | 292.3709 | 406.9927 | 380.5834 | 367.8388
8265 | 9 | 345 | 12 | 240.0549 | 121.3591 | 238.7582 | 320.6905 | 276.1781 | 225.2381 | 269.6448 | 250.9294 | 157.7523 | 336.7922 | 326.9726 | 334.1735 | 197.3175 | 227.2989 | 223.52 | 314.6599 | 278.0502 | 361.2966 | 376.6028 | 325.0648
8266 | 10 | 345 | 12 | 238.6622 | 122.2495 | 238.6006 | 318.6492 | 264.6879 | 224.9143 | 272.0415 | 250.856 | 158.9691 | 337.8532 | 327.629 | 326.5818 | 196.3722 | 225.7627 | 226.5242 | 312.9257 | 267.9174 | 347.5149 | 376.138 | 317.9571
8267 | 11 | 345 | 12 | 237.6832 | 123.0804 | 236.4988 | 316.6761 | 256.1492 | 219.6062 | 275.8883 | 251.713 | 162.4795 | 325.7381 | 322.747 | 310.1887 | 197.3724 | 222.8053 | 225.7026 | 308.4933 | 262.7487 | 337.5745 | 373.1137 | 314.7122
8268 | 12 | 345 | 12 | 236.8634 | 126.6568 | 233.7855 | 318.6665 | 262.3376 | 224.5526 | 274.6454 | 247.7505 | 164.9142 | 314.2396 | 322.7968 | 298.9688 | 195.5363 | 218.1199 | 219.5166 | 307.2309 | 264.6664 | 328.7764 | 375.3841 | 311.0793
8269 | 13 | 345 | 12 | 237.2952 | 123.8673 | 232.776 | 316.8377 | 265.4769 | 228.5826 | 273.2069 | 246.947 | 161.6157 | 317.5081 | 326.6528 | 306.0621 | 197.3512 | 214.4575 | 220.9534 | 306.7354 | 263.8581 | 327.5269 | 373.5846 | 312.0442
8270 | 14 | 345 | 12 | 237.8773 | 135.0457 | 232.45 | 317.9742 | 281.9516 | 226.5199 | 273.735 | 253.6327 | 162.8944 | 317.6555 | 328.7205 | 307.5308 | 212.7891 | 218.4743 | 219.59 | 309.864 | 281.6428 | 336.8912 | 379.2772 | 314.9384
8271 | 15 | 345 | 12 | 250.5044 | 157.2415 | 239.5688 | 329.1435 | 391.0849 | 294.8015 | 295.8667 | 267.1416 | 204.997 | 368.8864 | 334.286 | 343.9215 | 215.009 | 259.1826 | 234.4658 | 325.0485 | 355.6558 | 351.2607 | 397.2008 | 339.9618
8272 | 16 | 345 | 12 | 280.1046 | 179.4221 | 291.4401 | 366.7142 | 424.0135 | 378.9464 | 310.472 | 289.8355 | 235.7599 | 495.5628 | 377.4892 | 489.4818 | 220.6406 | 325.0311 | 290.7663 | 372.9087 | 408.3853 | 428.949 | 425.1337 | 433.5533
8273 | 17 | 345 | 12 | 288.0274 | 178.3376 | 349.5586 | 391.9754 | 426.6864 | 382.781 | 315.0219 | 293.6575 | 250.4747 | 513.903 | 390.2943 | 517.0823 | 230.6116 | 336.8527 | 327.1324 | 394.3891 | 409.2653 | 488.5828 | 428.893 | 457.0833
8274 | 18 | 345 | 12 | 287.0891 | 176.8429 | 344.7784 | 404.5922 | 426.5176 | 384.5159 | 313.8943 | 291.3508 | 246.3789 | 513.1774 | 392.5729 | 516.7285 | 230.5842 | 337.9467 | 325.4107 | 395.9262 | 403.3161 | 491.0449 | 428.0051 | 460.2234
8275 | 19 | 345 | 12 | 285.5735 | 175.8707 | 335.2811 | 399.0244 | 424.1432 | 380.2768 | 313.8117 | 293.7264 | 238.905 | 512.4421 | 387.1828 | 515.663 | 227.6974 | 333.9772 | 318.0013 | 394.9934 | 400.8749 | 491.6163 | 426.5172 | 462.1044
8276 | 20 | 345 | 12 | 284.7895 | 174.6578 | 323.58 | 396.9573 | 424.133 | 377.7442 | 312.641 | 293.7895 | 237.0465 | 507.833 | 386.3471 | 511.7703 | 231.7674 | 340.7224 | 307.9267 | 392.2993 | 404.6799 | 491.4483 | 426.6612 | 458.2768
8277 | 21 | 345 | 12 | 285.2625 | 178.5339 | 316.8206 | 396.0444 | 421.8312 | 380.3628 | 303.1552 | 290.6857 | 223.4926 | 505.7651 | 384.388 | 508.942 | 235.1842 | 342.0943 | 297.7731 | 396.6184 | 404.9926 | 492.7048 | 431.0391 | 463.3349
8278 | 22 | 345 | 12 | 286.377 | 179.2491 | 308.3369 | 426.9227 | 423.6916 | 388.7038 | 294.454 | 288.6699 | 218.2136 | 476.3588 | 382.0794 | 496.6806 | 240.8741 | 354.936 | 295.4825 | 400.2443 | 408.0972 | 513.4657 | 432.1173 | 470.5534
8279 | 23 | 345 | 12 | 286.3427 | 188.4423 | 309.9506 | 448.6892 | 417.0232 | 383.3726 | 291.8034 | 287.4172 | 204.9996 | 447.7326 | 389.6481 | 487.9848 | 241.3634 | 363.7992 | 299.4537 | 399.3489 | 415.4976 | 523.1708 | 434.0445 | 470.5451
8280 | 0 | 346 | 12 | 290.3124 | 203.035 | 301.0109 | 454.1751 | 417.8462 | 385.0311 | 287.2943 | 285.2658 | 201.4089 | 442.6405 | 387.0176 | 480.0662 | 243.9762 | 367.0242 | 292.4089 | 396.2075 | 420.1196 | 514.5901 | 438.156 | 455.0724
8281 | 1 | 346 | 12 | 293.9217 | 216.5669 | 302.8775 | 445.7143 | 414.7736 | 389.1709 | 288.7568 | 282.2245 | 198.7275 | 443.1845 | 385.5216 | 480.2005 | 245.7943 | 367.6833 | 290.6787 | 393.4575 | 421.1093 | 500.4524 | 440.5142 | 450.7752
8282 | 2 | 346 | 12 | 293.144 | 219.485 | 305.375 | 439.9365 | 413.4769 | 387.2165 | 286.9696 | 282.6296 | 200.963 | 440.8517 | 386.1963 | 477.1411 | 243.9413 | 373.3761 | 294.3117 | 393.2463 | 423.6709 | 503.7842 | 439.3301 | 446.2741
8283 | 3 | 346 | 12 | 293.5755 | 220.2533 | 307.6584 | 434.172 | 419.7909 | 394.6877 | 288.6704 | 280.1285 | 200.8688 | 439.6677 | 388.2653 | 479.6121 | 239.7942 | 378.7936 | 291.8118 | 390.8824 | 427.4139 | 502.3504 | 443.7282 | 446.8994
8284 | 4 | 346 | 12 | 292.5234 | 218.1302 | 311.9511 | 435.9308 | 421.8894 | 387.5124 | 286.1133 | 283.4516 | 198.1131 | 450.148 | 387.6738 | 490.9844 | 235.3917 | 370.969 | 301.7731 | 398.9193 | 426.5255 | 507.9439 | 434.9889 | 451.0308
8285 | 5 | 346 | 12 | 286.9558 | 204.6449 | 316.9813 | 441.9582 | 420.132 | 389.7058 | 288.6217 | 286.9681 | 194.3352 | 472.4464 | 380.0042 | 506.7661 | 229.8953 | 353.3806 | 310.6835 | 396.4016 | 419.7427 | 497.4262 | 436.2954 | 452.4993
8286 | 6 | 346 | 12 | 281.1339 | 190.1227 | 329.7756 | 431.7513 | 418.1169 | 378.7671 | 290.1539 | 288.3537 | 205.172 | 497.3905 | 376.7369 | 515.9289 | 223.8204 | 347.6741 | 310.0022 | 394.7577 | 409.9809 | 513.0614 | 430.3425 | 459.2423
8287 | 7 | 346 | 12 | 266.0925 | 135.31 | 291.8353 | 345.7998 | 337.1895 | 330.4922 | 284.1016 | 264.1253 | 196.3347 | 477.2507 | 382.7446 | 496.8569 | 211.1387 | 301.203 | 281.0885 | 350.3681 | 325.6288 | 480.8204 | 392.8049 | 445.3012
8288 | 8 | 346 | 12 | 245.1374 | 120.3693 | 246.4103 | 324.1418 | 283.5972 | 248.8506 | 270.103 | 256.4896 | 168.4581 | 387.1425 | 342.5899 | 379.703 | 203.4939 | 247.5483 | 235.2739 | 321.1006 | 292.3709 | 406.9927 | 380.5834 | 367.8388
8289 | 9 | 346 | 12 | 240.0549 | 121.3591 | 238.7582 | 320.6905 | 276.1781 | 225.2381 | 269.6448 | 250.9294 | 157.7523 | 336.7922 | 326.9726 | 334.1735 | 197.3175 | 227.2989 | 223.52 | 314.6599 | 278.0502 | 361.2966 | 376.6028 | 325.0648
8290 | 10 | 346 | 12 | 238.6622 | 122.2495 | 238.6006 | 318.6492 | 264.6879 | 224.9143 | 272.0415 | 250.856 | 158.9691 | 337.8532 | 327.629 | 326.5818 | 196.3722 | 225.7627 | 226.5242 | 312.9257 | 267.9174 | 347.5149 | 376.138 | 317.9571
8291 | 11 | 346 | 12 | 237.6832 | 123.0804 | 236.4988 | 316.6761 | 256.1492 | 219.6062 | 275.8883 | 251.713 | 162.4795 | 325.7381 | 322.747 | 310.1887 | 197.3724 | 222.8053 | 225.7026 | 308.4933 | 262.7487 | 337.5745 | 373.1137 | 314.7122
8292 | 12 | 346 | 12 | 236.8634 | 126.6568 | 233.7855 | 318.6665 | 262.3376 | 224.5526 | 274.6454 | 247.7505 | 164.9142 | 314.2396 | 322.7968 | 298.9688 | 195.5363 | 218.1199 | 219.5166 | 307.2309 | 264.6664 | 328.7764 | 375.3841 | 311.0793
8293 | 13 | 346 | 12 | 237.2952 | 123.8673 | 232.776 | 316.8377 | 265.4769 | 228.5826 | 273.2069 | 246.947 | 161.6157 | 317.5081 | 326.6528 | 306.0621 | 197.3512 | 214.4575 | 220.9534 | 306.7354 | 263.8581 | 327.5269 | 373.5846 | 312.0442
8294 | 14 | 346 | 12 | 237.8773 | 135.0457 | 232.45 | 317.9742 | 281.9516 | 226.5199 | 273.735 | 253.6327 | 162.8944 | 317.6555 | 328.7205 | 307.5308 | 212.7891 | 218.4743 | 219.59 | 309.864 | 281.6428 | 336.8912 | 379.2772 | 314.9384
8295 | 15 | 346 | 12 | 250.5044 | 157.2415 | 239.5688 | 329.1435 | 391.0849 | 294.8015 | 295.8667 | 267.1416 | 204.997 | 368.8864 | 334.286 | 343.9215 | 215.009 | 259.1826 | 234.4658 | 325.0485 | 355.6558 | 351.2607 | 397.2008 | 339.9618
8296 | 16 | 346 | 12 | 280.1046 | 179.4221 | 291.4401 | 366.7142 | 424.0135 | 378.9464 | 310.472 | 289.8355 | 235.7599 | 495.5628 | 377.4892 | 489.4818 | 220.6406 | 325.0311 | 290.7663 | 372.9087 | 408.3853 | 428.949 | 425.1337 | 433.5533
8297 | 17 | 346 | 12 | 288.0274 | 178.3376 | 349.5586 | 391.9754 | 426.6864 | 382.781 | 315.0219 | 293.6575 | 250.4747 | 513.903 | 390.2943 | 517.0823 | 230.6116 | 336.8527 | 327.1324 | 394.3891 | 409.2653 | 488.5828 | 428.893 | 457.0833
8298 | 18 | 346 | 12 | 287.0891 | 176.8429 | 344.7784 | 404.5922 | 426.5176 | 384.5159 | 313.8943 | 291.3508 | 246.3789 | 513.1774 | 392.5729 | 516.7285 | 230.5842 | 337.9467 | 325.4107 | 395.9262 | 403.3161 | 491.0449 | 428.0051 | 460.2234
8299 | 19 | 346 | 12 | 285.5735 | 175.8707 | 335.2811 | 399.0244 | 424.1432 | 380.2768 | 313.8117 | 293.7264 | 238.905 | 512.4421 | 387.1828 | 515.663 | 227.6974 | 333.9772 | 318.0013 | 394.9934 | 400.8749 | 491.6163 | 426.5172 | 462.1044
8300 | 20 | 346 | 12 | 284.7895 | 174.6578 | 323.58 | 396.9573 | 424.133 | 377.7442 | 312.641 | 293.7895 | 237.0465 | 507.833 | 386.3471 | 511.7703 | 231.7674 | 340.7224 | 307.9267 | 392.2993 | 404.6799 | 491.4483 | 426.6612 | 458.2768
8301 | 21 | 346 | 12 | 285.2625 | 178.5339 | 316.8206 | 396.0444 | 421.8312 | 380.3628 | 303.1552 | 290.6857 | 223.4926 | 505.7651 | 384.388 | 508.942 | 235.1842 | 342.0943 | 297.7731 | 396.6184 | 404.9926 | 492.7048 | 431.0391 | 463.3349
8302 | 22 | 346 | 12 | 286.377 | 179.2491 | 308.3369 | 426.9227 | 423.6916 | 388.7038 | 294.454 | 288.6699 | 218.2136 | 476.3588 | 382.0794 | 496.6806 | 240.8741 | 354.936 | 295.4825 | 400.2443 | 408.0972 | 513.4657 | 432.1173 | 470.5534
8303 | 23 | 346 | 12 | 286.3427 | 188.4423 | 309.9506 | 448.6892 | 417.0232 | 383.3726 | 291.8034 | 287.4172 | 204.9996 | 447.7326 | 389.6481 | 487.9848 | 241.3634 | 363.7992 | 299.4537 | 399.3489 | 415.4976 | 523.1708 | 434.0445 | 470.5451
8304 | 0 | 347 | 12 | 290.3124 | 203.035 | 301.0109 | 454.1751 | 417.8462 | 385.0311 | 287.2943 | 285.2658 | 201.4089 | 442.6405 | 387.0176 | 480.0662 | 243.9762 | 367.0242 | 292.4089 | 396.2075 | 420.1196 | 514.5901 | 438.156 | 455.0724
8305 | 1 | 347 | 12 | 293.9217 | 216.5669 | 302.8775 | 445.7143 | 414.7736 | 389.1709 | 288.7568 | 282.2245 | 198.7275 | 443.1845 | 385.5216 | 480.2005 | 245.7943 | 367.6833 | 290.6787 | 393.4575 | 421.1093 | 500.4524 | 440.5142 | 450.7752
8306 | 2 | 347 | 12 | 293.144 | 219.485 | 305.375 | 439.9365 | 413.4769 | 387.2165 | 286.9696 | 282.6296 | 200.963 | 440.8517 | 386.1963 | 477.1411 | 243.9413 | 373.3761 | 294.3117 | 393.2463 | 423.6709 | 503.7842 | 439.3301 | 446.2741
8307 | 3 | 347 | 12 | 293.5755 | 220.2533 | 307.6584 | 434.172 | 419.7909 | 394.6877 | 288.6704 | 280.1285 | 200.8688 | 439.6677 | 388.2653 | 479.6121 | 239.7942 | 378.7936 | 291.8118 | 390.8824 | 427.4139 | 502.3504 | 443.7282 | 446.8994
8308 | 4 | 347 | 12 | 292.5234 | 218.1302 | 311.9511 | 435.9308 | 421.8894 | 387.5124 | 286.1133 | 283.4516 | 198.1131 | 450.148 | 387.6738 | 490.9844 | 235.3917 | 370.969 | 301.7731 | 398.9193 | 426.5255 | 507.9439 | 434.9889 | 451.0308
8309 | 5 | 347 | 12 | 286.9558 | 204.6449 | 316.9813 | 441.9582 | 420.132 | 389.7058 | 288.6217 | 286.9681 | 194.3352 | 472.4464 | 380.0042 | 506.7661 | 229.8953 | 353.3806 | 310.6835 | 396.4016 | 419.7427 | 497.4262 | 436.2954 | 452.4993
8310 | 6 | 347 | 12 | 281.1339 | 190.1227 | 329.7756 | 431.7513 | 418.1169 | 378.7671 | 290.1539 | 288.3537 | 205.172 | 497.3905 | 376.7369 | 515.9289 | 223.8204 | 347.6741 | 310.0022 | 394.7577 | 409.9809 | 513.0614 | 430.3425 | 459.2423
8311 | 7 | 347 | 12 | 266.0925 | 135.31 | 291.8353 | 345.7998 | 337.1895 | 330.4922 | 284.1016 | 264.1253 | 196.3347 | 477.2507 | 382.7446 | 496.8569 | 211.1387 | 301.203 | 281.0885 | 350.3681 | 325.6288 | 480.8204 | 392.8049 | 445.3012
8312 | 8 | 347 | 12 | 245.1374 | 120.3693 | 246.4103 | 324.1418 | 283.5972 | 248.8506 | 270.103 | 256.4896 | 168.4581 | 387.1425 | 342.5899 | 379.703 | 203.4939 | 247.5483 | 235.2739 | 321.1006 | 292.3709 | 406.9927 | 380.5834 | 367.8388
8313 | 9 | 347 | 12 | 240.0549 | 121.3591 | 238.7582 | 320.6905 | 276.1781 | 225.2381 | 269.6448 | 250.9294 | 157.7523 | 336.7922 | 326.9726 | 334.1735 | 197.3175 | 227.2989 | 223.52 | 314.6599 | 278.0502 | 361.2966 | 376.6028 | 325.0648
8314 | 10 | 347 | 12 | 238.6622 | 122.2495 | 238.6006 | 318.6492 | 264.6879 | 224.9143 | 272.0415 | 250.856 | 158.9691 | 337.8532 | 327.629 | 326.5818 | 196.3722 | 225.7627 | 226.5242 | 312.9257 | 267.9174 | 347.5149 | 376.138 | 317.9571
8315 | 11 | 347 | 12 | 237.6832 | 123.0804 | 236.4988 | 316.6761 | 256.1492 | 219.6062 | 275.8883 | 251.713 | 162.4795 | 325.7381 | 322.747 | 310.1887 | 197.3724 | 222.8053 | 225.7026 | 308.4933 | 262.7487 | 337.5745 | 373.1137 | 314.7122
8316 | 12 | 347 | 12 | 236.8634 | 126.6568 | 233.7855 | 318.6665 | 262.3376 | 224.5526 | 274.6454 | 247.7505 | 164.9142 | 314.2396 | 322.7968 | 298.9688 | 195.5363 | 218.1199 | 219.5166 | 307.2309 | 264.6664 | 328.7764 | 375.3841 | 311.0793
8317 | 13 | 347 | 12 | 237.2952 | 123.8673 | 232.776 | 316.8377 | 265.4769 | 228.5826 | 273.2069 | 246.947 | 161.6157 | 317.5081 | 326.6528 | 306.0621 | 197.3512 | 214.4575 | 220.9534 | 306.7354 | 263.8581 | 327.5269 | 373.5846 | 312.0442
8318 | 14 | 347 | 12 | 237.8773 | 135.0457 | 232.45 | 317.9742 | 281.9516 | 226.5199 | 273.735 | 253.6327 | 162.8944 | 317.6555 | 328.7205 | 307.5308 | 212.7891 | 218.4743 | 219.59 | 309.864 | 281.6428 | 336.8912 | 379.2772 | 314.9384
8319 | 15 | 347 | 12 | 250.5044 | 157.2415 | 239.5688 | 329.1435 | 391.0849 | 294.8015 | 295.8667 | 267.1416 | 204.997 | 368.8864 | 334.286 | 343.9215 | 215.009 | 259.1826 | 234.4658 | 325.0485 | 355.6558 | 351.2607 | 397.2008 | 339.9618
8320 | 16 | 347 | 12 | 280.1046 | 179.4221 | 291.4401 | 366.7142 | 424.0135 | 378.9464 | 310.472 | 289.8355 | 235.7599 | 495.5628 | 377.4892 | 489.4818 | 220.6406 | 325.0311 | 290.7663 | 372.9087 | 408.3853 | 428.949 | 425.1337 | 433.5533
8321 | 17 | 347 | 12 | 288.0274 | 178.3376 | 349.5586 | 391.9754 | 426.6864 | 382.781 | 315.0219 | 293.6575 | 250.4747 | 513.903 | 390.2943 | 517.0823 | 230.6116 | 336.8527 | 327.1324 | 394.3891 | 409.2653 | 488.5828 | 428.893 | 457.0833
8322 | 18 | 347 | 12 | 287.0891 | 176.8429 | 344.7784 | 404.5922 | 426.5176 | 384.5159 | 313.8943 | 291.3508 | 246.3789 | 513.1774 | 392.5729 | 516.7285 | 230.5842 | 337.9467 | 325.4107 | 395.9262 | 403.3161 | 491.0449 | 428.0051 | 460.2234
8323 | 19 | 347 | 12 | 285.5735 | 175.8707 | 335.2811 | 399.0244 | 424.1432 | 380.2768 | 313.8117 | 293.7264 | 238.905 | 512.4421 | 387.1828 | 515.663 | 227.6974 | 333.9772 | 318.0013 | 394.9934 | 400.8749 | 491.6163 | 426.5172 | 462.1044
8324 | 20 | 347 | 12 | 284.7895 | 174.6578 | 323.58 | 396.9573 | 424.133 | 377.7442 | 312.641 | 293.7895 | 237.0465 | 507.833 | 386.3471 | 511.7703 | 231.7674 | 340.7224 | 307.9267 | 392.2993 | 404.6799 | 491.4483 | 426.6612 | 458.2768
8325 | 21 | 347 | 12 | 285.2625 | 178.5339 | 316.8206 | 396.0444 | 421.8312 | 380.3628 | 303.1552 | 290.6857 | 223.4926 | 505.7651 | 384.388 | 508.942 | 235.1842 | 342.0943 | 297.7731 | 396.6184 | 404.9926 | 492.7048 | 431.0391 | 463.3349
8326 | 22 | 347 | 12 | 286.377 | 179.2491 | 308.3369 | 426.9227 | 423.6916 | 388.7038 | 294.454 | 288.6699 | 218.2136 | 476.3588 | 382.0794 | 496.6806 | 240.8741 | 354.936 | 295.4825 | 400.2443 | 408.0972 | 513.4657 | 432.1173 | 470.5534
8327 | 23 | 347 | 12 | 286.3427 | 188.4423 | 309.9506 | 448.6892 | 417.0232 | 383.3726 | 291.8034 | 287.4172 | 204.9996 | 447.7326 | 389.6481 | 487.9848 | 241.3634 | 363.7992 | 299.4537 | 399.3489 | 415.4976 | 523.1708 | 434.0445 | 470.5451
8328 | 0 | 348 | 12 | 290.3124 | 203.035 | 301.0109 | 454.1751 | 417.8462 | 385.0311 | 287.2943 | 285.2658 | 201.4089 | 442.6405 | 387.0176 | 480.0662 | 243.9762 | 367.0242 | 292.4089 | 396.2075 | 420.1196 | 514.5901 | 438.156 | 455.0724
8329 | 1 | 348 | 12 | 293.9217 | 216.5669 | 302.8775 | 445.7143 | 414.7736 | 389.1709 | 288.7568 | 282.2245 | 198.7275 | 443.1845 | 385.5216 | 480.2005 | 245.7943 | 367.6833 | 290.6787 | 393.4575 | 421.1093 | 500.4524 | 440.5142 | 450.7752
8330 | 2 | 348 | 12 | 293.144 | 219.485 | 305.375 | 439.9365 | 413.4769 | 387.2165 | 286.9696 | 282.6296 | 200.963 | 440.8517 | 386.1963 | 477.1411 | 243.9413 | 373.3761 | 294.3117 | 393.2463 | 423.6709 | 503.7842 | 439.3301 | 446.2741
8331 | 3 | 348 | 12 | 293.5755 | 220.2533 | 307.6584 | 434.172 | 419.7909 | 394.6877 | 288.6704 | 280.1285 | 200.8688 | 439.6677 | 388.2653 | 479.6121 | 239.7942 | 378.7936 | 291.8118 | 390.8824 | 427.4139 | 502.3504 | 443.7282 | 446.8994
8332 | 4 | 348 | 12 | 292.5234 | 218.1302 | 311.9511 | 435.9308 | 421.8894 | 387.5124 | 286.1133 | 283.4516 | 198.1131 | 450.148 | 387.6738 | 490.9844 | 235.3917 | 370.969 | 301.7731 | 398.9193 | 426.5255 | 507.9439 | 434.9889 | 451.0308
8333 | 5 | 348 | 12 | 286.9558 | 204.6449 | 316.9813 | 441.9582 | 420.132 | 389.7058 | 288.6217 | 286.9681 | 194.3352 | 472.4464 | 380.0042 | 506.7661 | 229.8953 | 353.3806 | 310.6835 | 396.4016 | 419.7427 | 497.4262 | 436.2954 | 452.4993
8334 | 6 | 348 | 12 | 281.1339 | 190.1227 | 329.7756 | 431.7513 | 418.1169 | 378.7671 | 290.1539 | 288.3537 | 205.172 | 497.3905 | 376.7369 | 515.9289 | 223.8204 | 347.6741 | 310.0022 | 394.7577 | 409.9809 | 513.0614 | 430.3425 | 459.2423
8335 | 7 | 348 | 12 | 266.0925 | 135.31 | 291.8353 | 345.7998 | 337.1895 | 330.4922 | 284.1016 | 264.1253 | 196.3347 | 477.2507 | 382.7446 | 496.8569 | 211.1387 | 301.203 | 281.0885 | 350.3681 | 325.6288 | 480.8204 | 392.8049 | 445.3012
8336 | 8 | 348 | 12 | 245.1374 | 120.3693 | 246.4103 | 324.1418 | 283.5972 | 248.8506 | 270.103 | 256.4896 | 168.4581 | 387.1425 | 342.5899 | 379.703 | 203.4939 | 247.5483 | 235.2739 | 321.1006 | 292.3709 | 406.9927 | 380.5834 | 367.8388
8337 | 9 | 348 | 12 | 240.0549 | 121.3591 | 238.7582 | 320.6905 | 276.1781 | 225.2381 | 269.6448 | 250.9294 | 157.7523 | 336.7922 | 326.9726 | 334.1735 | 197.3175 | 227.2989 | 223.52 | 314.6599 | 278.0502 | 361.2966 | 376.6028 | 325.0648
8338 | 10 | 348 | 12 | 238.6622 | 122.2495 | 238.6006 | 318.6492 | 264.6879 | 224.9143 | 272.0415 | 250.856 | 158.9691 | 337.8532 | 327.629 | 326.5818 | 196.3722 | 225.7627 | 226.5242 | 312.9257 | 267.9174 | 347.5149 | 376.138 | 317.9571
8339 | 11 | 348 | 12 | 237.6832 | 123.0804 | 236.4988 | 316.6761 | 256.1492 | 219.6062 | 275.8883 | 251.713 | 162.4795 | 325.7381 | 322.747 | 310.1887 | 197.3724 | 222.8053 | 225.7026 | 308.4933 | 262.7487 | 337.5745 | 373.1137 | 314.7122
8340 | 12 | 348 | 12 | 236.8634 | 126.6568 | 233.7855 | 318.6665 | 262.3376 | 224.5526 | 274.6454 | 247.7505 | 164.9142 | 314.2396 | 322.7968 | 298.9688 | 195.5363 | 218.1199 | 219.5166 | 307.2309 | 264.6664 | 328.7764 | 375.3841 | 311.0793
8341 | 13 | 348 | 12 | 237.2952 | 123.8673 | 232.776 | 316.8377 | 265.4769 | 228.5826 | 273.2069 | 246.947 | 161.6157 | 317.5081 | 326.6528 | 306.0621 | 197.3512 | 214.4575 | 220.9534 | 306.7354 | 263.8581 | 327.5269 | 373.5846 | 312.0442
8342 | 14 | 348 | 12 | 237.8773 | 135.0457 | 232.45 | 317.9742 | 281.9516 | 226.5199 | 273.735 | 253.6327 | 162.8944 | 317.6555 | 328.7205 | 307.5308 | 212.7891 | 218.4743 | 219.59 | 309.864 | 281.6428 | 336.8912 | 379.2772 | 314.9384
8343 | 15 | 348 | 12 | 250.5044 | 157.2415 | 239.5688 | 329.1435 | 391.0849 | 294.8015 | 295.8667 | 267.1416 | 204.997 | 368.8864 | 334.286 | 343.9215 | 215.009 | 259.1826 | 234.4658 | 325.0485 | 355.6558 | 351.2607 | 397.2008 | 339.9618
8344 | 16 | 348 | 12 | 280.1046 | 179.4221 | 291.4401 | 366.7142 | 424.0135 | 378.9464 | 310.472 | 289.8355 | 235.7599 | 495.5628 | 377.4892 | 489.4818 | 220.6406 | 325.0311 | 290.7663 | 372.9087 | 408.3853 | 428.949 | 425.1337 | 433.5533
8345 | 17 | 348 | 12 | 288.0274 | 178.3376 | 349.5586 | 391.9754 | 426.6864 | 382.781 | 315.0219 | 293.6575 | 250.4747 | 513.903 | 390.2943 | 517.0823 | 230.6116 | 336.8527 | 327.1324 | 394.3891 | 409.2653 | 488.5828 | 428.893 | 457.0833
8346 | 18 | 348 | 12 | 287.0891 | 176.8429 | 344.7784 | 404.5922 | 426.5176 | 384.5159 | 313.8943 | 291.3508 | 246.3789 | 513.1774 | 392.5729 | 516.7285 | 230.5842 | 337.9467 | 325.4107 | 395.9262 | 403.3161 | 491.0449 | 428.0051 | 460.2234
8347 | 19 | 348 | 12 | 285.5735 | 175.8707 | 335.2811 | 399.0244 | 424.1432 | 380.2768 | 313.8117 | 293.7264 | 238.905 | 512.4421 | 387.1828 | 515.663 | 227.6974 | 333.9772 | 318.0013 | 394.9934 | 400.8749 | 491.6163 | 426.5172 | 462.1044
8348 | 20 | 348 | 12 | 284.7895 | 174.6578 | 323.58 | 396.9573 | 424.133 | 377.7442 | 312.641 | 293.7895 | 237.0465 | 507.833 | 386.3471 | 511.7703 | 231.7674 | 340.7224 | 307.9267 | 392.2993 | 404.6799 | 491.4483 | 426.6612 | 458.2768
8349 | 21 | 348 | 12 | 285.2625 | 178.5339 | 316.8206 | 396.0444 | 421.8312 | 380.3628 | 303.1552 | 290.6857 | 223.4926 | 505.7651 | 384.388 | 508.942 | 235.1842 | 342.0943 | 297.7731 | 396.6184 | 404.9926 | 492.7048 | 431.0391 | 463.3349
8350 | 22 | 348 | 12 | 286.377 | 179.2491 | 308.3369 | 426.9227 | 423.6916 | 388.7038 | 294.454 | 288.6699 | 218.2136 | 476.3588 | 382.0794 | 496.6806 | 240.8741 | 354.936 | 295.4825 | 400.2443 | 408.0972 | 513.4657 | 432.1173 | 470.5534
8351 | 23 | 348 | 12 | 286.3427 | 188.4423 | 309.9506 | 448.6892 | 417.0232 | 383.3726 | 291.8034 | 287.4172 | 204.9996 | 447.7326 | 389.6481 | 487.9848 | 241.3634 | 363.7992 | 299.4537 | 399.3489 | 415.4976 | 523.1708 | 434.0445 | 470.5451
8352 | 0 | 349 | 12 | 290.3124 | 203.035 | 301.0109 | 454.1751 | 417.8462 | 385.0311 | 287.2943 | 285.2658 | 201.4089 | 442.6405 | 387.0176 | 480.0662 | 243.9762 | 367.0242 | 292.4089 | 396.2075 | 420.1196 | 514.5901 | 438.156 | 455.0724
8353 | 1 | 349 | 12 | 293.9217 | 216.5669 | 302.8775 | 445.7143 | 414.7736 | 389.1709 | 288.7568 | 282.2245 | 198.7275 | 443.1845 | 385.5216 | 480.2005 | 245.7943 | 367.6833 | 290.6787 | 393.4575 | 421.1093 | 500.4524 | 440.5142 | 450.7752
8354 | 2 | 349 | 12 | 293.144 | 219.485 | 305.375 | 439.9365 | 413.4769 | 387.2165 | 286.9696 | 282.6296 | 200.963 | 440.8517 | 386.1963 | 477.1411 | 243.9413 | 373.3761 | 294.3117 | 393.2463 | 423.6709 | 503.7842 | 439.3301 | 446.2741
8355 | 3 | 349 | 12 | 293.5755 | 220.2533 | 307.6584 | 434.172 | 419.7909 | 394.6877 | 288.6704 | 280.1285 | 200.8688 | 439.6677 | 388.2653 | 479.6121 | 239.7942 | 378.7936 | 291.8118 | 390.8824 | 427.4139 | 502.3504 | 443.7282 | 446.8994
8356 | 4 | 349 | 12 | 292.5234 | 218.1302 | 311.9511 | 435.9308 | 421.8894 | 387.5124 | 286.1133 | 283.4516 | 198.1131 | 450.148 | 387.6738 | 490.9844 | 235.3917 | 370.969 | 301.7731 | 398.9193 | 426.5255 | 507.9439 | 434.9889 | 451.0308
8357 | 5 | 349 | 12 | 286.9558 | 204.6449 | 316.9813 | 441.9582 | 420.132 | 389.7058 | 288.6217 | 286.9681 | 194.3352 | 472.4464 | 380.0042 | 506.7661 | 229.8953 | 353.3806 | 310.6835 | 396.4016 | 419.7427 | 497.4262 | 436.2954 | 452.4993
8358 | 6 | 349 | 12 | 281.1339 | 190.1227 | 329.7756 | 431.7513 | 418.1169 | 378.7671 | 290.1539 | 288.3537 | 205.172 | 497.3905 | 376.7369 | 515.9289 | 223.8204 | 347.6741 | 310.0022 | 394.7577 | 409.9809 | 513.0614 | 430.3425 | 459.2423
8359 | 7 | 349 | 12 | 266.0925 | 135.31 | 291.8353 | 345.7998 | 337.1895 | 330.4922 | 284.1016 | 264.1253 | 196.3347 | 477.2507 | 382.7446 | 496.8569 | 211.1387 | 301.203 | 281.0885 | 350.3681 | 325.6288 | 480.8204 | 392.8049 | 445.3012
8360 | 8 | 349 | 12 | 245.1374 | 120.3693 | 246.4103 | 324.1418 | 283.5972 | 248.8506 | 270.103 | 256.4896 | 168.4581 | 387.1425 | 342.5899 | 379.703 | 203.4939 | 247.5483 | 235.2739 | 321.1006 | 292.3709 | 406.9927 | 380.5834 | 367.8388
8361 | 9 | 349 | 12 | 240.0549 | 121.3591 | 238.7582 | 320.6905 | 276.1781 | 225.2381 | 269.6448 | 250.9294 | 157.7523 | 336.7922 | 326.9726 | 334.1735 | 197.3175 | 227.2989 | 223.52 | 314.6599 | 278.0502 | 361.2966 | 376.6028 | 325.0648
8362 | 10 | 349 | 12 | 238.6622 | 122.2495 | 238.6006 | 318.6492 | 264.6879 | 224.9143 | 272.0415 | 250.856 | 158.9691 | 337.8532 | 327.629 | 326.5818 | 196.3722 | 225.7627 | 226.5242 | 312.9257 | 267.9174 | 347.5149 | 376.138 | 317.9571
8363 | 11 | 349 | 12 | 237.6832 | 123.0804 | 236.4988 | 316.6761 | 256.1492 | 219.6062 | 275.8883 | 251.713 | 162.4795 | 325.7381 | 322.747 | 310.1887 | 197.3724 | 222.8053 | 225.7026 | 308.4933 | 262.7487 | 337.5745 | 373.1137 | 314.7122
8364 | 12 | 349 | 12 | 236.8634 | 126.6568 | 233.7855 | 318.6665 | 262.3376 | 224.5526 | 274.6454 | 247.7505 | 164.9142 | 314.2396 | 322.7968 | 298.9688 | 195.5363 | 218.1199 | 219.5166 | 307.2309 | 264.6664 | 328.7764 | 375.3841 | 311.0793
8365 | 13 | 349 | 12 | 237.2952 | 123.8673 | 232.776 | 316.8377 | 265.4769 | 228.5826 | 273.2069 | 246.947 | 161.6157 | 317.5081 | 326.6528 | 306.0621 | 197.3512 | 214.4575 | 220.9534 | 306.7354 | 263.8581 | 327.5269 | 373.5846 | 312.0442
8366 | 14 | 349 | 12 | 237.8773 | 135.0457 | 232.45 | 317.9742 | 281.9516 | 226.5199 | 273.735 | 253.6327 | 162.8944 | 317.6555 | 328.7205 | 307.5308 | 212.7891 | 218.4743 | 219.59 | 309.864 | 281.6428 | 336.8912 | 379.2772 | 314.9384
8367 | 15 | 349 | 12 | 250.5044 | 157.2415 | 239.5688 | 329.1435 | 391.0849 | 294.8015 | 295.8667 | 267.1416 | 204.997 | 368.8864 | 334.286 | 343.9215 | 215.009 | 259.1826 | 234.4658 | 325.0485 | 355.6558 | 351.2607 | 397.2008 | 339.9618
8368 | 16 | 349 | 12 | 280.1046 | 179.4221 | 291.4401 | 366.7142 | 424.0135 | 378.9464 | 310.472 | 289.8355 | 235.7599 | 495.5628 | 377.4892 | 489.4818 | 220.6406 | 325.0311 | 290.7663 | 372.9087 | 408.3853 | 428.949 | 425.1337 | 433.5533
8369 | 17 | 349 | 12 | 288.0274 | 178.3376 | 349.5586 | 391.9754 | 426.6864 | 382.781 | 315.0219 | 293.6575 | 250.4747 | 513.903 | 390.2943 | 517.0823 | 230.6116 | 336.8527 | 327.1324 | 394.3891 | 409.2653 | 488.5828 | 428.893 | 457.0833
8370 | 18 | 349 | 12 | 287.0891 | 176.8429 | 344.7784 | 404.5922 | 426.5176 | 384.5159 | 313.8943 | 291.3508 | 246.3789 | 513.1774 | 392.5729 | 516.7285 | 230.5842 | 337.9467 | 325.4107 | 395.9262 | 403.3161 | 491.0449 | 428.0051 | 460.2234
8371 | 19 | 349 | 12 | 285.5735 | 175.8707 | 335.2811 | 399.0244 | 424.1432 | 380.2768 | 313.8117 | 293.7264 | 238.905 | 512.4421 | 387.1828 | 515.663 | 227.6974 | 333.9772 | 318.0013 | 394.9934 | 400.8749 | 491.6163 | 426.5172 | 462.1044
8372 | 20 | 349 | 12 | 284.7895 | 174.6578 | 323.58 | 396.9573 | 424.133 | 377.7442 | 312.641 | 293.7895 | 237.0465 | 507.833 | 386.3471 | 511.7703 | 231.7674 | 340.7224 | 307.9267 | 392.2993 | 404.6799 | 491.4483 | 426.6612 | 458.2768
8373 | 21 | 349 | 12 | 285.2625 | 178.5339 | 316.8206 | 396.0444 | 421.8312 | 380.3628 | 303.1552 | 290.6857 | 223.4926 | 505.7651 | 384.388 | 508.942 | 235.1842 | 342.0943 | 297.7731 | 396.6184 | 404.9926 | 492.7048 | 431.0391 | 463.3349
8374 | 22 | 349 | 12 | 286.377 | 179.2491 | 308.3369 | 426.9227 | 423.6916 | 388.7038 | 294.454 | 288.6699 | 218.2136 | 476.3588 | 382.0794 | 496.6806 | 240.8741 | 354.936 | 295.4825 | 400.2443 | 408.0972 | 513.4657 | 432.1173 | 470.5534
8375 | 23 | 349 | 12 | 286.3427 | 188.4423 | 309.9506 | 448.6892 | 417.0232 | 383.3726 | 291.8034 | 287.4172 | 204.9996 | 447.7326 | 389.6481 | 487.9848 | 241.3634 | 363.7992 | 299.4537 | 399.3489 | 415.4976 | 523.1708 | 434.0445 | 470.5451
8376 | 0 | 350 | 12 | 290.3124 | 203.035 | 301.0109 | 454.1751 | 417.8462 | 385.0311 | 287.2943 | 285.2658 | 201.4089 | 442.6405 | 387.0176 | 480.0662 | 243.9762 | 367.0242 | 292.4089 | 396.2075 | 420.1196 | 514.5901 | 438.156 | 455.0724
8377 | 1 | 350 | 12 | 293.9217 | 216.5669 | 302.8775 | 445.7143 | 414.7736 | 389.1709 | 288.7568 | 282.2245 | 198.7275 | 443.1845 | 385.5216 | 480.2005 | 245.7943 | 367.6833 | 290.6787 | 393.4575 | 421.1093 | 500.4524 | 440.5142 | 450.7752
8378 | 2 | 350 | 12 | 293.144 | 219.485 | 305.375 | 439.9365 | 413.4769 | 387.2165 | 286.9696 | 282.6296 | 200.963 | 440.8517 | 386.1963 | 477.1411 | 243.9413 | 373.3761 | 294.3117 | 393.2463 | 423.6709 | 503.7842 | 439.3301 | 446.2741
8379 | 3 | 350 | 12 | 293.5755 | 220.2533 | 307.6584 | 434.172 | 419.7909 | 394.6877 | 288.6704 | 280.1285 | 200.8688 | 439.6677 | 388.2653 | 479.6121 | 239.7942 | 378.7936 | 291.8118 | 390.8824 | 427.4139 | 502.3504 | 443.7282 | 446.8994
8380 | 4 | 350 | 12 | 292.5234 | 218.1302 | 311.9511 | 435.9308 | 421.8894 | 387.5124 | 286.1133 | 283.4516 | 198.1131 | 450.148 | 387.6738 | 490.9844 | 235.3917 | 370.969 | 301.7731 | 398.9193 | 426.5255 | 507.9439 | 434.9889 | 451.0308
8381 | 5 | 350 | 12 | 286.9558 | 204.6449 | 316.9813 | 441.9582 | 420.132 | 389.7058 | 288.6217 | 286.9681 | 194.3352 | 472.4464 | 380.0042 | 506.7661 | 229.8953 | 353.3806 | 310.6835 | 396.4016 | 419.7427 | 497.4262 | 436.2954 | 452.4993
8382 | 6 | 350 | 12 | 281.1339 | 190.1227 | 329.7756 | 431.7513 | 418.1169 | 378.7671 | 290.1539 | 288.3537 | 205.172 | 497.3905 | 376.7369 | 515.9289 | 223.8204 | 347.6741 | 310.0022 | 394.7577 | 409.9809 | 513.0614 | 430.3425 | 459.2423
8383 | 7 | 350 | 12 | 266.0925 | 135.31 | 291.8353 | 345.7998 | 337.1895 | 330.4922 | 284.1016 | 264.1253 | 196.3347 | 477.2507 | 382.7446 | 496.8569 | 211.1387 | 301.203 | 281.0885 | 350.3681 | 325.6288 | 480.8204 | 392.8049 | 445.3012
8384 | 8 | 350 | 12 | 245.1374 | 120.3693 | 246.4103 | 324.1418 | 283.5972 | 248.8506 | 270.103 | 256.4896 | 168.4581 | 387.1425 | 342.5899 | 379.703 | 203.4939 | 247.5483 | 235.2739 | 321.1006 | 292.3709 | 406.9927 | 380.5834 | 367.8388
8385 | 9 | 350 | 12 | 240.0549 | 121.3591 | 238.7582 | 320.6905 | 276.1781 | 225.2381 | 269.6448 | 250.9294 | 157.7523 | 336.7922 | 326.9726 | 334.1735 | 197.3175 | 227.2989 | 223.52 | 314.6599 | 278.0502 | 361.2966 | 376.6028 | 325.0648
8386 | 10 | 350 | 12 | 238.6622 | 122.2495 | 238.6006 | 318.6492 | 264.6879 | 224.9143 | 272.0415 | 250.856 | 158.9691 | 337.8532 | 327.629 | 326.5818 | 196.3722 | 225.7627 | 226.5242 | 312.9257 | 267.9174 | 347.5149 | 376.138 | 317.9571
8387 | 11 | 350 | 12 | 237.6832 | 123.0804 | 236.4988 | 316.6761 | 256.1492 | 219.6062 | 275.8883 | 251.713 | 162.4795 | 325.7381 | 322.747 | 310.1887 | 197.3724 | 222.8053 | 225.7026 | 308.4933 | 262.7487 | 337.5745 | 373.1137 | 314.7122
8388 | 12 | 350 | 12 | 236.8634 | 126.6568 | 233.7855 | 318.6665 | 262.3376 | 224.5526 | 274.6454 | 247.7505 | 164.9142 | 314.2396 | 322.7968 | 298.9688 | 195.5363 | 218.1199 | 219.5166 | 307.2309 | 264.6664 | 328.7764 | 375.3841 | 311.0793
8389 | 13 | 350 | 12 | 237.2952 | 123.8673 | 232.776 | 316.8377 | 265.4769 | 228.5826 | 273.2069 | 246.947 | 161.6157 | 317.5081 | 326.6528 | 306.0621 | 197.3512 | 214.4575 | 220.9534 | 306.7354 | 263.8581 | 327.5269 | 373.5846 | 312.0442
8390 | 14 | 350 | 12 | 237.8773 | 135.0457 | 232.45 | 317.9742 | 281.9516 | 226.5199 | 273.735 | 253.6327 | 162.8944 | 317.6555 | 328.7205 | 307.5308 | 212.7891 | 218.4743 | 219.59 | 309.864 | 281.6428 | 336.8912 | 379.2772 | 314.9384
8391 | 15 | 350 | 12 | 250.5044 | 157.2415 | 239.5688 | 329.1435 | 391.0849 | 294.8015 | 295.8667 | 267.1416 | 204.997 | 368.8864 | 334.286 | 343.9215 | 215.009 | 259.1826 | 234.4658 | 325.0485 | 355.6558 | 351.2607 | 397.2008 | 339.9618
8392 | 16 | 350 | 12 | 280.1046 | 179.4221 | 291.4401 | 366.7142 | 424.0135 | 378.9464 | 310.472 | 289.8355 | 235.7599 | 495.5628 | 377.4892 | 489.4818 | 220.6406 | 325.0311 | 290.7663 | 372.9087 | 408.3853 | 428.949 | 425.1337 | 433.5533
8393 | 17 | 350 | 12 | 288.0274 | 178.3376 | 349.5586 | 391.9754 | 426.6864 | 382.781 | 315.0219 | 293.6575 | 250.4747 | 513.903 | 390.2943 | 517.0823 | 230.6116 | 336.8527 | 327.1324 | 394.3891 | 409.2653 | 488.5828 | 428.893 | 457.0833
8394 | 18 | 350 | 12 | 287.0891 | 176.8429 | 344.7784 | 404.5922 | 426.5176 | 384.5159 | 313.8943 | 291.3508 | 246.3789 | 513.1774 | 392.5729 | 516.7285 | 230.5842 | 337.9467 | 325.4107 | 395.9262 | 403.3161 | 491.0449 | 428.0051 | 460.2234
8395 | 19 | 350 | 12 | 285.5735 | 175.8707 | 335.2811 | 399.0244 | 424.1432 | 380.2768 | 313.8117 | 293.7264 | 238.905 | 512.4421 | 387.1828 | 515.663 | 227.6974 | 333.9772 | 318.0013 | 394.9934 | 400.8749 | 491.6163 | 426.5172 | 462.1044
8396 | 20 | 350 | 12 | 284.7895 | 174.6578 | 323.58 | 396.9573 | 424.133 | 377.7442 | 312.641 | 293.7895 | 237.0465 | 507.833 | 386.3471 | 511.7703 | 231.7674 | 340.7224 | 307.9267 | 392.2993 | 404.6799 | 491.4483 | 426.6612 | 458.2768
8397 | 21 | 350 | 12 | 285.2625 | 178.5339 | 316.8206 | 396.0444 | 421.8312 | 380.3628 | 303.1552 | 290.6857 | 223.4926 | 505.7651 | 384.388 | 508.942 | 235.1842 | 342.0943 | 297.7731 | 396.6184 | 404.9926 | 492.7048 | 431.0391 | 463.3349
8398 | 22 | 350 | 12 | 286.377 | 179.2491 | 308.3369 | 426.9227 | 423.6916 | 388.7038 | 294.454 | 288.6699 | 218.2136 | 476.3588 | 382.0794 | 496.6806 | 240.8741 | 354.936 | 295.4825 | 400.2443 | 408.0972 | 513.4657 | 432.1173 | 470.5534
8399 | 23 | 350 | 12 | 286.3427 | 188.4423 | 309.9506 | 448.6892 | 417.0232 | 383.3726 | 291.8034 | 287.4172 | 204.9996 | 447.7326 | 389.6481 | 487.9848 | 241.3634 | 363.7992 | 299.4537 | 399.3489 | 415.4976 | 523.1708 | 434.0445 | 470.5451
8400 | 0 | 351 | 12 | 290.3124 | 203.035 | 301.0109 | 454.1751 | 417.8462 | 385.0311 | 287.2943 | 285.2658 | 201.4089 | 442.6405 | 387.0176 | 480.0662 | 243.9762 | 367.0242 | 292.4089 | 396.2075 | 420.1196 | 514.5901 | 438.156 | 455.0724
8401 | 1 | 351 | 12 | 293.9217 | 216.5669 | 302.8775 | 445.7143 | 414.7736 | 389.1709 | 288.7568 | 282.2245 | 198.7275 | 443.1845 | 385.5216 | 480.2005 | 245.7943 | 367.6833 | 290.6787 | 393.4575 | 421.1093 | 500.4524 | 440.5142 | 450.7752
8402 | 2 | 351 | 12 | 293.144 | 219.485 | 305.375 | 439.9365 | 413.4769 | 387.2165 | 286.9696 | 282.6296 | 200.963 | 440.8517 | 386.1963 | 477.1411 | 243.9413 | 373.3761 | 294.3117 | 393.2463 | 423.6709 | 503.7842 | 439.3301 | 446.2741
8403 | 3 | 351 | 12 | 293.5755 | 220.2533 | 307.6584 | 434.172 | 419.7909 | 394.6877 | 288.6704 | 280.1285 | 200.8688 | 439.6677 | 388.2653 | 479.6121 | 239.7942 | 378.7936 | 291.8118 | 390.8824 | 427.4139 | 502.3504 | 443.7282 | 446.8994
8404 | 4 | 351 | 12 | 292.5234 | 218.1302 | 311.9511 | 435.9308 | 421.8894 | 387.5124 | 286.1133 | 283.4516 | 198.1131 | 450.148 | 387.6738 | 490.9844 | 235.3917 | 370.969 | 301.7731 | 398.9193 | 426.5255 | 507.9439 | 434.9889 | 451.0308
8405 | 5 | 351 | 12 | 286.9558 | 204.6449 | 316.9813 | 441.9582 | 420.132 | 389.7058 | 288.6217 | 286.9681 | 194.3352 | 472.4464 | 380.0042 | 506.7661 | 229.8953 | 353.3806 | 310.6835 | 396.4016 | 419.7427 | 497.4262 | 436.2954 | 452.4993
8406 | 6 | 351 | 12 | 281.1339 | 190.1227 | 329.7756 | 431.7513 | 418.1169 | 378.7671 | 290.1539 | 288.3537 | 205.172 | 497.3905 | 376.7369 | 515.9289 | 223.8204 | 347.6741 | 310.0022 | 394.7577 | 409.9809 | 513.0614 | 430.3425 | 459.2423
8407 | 7 | 351 | 12 | 266.0925 | 135.31 | 291.8353 | 345.7998 | 337.1895 | 330.4922 | 284.1016 | 264.1253 | 196.3347 | 477.2507 | 382.7446 | 496.8569 | 211.1387 | 301.203 | 281.0885 | 350.3681 | 325.6288 | 480.8204 | 392.8049 | 445.3012
8408 | 8 | 351 | 12 | 245.1374 | 120.3693 | 246.4103 | 324.1418 | 283.5972 | 248.8506 | 270.103 | 256.4896 | 168.4581 | 387.1425 | 342.5899 | 379.703 | 203.4939 | 247.5483 | 235.2739 | 321.1006 | 292.3709 | 406.9927 | 380.5834 | 367.8388
8409 | 9 | 351 | 12 | 240.0549 | 121.3591 | 238.7582 | 320.6905 | 276.1781 | 225.2381 | 269.6448 | 250.9294 | 157.7523 | 336.7922 | 326.9726 | 334.1735 | 197.3175 | 227.2989 | 223.52 | 314.6599 | 278.0502 | 361.2966 | 376.6028 | 325.0648
8410 | 10 | 351 | 12 | 238.6622 | 122.2495 | 238.6006 | 318.6492 | 264.6879 | 224.9143 | 272.0415 | 250.856 | 158.9691 | 337.8532 | 327.629 | 326.5818 | 196.3722 | 225.7627 | 226.5242 | 312.9257 | 267.9174 | 347.5149 | 376.138 | 317.9571
8411 | 11 | 351 | 12 | 237.6832 | 123.0804 | 236.4988 | 316.6761 | 256.1492 | 219.6062 | 275.8883 | 251.713 | 162.4795 | 325.7381 | 322.747 | 310.1887 | 197.3724 | 222.8053 | 225.7026 | 308.4933 | 262.7487 | 337.5745 | 373.1137 | 314.7122
8412 | 12 | 351 | 12 | 236.8634 | 126.6568 | 233.7855 | 318.6665 | 262.3376 | 224.5526 | 274.6454 | 247.7505 | 164.9142 | 314.2396 | 322.7968 | 298.9688 | 195.5363 | 218.1199 | 219.5166 | 307.2309 | 264.6664 | 328.7764 | 375.3841 | 311.0793
8413 | 13 | 351 | 12 | 237.2952 | 123.8673 | 232.776 | 316.8377 | 265.4769 | 228.5826 | 273.2069 | 246.947 | 161.6157 | 317.5081 | 326.6528 | 306.0621 | 197.3512 | 214.4575 | 220.9534 | 306.7354 | 263.8581 | 327.5269 | 373.5846 | 312.0442
8414 | 14 | 351 | 12 | 237.8773 | 135.0457 | 232.45 | 317.9742 | 281.9516 | 226.5199 | 273.735 | 253.6327 | 162.8944 | 317.6555 | 328.7205 | 307.5308 | 212.7891 | 218.4743 | 219.59 | 309.864 | 281.6428 | 336.8912 | 379.2772 | 314.9384
8415 | 15 | 351 | 12 | 250.5044 | 157.2415 | 239.5688 | 329.1435 | 391.0849 | 294.8015 | 295.8667 | 267.1416 | 204.997 | 368.8864 | 334.286 | 343.9215 | 215.009 | 259.1826 | 234.4658 | 325.0485 | 355.6558 | 351.2607 | 397.2008 | 339.9618
8416 | 16 | 351 | 12 | 280.1046 | 179.4221 | 291.4401 | 366.7142 | 424.0135 | 378.9464 | 310.472 | 289.8355 | 235.7599 | 495.5628 | 377.4892 | 489.4818 | 220.6406 | 325.0311 | 290.7663 | 372.9087 | 408.3853 | 428.949 | 425.1337 | 433.5533
8417 | 17 | 351 | 12 | 288.0274 | 178.3376 | 349.5586 | 391.9754 | 426.6864 | 382.781 | 315.0219 | 293.6575 | 250.4747 | 513.903 | 390.2943 | 517.0823 | 230.6116 | 336.8527 | 327.1324 | 394.3891 | 409.2653 | 488.5828 | 428.893 | 457.0833
8418 | 18 | 351 | 12 | 287.0891 | 176.8429 | 344.7784 | 404.5922 | 426.5176 | 384.5159 | 313.8943 | 291.3508 | 246.3789 | 513.1774 | 392.5729 | 516.7285 | 230.5842 | 337.9467 | 325.4107 | 395.9262 | 403.3161 | 491.0449 | 428.0051 | 460.2234
8419 | 19 | 351 | 12 | 285.5735 | 175.8707 | 335.2811 | 399.0244 | 424.1432 | 380.2768 | 313.8117 | 293.7264 | 238.905 | 512.4421 | 387.1828 | 515.663 | 227.6974 | 333.9772 | 318.0013 | 394.9934 | 400.8749 | 491.6163 | 426.5172 | 462.1044
8420 | 20 | 351 | 12 | 284.7895 | 174.6578 | 323.58 | 396.9573 | 424.133 | 377.7442 | 312.641 | 293.7895 | 237.0465 | 507.833 | 386.3471 | 511.7703 | 231.7674 | 340.7224 | 307.9267 | 392.2993 | 404.6799 | 491.4483 | 426.6612 | 458.2768
8421 | 21 | 351 | 12 | 285.2625 | 178.5339 | 316.8206 | 396.0444 | 421.8312 | 380.3628 | 303.1552 | 290.6857 | 223.4926 | 505.7651 | 384.388 | 508.942 | 235.1842 | 342.0943 | 297.7731 | 396.6184 | 404.9926 | 492.7048 | 431.0391 | 463.3349
8422 | 22 | 351 | 12 | 286.377 | 179.2491 | 308.3369 | 426.9227 | 423.6916 | 388.7038 | 294.454 | 288.6699 | 218.2136 | 476.3588 | 382.0794 | 496.6806 | 240.8741 | 354.936 | 295.4825 | 400.2443 | 408.0972 | 513.4657 | 432.1173 | 470.5534
8423 | 23 | 351 | 12 | 286.3427 | 188.4423 | 309.9506 | 448.6892 | 417.0232 | 383.3726 | 291.8034 | 287.4172 | 204.9996 | 447.7326 | 389.6481 | 487.9848 | 241.3634 | 363.7992 | 299.4537 | 399.3489 | 415.4976 | 523.1708 | 434.0445 | 470.5451
8424 | 0 | 352 | 12 | 290.3124 | 203.035 | 301.0109 | 454.1751 | 417.8462 | 385.0311 | 287.2943 | 285.2658 | 201.4089 | 442.6405 | 387.0176 | 480.0662 | 243.9762 | 367.0242 | 292.4089 | 396.2075 | 420.1196 | 514.5901 | 438.156 | 455.0724
8425 | 1 | 352 | 12 | 293.9217 | 216.5669 | 302.8775 | 445.7143 | 414.7736 | 389.1709 | 288.7568 | 282.2245 | 198.7275 | 443.1845 | 385.5216 | 480.2005 | 245.7943 | 367.6833 | 290.6787 | 393.4575 | 421.1093 | 500.4524 | 440.5142 | 450.7752
8426 | 2 | 352 | 12 | 293.144 | 219.485 | 305.375 | 439.9365 | 413.4769 | 387.2165 | 286.9696 | 282.6296 | 200.963 | 440.8517 | 386.1963 | 477.1411 | 243.9413 | 373.3761 | 294.3117 | 393.2463 | 423.6709 | 503.7842 | 439.3301 | 446.2741
8427 | 3 | 352 | 12 | 293.5755 | 220.2533 | 307.6584 | 434.172 | 419.7909 | 394.6877 | 288.6704 | 280.1285 | 200.8688 | 439.6677 | 388.2653 | 479.6121 | 239.7942 | 378.7936 | 291.8118 | 390.8824 | 427.4139 | 502.3504 | 443.7282 | 446.8994
8428 | 4 | 352 | 12 | 292.5234 | 218.1302 | 311.9511 | 435.9308 | 421.8894 | 387.5124 | 286.1133 | 283.4516 | 198.1131 | 450.148 | 387.6738 | 490.9844 | 235.3917 | 370.969 | 301.7731 | 398.9193 | 426.5255 | 507.9439 | 434.9889 | 451.0308
8429 | 5 | 352 | 12 | 286.9558 | 204.6449 | 316.9813 | 441.9582 | 420.132 | 389.7058 | 288.6217 | 286.9681 | 194.3352 | 472.4464 | 380.0042 | 506.7661 | 229.8953 | 353.3806 | 310.6835 | 396.4016 | 419.7427 | 497.4262 | 436.2954 | 452.4993
8430 | 6 | 352 | 12 | 281.1339 | 190.1227 | 329.7756 | 431.7513 | 418.1169 | 378.7671 | 290.1539 | 288.3537 | 205.172 | 497.3905 | 376.7369 | 515.9289 | 223.8204 | 347.6741 | 310.0022 | 394.7577 | 409.9809 | 513.0614 | 430.3425 | 459.2423
8431 | 7 | 352 | 12 | 266.0925 | 135.31 | 291.8353 | 345.7998 | 337.1895 | 330.4922 | 284.1016 | 264.1253 | 196.3347 | 477.2507 | 382.7446 | 496.8569 | 211.1387 | 301.203 | 281.0885 | 350.3681 | 325.6288 | 480.8204 | 392.8049 | 445.3012
8432 | 8 | 352 | 12 | 245.1374 | 120.3693 | 246.4103 | 324.1418 | 283.5972 | 248.8506 | 270.103 | 256.4896 | 168.4581 | 387.1425 | 342.5899 | 379.703 | 203.4939 | 247.5483 | 235.2739 | 321.1006 | 292.3709 | 406.9927 | 380.5834 | 367.8388
8433 | 9 | 352 | 12 | 240.0549 | 121.3591 | 238.7582 | 320.6905 | 276.1781 | 225.2381 | 269.6448 | 250.9294 | 157.7523 | 336.7922 | 326.9726 | 334.1735 | 197.3175 | 227.2989 | 223.52 | 314.6599 | 278.0502 | 361.2966 | 376.6028 | 325.0648
8434 | 10 | 352 | 12 | 238.6622 | 122.2495 | 238.6006 | 318.6492 | 264.6879 | 224.9143 | 272.0415 | 250.856 | 158.9691 | 337.8532 | 327.629 | 326.5818 | 196.3722 | 225.7627 | 226.5242 | 312.9257 | 267.9174 | 347.5149 | 376.138 | 317.9571
8435 | 11 | 352 | 12 | 237.6832 | 123.0804 | 236.4988 | 316.6761 | 256.1492 | 219.6062 | 275.8883 | 251.713 | 162.4795 | 325.7381 | 322.747 | 310.1887 | 197.3724 | 222.8053 | 225.7026 | 308.4933 | 262.7487 | 337.5745 | 373.1137 | 314.7122
8436 | 12 | 352 | 12 | 236.8634 | 126.6568 | 233.7855 | 318.6665 | 262.3376 | 224.5526 | 274.6454 | 247.7505 | 164.9142 | 314.2396 | 322.7968 | 298.9688 | 195.5363 | 218.1199 | 219.5166 | 307.2309 | 264.6664 | 328.7764 | 375.3841 | 311.0793
8437 | 13 | 352 | 12 | 237.2952 | 123.8673 | 232.776 | 316.8377 | 265.4769 | 228.5826 | 273.2069 | 246.947 | 161.6157 | 317.5081 | 326.6528 | 306.0621 | 197.3512 | 214.4575 | 220.9534 | 306.7354 | 263.8581 | 327.5269 | 373.5846 | 312.0442
8438 | 14 | 352 | 12 | 237.8773 | 135.0457 | 232.45 | 317.9742 | 281.9516 | 226.5199 | 273.735 | 253.6327 | 162.8944 | 317.6555 | 328.7205 | 307.5308 | 212.7891 | 218.4743 | 219.59 | 309.864 | 281.6428 | 336.8912 | 379.2772 | 314.9384
8439 | 15 | 352 | 12 | 250.5044 | 157.2415 | 239.5688 | 329.1435 | 391.0849 | 294.8015 | 295.8667 | 267.1416 | 204.997 | 368.8864 | 334.286 | 343.9215 | 215.009 | 259.1826 | 234.4658 | 325.0485 | 355.6558 | 351.2607 | 397.2008 | 339.9618
8440 | 16 | 352 | 12 | 280.1046 | 179.4221 | 291.4401 | 366.7142 | 424.0135 | 378.9464 | 310.472 | 289.8355 | 235.7599 | 495.5628 | 377.4892 | 489.4818 | 220.6406 | 325.0311 | 290.7663 | 372.9087 | 408.3853 | 428.949 | 425.1337 | 433.5533
8441 | 17 | 352 | 12 | 288.0274 | 178.3376 | 349.5586 | 391.9754 | 426.6864 | 382.781 | 315.0219 | 293.6575 | 250.4747 | 513.903 | 390.2943 | 517.0823 | 230.6116 | 336.8527 | 327.1324 | 394.3891 | 409.2653 | 488.5828 | 428.893 | 457.0833
8442 | 18 | 352 | 12 | 287.0891 | 176.8429 | 344.7784 | 404.5922 | 426.5176 | 384.5159 | 313.8943 | 291.3508 | 246.3789 | 513.1774 | 392.5729 | 516.7285 | 230.5842 | 337.9467 | 325.4107 | 395.9262 | 403.3161 | 491.0449 | 428.0051 | 460.2234
8443 | 19 | 352 | 12 | 285.5735 | 175.8707 | 335.2811 | 399.0244 | 424.1432 | 380.2768 | 313.8117 | 293.7264 | 238.905 | 512.4421 | 387.1828 | 515.663 | 227.6974 | 333.9772 | 318.0013 | 394.9934 | 400.8749 | 491.6163 | 426.5172 | 462.1044
8444 | 20 | 352 | 12 | 284.7895 | 174.6578 | 323.58 | 396.9573 | 424.133 | 377.7442 | 312.641 | 293.7895 | 237.0465 | 507.833 | 386.3471 | 511.7703 | 231.7674 | 340.7224 | 307.9267 | 392.2993 | 404.6799 | 491.4483 | 426.6612 | 458.2768
8445 | 21 | 352 | 12 | 285.2625 | 178.5339 | 316.8206 | 396.0444 | 421.8312 | 380.3628 | 303.1552 | 290.6857 | 223.4926 | 505.7651 | 384.388 | 508.942 | 235.1842 | 342.0943 | 297.7731 | 396.6184 | 404.9926 | 492.7048 | 431.0391 | 463.3349
8446 | 22 | 352 | 12 | 286.377 | 179.2491 | 308.3369 | 426.9227 | 423.6916 | 388.7038 | 294.454 | 288.6699 | 218.2136 | 476.3588 | 382.0794 | 496.6806 | 240.8741 | 354.936 | 295.4825 | 400.2443 | 408.0972 | 513.4657 | 432.1173 | 470.5534
8447 | 23 | 352 | 12 | 286.3427 | 188.4423 | 309.9506 | 448.6892 | 417.0232 | 383.3726 | 291.8034 | 287.4172 | 204.9996 | 447.7326 | 389.6481 | 487.9848 | 241.3634 | 363.7992 | 299.4537 | 399.3489 | 415.4976 | 523.1708 | 434.0445 | 470.5451
8448 | 0 | 353 | 12 | 290.3124 | 203.035 | 301.0109 | 454.1751 | 417.8462 | 385.0311 | 287.2943 | 285.2658 | 201.4089 | 442.6405 | 387.0176 | 480.0662 | 243.9762 | 367.0242 | 292.4089 | 396.2075 | 420.1196 | 514.5901 | 438.156 | 455.0724
8449 | 1 | 353 | 12 | 293.9217 | 216.5669 | 302.8775 | 445.7143 | 414.7736 | 389.1709 | 288.7568 | 282.2245 | 198.7275 | 443.1845 | 385.5216 | 480.2005 | 245.7943 | 367.6833 | 290.6787 | 393.4575 | 421.1093 | 500.4524 | 440.5142 | 450.7752
8450 | 2 | 353 | 12 | 293.144 | 219.485 | 305.375 | 439.9365 | 413.4769 | 387.2165 | 286.9696 | 282.6296 | 200.963 | 440.8517 | 386.1963 | 477.1411 | 243.9413 | 373.3761 | 294.3117 | 393.2463 | 423.6709 | 503.7842 | 439.3301 | 446.2741
8451 | 3 | 353 | 12 | 293.5755 | 220.2533 | 307.6584 | 434.172 | 419.7909 | 394.6877 | 288.6704 | 280.1285 | 200.8688 | 439.6677 | 388.2653 | 479.6121 | 239.7942 | 378.7936 | 291.8118 | 390.8824 | 427.4139 | 502.3504 | 443.7282 | 446.8994
8452 | 4 | 353 | 12 | 292.5234 | 218.1302 | 311.9511 | 435.9308 | 421.8894 | 387.5124 | 286.1133 | 283.4516 | 198.1131 | 450.148 | 387.6738 | 490.9844 | 235.3917 | 370.969 | 301.7731 | 398.9193 | 426.5255 | 507.9439 | 434.9889 | 451.0308
8453 | 5 | 353 | 12 | 286.9558 | 204.6449 | 316.9813 | 441.9582 | 420.132 | 389.7058 | 288.6217 | 286.9681 | 194.3352 | 472.4464 | 380.0042 | 506.7661 | 229.8953 | 353.3806 | 310.6835 | 396.4016 | 419.7427 | 497.4262 | 436.2954 | 452.4993
8454 | 6 | 353 | 12 | 281.1339 | 190.1227 | 329.7756 | 431.7513 | 418.1169 | 378.7671 | 290.1539 | 288.3537 | 205.172 | 497.3905 | 376.7369 | 515.9289 | 223.8204 | 347.6741 | 310.0022 | 394.7577 | 409.9809 | 513.0614 | 430.3425 | 459.2423
8455 | 7 | 353 | 12 | 266.0925 | 135.31 | 291.8353 | 345.7998 | 337.1895 | 330.4922 | 284.1016 | 264.1253 | 196.3347 | 477.2507 | 382.7446 | 496.8569 | 211.1387 | 301.203 | 281.0885 | 350.3681 | 325.6288 | 480.8204 | 392.8049 | 445.3012
8456 | 8 | 353 | 12 | 245.1374 | 120.3693 | 246.4103 | 324.1418 | 283.5972 | 248.8506 | 270.103 | 256.4896 | 168.4581 | 387.1425 | 342.5899 | 379.703 | 203.4939 | 247.5483 | 235.2739 | 321.1006 | 292.3709 | 406.9927 | 380.5834 | 367.8388
8457 | 9 | 353 | 12 | 240.0549 | 121.3591 | 238.7582 | 320.6905 | 276.1781 | 225.2381 | 269.6448 | 250.9294 | 157.7523 | 336.7922 | 326.9726 | 334.1735 | 197.3175 | 227.2989 | 223.52 | 314.6599 | 278.0502 | 361.2966 | 376.6028 | 325.0648
8458 | 10 | 353 | 12 | 238.6622 | 122.2495 | 238.6006 | 318.6492 | 264.6879 | 224.9143 | 272.0415 | 250.856 | 158.9691 | 337.8532 | 327.629 | 326.5818 | 196.3722 | 225.7627 | 226.5242 | 312.9257 | 267.9174 | 347.5149 | 376.138 | 317.9571
8459 | 11 | 353 | 12 | 237.6832 | 123.0804 | 236.4988 | 316.6761 | 256.1492 | 219.6062 | 275.8883 | 251.713 | 162.4795 | 325.7381 | 322.747 | 310.1887 | 197.3724 | 222.8053 | 225.7026 | 308.4933 | 262.7487 | 337.5745 | 373.1137 | 314.7122
8460 | 12 | 353 | 12 | 236.8634 | 126.6568 | 233.7855 | 318.6665 | 262.3376 | 224.5526 | 274.6454 | 247.7505 | 164.9142 | 314.2396 | 322.7968 | 298.9688 | 195.5363 | 218.1199 | 219.5166 | 307.2309 | 264.6664 | 328.7764 | 375.3841 | 311.0793
8461 | 13 | 353 | 12 | 237.2952 | 123.8673 | 232.776 | 316.8377 | 265.4769 | 228.5826 | 273.2069 | 246.947 | 161.6157 | 317.5081 | 326.6528 | 306.0621 | 197.3512 | 214.4575 | 220.9534 | 306.7354 | 263.8581 | 327.5269 | 373.5846 | 312.0442
8462 | 14 | 353 | 12 | 237.8773 | 135.0457 | 232.45 | 317.9742 | 281.9516 | 226.5199 | 273.735 | 253.6327 | 162.8944 | 317.6555 | 328.7205 | 307.5308 | 212.7891 | 218.4743 | 219.59 | 309.864 | 281.6428 | 336.8912 | 379.2772 | 314.9384
8463 | 15 | 353 | 12 | 250.5044 | 157.2415 | 239.5688 | 329.1435 | 391.0849 | 294.8015 | 295.8667 | 267.1416 | 204.997 | 368.8864 | 334.286 | 343.9215 | 215.009 | 259.1826 | 234.4658 | 325.0485 | 355.6558 | 351.2607 | 397.2008 | 339.9618
8464 | 16 | 353 | 12 | 280.1046 | 179.4221 | 291.4401 | 366.7142 | 424.0135 | 378.9464 | 310.472 | 289.8355 | 235.7599 | 495.5628 | 377.4892 | 489.4818 | 220.6406 | 325.0311 | 290.7663 | 372.9087 | 408.3853 | 428.949 | 425.1337 | 433.5533
8465 | 17 | 353 | 12 | 288.0274 | 178.3376 | 349.5586 | 391.9754 | 426.6864 | 382.781 | 315.0219 | 293.6575 | 250.4747 | 513.903 | 390.2943 | 517.0823 | 230.6116 | 336.8527 | 327.1324 | 394.3891 | 409.2653 | 488.5828 | 428.893 | 457.0833
8466 | 18 | 353 | 12 | 287.0891 | 176.8429 | 344.7784 | 404.5922 | 426.5176 | 384.5159 | 313.8943 | 291.3508 | 246.3789 | 513.1774 | 392.5729 | 516.7285 | 230.5842 | 337.9467 | 325.4107 | 395.9262 | 403.3161 | 491.0449 | 428.0051 | 460.2234
8467 | 19 | 353 | 12 | 285.5735 | 175.8707 | 335.2811 | 399.0244 | 424.1432 | 380.2768 | 313.8117 | 293.7264 | 238.905 | 512.4421 | 387.1828 | 515.663 | 227.6974 | 333.9772 | 318.0013 | 394.9934 | 400.8749 | 491.6163 | 426.5172 | 462.1044
8468 | 20 | 353 | 12 | 284.7895 | 174.6578 | 323.58 | 396.9573 | 424.133 | 377.7442 | 312.641 | 293.7895 | 237.0465 | 507.833 | 386.3471 | 511.7703 | 231.7674 | 340.7224 | 307.9267 | 392.2993 | 404.6799 | 491.4483 | 426.6612 | 458.2768
8469 | 21 | 353 | 12 | 285.2625 | 178.5339 | 316.8206 | 396.0444 | 421.8312 | 380.3628 | 303.1552 | 290.6857 | 223.4926 | 505.7651 | 384.388 | 508.942 | 235.1842 | 342.0943 | 297.7731 | 396.6184 | 404.9926 | 492.7048 | 431.0391 | 463.3349
8470 | 22 | 353 | 12 | 286.377 | 179.2491 | 308.3369 | 426.9227 | 423.6916 | 388.7038 | 294.454 | 288.6699 | 218.2136 | 476.3588 | 382.0794 | 496.6806 | 240.8741 | 354.936 | 295.4825 | 400.2443 | 408.0972 | 513.4657 | 432.1173 | 470.5534
8471 | 23 | 353 | 12 | 286.3427 | 188.4423 | 309.9506 | 448.6892 | 417.0232 | 383.3726 | 291.8034 | 287.4172 | 204.9996 | 447.7326 | 389.6481 | 487.9848 | 241.3634 | 363.7992 | 299.4537 | 399.3489 | 415.4976 | 523.1708 | 434.0445 | 470.5451
8472 | 0 | 354 | 12 | 290.3124 | 203.035 | 301.0109 | 454.1751 | 417.8462 | 385.0311 | 287.2943 | 285.2658 | 201.4089 | 442.6405 | 387.0176 | 480.0662 | 243.9762 | 367.0242 | 292.4089 | 396.2075 | 420.1196 | 514.5901 | 438.156 | 455.0724
8473 | 1 | 354 | 12 | 293.9217 | 216.5669 | 302.8775 | 445.7143 | 414.7736 | 389.1709 | 288.7568 | 282.2245 | 198.7275 | 443.1845 | 385.5216 | 480.2005 | 245.7943 | 367.6833 | 290.6787 | 393.4575 | 421.1093 | 500.4524 | 440.5142 | 450.7752
8474 | 2 | 354 | 12 | 293.144 | 219.485 | 305.375 | 439.9365 | 413.4769 | 387.2165 | 286.9696 | 282.6296 | 200.963 | 440.8517 | 386.1963 | 477.1411 | 243.9413 | 373.3761 | 294.3117 | 393.2463 | 423.6709 | 503.7842 | 439.3301 | 446.2741
8475 | 3 | 354 | 12 | 293.5755 | 220.2533 | 307.6584 | 434.172 | 419.7909 | 394.6877 | 288.6704 | 280.1285 | 200.8688 | 439.6677 | 388.2653 | 479.6121 | 239.7942 | 378.7936 | 291.8118 | 390.8824 | 427.4139 | 502.3504 | 443.7282 | 446.8994
8476 | 4 | 354 | 12 | 292.5234 | 218.1302 | 311.9511 | 435.9308 | 421.8894 | 387.5124 | 286.1133 | 283.4516 | 198.1131 | 450.148 | 387.6738 | 490.9844 | 235.3917 | 370.969 | 301.7731 | 398.9193 | 426.5255 | 507.9439 | 434.9889 | 451.0308
8477 | 5 | 354 | 12 | 286.9558 | 204.6449 | 316.9813 | 441.9582 | 420.132 | 389.7058 | 288.6217 | 286.9681 | 194.3352 | 472.4464 | 380.0042 | 506.7661 | 229.8953 | 353.3806 | 310.6835 | 396.4016 | 419.7427 | 497.4262 | 436.2954 | 452.4993
8478 | 6 | 354 | 12 | 281.1339 | 190.1227 | 329.7756 | 431.7513 | 418.1169 | 378.7671 | 290.1539 | 288.3537 | 205.172 | 497.3905 | 376.7369 | 515.9289 | 223.8204 | 347.6741 | 310.0022 | 394.7577 | 409.9809 | 513.0614 | 430.3425 | 459.2423
8479 | 7 | 354 | 12 | 266.0925 | 135.31 | 291.8353 | 345.7998 | 337.1895 | 330.4922 | 284.1016 | 264.1253 | 196.3347 | 477.2507 | 382.7446 | 496.8569 | 211.1387 | 301.203 | 281.0885 | 350.3681 | 325.6288 | 480.8204 | 392.8049 | 445.3012
8480 | 8 | 354 | 12 | 245.1374 | 120.3693 | 246.4103 | 324.1418 | 283.5972 | 248.8506 | 270.103 | 256.4896 | 168.4581 | 387.1425 | 342.5899 | 379.703 | 203.4939 | 247.5483 | 235.2739 | 321.1006 | 292.3709 | 406.9927 | 380.5834 | 367.8388
8481 | 9 | 354 | 12 | 240.0549 | 121.3591 | 238.7582 | 320.6905 | 276.1781 | 225.2381 | 269.6448 | 250.9294 | 157.7523 | 336.7922 | 326.9726 | 334.1735 | 197.3175 | 227.2989 | 223.52 | 314.6599 | 278.0502 | 361.2966 | 376.6028 | 325.0648
8482 | 10 | 354 | 12 | 238.6622 | 122.2495 | 238.6006 | 318.6492 | 264.6879 | 224.9143 | 272.0415 | 250.856 | 158.9691 | 337.8532 | 327.629 | 326.5818 | 196.3722 | 225.7627 | 226.5242 | 312.9257 | 267.9174 | 347.5149 | 376.138 | 317.9571
8483 | 11 | 354 | 12 | 237.6832 | 123.0804 | 236.4988 | 316.6761 | 256.1492 | 219.6062 | 275.8883 | 251.713 | 162.4795 | 325.7381 | 322.747 | 310.1887 | 197.3724 | 222.8053 | 225.7026 | 308.4933 | 262.7487 | 337.5745 | 373.1137 | 314.7122
8484 | 12 | 354 | 12 | 236.8634 | 126.6568 | 233.7855 | 318.6665 | 262.3376 | 224.5526 | 274.6454 | 247.7505 | 164.9142 | 314.2396 | 322.7968 | 298.9688 | 195.5363 | 218.1199 | 219.5166 | 307.2309 | 264.6664 | 328.7764 | 375.3841 | 311.0793
8485 | 13 | 354 | 12 | 237.2952 | 123.8673 | 232.776 | 316.8377 | 265.4769 | 228.5826 | 273.2069 | 246.947 | 161.6157 | 317.5081 | 326.6528 | 306.0621 | 197.3512 | 214.4575 | 220.9534 | 306.7354 | 263.8581 | 327.5269 | 373.5846 | 312.0442
8486 | 14 | 354 | 12 | 237.8773 | 135.0457 | 232.45 | 317.9742 | 281.9516 | 226.5199 | 273.735 | 253.6327 | 162.8944 | 317.6555 | 328.7205 | 307.5308 | 212.7891 | 218.4743 | 219.59 | 309.864 | 281.6428 | 336.8912 | 379.2772 | 314.9384
8487 | 15 | 354 | 12 | 250.5044 | 157.2415 | 239.5688 | 329.1435 | 391.0849 | 294.8015 | 295.8667 | 267.1416 | 204.997 | 368.8864 | 334.286 | 343.9215 | 215.009 | 259.1826 | 234.4658 | 325.0485 | 355.6558 | 351.2607 | 397.2008 | 339.9618
8488 | 16 | 354 | 12 | 280.1046 | 179.4221 | 291.4401 | 366.7142 | 424.0135 | 378.9464 | 310.472 | 289.8355 | 235.7599 | 495.5628 | 377.4892 | 489.4818 | 220.6406 | 325.0311 | 290.7663 | 372.9087 | 408.3853 | 428.949 | 425.1337 | 433.5533
8489 | 17 | 354 | 12 | 288.0274 | 178.3376 | 349.5586 | 391.9754 | 426.6864 | 382.781 | 315.0219 | 293.6575 | 250.4747 | 513.903 | 390.2943 | 517.0823 | 230.6116 | 336.8527 | 327.1324 | 394.3891 | 409.2653 | 488.5828 | 428.893 | 457.0833
8490 | 18 | 354 | 12 | 287.0891 | 176.8429 | 344.7784 | 404.5922 | 426.5176 | 384.5159 | 313.8943 | 291.3508 | 246.3789 | 513.1774 | 392.5729 | 516.7285 | 230.5842 | 337.9467 | 325.4107 | 395.9262 | 403.3161 | 491.0449 | 428.0051 | 460.2234
8491 | 19 | 354 | 12 | 285.5735 | 175.8707 | 335.2811 | 399.0244 | 424.1432 | 380.2768 | 313.8117 | 293.7264 | 238.905 | 512.4421 | 387.1828 | 515.663 | 227.6974 | 333.9772 | 318.0013 | 394.9934 | 400.8749 | 491.6163 | 426.5172 | 462.1044
8492 | 20 | 354 | 12 | 284.7895 | 174.6578 | 323.58 | 396.9573 | 424.133 | 377.7442 | 312.641 | 293.7895 | 237.0465 | 507.833 | 386.3471 | 511.7703 | 231.7674 | 340.7224 | 307.9267 | 392.2993 | 404.6799 | 491.4483 | 426.6612 | 458.2768
8493 | 21 | 354 | 12 | 285.2625 | 178.5339 | 316.8206 | 396.0444 | 421.8312 | 380.3628 | 303.1552 | 290.6857 | 223.4926 | 505.7651 | 384.388 | 508.942 | 235.1842 | 342.0943 | 297.7731 | 396.6184 | 404.9926 | 492.7048 | 431.0391 | 463.3349
8494 | 22 | 354 | 12 | 286.377 | 179.2491 | 308.3369 | 426.9227 | 423.6916 | 388.7038 | 294.454 | 288.6699 | 218.2136 | 476.3588 | 382.0794 | 496.6806 | 240.8741 | 354.936 | 295.4825 | 400.2443 | 408.0972 | 513.4657 | 432.1173 | 470.5534
8495 | 23 | 354 | 12 | 286.3427 | 188.4423 | 309.9506 | 448.6892 | 417.0232 | 383.3726 | 291.8034 | 287.4172 | 204.9996 | 447.7326 | 389.6481 | 487.9848 | 241.3634 | 363.7992 | 299.4537 | 399.3489 | 415.4976 | 523.1708 | 434.0445 | 470.5451
8496 | 0 | 355 | 12 | 290.3124 | 203.035 | 301.0109 | 454.1751 | 417.8462 | 385.0311 | 287.2943 | 285.2658 | 201.4089 | 442.6405 | 387.0176 | 480.0662 | 243.9762 | 367.0242 | 292.4089 | 396.2075 | 420.1196 | 514.5901 | 438.156 | 455.0724
8497 | 1 | 355 | 12 | 293.9217 | 216.5669 | 302.8775 | 445.7143 | 414.7736 | 389.1709 | 288.7568 | 282.2245 | 198.7275 | 443.1845 | 385.5216 | 480.2005 | 245.7943 | 367.6833 | 290.6787 | 393.4575 | 421.1093 | 500.4524 | 440.5142 | 450.7752
8498 | 2 | 355 | 12 | 293.144 | 219.485 | 305.375 | 439.9365 | 413.4769 | 387.2165 | 286.9696 | 282.6296 | 200.963 | 440.8517 | 386.1963 | 477.1411 | 243.9413 | 373.3761 | 294.3117 | 393.2463 | 423.6709 | 503.7842 | 439.3301 | 446.2741
8499 | 3 | 355 | 12 | 293.5755 | 220.2533 | 307.6584 | 434.172 | 419.7909 | 394.6877 | 288.6704 | 280.1285 | 200.8688 | 439.6677 | 388.2653 | 479.6121 | 239.7942 | 378.7936 | 291.8118 | 390.8824 | 427.4139 | 502.3504 | 443.7282 | 446.8994
8500 | 4 | 355 | 12 | 292.5234 | 218.1302 | 311.9511 | 435.9308 | 421.8894 | 387.5124 | 286.1133 | 283.4516 | 198.1131 | 450.148 | 387.6738 | 490.9844 | 235.3917 | 370.969 | 301.7731 | 398.9193 | 426.5255 | 507.9439 | 434.9889 | 451.0308
8501 | 5 | 355 | 12 | 286.9558 | 204.6449 | 316.9813 | 441.9582 | 420.132 | 389.7058 | 288.6217 | 286.9681 | 194.3352 | 472.4464 | 380.0042 | 506.7661 | 229.8953 | 353.3806 | 310.6835 | 396.4016 | 419.7427 | 497.4262 | 436.2954 | 452.4993
8502 | 6 | 355 | 12 | 281.1339 | 190.1227 | 329.7756 | 431.7513 | 418.1169 | 378.7671 | 290.1539 | 288.3537 | 205.172 | 497.3905 | 376.7369 | 515.9289 | 223.8204 | 347.6741 | 310.0022 | 394.7577 | 409.9809 | 513.0614 | 430.3425 | 459.2423
8503 | 7 | 355 | 12 | 266.0925 | 135.31 | 291.8353 | 345.7998 | 337.1895 | 330.4922 | 284.1016 | 264.1253 | 196.3347 | 477.2507 | 382.7446 | 496.8569 | 211.1387 | 301.203 | 281.0885 | 350.3681 | 325.6288 | 480.8204 | 392.8049 | 445.3012
8504 | 8 | 355 | 12 | 245.1374 | 120.3693 | 246.4103 | 324.1418 | 283.5972 | 248.8506 | 270.103 | 256.4896 | 168.4581 | 387.1425 | 342.5899 | 379.703 | 203.4939 | 247.5483 | 235.2739 | 321.1006 | 292.3709 | 406.9927 | 380.5834 | 367.8388
8505 | 9 | 355 | 12 | 240.0549 | 121.3591 | 238.7582 | 320.6905 | 276.1781 | 225.2381 | 269.6448 | 250.9294 | 157.7523 | 336.7922 | 326.9726 | 334.1735 | 197.3175 | 227.2989 | 223.52 | 314.6599 | 278.0502 | 361.2966 | 376.6028 | 325.0648
8506 | 10 | 355 | 12 | 238.6622 | 122.2495 | 238.6006 | 318.6492 | 264.6879 | 224.9143 | 272.0415 | 250.856 | 158.9691 | 337.8532 | 327.629 | 326.5818 | 196.3722 | 225.7627 | 226.5242 | 312.9257 | 267.9174 | 347.5149 | 376.138 | 317.9571
8507 | 11 | 355 | 12 | 237.6832 | 123.0804 | 236.4988 | 316.6761 | 256.1492 | 219.6062 | 275.8883 | 251.713 | 162.4795 | 325.7381 | 322.747 | 310.1887 | 197.3724 | 222.8053 | 225.7026 | 308.4933 | 262.7487 | 337.5745 | 373.1137 | 314.7122
8508 | 12 | 355 | 12 | 236.8634 | 126.6568 | 233.7855 | 318.6665 | 262.3376 | 224.5526 | 274.6454 | 247.7505 | 164.9142 | 314.2396 | 322.7968 | 298.9688 | 195.5363 | 218.1199 | 219.5166 | 307.2309 | 264.6664 | 328.7764 | 375.3841 | 311.0793
8509 | 13 | 355 | 12 | 237.2952 | 123.8673 | 232.776 | 316.8377 | 265.4769 | 228.5826 | 273.2069 | 246.947 | 161.6157 | 317.5081 | 326.6528 | 306.0621 | 197.3512 | 214.4575 | 220.9534 | 306.7354 | 263.8581 | 327.5269 | 373.5846 | 312.0442
8510 | 14 | 355 | 12 | 237.8773 | 135.0457 | 232.45 | 317.9742 | 281.9516 | 226.5199 | 273.735 | 253.6327 | 162.8944 | 317.6555 | 328.7205 | 307.5308 | 212.7891 | 218.4743 | 219.59 | 309.864 | 281.6428 | 336.8912 | 379.2772 | 314.9384
8511 | 15 | 355 | 12 | 250.5044 | 157.2415 | 239.5688 | 329.1435 | 391.0849 | 294.8015 | 295.8667 | 267.1416 | 204.997 | 368.8864 | 334.286 | 343.9215 | 215.009 | 259.1826 | 234.4658 | 325.0485 | 355.6558 | 351.2607 | 397.2008 | 339.9618
8512 | 16 | 355 | 12 | 280.1046 | 179.4221 | 291.4401 | 366.7142 | 424.0135 | 378.9464 | 310.472 | 289.8355 | 235.7599 | 495.5628 | 377.4892 | 489.4818 | 220.6406 | 325.0311 | 290.7663 | 372.9087 | 408.3853 | 428.949 | 425.1337 | 433.5533
8513 | 17 | 355 | 12 | 288.0274 | 178.3376 | 349.5586 | 391.9754 | 426.6864 | 382.781 | 315.0219 | 293.6575 | 250.4747 | 513.903 | 390.2943 | 517.0823 | 230.6116 | 336.8527 | 327.1324 | 394.3891 | 409.2653 | 488.5828 | 428.893 | 457.0833
8514 | 18 | 355 | 12 | 287.0891 | 176.8429 | 344.7784 | 404.5922 | 426.5176 | 384.5159 | 313.8943 | 291.3508 | 246.3789 | 513.1774 | 392.5729 | 516.7285 | 230.5842 | 337.9467 | 325.4107 | 395.9262 | 403.3161 | 491.0449 | 428.0051 | 460.2234
8515 | 19 | 355 | 12 | 285.5735 | 175.8707 | 335.2811 | 399.0244 | 424.1432 | 380.2768 | 313.8117 | 293.7264 | 238.905 | 512.4421 | 387.1828 | 515.663 | 227.6974 | 333.9772 | 318.0013 | 394.9934 | 400.8749 | 491.6163 | 426.5172 | 462.1044
8516 | 20 | 355 | 12 | 284.7895 | 174.6578 | 323.58 | 396.9573 | 424.133 | 377.7442 | 312.641 | 293.7895 | 237.0465 | 507.833 | 386.3471 | 511.7703 | 231.7674 | 340.7224 | 307.9267 | 392.2993 | 404.6799 | 491.4483 | 426.6612 | 458.2768
8517 | 21 | 355 | 12 | 285.2625 | 178.5339 | 316.8206 | 396.0444 | 421.8312 | 380.3628 | 303.1552 | 290.6857 | 223.4926 | 505.7651 | 384.388 | 508.942 | 235.1842 | 342.0943 | 297.7731 | 396.6184 | 404.9926 | 492.7048 | 431.0391 | 463.3349
8518 | 22 | 355 | 12 | 286.377 | 179.2491 | 308.3369 | 426.9227 | 423.6916 | 388.7038 | 294.454 | 288.6699 | 218.2136 | 476.3588 | 382.0794 | 496.6806 | 240.8741 | 354.936 | 295.4825 | 400.2443 | 408.0972 | 513.4657 | 432.1173 | 470.5534
8519 | 23 | 355 | 12 | 286.3427 | 188.4423 | 309.9506 | 448.6892 | 417.0232 | 383.3726 | 291.8034 | 287.4172 | 204.9996 | 447.7326 | 389.6481 | 487.9848 | 241.3634 | 363.7992 | 299.4537 | 399.3489 | 415.4976 | 523.1708 | 434.0445 | 470.5451
8520 | 0 | 356 | 12 | 290.3124 | 203.035 | 301.0109 | 454.1751 | 417.8462 | 385.0311 | 287.2943 | 285.2658 | 201.4089 | 442.6405 | 387.0176 | 480.0662 | 243.9762 | 367.0242 | 292.4089 | 396.2075 | 420.1196 | 514.5901 | 438.156 | 455.0724
8521 | 1 | 356 | 12 | 293.9217 | 216.5669 | 302.8775 | 445.7143 | 414.7736 | 389.1709 | 288.7568 | 282.2245 | 198.7275 | 443.1845 | 385.5216 | 480.2005 | 245.7943 | 367.6833 | 290.6787 | 393.4575 | 421.1093 | 500.4524 | 440.5142 | 450.7752
8522 | 2 | 356 | 12 | 293.144 | 219.485 | 305.375 | 439.9365 | 413.4769 | 387.2165 | 286.9696 | 282.6296 | 200.963 | 440.8517 | 386.1963 | 477.1411 | 243.9413 | 373.3761 | 294.3117 | 393.2463 | 423.6709 | 503.7842 | 439.3301 | 446.2741
8523 | 3 | 356 | 12 | 293.5755 | 220.2533 | 307.6584 | 434.172 | 419.7909 | 394.6877 | 288.6704 | 280.1285 | 200.8688 | 439.6677 | 388.2653 | 479.6121 | 239.7942 | 378.7936 | 291.8118 | 390.8824 | 427.4139 | 502.3504 | 443.7282 | 446.8994
8524 | 4 | 356 | 12 | 292.5234 | 218.1302 | 311.9511 | 435.9308 | 421.8894 | 387.5124 | 286.1133 | 283.4516 | 198.1131 | 450.148 | 387.6738 | 490.9844 | 235.3917 | 370.969 | 301.7731 | 398.9193 | 426.5255 | 507.9439 | 434.9889 | 451.0308
8525 | 5 | 356 | 12 | 286.9558 | 204.6449 | 316.9813 | 441.9582 | 420.132 | 389.7058 | 288.6217 | 286.9681 | 194.3352 | 472.4464 | 380.0042 | 506.7661 | 229.8953 | 353.3806 | 310.6835 | 396.4016 | 419.7427 | 497.4262 | 436.2954 | 452.4993
8526 | 6 | 356 | 12 | 281.1339 | 190.1227 | 329.7756 | 431.7513 | 418.1169 | 378.7671 | 290.1539 | 288.3537 | 205.172 | 497.3905 | 376.7369 | 515.9289 | 223.8204 | 347.6741 | 310.0022 | 394.7577 | 409.9809 | 513.0614 | 430.3425 | 459.2423
8527 | 7 | 356 | 12 | 266.0925 | 135.31 | 291.8353 | 345.7998 | 337.1895 | 330.4922 | 284.1016 | 264.1253 | 196.3347 | 477.2507 | 382.7446 | 496.8569 | 211.1387 | 301.203 | 281.0885 | 350.3681 | 325.6288 | 480.8204 | 392.8049 | 445.3012
8528 | 8 | 356 | 12 | 245.1374 | 120.3693 | 246.4103 | 324.1418 | 283.5972 | 248.8506 | 270.103 | 256.4896 | 168.4581 | 387.1425 | 342.5899 | 379.703 | 203.4939 | 247.5483 | 235.2739 | 321.1006 | 292.3709 | 406.9927 | 380.5834 | 367.8388
8529 | 9 | 356 | 12 | 240.0549 | 121.3591 | 238.7582 | 320.6905 | 276.1781 | 225.2381 | 269.6448 | 250.9294 | 157.7523 | 336.7922 | 326.9726 | 334.1735 | 197.3175 | 227.2989 | 223.52 | 314.6599 | 278.0502 | 361.2966 | 376.6028 | 325.0648
8530 | 10 | 356 | 12 | 238.6622 | 122.2495 | 238.6006 | 318.6492 | 264.6879 | 224.9143 | 272.0415 | 250.856 | 158.9691 | 337.8532 | 327.629 | 326.5818 | 196.3722 | 225.7627 | 226.5242 | 312.9257 | 267.9174 | 347.5149 | 376.138 | 317.9571
8531 | 11 | 356 | 12 | 237.6832 | 123.0804 | 236.4988 | 316.6761 | 256.1492 | 219.6062 | 275.8883 | 251.713 | 162.4795 | 325.7381 | 322.747 | 310.1887 | 197.3724 | 222.8053 | 225.7026 | 308.4933 | 262.7487 | 337.5745 | 373.1137 | 314.7122
8532 | 12 | 356 | 12 | 236.8634 | 126.6568 | 233.7855 | 318.6665 | 262.3376 | 224.5526 | 274.6454 | 247.7505 | 164.9142 | 314.2396 | 322.7968 | 298.9688 | 195.5363 | 218.1199 | 219.5166 | 307.2309 | 264.6664 | 328.7764 | 375.3841 | 311.0793
8533 | 13 | 356 | 12 | 237.2952 | 123.8673 | 232.776 | 316.8377 | 265.4769 | 228.5826 | 273.2069 | 246.947 | 161.6157 | 317.5081 | 326.6528 | 306.0621 | 197.3512 | 214.4575 | 220.9534 | 306.7354 | 263.8581 | 327.5269 | 373.5846 | 312.0442
8534 | 14 | 356 | 12 | 237.8773 | 135.0457 | 232.45 | 317.9742 | 281.9516 | 226.5199 | 273.735 | 253.6327 | 162.8944 | 317.6555 | 328.7205 | 307.5308 | 212.7891 | 218.4743 | 219.59 | 309.864 | 281.6428 | 336.8912 | 379.2772 | 314.9384
8535 | 15 | 356 | 12 | 250.5044 | 157.2415 | 239.5688 | 329.1435 | 391.0849 | 294.8015 | 295.8667 | 267.1416 | 204.997 | 368.8864 | 334.286 | 343.9215 | 215.009 | 259.1826 | 234.4658 | 325.0485 | 355.6558 | 351.2607 | 397.2008 | 339.9618
8536 | 16 | 356 | 12 | 280.1046 | 179.4221 | 291.4401 | 366.7142 | 424.0135 | 378.9464 | 310.472 | 289.8355 | 235.7599 | 495.5628 | 377.4892 | 489.4818 | 220.6406 | 325.0311 | 290.7663 | 372.9087 | 408.3853 | 428.949 | 425.1337 | 433.5533
8537 | 17 | 356 | 12 | 288.0274 | 178.3376 | 349.5586 | 391.9754 | 426.6864 | 382.781 | 315.0219 | 293.6575 | 250.4747 | 513.903 | 390.2943 | 517.0823 | 230.6116 | 336.8527 | 327.1324 | 394.3891 | 409.2653 | 488.5828 | 428.893 | 457.0833
8538 | 18 | 356 | 12 | 287.0891 | 176.8429 | 344.7784 | 404.5922 | 426.5176 | 384.5159 | 313.8943 | 291.3508 | 246.3789 | 513.1774 | 392.5729 | 516.7285 | 230.5842 | 337.9467 | 325.4107 | 395.9262 | 403.3161 | 491.0449 | 428.0051 | 460.2234
8539 | 19 | 356 | 12 | 285.5735 | 175.8707 | 335.2811 | 399.0244 | 424.1432 | 380.2768 | 313.8117 | 293.7264 | 238.905 | 512.4421 | 387.1828 | 515.663 | 227.6974 | 333.9772 | 318.0013 | 394.9934 | 400.8749 | 491.6163 | 426.5172 | 462.1044
8540 | 20 | 356 | 12 | 284.7895 | 174.6578 | 323.58 | 396.9573 | 424.133 | 377.7442 | 312.641 | 293.7895 | 237.0465 | 507.833 | 386.3471 | 511.7703 | 231.7674 | 340.7224 | 307.9267 | 392.2993 | 404.6799 | 491.4483 | 426.6612 | 458.2768
8541 | 21 | 356 | 12 | 285.2625 | 178.5339 | 316.8206 | 396.0444 | 421.8312 | 380.3628 | 303.1552 | 290.6857 | 223.4926 | 505.7651 | 384.388 | 508.942 | 235.1842 | 342.0943 | 297.7731 | 396.6184 | 404.9926 | 492.7048 | 431.0391 | 463.3349
8542 | 22 | 356 | 12 | 286.377 | 179.2491 | 308.3369 | 426.9227 | 423.6916 | 388.7038 | 294.454 | 288.6699 | 218.2136 | 476.3588 | 382.0794 | 496.6806 | 240.8741 | 354.936 | 295.4825 | 400.2443 | 408.0972 | 513.4657 | 432.1173 | 470.5534
8543 | 23 | 356 | 12 | 286.3427 | 188.4423 | 309.9506 | 448.6892 | 417.0232 | 383.3726 | 291.8034 | 287.4172 | 204.9996 | 447.7326 | 389.6481 | 487.9848 | 241.3634 | 363.7992 | 299.4537 | 399.3489 | 415.4976 | 523.1708 | 434.0445 | 470.5451
8544 | 0 | 357 | 12 | 290.3124 | 203.035 | 301.0109 | 454.1751 | 417.8462 | 385.0311 | 287.2943 | 285.2658 | 201.4089 | 442.6405 | 387.0176 | 480.0662 | 243.9762 | 367.0242 | 292.4089 | 396.2075 | 420.1196 | 514.5901 | 438.156 | 455.0724
8545 | 1 | 357 | 12 | 293.9217 | 216.5669 | 302.8775 | 445.7143 | 414.7736 | 389.1709 | 288.7568 | 282.2245 | 198.7275 | 443.1845 | 385.5216 | 480.2005 | 245.7943 | 367.6833 | 290.6787 | 393.4575 | 421.1093 | 500.4524 | 440.5142 | 450.7752
8546 | 2 | 357 | 12 | 293.144 | 219.485 | 305.375 | 439.9365 | 413.4769 | 387.2165 | 286.9696 | 282.6296 | 200.963 | 440.8517 | 386.1963 | 477.1411 | 243.9413 | 373.3761 | 294.3117 | 393.2463 | 423.6709 | 503.7842 | 439.3301 | 446.2741
8547 | 3 | 357 | 12 | 293.5755 | 220.2533 | 307.6584 | 434.172 | 419.7909 | 394.6877 | 288.6704 | 280.1285 | 200.8688 | 439.6677 | 388.2653 | 479.6121 | 239.7942 | 378.7936 | 291.8118 | 390.8824 | 427.4139 | 502.3504 | 443.7282 | 446.8994
8548 | 4 | 357 | 12 | 292.5234 | 218.1302 | 311.9511 | 435.9308 | 421.8894 | 387.5124 | 286.1133 | 283.4516 | 198.1131 | 450.148 | 387.6738 | 490.9844 | 235.3917 | 370.969 | 301.7731 | 398.9193 | 426.5255 | 507.9439 | 434.9889 | 451.0308
8549 | 5 | 357 | 12 | 286.9558 | 204.6449 | 316.9813 | 441.9582 | 420.132 | 389.7058 | 288.6217 | 286.9681 | 194.3352 | 472.4464 | 380.0042 | 506.7661 | 229.8953 | 353.3806 | 310.6835 | 396.4016 | 419.7427 | 497.4262 | 436.2954 | 452.4993
8550 | 6 | 357 | 12 | 281.1339 | 190.1227 | 329.7756 | 431.7513 | 418.1169 | 378.7671 | 290.1539 | 288.3537 | 205.172 | 497.3905 | 376.7369 | 515.9289 | 223.8204 | 347.6741 | 310.0022 | 394.7577 | 409.9809 | 513.0614 | 430.3425 | 459.2423
8551 | 7 | 357 | 12 | 266.0925 | 135.31 | 291.8353 | 345.7998 | 337.1895 | 330.4922 | 284.1016 | 264.1253 | 196.3347 | 477.2507 | 382.7446 | 496.8569 | 211.1387 | 301.203 | 281.0885 | 350.3681 | 325.6288 | 480.8204 | 392.8049 | 445.3012
8552 | 8 | 357 | 12 | 245.1374 | 120.3693 | 246.4103 | 324.1418 | 283.5972 | 248.8506 | 270.103 | 256.4896 | 168.4581 | 387.1425 | 342.5899 | 379.703 | 203.4939 | 247.5483 | 235.2739 | 321.1006 | 292.3709 | 406.9927 | 380.5834 | 367.8388
8553 | 9 | 357 | 12 | 240.0549 | 121.3591 | 238.7582 | 320.6905 | 276.1781 | 225.2381 | 269.6448 | 250.9294 | 157.7523 | 336.7922 | 326.9726 | 334.1735 | 197.3175 | 227.2989 | 223.52 | 314.6599 | 278.0502 | 361.2966 | 376.6028 | 325.0648
8554 | 10 | 357 | 12 | 238.6622 | 122.2495 | 238.6006 | 318.6492 | 264.6879 | 224.9143 | 272.0415 | 250.856 | 158.9691 | 337.8532 | 327.629 | 326.5818 | 196.3722 | 225.7627 | 226.5242 | 312.9257 | 267.9174 | 347.5149 | 376.138 | 317.9571
8555 | 11 | 357 | 12 | 237.6832 | 123.0804 | 236.4988 | 316.6761 | 256.1492 | 219.6062 | 275.8883 | 251.713 | 162.4795 | 325.7381 | 322.747 | 310.1887 | 197.3724 | 222.8053 | 225.7026 | 308.4933 | 262.7487 | 337.5745 | 373.1137 | 314.7122
8556 | 12 | 357 | 12 | 236.8634 | 126.6568 | 233.7855 | 318.6665 | 262.3376 | 224.5526 | 274.6454 | 247.7505 | 164.9142 | 314.2396 | 322.7968 | 298.9688 | 195.5363 | 218.1199 | 219.5166 | 307.2309 | 264.6664 | 328.7764 | 375.3841 | 311.0793
8557 | 13 | 357 | 12 | 237.2952 | 123.8673 | 232.776 | 316.8377 | 265.4769 | 228.5826 | 273.2069 | 246.947 | 161.6157 | 317.5081 | 326.6528 | 306.0621 | 197.3512 | 214.4575 | 220.9534 | 306.7354 | 263.8581 | 327.5269 | 373.5846 | 312.0442
8558 | 14 | 357 | 12 | 237.8773 | 135.0457 | 232.45 | 317.9742 | 281.9516 | 226.5199 | 273.735 | 253.6327 | 162.8944 | 317.6555 | 328.7205 | 307.5308 | 212.7891 | 218.4743 | 219.59 | 309.864 | 281.6428 | 336.8912 | 379.2772 | 314.9384
8559 | 15 | 357 | 12 | 250.5044 | 157.2415 | 239.5688 | 329.1435 | 391.0849 | 294.8015 | 295.8667 | 267.1416 | 204.997 | 368.8864 | 334.286 | 343.9215 | 215.009 | 259.1826 | 234.4658 | 325.0485 | 355.6558 | 351.2607 | 397.2008 | 339.9618
8560 | 16 | 357 | 12 | 280.1046 | 179.4221 | 291.4401 | 366.7142 | 424.0135 | 378.9464 | 310.472 | 289.8355 | 235.7599 | 495.5628 | 377.4892 | 489.4818 | 220.6406 | 325.0311 | 290.7663 | 372.9087 | 408.3853 | 428.949 | 425.1337 | 433.5533
8561 | 17 | 357 | 12 | 288.0274 | 178.3376 | 349.5586 | 391.9754 | 426.6864 | 382.781 | 315.0219 | 293.6575 | 250.4747 | 513.903 | 390.2943 | 517.0823 | 230.6116 | 336.8527 | 327.1324 | 394.3891 | 409.2653 | 488.5828 | 428.893 | 457.0833
8562 | 18 | 357 | 12 | 287.0891 | 176.8429 | 344.7784 | 404.5922 | 426.5176 | 384.5159 | 313.8943 | 291.3508 | 246.3789 | 513.1774 | 392.5729 | 516.7285 | 230.5842 | 337.9467 | 325.4107 | 395.9262 | 403.3161 | 491.0449 | 428.0051 | 460.2234
8563 | 19 | 357 | 12 | 285.5735 | 175.8707 | 335.2811 | 399.0244 | 424.1432 | 380.2768 | 313.8117 | 293.7264 | 238.905 | 512.4421 | 387.1828 | 515.663 | 227.6974 | 333.9772 | 318.0013 | 394.9934 | 400.8749 | 491.6163 | 426.5172 | 462.1044
8564 | 20 | 357 | 12 | 284.7895 | 174.6578 | 323.58 | 396.9573 | 424.133 | 377.7442 | 312.641 | 293.7895 | 237.0465 | 507.833 | 386.3471 | 511.7703 | 231.7674 | 340.7224 | 307.9267 | 392.2993 | 404.6799 | 491.4483 | 426.6612 | 458.2768
8565 | 21 | 357 | 12 | 285.2625 | 178.5339 | 316.8206 | 396.0444 | 421.8312 | 380.3628 | 303.1552 | 290.6857 | 223.4926 | 505.7651 | 384.388 | 508.942 | 235.1842 | 342.0943 | 297.7731 | 396.6184 | 404.9926 | 492.7048 | 431.0391 | 463.3349
8566 | 22 | 357 | 12 | 286.377 | 179.2491 | 308.3369 | 426.9227 | 423.6916 | 388.7038 | 294.454 | 288.6699 | 218.2136 | 476.3588 | 382.0794 | 496.6806 | 240.8741 | 354.936 | 295.4825 | 400.2443 | 408.0972 | 513.4657 | 432.1173 | 470.5534
8567 | 23 | 357 | 12 | 286.3427 | 188.4423 | 309.9506 | 448.6892 | 417.0232 | 383.3726 | 291.8034 | 287.4172 | 204.9996 | 447.7326 | 389.6481 | 487.9848 | 241.3634 | 363.7992 | 299.4537 | 399.3489 | 415.4976 | 523.1708 | 434.0445 | 470.5451
8568 | 0 | 358 | 12 | 290.3124 | 203.035 | 301.0109 | 454.1751 | 417.8462 | 385.0311 | 287.2943 | 285.2658 | 201.4089 | 442.6405 | 387.0176 | 480.0662 | 243.9762 | 367.0242 | 292.4089 | 396.2075 | 420.1196 | 514.5901 | 438.156 | 455.0724
8569 | 1 | 358 | 12 | 293.9217 | 216.5669 | 302.8775 | 445.7143 | 414.7736 | 389.1709 | 288.7568 | 282.2245 | 198.7275 | 443.1845 | 385.5216 | 480.2005 | 245.7943 | 367.6833 | 290.6787 | 393.4575 | 421.1093 | 500.4524 | 440.5142 | 450.7752
8570 | 2 | 358 | 12 | 293.144 | 219.485 | 305.375 | 439.9365 | 413.4769 | 387.2165 | 286.9696 | 282.6296 | 200.963 | 440.8517 | 386.1963 | 477.1411 | 243.9413 | 373.3761 | 294.3117 | 393.2463 | 423.6709 | 503.7842 | 439.3301 | 446.2741
8571 | 3 | 358 | 12 | 293.5755 | 220.2533 | 307.6584 | 434.172 | 419.7909 | 394.6877 | 288.6704 | 280.1285 | 200.8688 | 439.6677 | 388.2653 | 479.6121 | 239.7942 | 378.7936 | 291.8118 | 390.8824 | 427.4139 | 502.3504 | 443.7282 | 446.8994
8572 | 4 | 358 | 12 | 292.5234 | 218.1302 | 311.9511 | 435.9308 | 421.8894 | 387.5124 | 286.1133 | 283.4516 | 198.1131 | 450.148 | 387.6738 | 490.9844 | 235.3917 | 370.969 | 301.7731 | 398.9193 | 426.5255 | 507.9439 | 434.9889 | 451.0308
8573 | 5 | 358 | 12 | 286.9558 | 204.6449 | 316.9813 | 441.9582 | 420.132 | 389.7058 | 288.6217 | 286.9681 | 194.3352 | 472.4464 | 380.0042 | 506.7661 | 229.8953 | 353.3806 | 310.6835 | 396.4016 | 419.7427 | 497.4262 | 436.2954 | 452.4993
8574 | 6 | 358 | 12 | 281.1339 | 190.1227 | 329.7756 | 431.7513 | 418.1169 | 378.7671 | 290.1539 | 288.3537 | 205.172 | 497.3905 | 376.7369 | 515.9289 | 223.8204 | 347.6741 | 310.0022 | 394.7577 | 409.9809 | 513.0614 | 430.3425 | 459.2423
8575 | 7 | 358 | 12 | 266.0925 | 135.31 | 291.8353 | 345.7998 | 337.1895 | 330.4922 | 284.1016 | 264.1253 | 196.3347 | 477.2507 | 382.7446 | 496.8569 | 211.1387 | 301.203 | 281.0885 | 350.3681 | 325.6288 | 480.8204 | 392.8049 | 445.3012
8576 | 8 | 358 | 12 | 245.1374 | 120.3693 | 246.4103 | 324.1418 | 283.5972 | 248.8506 | 270.103 | 256.4896 | 168.4581 | 387.1425 | 342.5899 | 379.703 | 203.4939 | 247.5483 | 235.2739 | 321.1006 | 292.3709 | 406.9927 | 380.5834 | 367.8388
8577 | 9 | 358 | 12 | 240.0549 | 121.3591 | 238.7582 | 320.6905 | 276.1781 | 225.2381 | 269.6448 | 250.9294 | 157.7523 | 336.7922 | 326.9726 | 334.1735 | 197.3175 | 227.2989 | 223.52 | 314.6599 | 278.0502 | 361.2966 | 376.6028 | 325.0648
8578 | 10 | 358 | 12 | 238.6622 | 122.2495 | 238.6006 | 318.6492 | 264.6879 | 224.9143 | 272.0415 | 250.856 | 158.9691 | 337.8532 | 327.629 | 326.5818 | 196.3722 | 225.7627 | 226.5242 | 312.9257 | 267.9174 | 347.5149 | 376.138 | 317.9571
8579 | 11 | 358 | 12 | 237.6832 | 123.0804 | 236.4988 | 316.6761 | 256.1492 | 219.6062 | 275.8883 | 251.713 | 162.4795 | 325.7381 | 322.747 | 310.1887 | 197.3724 | 222.8053 | 225.7026 | 308.4933 | 262.7487 | 337.5745 | 373.1137 | 314.7122
8580 | 12 | 358 | 12 | 236.8634 | 126.6568 | 233.7855 | 318.6665 | 262.3376 | 224.5526 | 274.6454 | 247.7505 | 164.9142 | 314.2396 | 322.7968 | 298.9688 | 195.5363 | 218.1199 | 219.5166 | 307.2309 | 264.6664 | 328.7764 | 375.3841 | 311.0793
8581 | 13 | 358 | 12 | 237.2952 | 123.8673 | 232.776 | 316.8377 | 265.4769 | 228.5826 | 273.2069 | 246.947 | 161.6157 | 317.5081 | 326.6528 | 306.0621 | 197.3512 | 214.4575 | 220.9534 | 306.7354 | 263.8581 | 327.5269 | 373.5846 | 312.0442
8582 | 14 | 358 | 12 | 237.8773 | 135.0457 | 232.45 | 317.9742 | 281.9516 | 226.5199 | 273.735 | 253.6327 | 162.8944 | 317.6555 | 328.7205 | 307.5308 | 212.7891 | 218.4743 | 219.59 | 309.864 | 281.6428 | 336.8912 | 379.2772 | 314.9384
8583 | 15 | 358 | 12 | 250.5044 | 157.2415 | 239.5688 | 329.1435 | 391.0849 | 294.8015 | 295.8667 | 267.1416 | 204.997 | 368.8864 | 334.286 | 343.9215 | 215.009 | 259.1826 | 234.4658 | 325.0485 | 355.6558 | 351.2607 | 397.2008 | 339.9618
8584 | 16 | 358 | 12 | 280.1046 | 179.4221 | 291.4401 | 366.7142 | 424.0135 | 378.9464 | 310.472 | 289.8355 | 235.7599 | 495.5628 | 377.4892 | 489.4818 | 220.6406 | 325.0311 | 290.7663 | 372.9087 | 408.3853 | 428.949 | 425.1337 | 433.5533
8585 | 17 | 358 | 12 | 288.0274 | 178.3376 | 349.5586 | 391.9754 | 426.6864 | 382.781 | 315.0219 | 293.6575 | 250.4747 | 513.903 | 390.2943 | 517.0823 | 230.6116 | 336.8527 | 327.1324 | 394.3891 | 409.2653 | 488.5828 | 428.893 | 457.0833
8586 | 18 | 358 | 12 | 287.0891 | 176.8429 | 344.7784 | 404.5922 | 426.5176 | 384.5159 | 313.8943 | 291.3508 | 246.3789 | 513.1774 | 392.5729 | 516.7285 | 230.5842 | 337.9467 | 325.4107 | 395.9262 | 403.3161 | 491.0449 | 428.0051 | 460.2234
8587 | 19 | 358 | 12 | 285.5735 | 175.8707 | 335.2811 | 399.0244 | 424.1432 | 380.2768 | 313.8117 | 293.7264 | 238.905 | 512.4421 | 387.1828 | 515.663 | 227.6974 | 333.9772 | 318.0013 | 394.9934 | 400.8749 | 491.6163 | 426.5172 | 462.1044
8588 | 20 | 358 | 12 | 284.7895 | 174.6578 | 323.58 | 396.9573 | 424.133 | 377.7442 | 312.641 | 293.7895 | 237.0465 | 507.833 | 386.3471 | 511.7703 | 231.7674 | 340.7224 | 307.9267 | 392.2993 | 404.6799 | 491.4483 | 426.6612 | 458.2768
8589 | 21 | 358 | 12 | 285.2625 | 178.5339 | 316.8206 | 396.0444 | 421.8312 | 380.3628 | 303.1552 | 290.6857 | 223.4926 | 505.7651 | 384.388 | 508.942 | 235.1842 | 342.0943 | 297.7731 | 396.6184 | 404.9926 | 492.7048 | 431.0391 | 463.3349
8590 | 22 | 358 | 12 | 286.377 | 179.2491 | 308.3369 | 426.9227 | 423.6916 | 388.7038 | 294.454 | 288.6699 | 218.2136 | 476.3588 | 382.0794 | 496.6806 | 240.8741 | 354.936 | 295.4825 | 400.2443 | 408.0972 | 513.4657 | 432.1173 | 470.5534
8591 | 23 | 358 | 12 | 286.3427 | 188.4423 | 309.9506 | 448.6892 | 417.0232 | 383.3726 | 291.8034 | 287.4172 | 204.9996 | 447.7326 | 389.6481 | 487.9848 | 241.3634 | 363.7992 | 299.4537 | 399.3489 | 415.4976 | 523.1708 | 434.0445 | 470.5451
8592 | 0 | 359 | 12 | 290.3124 | 203.035 | 301.0109 | 454.1751 | 417.8462 | 385.0311 | 287.2943 | 285.2658 | 201.4089 | 442.6405 | 387.0176 | 480.0662 | 243.9762 | 367.0242 | 292.4089 | 396.2075 | 420.1196 | 514.5901 | 438.156 | 455.0724
8593 | 1 | 359 | 12 | 293.9217 | 216.5669 | 302.8775 | 445.7143 | 414.7736 | 389.1709 | 288.7568 | 282.2245 | 198.7275 | 443.1845 | 385.5216 | 480.2005 | 245.7943 | 367.6833 | 290.6787 | 393.4575 | 421.1093 | 500.4524 | 440.5142 | 450.7752
8594 | 2 | 359 | 12 | 293.144 | 219.485 | 305.375 | 439.9365 | 413.4769 | 387.2165 | 286.9696 | 282.6296 | 200.963 | 440.8517 | 386.1963 | 477.1411 | 243.9413 | 373.3761 | 294.3117 | 393.2463 | 423.6709 | 503.7842 | 439.3301 | 446.2741
8595 | 3 | 359 | 12 | 293.5755 | 220.2533 | 307.6584 | 434.172 | 419.7909 | 394.6877 | 288.6704 | 280.1285 | 200.8688 | 439.6677 | 388.2653 | 479.6121 | 239.7942 | 378.7936 | 291.8118 | 390.8824 | 427.4139 | 502.3504 | 443.7282 | 446.8994
8596 | 4 | 359 | 12 | 292.5234 | 218.1302 | 311.9511 | 435.9308 | 421.8894 | 387.5124 | 286.1133 | 283.4516 | 198.1131 | 450.148 | 387.6738 | 490.9844 | 235.3917 | 370.969 | 301.7731 | 398.9193 | 426.5255 | 507.9439 | 434.9889 | 451.0308
8597 | 5 | 359 | 12 | 286.9558 | 204.6449 | 316.9813 | 441.9582 | 420.132 | 389.7058 | 288.6217 | 286.9681 | 194.3352 | 472.4464 | 380.0042 | 506.7661 | 229.8953 | 353.3806 | 310.6835 | 396.4016 | 419.7427 | 497.4262 | 436.2954 | 452.4993
8598 | 6 | 359 | 12 | 281.1339 | 190.1227 | 329.7756 | 431.7513 | 418.1169 | 378.7671 | 290.1539 | 288.3537 | 205.172 | 497.3905 | 376.7369 | 515.9289 | 223.8204 | 347.6741 | 310.0022 | 394.7577 | 409.9809 | 513.0614 | 430.3425 | 459.2423
8599 | 7 | 359 | 12 | 266.0925 | 135.31 | 291.8353 | 345.7998 | 337.1895 | 330.4922 | 284.1016 | 264.1253 | 196.3347 | 477.2507 | 382.7446 | 496.8569 | 211.1387 | 301.203 | 281.0885 | 350.3681 | 325.6288 | 480.8204 | 392.8049 | 445.3012
8600 | 8 | 359 | 12 | 245.1374 | 120.3693 | 246.4103 | 324.1418 | 283.5972 | 248.8506 | 270.103 | 256.4896 | 168.4581 | 387.1425 | 342.5899 | 379.703 | 203.4939 | 247.5483 | 235.2739 | 321.1006 | 292.3709 | 406.9927 | 380.5834 | 367.8388
8601 | 9 | 359 | 12 | 240.0549 | 121.3591 | 238.7582 | 320.6905 | 276.1781 | 225.2381 | 269.6448 | 250.9294 | 157.7523 | 336.7922 | 326.9726 | 334.1735 | 197.3175 | 227.2989 | 223.52 | 314.6599 | 278.0502 | 361.2966 | 376.6028 | 325.0648
8602 | 10 | 359 | 12 | 238.6622 | 122.2495 | 238.6006 | 318.6492 | 264.6879 | 224.9143 | 272.0415 | 250.856 | 158.9691 | 337.8532 | 327.629 | 326.5818 | 196.3722 | 225.7627 | 226.5242 | 312.9257 | 267.9174 | 347.5149 | 376.138 | 317.9571
8603 | 11 | 359 | 12 | 237.6832 | 123.0804 | 236.4988 | 316.6761 | 256.1492 | 219.6062 | 275.8883 | 251.713 | 162.4795 | 325.7381 | 322.747 | 310.1887 | 197.3724 | 222.8053 | 225.7026 | 308.4933 | 262.7487 | 337.5745 | 373.1137 | 314.7122
8604 | 12 | 359 | 12 | 236.8634 | 126.6568 | 233.7855 | 318.6665 | 262.3376 | 224.5526 | 274.6454 | 247.7505 | 164.9142 | 314.2396 | 322.7968 | 298.9688 | 195.5363 | 218.1199 | 219.5166 | 307.2309 | 264.6664 | 328.7764 | 375.3841 | 311.0793
8605 | 13 | 359 | 12 | 237.2952 | 123.8673 | 232.776 | 316.8377 | 265.4769 | 228.5826 | 273.2069 | 246.947 | 161.6157 | 317.5081 | 326.6528 | 306.0621 | 197.3512 | 214.4575 | 220.9534 | 306.7354 | 263.8581 | 327.5269 | 373.5846 | 312.0442
8606 | 14 | 359 | 12 | 237.8773 | 135.0457 | 232.45 | 317.9742 | 281.9516 | 226.5199 | 273.735 | 253.6327 | 162.8944 | 317.6555 | 328.7205 | 307.5308 | 212.7891 | 218.4743 | 219.59 | 309.864 | 281.6428 | 336.8912 | 379.2772 | 314.9384
8607 | 15 | 359 | 12 | 250.5044 | 157.2415 | 239.5688 | 329.1435 | 391.0849 | 294.8015 | 295.8667 | 267.1416 | 204.997 | 368.8864 | 334.286 | 343.9215 | 215.009 | 259.1826 | 234.4658 | 325.0485 | 355.6558 | 351.2607 | 397.2008 | 339.9618
8608 | 16 | 359 | 12 | 280.1046 | 179.4221 | 291.4401 | 366.7142 | 424.0135 | 378.9464 | 310.472 | 289.8355 | 235.7599 | 495.5628 | 377.4892 | 489.4818 | 220.6406 | 325.0311 | 290.7663 | 372.9087 | 408.3853 | 428.949 | 425.1337 | 433.5533
8609 | 17 | 359 | 12 | 288.0274 | 178.3376 | 349.5586 | 391.9754 | 426.6864 | 382.781 | 315.0219 | 293.6575 | 250.4747 | 513.903 | 390.2943 | 517.0823 | 230.6116 | 336.8527 | 327.1324 | 394.3891 | 409.2653 | 488.5828 | 428.893 | 457.0833
8610 | 18 | 359 | 12 | 287.0891 | 176.8429 | 344.7784 | 404.5922 | 426.5176 | 384.5159 | 313.8943 | 291.3508 | 246.3789 | 513.1774 | 392.5729 | 516.7285 | 230.5842 | 337.9467 | 325.4107 | 395.9262 | 403.3161 | 491.0449 | 428.0051 | 460.2234
8611 | 19 | 359 | 12 | 285.5735 | 175.8707 | 335.2811 | 399.0244 | 424.1432 | 380.2768 | 313.8117 | 293.7264 | 238.905 | 512.4421 | 387.1828 | 515.663 | 227.6974 | 333.9772 | 318.0013 | 394.9934 | 400.8749 | 491.6163 | 426.5172 | 462.1044
8612 | 20 | 359 | 12 | 284.7895 | 174.6578 | 323.58 | 396.9573 | 424.133 | 377.7442 | 312.641 | 293.7895 | 237.0465 | 507.833 | 386.3471 | 511.7703 | 231.7674 | 340.7224 | 307.9267 | 392.2993 | 404.6799 | 491.4483 | 426.6612 | 458.2768
8613 | 21 | 359 | 12 | 285.2625 | 178.5339 | 316.8206 | 396.0444 | 421.8312 | 380.3628 | 303.1552 | 290.6857 | 223.4926 | 505.7651 | 384.388 | 508.942 | 235.1842 | 342.0943 | 297.7731 | 396.6184 | 404.9926 | 492.7048 | 431.0391 | 463.3349
8614 | 22 | 359 | 12 | 286.377 | 179.2491 | 308.3369 | 426.9227 | 423.6916 | 388.7038 | 294.454 | 288.6699 | 218.2136 | 476.3588 | 382.0794 | 496.6806 | 240.8741 | 354.936 | 295.4825 | 400.2443 | 408.0972 | 513.4657 | 432.1173 | 470.5534
8615 | 23 | 359 | 12 | 286.3427 | 188.4423 | 309.9506 | 448.6892 | 417.0232 | 383.3726 | 291.8034 | 287.4172 | 204.9996 | 447.7326 | 389.6481 | 487.9848 | 241.3634 | 363.7992 | 299.4537 | 399.3489 | 415.4976 | 523.1708 | 434.0445 | 470.5451
8616 | 0 | 360 | 12 | 290.3124 | 203.035 | 301.0109 | 454.1751 | 417.8462 | 385.0311 | 287.2943 | 285.2658 | 201.4089 | 442.6405 | 387.0176 | 480.0662 | 243.9762 | 367.0242 | 292.4089 | 396.2075 | 420.1196 | 514.5901 | 438.156 | 455.0724
8617 | 1 | 360 | 12 | 293.9217 | 216.5669 | 302.8775 | 445.7143 | 414.7736 | 389.1709 | 288.7568 | 282.2245 | 198.7275 | 443.1845 | 385.5216 | 480.2005 | 245.7943 | 367.6833 | 290.6787 | 393.4575 | 421.1093 | 500.4524 | 440.5142 | 450.7752
8618 | 2 | 360 | 12 | 293.144 | 219.485 | 305.375 | 439.9365 | 413.4769 | 387.2165 | 286.9696 | 282.6296 | 200.963 | 440.8517 | 386.1963 | 477.1411 | 243.9413 | 373.3761 | 294.3117 | 393.2463 | 423.6709 | 503.7842 | 439.3301 | 446.2741
8619 | 3 | 360 | 12 | 293.5755 | 220.2533 | 307.6584 | 434.172 | 419.7909 | 394.6877 | 288.6704 | 280.1285 | 200.8688 | 439.6677 | 388.2653 | 479.6121 | 239.7942 | 378.7936 | 291.8118 | 390.8824 | 427.4139 | 502.3504 | 443.7282 | 446.8994
8620 | 4 | 360 | 12 | 292.5234 | 218.1302 | 311.9511 | 435.9308 | 421.8894 | 387.5124 | 286.1133 | 283.4516 | 198.1131 | 450.148 | 387.6738 | 490.9844 | 235.3917 | 370.969 | 301.7731 | 398.9193 | 426.5255 | 507.9439 | 434.9889 | 451.0308
8621 | 5 | 360 | 12 | 286.9558 | 204.6449 | 316.9813 | 441.9582 | 420.132 | 389.7058 | 288.6217 | 286.9681 | 194.3352 | 472.4464 | 380.0042 | 506.7661 | 229.8953 | 353.3806 | 310.6835 | 396.4016 | 419.7427 | 497.4262 | 436.2954 | 452.4993
8622 | 6 | 360 | 12 | 281.1339 | 190.1227 | 329.7756 | 431.7513 | 418.1169 | 378.7671 | 290.1539 | 288.3537 | 205.172 | 497.3905 | 376.7369 | 515.9289 | 223.8204 | 347.6741 | 310.0022 | 394.7577 | 409.9809 | 513.0614 | 430.3425 | 459.2423
8623 | 7 | 360 | 12 | 266.0925 | 135.31 | 291.8353 | 345.7998 | 337.1895 | 330.4922 | 284.1016 | 264.1253 | 196.3347 | 477.2507 | 382.7446 | 496.8569 | 211.1387 | 301.203 | 281.0885 | 350.3681 | 325.6288 | 480.8204 | 392.8049 | 445.3012
8624 | 8 | 360 | 12 | 245.1374 | 120.3693 | 246.4103 | 324.1418 | 283.5972 | 248.8506 | 270.103 | 256.4896 | 168.4581 | 387.1425 | 342.5899 | 379.703 | 203.4939 | 247.5483 | 235.2739 | 321.1006 | 292.3709 | 406.9927 | 380.5834 | 367.8388
8625 | 9 | 360 | 12 | 240.0549 | 121.3591 | 238.7582 | 320.6905 | 276.1781 | 225.2381 | 269.6448 | 250.9294 | 157.7523 | 336.7922 | 326.9726 | 334.1735 | 197.3175 | 227.2989 | 223.52 | 314.6599 | 278.0502 | 361.2966 | 376.6028 | 325.0648
8626 | 10 | 360 | 12 | 238.6622 | 122.2495 | 238.6006 | 318.6492 | 264.6879 | 224.9143 | 272.0415 | 250.856 | 158.9691 | 337.8532 | 327.629 | 326.5818 | 196.3722 | 225.7627 | 226.5242 | 312.9257 | 267.9174 | 347.5149 | 376.138 | 317.9571
8627 | 11 | 360 | 12 | 237.6832 | 123.0804 | 236.4988 | 316.6761 | 256.1492 | 219.6062 | 275.8883 | 251.713 | 162.4795 | 325.7381 | 322.747 | 310.1887 | 197.3724 | 222.8053 | 225.7026 | 308.4933 | 262.7487 | 337.5745 | 373.1137 | 314.7122
8628 | 12 | 360 | 12 | 236.8634 | 126.6568 | 233.7855 | 318.6665 | 262.3376 | 224.5526 | 274.6454 | 247.7505 | 164.9142 | 314.2396 | 322.7968 | 298.9688 | 195.5363 | 218.1199 | 219.5166 | 307.2309 | 264.6664 | 328.7764 | 375.3841 | 311.0793
8629 | 13 | 360 | 12 | 237.2952 | 123.8673 | 232.776 | 316.8377 | 265.4769 | 228.5826 | 273.2069 | 246.947 | 161.6157 | 317.5081 | 326.6528 | 306.0621 | 197.3512 | 214.4575 | 220.9534 | 306.7354 | 263.8581 | 327.5269 | 373.5846 | 312.0442
8630 | 14 | 360 | 12 | 237.8773 | 135.0457 | 232.45 | 317.9742 | 281.9516 | 226.5199 | 273.735 | 253.6327 | 162.8944 | 317.6555 | 328.7205 | 307.5308 | 212.7891 | 218.4743 | 219.59 | 309.864 | 281.6428 | 336.8912 | 379.2772 | 314.9384
8631 | 15 | 360 | 12 | 250.5044 | 157.2415 | 239.5688 | 329.1435 | 391.0849 | 294.8015 | 295.8667 | 267.1416 | 204.997 | 368.8864 | 334.286 | 343.9215 | 215.009 | 259.1826 | 234.4658 | 325.0485 | 355.6558 | 351.2607 | 397.2008 | 339.9618
8632 | 16 | 360 | 12 | 280.1046 | 179.4221 | 291.4401 | 366.7142 | 424.0135 | 378.9464 | 310.472 | 289.8355 | 235.7599 | 495.5628 | 377.4892 | 489.4818 | 220.6406 | 325.0311 | 290.7663 | 372.9087 | 408.3853 | 428.949 | 425.1337 | 433.5533
8633 | 17 | 360 | 12 | 288.0274 | 178.3376 | 349.5586 | 391.9754 | 426.6864 | 382.781 | 315.0219 | 293.6575 | 250.4747 | 513.903 | 390.2943 | 517.0823 | 230.6116 | 336.8527 | 327.1324 | 394.3891 | 409.2653 | 488.5828 | 428.893 | 457.0833
8634 | 18 | 360 | 12 | 287.0891 | 176.8429 | 344.7784 | 404.5922 | 426.5176 | 384.5159 | 313.8943 | 291.3508 | 246.3789 | 513.1774 | 392.5729 | 516.7285 | 230.5842 | 337.9467 | 325.4107 | 395.9262 | 403.3161 | 491.0449 | 428.0051 | 460.2234
8635 | 19 | 360 | 12 | 285.5735 | 175.8707 | 335.2811 | 399.0244 | 424.1432 | 380.2768 | 313.8117 | 293.7264 | 238.905 | 512.4421 | 387.1828 | 515.663 | 227.6974 | 333.9772 | 318.0013 | 394.9934 | 400.8749 | 491.6163 | 426.5172 | 462.1044
8636 | 20 | 360 | 12 | 284.7895 | 174.6578 | 323.58 | 396.9573 | 424.133 | 377.7442 | 312.641 | 293.7895 | 237.0465 | 507.833 | 386.3471 | 511.7703 | 231.7674 | 340.7224 | 307.9267 | 392.2993 | 404.6799 | 491.4483 | 426.6612 | 458.2768
8637 | 21 | 360 | 12 | 285.2625 | 178.5339 | 316.8206 | 396.0444 | 421.8312 | 380.3628 | 303.1552 | 290.6857 | 223.4926 | 505.7651 | 384.388 | 508.942 | 235.1842 | 342.0943 | 297.7731 | 396.6184 | 404.9926 | 492.7048 | 431.0391 | 463.3349
8638 | 22 | 360 | 12 | 286.377 | 179.2491 | 308.3369 | 426.9227 | 423.6916 | 388.7038 | 294.454 | 288.6699 | 218.2136 | 476.3588 | 382.0794 | 496.6806 | 240.8741 | 354.936 | 295.4825 | 400.2443 | 408.0972 | 513.4657 | 432.1173 | 470.5534
8639 | 23 | 360 | 12 | 286.3427 | 188.4423 | 309.9506 | 448.6892 | 417.0232 | 383.3726 | 291.8034 | 287.4172 | 204.9996 | 447.7326 | 389.6481 | 487.9848 | 241.3634 | 363.7992 | 299.4537 | 399.3489 | 415.4976 | 523.1708 | 434.0445 | 470.5451
8640 | 0 | 361 | 12 | 290.3124 | 203.035 | 301.0109 | 454.1751 | 417.8462 | 385.0311 | 287.2943 | 285.2658 | 201.4089 | 442.6405 | 387.0176 | 480.0662 | 243.9762 | 367.0242 | 292.4089 | 396.2075 | 420.1196 | 514.5901 | 438.156 | 455.0724
8641 | 1 | 361 | 12 | 293.9217 | 216.5669 | 302.8775 | 445.7143 | 414.7736 | 389.1709 | 288.7568 | 282.2245 | 198.7275 | 443.1845 | 385.5216 | 480.2005 | 245.7943 | 367.6833 | 290.6787 | 393.4575 | 421.1093 | 500.4524 | 440.5142 | 450.7752
8642 | 2 | 361 | 12 | 293.144 | 219.485 | 305.375 | 439.9365 | 413.4769 | 387.2165 | 286.9696 | 282.6296 | 200.963 | 440.8517 | 386.1963 | 477.1411 | 243.9413 | 373.3761 | 294.3117 | 393.2463 | 423.6709 | 503.7842 | 439.3301 | 446.2741
8643 | 3 | 361 | 12 | 293.5755 | 220.2533 | 307.6584 | 434.172 | 419.7909 | 394.6877 | 288.6704 | 280.1285 | 200.8688 | 439.6677 | 388.2653 | 479.6121 | 239.7942 | 378.7936 | 291.8118 | 390.8824 | 427.4139 | 502.3504 | 443.7282 | 446.8994
8644 | 4 | 361 | 12 | 292.5234 | 218.1302 | 311.9511 | 435.9308 | 421.8894 | 387.5124 | 286.1133 | 283.4516 | 198.1131 | 450.148 | 387.6738 | 490.9844 | 235.3917 | 370.969 | 301.7731 | 398.9193 | 426.5255 | 507.9439 | 434.9889 | 451.0308
8645 | 5 | 361 | 12 | 286.9558 | 204.6449 | 316.9813 | 441.9582 | 420.132 | 389.7058 | 288.6217 | 286.9681 | 194.3352 | 472.4464 | 380.0042 | 506.7661 | 229.8953 | 353.3806 | 310.6835 | 396.4016 | 419.7427 | 497.4262 | 436.2954 | 452.4993
8646 | 6 | 361 | 12 | 281.1339 | 190.1227 | 329.7756 | 431.7513 | 418.1169 | 378.7671 | 290.1539 | 288.3537 | 205.172 | 497.3905 | 376.7369 | 515.9289 | 223.8204 | 347.6741 | 310.0022 | 394.7577 | 409.9809 | 513.0614 | 430.3425 | 459.2423
8647 | 7 | 361 | 12 | 266.0925 | 135.31 | 291.8353 | 345.7998 | 337.1895 | 330.4922 | 284.1016 | 264.1253 | 196.3347 | 477.2507 | 382.7446 | 496.8569 | 211.1387 | 301.203 | 281.0885 | 350.3681 | 325.6288 | 480.8204 | 392.8049 | 445.3012
8648 | 8 | 361 | 12 | 245.1374 | 120.3693 | 246.4103 | 324.1418 | 283.5972 | 248.8506 | 270.103 | 256.4896 | 168.4581 | 387.1425 | 342.5899 | 379.703 | 203.4939 | 247.5483 | 235.2739 | 321.1006 | 292.3709 | 406.9927 | 380.5834 | 367.8388
8649 | 9 | 361 | 12 | 240.0549 | 121.3591 | 238.7582 | 320.6905 | 276.1781 | 225.2381 | 269.6448 | 250.9294 | 157.7523 | 336.7922 | 326.9726 | 334.1735 | 197.3175 | 227.2989 | 223.52 | 314.6599 | 278.0502 | 361.2966 | 376.6028 | 325.0648
8650 | 10 | 361 | 12 | 238.6622 | 122.2495 | 238.6006 | 318.6492 | 264.6879 | 224.9143 | 272.0415 | 250.856 | 158.9691 | 337.8532 | 327.629 | 326.5818 | 196.3722 | 225.7627 | 226.5242 | 312.9257 | 267.9174 | 347.5149 | 376.138 | 317.9571
8651 | 11 | 361 | 12 | 237.6832 | 123.0804 | 236.4988 | 316.6761 | 256.1492 | 219.6062 | 275.8883 | 251.713 | 162.4795 | 325.7381 | 322.747 | 310.1887 | 197.3724 | 222.8053 | 225.7026 | 308.4933 | 262.7487 | 337.5745 | 373.1137 | 314.7122
8652 | 12 | 361 | 12 | 236.8634 | 126.6568 | 233.7855 | 318.6665 | 262.3376 | 224.5526 | 274.6454 | 247.7505 | 164.9142 | 314.2396 | 322.7968 | 298.9688 | 195.5363 | 218.1199 | 219.5166 | 307.2309 | 264.6664 | 328.7764 | 375.3841 | 311.0793
8653 | 13 | 361 | 12 | 237.2952 | 123.8673 | 232.776 | 316.8377 | 265.4769 | 228.5826 | 273.2069 | 246.947 | 161.6157 | 317.5081 | 326.6528 | 306.0621 | 197.3512 | 214.4575 | 220.9534 | 306.7354 | 263.8581 | 327.5269 | 373.5846 | 312.0442
8654 | 14 | 361 | 12 | 237.8773 | 135.0457 | 232.45 | 317.9742 | 281.9516 | 226.5199 | 273.735 | 253.6327 | 162.8944 | 317.6555 | 328.7205 | 307.5308 | 212.7891 | 218.4743 | 219.59 | 309.864 | 281.6428 | 336.8912 | 379.2772 | 314.9384
8655 | 15 | 361 | 12 | 250.5044 | 157.2415 | 239.5688 | 329.1435 | 391.0849 | 294.8015 | 295.8667 | 267.1416 | 204.997 | 368.8864 | 334.286 | 343.9215 | 215.009 | 259.1826 | 234.4658 | 325.0485 | 355.6558 | 351.2607 | 397.2008 | 339.9618
8656 | 16 | 361 | 12 | 280.1046 | 179.4221 | 291.4401 | 366.7142 | 424.0135 | 378.9464 | 310.472 | 289.8355 | 235.7599 | 495.5628 | 377.4892 | 489.4818 | 220.6406 | 325.0311 | 290.7663 | 372.9087 | 408.3853 | 428.949 | 425.1337 | 433.5533
8657 | 17 | 361 | 12 | 288.0274 | 178.3376 | 349.5586 | 391.9754 | 426.6864 | 382.781 | 315.0219 | 293.6575 | 250.4747 | 513.903 | 390.2943 | 517.0823 | 230.6116 | 336.8527 | 327.1324 | 394.3891 | 409.2653 | 488.5828 | 428.893 | 457.0833
8658 | 18 | 361 | 12 | 287.0891 | 176.8429 | 344.7784 | 404.5922 | 426.5176 | 384.5159 | 313.8943 | 291.3508 | 246.3789 | 513.1774 | 392.5729 | 516.7285 | 230.5842 | 337.9467 | 325.4107 | 395.9262 | 403.3161 | 491.0449 | 428.0051 | 460.2234
8659 | 19 | 361 | 12 | 285.5735 | 175.8707 | 335.2811 | 399.0244 | 424.1432 | 380.2768 | 313.8117 | 293.7264 | 238.905 | 512.4421 | 387.1828 | 515.663 | 227.6974 | 333.9772 | 318.0013 | 394.9934 | 400.8749 | 491.6163 | 426.5172 | 462.1044
8660 | 20 | 361 | 12 | 284.7895 | 174.6578 | 323.58 | 396.9573 | 424.133 | 377.7442 | 312.641 | 293.7895 | 237.0465 | 507.833 | 386.3471 | 511.7703 | 231.7674 | 340.7224 | 307.9267 | 392.2993 | 404.6799 | 491.4483 | 426.6612 | 458.2768
8661 | 21 | 361 | 12 | 285.2625 | 178.5339 | 316.8206 | 396.0444 | 421.8312 | 380.3628 | 303.1552 | 290.6857 | 223.4926 | 505.7651 | 384.388 | 508.942 | 235.1842 | 342.0943 | 297.7731 | 396.6184 | 404.9926 | 492.7048 | 431.0391 | 463.3349
8662 | 22 | 361 | 12 | 286.377 | 179.2491 | 308.3369 | 426.9227 | 423.6916 | 388.7038 | 294.454 | 288.6699 | 218.2136 | 476.3588 | 382.0794 | 496.6806 | 240.8741 | 354.936 | 295.4825 | 400.2443 | 408.0972 | 513.4657 | 432.1173 | 470.5534
8663 | 23 | 361 | 12 | 286.3427 | 188.4423 | 309.9506 | 448.6892 | 417.0232 | 383.3726 | 291.8034 | 287.4172 | 204.9996 | 447.7326 | 389.6481 | 487.9848 | 241.3634 | 363.7992 | 299.4537 | 399.3489 | 415.4976 | 523.1708 | 434.0445 | 470.5451
8664 | 0 | 362 | 12 | 290.3124 | 203.035 | 301.0109 | 454.1751 | 417.8462 | 385.0311 | 287.2943 | 285.2658 | 201.4089 | 442.6405 | 387.0176 | 480.0662 | 243.9762 | 367.0242 | 292.4089 | 396.2075 | 420.1196 | 514.5901 | 438.156 | 455.0724
8665 | 1 | 362 | 12 | 293.9217 | 216.5669 | 302.8775 | 445.7143 | 414.7736 | 389.1709 | 288.7568 | 282.2245 | 198.7275 | 443.1845 | 385.5216 | 480.2005 | 245.7943 | 367.6833 | 290.6787 | 393.4575 | 421.1093 | 500.4524 | 440.5142 | 450.7752
8666 | 2 | 362 | 12 | 293.144 | 219.485 | 305.375 | 439.9365 | 413.4769 | 387.2165 | 286.9696 | 282.6296 | 200.963 | 440.8517 | 386.1963 | 477.1411 | 243.9413 | 373.3761 | 294.3117 | 393.2463 | 423.6709 | 503.7842 | 439.3301 | 446.2741
8667 | 3 | 362 | 12 | 293.5755 | 220.2533 | 307.6584 | 434.172 | 419.7909 | 394.6877 | 288.6704 | 280.1285 | 200.8688 | 439.6677 | 388.2653 | 479.6121 | 239.7942 | 378.7936 | 291.8118 | 390.8824 | 427.4139 | 502.3504 | 443.7282 | 446.8994
8668 | 4 | 362 | 12 | 292.5234 | 218.1302 | 311.9511 | 435.9308 | 421.8894 | 387.5124 | 286.1133 | 283.4516 | 198.1131 | 450.148 | 387.6738 | 490.9844 | 235.3917 | 370.969 | 301.7731 | 398.9193 | 426.5255 | 507.9439 | 434.9889 | 451.0308
8669 | 5 | 362 | 12 | 286.9558 | 204.6449 | 316.9813 | 441.9582 | 420.132 | 389.7058 | 288.6217 | 286.9681 | 194.3352 | 472.4464 | 380.0042 | 506.7661 | 229.8953 | 353.3806 | 310.6835 | 396.4016 | 419.7427 | 497.4262 | 436.2954 | 452.4993
8670 | 6 | 362 | 12 | 281.1339 | 190.1227 | 329.7756 | 431.7513 | 418.1169 | 378.7671 | 290.1539 | 288.3537 | 205.172 | 497.3905 | 376.7369 | 515.9289 | 223.8204 | 347.6741 | 310.0022 | 394.7577 | 409.9809 | 513.0614 | 430.3425 | 459.2423
8671 | 7 | 362 | 12 | 266.0925 | 135.31 | 291.8353 | 345.7998 | 337.1895 | 330.4922 | 284.1016 | 264.1253 | 196.3347 | 477.2507 | 382.7446 | 496.8569 | 211.1387 | 301.203 | 281.0885 | 350.3681 | 325.6288 | 480.8204 | 392.8049 | 445.3012
8672 | 8 | 362 | 12 | 245.1374 | 120.3693 | 246.4103 | 324.1418 | 283.5972 | 248.8506 | 270.103 | 256.4896 | 168.4581 | 387.1425 | 342.5899 | 379.703 | 203.4939 | 247.5483 | 235.2739 | 321.1006 | 292.3709 | 406.9927 | 380.5834 | 367.8388
8673 | 9 | 362 | 12 | 240.0549 | 121.3591 | 238.7582 | 320.6905 | 276.1781 | 225.2381 | 269.6448 | 250.9294 | 157.7523 | 336.7922 | 326.9726 | 334.1735 | 197.3175 | 227.2989 | 223.52 | 314.6599 | 278.0502 | 361.2966 | 376.6028 | 325.0648
8674 | 10 | 362 | 12 | 238.6622 | 122.2495 | 238.6006 | 318.6492 | 264.6879 | 224.9143 | 272.0415 | 250.856 | 158.9691 | 337.8532 | 327.629 | 326.5818 | 196.3722 | 225.7627 | 226.5242 | 312.9257 | 267.9174 | 347.5149 | 376.138 | 317.9571
8675 | 11 | 362 | 12 | 237.6832 | 123.0804 | 236.4988 | 316.6761 | 256.1492 | 219.6062 | 275.8883 | 251.713 | 162.4795 | 325.7381 | 322.747 | 310.1887 | 197.3724 | 222.8053 | 225.7026 | 308.4933 | 262.7487 | 337.5745 | 373.1137 | 314.7122
8676 | 12 | 362 | 12 | 236.8634 | 126.6568 | 233.7855 | 318.6665 | 262.3376 | 224.5526 | 274.6454 | 247.7505 | 164.9142 | 314.2396 | 322.7968 | 298.9688 | 195.5363 | 218.1199 | 219.5166 | 307.2309 | 264.6664 | 328.7764 | 375.3841 | 311.0793
8677 | 13 | 362 | 12 | 237.2952 | 123.8673 | 232.776 | 316.8377 | 265.4769 | 228.5826 | 273.2069 | 246.947 | 161.6157 | 317.5081 | 326.6528 | 306.0621 | 197.3512 | 214.4575 | 220.9534 | 306.7354 | 263.8581 | 327.5269 | 373.5846 | 312.0442
8678 | 14 | 362 | 12 | 237.8773 | 135.0457 | 232.45 | 317.9742 | 281.9516 | 226.5199 | 273.735 | 253.6327 | 162.8944 | 317.6555 | 328.7205 | 307.5308 | 212.7891 | 218.4743 | 219.59 | 309.864 | 281.6428 | 336.8912 | 379.2772 | 314.9384
8679 | 15 | 362 | 12 | 250.5044 | 157.2415 | 239.5688 | 329.1435 | 391.0849 | 294.8015 | 295.8667 | 267.1416 | 204.997 | 368.8864 | 334.286 | 343.9215 | 215.009 | 259.1826 | 234.4658 | 325.0485 | 355.6558 | 351.2607 | 397.2008 | 339.9618
8680 | 16 | 362 | 12 | 280.1046 | 179.4221 | 291.4401 | 366.7142 | 424.0135 | 378.9464 | 310.472 | 289.8355 | 235.7599 | 495.5628 | 377.4892 | 489.4818 | 220.6406 | 325.0311 | 290.7663 | 372.9087 | 408.3853 | 428.949 | 425.1337 | 433.5533
8681 | 17 | 362 | 12 | 288.0274 | 178.3376 | 349.5586 | 391.9754 | 426.6864 | 382.781 | 315.0219 | 293.6575 | 250.4747 | 513.903 | 390.2943 | 517.0823 | 230.6116 | 336.8527 | 327.1324 | 394.3891 | 409.2653 | 488.5828 | 428.893 | 457.0833
8682 | 18 | 362 | 12 | 287.0891 | 176.8429 | 344.7784 | 404.5922 | 426.5176 | 384.5159 | 313.8943 | 291.3508 | 246.3789 | 513.1774 | 392.5729 | 516.7285 | 230.5842 | 337.9467 | 325.4107 | 395.9262 | 403.3161 | 491.0449 | 428.0051 | 460.2234
8683 | 19 | 362 | 12 | 285.5735 | 175.8707 | 335.2811 | 399.0244 | 424.1432 | 380.2768 | 313.8117 | 293.7264 | 238.905 | 512.4421 | 387.1828 | 515.663 | 227.6974 | 333.9772 | 318.0013 | 394.9934 | 400.8749 | 491.6163 | 426.5172 | 462.1044
8684 | 20 | 362 | 12 | 284.7895 | 174.6578 | 323.58 | 396.9573 | 424.133 | 377.7442 | 312.641 | 293.7895 | 237.0465 | 507.833 | 386.3471 | 511.7703 | 231.7674 | 340.7224 | 307.9267 | 392.2993 | 404.6799 | 491.4483 | 426.6612 | 458.2768
8685 | 21 | 362 | 12 | 285.2625 | 178.5339 | 316.8206 | 396.0444 | 421.8312 | 380.3628 | 303.1552 | 290.6857 | 223.4926 | 505.7651 | 384.388 | 508.942 | 235.1842 | 342.0943 | 297.7731 | 396.6184 | 404.9926 | 492.7048 | 431.0391 | 463.3349
8686 | 22 | 362 | 12 | 286.377 | 179.2491 | 308.3369 | 426.9227 | 423.6916 | 388.7038 | 294.454 | 288.6699 | 218.2136 | 476.3588 | 382.0794 | 496.6806 | 240.8741 | 354.936 | 295.4825 | 400.2443 | 408.0972 | 513.4657 | 432.1173 | 470.5534
8687 | 23 | 362 | 12 | 286.3427 | 188.4423 | 309.9506 | 448.6892 | 417.0232 | 383.3726 | 291.8034 | 287.4172 | 204.9996 | 447.7326 | 389.6481 | 487.9848 | 241.3634 | 363.7992 | 299.4537 | 399.3489 | 415.4976 | 523.1708 | 434.0445 | 470.5451
8688 | 0 | 363 | 12 | 290.3124 | 203.035 | 301.0109 | 454.1751 | 417.8462 | 385.0311 | 287.2943 | 285.2658 | 201.4089 | 442.6405 | 387.0176 | 480.0662 | 243.9762 | 367.0242 | 292.4089 | 396.2075 | 420.1196 | 514.5901 | 438.156 | 455.0724
8689 | 1 | 363 | 12 | 293.9217 | 216.5669 | 302.8775 | 445.7143 | 414.7736 | 389.1709 | 288.7568 | 282.2245 | 198.7275 | 443.1845 | 385.5216 | 480.2005 | 245.7943 | 367.6833 | 290.6787 | 393.4575 | 421.1093 | 500.4524 | 440.5142 | 450.7752
8690 | 2 | 363 | 12 | 293.144 | 219.485 | 305.375 | 439.9365 | 413.4769 | 387.2165 | 286.9696 | 282.6296 | 200.963 | 440.8517 | 386.1963 | 477.1411 | 243.9413 | 373.3761 | 294.3117 | 393.2463 | 423.6709 | 503.7842 | 439.3301 | 446.2741
8691 | 3 | 363 | 12 | 293.5755 | 220.2533 | 307.6584 | 434.172 | 419.7909 | 394.6877 | 288.6704 | 280.1285 | 200.8688 | 439.6677 | 388.2653 | 479.6121 | 239.7942 | 378.7936 | 291.8118 | 390.8824 | 427.4139 | 502.3504 | 443.7282 | 446.8994
8692 | 4 | 363 | 12 | 292.5234 | 218.1302 | 311.9511 | 435.9308 | 421.8894 | 387.5124 | 286.1133 | 283.4516 | 198.1131 | 450.148 | 387.6738 | 490.9844 | 235.3917 | 370.969 | 301.7731 | 398.9193 | 426.5255 | 507.9439 | 434.9889 | 451.0308
8693 | 5 | 363 | 12 | 286.9558 | 204.6449 | 316.9813 | 441.9582 | 420.132 | 389.7058 | 288.6217 | 286.9681 | 194.3352 | 472.4464 | 380.0042 | 506.7661 | 229.8953 | 353.3806 | 310.6835 | 396.4016 | 419.7427 | 497.4262 | 436.2954 | 452.4993
8694 | 6 | 363 | 12 | 281.1339 | 190.1227 | 329.7756 | 431.7513 | 418.1169 | 378.7671 | 290.1539 | 288.3537 | 205.172 | 497.3905 | 376.7369 | 515.9289 | 223.8204 | 347.6741 | 310.0022 | 394.7577 | 409.9809 | 513.0614 | 430.3425 | 459.2423
8695 | 7 | 363 | 12 | 266.0925 | 135.31 | 291.8353 | 345.7998 | 337.1895 | 330.4922 | 284.1016 | 264.1253 | 196.3347 | 477.2507 | 382.7446 | 496.8569 | 211.1387 | 301.203 | 281.0885 | 350.3681 | 325.6288 | 480.8204 | 392.8049 | 445.3012
8696 | 8 | 363 | 12 | 245.1374 | 120.3693 | 246.4103 | 324.1418 | 283.5972 | 248.8506 | 270.103 | 256.4896 | 168.4581 | 387.1425 | 342.5899 | 379.703 | 203.4939 | 247.5483 | 235.2739 | 321.1006 | 292.3709 | 406.9927 | 380.5834 | 367.8388
8697 | 9 | 363 | 12 | 240.0549 | 121.3591 | 238.7582 | 320.6905 | 276.1781 | 225.2381 | 269.6448 | 250.9294 | 157.7523 | 336.7922 | 326.9726 | 334.1735 | 197.3175 | 227.2989 | 223.52 | 314.6599 | 278.0502 | 361.2966 | 376.6028 | 325.0648
8698 | 10 | 363 | 12 | 238.6622 | 122.2495 | 238.6006 | 318.6492 | 264.6879 | 224.9143 | 272.0415 | 250.856 | 158.9691 | 337.8532 | 327.629 | 326.5818 | 196.3722 | 225.7627 | 226.5242 | 312.9257 | 267.9174 | 347.5149 | 376.138 | 317.9571
8699 | 11 | 363 | 12 | 237.6832 | 123.0804 | 236.4988 | 316.6761 | 256.1492 | 219.6062 | 275.8883 | 251.713 | 162.4795 | 325.7381 | 322.747 | 310.1887 | 197.3724 | 222.8053 | 225.7026 | 308.4933 | 262.7487 | 337.5745 | 373.1137 | 314.7122
8700 | 12 | 363 | 12 | 236.8634 | 126.6568 | 233.7855 | 318.6665 | 262.3376 | 224.5526 | 274.6454 | 247.7505 | 164.9142 | 314.2396 | 322.7968 | 298.9688 | 195.5363 | 218.1199 | 219.5166 | 307.2309 | 264.6664 | 328.7764 | 375.3841 | 311.0793
8701 | 13 | 363 | 12 | 237.2952 | 123.8673 | 232.776 | 316.8377 | 265.4769 | 228.5826 | 273.2069 | 246.947 | 161.6157 | 317.5081 | 326.6528 | 306.0621 | 197.3512 | 214.4575 | 220.9534 | 306.7354 | 263.8581 | 327.5269 | 373.5846 | 312.0442
8702 | 14 | 363 | 12 | 237.8773 | 135.0457 | 232.45 | 317.9742 | 281.9516 | 226.5199 | 273.735 | 253.6327 | 162.8944 | 317.6555 | 328.7205 | 307.5308 | 212.7891 | 218.4743 | 219.59 | 309.864 | 281.6428 | 336.8912 | 379.2772 | 314.9384
8703 | 15 | 363 | 12 | 250.5044 | 157.2415 | 239.5688 | 329.1435 | 391.0849 | 294.8015 | 295.8667 | 267.1416 | 204.997 | 368.8864 | 334.286 | 343.9215 | 215.009 | 259.1826 | 234.4658 | 325.0485 | 355.6558 | 351.2607 | 397.2008 | 339.9618
8704 | 16 | 363 | 12 | 280.1046 | 179.4221 | 291.4401 | 366.7142 | 424.0135 | 378.9464 | 310.472 | 289.8355 | 235.7599 | 495.5628 | 377.4892 | 489.4818 | 220.6406 | 325.0311 | 290.7663 | 372.9087 | 408.3853 | 428.949 | 425.1337 | 433.5533
8705 | 17 | 363 | 12 | 288.0274 | 178.3376 | 349.5586 | 391.9754 | 426.6864 | 382.781 | 315.0219 | 293.6575 | 250.4747 | 513.903 | 390.2943 | 517.0823 | 230.6116 | 336.8527 | 327.1324 | 394.3891 | 409.2653 | 488.5828 | 428.893 | 457.0833
8706 | 18 | 363 | 12 | 287.0891 | 176.8429 | 344.7784 | 404.5922 | 426.5176 | 384.5159 | 313.8943 | 291.3508 | 246.3789 | 513.1774 | 392.5729 | 516.7285 | 230.5842 | 337.9467 | 325.4107 | 395.9262 | 403.3161 | 491.0449 | 428.0051 | 460.2234
8707 | 19 | 363 | 12 | 285.5735 | 175.8707 | 335.2811 | 399.0244 | 424.1432 | 380.2768 | 313.8117 | 293.7264 | 238.905 | 512.4421 | 387.1828 | 515.663 | 227.6974 | 333.9772 | 318.0013 | 394.9934 | 400.8749 | 491.6163 | 426.5172 | 462.1044
8708 | 20 | 363 | 12 | 284.7895 | 174.6578 | 323.58 | 396.9573 | 424.133 | 377.7442 | 312.641 | 293.7895 | 237.0465 | 507.833 | 386.3471 | 511.7703 | 231.7674 | 340.7224 | 307.9267 | 392.2993 | 404.6799 | 491.4483 | 426.6612 | 458.2768
8709 | 21 | 363 | 12 | 285.2625 | 178.5339 | 316.8206 | 396.0444 | 421.8312 | 380.3628 | 303.1552 | 290.6857 | 223.4926 | 505.7651 | 384.388 | 508.942 | 235.1842 | 342.0943 | 297.7731 | 396.6184 | 404.9926 | 492.7048 | 431.0391 | 463.3349
8710 | 22 | 363 | 12 | 286.377 | 179.2491 | 308.3369 | 426.9227 | 423.6916 | 388.7038 | 294.454 | 288.6699 | 218.2136 | 476.3588 | 382.0794 | 496.6806 | 240.8741 | 354.936 | 295.4825 | 400.2443 | 408.0972 | 513.4657 | 432.1173 | 470.5534
8711 | 23 | 363 | 12 | 286.3427 | 188.4423 | 309.9506 | 448.6892 | 417.0232 | 383.3726 | 291.8034 | 287.4172 | 204.9996 | 447.7326 | 389.6481 | 487.9848 | 241.3634 | 363.7992 | 299.4537 | 399.3489 | 415.4976 | 523.1708 | 434.0445 | 470.5451
8712 | 0 | 364 | 12 | 290.3124 | 203.035 | 301.0109 | 454.1751 | 417.8462 | 385.0311 | 287.2943 | 285.2658 | 201.4089 | 442.6405 | 387.0176 | 480.0662 | 243.9762 | 367.0242 | 292.4089 | 396.2075 | 420.1196 | 514.5901 | 438.156 | 455.0724
8713 | 1 | 364 | 12 | 293.9217 | 216.5669 | 302.8775 | 445.7143 | 414.7736 | 389.1709 | 288.7568 | 282.2245 | 198.7275 | 443.1845 | 385.5216 | 480.2005 | 245.7943 | 367.6833 | 290.6787 | 393.4575 | 421.1093 | 500.4524 | 440.5142 | 450.7752
8714 | 2 | 364 | 12 | 293.144 | 219.485 | 305.375 | 439.9365 | 413.4769 | 387.2165 | 286.9696 | 282.6296 | 200.963 | 440.8517 | 386.1963 | 477.1411 | 243.9413 | 373.3761 | 294.3117 | 393.2463 | 423.6709 | 503.7842 | 439.3301 | 446.2741
8715 | 3 | 364 | 12 | 293.5755 | 220.2533 | 307.6584 | 434.172 | 419.7909 | 394.6877 | 288.6704 | 280.1285 | 200.8688 | 439.6677 | 388.2653 | 479.6121 | 239.7942 | 378.7936 | 291.8118 | 390.8824 | 427.4139 | 502.3504 | 443.7282 | 446.8994
8716 | 4 | 364 | 12 | 292.5234 | 218.1302 | 311.9511 | 435.9308 | 421.8894 | 387.5124 | 286.1133 | 283.4516 | 198.1131 | 450.148 | 387.6738 | 490.9844 | 235.3917 | 370.969 | 301.7731 | 398.9193 | 426.5255 | 507.9439 | 434.9889 | 451.0308
8717 | 5 | 364 | 12 | 286.9558 | 204.6449 | 316.9813 | 441.9582 | 420.132 | 389.7058 | 288.6217 | 286.9681 | 194.3352 | 472.4464 | 380.0042 | 506.7661 | 229.8953 | 353.3806 | 310.6835 | 396.4016 | 419.7427 | 497.4262 | 436.2954 | 452.4993
8718 | 6 | 364 | 12 | 281.1339 | 190.1227 | 329.7756 | 431.7513 | 418.1169 | 378.7671 | 290.1539 | 288.3537 | 205.172 | 497.3905 | 376.7369 | 515.9289 | 223.8204 | 347.6741 | 310.0022 | 394.7577 | 409.9809 | 513.0614 | 430.3425 | 459.2423
8719 | 7 | 364 | 12 | 266.0925 | 135.31 | 291.8353 | 345.7998 | 337.1895 | 330.4922 | 284.1016 | 264.1253 | 196.3347 | 477.2507 | 382.7446 | 496.8569 | 211.1387 | 301.203 | 281.0885 | 350.3681 | 325.6288 | 480.8204 | 392.8049 | 445.3012
8720 | 8 | 364 | 12 | 245.1374 | 120.3693 | 246.4103 | 324.1418 | 283.5972 | 248.8506 | 270.103 | 256.4896 | 168.4581 | 387.1425 | 342.5899 | 379.703 | 203.4939 | 247.5483 | 235.2739 | 321.1006 | 292.3709 | 406.9927 | 380.5834 | 367.8388
8721 | 9 | 364 | 12 | 240.0549 | 121.3591 | 238.7582 | 320.6905 | 276.1781 | 225.2381 | 269.6448 | 250.9294 | 157.7523 | 336.7922 | 326.9726 | 334.1735 | 197.3175 | 227.2989 | 223.52 | 314.6599 | 278.0502 | 361.2966 | 376.6028 | 325.0648
8722 | 10 | 364 | 12 | 238.6622 | 122.2495 | 238.6006 | 318.6492 | 264.6879 | 224.9143 | 272.0415 | 250.856 | 158.9691 | 337.8532 | 327.629 | 326.5818 | 196.3722 | 225.7627 | 226.5242 | 312.9257 | 267.9174 | 347.5149 | 376.138 | 317.9571
8723 | 11 | 364 | 12 | 237.6832 | 123.0804 | 236.4988 | 316.6761 | 256.1492 | 219.6062 | 275.8883 | 251.713 | 162.4795 | 325.7381 | 322.747 | 310.1887 | 197.3724 | 222.8053 | 225.7026 | 308.4933 | 262.7487 | 337.5745 | 373.1137 | 314.7122
8724 | 12 | 364 | 12 | 236.8634 | 126.6568 | 233.7855 | 318.6665 | 262.3376 | 224.5526 | 274.6454 | 247.7505 | 164.9142 | 314.2396 | 322.7968 | 298.9688 | 195.5363 | 218.1199 | 219.5166 | 307.2309 | 264.6664 | 328.7764 | 375.3841 | 311.0793
8725 | 13 | 364 | 12 | 237.2952 | 123.8673 | 232.776 | 316.8377 | 265.4769 | 228.5826 | 273.2069 | 246.947 | 161.6157 | 317.5081 | 326.6528 | 306.0621 | 197.3512 | 214.4575 | 220.9534 | 306.7354 | 263.8581 | 327.5269 | 373.5846 | 312.0442
8726 | 14 | 364 | 12 | 237.8773 | 135.0457 | 232.45 | 317.9742 | 281.9516 | 226.5199 | 273.735 | 253.6327 | 162.8944 | 317.6555 | 328.7205 | 307.5308 | 212.7891 | 218.4743 | 219.59 | 309.864 | 281.6428 | 336.8912 | 379.2772 | 314.9384
8727 | 15 | 364 | 12 | 250.5044 | 157.2415 | 239.5688 | 329.1435 | 391.0849 | 294.8015 | 295.8667 | 267.1416 | 204.997 | 368.8864 | 334.286 | 343.9215 | 215.009 | 259.1826 | 234.4658 | 325.0485 | 355.6558 | 351.2607 | 397.2008 | 339.9618
8728 | 16 | 364 | 12 | 280.1046 | 179.4221 | 291.4401 | 366.7142 | 424.0135 | 378.9464 | 310.472 | 289.8355 | 235.7599 | 495.5628 | 377.4892 | 489.4818 | 220.6406 | 325.0311 | 290.7663 | 372.9087 | 408.3853 | 428.949 | 425.1337 | 433.5533
8729 | 17 | 364 | 12 | 288.0274 | 178.3376 | 349.5586 | 391.9754 | 426.6864 | 382.781 | 315.0219 | 293.6575 | 250.4747 | 513.903 | 390.2943 | 517.0823 | 230.6116 | 336.8527 | 327.1324 | 394.3891 | 409.2653 | 488.5828 | 428.893 | 457.0833
8730 | 18 | 364 | 12 | 287.0891 | 176.8429 | 344.7784 | 404.5922 | 426.5176 | 384.5159 | 313.8943 | 291.3508 | 246.3789 | 513.1774 | 392.5729 | 516.7285 | 230.5842 | 337.9467 | 325.4107 | 395.9262 | 403.3161 | 491.0449 | 428.0051 | 460.2234
8731 | 19 | 364 | 12 | 285.5735 | 175.8707 | 335.2811 | 399.0244 | 424.1432 | 380.2768 | 313.8117 | 293.7264 | 238.905 | 512.4421 | 387.1828 | 515.663 | 227.6974 | 333.9772 | 318.0013 | 394.9934 | 400.8749 | 491.6163 | 426.5172 | 462.1044
8732 | 20 | 364 | 12 | 284.7895 | 174.6578 | 323.58 | 396.9573 | 424.133 | 377.7442 | 312.641 | 293.7895 | 237.0465 | 507.833 | 386.3471 | 511.7703 | 231.7674 | 340.7224 | 307.9267 | 392.2993 | 404.6799 | 491.4483 | 426.6612 | 458.2768
8733 | 21 | 364 | 12 | 285.2625 | 178.5339 | 316.8206 | 396.0444 | 421.8312 | 380.3628 | 303.1552 | 290.6857 | 223.4926 | 505.7651 | 384.388 | 508.942 | 235.1842 | 342.0943 | 297.7731 | 396.6184 | 404.9926 | 492.7048 | 431.0391 | 463.3349
8734 | 22 | 364 | 12 | 286.377 | 179.2491 | 308.3369 | 426.9227 | 423.6916 | 388.7038 | 294.454 | 288.6699 | 218.2136 | 476.3588 | 382.0794 | 496.6806 | 240.8741 | 354.936 | 295.4825 | 400.2443 | 408.0972 | 513.4657 | 432.1173 | 470.5534
8735 | 23 | 364 | 12 | 286.3427 | 188.4423 | 309.9506 | 448.6892 | 417.0232 | 383.3726 | 291.8034 | 287.4172 | 204.9996 | 447.7326 | 389.6481 | 487.9848 | 241.3634 | 363.7992 | 299.4537 | 399.3489 | 415.4976 | 523.1708 | 434.0445 | 470.5451
8736 | 0 | 365 | 12 | 290.3124 | 203.035 | 301.0109 | 454.1751 | 417.8462 | 385.0311 | 287.2943 | 285.2658 | 201.4089 | 442.6405 | 387.0176 | 480.0662 | 243.9762 | 367.0242 | 292.4089 | 396.2075 | 420.1196 | 514.5901 | 438.156 | 455.0724
8737 | 1 | 365 | 12 | 293.9217 | 216.5669 | 302.8775 | 445.7143 | 414.7736 | 389.1709 | 288.7568 | 282.2245 | 198.7275 | 443.1845 | 385.5216 | 480.2005 | 245.7943 | 367.6833 | 290.6787 | 393.4575 | 421.1093 | 500.4524 | 440.5142 | 450.7752
8738 | 2 | 365 | 12 | 293.144 | 219.485 | 305.375 | 439.9365 | 413.4769 | 387.2165 | 286.9696 | 282.6296 | 200.963 | 440.8517 | 386.1963 | 477.1411 | 243.9413 | 373.3761 | 294.3117 | 393.2463 | 423.6709 | 503.7842 | 439.3301 | 446.2741
8739 | 3 | 365 | 12 | 293.5755 | 220.2533 | 307.6584 | 434.172 | 419.7909 | 394.6877 | 288.6704 | 280.1285 | 200.8688 | 439.6677 | 388.2653 | 479.6121 | 239.7942 | 378.7936 | 291.8118 | 390.8824 | 427.4139 | 502.3504 | 443.7282 | 446.8994
8740 | 4 | 365 | 12 | 292.5234 | 218.1302 | 311.9511 | 435.9308 | 421.8894 | 387.5124 | 286.1133 | 283.4516 | 198.1131 | 450.148 | 387.6738 | 490.9844 | 235.3917 | 370.969 | 301.7731 | 398.9193 | 426.5255 | 507.9439 | 434.9889 | 451.0308
8741 | 5 | 365 | 12 | 286.9558 | 204.6449 | 316.9813 | 441.9582 | 420.132 | 389.7058 | 288.6217 | 286.9681 | 194.3352 | 472.4464 | 380.0042 | 506.7661 | 229.8953 | 353.3806 | 310.6835 | 396.4016 | 419.7427 | 497.4262 | 436.2954 | 452.4993
8742 | 6 | 365 | 12 | 281.1339 | 190.1227 | 329.7756 | 431.7513 | 418.1169 | 378.7671 | 290.1539 | 288.3537 | 205.172 | 497.3905 | 376.7369 | 515.9289 | 223.8204 | 347.6741 | 310.0022 | 394.7577 | 409.9809 | 513.0614 | 430.3425 | 459.2423
8743 | 7 | 365 | 12 | 266.0925 | 135.31 | 291.8353 | 345.7998 | 337.1895 | 330.4922 | 284.1016 | 264.1253 | 196.3347 | 477.2507 | 382.7446 | 496.8569 | 211.1387 | 301.203 | 281.0885 | 350.3681 | 325.6288 | 480.8204 | 392.8049 | 445.3012
8744 | 8 | 365 | 12 | 245.1374 | 120.3693 | 246.4103 | 324.1418 | 283.5972 | 248.8506 | 270.103 | 256.4896 | 168.4581 | 387.1425 | 342.5899 | 379.703 | 203.4939 | 247.5483 | 235.2739 | 321.1006 | 292.3709 | 406.9927 | 380.5834 | 367.8388
8745 | 9 | 365 | 12 | 240.0549 | 121.3591 | 238.7582 | 320.6905 | 276.1781 | 225.2381 | 269.6448 | 250.9294 | 157.7523 | 336.7922 | 326.9726 | 334.1735 | 197.3175 | 227.2989 | 223.52 | 314.6599 | 278.0502 | 361.2966 | 376.6028 | 325.0648
8746 | 10 | 365 | 12 | 238.6622 | 122.2495 | 238.6006 | 318.6492 | 264.6879 | 224.9143 | 272.0415 | 250.856 | 158.9691 | 337.8532 | 327.629 | 326.5818 | 196.3722 | 225.7627 | 226.5242 | 312.9257 | 267.9174 | 347.5149 | 376.138 | 317.9571
8747 | 11 | 365 | 12 | 237.6832 | 123.0804 | 236.4988 | 316.6761 | 256.1492 | 219.6062 | 275.8883 | 251.713 | 162.4795 | 325.7381 | 322.747 | 310.1887 | 197.3724 | 222.8053 | 225.7026 | 308.4933 | 262.7487 | 337.5745 | 373.1137 | 314.7122
8748 | 12 | 365 | 12 | 236.8634 | 126.6568 | 233.7855 | 318.6665 | 262.3376 | 224.5526 | 274.6454 | 247.7505 | 164.9142 | 314.2396 | 322.7968 | 298.9688 | 195.5363 | 218.1199 | 219.5166 | 307.2309 | 264.6664 | 328.7764 | 375.3841 | 311.0793
8749 | 13 | 365 | 12 | 237.2952 | 123.8673 | 232.776 | 316.8377 | 265.4769 | 228.5826 | 273.2069 | 246.947 | 161.6157 | 317.5081 | 326.6528 | 306.0621 | 197.3512 | 214.4575 | 220.9534 | 306.7354 | 263.8581 | 327.5269 | 373.5846 | 312.0442
8750 | 14 | 365 | 12 | 237.8773 | 135.0457 | 232.45 | 317.9742 | 281.9516 | 226.5199 | 273.735 | 253.6327 | 162.8944 | 317.6555 | 328.7205 | 307.5308 | 212.7891 | 218.4743 | 219.59 | 309.864 | 281.6428 | 336.8912 | 379.2772 | 314.9384
8751 | 15 | 365 | 12 | 250.5044 | 157.2415 | 239.5688 | 329.1435 | 391.0849 | 294.8015 | 295.8667 | 267.1416 | 204.997 | 368.8864 | 334.286 | 343.9215 | 215.009 | 259.1826 | 234.4658 | 325.0485 | 355.6558 | 351.2607 | 397.2008 | 339.9618
8752 | 16 | 365 | 12 | 280.1046 | 179.4221 | 291.4401 | 366.7142 | 424.0135 | 378.9464 | 310.472 | 289.8355 | 235.7599 | 495.5628 | 377.4892 | 489.4818 | 220.6406 | 325.0311 | 290.7663 | 372.9087 | 408.3853 | 428.949 | 425.1337 | 433.5533
8753 | 17 | 365 | 12 | 288.0274 | 178.3376 | 349.5586 | 391.9754 | 426.6864 | 382.781 | 315.0219 | 293.6575 | 250.4747 | 513.903 | 390.2943 | 517.0823 | 230.6116 | 336.8527 | 327.1324 | 394.3891 | 409.2653 | 488.5828 | 428.893 | 457.0833
8754 | 18 | 365 | 12 | 287.0891 | 176.8429 | 344.7784 | 404.5922 | 426.5176 | 384.5159 | 313.8943 | 291.3508 | 246.3789 | 513.1774 | 392.5729 | 516.7285 | 230.5842 | 337.9467 | 325.4107 | 395.9262 | 403.3161 | 491.0449 | 428.0051 | 460.2234
8755 | 19 | 365 | 12 | 285.5735 | 175.8707 | 335.2811 | 399.0244 | 424.1432 | 380.2768 | 313.8117 | 293.7264 | 238.905 | 512.4421 | 387.1828 | 515.663 | 227.6974 | 333.9772 | 318.0013 | 394.9934 | 400.8749 | 491.6163 | 426.5172 | 462.1044
8756 | 20 | 365 | 12 | 284.7895 | 174.6578 | 323.58 | 396.9573 | 424.133 | 377.7442 | 312.641 | 293.7895 | 237.0465 | 507.833 | 386.3471 | 511.7703 | 231.7674 | 340.7224 | 307.9267 | 392.2993 | 404.6799 | 491.4483 | 426.6612 | 458.2768
8757 | 21 | 365 | 12 | 285.2625 | 178.5339 | 316.8206 | 396.0444 | 421.8312 | 380.3628 | 303.1552 | 290.6857 | 223.4926 | 505.7651 | 384.388 | 508.942 | 235.1842 | 342.0943 | 297.7731 | 396.6184 | 404.9926 | 492.7048 | 431.0391 | 463.3349
8758 | 22 | 365 | 12 | 286.377 | 179.2491 | 308.3369 | 426.9227 | 423.6916 | 388.7038 | 294.454 | 288.6699 | 218.2136 | 476.3588 | 382.0794 | 496.6806 | 240.8741 | 354.936 | 295.4825 | 400.2443 | 408.0972 | 513.4657 | 432.1173 | 470.5534
8759 | 23 | 365 | 12 | 286.3427 | 188.4423 | 309.9506 | 448.6892 | 417.0232 | 383.3726 | 291.8034 | 287.4172 | 204.9996 | 447.7326 | 389.6481 | 487.9848 | 241.3634 | 363.7992 | 299.4537 | 399.3489 | 415.4976 | 523.1708 | 434.0445 | 470.5451
The values on this tab have been levelized (similar to averaging, but placing slightly greater weight on near-term years) across the range of years specified in the "User Inputs" table above.
The four tables to the right summarize the data at different temporal resolutions:
- Annual: A single weighted-average LRMER value for each region, covering all hours of the year for the range of years specified.
- Time-of-day: A value for each hour of the day (e.g., the weighted-average LRMER for 1st hour of the day across all the years).
- Month-hour: A value for each month-hour (e.g., the weighted-average LRMER for the first hour of the day in January across all the years).
- Hourly: The same data as the Month-hour table, but cast to an 8760-length vector for each region, for convenience when doing full-year hourly modeling.
Note on H17: This is the weight used for each year, when combining year-over-year data into a single levelized value. These values are dependent on the start year, evaluation period, and discount rate specified in the User Inputs table.
Note on F350: These 8760 vectors are constructed from month-hour averages, to partially mitigate errors that can arise if there is misalignment between the weather patterns used to generate emissions factors and the weather patterns in the analysis the factors are applied to. If an analyst wishes to have the original hourly data (without the month-hour averaging), they can download it at https://cambium.nrel.gov/, in the Cambium 2021 project.

## Data - Annual
Unlevelized, year-over-year data
| Intermediate Levelization Calculations (kg/MWh for CO2 and CO2e, g/MWh for CH4 and N2O) | [11 empty] | CO2 from Direct Combustion (kg per MWh of end-use demand) | [74 empty] | CH4 from Direct Combustion (g per MWh of end-use demand) | [74 empty] | N2O from Direct Combustion (g per MWh of end-use demand) | [74 empty] | CO2 from Precombustion Processes (kg per MWh of end-use demand) | [74 empty] | CH4 from Precombustion Processes (g per MWh of end-use demand) | [74 empty] | N2O from Precombustion Processes (g per MWh of end-use demand) | [74 empty] | Marginal Distribution Loss Rate
| Combustion |  |  |  | Precombustion |  |  |  | Combined |  |  |  | Mid-case | [14 empty] | Low Renewable Energy Costs | [14 empty] | High Renewable Energy Costs | [14 empty] | 95% Decarbonization by 2050 | [14 empty] | 95% Decarbonization by 2035 | [14 empty] | Mid-case | [14 empty] | Low Renewable Energy Costs | [14 empty] | High Renewable Energy Costs | [14 empty] | 95% Decarbonization by 2050 | [14 empty] | 95% Decarbonization by 2035 | [14 empty] | Mid-case | [14 empty] | Low Renewable Energy Costs | [14 empty] | High Renewable Energy Costs | [14 empty] | 95% Decarbonization by 2050 | [14 empty] | 95% Decarbonization by 2035 | [14 empty] | Mid-case | [14 empty] | Low Renewable Energy Costs | [14 empty] | High Renewable Energy Costs | [14 empty] | 95% Decarbonization by 2050 | [14 empty] | 95% Decarbonization by 2035 | [14 empty] | Mid-case | [14 empty] | Low Renewable Energy Costs | [14 empty] | High Renewable Energy Costs | [14 empty] | 95% Decarbonization by 2050 | [14 empty] | 95% Decarbonization by 2035 | [14 empty] | Mid-case | [14 empty] | Low Renewable Energy Costs | [14 empty] | High Renewable Energy Costs | [14 empty] | 95% Decarbonization by 2050 | [14 empty] | 95% Decarbonization by 2035
Region | CO2 | CH4 | N2O | CO2e | CO2 | CH4 | N2O | CO2e | CO2 | CH4 | N2O | CO2e | 2022 | 2024 | 2026 | 2028 | 2030 | 2032 | 2034 | 2036 | 2038 | 2040 | 2042 | 2044 | 2046 | 2048 | 2050 | 2022 | 2024 | 2026 | 2028 | 2030 | 2032 | 2034 | 2036 | 2038 | 2040 | 2042 | 2044 | 2046 | 2048 | 2050 | 2022 | 2024 | 2026 | 2028 | 2030 | 2032 | 2034 | 2036 | 2038 | 2040 | 2042 | 2044 | 2046 | 2048 | 2050 | 2022 | 2024 | 2026 | 2028 | 2030 | 2032 | 2034 | 2036 | 2038 | 2040 | 2042 | 2044 | 2046 | 2048 | 2050 | 2022 | 2024 | 2026 | 2028 | 2030 | 2032 | 2034 | 2036 | 2038 | 2040 | 2042 | 2044 | 2046 | 2048 | 2050 | 2022 | 2024 | 2026 | 2028 | 2030 | 2032 | 2034 | 2036 | 2038 | 2040 | 2042 | 2044 | 2046 | 2048 | 2050 | 2022 | 2024 | 2026 | 2028 | 2030 | 2032 | 2034 | 2036 | 2038 | 2040 | 2042 | 2044 | 2046 | 2048 | 2050 | 2022 | 2024 | 2026 | 2028 | 2030 | 2032 | 2034 | 2036 | 2038 | 2040 | 2042 | 2044 | 2046 | 2048 | 2050 | 2022 | 2024 | 2026 | 2028 | 2030 | 2032 | 2034 | 2036 | 2038 | 2040 | 2042 | 2044 | 2046 | 2048 | 2050 | 2022 | 2024 | 2026 | 2028 | 2030 | 2032 | 2034 | 2036 | 2038 | 2040 | 2042 | 2044 | 2046 | 2048 | 2050 | 2022 | 2024 | 2026 | 2028 | 2030 | 2032 | 2034 | 2036 | 2038 | 2040 | 2042 | 2044 | 2046 | 2048 | 2050 | 2022 | 2024 | 2026 | 2028 | 2030 | 2032 | 2034 | 2036 | 2038 | 2040 | 2042 | 2044 | 2046 | 2048 | 2050 | 2022 | 2024 | 2026 | 2028 | 2030 | 2032 | 2034 | 2036 | 2038 | 2040 | 2042 | 2044 | 2046 | 2048 | 2050 | 2022 | 2024 | 2026 | 2028 | 2030 | 2032 | 2034 | 2036 | 2038 | 2040 | 2042 | 2044 | 2046 | 2048 | 2050 | 2022 | 2024 | 2026 | 2028 | 2030 | 2032 | 2034 | 2036 | 2038 | 2040 | 2042 | 2044 | 2046 | 2048 | 2050 | 2022 | 2024 | 2026 | 2028 | 2030 | 2032 | 2034 | 2036 | 2038 | 2040 | 2042 | 2044 | 2046 | 2048 | 2050 | 2022 | 2024 | 2026 | 2028 | 2030 | 2032 | 2034 | 2036 | 2038 | 2040 | 2042 | 2044 | 2046 | 2048 | 2050 | 2022 | 2024 | 2026 | 2028 | 2030 | 2032 | 2034 | 2036 | 2038 | 2040 | 2042 | 2044 | 2046 | 2048 | 2050 | 2022 | 2024 | 2026 | 2028 | 2030 | 2032 | 2034 | 2036 | 2038 | 2040 | 2042 | 2044 | 2046 | 2048 | 2050 | 2022 | 2024 | 2026 | 2028 | 2030 | 2032 | 2034 | 2036 | 2038 | 2040 | 2042 | 2044 | 2046 | 2048 | 2050 | 2022 | 2024 | 2026 | 2028 | 2030 | 2032 | 2034 | 2036 | 2038 | 2040 | 2042 | 2044 | 2046 | 2048 | 2050 | 2022 | 2024 | 2026 | 2028 | 2030 | 2032 | 2034 | 2036 | 2038 | 2040 | 2042 | 2044 | 2046 | 2048 | 2050 | 2022 | 2024 | 2026 | 2028 | 2030 | 2032 | 2034 | 2036 | 2038 | 2040 | 2042 | 2044 | 2046 | 2048 | 2050 | 2022 | 2024 | 2026 | 2028 | 2030 | 2032 | 2034 | 2036 | 2038 | 2040 | 2042 | 2044 | 2046 | 2048 | 2050 | 2022 | 2024 | 2026 | 2028 | 2030 | 2032 | 2034 | 2036 | 2038 | 2040 | 2042 | 2044 | 2046 | 2048 | 2050 | 2022 | 2024 | 2026 | 2028 | 2030 | 2032 | 2034 | 2036 | 2038 | 2040 | 2042 | 2044 | 2046 | 2048 | 2050 | 2022 | 2024 | 2026 | 2028 | 2030 | 2032 | 2034 | 2036 | 2038 | 2040 | 2042 | 2044 | 2046 | 2048 | 2050 | 2022 | 2024 | 2026 | 2028 | 2030 | 2032 | 2034 | 2036 | 2038 | 2040 | 2042 | 2044 | 2046 | 2048 | 2050 | 2022 | 2024 | 2026 | 2028 | 2030 | 2032 | 2034 | 2036 | 2038 | 2040 | 2042 | 2044 | 2046 | 2048 | 2050 | 2022 | 2024 | 2026 | 2028 | 2030 | 2032 | 2034 | 2036 | 2038 | 2040 | 2042 | 2044 | 2046 | 2048 | 2050
AZNMc | 259.0328 | 6.6228 | 0.76194 | 259.4201 | 29.1053 | 1294.8975 | 0.1159 | 65.3931 | 288.138 | 1301.5203 | 0.87784 | 324.8132 | 424.4 | 392.5 | 336.9 | 252.1 | 250.1 | 221.9 | 255.1 | 211.3 | 216.4 | 184.8 | 168.7 | 141.2 | 121 | 127 | 114.3 | 427.3 | 399.1 | 321.2 | 234 | 160.6 | 96.4 | 70.8 | 41.4 | 48.9 | 77.9 | 96.6 | 109.4 | 150.2 | 160 | 187.3 | 425 | 391.6 | 318.6 | 304.8 | 302.6 | 303.5 | 308.2 | 288.7 | 296.4 | 271.2 | 288.1 | 229.2 | 205.3 | 138.8 | 152 | 373.2 | 353.7 | 319.9 | 293.9 | 271.3 | 246.1 | 224.5 | 203.1 | 181.8 | 155 | 125.7 | 96.2 | 71.3 | 46.1 | 34.2 | 370.4 | 344.4 | 291.3 | 239.8 | 180.6 | 121 | 65.4 | 33.1 | 16.9 | 13.3 | 9.6 | 6.7 | 4.8 | 2.6 | 1.8 | 14.6 | 12.2 | 8.2 | 6.6 | 6.4 | 5.5 | 5.7 | 4.8 | 5 | 4.2 | 4.2 | 3.9 | 3.6 | 3.8 | 3.5 | 15.4 | 13.1 | 8.7 | 8 | 6.7 | 5.1 | 3.2 | 2.1 | 1.8 | 1.9 | 2.1 | 2.5 | 3.8 | 4.4 | 5.3 | 14.9 | 12.2 | 7.4 | 7.2 | 7.3 | 7.2 | 7.3 | 7 | 7.3 | 6.6 | 7.2 | 5.8 | 4.9 | 3.1 | 3.3 | 13.2 | 11.2 | 8.1 | 7.4 | 6.8 | 5.8 | 5.2 | 4.8 | 4.4 | 3.4 | 2.7 | 1.9 | 1.4 | 1.1 | 1 | 13.1 | 11.2 | 8 | 7.5 | 5.8 | 3.6 | 1.4 | 0.7 | 0.3 | 0.4 | 0.7 | 1 | 0.8 | 0.8 | 0.7 | 1.83 | 1.49 | 0.93 | 0.76 | 0.74 | 0.63 | 0.62 | 0.53 | 0.55 | 0.46 | 0.48 | 0.46 | 0.44 | 0.46 | 0.43 | 1.96 | 1.63 | 1.03 | 1 | 0.87 | 0.69 | 0.43 | 0.28 | 0.23 | 0.22 | 0.23 | 0.27 | 0.43 | 0.52 | 0.63 | 1.88 | 1.49 | 0.82 | 0.81 | 0.82 | 0.81 | 0.81 | 0.8 | 0.82 | 0.75 | 0.82 | 0.66 | 0.55 | 0.34 | 0.35 | 1.67 | 1.37 | 0.93 | 0.85 | 0.77 | 0.64 | 0.58 | 0.54 | 0.49 | 0.37 | 0.28 | 0.19 | 0.14 | 0.12 | 0.11 | 1.66 | 1.39 | 0.95 | 0.91 | 0.71 | 0.43 | 0.14 | 0.08 | 0.03 | 0.04 | 0.07 | 0.1 | 0.08 | 0.08 | 0.07 | 44.3 | 42.2 | 38.2 | 28.2 | 28.1 | 25.1 | 29.4 | 24.3 | 24.8 | 21.2 | 19 | 15.6 | 13.1 | 13.7 | 12.3 | 44 | 42.2 | 35.6 | 24.5 | 15.7 | 8.5 | 6.7 | 3.7 | 5 | 8.8 | 11.1 | 12.6 | 16.9 | 17.6 | 20.5 | 44.1 | 42.1 | 36.5 | 34.8 | 34.4 | 34.5 | 35.1 | 32.7 | 33.5 | 30.7 | 32.8 | 26 | 23.6 | 16 | 17.6 | 38.7 | 37.9 | 36 | 33.1 | 30.6 | 28.1 | 25.7 | 23.2 | 20.7 | 17.9 | 14.6 | 11.3 | 8.6 | 7.3 | 6.8 | 38.4 | 36.6 | 32.2 | 25.7 | 19.2 | 13.1 | 7.9 | 4.2 | 2.3 | 2.8 | 4.7 | 6.2 | 4.8 | 5.1 | 4.5 | 1995.7 | 1887.8 | 1696.1 | 1253.9 | 1250.8 | 1114.4 | 1303.5 | 1076.8 | 1102.4 | 942.6 | 849.1 | 698.3 | 589.6 | 619 | 553.7 | 1985.9 | 1896.4 | 1588.7 | 1106 | 722.1 | 398.6 | 309.6 | 175.4 | 227 | 392.7 | 494.9 | 559 | 754.8 | 791.9 | 922.6 | 1989.3 | 1884.1 | 1617.1 | 1541.3 | 1528.5 | 1535.9 | 1561.7 | 1455.6 | 1494.1 | 1366.9 | 1464.5 | 1166.5 | 1056.9 | 708.9 | 781.5 | 1744 | 1695.7 | 1602 | 1472.7 | 1362.2 | 1248.3 | 1139.2 | 1027.2 | 917.5 | 792.7 | 647.2 | 500.1 | 372.2 | 337.7 | 324.3 | 1730.5 | 1640.8 | 1437.2 | 1156.5 | 867.2 | 588.6 | 341.6 | 178.2 | 97 | 127.7 | 211.4 | 279.2 | 215 | 223.7 | 199.9 | 0.2 | 0.18 | 0.15 | 0.12 | 0.11 | 0.1 | 0.11 | 0.09 | 0.1 | 0.08 | 0.07 | 0.06 | 0.05 | 0.06 | 0.05 | 0.2 | 0.19 | 0.15 | 0.11 | 0.07 | 0.05 | 0.03 | 0.02 | 0.02 | 0.03 | 0.04 | 0.05 | 0.07 | 0.07 | 0.08 | 0.2 | 0.18 | 0.14 | 0.14 | 0.14 | 0.14 | 0.14 | 0.13 | 0.13 | 0.12 | 0.13 | 0.1 | 0.09 | 0.06 | 0.07 | 0.18 | 0.17 | 0.14 | 0.13 | 0.12 | 0.11 | 0.1 | 0.09 | 0.08 | 0.07 | 0.06 | 0.04 | 0.03 | 0.03 | 0.03 | 0.17 | 0.16 | 0.13 | 0.11 | 0.08 | 0.06 | 0.03 | 0.02 | 0.01 | 0.01 | 0.02 | 0.02 | 0.02 | 0.02 | 0.02 | 0.0539
CAMXc | 137.4099 | 3.1518 | 0.34921 | 137.5907 | 15.7872 | 698.1409 | 0.060549 | 35.3512 | 153.1971 | 701.2927 | 0.40976 | 172.9419 | 280.5 | 223.9 | 156.2 | 103.5 | 142.5 | 139.9 | 156.2 | 114.9 | 119.7 | 93.4 | 70.4 | 47.4 | 35.1 | 35.4 | 28.6 | 247.3 | 206.4 | 132.1 | 101.6 | 81.1 | 68.5 | 52.5 | 40 | 36.7 | 30.4 | 32.3 | 29 | 38.5 | 44.9 | 49.4 | 282.5 | 238.9 | 169.8 | 139 | 167.1 | 173.3 | 235.9 | 227.8 | 261.7 | 172.6 | 129.3 | 71.6 | 68.9 | 52.6 | 52.5 | 311.5 | 303.9 | 286.3 | 265.8 | 252.9 | 239.1 | 214.4 | 186.3 | 148 | 115.6 | 74.2 | 47 | 28.1 | 20.8 | 19 | 315 | 307.3 | 282.8 | 240.4 | 181.1 | 120.6 | 64.5 | 32.3 | 16.6 | 13.1 | 9.5 | 6.7 | 4.7 | 2.6 | 1.8 | 7.4 | 5.7 | 3.9 | 2.4 | 3.3 | 3.1 | 3.3 | 2.3 | 2.5 | 1.9 | 1.5 | 0.9 | 0.7 | 0.7 | 0.6 | 6.5 | 5.4 | 3.7 | 2.6 | 2.1 | 1.7 | 1.3 | 1 | 0.8 | 0.6 | 0.7 | 0.6 | 0.8 | 0.9 | 1 | 7.1 | 5.8 | 4.2 | 3.5 | 4.2 | 4.2 | 5.4 | 5.5 | 6.8 | 4.5 | 3.4 | 1.6 | 1.5 | 1 | 1 | 9.3 | 9.9 | 10.8 | 9.5 | 7.6 | 5.6 | 4.8 | 4.3 | 3.5 | 2.5 | 1.5 | 0.9 | 0.5 | 0.5 | 0.5 | 9.8 | 10.6 | 11.6 | 10.2 | 7 | 3.9 | 1.6 | 0.7 | 0.3 | 0.3 | 0.4 | 0.4 | 0.3 | 0.2 | 0.2 | 0.86 | 0.65 | 0.45 | 0.27 | 0.36 | 0.33 | 0.35 | 0.25 | 0.27 | 0.21 | 0.16 | 0.1 | 0.07 | 0.07 | 0.06 | 0.77 | 0.63 | 0.44 | 0.31 | 0.25 | 0.2 | 0.15 | 0.11 | 0.09 | 0.07 | 0.07 | 0.06 | 0.08 | 0.09 | 0.1 | 0.81 | 0.65 | 0.47 | 0.41 | 0.49 | 0.47 | 0.6 | 0.62 | 0.78 | 0.52 | 0.39 | 0.17 | 0.16 | 0.1 | 0.1 | 1.13 | 1.23 | 1.39 | 1.21 | 0.92 | 0.63 | 0.53 | 0.48 | 0.39 | 0.27 | 0.16 | 0.09 | 0.05 | 0.05 | 0.05 | 1.2 | 1.34 | 1.51 | 1.34 | 0.9 | 0.48 | 0.18 | 0.08 | 0.03 | 0.03 | 0.04 | 0.04 | 0.03 | 0.02 | 0.02 | 31.4 | 25.2 | 17.6 | 11.8 | 16.4 | 16.2 | 18.3 | 13.5 | 14 | 10.9 | 8.2 | 5.6 | 4.1 | 4.1 | 3.3 | 27.6 | 23.1 | 14.6 | 11.4 | 9.1 | 7.7 | 5.9 | 4.6 | 4.2 | 3.5 | 3.8 | 3.4 | 4.5 | 5.3 | 5.8 | 31.8 | 27.1 | 19.2 | 15.6 | 18.8 | 19.7 | 27 | 25.9 | 29.3 | 19.4 | 16.2 | 10.1 | 10.2 | 6.8 | 7 | 33.8 | 32.3 | 29.1 | 27.5 | 27.4 | 27.3 | 24.7 | 21.4 | 17 | 13.4 | 8.7 | 5.5 | 3.5 | 3.1 | 3.3 | 33.9 | 32.1 | 27.9 | 23.4 | 18.2 | 12.9 | 7.5 | 4 | 2.6 | 2.6 | 3 | 2.6 | 1.9 | 1.8 | 1.7 | 1392.6 | 1118.2 | 779.8 | 523.8 | 724.7 | 716.4 | 804.9 | 594.1 | 616.8 | 482.4 | 362.7 | 246.4 | 182.6 | 183.6 | 148.1 | 1224.6 | 1023 | 645.7 | 506 | 404 | 343.4 | 263.2 | 202.4 | 188.2 | 156.9 | 167.1 | 150.9 | 200 | 233.3 | 256.7 | 1418.2 | 1204.8 | 855.2 | 695.2 | 836.9 | 876.6 | 1201.3 | 1152.3 | 1309.5 | 861.1 | 748.5 | 470.4 | 457.6 | 274.9 | 274.6 | 1510.5 | 1446 | 1313 | 1237.6 | 1227 | 1211.6 | 1093.8 | 946.9 | 750.5 | 592.2 | 383.4 | 244.5 | 147 | 133.1 | 135.5 | 1514.3 | 1441.5 | 1267.8 | 1070.5 | 828.6 | 577.5 | 326.8 | 172.6 | 95.1 | 94.1 | 103.3 | 102.8 | 73.1 | 67.9 | 67.1 | 0.13 | 0.1 | 0.07 | 0.05 | 0.06 | 0.06 | 0.07 | 0.05 | 0.05 | 0.04 | 0.03 | 0.02 | 0.02 | 0.02 | 0.01 | 0.11 | 0.1 | 0.06 | 0.05 | 0.04 | 0.03 | 0.02 | 0.02 | 0.02 | 0.01 | 0.01 | 0.01 | 0.02 | 0.02 | 0.02 | 0.13 | 0.11 | 0.08 | 0.06 | 0.08 | 0.08 | 0.1 | 0.1 | 0.12 | 0.08 | 0.06 | 0.04 | 0.04 | 0.03 | 0.03 | 0.15 | 0.14 | 0.14 | 0.13 | 0.12 | 0.11 | 0.1 | 0.08 | 0.07 | 0.05 | 0.03 | 0.02 | 0.01 | 0.01 | 0.01 | 0.15 | 0.15 | 0.14 | 0.11 | 0.08 | 0.06 | 0.03 | 0.02 | 0.01 | 0.01 | 0.01 | 0.01 | 0.01 | 0.01 | 0.01 | 0.0539
ERCTc | 285.9889 | 9.7905 | 1.2381 | 286.5911 | 30.0391 | 1339.6609 | 0.13815 | 67.5862 | 316.0279 | 1349.4514 | 1.3763 | 354.1773 | 470.1 | 400.4 | 363.8 | 310.4 | 323.8 | 256.1 | 218.8 | 174.2 | 194.7 | 232 | 294.3 | 299.2 | 254.9 | 193.5 | 165.4 | 455.9 | 381.1 | 360.2 | 203.9 | 224.3 | 169.7 | 214.4 | 145 | 110.7 | 76.8 | 119.9 | 158.9 | 202.1 | 179.2 | 189.6 | 476.9 | 436.2 | 374.5 | 360.1 | 358.1 | 344.3 | 351.1 | 352.6 | 379.5 | 353.5 | 367.3 | 291.7 | 223.2 | 127 | 111.6 | 373.7 | 357.2 | 323.5 | 298.6 | 273.6 | 248.2 | 225.2 | 202.1 | 180.9 | 154.1 | 124.9 | 95.2 | 71.1 | 46.7 | 34.7 | 371.4 | 344.8 | 291.2 | 239.2 | 180.1 | 120.5 | 64.9 | 32.5 | 16.3 | 12.9 | 9.3 | 6.6 | 4.7 | 2.6 | 1.8 | 18.8 | 16.2 | 13.5 | 9.5 | 8 | 6.2 | 5.7 | 5.3 | 6.2 | 10.1 | 15 | 17 | 13.7 | 9.8 | 8.3 | 25.3 | 20.8 | 18.5 | 8.5 | 13.7 | 14.8 | 19.4 | 12.2 | 8.8 | 4.4 | 4.1 | 5.7 | 7.2 | 8.3 | 9 | 16.3 | 13.5 | 11.6 | 10.9 | 11.7 | 12.4 | 12.7 | 12.4 | 10.1 | 10.1 | 12 | 10.4 | 8.2 | 4.5 | 4.1 | 14.9 | 14.6 | 12.2 | 9.2 | 7.1 | 7 | 8.4 | 7.8 | 8.2 | 5.8 | 4.4 | 2.1 | 1.4 | 1.7 | 1.8 | 16.7 | 16.6 | 14.2 | 10.7 | 6.7 | 4.6 | 1.9 | 0.7 | 0.3 | 0.4 | 0.6 | 0.9 | 0.7 | 1.4 | 1.4 | 2.48 | 2.15 | 1.74 | 1.17 | 0.92 | 0.71 | 0.67 | 0.65 | 0.76 | 1.32 | 2.02 | 2.31 | 1.85 | 1.31 | 1.1 | 3.49 | 2.87 | 2.52 | 1.13 | 1.89 | 2.12 | 2.78 | 1.74 | 1.25 | 0.61 | 0.51 | 0.71 | 0.9 | 1.1 | 1.2 | 2.09 | 1.68 | 1.43 | 1.34 | 1.46 | 1.58 | 1.61 | 1.57 | 1.18 | 1.21 | 1.49 | 1.32 | 1.04 | 0.56 | 0.52 | 1.97 | 1.94 | 1.58 | 1.14 | 0.83 | 0.84 | 1.07 | 1.01 | 1.09 | 0.74 | 0.55 | 0.22 | 0.15 | 0.17 | 0.19 | 2.25 | 2.25 | 1.91 | 1.44 | 0.86 | 0.59 | 0.24 | 0.07 | 0.03 | 0.04 | 0.06 | 0.09 | 0.07 | 0.14 | 0.14 | 47.2 | 40.1 | 37.2 | 33.7 | 36.7 | 29.2 | 24.6 | 18.9 | 20.9 | 22.3 | 26.2 | 25.1 | 22.1 | 17.3 | 14.9 | 39.4 | 33.3 | 32.2 | 20.2 | 18.1 | 9.6 | 11.4 | 8.6 | 7 | 6.4 | 12.5 | 16.4 | 20.8 | 16.7 | 17.5 | 50.4 | 47.3 | 40.4 | 39.1 | 38.1 | 35.6 | 36.2 | 36.6 | 42.2 | 38.8 | 39.1 | 30.3 | 23 | 13.2 | 11.4 | 37.6 | 35.6 | 32.9 | 32.3 | 30.7 | 27.4 | 23.1 | 20.4 | 17.1 | 15.7 | 13 | 11 | 8.3 | 9.9 | 10.7 | 35.6 | 32.2 | 26.8 | 22.9 | 18.5 | 12.3 | 7.2 | 4 | 2.1 | 3 | 3.7 | 6.1 | 4.6 | 8.9 | 9 | 2089.3 | 1771 | 1669.8 | 1487.1 | 1621 | 1284.5 | 1083.1 | 837 | 931.9 | 1030.3 | 1237.9 | 1204.5 | 1051.6 | 818 | 702.1 | 1802.9 | 1513.7 | 1490.1 | 898.5 | 865 | 513.1 | 630.3 | 456.5 | 363.3 | 305.7 | 566.7 | 745.4 | 950.1 | 780.9 | 819.1 | 2209.6 | 2072.1 | 1793.5 | 1730.9 | 1696.6 | 1592.7 | 1628.2 | 1648.1 | 1883 | 1728.7 | 1764.1 | 1377.7 | 1054.3 | 597.3 | 520.3 | 1660.3 | 1575.1 | 1477 | 1427.8 | 1357 | 1214.2 | 1037.4 | 922.4 | 787.6 | 709.9 | 586.9 | 488.4 | 368.1 | 594.9 | 708.3 | 1590.2 | 1442.6 | 1226.8 | 1032.7 | 827.2 | 548.2 | 318.9 | 178.5 | 98.2 | 136.4 | 174.3 | 275.7 | 204.3 | 390.1 | 396.9 | 0.25 | 0.21 | 0.18 | 0.15 | 0.15 | 0.12 | 0.1 | 0.08 | 0.09 | 0.11 | 0.14 | 0.14 | 0.12 | 0.09 | 0.08 | 0.25 | 0.21 | 0.18 | 0.11 | 0.11 | 0.09 | 0.11 | 0.07 | 0.05 | 0.04 | 0.05 | 0.07 | 0.09 | 0.08 | 0.09 | 0.25 | 0.22 | 0.18 | 0.17 | 0.17 | 0.17 | 0.17 | 0.17 | 0.17 | 0.16 | 0.17 | 0.14 | 0.1 | 0.06 | 0.05 | 0.2 | 0.19 | 0.16 | 0.15 | 0.13 | 0.12 | 0.11 | 0.1 | 0.09 | 0.07 | 0.06 | 0.04 | 0.03 | 0.04 | 0.04 | 0.2 | 0.19 | 0.15 | 0.12 | 0.09 | 0.06 | 0.03 | 0.02 | 0.01 | 0.01 | 0.01 | 0.02 | 0.02 | 0.03 | 0.03 | 0.0539
FRCCc | 379.1662 | 12.207 | 1.5091 | 379.9079 | 40.3987 | 1809.6911 | 0.17784 | 91.1172 | 419.5649 | 1821.8981 | 1.687 | 471.0251 | 424 | 449.2 | 410.8 | 382.4 | 327.6 | 323.2 | 372.8 | 382.2 | 374.9 | 366.5 | 375.7 | 345.2 | 334.3 | 259 | 249.9 | 638.4 | 573.4 | 507.6 | 313 | 294.9 | 261.2 | 244.8 | 138.9 | 93.3 | 62.3 | 51.7 | 45.5 | 65 | 77.9 | 85.5 | 528.2 | 486.5 | 448.6 | 401.6 | 397.1 | 390.2 | 388.9 | 368.7 | 345.7 | 315.7 | 325 | 305.9 | 330.8 | 327.5 | 364 | 372.5 | 356.6 | 323.3 | 300 | 274.8 | 249.4 | 225.4 | 203.3 | 182 | 156.9 | 128 | 100.8 | 76.3 | 50.9 | 37.1 | 370 | 344.1 | 290.6 | 239.6 | 181 | 122.5 | 66.9 | 34.1 | 18.1 | 14.8 | 11.1 | 7.2 | 5.3 | 3 | 2.1 | 20.2 | 21.4 | 17.1 | 16.6 | 11.1 | 10.4 | 7.4 | 7.4 | 7.4 | 7.5 | 8.3 | 9.2 | 9.1 | 9.4 | 9.1 | 51.2 | 39.9 | 38.3 | 15.3 | 18.1 | 16.7 | 14.1 | 6.4 | 2.8 | 1.8 | 1.3 | 1.4 | 2.4 | 3.3 | 3.7 | 25 | 19.4 | 14.9 | 8.6 | 8.8 | 8.7 | 8.6 | 8.8 | 9.2 | 8.8 | 9 | 8.2 | 8.4 | 7.8 | 8.2 | 18.1 | 17.2 | 14.2 | 12.6 | 9.1 | 8.2 | 5.1 | 4.5 | 3.7 | 3 | 2.5 | 1.9 | 1.5 | 1.2 | 1 | 20.6 | 18.9 | 14.8 | 8.1 | 3.8 | 2.5 | 1.8 | 1.8 | 1.5 | 1.5 | 1.1 | 1.6 | 1.1 | 0.8 | 0.3 | 2.75 | 2.9 | 2.24 | 2.19 | 1.38 | 1.28 | 0.77 | 0.75 | 0.76 | 0.78 | 0.89 | 1.06 | 1.07 | 1.19 | 1.14 | 7.31 | 5.61 | 5.41 | 2.06 | 2.51 | 2.31 | 1.93 | 0.84 | 0.34 | 0.21 | 0.15 | 0.17 | 0.31 | 0.43 | 0.49 | 3.39 | 2.55 | 1.86 | 0.93 | 0.95 | 0.95 | 0.94 | 0.98 | 1.07 | 1.04 | 1.05 | 0.96 | 0.97 | 0.87 | 0.89 | 2.46 | 2.34 | 1.88 | 1.65 | 1.13 | 1.02 | 0.56 | 0.5 | 0.39 | 0.31 | 0.25 | 0.2 | 0.15 | 0.12 | 0.1 | 2.86 | 2.6 | 2.01 | 1.01 | 0.4 | 0.27 | 0.19 | 0.19 | 0.15 | 0.15 | 0.11 | 0.16 | 0.11 | 0.08 | 0.03 | 39.8 | 42 | 40.4 | 36.9 | 34.4 | 34.4 | 43.7 | 45 | 44 | 42.8 | 43.3 | 38.4 | 37 | 26.5 | 25.6 | 40.5 | 41.9 | 34.2 | 28.8 | 23.7 | 20.4 | 20.4 | 13.1 | 10.1 | 6.8 | 5.9 | 4.9 | 6.6 | 7.6 | 8.2 | 49.7 | 48.8 | 47.4 | 46.5 | 45.8 | 44.9 | 44.8 | 41.9 | 38.5 | 34.8 | 36.1 | 34.2 | 37.4 | 37.3 | 41.8 | 34.6 | 33.1 | 31.1 | 29.3 | 29 | 26.3 | 25.9 | 23.4 | 21.3 | 18.5 | 15.1 | 11.9 | 9.1 | 8.7 | 8.4 | 32 | 29.9 | 26.1 | 25.2 | 21.1 | 14.3 | 10.9 | 12.8 | 11.1 | 10.7 | 7.4 | 10.4 | 7.1 | 5.1 | 1.8 | 1772.9 | 1892.2 | 1829.4 | 1686.2 | 1550.6 | 1547.1 | 1934.3 | 1989.8 | 1948 | 1896.8 | 1925.7 | 1719.2 | 1656.5 | 1208.2 | 1167.6 | 2051.9 | 2037.1 | 1725.6 | 1318.4 | 1133.8 | 988.2 | 977.1 | 606.2 | 454.3 | 306 | 260.2 | 221.3 | 302.2 | 349.9 | 380.7 | 2221.3 | 2175.6 | 2123.8 | 2062.5 | 2032 | 1993.5 | 1990.7 | 1867.4 | 1720.3 | 1556.9 | 1620.6 | 1530.6 | 1669.9 | 1657.6 | 1860.7 | 1548.6 | 1493.7 | 1414 | 1338.9 | 1306.9 | 1188.7 | 1150.5 | 1038.1 | 939.9 | 816.3 | 666 | 524.5 | 397.9 | 380.9 | 366.1 | 1455.7 | 1370.8 | 1208.2 | 1134.7 | 932.2 | 631.2 | 578 | 822.1 | 750.4 | 754.2 | 549.1 | 793.2 | 528.6 | 336 | 79.6 | 0.23 | 0.24 | 0.2 | 0.18 | 0.15 | 0.15 | 0.16 | 0.17 | 0.17 | 0.16 | 0.17 | 0.15 | 0.15 | 0.12 | 0.11 | 0.33 | 0.3 | 0.25 | 0.16 | 0.14 | 0.13 | 0.11 | 0.06 | 0.04 | 0.03 | 0.02 | 0.02 | 0.03 | 0.04 | 0.04 | 0.29 | 0.25 | 0.21 | 0.18 | 0.18 | 0.17 | 0.17 | 0.16 | 0.15 | 0.14 | 0.15 | 0.14 | 0.15 | 0.15 | 0.16 | 0.2 | 0.19 | 0.16 | 0.14 | 0.13 | 0.11 | 0.1 | 0.09 | 0.08 | 0.07 | 0.06 | 0.05 | 0.03 | 0.03 | 0.03 | 0.2 | 0.18 | 0.14 | 0.11 | 0.08 | 0.05 | 0.04 | 0.05 | 0.04 | 0.04 | 0.03 | 0.04 | 0.03 | 0.02 | 0.01 | 0.0539
MROEc | 309.7373 | 17.2593 | 2.3588 | 310.8456 | 26.4111 | 1246.007 | 0.15119 | 61.3394 | 336.1484 | 1263.2663 | 2.51 | 372.185 | 586.1 | 486.4 | 386.2 | 307 | 321 | 258.7 | 263.8 | 238.1 | 252.7 | 231.2 | 234.2 | 238.6 | 256.2 | 252.2 | 235.3 | 623.2 | 509.4 | 385.7 | 264.4 | 254 | 216.2 | 218.9 | 183.1 | 166.5 | 151 | 156.7 | 146 | 179.1 | 210.5 | 248.2 | 578.1 | 502.5 | 364.3 | 356.5 | 373.6 | 347.5 | 358.3 | 346.9 | 385.8 | 371.8 | 396.1 | 354.9 | 309.9 | 231.6 | 219.2 | 373.2 | 357.2 | 324 | 299.2 | 273.6 | 248.1 | 224.9 | 202.1 | 180.6 | 154.3 | 125.2 | 96 | 71.8 | 47.1 | 34.9 | 370.9 | 344.8 | 291.6 | 240.1 | 180.6 | 120.8 | 64.8 | 32.3 | 16 | 12.7 | 9.2 | 6.5 | 4.6 | 2.5 | 1.7 | 47.6 | 38 | 28.6 | 21.8 | 18.6 | 8.9 | 7 | 6.6 | 9 | 8.8 | 10.2 | 12.1 | 14.3 | 13.6 | 11.2 | 54.9 | 41.6 | 28.9 | 18.8 | 18.4 | 16.3 | 13.2 | 10 | 5.3 | 3.8 | 3.8 | 4.7 | 9.1 | 12.3 | 15 | 36.7 | 27.8 | 13.5 | 17.7 | 20.3 | 18.8 | 14.3 | 12.9 | 14 | 15.6 | 17.4 | 15.5 | 12.3 | 7.8 | 6.6 | 29.8 | 26.8 | 23.4 | 18.1 | 13.6 | 7.2 | 6.7 | 5.9 | 5.3 | 3.9 | 2.9 | 2.1 | 1.4 | 1.6 | 1.8 | 27.8 | 25.6 | 20.3 | 17.3 | 11.5 | 5.8 | 2.2 | 1.5 | 1 | 1.1 | 1.2 | 1.7 | 1.3 | 1.6 | 1.6 | 6.8 | 5.4 | 4.05 | 3.07 | 2.56 | 1.11 | 0.8 | 0.78 | 1.13 | 1.12 | 1.34 | 1.63 | 1.95 | 1.85 | 1.5 | 7.88 | 5.93 | 4.09 | 2.65 | 2.58 | 2.3 | 1.82 | 1.36 | 0.64 | 0.43 | 0.42 | 0.58 | 1.22 | 1.69 | 2.07 | 5.12 | 3.8 | 1.72 | 2.38 | 2.77 | 2.55 | 1.84 | 1.65 | 1.78 | 2.04 | 2.28 | 2.03 | 1.58 | 0.97 | 0.79 | 4.24 | 3.79 | 3.31 | 2.51 | 1.83 | 0.85 | 0.8 | 0.71 | 0.64 | 0.45 | 0.32 | 0.22 | 0.14 | 0.16 | 0.18 | 3.93 | 3.62 | 2.84 | 2.43 | 1.59 | 0.78 | 0.27 | 0.16 | 0.1 | 0.11 | 0.12 | 0.17 | 0.13 | 0.16 | 0.16 | 36.6 | 31.8 | 26.6 | 22 | 26.7 | 27 | 29.4 | 26.3 | 26.1 | 23.3 | 22.4 | 21.3 | 21.7 | 21.8 | 21.7 | 35 | 31.7 | 26.3 | 18.9 | 17.8 | 14.5 | 17.7 | 15.7 | 17.8 | 17 | 17.8 | 15.5 | 16 | 17.3 | 20 | 45.3 | 43.1 | 37.1 | 32.2 | 32.2 | 30.1 | 35.6 | 35.2 | 39.5 | 36.1 | 38 | 34.1 | 31 | 24.3 | 23.7 | 23.8 | 24.4 | 22.9 | 24.3 | 24.8 | 27.1 | 24.4 | 22 | 19.6 | 17.3 | 14.3 | 11.1 | 8.7 | 10.5 | 11.5 | 25.3 | 23.7 | 21.2 | 17 | 14.1 | 11.2 | 7.8 | 7.3 | 6.3 | 7.3 | 7.9 | 10.4 | 8.4 | 10.4 | 10 | 1866.7 | 1596.9 | 1317.8 | 1079.5 | 1268 | 1221.1 | 1315.9 | 1176.2 | 1186.5 | 1067 | 1039.1 | 1002.8 | 1034.8 | 1033.7 | 1010.8 | 1852.9 | 1620 | 1311.9 | 930.6 | 889.7 | 739.7 | 855.1 | 748 | 802.5 | 760 | 793.8 | 701.7 | 756.1 | 834 | 968.1 | 2172.6 | 2024.3 | 1685.9 | 1507.6 | 1525.2 | 1423.6 | 1631.8 | 1608.2 | 1800 | 1667.4 | 1760.7 | 1578.8 | 1419.8 | 1098.5 | 1066.2 | 1205.7 | 1208.7 | 1123.7 | 1153.9 | 1154.8 | 1216.7 | 1097.2 | 989.4 | 882 | 773.9 | 636.4 | 493.7 | 374.4 | 634.6 | 766.7 | 1256.3 | 1178.6 | 1044.9 | 844.7 | 683.6 | 516.6 | 383.7 | 476 | 458 | 557.3 | 573 | 755.6 | 600.1 | 688.7 | 638.9 | 0.31 | 0.25 | 0.2 | 0.16 | 0.16 | 0.12 | 0.12 | 0.11 | 0.11 | 0.1 | 0.11 | 0.11 | 0.12 | 0.12 | 0.11 | 0.33 | 0.26 | 0.2 | 0.13 | 0.13 | 0.1 | 0.1 | 0.09 | 0.07 | 0.07 | 0.07 | 0.07 | 0.08 | 0.1 | 0.12 | 0.29 | 0.25 | 0.17 | 0.17 | 0.18 | 0.16 | 0.16 | 0.16 | 0.17 | 0.17 | 0.18 | 0.16 | 0.14 | 0.11 | 0.1 | 0.19 | 0.19 | 0.17 | 0.15 | 0.13 | 0.11 | 0.1 | 0.09 | 0.08 | 0.07 | 0.06 | 0.04 | 0.03 | 0.04 | 0.04 | 0.19 | 0.18 | 0.15 | 0.12 | 0.09 | 0.06 | 0.03 | 0.03 | 0.02 | 0.03 | 0.03 | 0.04 | 0.03 | 0.04 | 0.04 | 0.054
MROWc | 266.595 | 19.5019 | 2.7465 | 267.8689 | 18.5287 | 926.8449 | 0.13248 | 44.5155 | 285.1237 | 946.3469 | 2.879 | 312.3844 | 595.6 | 486.8 | 368.8 | 312.2 | 332.4 | 231.3 | 200.6 | 135.9 | 149.8 | 126 | 132.6 | 135.9 | 147.8 | 140.5 | 126.8 | 607.6 | 439.9 | 221.1 | 105.4 | 97.9 | 79 | 87.5 | 73.6 | 70.1 | 43.1 | 51.5 | 64.7 | 142.4 | 166.5 | 206.3 | 610.2 | 480.9 | 330.2 | 329.8 | 449.6 | 377 | 400.8 | 290.5 | 346.3 | 288.6 | 362.3 | 299.1 | 239.5 | 108 | 105.9 | 373.2 | 357.3 | 324.2 | 299.4 | 273.8 | 248 | 225.1 | 202.4 | 181.1 | 154.6 | 125.5 | 96.4 | 71.8 | 47.1 | 34.5 | 370.8 | 345.2 | 292.2 | 240.6 | 181 | 120.7 | 64.9 | 32.1 | 16.3 | 12.7 | 9.1 | 6.4 | 4.6 | 2.6 | 1.7 | 52.5 | 42.3 | 31.3 | 27.9 | 26.2 | 14.4 | 9 | 5.1 | 6.1 | 5.5 | 6.8 | 8.3 | 9.8 | 9.7 | 8.5 | 56.5 | 39.9 | 18.5 | 8.6 | 8.2 | 6.8 | 7 | 6.1 | 5.4 | 2.6 | 2.6 | 3.9 | 11 | 13.8 | 17.4 | 49 | 37.6 | 22.1 | 26.2 | 37.4 | 29.9 | 26.7 | 13.8 | 17.1 | 15 | 21.6 | 18 | 13.4 | 4.4 | 4.1 | 32.2 | 29.8 | 26.5 | 21.8 | 17.6 | 10.7 | 9.2 | 7.6 | 7.1 | 5.6 | 3.7 | 2.3 | 1.4 | 1.3 | 1.3 | 29.2 | 28.2 | 21.4 | 18.2 | 11.1 | 5.9 | 2.4 | 0.9 | 0.5 | 0.5 | 0.6 | 0.6 | 0.5 | 0.6 | 0.7 | 7.54 | 6.07 | 4.48 | 3.99 | 3.7 | 1.99 | 1.19 | 0.65 | 0.79 | 0.72 | 0.91 | 1.14 | 1.37 | 1.35 | 1.18 | 8.14 | 5.74 | 2.65 | 1.22 | 1.17 | 0.98 | 0.99 | 0.86 | 0.76 | 0.35 | 0.35 | 0.53 | 1.56 | 1.97 | 2.48 | 6.99 | 5.35 | 3.09 | 3.71 | 5.32 | 4.24 | 3.71 | 1.84 | 2.28 | 2.03 | 2.96 | 2.48 | 1.82 | 0.56 | 0.52 | 4.62 | 4.26 | 3.78 | 3.08 | 2.45 | 1.4 | 1.19 | 0.97 | 0.91 | 0.71 | 0.44 | 0.26 | 0.14 | 0.13 | 0.13 | 4.16 | 4.02 | 3.03 | 2.57 | 1.54 | 0.79 | 0.3 | 0.1 | 0.05 | 0.05 | 0.06 | 0.06 | 0.05 | 0.06 | 0.07 | 33.5 | 27.9 | 21.7 | 17.1 | 21.4 | 18.3 | 19.1 | 13.8 | 14.8 | 12.1 | 11.8 | 10.9 | 11.1 | 10.2 | 9.5 | 31.5 | 23.8 | 13.3 | 6.6 | 5.9 | 4.5 | 5.5 | 4.5 | 4.6 | 3.5 | 4.6 | 5.2 | 9.3 | 10 | 12.1 | 38.7 | 31.4 | 24.8 | 21 | 27 | 23.9 | 30.1 | 26.8 | 31.4 | 25.4 | 29.8 | 24.4 | 20.6 | 10.7 | 10.7 | 21.6 | 21.6 | 20 | 20.9 | 21.2 | 23.9 | 22.3 | 20.6 | 18.2 | 15.9 | 13.7 | 11 | 8.7 | 8.4 | 8.3 | 24 | 21.4 | 20.3 | 16.1 | 14.5 | 11 | 7.1 | 4.7 | 3.1 | 3.3 | 3.6 | 4.1 | 2.9 | 4 | 4.4 | 1764.7 | 1463.3 | 1139.6 | 926 | 1102.2 | 888.3 | 881.8 | 628.9 | 678.5 | 559.1 | 557.7 | 528.8 | 549.2 | 511.4 | 470 | 1712.6 | 1270.2 | 690.2 | 337.2 | 308.1 | 242.9 | 288.4 | 236.4 | 237.9 | 169.1 | 217.5 | 253.9 | 479.8 | 531.5 | 649.3 | 1957.3 | 1577.9 | 1209 | 1084.3 | 1429 | 1243.1 | 1487.9 | 1252.4 | 1475.2 | 1203.7 | 1444 | 1188 | 988.7 | 490.8 | 487.9 | 1129.6 | 1116.3 | 1032.8 | 1042 | 1031.3 | 1104 | 1019.2 | 936.3 | 829.1 | 722.4 | 613.7 | 487.8 | 374.2 | 432.8 | 460.3 | 1207.1 | 1096.6 | 1009.9 | 818.1 | 697.8 | 513.4 | 335.7 | 247.8 | 178.9 | 199.9 | 212.4 | 243.7 | 168.2 | 210.1 | 220.5 | 0.32 | 0.26 | 0.19 | 0.16 | 0.16 | 0.11 | 0.09 | 0.06 | 0.07 | 0.06 | 0.06 | 0.06 | 0.07 | 0.07 | 0.06 | 0.32 | 0.23 | 0.11 | 0.05 | 0.05 | 0.04 | 0.04 | 0.04 | 0.03 | 0.02 | 0.02 | 0.03 | 0.07 | 0.08 | 0.1 | 0.32 | 0.25 | 0.16 | 0.16 | 0.22 | 0.18 | 0.19 | 0.13 | 0.16 | 0.13 | 0.17 | 0.14 | 0.11 | 0.05 | 0.05 | 0.2 | 0.19 | 0.17 | 0.15 | 0.13 | 0.11 | 0.1 | 0.09 | 0.08 | 0.07 | 0.06 | 0.04 | 0.03 | 0.03 | 0.03 | 0.2 | 0.18 | 0.15 | 0.12 | 0.09 | 0.06 | 0.03 | 0.02 | 0.01 | 0.01 | 0.01 | 0.02 | 0.01 | 0.01 | 0.02 | 0.054
NEWEc | 263.8032 | 5.4576 | 0.58742 | 264.1116 | 31.0792 | 1350.7216 | 0.12512 | 68.9325 | 294.8823 | 1356.1792 | 0.71255 | 333.0442 | 325.8 | 318.7 | 305.5 | 282.2 | 264.8 | 251.3 | 246.8 | 240.6 | 235.7 | 225.5 | 212.5 | 182.7 | 141.2 | 116.4 | 103 | 272.2 | 281.5 | 301.4 | 264.5 | 242.4 | 199.1 | 163.9 | 97.8 | 114.1 | 154.7 | 195.2 | 157.2 | 121.2 | 123.2 | 140 | 511.6 | 438.2 | 298.9 | 276.8 | 261.8 | 251.9 | 248.6 | 247.6 | 245 | 239.9 | 238 | 231.9 | 223.7 | 204.9 | 196.6 | 359.8 | 339.6 | 300.3 | 277.1 | 255.3 | 233.6 | 215.3 | 197.3 | 178.2 | 153.9 | 125.4 | 96.7 | 71.7 | 46.9 | 34.6 | 359.3 | 332.7 | 277.9 | 232.4 | 177.2 | 119.2 | 64.1 | 31.9 | 16.3 | 13 | 9.5 | 8.6 | 8.4 | 6.3 | 4.4 | 9.6 | 8.5 | 6.3 | 5.7 | 5.2 | 4.8 | 4.7 | 4.6 | 4.5 | 4.3 | 4.1 | 3.8 | 3.2 | 2.9 | 2.5 | 7.7 | 7.1 | 6.3 | 5.3 | 4.9 | 4 | 3.4 | 2 | 2.3 | 3 | 3.7 | 3 | 2.4 | 2.5 | 2.9 | 21 | 15.8 | 6 | 5.4 | 5.1 | 4.9 | 4.8 | 4.8 | 4.7 | 4.7 | 4.7 | 4.5 | 4.3 | 3.9 | 3.8 | 12.3 | 10.2 | 6.3 | 5.6 | 5 | 4.5 | 4.1 | 3.7 | 3.4 | 2.9 | 2.4 | 1.8 | 1.4 | 1.1 | 0.9 | 12.2 | 10 | 5.9 | 4.8 | 3.7 | 2.4 | 1.3 | 0.7 | 0.4 | 0.4 | 0.4 | 0.9 | 0.8 | 0.9 | 0.5 | 1.2 | 1.03 | 0.71 | 0.61 | 0.55 | 0.49 | 0.47 | 0.46 | 0.45 | 0.43 | 0.41 | 0.4 | 0.35 | 0.32 | 0.27 | 0.94 | 0.85 | 0.69 | 0.57 | 0.51 | 0.42 | 0.35 | 0.21 | 0.23 | 0.3 | 0.37 | 0.3 | 0.25 | 0.26 | 0.3 | 2.79 | 2.05 | 0.66 | 0.56 | 0.52 | 0.5 | 0.48 | 0.48 | 0.48 | 0.48 | 0.48 | 0.46 | 0.44 | 0.4 | 0.38 | 1.57 | 1.27 | 0.7 | 0.6 | 0.52 | 0.45 | 0.41 | 0.38 | 0.34 | 0.29 | 0.24 | 0.19 | 0.14 | 0.11 | 0.09 | 1.57 | 1.25 | 0.67 | 0.53 | 0.39 | 0.25 | 0.14 | 0.08 | 0.04 | 0.04 | 0.04 | 0.09 | 0.08 | 0.09 | 0.05 | 35.9 | 35.9 | 36 | 33.3 | 31.3 | 30 | 29.7 | 28.9 | 28.1 | 26.7 | 25.1 | 21.3 | 16.2 | 13.2 | 11.7 | 30.4 | 32.1 | 35.6 | 31.3 | 28.8 | 23.8 | 19.7 | 11.7 | 13.6 | 18.4 | 23.2 | 18.6 | 14.2 | 14.4 | 16.4 | 51.1 | 45.5 | 35.4 | 32.7 | 30.9 | 29.8 | 29.5 | 29.4 | 29 | 28.3 | 28 | 27.3 | 26.4 | 24.2 | 23.2 | 38.1 | 37.2 | 35.4 | 32.7 | 30.2 | 27.9 | 25.9 | 23.8 | 21.3 | 18.3 | 14.9 | 11.4 | 9.2 | 7.5 | 7 | 38.1 | 36.4 | 32.6 | 27.3 | 20.9 | 14.1 | 7.8 | 4.1 | 2.3 | 2.5 | 2.9 | 6.2 | 5.8 | 6 | 3.3 | 1551.4 | 1549.6 | 1541.1 | 1442.9 | 1366.2 | 1308.8 | 1289.3 | 1257.2 | 1231.4 | 1178 | 1108.5 | 943.2 | 720.3 | 587.7 | 522.3 | 1308.3 | 1379 | 1524.7 | 1353.6 | 1250.4 | 1031.1 | 848.3 | 505.3 | 592.8 | 807 | 1019.2 | 819.7 | 628.8 | 637.5 | 724 | 2249.4 | 2001.9 | 1518.1 | 1433.3 | 1358.5 | 1310.6 | 1294.7 | 1289.8 | 1276.1 | 1248.9 | 1239.5 | 1209.4 | 1167.6 | 1069.5 | 1026 | 1663 | 1614.8 | 1514.3 | 1418.6 | 1318.8 | 1218 | 1124.7 | 1031 | 930.9 | 803.9 | 655.1 | 504.8 | 375.6 | 321.7 | 296.2 | 1662 | 1581.3 | 1397.7 | 1183.9 | 908.5 | 616.3 | 339.6 | 186.3 | 110.4 | 116.3 | 141.1 | 306 | 289.3 | 291.2 | 152.9 | 0.17 | 0.17 | 0.16 | 0.14 | 0.12 | 0.11 | 0.11 | 0.11 | 0.1 | 0.1 | 0.09 | 0.08 | 0.06 | 0.05 | 0.05 | 0.15 | 0.15 | 0.16 | 0.13 | 0.11 | 0.09 | 0.07 | 0.04 | 0.05 | 0.07 | 0.09 | 0.07 | 0.05 | 0.05 | 0.06 | 0.28 | 0.23 | 0.15 | 0.13 | 0.12 | 0.11 | 0.11 | 0.11 | 0.11 | 0.11 | 0.1 | 0.1 | 0.1 | 0.09 | 0.09 | 0.19 | 0.18 | 0.16 | 0.14 | 0.12 | 0.1 | 0.1 | 0.09 | 0.08 | 0.07 | 0.06 | 0.04 | 0.03 | 0.03 | 0.03 | 0.19 | 0.18 | 0.14 | 0.11 | 0.08 | 0.05 | 0.03 | 0.02 | 0.01 | 0.01 | 0.01 | 0.02 | 0.02 | 0.02 | 0.01 | 0.054
NWPPc | 236.8051 | 8.4555 | 1.0643 | 237.3239 | 24.3949 | 1109.8995 | 0.10753 | 55.5005 | 261.1999 | 1118.355 | 1.1718 | 292.8244 | 410.8 | 353.4 | 273 | 248.2 | 255.6 | 231.1 | 228.2 | 186.8 | 193.6 | 148.2 | 157.1 | 153.4 | 164.1 | 160.9 | 145.3 | 255.5 | 242.5 | 193.8 | 186.8 | 148.8 | 95.5 | 59.1 | 27.2 | 22 | 15.2 | 21.7 | 27 | 46.1 | 54.1 | 61.9 | 491 | 426.6 | 335.5 | 296.8 | 281.8 | 246.9 | 250 | 242.1 | 241.8 | 226.3 | 226.2 | 198.1 | 182.1 | 156.4 | 161.2 | 373.2 | 356.6 | 323.4 | 284.3 | 245 | 209.1 | 191.5 | 170.3 | 147.8 | 127.7 | 103.2 | 82.7 | 55.9 | 39.4 | 27.7 | 370.2 | 344.1 | 291.1 | 238.8 | 176.5 | 116.2 | 61.1 | 31.7 | 17.3 | 14 | 10.4 | 6.5 | 4.6 | 2.5 | 1.7 | 26.9 | 20.2 | 13.2 | 7.7 | 7.8 | 6.6 | 5.9 | 4.5 | 4.6 | 3.1 | 3.4 | 3.3 | 3.7 | 3.8 | 3.5 | 12.9 | 11.6 | 8.5 | 9.6 | 8.3 | 5.7 | 2.9 | 1.3 | 0.9 | 0.5 | 0.6 | 0.7 | 1.3 | 1.6 | 1.9 | 29.1 | 21.4 | 12.3 | 7.1 | 7.1 | 6.3 | 6.4 | 6.1 | 6.1 | 5.5 | 5.7 | 4.8 | 4.1 | 3.2 | 3.3 | 24.6 | 19.9 | 15.9 | 9.6 | 7.7 | 5.5 | 4.6 | 4 | 3.4 | 2.6 | 2.1 | 1.6 | 1.1 | 1 | 0.8 | 20.7 | 18 | 14.9 | 11.8 | 8.4 | 4.3 | 1.4 | 0.8 | 0.4 | 0.4 | 0.4 | 0.6 | 0.5 | 0.6 | 0.5 | 3.75 | 2.76 | 1.76 | 0.94 | 0.94 | 0.78 | 0.68 | 0.51 | 0.51 | 0.33 | 0.36 | 0.36 | 0.4 | 0.42 | 0.39 | 1.74 | 1.55 | 1.12 | 1.29 | 1.13 | 0.78 | 0.39 | 0.18 | 0.12 | 0.06 | 0.07 | 0.09 | 0.16 | 0.2 | 0.23 | 4.01 | 2.88 | 1.57 | 0.79 | 0.81 | 0.72 | 0.74 | 0.69 | 0.7 | 0.61 | 0.65 | 0.54 | 0.45 | 0.34 | 0.34 | 3.43 | 2.72 | 2.14 | 1.19 | 0.93 | 0.63 | 0.52 | 0.44 | 0.38 | 0.28 | 0.22 | 0.16 | 0.11 | 0.1 | 0.08 | 2.83 | 2.44 | 2.01 | 1.59 | 1.12 | 0.55 | 0.16 | 0.08 | 0.04 | 0.04 | 0.04 | 0.06 | 0.05 | 0.06 | 0.05 | 31.2 | 29.6 | 25 | 26.6 | 27.5 | 25.3 | 25.6 | 21.2 | 22 | 17.2 | 18.2 | 17.7 | 18.9 | 18.3 | 16.5 | 22.9 | 22.3 | 18.6 | 16.7 | 12.7 | 7.9 | 5.4 | 2.5 | 2.1 | 1.6 | 2.4 | 3 | 5.1 | 5.9 | 6.7 | 40.3 | 38.5 | 34.4 | 33.7 | 31.7 | 27.7 | 28 | 27.2 | 27.2 | 25.7 | 25.5 | 22.6 | 21 | 18.3 | 18.9 | 28.2 | 30.3 | 29.4 | 29.8 | 26.2 | 23.3 | 21.8 | 19.5 | 16.9 | 14.9 | 12.1 | 9.8 | 7 | 6.5 | 6 | 31.5 | 30.3 | 26.1 | 21.7 | 16.4 | 11.9 | 9.3 | 6.5 | 5 | 2.9 | 2.9 | 3.6 | 2.9 | 3.5 | 3.1 | 1533 | 1414.1 | 1167 | 1199.3 | 1241.8 | 1137.1 | 1142.5 | 944 | 982.2 | 764.6 | 807.4 | 787.8 | 839.2 | 817.7 | 735.2 | 1071.8 | 1038.6 | 853.4 | 782 | 602.8 | 376.7 | 251.2 | 115.7 | 98.6 | 72.9 | 107.3 | 134.3 | 226.4 | 263.8 | 299.6 | 1918 | 1792.5 | 1552.6 | 1503.4 | 1415.3 | 1238.4 | 1252.7 | 1217.7 | 1214.7 | 1144.8 | 1143.9 | 1009.5 | 936.3 | 808.8 | 835.3 | 1386.4 | 1437.8 | 1371.1 | 1349.1 | 1183.4 | 1044.2 | 969.3 | 865.4 | 753 | 659.7 | 534.2 | 431.1 | 292.3 | 273.6 | 246.6 | 1488.9 | 1423.9 | 1214.8 | 1013.3 | 760.7 | 538 | 343.8 | 211.9 | 147.6 | 120 | 133.2 | 162.3 | 130.3 | 156.4 | 138.7 | 0.2 | 0.17 | 0.13 | 0.11 | 0.11 | 0.1 | 0.1 | 0.08 | 0.09 | 0.07 | 0.07 | 0.07 | 0.07 | 0.07 | 0.06 | 0.12 | 0.11 | 0.09 | 0.09 | 0.07 | 0.05 | 0.03 | 0.01 | 0.01 | 0.01 | 0.01 | 0.01 | 0.02 | 0.02 | 0.03 | 0.24 | 0.21 | 0.16 | 0.13 | 0.12 | 0.11 | 0.11 | 0.11 | 0.11 | 0.1 | 0.1 | 0.09 | 0.08 | 0.07 | 0.07 | 0.18 | 0.17 | 0.15 | 0.13 | 0.11 | 0.09 | 0.08 | 0.08 | 0.07 | 0.06 | 0.05 | 0.04 | 0.03 | 0.02 | 0.02 | 0.18 | 0.16 | 0.14 | 0.11 | 0.08 | 0.05 | 0.04 | 0.03 | 0.02 | 0.01 | 0.01 | 0.01 | 0.01 | 0.01 | 0.01 | 0.054
NYSTc | 155.7215 | 4.6586 | 0.60111 | 156.0113 | 17.4301 | 720.3325 | 0.097129 | 37.6252 | 173.1517 | 724.9912 | 0.69824 | 193.6364 | 325.3 | 294 | 247.4 | 190 | 155.3 | 125 | 108.1 | 82.5 | 71.4 | 78.8 | 87.5 | 85.7 | 72.1 | 64.5 | 58.9 | 263.8 | 259.6 | 253.6 | 203.8 | 173.5 | 152.3 | 138.3 | 100.1 | 89.4 | 89.9 | 106.8 | 95.2 | 71.8 | 73.3 | 71.8 | 499.2 | 403.4 | 226.9 | 183.4 | 149.8 | 134.3 | 118 | 120.1 | 108.7 | 106.5 | 101.4 | 91.7 | 81.6 | 71.6 | 69.1 | 352.9 | 312.5 | 246.2 | 195.3 | 162.7 | 134.3 | 118.6 | 95.3 | 92.2 | 91.6 | 94.2 | 75.1 | 46.8 | 29.3 | 18.6 | 352.1 | 314.8 | 252.7 | 192.6 | 150.4 | 98.8 | 64.2 | 31.9 | 16.1 | 12.8 | 9.3 | 6.6 | 4.7 | 2.6 | 1.9 | 13.2 | 11.3 | 8.6 | 5.8 | 4.3 | 3 | 2.3 | 1.6 | 1.4 | 1.5 | 1.7 | 1.8 | 1.6 | 1.4 | 1.3 | 11.1 | 9.8 | 8.5 | 5.7 | 4.8 | 3.9 | 3.4 | 2.3 | 1.9 | 1.8 | 2.1 | 1.8 | 1.4 | 1.6 | 1.6 | 22.5 | 16.5 | 6.5 | 4.6 | 3.9 | 2.9 | 2.3 | 2.4 | 2.1 | 2.2 | 2.2 | 2 | 1.7 | 1.5 | 1.5 | 15.2 | 12.6 | 8.5 | 5.7 | 4.2 | 2.8 | 2.4 | 1.8 | 1.8 | 1.8 | 1.8 | 1.4 | 0.9 | 0.7 | 0.5 | 15.1 | 13 | 9.7 | 6.8 | 4.6 | 2.2 | 1.4 | 0.8 | 0.4 | 0.4 | 0.4 | 0.4 | 0.3 | 0.3 | 0.3 | 1.86 | 1.58 | 1.18 | 0.77 | 0.54 | 0.34 | 0.24 | 0.16 | 0.14 | 0.15 | 0.17 | 0.19 | 0.17 | 0.15 | 0.14 | 1.57 | 1.37 | 1.15 | 0.74 | 0.58 | 0.45 | 0.38 | 0.26 | 0.21 | 0.19 | 0.21 | 0.19 | 0.15 | 0.17 | 0.17 | 3.17 | 2.28 | 0.85 | 0.55 | 0.46 | 0.32 | 0.24 | 0.25 | 0.22 | 0.24 | 0.23 | 0.21 | 0.18 | 0.16 | 0.16 | 2.15 | 1.77 | 1.17 | 0.74 | 0.51 | 0.31 | 0.25 | 0.19 | 0.18 | 0.18 | 0.18 | 0.15 | 0.09 | 0.07 | 0.05 | 2.12 | 1.83 | 1.33 | 0.91 | 0.58 | 0.25 | 0.15 | 0.08 | 0.04 | 0.04 | 0.04 | 0.04 | 0.03 | 0.03 | 0.03 | 33.8 | 31.2 | 27 | 21.2 | 17.5 | 14.5 | 12.8 | 9.9 | 8.5 | 9.3 | 10.3 | 10 | 8.3 | 7.4 | 6.8 | 27 | 27.6 | 27.8 | 23.2 | 19.7 | 17.4 | 15.9 | 11.6 | 10.4 | 10.6 | 12.7 | 11.2 | 8.4 | 8.5 | 8.3 | 49.4 | 41.2 | 25.6 | 20.9 | 17 | 15.7 | 13.9 | 14.1 | 12.8 | 12.4 | 11.8 | 10.6 | 9.5 | 8.3 | 8 | 35.8 | 32.5 | 26.9 | 22.1 | 18.6 | 15.8 | 14.1 | 11.4 | 11 | 10.8 | 11.1 | 8.9 | 5.6 | 4.3 | 3.5 | 35.8 | 32.5 | 26.6 | 20.5 | 16.5 | 11.6 | 7.9 | 4.3 | 2.5 | 2.4 | 2.8 | 2.7 | 2.1 | 1.8 | 1.9 | 1339.5 | 1230.4 | 1070.7 | 861.7 | 738.6 | 625.2 | 555 | 428.7 | 371.8 | 411.4 | 455.4 | 442.8 | 369.7 | 330.1 | 302.7 | 1076.7 | 1096.2 | 1120.1 | 947.2 | 834.7 | 758.8 | 697 | 508.2 | 459.1 | 466 | 557 | 496.1 | 372.5 | 377 | 367.5 | 2015.6 | 1700.3 | 1046.9 | 899.1 | 734 | 684.2 | 611 | 621.9 | 564.3 | 549.1 | 522 | 471.3 | 420.8 | 369.1 | 355.8 | 1433.5 | 1293.6 | 1066.5 | 898.5 | 789.3 | 685.4 | 611.9 | 494.2 | 479.3 | 478.1 | 491.6 | 391.8 | 244.5 | 211.1 | 184.6 | 1434.7 | 1296.7 | 1076.4 | 855.7 | 710.3 | 495.8 | 344.5 | 203.9 | 133.4 | 133.6 | 161.1 | 158.9 | 122.5 | 91.5 | 97.7 | 0.24 | 0.22 | 0.18 | 0.13 | 0.09 | 0.06 | 0.05 | 0.04 | 0.03 | 0.03 | 0.04 | 0.04 | 0.03 | 0.03 | 0.03 | 0.2 | 0.19 | 0.18 | 0.13 | 0.1 | 0.07 | 0.06 | 0.05 | 0.04 | 0.04 | 0.05 | 0.04 | 0.03 | 0.03 | 0.03 | 0.35 | 0.27 | 0.15 | 0.1 | 0.08 | 0.06 | 0.05 | 0.05 | 0.05 | 0.05 | 0.04 | 0.04 | 0.04 | 0.03 | 0.03 | 0.26 | 0.23 | 0.18 | 0.13 | 0.09 | 0.06 | 0.05 | 0.04 | 0.04 | 0.04 | 0.04 | 0.03 | 0.02 | 0.02 | 0.01 | 0.26 | 0.23 | 0.18 | 0.12 | 0.08 | 0.05 | 0.03 | 0.02 | 0.01 | 0.01 | 0.01 | 0.01 | 0.01 | 0.01 | 0.01 | 0.054
RFCEc | 344.3734 | 17.8112 | 2.42 | 345.5134 | 30.6987 | 1421.2594 | 0.17188 | 70.5395 | 375.072 | 1439.0706 | 2.5919 | 416.0529 | 590.5 | 506.3 | 452.1 | 357.5 | 335.3 | 288.2 | 274.6 | 277.3 | 279.6 | 276.4 | 277.9 | 284.3 | 296 | 292 | 286.1 | 601.9 | 497.9 | 453.3 | 338 | 348 | 323.4 | 317.3 | 262.1 | 201 | 141 | 159 | 147.1 | 202 | 237.1 | 292.4 | 518.7 | 457.6 | 389 | 363.6 | 348.2 | 330.9 | 298.6 | 297.3 | 291.1 | 297.9 | 301.3 | 296.6 | 287.4 | 281.3 | 276.2 | 373.8 | 357.2 | 324 | 291.6 | 257.6 | 229.1 | 213.1 | 199.1 | 180.3 | 154 | 125.2 | 96.3 | 72.5 | 47.7 | 35.4 | 371.5 | 345.1 | 292 | 240 | 180.4 | 120.3 | 64.4 | 32.2 | 16.1 | 12.8 | 9.2 | 6.5 | 4.6 | 2.6 | 1.8 | 49.1 | 40.6 | 36 | 24.3 | 18.2 | 9.7 | 5.3 | 5.6 | 6.1 | 6 | 6.5 | 7.8 | 9.8 | 9.9 | 9.3 | 53.4 | 41.2 | 35.9 | 22.4 | 22.4 | 20.4 | 17.9 | 14.5 | 8.4 | 4.5 | 3.6 | 3.9 | 5.9 | 8.5 | 10.1 | 35.1 | 28 | 20.4 | 20.1 | 18 | 19 | 12.3 | 12.1 | 7.9 | 8.8 | 9.4 | 9.1 | 8.1 | 7.3 | 6.8 | 30.9 | 28.1 | 25.3 | 17.5 | 11.4 | 5.4 | 4.7 | 4.5 | 4.1 | 3 | 2.4 | 1.9 | 1.4 | 1.4 | 1.5 | 30.2 | 27.2 | 23.7 | 16.3 | 10 | 3.8 | 1.5 | 1.1 | 0.7 | 0.8 | 1.1 | 1.4 | 1.1 | 1 | 1 | 7.02 | 5.8 | 5.15 | 3.43 | 2.49 | 1.21 | 0.55 | 0.58 | 0.65 | 0.65 | 0.72 | 0.92 | 1.22 | 1.23 | 1.15 | 7.67 | 5.9 | 5.12 | 3.15 | 3.13 | 2.84 | 2.44 | 1.97 | 1.09 | 0.55 | 0.39 | 0.46 | 0.7 | 1.08 | 1.26 | 4.93 | 3.9 | 2.79 | 2.76 | 2.45 | 2.61 | 1.6 | 1.58 | 0.92 | 1.06 | 1.15 | 1.1 | 0.95 | 0.85 | 0.76 | 4.42 | 4.02 | 3.62 | 2.44 | 1.51 | 0.6 | 0.51 | 0.49 | 0.45 | 0.31 | 0.25 | 0.19 | 0.14 | 0.14 | 0.15 | 4.31 | 3.88 | 3.38 | 2.29 | 1.38 | 0.47 | 0.17 | 0.11 | 0.07 | 0.08 | 0.11 | 0.14 | 0.11 | 0.1 | 0.1 | 36 | 32.3 | 29.1 | 26.9 | 29.2 | 30.3 | 32.3 | 32.5 | 32.3 | 31.9 | 31.7 | 31.4 | 31.1 | 30.6 | 30.2 | 33.5 | 30.6 | 29.3 | 25.9 | 27.1 | 25.4 | 26.9 | 22.5 | 19.7 | 15 | 18.3 | 16.3 | 22 | 24.3 | 30.4 | 38.9 | 37 | 34.4 | 31.3 | 31 | 27.7 | 29.4 | 29.3 | 32.3 | 32.3 | 32.2 | 31.9 | 31.6 | 31.4 | 31.2 | 23 | 23.3 | 21.3 | 24 | 24.7 | 26.2 | 24.6 | 22.9 | 20.8 | 18.1 | 14.7 | 11.3 | 8.6 | 9 | 9.2 | 23.2 | 22.4 | 18.2 | 17.9 | 15.4 | 13 | 8.2 | 6 | 4.4 | 5.1 | 7.1 | 8.7 | 6.8 | 6.5 | 6.3 | 1840.2 | 1615 | 1448.1 | 1269.6 | 1352.5 | 1364.2 | 1429.3 | 1437.5 | 1434.4 | 1417.4 | 1412.2 | 1407.1 | 1411.6 | 1387.2 | 1369.7 | 1773.9 | 1550.2 | 1462.7 | 1221.8 | 1294.1 | 1225.6 | 1275.2 | 1062.3 | 902.8 | 677.2 | 812.3 | 731.3 | 990.1 | 1110.1 | 1383.6 | 1867 | 1740.2 | 1592.9 | 1456 | 1439.2 | 1309.2 | 1342.5 | 1340 | 1444.3 | 1452.2 | 1453.5 | 1438.4 | 1418.4 | 1405.9 | 1394.6 | 1169.9 | 1152.2 | 1047.7 | 1110.4 | 1123.4 | 1161.7 | 1089.6 | 1014.8 | 918.1 | 799.7 | 651.4 | 501.5 | 378.5 | 511.1 | 577.8 | 1179.1 | 1118.2 | 931.6 | 861.5 | 722.4 | 570.3 | 389 | 357 | 294.6 | 360.4 | 489.9 | 593.3 | 451.9 | 375.7 | 352.4 | 0.31 | 0.28 | 0.25 | 0.2 | 0.17 | 0.13 | 0.12 | 0.12 | 0.12 | 0.12 | 0.12 | 0.13 | 0.13 | 0.13 | 0.13 | 0.32 | 0.27 | 0.24 | 0.18 | 0.18 | 0.16 | 0.15 | 0.13 | 0.09 | 0.06 | 0.07 | 0.07 | 0.09 | 0.11 | 0.13 | 0.27 | 0.24 | 0.2 | 0.19 | 0.17 | 0.16 | 0.14 | 0.14 | 0.13 | 0.13 | 0.14 | 0.13 | 0.13 | 0.12 | 0.12 | 0.2 | 0.2 | 0.18 | 0.16 | 0.13 | 0.1 | 0.1 | 0.09 | 0.08 | 0.07 | 0.05 | 0.04 | 0.03 | 0.03 | 0.03 | 0.2 | 0.18 | 0.15 | 0.13 | 0.09 | 0.06 | 0.03 | 0.02 | 0.02 | 0.02 | 0.03 | 0.03 | 0.03 | 0.02 | 0.02 | 0.054
RFCMc | 348.9789 | 10.7733 | 1.343 | 349.6364 | 37.8217 | 1660.5032 | 0.17584 | 84.3624 | 386.8006 | 1671.2765 | 1.5188 | 433.9989 | 508.2 | 461.7 | 366.2 | 325.9 | 317.8 | 313.5 | 346 | 351.2 | 354.2 | 319.6 | 282.9 | 295.5 | 306.7 | 330.5 | 298.8 | 514.9 | 464.4 | 382.4 | 341.4 | 335.5 | 277.8 | 308.9 | 308.9 | 335.1 | 298.7 | 292.8 | 257.1 | 235.9 | 241.9 | 261 | 478.1 | 435.9 | 352.9 | 347.8 | 341 | 343 | 360.1 | 372.9 | 373.7 | 363.3 | 363.6 | 371.1 | 379.8 | 372.6 | 365.6 | 372.5 | 356.6 | 323.3 | 298.8 | 273.3 | 247.9 | 224.7 | 201.8 | 180.2 | 153.8 | 124.8 | 95.9 | 72.3 | 47.6 | 35.6 | 370.2 | 344.1 | 291 | 240.2 | 181.3 | 122 | 65.4 | 32.6 | 16 | 12.6 | 9.1 | 6.4 | 4.6 | 2.5 | 1.7 | 28.6 | 22 | 10.9 | 11.7 | 10.9 | 8.4 | 6.9 | 7.4 | 8.5 | 8 | 7.5 | 9.1 | 9.6 | 10.1 | 7.6 | 29.5 | 22.4 | 10.6 | 14.2 | 13.9 | 12 | 7.2 | 7.1 | 6.4 | 5.8 | 5.8 | 5.5 | 5.2 | 6.1 | 6.6 | 24.1 | 18.4 | 7.2 | 7.8 | 8.6 | 8.8 | 8.9 | 9 | 9.1 | 8.8 | 8.5 | 9.4 | 9.9 | 9.3 | 8.3 | 19.2 | 15.4 | 9.3 | 8.2 | 7.2 | 4.9 | 4.5 | 4 | 3.6 | 3.1 | 2.5 | 1.9 | 1.4 | 2 | 2.4 | 18.7 | 14.8 | 7.3 | 9.6 | 8.5 | 6.8 | 2.1 | 1.8 | 1.7 | 2.2 | 2.3 | 2.9 | 2.3 | 3 | 2.8 | 4 | 3.01 | 1.35 | 1.53 | 1.41 | 1.02 | 0.72 | 0.79 | 0.95 | 0.92 | 0.89 | 1.13 | 1.2 | 1.26 | 0.91 | 4.14 | 3.06 | 1.28 | 1.9 | 1.84 | 1.6 | 0.81 | 0.79 | 0.65 | 0.6 | 0.6 | 0.59 | 0.57 | 0.7 | 0.77 | 3.33 | 2.46 | 0.76 | 0.87 | 1 | 1.04 | 1.03 | 1.04 | 1.05 | 1.01 | 0.96 | 1.1 | 1.17 | 1.09 | 0.94 | 2.65 | 2.07 | 1.15 | 0.99 | 0.86 | 0.5 | 0.47 | 0.41 | 0.37 | 0.31 | 0.25 | 0.19 | 0.14 | 0.2 | 0.24 | 2.59 | 1.98 | 0.85 | 1.26 | 1.15 | 0.95 | 0.27 | 0.2 | 0.17 | 0.22 | 0.23 | 0.29 | 0.23 | 0.3 | 0.29 | 44.1 | 43.5 | 40.1 | 34.2 | 33.7 | 35.1 | 40.5 | 40.8 | 40.3 | 36.1 | 31.6 | 32.1 | 33.3 | 36 | 33.8 | 44.2 | 43.5 | 42.4 | 33.8 | 33.3 | 27.1 | 35.3 | 35.4 | 39.5 | 35.1 | 34.3 | 29.8 | 27.2 | 27.3 | 29.5 | 43.9 | 43 | 41.3 | 40.2 | 38.6 | 38.7 | 41 | 42.6 | 42.6 | 41.5 | 41.8 | 42 | 42.8 | 42.3 | 42.3 | 33.9 | 34.9 | 35.6 | 33.3 | 30.6 | 29.2 | 26.4 | 23.7 | 21.2 | 18 | 14.7 | 11.3 | 8.6 | 12.8 | 15 | 33.9 | 33.7 | 32.9 | 24 | 17.1 | 10.6 | 8.1 | 9.6 | 11 | 14 | 14.9 | 18.1 | 14.6 | 18.9 | 18 | 1957.4 | 1917.3 | 1754.5 | 1475 | 1459.7 | 1530 | 1793.4 | 1806.6 | 1787.3 | 1599 | 1394.5 | 1405.3 | 1449 | 1569.8 | 1470.5 | 1964.1 | 1923 | 1861.3 | 1495 | 1480 | 1207.1 | 1560.5 | 1564.2 | 1747.2 | 1553.8 | 1519.2 | 1319.9 | 1203.9 | 1207.6 | 1300.6 | 1938.3 | 1897.5 | 1818.2 | 1761.5 | 1692.8 | 1691.4 | 1793.6 | 1862.7 | 1865.5 | 1815.2 | 1826.4 | 1839.6 | 1868.5 | 1845.7 | 1839.1 | 1499.1 | 1537.5 | 1556.8 | 1455.5 | 1344.4 | 1285.3 | 1162.3 | 1046 | 934.8 | 798.1 | 648.3 | 498.4 | 377.8 | 870.6 | 1118.4 | 1499.6 | 1489.7 | 1450.9 | 1078.9 | 768.3 | 475.2 | 352.9 | 645.7 | 847.4 | 1159.3 | 1223.9 | 1495.9 | 1202.2 | 1563.4 | 1493.5 | 0.3 | 0.26 | 0.19 | 0.18 | 0.17 | 0.16 | 0.15 | 0.16 | 0.16 | 0.15 | 0.13 | 0.15 | 0.16 | 0.17 | 0.15 | 0.31 | 0.26 | 0.19 | 0.18 | 0.18 | 0.15 | 0.14 | 0.14 | 0.15 | 0.13 | 0.13 | 0.12 | 0.11 | 0.11 | 0.12 | 0.28 | 0.24 | 0.16 | 0.16 | 0.17 | 0.17 | 0.17 | 0.18 | 0.18 | 0.18 | 0.18 | 0.18 | 0.19 | 0.18 | 0.18 | 0.22 | 0.2 | 0.16 | 0.15 | 0.13 | 0.11 | 0.1 | 0.09 | 0.08 | 0.07 | 0.06 | 0.04 | 0.03 | 0.05 | 0.06 | 0.21 | 0.19 | 0.14 | 0.12 | 0.1 | 0.07 | 0.04 | 0.04 | 0.04 | 0.05 | 0.06 | 0.07 | 0.05 | 0.07 | 0.07 | 0.054
RFCWc | 366.2718 | 18.5797 | 2.5032 | 367.4554 | 32.8396 | 1535.1525 | 0.17341 | 75.8698 | 399.1114 | 1553.7322 | 2.6766 | 443.3252 | 586.7 | 506.3 | 397 | 339.4 | 343.2 | 323.9 | 334.9 | 334.7 | 353.4 | 336 | 333.1 | 343.7 | 362.7 | 335.6 | 290.4 | 650 | 535.5 | 441.6 | 336 | 346.4 | 326.9 | 313.3 | 277.8 | 243.7 | 241.4 | 239.3 | 215.7 | 206.9 | 227.8 | 247.1 | 529.7 | 469 | 356 | 351.7 | 360.6 | 357 | 362.6 | 372.3 | 400.8 | 403.3 | 407.2 | 383.5 | 358.8 | 314.2 | 298.7 | 373.1 | 357.3 | 324 | 298.8 | 272.2 | 246.4 | 223.8 | 201.3 | 179.7 | 153.3 | 124.9 | 96.3 | 72.4 | 47.4 | 35.2 | 370.8 | 344.8 | 291.5 | 240 | 180.4 | 120.6 | 64.6 | 32.3 | 16 | 12.7 | 9.2 | 6.5 | 4.6 | 2.6 | 1.8 | 49.9 | 40.9 | 29.9 | 22.7 | 17.4 | 8.5 | 6.9 | 8 | 12.1 | 12.2 | 12.9 | 15.8 | 18.8 | 17.8 | 12.9 | 62 | 45.8 | 35 | 24.4 | 26 | 25.6 | 19.5 | 15.4 | 6.6 | 5.3 | 4.9 | 5.8 | 8 | 11.6 | 13.2 | 31.3 | 23.5 | 9.5 | 13.8 | 14.9 | 17.8 | 13.9 | 15.8 | 15.4 | 17.1 | 17.3 | 15.6 | 13.1 | 9.3 | 7.6 | 31 | 27.9 | 24.3 | 17.7 | 12.1 | 5.1 | 4.7 | 4.2 | 3.8 | 3.1 | 2.5 | 1.9 | 1.4 | 1.8 | 2 | 28.2 | 26.1 | 20.5 | 17 | 10.6 | 4.7 | 2 | 1.7 | 1.2 | 1.4 | 1.5 | 2.1 | 1.6 | 1.9 | 1.7 | 7.13 | 5.83 | 4.24 | 3.17 | 2.34 | 0.98 | 0.72 | 0.89 | 1.5 | 1.54 | 1.66 | 2.08 | 2.54 | 2.4 | 1.7 | 8.94 | 6.55 | 4.96 | 3.43 | 3.67 | 3.62 | 2.7 | 2.09 | 0.77 | 0.58 | 0.51 | 0.68 | 1.02 | 1.56 | 1.78 | 4.31 | 3.17 | 1.11 | 1.78 | 1.94 | 2.38 | 1.78 | 2.06 | 1.97 | 2.22 | 2.26 | 2.02 | 1.66 | 1.12 | 0.87 | 4.43 | 3.97 | 3.44 | 2.45 | 1.6 | 0.53 | 0.49 | 0.45 | 0.4 | 0.32 | 0.26 | 0.2 | 0.14 | 0.18 | 0.2 | 3.99 | 3.7 | 2.88 | 2.39 | 1.46 | 0.6 | 0.23 | 0.19 | 0.12 | 0.14 | 0.15 | 0.21 | 0.16 | 0.19 | 0.17 | 34.6 | 31.8 | 26.9 | 25.6 | 30.8 | 36.1 | 39.1 | 38 | 36.9 | 34.4 | 33.3 | 32.2 | 32 | 29.3 | 27.6 | 32.1 | 31.2 | 28.3 | 23.5 | 23.4 | 21.1 | 24.7 | 23.7 | 27 | 27.8 | 28 | 23.9 | 20.8 | 20.3 | 21.5 | 43.5 | 42.3 | 39.6 | 35.2 | 35.3 | 32.3 | 36.5 | 36 | 40.2 | 39.1 | 39.4 | 37.8 | 36.7 | 34.1 | 33.5 | 22.6 | 23.3 | 22.1 | 24.5 | 25.9 | 28.7 | 26.1 | 23.4 | 20.9 | 17.9 | 14.6 | 11.3 | 8.6 | 11.4 | 12.9 | 24.8 | 23.1 | 21 | 17.1 | 14.8 | 12.1 | 9 | 9.1 | 7.9 | 8.6 | 9.6 | 13.1 | 10.3 | 11.7 | 10.9 | 1806.9 | 1625.4 | 1341.7 | 1241.1 | 1438.6 | 1614.8 | 1733.5 | 1695.3 | 1675.8 | 1569.9 | 1529.7 | 1501.4 | 1513.5 | 1389.4 | 1279.8 | 1794.5 | 1644 | 1447.8 | 1171.4 | 1186.2 | 1091.8 | 1204.8 | 1129.6 | 1209.3 | 1236.7 | 1240.1 | 1071.9 | 952.8 | 958.8 | 1020.1 | 2075.3 | 1972.1 | 1768 | 1604.9 | 1621.8 | 1510.3 | 1669 | 1665.3 | 1844.4 | 1807.7 | 1824.5 | 1740.5 | 1675.6 | 1534.4 | 1498.9 | 1170.1 | 1175.8 | 1098 | 1164.9 | 1194.4 | 1273.8 | 1155.5 | 1038.2 | 926.7 | 794.7 | 648.2 | 500.3 | 377.2 | 741.1 | 923.6 | 1248.5 | 1166.4 | 1040 | 853.7 | 710.3 | 550.7 | 477.9 | 644.1 | 611.6 | 679.6 | 738 | 972.9 | 750.2 | 774.4 | 713.1 | 0.3 | 0.26 | 0.2 | 0.17 | 0.16 | 0.14 | 0.15 | 0.15 | 0.16 | 0.15 | 0.15 | 0.16 | 0.17 | 0.16 | 0.13 | 0.34 | 0.27 | 0.22 | 0.17 | 0.17 | 0.16 | 0.15 | 0.13 | 0.11 | 0.11 | 0.1 | 0.1 | 0.09 | 0.1 | 0.11 | 0.26 | 0.22 | 0.16 | 0.16 | 0.17 | 0.17 | 0.16 | 0.17 | 0.18 | 0.18 | 0.18 | 0.17 | 0.16 | 0.14 | 0.13 | 0.19 | 0.18 | 0.17 | 0.15 | 0.13 | 0.11 | 0.1 | 0.09 | 0.08 | 0.07 | 0.05 | 0.04 | 0.03 | 0.04 | 0.05 | 0.19 | 0.17 | 0.14 | 0.12 | 0.09 | 0.06 | 0.04 | 0.04 | 0.03 | 0.03 | 0.04 | 0.05 | 0.04 | 0.04 | 0.04 | 0.054
RMPAc | 227.1582 | 13.2889 | 1.8235 | 228.0136 | 18.7442 | 899.6425 | 0.10751 | 43.9627 | 245.9024 | 912.9314 | 1.931 | 271.9762 | 550.6 | 403.9 | 244.9 | 202.8 | 271.4 | 261.9 | 225.9 | 157.4 | 161.5 | 107.6 | 110.5 | 119.3 | 148.7 | 171.6 | 177.6 | 468.2 | 360.1 | 211 | 153.2 | 147.9 | 114.1 | 87.7 | 51.3 | 42.3 | 35.9 | 57.2 | 81.8 | 133.1 | 130.2 | 142.8 | 509.9 | 390.4 | 249.9 | 225.8 | 285.9 | 289.1 | 322 | 301.8 | 326 | 286.4 | 326.1 | 261.5 | 213.4 | 128.5 | 141.1 | 373.6 | 357.5 | 324.4 | 299 | 273.2 | 247.7 | 224.5 | 201.7 | 180.1 | 154.4 | 125.8 | 96.9 | 72 | 46.9 | 34.6 | 370.9 | 344.5 | 291.8 | 239.8 | 180.8 | 120.5 | 64.8 | 32.1 | 16.2 | 12.8 | 9.3 | 6.6 | 4.7 | 2.6 | 1.8 | 48.9 | 34.4 | 18.5 | 12.3 | 14.5 | 13 | 8.8 | 5.6 | 5.4 | 3.1 | 3.7 | 4.6 | 6.3 | 8.3 | 9.2 | 38.4 | 28.5 | 14.5 | 12 | 12.4 | 9.9 | 7.1 | 4.1 | 3.1 | 2.4 | 3.6 | 5.1 | 8.2 | 7.8 | 8.7 | 39.8 | 28.5 | 13.1 | 11 | 15.1 | 14.3 | 13.8 | 10.5 | 11.2 | 10.8 | 13.8 | 11.3 | 8.2 | 3.9 | 4.3 | 33.1 | 27.3 | 22.7 | 17.9 | 16.4 | 11.2 | 9 | 7.5 | 7 | 5.6 | 4.4 | 3.1 | 1.8 | 1.3 | 1.2 | 30.2 | 27.5 | 22 | 19.3 | 13.6 | 7.3 | 2.2 | 0.7 | 0.3 | 0.4 | 0.7 | 1 | 0.8 | 0.8 | 0.7 | 6.99 | 4.91 | 2.61 | 1.69 | 1.97 | 1.74 | 1.13 | 0.71 | 0.67 | 0.37 | 0.46 | 0.58 | 0.83 | 1.1 | 1.24 | 5.46 | 4.05 | 2.03 | 1.69 | 1.76 | 1.41 | 1 | 0.58 | 0.43 | 0.34 | 0.5 | 0.7 | 1.12 | 1.07 | 1.19 | 5.64 | 4.01 | 1.79 | 1.47 | 2.04 | 1.91 | 1.8 | 1.32 | 1.4 | 1.37 | 1.79 | 1.47 | 1.05 | 0.47 | 0.52 | 4.74 | 3.86 | 3.18 | 2.46 | 2.25 | 1.47 | 1.16 | 0.95 | 0.89 | 0.71 | 0.55 | 0.37 | 0.2 | 0.14 | 0.12 | 4.29 | 3.9 | 3.1 | 2.73 | 1.91 | 1.01 | 0.27 | 0.07 | 0.03 | 0.04 | 0.07 | 0.1 | 0.08 | 0.08 | 0.07 | 30.3 | 23.5 | 16.5 | 16.3 | 23.6 | 23.7 | 22.7 | 16.3 | 17 | 11.8 | 11.6 | 12 | 14.4 | 15.7 | 15.7 | 28.6 | 22.9 | 15.5 | 10 | 8.8 | 6.5 | 5.5 | 3.3 | 2.9 | 2.7 | 4.5 | 6.4 | 10.6 | 10.5 | 11.5 | 33.2 | 27.2 | 22.1 | 20.6 | 25 | 26.2 | 31 | 31.3 | 33.9 | 29 | 32 | 25.5 | 21.8 | 13.9 | 15.3 | 20.6 | 23.7 | 23.4 | 24.4 | 22.2 | 23.5 | 22.3 | 20.6 | 18.1 | 15.8 | 13.1 | 10.4 | 8.3 | 7.9 | 7.7 | 22.9 | 21.8 | 19.7 | 15 | 12.2 | 9.7 | 7 | 4.1 | 2.3 | 2.9 | 4.7 | 6.5 | 5.1 | 5.3 | 4.5 | 1649.8 | 1254.9 | 835.1 | 788.8 | 1119.3 | 1112.5 | 1036.9 | 738.9 | 768.2 | 528.1 | 527 | 549.7 | 665.8 | 737.5 | 743.9 | 1503.4 | 1185.7 | 763.4 | 510.9 | 468.3 | 351.9 | 286.7 | 169.5 | 149.1 | 132.1 | 218.6 | 315.2 | 517.1 | 510.9 | 557.3 | 1689.2 | 1356.9 | 1025.2 | 963.3 | 1184.9 | 1230.5 | 1436.6 | 1422.6 | 1542.2 | 1325.6 | 1483.3 | 1187.1 | 1003.2 | 624.5 | 686.1 | 1120.5 | 1206.4 | 1161 | 1168.3 | 1072.7 | 1088.6 | 1021.3 | 937.3 | 826.8 | 720.5 | 594.1 | 467.5 | 363.4 | 359.8 | 356.7 | 1194.3 | 1128.2 | 996.2 | 783.8 | 623 | 468.6 | 317.2 | 184.3 | 104.4 | 134.9 | 218.9 | 301.5 | 234.2 | 240.6 | 203.6 | 0.27 | 0.2 | 0.12 | 0.1 | 0.13 | 0.12 | 0.1 | 0.07 | 0.07 | 0.05 | 0.05 | 0.05 | 0.07 | 0.08 | 0.08 | 0.23 | 0.18 | 0.1 | 0.08 | 0.07 | 0.06 | 0.04 | 0.02 | 0.02 | 0.02 | 0.03 | 0.04 | 0.06 | 0.06 | 0.07 | 0.26 | 0.19 | 0.12 | 0.11 | 0.13 | 0.13 | 0.15 | 0.14 | 0.15 | 0.13 | 0.15 | 0.12 | 0.1 | 0.06 | 0.06 | 0.18 | 0.18 | 0.16 | 0.14 | 0.13 | 0.11 | 0.1 | 0.09 | 0.08 | 0.07 | 0.06 | 0.04 | 0.03 | 0.03 | 0.03 | 0.18 | 0.17 | 0.14 | 0.12 | 0.09 | 0.06 | 0.03 | 0.02 | 0.01 | 0.01 | 0.02 | 0.02 | 0.02 | 0.02 | 0.02 | 0.054
SPNOc | 287.8266 | 19.0325 | 2.6636 | 289.0654 | 21.9055 | 1057.39 | 0.14542 | 51.551 | 309.7321 | 1076.4225 | 2.8091 | 340.6163 | 649.1 | 550.9 | 399.1 | 305.4 | 286.4 | 200.6 | 203.5 | 182.4 | 213.1 | 189.6 | 175.1 | 178.6 | 194.7 | 173.2 | 151.5 | 673.8 | 538.7 | 326 | 199.1 | 166.4 | 140.5 | 153.3 | 116.9 | 98.2 | 53.4 | 73.9 | 104.1 | 197.3 | 208.6 | 240.1 | 667.2 | 539.2 | 373.1 | 342 | 395.6 | 364.3 | 393.3 | 351.5 | 386.9 | 342.4 | 385.2 | 325.5 | 263.3 | 144.7 | 136.7 | 371.6 | 355.2 | 321.4 | 297.2 | 272.6 | 248 | 225.1 | 202.1 | 180.5 | 154.7 | 125.8 | 96.7 | 71.6 | 46.9 | 34.3 | 369.4 | 343.5 | 290.2 | 239.2 | 180.7 | 120.8 | 65 | 31.8 | 16 | 12.6 | 9.1 | 6.5 | 4.6 | 2.6 | 1.7 | 56.9 | 46.4 | 31.9 | 23.3 | 17.9 | 8.3 | 7.1 | 8 | 10.3 | 9.6 | 9.5 | 11.2 | 13.4 | 12.2 | 10.2 | 61.3 | 47.6 | 27.7 | 17.4 | 15.2 | 12.8 | 12.7 | 9.7 | 7.5 | 3.1 | 3.6 | 6.4 | 13.8 | 15.8 | 17.8 | 55 | 41.8 | 24.2 | 23.3 | 27.9 | 24.6 | 22.7 | 17.9 | 19.9 | 18.9 | 21.9 | 18.6 | 12.8 | 5.9 | 5.2 | 32.1 | 29.1 | 24.4 | 18.4 | 14.1 | 10.2 | 11.1 | 11.4 | 9.5 | 7.2 | 4.2 | 3 | 1.5 | 1.4 | 1.4 | 30.9 | 27 | 20.4 | 15.7 | 12 | 7.2 | 3.8 | 1.2 | 0.5 | 0.5 | 0.8 | 1.2 | 1 | 1.1 | 1 | 8.21 | 6.67 | 4.55 | 3.31 | 2.48 | 1.09 | 0.9 | 1.04 | 1.38 | 1.29 | 1.29 | 1.54 | 1.87 | 1.7 | 1.42 | 8.85 | 6.86 | 3.97 | 2.5 | 2.17 | 1.83 | 1.81 | 1.37 | 1.06 | 0.43 | 0.48 | 0.88 | 1.92 | 2.23 | 2.51 | 7.89 | 5.97 | 3.37 | 3.27 | 3.92 | 3.44 | 3.12 | 2.41 | 2.68 | 2.58 | 2.99 | 2.54 | 1.71 | 0.77 | 0.66 | 4.61 | 4.17 | 3.47 | 2.56 | 1.91 | 1.32 | 1.49 | 1.56 | 1.29 | 0.96 | 0.52 | 0.36 | 0.16 | 0.14 | 0.14 | 4.43 | 3.86 | 2.87 | 2.2 | 1.68 | 0.99 | 0.51 | 0.14 | 0.05 | 0.05 | 0.08 | 0.12 | 0.1 | 0.11 | 0.1 | 37.2 | 33.2 | 25.4 | 20.5 | 22.7 | 19.7 | 21.1 | 17.6 | 19.5 | 17 | 15.1 | 14.1 | 14.2 | 12.4 | 11.2 | 36.5 | 30.5 | 19.3 | 11.4 | 8.8 | 7.5 | 9.2 | 7.1 | 6.5 | 4.4 | 6.7 | 8.3 | 14.2 | 13.9 | 16.3 | 41.2 | 35.7 | 28.7 | 25.4 | 28.4 | 27.2 | 32.7 | 31.4 | 34.3 | 29.2 | 32.5 | 27.5 | 24.3 | 14.2 | 13.8 | 21.7 | 22.1 | 21.7 | 23.8 | 24.3 | 24.4 | 20.5 | 17.1 | 15.9 | 14.4 | 13.2 | 10.4 | 8.4 | 8.6 | 8.7 | 22.5 | 22.4 | 21 | 18.3 | 13.6 | 9.9 | 6.1 | 4.4 | 2.9 | 3.3 | 5.2 | 7.7 | 6.2 | 7.1 | 6 | 1903.9 | 1677.9 | 1286.2 | 1018.6 | 1090 | 900.4 | 956.8 | 808.9 | 912.5 | 799.6 | 717.7 | 686.1 | 709.6 | 622.8 | 559.2 | 1910.4 | 1571 | 1000.7 | 594.6 | 485.1 | 412.4 | 488.1 | 373.4 | 334.2 | 211.2 | 315.7 | 403.5 | 713.2 | 714.9 | 833.6 | 2075.3 | 1765.3 | 1391.3 | 1237.4 | 1404.6 | 1329.4 | 1563.7 | 1474.2 | 1618.8 | 1389.4 | 1559.8 | 1319.7 | 1142 | 655.5 | 632.2 | 1110.5 | 1111.3 | 1074.5 | 1128 | 1130.2 | 1120 | 957.2 | 813.2 | 747.8 | 670.5 | 598.2 | 468.6 | 369.2 | 461.4 | 504.6 | 1135.2 | 1112.3 | 1026.9 | 882.2 | 664.6 | 472.1 | 307.5 | 233.3 | 168.7 | 190.5 | 288.4 | 419.8 | 328.5 | 359 | 304.7 | 0.36 | 0.31 | 0.21 | 0.16 | 0.14 | 0.09 | 0.09 | 0.08 | 0.1 | 0.09 | 0.08 | 0.08 | 0.09 | 0.08 | 0.07 | 0.38 | 0.3 | 0.17 | 0.11 | 0.08 | 0.07 | 0.07 | 0.06 | 0.05 | 0.02 | 0.03 | 0.05 | 0.09 | 0.1 | 0.11 | 0.37 | 0.29 | 0.18 | 0.17 | 0.2 | 0.18 | 0.19 | 0.16 | 0.18 | 0.16 | 0.18 | 0.15 | 0.12 | 0.07 | 0.06 | 0.21 | 0.19 | 0.17 | 0.15 | 0.13 | 0.11 | 0.1 | 0.1 | 0.08 | 0.07 | 0.06 | 0.04 | 0.03 | 0.03 | 0.03 | 0.2 | 0.19 | 0.15 | 0.12 | 0.09 | 0.06 | 0.03 | 0.02 | 0.01 | 0.01 | 0.02 | 0.03 | 0.02 | 0.03 | 0.02 | 0.0539
SPSOc | 275.7453 | 11.4806 | 1.5304 | 276.4723 | 27.3582 | 1207.7077 | 0.14783 | 61.2132 | 303.1035 | 1219.1883 | 1.6782 | 337.6855 | 496.6 | 402.9 | 303.7 | 266.5 | 297.8 | 250.4 | 250.4 | 227.4 | 238.6 | 218.3 | 223.6 | 210.7 | 197.4 | 170.6 | 169.9 | 530.9 | 420.2 | 298.6 | 175.7 | 183.1 | 164.1 | 173.5 | 121.1 | 86.7 | 58.8 | 100.1 | 131.1 | 206.6 | 193.6 | 218.3 | 553.9 | 446.8 | 321.4 | 291.6 | 326 | 305.8 | 336 | 334.9 | 369.9 | 337 | 362.7 | 302.3 | 239.2 | 142 | 128.6 | 373.2 | 356.3 | 322.9 | 298.3 | 273.3 | 247.6 | 224.5 | 202 | 180.3 | 153.3 | 123.8 | 94.3 | 70 | 45.7 | 33.1 | 371.1 | 344.7 | 291.2 | 239.3 | 180 | 119.9 | 64.1 | 31.8 | 16.1 | 12.3 | 9 | 6.4 | 4.6 | 2.5 | 1.8 | 26.4 | 20.5 | 13.6 | 12 | 12 | 8.8 | 8.3 | 8.4 | 8.8 | 8.3 | 8.9 | 9.1 | 9 | 8.3 | 8.5 | 35.2 | 26.7 | 18.2 | 9.8 | 11.5 | 12 | 13.1 | 9.5 | 6.4 | 3.5 | 3.5 | 4.6 | 8.2 | 9.7 | 11.4 | 30.1 | 22.1 | 12.7 | 12.5 | 15.3 | 14.2 | 13.3 | 12.2 | 13 | 13.3 | 15.7 | 13.5 | 10.1 | 5.4 | 4.7 | 19.2 | 17.4 | 14.7 | 12.5 | 10.5 | 8.3 | 8.6 | 8.1 | 6.9 | 4.6 | 3.1 | 2 | 1.4 | 1.4 | 1.5 | 22.7 | 19.8 | 17.5 | 12.3 | 8.8 | 3.9 | 1.7 | 0.7 | 0.3 | 0.4 | 0.6 | 0.8 | 0.6 | 0.8 | 0.8 | 3.71 | 2.87 | 1.84 | 1.64 | 1.58 | 1.13 | 1.05 | 1.09 | 1.12 | 1.06 | 1.15 | 1.19 | 1.19 | 1.11 | 1.13 | 5.02 | 3.81 | 2.56 | 1.37 | 1.61 | 1.69 | 1.85 | 1.35 | 0.9 | 0.48 | 0.44 | 0.57 | 1.05 | 1.29 | 1.54 | 4.22 | 3.06 | 1.67 | 1.67 | 2.07 | 1.91 | 1.73 | 1.55 | 1.65 | 1.73 | 2.07 | 1.79 | 1.31 | 0.68 | 0.59 | 2.67 | 2.42 | 2 | 1.68 | 1.37 | 1.05 | 1.11 | 1.06 | 0.89 | 0.57 | 0.36 | 0.21 | 0.14 | 0.15 | 0.15 | 3.22 | 2.8 | 2.46 | 1.7 | 1.19 | 0.49 | 0.21 | 0.09 | 0.03 | 0.04 | 0.06 | 0.08 | 0.06 | 0.08 | 0.08 | 44.8 | 37.3 | 29.4 | 25.7 | 29.8 | 26.3 | 26.6 | 23.4 | 24.4 | 22.1 | 22.2 | 20.3 | 18.6 | 15.5 | 15.3 | 41.4 | 33.9 | 24.4 | 15.4 | 14.5 | 11.5 | 11.7 | 7.8 | 6 | 4.8 | 10.4 | 13.6 | 20.5 | 17.4 | 19.2 | 49.3 | 41.7 | 32.5 | 28.6 | 30.6 | 28.9 | 33.6 | 34.5 | 38.5 | 33.9 | 35.4 | 29 | 23.5 | 14.4 | 13.2 | 34.2 | 33.4 | 31.1 | 29.7 | 27.9 | 26.2 | 22.8 | 20.2 | 18.4 | 16.7 | 14 | 11 | 8.3 | 9 | 9.2 | 30.6 | 29.6 | 24.1 | 21.7 | 16.6 | 12.9 | 7.4 | 4 | 2.2 | 2.8 | 3.9 | 5.3 | 3.9 | 5.1 | 4.9 | 1934.3 | 1594.1 | 1288.2 | 1125.2 | 1326.5 | 1153.3 | 1175.9 | 1040.9 | 1105.4 | 1005.9 | 1018 | 936.1 | 862.8 | 728.4 | 721.3 | 1861.1 | 1498.7 | 1121.3 | 678.6 | 687.5 | 566.4 | 591.3 | 400.1 | 299.8 | 229.5 | 471.4 | 618.2 | 944 | 822.4 | 909.5 | 2146.8 | 1804.9 | 1429.7 | 1265.6 | 1382.9 | 1301.4 | 1515.6 | 1548.6 | 1722.7 | 1516.3 | 1606.1 | 1334.6 | 1083.8 | 655.9 | 599.7 | 1485.2 | 1443.4 | 1359.8 | 1290.6 | 1231.8 | 1163.9 | 1023.1 | 906.1 | 817.9 | 735.8 | 617.2 | 485.9 | 364.1 | 510 | 572.6 | 1365.7 | 1302.5 | 1095.4 | 963.6 | 754.5 | 564 | 325 | 178.6 | 106.5 | 137 | 193.1 | 251.5 | 176.3 | 221.7 | 219.6 | 0.31 | 0.26 | 0.17 | 0.15 | 0.15 | 0.13 | 0.13 | 0.11 | 0.11 | 0.1 | 0.1 | 0.1 | 0.09 | 0.08 | 0.08 | 0.33 | 0.27 | 0.17 | 0.11 | 0.09 | 0.08 | 0.09 | 0.06 | 0.04 | 0.03 | 0.05 | 0.06 | 0.09 | 0.09 | 0.1 | 0.34 | 0.27 | 0.17 | 0.16 | 0.17 | 0.16 | 0.17 | 0.16 | 0.18 | 0.17 | 0.18 | 0.15 | 0.11 | 0.07 | 0.06 | 0.23 | 0.22 | 0.19 | 0.17 | 0.14 | 0.12 | 0.11 | 0.1 | 0.09 | 0.07 | 0.06 | 0.04 | 0.03 | 0.03 | 0.03 | 0.23 | 0.21 | 0.17 | 0.14 | 0.09 | 0.06 | 0.04 | 0.02 | 0.01 | 0.01 | 0.01 | 0.02 | 0.01 | 0.02 | 0.02 | 0.054
SRMVc | 355.7335 | 11.218 | 1.4057 | 356.4201 | 38.3783 | 1683.7657 | 0.18356 | 85.5724 | 394.1118 | 1694.9837 | 1.5893 | 441.9925 | 569.1 | 495.3 | 355.7 | 320.9 | 330.1 | 315.2 | 327.3 | 320.9 | 352.7 | 348.4 | 350.7 | 345.2 | 328.2 | 311.7 | 303.6 | 569.3 | 475.5 | 330.7 | 267.7 | 285.8 | 280.7 | 270.3 | 179.8 | 121.5 | 69.1 | 154.7 | 228.3 | 313.3 | 294.8 | 296.2 | 583.4 | 507.5 | 384.1 | 344.9 | 344.4 | 345.1 | 374.8 | 384.1 | 396.2 | 390 | 399.2 | 372.1 | 335.7 | 280.6 | 261.3 | 373.2 | 357.3 | 324 | 299.4 | 273.6 | 247.9 | 224.7 | 202 | 180.5 | 154.2 | 125.7 | 96.4 | 72 | 46.8 | 34.6 | 370.8 | 344.7 | 291.4 | 239.6 | 179.8 | 119.9 | 64.5 | 32.4 | 16.4 | 12.9 | 9.3 | 6.6 | 4.7 | 2.6 | 1.8 | 31.1 | 23.7 | 12.3 | 10.3 | 10 | 7.2 | 7.4 | 7.8 | 9 | 9.4 | 10.1 | 11.8 | 12.3 | 12.8 | 11.8 | 32.8 | 25.7 | 15.7 | 15.7 | 16.3 | 15.5 | 14.2 | 11.1 | 6.9 | 3.4 | 4.3 | 6.1 | 9 | 11.2 | 12.4 | 32.3 | 24 | 10.2 | 9.4 | 12.3 | 12.7 | 12.1 | 10.4 | 10.8 | 11.4 | 11.8 | 11 | 9.7 | 8 | 7.4 | 19 | 15.4 | 10.7 | 8.9 | 7.9 | 5.4 | 5.3 | 4.9 | 4.5 | 3.6 | 2.8 | 1.9 | 1.4 | 1.8 | 2 | 19.5 | 15.6 | 9.5 | 7 | 5.3 | 2.9 | 1.5 | 0.8 | 0.4 | 0.6 | 0.9 | 1.1 | 0.8 | 0.7 | 0.5 | 4.42 | 3.29 | 1.58 | 1.32 | 1.24 | 0.81 | 0.82 | 0.89 | 1.03 | 1.09 | 1.2 | 1.48 | 1.57 | 1.66 | 1.52 | 4.68 | 3.64 | 2.13 | 2.23 | 2.28 | 2.15 | 1.94 | 1.55 | 0.95 | 0.46 | 0.51 | 0.71 | 1.07 | 1.43 | 1.62 | 4.58 | 3.32 | 1.2 | 1.13 | 1.58 | 1.65 | 1.51 | 1.23 | 1.28 | 1.38 | 1.44 | 1.34 | 1.17 | 0.96 | 0.88 | 2.65 | 2.1 | 1.36 | 1.11 | 0.97 | 0.58 | 0.59 | 0.56 | 0.52 | 0.4 | 0.31 | 0.2 | 0.15 | 0.18 | 0.2 | 2.75 | 2.14 | 1.19 | 0.85 | 0.64 | 0.33 | 0.17 | 0.09 | 0.04 | 0.06 | 0.09 | 0.11 | 0.08 | 0.07 | 0.05 | 51 | 47.2 | 37.5 | 34.6 | 36 | 36.3 | 37.6 | 36.4 | 39.6 | 38.7 | 38.3 | 36 | 33.3 | 30.7 | 30.4 | 49.5 | 42.8 | 31 | 22.7 | 24.4 | 24.5 | 24 | 14.5 | 10.4 | 6.4 | 17.1 | 25.4 | 34.2 | 29.7 | 28.8 | 51.8 | 48.4 | 42.9 | 38.5 | 36 | 35.7 | 40.1 | 42.7 | 44 | 42.7 | 43.6 | 40.5 | 36.8 | 30.7 | 28.7 | 34.5 | 35.3 | 34.6 | 32.8 | 30.1 | 28.7 | 25.7 | 22.9 | 20.4 | 17.6 | 14.5 | 11.3 | 8.6 | 11.4 | 12.9 | 33.7 | 33.4 | 31 | 26.3 | 19.7 | 13.7 | 7.9 | 4.5 | 2.7 | 4 | 5.8 | 7.8 | 5.6 | 4.8 | 3.4 | 2156 | 2007.2 | 1643.5 | 1498.9 | 1575.3 | 1594.2 | 1664.2 | 1613.7 | 1767.1 | 1730 | 1718 | 1629.9 | 1515.3 | 1406.5 | 1390.4 | 2102.4 | 1817 | 1389.9 | 999.1 | 1102.7 | 1103 | 1103.7 | 675.8 | 476.1 | 287.1 | 760.6 | 1134.9 | 1538.6 | 1362.4 | 1331.6 | 2206.1 | 2078.6 | 1900.5 | 1682.4 | 1578.2 | 1568.1 | 1774.9 | 1893.7 | 1949 | 1891.8 | 1935.9 | 1808.2 | 1642.2 | 1375.6 | 1283.8 | 1477.4 | 1517.1 | 1514.2 | 1428 | 1319.9 | 1268.9 | 1139 | 1017.9 | 906 | 781.5 | 640.8 | 497.8 | 373.5 | 734.1 | 915.9 | 1445.7 | 1442 | 1379.8 | 1158.8 | 872.8 | 603.8 | 359.1 | 221.2 | 143.2 | 241.5 | 322.9 | 403.6 | 249 | 203.6 | 149.3 | 0.38 | 0.32 | 0.19 | 0.17 | 0.17 | 0.15 | 0.15 | 0.15 | 0.16 | 0.16 | 0.16 | 0.16 | 0.15 | 0.14 | 0.14 | 0.39 | 0.32 | 0.18 | 0.17 | 0.16 | 0.16 | 0.14 | 0.1 | 0.07 | 0.04 | 0.07 | 0.1 | 0.14 | 0.13 | 0.13 | 0.39 | 0.31 | 0.18 | 0.17 | 0.18 | 0.18 | 0.18 | 0.18 | 0.19 | 0.19 | 0.19 | 0.17 | 0.16 | 0.13 | 0.12 | 0.24 | 0.21 | 0.17 | 0.16 | 0.14 | 0.11 | 0.1 | 0.09 | 0.08 | 0.07 | 0.06 | 0.04 | 0.03 | 0.04 | 0.05 | 0.24 | 0.21 | 0.14 | 0.12 | 0.09 | 0.06 | 0.03 | 0.02 | 0.01 | 0.02 | 0.02 | 0.03 | 0.02 | 0.02 | 0.01 | 0.054
SRMWc | 324.3383 | 18.3481 | 2.5167 | 325.519 | 27.3804 | 1295.419 | 0.15887 | 63.6942 | 351.7187 | 1313.767 | 2.6756 | 389.2132 | 601.4 | 520.9 | 385.3 | 324.4 | 309.5 | 258.1 | 257.1 | 257.6 | 297.3 | 275 | 249.6 | 251 | 266.4 | 244.9 | 201.1 | 639.9 | 534.4 | 389.2 | 296.7 | 267.3 | 231.6 | 230.6 | 197 | 168.3 | 134.5 | 142.8 | 153.4 | 198.9 | 226.9 | 256.6 | 537.9 | 463.9 | 345.8 | 338.9 | 363.3 | 358.6 | 376.2 | 371.7 | 397.4 | 377.4 | 387.1 | 345.1 | 316.1 | 236.2 | 223.7 | 374.5 | 358.8 | 326.2 | 300.9 | 274.6 | 248.2 | 225 | 202.2 | 180.6 | 154.2 | 125.3 | 96.4 | 72 | 47.2 | 34.8 | 372.1 | 346 | 293.3 | 241.4 | 181.8 | 121.1 | 64.8 | 32 | 15.9 | 12.6 | 9.2 | 6.5 | 4.6 | 2.6 | 1.8 | 50.7 | 41.2 | 27.7 | 21.7 | 17 | 8.6 | 6.8 | 8.7 | 13.3 | 12.9 | 12 | 13.6 | 16.1 | 15.2 | 11 | 58.1 | 45.3 | 31.1 | 24.4 | 23 | 20.1 | 16.7 | 13.1 | 7.8 | 4.1 | 3.9 | 6.2 | 11.1 | 15 | 17.1 | 37.3 | 28.6 | 14.1 | 16.9 | 19.5 | 20.2 | 18.2 | 17.9 | 19 | 18.8 | 19 | 15.9 | 12.4 | 7.8 | 6.7 | 30.7 | 27.2 | 23.3 | 17.5 | 13.2 | 7.4 | 7.6 | 7.7 | 6.6 | 5.1 | 3.4 | 2.4 | 1.5 | 1.6 | 1.7 | 28.8 | 25.8 | 19.9 | 16.6 | 11.7 | 6.1 | 2.8 | 1.4 | 0.7 | 0.8 | 1.2 | 1.7 | 1.3 | 1.6 | 1.5 | 7.27 | 5.88 | 3.91 | 3.04 | 2.31 | 1.07 | 0.8 | 1.09 | 1.75 | 1.71 | 1.6 | 1.84 | 2.21 | 2.1 | 1.49 | 8.37 | 6.48 | 4.43 | 3.47 | 3.28 | 2.87 | 2.34 | 1.83 | 1.03 | 0.49 | 0.46 | 0.79 | 1.51 | 2.08 | 2.37 | 5.25 | 3.97 | 1.83 | 2.28 | 2.66 | 2.76 | 2.43 | 2.38 | 2.52 | 2.53 | 2.53 | 2.1 | 1.6 | 0.97 | 0.81 | 4.4 | 3.87 | 3.28 | 2.42 | 1.76 | 0.88 | 0.94 | 0.98 | 0.83 | 0.63 | 0.39 | 0.28 | 0.16 | 0.16 | 0.17 | 4.1 | 3.65 | 2.79 | 2.33 | 1.63 | 0.82 | 0.35 | 0.16 | 0.07 | 0.08 | 0.12 | 0.17 | 0.13 | 0.16 | 0.15 | 36 | 33.6 | 27.3 | 24.4 | 26.6 | 27.1 | 28.6 | 27 | 28.2 | 25.5 | 22.9 | 21.7 | 21.5 | 19.3 | 17.2 | 34.5 | 31.8 | 24.7 | 18.2 | 15.4 | 13.1 | 16.1 | 14.8 | 15.7 | 14.5 | 15.8 | 15.2 | 16.8 | 17.1 | 19.2 | 39.4 | 37.2 | 34.1 | 30.6 | 31.6 | 30.4 | 34.4 | 34.1 | 36.6 | 34 | 35.3 | 32.4 | 31.6 | 24.9 | 24.2 | 23.2 | 24.2 | 23.3 | 25 | 25.3 | 26.9 | 23.6 | 20.4 | 18.5 | 16.3 | 13.9 | 10.8 | 8.4 | 9.9 | 10.6 | 24.6 | 23.7 | 21.7 | 17.7 | 14 | 10.9 | 7.5 | 6 | 4.6 | 5.2 | 7.4 | 10.6 | 8.5 | 9.9 | 9.1 | 1845.5 | 1686.3 | 1344 | 1182.8 | 1255.1 | 1226.8 | 1279.6 | 1222.7 | 1309.4 | 1192.2 | 1072.7 | 1031.4 | 1041 | 942.9 | 821.8 | 1837 | 1638.8 | 1263.9 | 943.4 | 823.1 | 709.6 | 813.6 | 730.2 | 733.1 | 655 | 708.2 | 698.2 | 807 | 846.7 | 953.7 | 1913.9 | 1768.7 | 1560.8 | 1426.6 | 1486.8 | 1440.5 | 1609.8 | 1595.7 | 1711.7 | 1598.1 | 1657.8 | 1512.3 | 1452.9 | 1127 | 1090.4 | 1178.2 | 1201.1 | 1143.4 | 1182.1 | 1174.1 | 1211 | 1069 | 932.8 | 841.9 | 736.5 | 623 | 484.3 | 371.9 | 591 | 699.1 | 1226.7 | 1177.1 | 1066.2 | 872.5 | 682.9 | 509.8 | 388.4 | 375.7 | 323 | 358.8 | 488 | 684.6 | 545.5 | 592.4 | 535.8 | 0.32 | 0.28 | 0.2 | 0.16 | 0.15 | 0.12 | 0.11 | 0.12 | 0.14 | 0.13 | 0.11 | 0.12 | 0.12 | 0.11 | 0.09 | 0.34 | 0.28 | 0.2 | 0.15 | 0.13 | 0.11 | 0.11 | 0.09 | 0.08 | 0.06 | 0.06 | 0.07 | 0.09 | 0.11 | 0.12 | 0.28 | 0.23 | 0.16 | 0.16 | 0.17 | 0.17 | 0.17 | 0.17 | 0.18 | 0.17 | 0.18 | 0.16 | 0.14 | 0.11 | 0.1 | 0.2 | 0.19 | 0.17 | 0.15 | 0.13 | 0.11 | 0.1 | 0.09 | 0.08 | 0.07 | 0.06 | 0.04 | 0.03 | 0.04 | 0.04 | 0.2 | 0.18 | 0.14 | 0.12 | 0.09 | 0.06 | 0.03 | 0.02 | 0.02 | 0.02 | 0.03 | 0.04 | 0.03 | 0.04 | 0.03 | 0.054
SRSOc | 398.8092 | 18.3252 | 2.4429 | 399.9697 | 37.6351 | 1721.4717 | 0.19612 | 85.8883 | 436.4444 | 1739.7968 | 2.639 | 485.858 | 591 | 562.3 | 465.7 | 396.8 | 358.7 | 345.2 | 384 | 356.7 | 333.2 | 315.1 | 377.1 | 435.8 | 442 | 396.6 | 356.4 | 678.7 | 613.9 | 518 | 386.7 | 312.2 | 250.3 | 218.5 | 161.5 | 113.8 | 71.2 | 67.6 | 118.6 | 240.5 | 319.4 | 362.1 | 606.6 | 548.8 | 457.8 | 424.1 | 432.3 | 427.1 | 424.4 | 406.2 | 407.7 | 406.9 | 425.2 | 410.1 | 388.5 | 317.9 | 295.8 | 373.6 | 357.3 | 323.8 | 299.5 | 274 | 248.6 | 225 | 202.6 | 181.8 | 156.2 | 127.8 | 99.6 | 75.6 | 49.9 | 36.6 | 371.2 | 345 | 291.9 | 240.5 | 181.4 | 122.4 | 66.4 | 33.7 | 16.9 | 13.4 | 9.7 | 6.8 | 4.9 | 2.7 | 1.9 | 42 | 38.4 | 29.2 | 24 | 16.2 | 10.4 | 7.6 | 7.3 | 7.8 | 10.4 | 18.8 | 25.4 | 27.2 | 21.3 | 17.6 | 52.3 | 46 | 39.7 | 29.4 | 23 | 17.4 | 13.7 | 11 | 7.1 | 4 | 2.4 | 6.4 | 14.1 | 20.5 | 22.8 | 39.3 | 31.6 | 19.7 | 17.7 | 20.5 | 19.4 | 15.1 | 10.7 | 11.1 | 12.8 | 15.5 | 14.9 | 13.6 | 9.1 | 8.5 | 26.2 | 24.1 | 21.3 | 17 | 12 | 6.5 | 4.5 | 4 | 3.6 | 3.1 | 2.5 | 1.9 | 1.4 | 1.5 | 1.6 | 26.2 | 23 | 17.3 | 11.8 | 7.2 | 3.5 | 1.7 | 1.2 | 0.8 | 0.9 | 1 | 1.1 | 0.8 | 0.7 | 0.6 | 5.97 | 5.42 | 4.07 | 3.34 | 2.15 | 1.27 | 0.78 | 0.76 | 0.87 | 1.29 | 2.51 | 3.48 | 3.74 | 2.88 | 2.35 | 7.47 | 6.55 | 5.64 | 4.17 | 3.25 | 2.44 | 1.89 | 1.54 | 0.98 | 0.54 | 0.31 | 0.87 | 1.93 | 2.83 | 3.15 | 5.54 | 4.38 | 2.59 | 2.32 | 2.75 | 2.58 | 1.91 | 1.24 | 1.3 | 1.56 | 1.96 | 1.88 | 1.71 | 1.08 | 1.02 | 3.72 | 3.4 | 2.99 | 2.35 | 1.59 | 0.75 | 0.46 | 0.42 | 0.37 | 0.31 | 0.26 | 0.2 | 0.15 | 0.15 | 0.16 | 3.71 | 3.24 | 2.4 | 1.59 | 0.93 | 0.42 | 0.19 | 0.12 | 0.08 | 0.09 | 0.1 | 0.11 | 0.08 | 0.07 | 0.06 | 42.9 | 42.2 | 37 | 32.4 | 34.2 | 37.4 | 45.1 | 41.7 | 38 | 33.2 | 34 | 35.9 | 35.2 | 34.3 | 32.3 | 45.5 | 42.3 | 34.5 | 26.1 | 21.6 | 18.2 | 17.2 | 11.9 | 9 | 6.1 | 6.9 | 10.3 | 19.8 | 24.6 | 28.3 | 47.4 | 46.3 | 44.2 | 41.6 | 40.1 | 40.4 | 43.8 | 45.3 | 45 | 43.5 | 43.5 | 42.1 | 40.3 | 34.7 | 32.3 | 27.4 | 27 | 24.8 | 25.4 | 26.4 | 27.8 | 26.4 | 23.8 | 21.3 | 18.4 | 15 | 11.7 | 9 | 9.9 | 10.3 | 27.1 | 26.3 | 24 | 22 | 18.1 | 13.4 | 8.9 | 7.4 | 5.5 | 6 | 6.2 | 7.4 | 5.2 | 4.4 | 3.9 | 2030.6 | 1992 | 1753.1 | 1513.9 | 1553.9 | 1669.4 | 1995.4 | 1845.9 | 1692.2 | 1504.2 | 1600.9 | 1731.8 | 1713.4 | 1635.1 | 1519.7 | 2214.9 | 2049.2 | 1724.6 | 1294.4 | 1077.1 | 902.1 | 837.5 | 590.2 | 438.1 | 289.3 | 316.2 | 488.6 | 955.6 | 1212.3 | 1388.4 | 2212.7 | 2141.6 | 2030.5 | 1891.2 | 1848.7 | 1856.2 | 1986.4 | 2025.1 | 2021 | 1964.5 | 1987.6 | 1920.4 | 1834 | 1562.4 | 1451.8 | 1297.1 | 1276.7 | 1187.9 | 1183.2 | 1202.8 | 1237.9 | 1169 | 1051.8 | 943.4 | 812.4 | 664.6 | 519.3 | 394.7 | 572.9 | 659.4 | 1285.4 | 1242.7 | 1134.1 | 1013.8 | 821.4 | 598.9 | 443.4 | 465.5 | 384.7 | 414.7 | 404.2 | 473.4 | 311.2 | 218.9 | 181.1 | 0.33 | 0.31 | 0.24 | 0.21 | 0.18 | 0.16 | 0.17 | 0.16 | 0.15 | 0.14 | 0.17 | 0.2 | 0.21 | 0.18 | 0.16 | 0.38 | 0.34 | 0.27 | 0.2 | 0.16 | 0.12 | 0.1 | 0.08 | 0.05 | 0.03 | 0.03 | 0.05 | 0.11 | 0.15 | 0.17 | 0.34 | 0.29 | 0.22 | 0.2 | 0.21 | 0.21 | 0.19 | 0.18 | 0.18 | 0.18 | 0.19 | 0.18 | 0.17 | 0.14 | 0.13 | 0.21 | 0.2 | 0.17 | 0.15 | 0.13 | 0.11 | 0.1 | 0.09 | 0.08 | 0.07 | 0.06 | 0.04 | 0.03 | 0.04 | 0.04 | 0.21 | 0.19 | 0.15 | 0.12 | 0.09 | 0.06 | 0.03 | 0.03 | 0.02 | 0.02 | 0.02 | 0.03 | 0.02 | 0.02 | 0.01 | 0.054
SRTVc | 395.5884 | 15.0435 | 1.9259 | 396.52 | 39.9901 | 1819.9545 | 0.18417 | 90.9976 | 435.5784 | 1834.998 | 2.1101 | 487.5175 | 663.4 | 568.5 | 433.9 | 322.2 | 324.8 | 318.1 | 371.6 | 372.4 | 395.9 | 392.7 | 416.6 | 443.6 | 438.4 | 412.2 | 370.4 | 702.8 | 591.9 | 455 | 334.2 | 330.8 | 303.6 | 297.7 | 217.3 | 191 | 173.8 | 239.6 | 300.3 | 375.2 | 417.3 | 439 | 592.6 | 519.2 | 381.5 | 362.5 | 357.7 | 334.8 | 351.9 | 365.4 | 405.1 | 409.6 | 418.3 | 396.1 | 366.9 | 332.7 | 323.8 | 373.4 | 357.2 | 323.9 | 299.2 | 273.6 | 248.1 | 224.7 | 202.1 | 180.7 | 154.4 | 125.6 | 96.5 | 72.2 | 47.2 | 34.8 | 371.1 | 344.8 | 291.5 | 239.4 | 179.8 | 119.9 | 64.3 | 32 | 16.1 | 12.7 | 9.2 | 6.5 | 4.6 | 2.6 | 1.8 | 50.8 | 36.9 | 19.5 | 9.4 | 8.9 | 7.3 | 8 | 9 | 12.3 | 14.3 | 18.4 | 22.8 | 23.7 | 21 | 16.4 | 57.9 | 42.1 | 30.9 | 22.3 | 21.5 | 15.5 | 9.9 | 8.5 | 5.8 | 4.1 | 4.9 | 11.1 | 17.4 | 25.9 | 27.5 | 37.4 | 27.4 | 8.9 | 8.7 | 12.2 | 12.8 | 12.6 | 10.2 | 11.3 | 12.2 | 13.1 | 11.6 | 9.9 | 7.7 | 7.3 | 28.3 | 21.4 | 13.8 | 8.2 | 7.2 | 5.1 | 4.3 | 3.9 | 3.5 | 3.1 | 2.6 | 2 | 1.5 | 1.5 | 1.6 | 28.1 | 21 | 12 | 5.7 | 4.4 | 2.9 | 2.2 | 1.4 | 0.8 | 0.6 | 1.1 | 1.6 | 1.3 | 1.2 | 0.9 | 7.23 | 5.16 | 2.57 | 1.13 | 1.05 | 0.81 | 0.85 | 1.01 | 1.49 | 1.8 | 2.42 | 3.06 | 3.22 | 2.83 | 2.15 | 8.3 | 5.95 | 4.31 | 3.11 | 2.98 | 2.08 | 1.23 | 1.1 | 0.69 | 0.45 | 0.51 | 1.41 | 2.31 | 3.57 | 3.8 | 5.24 | 3.75 | 0.99 | 0.99 | 1.53 | 1.63 | 1.59 | 1.21 | 1.32 | 1.47 | 1.6 | 1.39 | 1.16 | 0.85 | 0.79 | 4.02 | 2.97 | 1.81 | 0.97 | 0.84 | 0.53 | 0.43 | 0.39 | 0.36 | 0.32 | 0.28 | 0.22 | 0.16 | 0.16 | 0.16 | 3.99 | 2.91 | 1.56 | 0.64 | 0.5 | 0.32 | 0.25 | 0.15 | 0.08 | 0.06 | 0.11 | 0.16 | 0.13 | 0.12 | 0.09 | 44.6 | 44.1 | 41.1 | 35.2 | 35.9 | 36.4 | 43.1 | 42.2 | 42.4 | 40.2 | 39.6 | 39.4 | 37.8 | 36.7 | 35.2 | 43.4 | 42.5 | 33.6 | 25.1 | 25.4 | 27.1 | 31.3 | 21.7 | 20.6 | 19.8 | 28 | 30.6 | 34.9 | 32.9 | 34.4 | 47.1 | 45.9 | 43.5 | 41.2 | 37.4 | 33.8 | 36.2 | 40.2 | 44.6 | 44.3 | 44.7 | 43.1 | 40.7 | 38 | 37.2 | 25.3 | 29.2 | 31.3 | 33.1 | 30.5 | 29 | 26.5 | 23.8 | 21.3 | 18.1 | 14.6 | 11.2 | 8.4 | 9.7 | 10.3 | 25.2 | 27.9 | 28.6 | 27.2 | 20.3 | 13.6 | 9.9 | 6.7 | 5.1 | 3.7 | 6.8 | 10.1 | 8.2 | 7.7 | 5.8 | 2191.2 | 2098.9 | 1905.3 | 1572.7 | 1605.1 | 1618 | 1912.4 | 1884 | 1916.2 | 1834.7 | 1842.3 | 1862 | 1800.8 | 1734.5 | 1638.3 | 2192.4 | 2066.2 | 1665.1 | 1232.7 | 1240.9 | 1274.1 | 1418.5 | 994 | 929.1 | 883.1 | 1241.4 | 1397.9 | 1633 | 1610.1 | 1686.4 | 2204 | 2112.1 | 1936.7 | 1829.5 | 1690.4 | 1539.6 | 1645.8 | 1802 | 2001.8 | 1997.5 | 2020.9 | 1939.6 | 1823.8 | 1693.1 | 1656.1 | 1245.6 | 1378.7 | 1443.6 | 1477.6 | 1360.8 | 1284.2 | 1173.1 | 1054.2 | 941.7 | 802.4 | 648.7 | 497.4 | 372.8 | 556.4 | 647.1 | 1239.3 | 1320.7 | 1315.8 | 1210.8 | 905.4 | 606.3 | 562.4 | 436 | 363.1 | 216.4 | 401.2 | 584.7 | 466.8 | 415.8 | 313 | 0.36 | 0.3 | 0.2 | 0.15 | 0.15 | 0.14 | 0.16 | 0.16 | 0.18 | 0.18 | 0.19 | 0.2 | 0.2 | 0.19 | 0.17 | 0.38 | 0.31 | 0.22 | 0.16 | 0.16 | 0.14 | 0.13 | 0.1 | 0.09 | 0.08 | 0.1 | 0.13 | 0.17 | 0.19 | 0.2 | 0.32 | 0.27 | 0.17 | 0.16 | 0.16 | 0.15 | 0.16 | 0.16 | 0.18 | 0.18 | 0.19 | 0.18 | 0.16 | 0.15 | 0.14 | 0.2 | 0.18 | 0.15 | 0.14 | 0.12 | 0.11 | 0.1 | 0.09 | 0.08 | 0.07 | 0.06 | 0.04 | 0.03 | 0.04 | 0.04 | 0.2 | 0.18 | 0.13 | 0.11 | 0.08 | 0.05 | 0.04 | 0.03 | 0.02 | 0.01 | 0.03 | 0.04 | 0.03 | 0.03 | 0.02 | 0.054
SRVCc | 347.548 | 17.6773 | 2.3819 | 348.6742 | 31.061 | 1458.1499 | 0.16218 | 71.9322 | 378.609 | 1475.8272 | 2.5441 | 420.6064 | 656.5 | 560.7 | 454.8 | 353.3 | 340.3 | 291.2 | 285.1 | 266.4 | 273.9 | 250.1 | 252.2 | 259.6 | 268.9 | 267.3 | 254.8 | 694.6 | 581.8 | 461.5 | 303.4 | 240.7 | 176.6 | 165 | 154.7 | 156.8 | 128.1 | 161.4 | 173.3 | 234.9 | 245.2 | 270.9 | 548 | 485.2 | 370.8 | 354.8 | 350.7 | 332.5 | 327 | 336.3 | 358 | 374.2 | 380.4 | 340.2 | 274.4 | 217.6 | 207.1 | 373.3 | 357.1 | 323.6 | 296.6 | 268.3 | 242.3 | 221.1 | 199.1 | 177.4 | 152.3 | 125.7 | 97.7 | 72.9 | 47.6 | 35.1 | 370.8 | 344.9 | 292 | 240.4 | 181.1 | 122.3 | 66.4 | 33.7 | 16.4 | 13.1 | 9.6 | 6.8 | 4.9 | 2.7 | 1.9 | 56.7 | 46.5 | 34.9 | 21.7 | 15.1 | 7.6 | 5.6 | 5.4 | 6.1 | 5.7 | 7.8 | 13 | 16.5 | 16.8 | 14 | 63.3 | 50.5 | 39.6 | 24.2 | 19.2 | 13.3 | 10.5 | 9.6 | 7.9 | 5.3 | 4.5 | 5 | 6.8 | 11.1 | 12.6 | 36.3 | 26.8 | 9.7 | 9.1 | 10.2 | 12.5 | 11.4 | 13.3 | 14.5 | 19.2 | 20.5 | 18 | 12.5 | 7.2 | 5.8 | 32.3 | 29.3 | 25.2 | 17 | 10.8 | 4.6 | 4.2 | 3.8 | 3.4 | 2.9 | 2.4 | 1.9 | 1.4 | 1.7 | 1.9 | 31.7 | 27.9 | 20.4 | 12.6 | 6.6 | 3 | 2.1 | 2.1 | 1.7 | 1.3 | 1.2 | 1.5 | 1.2 | 0.8 | 0.6 | 8.11 | 6.63 | 4.94 | 3.01 | 1.99 | 0.88 | 0.57 | 0.56 | 0.66 | 0.62 | 0.95 | 1.75 | 2.28 | 2.33 | 1.9 | 9.09 | 7.23 | 5.66 | 3.44 | 2.72 | 1.87 | 1.46 | 1.32 | 1.07 | 0.69 | 0.53 | 0.6 | 0.8 | 1.46 | 1.67 | 5.07 | 3.66 | 1.12 | 1.04 | 1.22 | 1.59 | 1.43 | 1.71 | 1.87 | 2.58 | 2.78 | 2.43 | 1.65 | 0.89 | 0.69 | 4.62 | 4.17 | 3.57 | 2.33 | 1.39 | 0.47 | 0.43 | 0.38 | 0.34 | 0.29 | 0.24 | 0.19 | 0.14 | 0.17 | 0.19 | 4.53 | 3.96 | 2.86 | 1.7 | 0.84 | 0.33 | 0.22 | 0.22 | 0.17 | 0.13 | 0.12 | 0.15 | 0.12 | 0.08 | 0.06 | 37.7 | 34 | 30 | 28.2 | 32.4 | 32.5 | 33.5 | 31.2 | 31.5 | 28.7 | 27 | 23.3 | 21.4 | 20.9 | 21.8 | 36.9 | 33.1 | 26.6 | 19.2 | 15.3 | 11.9 | 12.8 | 12.3 | 14 | 12.5 | 17.8 | 18.9 | 25.6 | 23.1 | 25.2 | 41.4 | 41.5 | 41.3 | 39.8 | 38.2 | 33.7 | 33.9 | 33.4 | 35.3 | 33.2 | 32.9 | 29.7 | 25.8 | 22.9 | 22.7 | 21.4 | 21.9 | 21.1 | 24.8 | 26.6 | 28.6 | 26.1 | 23.5 | 20.9 | 18 | 14.8 | 11.5 | 8.6 | 10.7 | 11.8 | 21.6 | 21.5 | 21.1 | 21.1 | 18.5 | 13.9 | 12.3 | 12.4 | 10.7 | 8.2 | 8.3 | 10.3 | 7.8 | 5.6 | 4.1 | 2004.7 | 1772.5 | 1530.4 | 1359.5 | 1497.9 | 1453.4 | 1483.6 | 1380.2 | 1402.2 | 1278.1 | 1220.8 | 1099.8 | 1042.9 | 1023.1 | 1040.7 | 2018.4 | 1769.3 | 1423.6 | 993.6 | 792.5 | 606.8 | 627.4 | 597.3 | 661.4 | 577.7 | 797.4 | 849.8 | 1154.3 | 1077.6 | 1178.3 | 2023.4 | 1964 | 1850.4 | 1778.5 | 1717.5 | 1540.5 | 1542.5 | 1536.8 | 1625.6 | 1570.8 | 1567.5 | 1413.5 | 1203.5 | 1039.8 | 1021.6 | 1138.6 | 1139.2 | 1078.4 | 1180.9 | 1218 | 1264.5 | 1154.1 | 1039.1 | 925.7 | 795.3 | 656.3 | 510.3 | 381 | 678.1 | 827.9 | 1142 | 1116.1 | 1050 | 998.2 | 842.7 | 617.8 | 748.2 | 930.3 | 855.8 | 608.5 | 533.2 | 633.8 | 453.7 | 275.7 | 211 | 0.33 | 0.28 | 0.22 | 0.17 | 0.16 | 0.13 | 0.12 | 0.12 | 0.12 | 0.11 | 0.11 | 0.12 | 0.12 | 0.12 | 0.12 | 0.35 | 0.29 | 0.23 | 0.15 | 0.12 | 0.08 | 0.08 | 0.07 | 0.07 | 0.06 | 0.07 | 0.08 | 0.1 | 0.11 | 0.12 | 0.27 | 0.23 | 0.16 | 0.16 | 0.16 | 0.15 | 0.15 | 0.15 | 0.16 | 0.17 | 0.17 | 0.16 | 0.12 | 0.1 | 0.09 | 0.19 | 0.18 | 0.16 | 0.14 | 0.12 | 0.11 | 0.1 | 0.09 | 0.08 | 0.07 | 0.05 | 0.04 | 0.03 | 0.04 | 0.04 | 0.19 | 0.17 | 0.14 | 0.11 | 0.08 | 0.05 | 0.05 | 0.05 | 0.04 | 0.03 | 0.03 | 0.04 | 0.03 | 0.02 | 0.02 | 0.054

## Data - Time-of-day
Unlevelized, year-over-year data
|  | Intermediate Levelization Calculations (kg/MWh for CO2 and CO2e, g/MWh for CH4 and N2O) | [11 empty] | CO2 from Direct Combustion (kg per MWh of end-use demand) | [74 empty] | CH4 from Direct Combustion (g per MWh of end-use demand) | [74 empty] | N2O from Direct Combustion (g per MWh of end-use demand) | [74 empty] | CO2 from Precombustion Processes (kg per MWh of end-use demand) | [74 empty] | CH4 from Precombustion Processes (g per MWh of end-use demand) | [74 empty] | N2O from Precombustion Processes (g per MWh of end-use demand) | [74 empty] | Marginal Distribution Loss Rate
|  | Combustion |  |  |  | Precombustion |  |  |  | Combined |  |  |  | Mid-case | [14 empty] | Low Renewable Energy Costs | [14 empty] | High Renewable Energy Costs | [14 empty] | 95% Decarbonization by 2050 | [14 empty] | 95% Decarbonization by 2035 | [14 empty] | Mid-case | [14 empty] | Low Renewable Energy Costs | [14 empty] | High Renewable Energy Costs | [14 empty] | 95% Decarbonization by 2050 | [14 empty] | 95% Decarbonization by 2035 | [14 empty] | Mid-case | [14 empty] | Low Renewable Energy Costs | [14 empty] | High Renewable Energy Costs | [14 empty] | 95% Decarbonization by 2050 | [14 empty] | 95% Decarbonization by 2035 | [14 empty] | Mid-case | [14 empty] | Low Renewable Energy Costs | [14 empty] | High Renewable Energy Costs | [14 empty] | 95% Decarbonization by 2050 | [14 empty] | 95% Decarbonization by 2035 | [14 empty] | Mid-case | [14 empty] | Low Renewable Energy Costs | [14 empty] | High Renewable Energy Costs | [14 empty] | 95% Decarbonization by 2050 | [14 empty] | 95% Decarbonization by 2035 | [14 empty] | Mid-case | [14 empty] | Low Renewable Energy Costs | [14 empty] | High Renewable Energy Costs | [14 empty] | 95% Decarbonization by 2050 | [14 empty] | 95% Decarbonization by 2035
Region | Hour | CO2 | CH4 | N2O | CO2e | CO2 | CH4 | N2O | CO2e | CO2 | CH4 | N2O | CO2e | 2022 | 2024 | 2026 | 2028 | 2030 | 2032 | 2034 | 2036 | 2038 | 2040 | 2042 | 2044 | 2046 | 2048 | 2050 | 2022 | 2024 | 2026 | 2028 | 2030 | 2032 | 2034 | 2036 | 2038 | 2040 | 2042 | 2044 | 2046 | 2048 | 2050 | 2022 | 2024 | 2026 | 2028 | 2030 | 2032 | 2034 | 2036 | 2038 | 2040 | 2042 | 2044 | 2046 | 2048 | 2050 | 2022 | 2024 | 2026 | 2028 | 2030 | 2032 | 2034 | 2036 | 2038 | 2040 | 2042 | 2044 | 2046 | 2048 | 2050 | 2022 | 2024 | 2026 | 2028 | 2030 | 2032 | 2034 | 2036 | 2038 | 2040 | 2042 | 2044 | 2046 | 2048 | 2050 | 2022 | 2024 | 2026 | 2028 | 2030 | 2032 | 2034 | 2036 | 2038 | 2040 | 2042 | 2044 | 2046 | 2048 | 2050 | 2022 | 2024 | 2026 | 2028 | 2030 | 2032 | 2034 | 2036 | 2038 | 2040 | 2042 | 2044 | 2046 | 2048 | 2050 | 2022 | 2024 | 2026 | 2028 | 2030 | 2032 | 2034 | 2036 | 2038 | 2040 | 2042 | 2044 | 2046 | 2048 | 2050 | 2022 | 2024 | 2026 | 2028 | 2030 | 2032 | 2034 | 2036 | 2038 | 2040 | 2042 | 2044 | 2046 | 2048 | 2050 | 2022 | 2024 | 2026 | 2028 | 2030 | 2032 | 2034 | 2036 | 2038 | 2040 | 2042 | 2044 | 2046 | 2048 | 2050 | 2022 | 2024 | 2026 | 2028 | 2030 | 2032 | 2034 | 2036 | 2038 | 2040 | 2042 | 2044 | 2046 | 2048 | 2050 | 2022 | 2024 | 2026 | 2028 | 2030 | 2032 | 2034 | 2036 | 2038 | 2040 | 2042 | 2044 | 2046 | 2048 | 2050 | 2022 | 2024 | 2026 | 2028 | 2030 | 2032 | 2034 | 2036 | 2038 | 2040 | 2042 | 2044 | 2046 | 2048 | 2050 | 2022 | 2024 | 2026 | 2028 | 2030 | 2032 | 2034 | 2036 | 2038 | 2040 | 2042 | 2044 | 2046 | 2048 | 2050 | 2022 | 2024 | 2026 | 2028 | 2030 | 2032 | 2034 | 2036 | 2038 | 2040 | 2042 | 2044 | 2046 | 2048 | 2050 | 2022 | 2024 | 2026 | 2028 | 2030 | 2032 | 2034 | 2036 | 2038 | 2040 | 2042 | 2044 | 2046 | 2048 | 2050 | 2022 | 2024 | 2026 | 2028 | 2030 | 2032 | 2034 | 2036 | 2038 | 2040 | 2042 | 2044 | 2046 | 2048 | 2050 | 2022 | 2024 | 2026 | 2028 | 2030 | 2032 | 2034 | 2036 | 2038 | 2040 | 2042 | 2044 | 2046 | 2048 | 2050 | 2022 | 2024 | 2026 | 2028 | 2030 | 2032 | 2034 | 2036 | 2038 | 2040 | 2042 | 2044 | 2046 | 2048 | 2050 | 2022 | 2024 | 2026 | 2028 | 2030 | 2032 | 2034 | 2036 | 2038 | 2040 | 2042 | 2044 | 2046 | 2048 | 2050 | 2022 | 2024 | 2026 | 2028 | 2030 | 2032 | 2034 | 2036 | 2038 | 2040 | 2042 | 2044 | 2046 | 2048 | 2050 | 2022 | 2024 | 2026 | 2028 | 2030 | 2032 | 2034 | 2036 | 2038 | 2040 | 2042 | 2044 | 2046 | 2048 | 2050 | 2022 | 2024 | 2026 | 2028 | 2030 | 2032 | 2034 | 2036 | 2038 | 2040 | 2042 | 2044 | 2046 | 2048 | 2050 | 2022 | 2024 | 2026 | 2028 | 2030 | 2032 | 2034 | 2036 | 2038 | 2040 | 2042 | 2044 | 2046 | 2048 | 2050 | 2022 | 2024 | 2026 | 2028 | 2030 | 2032 | 2034 | 2036 | 2038 | 2040 | 2042 | 2044 | 2046 | 2048 | 2050 | 2022 | 2024 | 2026 | 2028 | 2030 | 2032 | 2034 | 2036 | 2038 | 2040 | 2042 | 2044 | 2046 | 2048 | 2050 | 2022 | 2024 | 2026 | 2028 | 2030 | 2032 | 2034 | 2036 | 2038 | 2040 | 2042 | 2044 | 2046 | 2048 | 2050 | 2022 | 2024 | 2026 | 2028 | 2030 | 2032 | 2034 | 2036 | 2038 | 2040 | 2042 | 2044 | 2046 | 2048 | 2050 | 2022 | 2024 | 2026 | 2028 | 2030 | 2032 | 2034 | 2036 | 2038 | 2040 | 2042 | 2044 | 2046 | 2048 | 2050 | 2022 | 2024 | 2026 | 2028 | 2030 | 2032 | 2034 | 2036 | 2038 | 2040 | 2042 | 2044 | 2046 | 2048 | 2050
AZNMc | 0 | 287.0715 | 7.0765 | 0.80045 | 287.4817 | 32.4311 | 1447.1569 | 0.12728 | 72.9852 | 319.5026 | 1454.2334 | 0.92773 | 360.467 | 406.1 | 387.8 | 352.4 | 288.3 | 286 | 270.5 | 299.7 | 258.3 | 247.5 | 202.7 | 185.1 | 158.3 | 139.3 | 142.8 | 129.6 | 404.9 | 392.4 | 348 | 282.1 | 213.9 | 135 | 93.3 | 53.7 | 58.9 | 88.1 | 106 | 115.7 | 153.1 | 162.8 | 192.3 | 403.6 | 387.5 | 331.2 | 325.6 | 317.4 | 324 | 329.2 | 317.6 | 318.1 | 290.2 | 301.2 | 255.8 | 251.7 | 190.8 | 205.4 | 358.1 | 350.1 | 328.6 | 311.4 | 288.8 | 280.8 | 270.4 | 256.8 | 224.2 | 189.8 | 156.5 | 121.2 | 85.4 | 50.9 | 38.2 | 352.4 | 333.1 | 302 | 271.4 | 220.6 | 155.3 | 83.5 | 43.9 | 23.1 | 16.7 | 11.3 | 7.2 | 5.2 | 2.7 | 2 | 12.1 | 10.6 | 8.5 | 7.7 | 7.5 | 6.8 | 6.5 | 5.7 | 5.5 | 4.5 | 4.5 | 4.2 | 4 | 4.2 | 4 | 12.4 | 11.4 | 9.6 | 10.1 | 8.8 | 6.7 | 3.8 | 2.5 | 2.1 | 2.2 | 2.3 | 2.5 | 3.6 | 4.3 | 5.2 | 12.4 | 10.6 | 7.7 | 7.9 | 8 | 8 | 7.9 | 7.7 | 7.5 | 6.9 | 7.2 | 6.2 | 5.5 | 4 | 4.2 | 11 | 9.8 | 8 | 7.5 | 6.9 | 6.4 | 6.1 | 5.9 | 5.3 | 4.1 | 3.3 | 2.4 | 1.6 | 1.3 | 1.2 | 10.8 | 9.6 | 8.1 | 8.5 | 7 | 4.7 | 1.7 | 0.9 | 0.5 | 0.5 | 0.8 | 1 | 0.8 | 0.9 | 0.9 | 1.46 | 1.25 | 0.95 | 0.89 | 0.86 | 0.78 | 0.7 | 0.62 | 0.6 | 0.49 | 0.5 | 0.49 | 0.48 | 0.5 | 0.48 | 1.5 | 1.36 | 1.12 | 1.28 | 1.14 | 0.9 | 0.48 | 0.33 | 0.27 | 0.25 | 0.25 | 0.27 | 0.41 | 0.49 | 0.6 | 1.5 | 1.25 | 0.85 | 0.89 | 0.91 | 0.91 | 0.88 | 0.87 | 0.84 | 0.78 | 0.8 | 0.69 | 0.59 | 0.43 | 0.44 | 1.34 | 1.15 | 0.9 | 0.84 | 0.78 | 0.7 | 0.67 | 0.65 | 0.59 | 0.44 | 0.34 | 0.24 | 0.16 | 0.13 | 0.12 | 1.32 | 1.15 | 0.95 | 1.03 | 0.86 | 0.57 | 0.18 | 0.09 | 0.05 | 0.05 | 0.08 | 0.1 | 0.08 | 0.09 | 0.09 | 44 | 42.8 | 40 | 32.1 | 31.9 | 30.4 | 34.7 | 29.8 | 28.5 | 23.3 | 21 | 17.6 | 15.2 | 15.5 | 13.9 | 43.6 | 42.7 | 38.4 | 29 | 21 | 12.2 | 9.2 | 5 | 6.1 | 9.9 | 12.2 | 13.3 | 17.4 | 18.2 | 21.3 | 43.4 | 42.8 | 37.8 | 36.8 | 35.7 | 36.5 | 37.4 | 36 | 36.2 | 33 | 34.5 | 29.3 | 29.3 | 22.2 | 24.1 | 38.4 | 38.5 | 37.2 | 35.4 | 32.8 | 32.2 | 31.1 | 29.4 | 25.6 | 22 | 18.2 | 14.3 | 10.3 | 8.1 | 7.6 | 37.8 | 36.4 | 33.5 | 29.1 | 23.5 | 16.8 | 10.2 | 5.6 | 3.2 | 3.3 | 5.3 | 6.6 | 5.1 | 5.7 | 5.4 | 1980.2 | 1919.7 | 1783.2 | 1435.7 | 1429.5 | 1358.6 | 1538 | 1322.3 | 1267.3 | 1037.4 | 936.1 | 787.4 | 683.6 | 698.8 | 628.9 | 1964.5 | 1921.8 | 1722.3 | 1320.6 | 966.6 | 572.7 | 424.1 | 234.4 | 275.6 | 443.1 | 543.5 | 593.3 | 776.3 | 813.2 | 956.9 | 1956.7 | 1918.9 | 1684.7 | 1644.5 | 1594.9 | 1633.5 | 1668.7 | 1605 | 1613.8 | 1469.9 | 1540.8 | 1309.4 | 1305.4 | 983.9 | 1064.1 | 1734.9 | 1728.2 | 1658.8 | 1575.5 | 1462.1 | 1433.8 | 1380.2 | 1306.7 | 1137.7 | 974 | 808.2 | 630.9 | 446.4 | 373.5 | 361.5 | 1706.8 | 1632.4 | 1498.7 | 1310.2 | 1061.9 | 753.8 | 437.7 | 236.2 | 130.6 | 149.6 | 237.1 | 297.3 | 228.7 | 250 | 241.2 | 0.18 | 0.17 | 0.16 | 0.13 | 0.13 | 0.12 | 0.13 | 0.11 | 0.11 | 0.09 | 0.08 | 0.07 | 0.06 | 0.06 | 0.06 | 0.18 | 0.18 | 0.15 | 0.13 | 0.1 | 0.06 | 0.04 | 0.02 | 0.03 | 0.04 | 0.05 | 0.05 | 0.07 | 0.07 | 0.08 | 0.18 | 0.17 | 0.15 | 0.14 | 0.14 | 0.14 | 0.14 | 0.14 | 0.14 | 0.13 | 0.13 | 0.11 | 0.11 | 0.08 | 0.09 | 0.16 | 0.16 | 0.15 | 0.14 | 0.13 | 0.12 | 0.12 | 0.11 | 0.1 | 0.08 | 0.07 | 0.05 | 0.04 | 0.03 | 0.03 | 0.16 | 0.15 | 0.14 | 0.12 | 0.1 | 0.07 | 0.04 | 0.02 | 0.01 | 0.01 | 0.02 | 0.02 | 0.02 | 0.02 | 0.02 | 0.0464
| 1 | 292.5268 | 7.3391 | 0.83448 | 292.9534 | 32.9228 | 1470.761 | 0.12914 | 74.1383 | 325.4496 | 1478.1001 | 0.96362 | 367.0917 | 405.8 | 389 | 354.1 | 297.5 | 294 | 280.7 | 306.8 | 266.4 | 252.4 | 204.8 | 187.1 | 160.8 | 141.7 | 145.2 | 133.1 | 405.7 | 393.6 | 351.7 | 292.5 | 227.9 | 148 | 102.4 | 60.4 | 64.4 | 91.4 | 107.6 | 117.6 | 155.7 | 166 | 195.1 | 404.2 | 386.9 | 330.8 | 324.3 | 316.4 | 322.9 | 328.9 | 319.3 | 320.2 | 293.5 | 303 | 260.7 | 256.2 | 198.3 | 210.9 | 356.6 | 349.8 | 329.9 | 314.3 | 291 | 283.4 | 274.9 | 263.5 | 230 | 192.9 | 158.7 | 123.6 | 87.6 | 51.9 | 38.7 | 350.5 | 331.7 | 302.2 | 272.3 | 222.3 | 157.6 | 86.5 | 46.4 | 24 | 16.7 | 11.3 | 7.1 | 5.2 | 2.8 | 2.1 | 12.3 | 10.9 | 8.7 | 8.3 | 8 | 7.3 | 6.6 | 5.8 | 5.5 | 4.6 | 4.5 | 4.3 | 4.1 | 4.3 | 4.1 | 12.9 | 11.9 | 10 | 10.9 | 9.6 | 7.3 | 4.1 | 2.7 | 2.3 | 2.3 | 2.4 | 2.6 | 3.8 | 4.4 | 5.3 | 12.6 | 10.8 | 7.8 | 8 | 8.1 | 8.1 | 7.9 | 7.8 | 7.6 | 7 | 7.2 | 6.3 | 5.6 | 4.2 | 4.3 | 11.1 | 9.8 | 8.3 | 7.9 | 7.3 | 6.6 | 6.2 | 6 | 5.4 | 4.2 | 3.3 | 2.4 | 1.7 | 1.3 | 1.2 | 10.9 | 9.7 | 8.4 | 8.6 | 7.2 | 4.7 | 1.7 | 0.9 | 0.5 | 0.5 | 0.8 | 1 | 0.8 | 0.9 | 0.9 | 1.49 | 1.28 | 0.98 | 0.98 | 0.93 | 0.84 | 0.71 | 0.63 | 0.6 | 0.49 | 0.51 | 0.5 | 0.49 | 0.51 | 0.49 | 1.58 | 1.44 | 1.18 | 1.39 | 1.25 | 0.98 | 0.53 | 0.36 | 0.29 | 0.26 | 0.25 | 0.28 | 0.42 | 0.51 | 0.62 | 1.54 | 1.27 | 0.87 | 0.91 | 0.93 | 0.92 | 0.88 | 0.87 | 0.84 | 0.78 | 0.8 | 0.7 | 0.6 | 0.45 | 0.45 | 1.34 | 1.16 | 0.94 | 0.91 | 0.83 | 0.73 | 0.68 | 0.66 | 0.59 | 0.45 | 0.35 | 0.25 | 0.17 | 0.13 | 0.12 | 1.32 | 1.15 | 0.99 | 1.06 | 0.88 | 0.56 | 0.18 | 0.1 | 0.05 | 0.05 | 0.08 | 0.1 | 0.08 | 0.09 | 0.09 | 43.7 | 42.8 | 40 | 32.7 | 32.5 | 31.4 | 35.5 | 30.8 | 29.1 | 23.6 | 21.2 | 17.8 | 15.4 | 15.8 | 14.3 | 43.2 | 42.5 | 38.5 | 29.7 | 22.2 | 13.4 | 10.2 | 5.7 | 6.6 | 10.3 | 12.4 | 13.6 | 17.7 | 18.5 | 21.6 | 43.2 | 42.5 | 37.7 | 36.6 | 35.4 | 36.4 | 37.3 | 36.2 | 36.5 | 33.4 | 34.7 | 29.8 | 29.8 | 23.1 | 24.7 | 38.2 | 38.4 | 37.2 | 35.3 | 32.7 | 32.3 | 31.6 | 30.2 | 26.3 | 22.3 | 18.5 | 14.5 | 10.6 | 8.3 | 7.8 | 37.6 | 36.1 | 33.3 | 29 | 23.6 | 17.1 | 10.5 | 5.9 | 3.3 | 3.3 | 5.2 | 6.6 | 5.2 | 5.8 | 5.6 | 1972.4 | 1919.5 | 1786.9 | 1469.5 | 1459.9 | 1402 | 1576.6 | 1365.8 | 1294.7 | 1048.4 | 946.8 | 800.3 | 695.3 | 710.9 | 646.3 | 1953.6 | 1914.3 | 1731.3 | 1356.2 | 1023.5 | 628.7 | 466.5 | 265.2 | 302.1 | 460.1 | 552.5 | 603.1 | 788 | 827.1 | 968.6 | 1952.9 | 1910.4 | 1679.2 | 1633.9 | 1585.8 | 1625.4 | 1665.7 | 1614 | 1625.2 | 1487.2 | 1549.3 | 1333 | 1327.6 | 1021.9 | 1091.1 | 1725.8 | 1723.8 | 1658.9 | 1577.8 | 1462.7 | 1440.5 | 1404.3 | 1341.9 | 1168.5 | 989.7 | 819.2 | 643.2 | 457.7 | 382.3 | 368.9 | 1695.5 | 1623 | 1491.7 | 1310.6 | 1067.3 | 768.7 | 454 | 249.7 | 136 | 149 | 236.4 | 298.3 | 231 | 255.6 | 246.7 | 0.18 | 0.17 | 0.16 | 0.13 | 0.13 | 0.12 | 0.14 | 0.12 | 0.11 | 0.09 | 0.08 | 0.07 | 0.06 | 0.06 | 0.06 | 0.18 | 0.18 | 0.16 | 0.13 | 0.1 | 0.07 | 0.05 | 0.03 | 0.03 | 0.04 | 0.05 | 0.05 | 0.07 | 0.07 | 0.09 | 0.18 | 0.17 | 0.15 | 0.14 | 0.14 | 0.14 | 0.14 | 0.14 | 0.14 | 0.13 | 0.13 | 0.12 | 0.11 | 0.09 | 0.09 | 0.16 | 0.16 | 0.15 | 0.14 | 0.13 | 0.12 | 0.12 | 0.12 | 0.1 | 0.09 | 0.07 | 0.05 | 0.04 | 0.03 | 0.03 | 0.16 | 0.15 | 0.14 | 0.12 | 0.1 | 0.07 | 0.04 | 0.02 | 0.01 | 0.01 | 0.02 | 0.02 | 0.02 | 0.02 | 0.02 | 0.0443
| 2 | 295.604 | 7.4846 | 0.85734 | 296.0407 | 33.1801 | 1483.2962 | 0.13015 | 74.7469 | 328.7841 | 1490.7808 | 0.98749 | 370.7877 | 407.9 | 390.4 | 355.4 | 302.7 | 299.5 | 286.6 | 310.7 | 269.9 | 253.9 | 205.1 | 188.6 | 163.6 | 143.8 | 145.3 | 132.5 | 408.4 | 395.8 | 353.1 | 298.2 | 235.2 | 157.5 | 108.7 | 65.3 | 66.9 | 93.7 | 110.6 | 121.2 | 158.6 | 167.8 | 195.9 | 405.5 | 387.5 | 331.1 | 324.4 | 316.7 | 322.4 | 328.6 | 318.2 | 318.7 | 291.9 | 302.2 | 262.8 | 258.6 | 202.6 | 213.7 | 358.5 | 350.8 | 330.1 | 315.3 | 292.2 | 285.2 | 277.7 | 267 | 232.5 | 193.8 | 158.7 | 124.1 | 88.2 | 52.7 | 39.4 | 352 | 332.8 | 303.7 | 275.3 | 225.2 | 159.3 | 86.8 | 46.6 | 24.2 | 17 | 11.6 | 7.2 | 5.3 | 2.9 | 2.2 | 12.7 | 11.1 | 8.8 | 8.6 | 8.3 | 7.6 | 6.7 | 5.9 | 5.5 | 4.5 | 4.5 | 4.4 | 4.1 | 4.3 | 4 | 13.3 | 12.2 | 10.1 | 11.3 | 10 | 7.8 | 4.3 | 2.9 | 2.4 | 2.4 | 2.4 | 2.7 | 3.9 | 4.6 | 5.5 | 12.9 | 11 | 7.8 | 8 | 8 | 8 | 7.9 | 7.7 | 7.5 | 6.9 | 7.1 | 6.2 | 5.7 | 4.3 | 4.4 | 11.4 | 10.1 | 8.4 | 8.2 | 7.5 | 6.8 | 6.3 | 6.2 | 5.4 | 4.2 | 3.3 | 2.5 | 1.7 | 1.3 | 1.2 | 11.1 | 9.8 | 8.6 | 9 | 7.5 | 4.8 | 1.7 | 1 | 0.5 | 0.5 | 0.8 | 1.1 | 0.8 | 0.9 | 0.9 | 1.54 | 1.32 | 1 | 1.02 | 0.98 | 0.89 | 0.72 | 0.64 | 0.59 | 0.49 | 0.5 | 0.5 | 0.49 | 0.51 | 0.49 | 1.63 | 1.48 | 1.2 | 1.44 | 1.31 | 1.04 | 0.55 | 0.37 | 0.3 | 0.27 | 0.26 | 0.29 | 0.44 | 0.53 | 0.64 | 1.58 | 1.3 | 0.86 | 0.9 | 0.92 | 0.91 | 0.88 | 0.87 | 0.84 | 0.76 | 0.79 | 0.69 | 0.61 | 0.45 | 0.46 | 1.39 | 1.2 | 0.95 | 0.94 | 0.86 | 0.76 | 0.69 | 0.68 | 0.6 | 0.45 | 0.35 | 0.25 | 0.17 | 0.13 | 0.12 | 1.36 | 1.18 | 1.01 | 1.11 | 0.93 | 0.58 | 0.18 | 0.1 | 0.05 | 0.05 | 0.08 | 0.11 | 0.08 | 0.09 | 0.09 | 43.7 | 42.7 | 40.1 | 33.2 | 33 | 31.8 | 35.9 | 31.2 | 29.3 | 23.6 | 21.4 | 18.2 | 15.7 | 15.8 | 14.3 | 43.2 | 42.5 | 38.6 | 30.1 | 22.8 | 14.3 | 10.8 | 6.3 | 6.9 | 10.6 | 12.8 | 14 | 17.9 | 18.6 | 21.6 | 43.2 | 42.5 | 37.7 | 36.6 | 35.5 | 36.3 | 37.3 | 36 | 36.3 | 33.3 | 34.7 | 30.2 | 30.1 | 23.6 | 25 | 38.2 | 38.3 | 37.1 | 35.3 | 32.7 | 32.4 | 31.9 | 30.6 | 26.6 | 22.4 | 18.5 | 14.6 | 10.6 | 8.3 | 7.8 | 37.5 | 36.1 | 33.3 | 29.1 | 23.7 | 17.2 | 10.6 | 5.9 | 3.3 | 3.3 | 5.3 | 6.7 | 5.2 | 5.8 | 5.6 | 1972.6 | 1919.9 | 1790.3 | 1489.6 | 1481.1 | 1426 | 1595.4 | 1383.3 | 1303.6 | 1051.3 | 955.9 | 815.1 | 707.2 | 711.9 | 644 | 1956.9 | 1917.2 | 1734.2 | 1376.9 | 1052.1 | 670.5 | 496.9 | 290 | 314.6 | 471.4 | 567 | 620.9 | 800.2 | 833.3 | 968.6 | 1952.1 | 1908.3 | 1682.4 | 1636.4 | 1590.1 | 1624.5 | 1664.3 | 1608.4 | 1617.4 | 1482.2 | 1549 | 1348.8 | 1341.6 | 1044.9 | 1106.3 | 1726.3 | 1722.8 | 1656.8 | 1577 | 1463.1 | 1446.3 | 1417.7 | 1358.7 | 1180 | 994.1 | 819 | 645.1 | 460.8 | 385.6 | 370.9 | 1696.1 | 1624 | 1494.5 | 1316.6 | 1073 | 773.7 | 455.5 | 250.8 | 136.5 | 149 | 239.6 | 299.8 | 234.2 | 256.2 | 248.1 | 0.18 | 0.17 | 0.16 | 0.13 | 0.13 | 0.13 | 0.14 | 0.12 | 0.11 | 0.09 | 0.08 | 0.07 | 0.06 | 0.06 | 0.06 | 0.18 | 0.18 | 0.16 | 0.14 | 0.11 | 0.07 | 0.05 | 0.03 | 0.03 | 0.04 | 0.05 | 0.05 | 0.07 | 0.07 | 0.09 | 0.18 | 0.17 | 0.15 | 0.14 | 0.14 | 0.14 | 0.14 | 0.14 | 0.14 | 0.13 | 0.13 | 0.12 | 0.11 | 0.09 | 0.09 | 0.16 | 0.16 | 0.15 | 0.14 | 0.13 | 0.13 | 0.12 | 0.12 | 0.1 | 0.09 | 0.07 | 0.05 | 0.04 | 0.03 | 0.03 | 0.16 | 0.15 | 0.14 | 0.12 | 0.1 | 0.07 | 0.04 | 0.02 | 0.01 | 0.01 | 0.02 | 0.02 | 0.02 | 0.02 | 0.02 | 0.0429
| 3 | 296.5405 | 7.5339 | 0.86324 | 296.9802 | 33.2921 | 1487.5984 | 0.1313 | 74.9796 | 329.8326 | 1495.1322 | 0.99453 | 371.9599 | 409.3 | 391.4 | 355.9 | 305.4 | 302.3 | 288.5 | 310 | 269.8 | 253.6 | 205.2 | 189.1 | 164.9 | 145.6 | 146.8 | 134.8 | 409.2 | 397.2 | 355.6 | 302.3 | 239.3 | 161.6 | 112 | 68.1 | 68.3 | 93.2 | 110.4 | 121.5 | 158.7 | 167.4 | 195.3 | 405.3 | 387.3 | 333 | 325.5 | 317.7 | 321.4 | 328.5 | 318.4 | 319.3 | 292.2 | 302.6 | 263.8 | 260.5 | 204.6 | 215.9 | 359 | 351.4 | 330.4 | 315.1 | 291.9 | 285.6 | 277.9 | 267.5 | 233.2 | 196.4 | 161.8 | 126.6 | 89.5 | 53 | 39.6 | 353.1 | 333.7 | 304.8 | 275.7 | 224.5 | 157.7 | 85.5 | 46.4 | 24.5 | 16.9 | 11.5 | 7.1 | 5.3 | 2.9 | 2.2 | 12.8 | 11.3 | 8.9 | 8.7 | 8.3 | 7.6 | 6.7 | 5.9 | 5.5 | 4.5 | 4.5 | 4.4 | 4.2 | 4.4 | 4.1 | 13.4 | 12.4 | 10.4 | 11.8 | 10.4 | 8.1 | 4.4 | 2.9 | 2.4 | 2.3 | 2.4 | 2.7 | 3.9 | 4.6 | 5.5 | 12.9 | 11 | 7.8 | 7.9 | 8 | 7.8 | 7.8 | 7.7 | 7.5 | 6.9 | 7.2 | 6.3 | 5.7 | 4.3 | 4.4 | 11.5 | 10.2 | 8.4 | 8.2 | 7.5 | 6.9 | 6.3 | 6.1 | 5.4 | 4.3 | 3.4 | 2.5 | 1.7 | 1.3 | 1.2 | 11.3 | 9.9 | 8.6 | 9 | 7.6 | 4.8 | 1.7 | 0.9 | 0.5 | 0.5 | 0.8 | 1.1 | 0.8 | 0.9 | 0.9 | 1.56 | 1.35 | 1.01 | 1.03 | 0.98 | 0.88 | 0.72 | 0.63 | 0.6 | 0.49 | 0.51 | 0.51 | 0.5 | 0.52 | 0.5 | 1.66 | 1.51 | 1.24 | 1.51 | 1.36 | 1.08 | 0.56 | 0.38 | 0.3 | 0.26 | 0.26 | 0.29 | 0.44 | 0.54 | 0.65 | 1.57 | 1.3 | 0.87 | 0.89 | 0.9 | 0.88 | 0.87 | 0.86 | 0.84 | 0.76 | 0.8 | 0.7 | 0.62 | 0.45 | 0.46 | 1.4 | 1.22 | 0.96 | 0.95 | 0.86 | 0.77 | 0.68 | 0.68 | 0.6 | 0.46 | 0.36 | 0.26 | 0.17 | 0.13 | 0.12 | 1.38 | 1.19 | 1.02 | 1.11 | 0.94 | 0.59 | 0.18 | 0.1 | 0.05 | 0.05 | 0.08 | 0.11 | 0.08 | 0.09 | 0.09 | 43.7 | 42.7 | 40.1 | 33.4 | 33.4 | 32.1 | 35.9 | 31.2 | 29.3 | 23.7 | 21.5 | 18.3 | 15.9 | 15.9 | 14.5 | 43.2 | 42.5 | 38.7 | 30.2 | 23 | 14.6 | 11.2 | 6.6 | 7.1 | 10.5 | 12.8 | 14 | 17.9 | 18.5 | 21.5 | 43.2 | 42.4 | 37.9 | 36.8 | 35.8 | 36.4 | 37.3 | 36.1 | 36.4 | 33.3 | 34.6 | 30.2 | 30.3 | 23.8 | 25.3 | 38.2 | 38.3 | 37.1 | 35.2 | 32.7 | 32.4 | 31.9 | 30.7 | 26.7 | 22.7 | 18.8 | 14.9 | 10.8 | 8.4 | 7.8 | 37.6 | 36.2 | 33.4 | 29.1 | 23.5 | 17 | 10.4 | 5.9 | 3.4 | 3.3 | 5.3 | 6.7 | 5.2 | 5.8 | 5.6 | 1976.2 | 1920 | 1791.1 | 1502.3 | 1497.2 | 1438.3 | 1592.5 | 1383.9 | 1301.3 | 1052 | 957.5 | 820.4 | 714.9 | 717.3 | 654.5 | 1956 | 1917.9 | 1740.5 | 1385.4 | 1063.9 | 684.3 | 513.2 | 303.7 | 321 | 469.6 | 566.6 | 622 | 801 | 830 | 963.9 | 1952.3 | 1907.7 | 1691.2 | 1643.8 | 1598.5 | 1624 | 1665.6 | 1611.1 | 1620.5 | 1483.6 | 1547.4 | 1350.1 | 1348.6 | 1056.3 | 1118.1 | 1727.5 | 1721.8 | 1656 | 1573.5 | 1461.7 | 1446.3 | 1419.4 | 1362.2 | 1185.9 | 1007.8 | 835.5 | 658.6 | 467.8 | 386.1 | 370.5 | 1698.5 | 1627.4 | 1499 | 1317.8 | 1067.2 | 763.5 | 449 | 249.6 | 138.5 | 147.7 | 238 | 298.6 | 233.8 | 257.2 | 249.5 | 0.18 | 0.17 | 0.16 | 0.14 | 0.13 | 0.13 | 0.14 | 0.12 | 0.11 | 0.09 | 0.08 | 0.07 | 0.06 | 0.07 | 0.06 | 0.18 | 0.18 | 0.16 | 0.14 | 0.11 | 0.07 | 0.05 | 0.03 | 0.03 | 0.04 | 0.05 | 0.05 | 0.07 | 0.07 | 0.09 | 0.18 | 0.17 | 0.15 | 0.14 | 0.14 | 0.14 | 0.14 | 0.14 | 0.14 | 0.13 | 0.13 | 0.12 | 0.12 | 0.09 | 0.09 | 0.16 | 0.16 | 0.15 | 0.14 | 0.13 | 0.13 | 0.12 | 0.12 | 0.1 | 0.09 | 0.07 | 0.06 | 0.04 | 0.03 | 0.03 | 0.16 | 0.15 | 0.14 | 0.12 | 0.1 | 0.07 | 0.04 | 0.02 | 0.01 | 0.01 | 0.02 | 0.02 | 0.02 | 0.02 | 0.02 | 0.0422
| 4 | 295.4014 | 7.4259 | 0.84576 | 295.8334 | 33.2492 | 1483.8937 | 0.13015 | 74.8327 | 328.6505 | 1491.3196 | 0.97591 | 370.6661 | 409.3 | 391.4 | 355 | 301.5 | 298.6 | 285.7 | 309.9 | 269.7 | 253.7 | 205.8 | 189.9 | 165.4 | 146.1 | 147.1 | 135.3 | 409.5 | 396.5 | 353.4 | 297.7 | 236.3 | 159.8 | 110.5 | 64.9 | 65.2 | 91.3 | 110.7 | 122.5 | 158.8 | 166.4 | 193.4 | 405.4 | 387.5 | 332.4 | 324 | 316.1 | 319.4 | 327 | 315.7 | 317.4 | 290.6 | 302.3 | 261.3 | 256.4 | 199.4 | 211.4 | 358.9 | 351.2 | 328.8 | 312.7 | 289.5 | 283.2 | 274.6 | 264.8 | 232.2 | 195.5 | 160.3 | 124.7 | 89.1 | 52.8 | 39.7 | 352.5 | 333.8 | 303.8 | 272.8 | 221 | 155 | 84.9 | 45.8 | 24.5 | 17 | 11.6 | 7.3 | 5.4 | 2.9 | 2.2 | 12.7 | 11.2 | 8.7 | 8.4 | 8 | 7.4 | 6.7 | 5.9 | 5.6 | 4.5 | 4.6 | 4.4 | 4.2 | 4.4 | 4.2 | 13.3 | 12.2 | 10.1 | 11.4 | 10.2 | 7.9 | 4.3 | 2.7 | 2.2 | 2.2 | 2.4 | 2.7 | 3.8 | 4.5 | 5.4 | 12.8 | 10.9 | 7.6 | 7.6 | 7.5 | 7.5 | 7.6 | 7.4 | 7.4 | 6.6 | 7.1 | 6.1 | 5.7 | 4.2 | 4.4 | 11.3 | 10.1 | 8.3 | 8 | 7.3 | 6.7 | 6.2 | 6.1 | 5.4 | 4.3 | 3.3 | 2.5 | 1.7 | 1.3 | 1.2 | 11.1 | 9.9 | 8.5 | 8.7 | 7.2 | 4.6 | 1.7 | 0.9 | 0.5 | 0.5 | 0.8 | 1.1 | 0.8 | 0.9 | 0.9 | 1.54 | 1.33 | 0.98 | 0.98 | 0.93 | 0.86 | 0.73 | 0.64 | 0.6 | 0.49 | 0.51 | 0.52 | 0.5 | 0.52 | 0.5 | 1.63 | 1.48 | 1.21 | 1.46 | 1.33 | 1.06 | 0.54 | 0.35 | 0.28 | 0.25 | 0.26 | 0.29 | 0.43 | 0.52 | 0.63 | 1.57 | 1.29 | 0.83 | 0.84 | 0.84 | 0.83 | 0.84 | 0.82 | 0.81 | 0.73 | 0.78 | 0.68 | 0.61 | 0.45 | 0.46 | 1.38 | 1.21 | 0.94 | 0.91 | 0.83 | 0.74 | 0.68 | 0.68 | 0.6 | 0.46 | 0.35 | 0.25 | 0.17 | 0.13 | 0.12 | 1.36 | 1.19 | 1 | 1.07 | 0.88 | 0.56 | 0.18 | 0.1 | 0.05 | 0.05 | 0.08 | 0.11 | 0.08 | 0.09 | 0.09 | 43.9 | 42.8 | 40.2 | 33.2 | 33.1 | 31.9 | 35.9 | 31.2 | 29.3 | 23.7 | 21.6 | 18.3 | 15.9 | 15.9 | 14.5 | 43.4 | 42.6 | 38.6 | 30 | 22.8 | 14.5 | 11.1 | 6.4 | 6.8 | 10.3 | 12.8 | 14.1 | 18 | 18.4 | 21.3 | 43.2 | 42.5 | 38.1 | 37 | 35.9 | 36.4 | 37.3 | 36 | 36.3 | 33.3 | 34.7 | 30 | 29.8 | 23.2 | 24.7 | 38.3 | 38.3 | 37 | 35.1 | 32.6 | 32.3 | 31.5 | 30.3 | 26.5 | 22.6 | 18.7 | 14.7 | 10.7 | 8.3 | 7.8 | 37.6 | 36.2 | 33.5 | 29.1 | 23.4 | 16.8 | 10.3 | 5.8 | 3.3 | 3.3 | 5.3 | 6.8 | 5.3 | 5.9 | 5.7 | 1980.2 | 1922.3 | 1791.5 | 1489.4 | 1484.4 | 1426.3 | 1589.7 | 1381.3 | 1301.1 | 1054.8 | 961.7 | 822.9 | 717.3 | 718.6 | 656.4 | 1962.6 | 1920.2 | 1734.9 | 1371 | 1053.2 | 678.4 | 508.3 | 292.4 | 308.4 | 460.6 | 568.3 | 628.5 | 804 | 826.7 | 956.2 | 1953.9 | 1909.7 | 1694.9 | 1646.7 | 1602 | 1622.9 | 1663.4 | 1603.8 | 1614.8 | 1481.4 | 1549.6 | 1340.8 | 1327 | 1027.3 | 1093.3 | 1730.2 | 1722.7 | 1651.1 | 1566.8 | 1454.9 | 1437.5 | 1400.6 | 1346.4 | 1177.9 | 1002.5 | 827.3 | 648.8 | 465.3 | 383.5 | 368.9 | 1698.8 | 1628.4 | 1497.2 | 1310.6 | 1059 | 754.8 | 444.4 | 244.7 | 137.2 | 149.7 | 240.7 | 302.8 | 236.3 | 259.8 | 250.7 | 0.18 | 0.17 | 0.16 | 0.13 | 0.13 | 0.13 | 0.14 | 0.12 | 0.11 | 0.09 | 0.08 | 0.07 | 0.06 | 0.07 | 0.06 | 0.18 | 0.18 | 0.16 | 0.14 | 0.11 | 0.07 | 0.05 | 0.03 | 0.03 | 0.04 | 0.05 | 0.05 | 0.07 | 0.07 | 0.09 | 0.18 | 0.17 | 0.15 | 0.14 | 0.14 | 0.14 | 0.14 | 0.14 | 0.14 | 0.13 | 0.13 | 0.12 | 0.11 | 0.09 | 0.09 | 0.16 | 0.16 | 0.15 | 0.14 | 0.13 | 0.12 | 0.12 | 0.12 | 0.1 | 0.09 | 0.07 | 0.05 | 0.04 | 0.03 | 0.03 | 0.16 | 0.15 | 0.14 | 0.12 | 0.1 | 0.07 | 0.04 | 0.02 | 0.01 | 0.01 | 0.02 | 0.03 | 0.02 | 0.02 | 0.02 | 0.0425
| 5 | 288.0802 | 7.1582 | 0.81175 | 288.4957 | 32.5295 | 1449.645 | 0.12697 | 73.1532 | 320.6097 | 1456.8032 | 0.93872 | 361.649 | 410.7 | 387.1 | 345.3 | 286 | 287.9 | 276.1 | 303.1 | 263.5 | 250.4 | 206 | 187 | 162 | 141.6 | 145.9 | 133.9 | 410.5 | 391.8 | 341.3 | 278.1 | 219.2 | 147.5 | 106.9 | 63.6 | 64 | 91.9 | 112 | 124.6 | 159.4 | 167.4 | 194.6 | 409.3 | 386.5 | 323.4 | 310.5 | 305.1 | 310.8 | 320.9 | 307.8 | 312.9 | 286 | 299.5 | 254.3 | 247.2 | 188.6 | 201.5 | 359.4 | 347.3 | 321.2 | 304.7 | 285.4 | 280.2 | 271.5 | 261.2 | 228.7 | 191.4 | 155.2 | 120.9 | 86.9 | 52.5 | 39.2 | 354.2 | 333 | 297.8 | 267.2 | 216.5 | 152.9 | 81.7 | 43.2 | 23.6 | 17 | 11.8 | 7.2 | 5.3 | 2.8 | 2.1 | 13 | 11.2 | 8.1 | 7.6 | 7.5 | 7 | 6.6 | 5.9 | 5.6 | 4.6 | 4.5 | 4.4 | 4.1 | 4.4 | 4.1 | 13.6 | 12.1 | 9.5 | 10.1 | 9.2 | 7.2 | 4.3 | 2.8 | 2.3 | 2.3 | 2.5 | 2.8 | 3.9 | 4.5 | 5.4 | 13.3 | 11.1 | 7.2 | 7 | 7 | 7 | 7.3 | 7.1 | 7.2 | 6.5 | 7 | 6 | 5.6 | 4 | 4.2 | 11.5 | 10 | 7.8 | 7.6 | 7.1 | 6.6 | 6.2 | 6.1 | 5.4 | 4.2 | 3.2 | 2.4 | 1.7 | 1.3 | 1.2 | 11.4 | 10 | 8.2 | 8.5 | 7.1 | 4.7 | 1.7 | 0.9 | 0.5 | 0.5 | 0.8 | 1.1 | 0.8 | 0.9 | 0.9 | 1.59 | 1.33 | 0.9 | 0.88 | 0.86 | 0.81 | 0.71 | 0.64 | 0.61 | 0.5 | 0.51 | 0.51 | 0.49 | 0.52 | 0.5 | 1.69 | 1.47 | 1.11 | 1.28 | 1.19 | 0.96 | 0.56 | 0.37 | 0.29 | 0.26 | 0.27 | 0.3 | 0.44 | 0.53 | 0.63 | 1.64 | 1.33 | 0.79 | 0.77 | 0.77 | 0.77 | 0.8 | 0.78 | 0.8 | 0.71 | 0.78 | 0.67 | 0.6 | 0.43 | 0.44 | 1.41 | 1.2 | 0.89 | 0.86 | 0.8 | 0.73 | 0.69 | 0.68 | 0.61 | 0.46 | 0.34 | 0.24 | 0.17 | 0.13 | 0.12 | 1.41 | 1.21 | 0.96 | 1.05 | 0.87 | 0.58 | 0.17 | 0.09 | 0.05 | 0.05 | 0.08 | 0.11 | 0.08 | 0.09 | 0.09 | 43.8 | 42.3 | 39.4 | 31.9 | 32.2 | 31 | 35.1 | 30.4 | 28.8 | 23.7 | 21.2 | 17.9 | 15.4 | 15.8 | 14.3 | 43.2 | 42.1 | 37.6 | 28.5 | 21.4 | 13.5 | 10.6 | 6.1 | 6.6 | 10.4 | 12.9 | 14.3 | 18.1 | 18.6 | 21.5 | 43.3 | 42.2 | 37.2 | 35.7 | 34.9 | 35.7 | 36.8 | 35.2 | 35.8 | 32.8 | 34.4 | 29.2 | 28.7 | 21.9 | 23.5 | 38.2 | 37.9 | 36.4 | 34.4 | 32.2 | 31.9 | 31.1 | 29.8 | 26.1 | 22.1 | 18.1 | 14.2 | 10.5 | 8.3 | 7.7 | 37.6 | 36 | 32.9 | 28.5 | 22.9 | 16.4 | 9.9 | 5.5 | 3.2 | 3.4 | 5.4 | 6.7 | 5.2 | 5.7 | 5.5 | 1977.9 | 1898.9 | 1750.7 | 1423.1 | 1438.6 | 1383.1 | 1553.9 | 1347.6 | 1281.6 | 1054 | 945.7 | 804.7 | 693.9 | 711.7 | 648.7 | 1956.7 | 1895.7 | 1685.6 | 1296.9 | 985.1 | 629.9 | 485 | 280.9 | 298.9 | 462.9 | 573.9 | 637.8 | 805.8 | 832 | 963.2 | 1960.6 | 1895.6 | 1651.8 | 1584.5 | 1553.9 | 1586.4 | 1636.4 | 1566.8 | 1591.8 | 1458.5 | 1536.8 | 1306 | 1279.3 | 970.4 | 1041.3 | 1727 | 1702.2 | 1619.7 | 1532.2 | 1436.5 | 1422.3 | 1383 | 1324.7 | 1157.6 | 979.4 | 801 | 628.6 | 453.6 | 379.6 | 363.2 | 1698.7 | 1618.7 | 1472.4 | 1282.4 | 1035.8 | 739.5 | 427.2 | 231.8 | 132.1 | 151 | 241.8 | 299.4 | 231.6 | 251.6 | 243.9 | 0.18 | 0.17 | 0.15 | 0.13 | 0.13 | 0.12 | 0.13 | 0.12 | 0.11 | 0.09 | 0.08 | 0.07 | 0.06 | 0.06 | 0.06 | 0.18 | 0.18 | 0.15 | 0.13 | 0.1 | 0.07 | 0.05 | 0.03 | 0.03 | 0.04 | 0.05 | 0.05 | 0.07 | 0.07 | 0.09 | 0.18 | 0.17 | 0.14 | 0.14 | 0.13 | 0.14 | 0.14 | 0.14 | 0.14 | 0.13 | 0.13 | 0.11 | 0.11 | 0.08 | 0.09 | 0.16 | 0.16 | 0.14 | 0.14 | 0.13 | 0.12 | 0.12 | 0.12 | 0.1 | 0.09 | 0.07 | 0.05 | 0.04 | 0.03 | 0.03 | 0.16 | 0.15 | 0.13 | 0.12 | 0.1 | 0.07 | 0.04 | 0.02 | 0.01 | 0.01 | 0.02 | 0.02 | 0.02 | 0.02 | 0.02 | 0.0438
| 6 | 262.3761 | 6.4566 | 0.72882 | 262.75 | 29.6774 | 1322.2625 | 0.11689 | 66.7318 | 292.0535 | 1328.7191 | 0.84571 | 329.4818 | 412.3 | 380.5 | 328.8 | 247.7 | 251.6 | 230.7 | 266.9 | 229.4 | 229.5 | 197.4 | 174.4 | 147.2 | 123 | 133.1 | 120.9 | 413.9 | 386.5 | 316.1 | 236.4 | 171.2 | 105.7 | 77.8 | 48.8 | 57.4 | 90.9 | 108.6 | 120.8 | 151.1 | 158.4 | 182.1 | 415.8 | 385.4 | 312.5 | 294.2 | 292 | 297.7 | 307.8 | 286 | 294.6 | 269.7 | 288.9 | 230.2 | 210.2 | 145.9 | 160.9 | 362.8 | 343.5 | 310 | 288.5 | 270 | 254.9 | 240.8 | 228.4 | 202.8 | 171 | 136.8 | 106.9 | 77.2 | 47.5 | 33.6 | 360.5 | 334 | 287.2 | 246.6 | 192.6 | 128.3 | 63.8 | 30.4 | 17.2 | 14.4 | 10.4 | 6.8 | 4.9 | 2.7 | 2 | 13.8 | 11.4 | 7.5 | 6 | 6.1 | 5.6 | 5.9 | 5.2 | 5.3 | 4.5 | 4.3 | 4 | 3.6 | 3.9 | 3.7 | 14.6 | 12.4 | 8.3 | 8 | 6.9 | 5.4 | 3.4 | 2.3 | 2 | 2.2 | 2.4 | 2.7 | 3.7 | 4.2 | 5 | 14.3 | 11.7 | 6.9 | 6.5 | 6.6 | 6.7 | 7.1 | 6.7 | 7.1 | 6.3 | 6.9 | 5.5 | 4.8 | 3.2 | 3.4 | 12.6 | 10.6 | 7.4 | 6.8 | 6.5 | 5.8 | 5.6 | 5.4 | 4.8 | 3.7 | 2.8 | 2.1 | 1.5 | 1.2 | 1 | 12.6 | 10.6 | 7.8 | 7.9 | 6.5 | 4.1 | 1.3 | 0.6 | 0.3 | 0.5 | 0.8 | 1 | 0.8 | 0.8 | 0.7 | 1.72 | 1.37 | 0.82 | 0.68 | 0.69 | 0.63 | 0.63 | 0.56 | 0.58 | 0.5 | 0.49 | 0.47 | 0.43 | 0.47 | 0.45 | 1.84 | 1.53 | 0.96 | 0.99 | 0.89 | 0.73 | 0.45 | 0.3 | 0.25 | 0.24 | 0.25 | 0.29 | 0.41 | 0.49 | 0.58 | 1.79 | 1.42 | 0.75 | 0.71 | 0.72 | 0.73 | 0.78 | 0.75 | 0.79 | 0.7 | 0.77 | 0.62 | 0.53 | 0.34 | 0.36 | 1.58 | 1.28 | 0.83 | 0.76 | 0.72 | 0.64 | 0.62 | 0.6 | 0.54 | 0.4 | 0.3 | 0.21 | 0.15 | 0.12 | 0.11 | 1.58 | 1.3 | 0.91 | 0.97 | 0.81 | 0.51 | 0.14 | 0.07 | 0.03 | 0.05 | 0.08 | 0.1 | 0.08 | 0.08 | 0.07 | 43.2 | 41.2 | 37.7 | 28.1 | 28.5 | 26.2 | 30.9 | 26.4 | 26.3 | 22.6 | 19.6 | 16.3 | 13.4 | 14.4 | 13 | 42.8 | 41 | 35.3 | 24.8 | 16.9 | 9.4 | 7.4 | 4.6 | 6 | 10.3 | 12.6 | 13.9 | 17.1 | 17.6 | 20.1 | 43.3 | 41.5 | 36 | 33.9 | 33.5 | 34.2 | 35.2 | 32.6 | 33.5 | 30.8 | 33.1 | 26.4 | 24.3 | 16.9 | 18.8 | 37.7 | 36.9 | 35.2 | 32.9 | 30.7 | 29.2 | 27.6 | 26.1 | 23.1 | 19.8 | 15.9 | 12.6 | 9.3 | 7.5 | 6.9 | 37.3 | 35.6 | 31.8 | 26.2 | 20.2 | 13.6 | 7.7 | 3.9 | 2.4 | 3 | 4.9 | 6.3 | 4.8 | 5 | 4.6 | 1961 | 1852.5 | 1675.3 | 1249.2 | 1270.5 | 1164.9 | 1367.5 | 1171.1 | 1169.9 | 1006.7 | 878.3 | 730.4 | 602.1 | 650.6 | 587.5 | 1945.6 | 1853.1 | 1574.5 | 1121.8 | 777 | 443.7 | 344.4 | 212.1 | 270.6 | 460.7 | 558 | 619.2 | 764.3 | 788.9 | 903.3 | 1966.2 | 1870.7 | 1598.7 | 1504.8 | 1491.4 | 1520.5 | 1567.3 | 1451.7 | 1490.2 | 1369.2 | 1478.1 | 1181.4 | 1086.9 | 748.8 | 830.9 | 1712.3 | 1663.4 | 1568.5 | 1462.6 | 1367.7 | 1299.4 | 1224.8 | 1158.4 | 1027.4 | 876.4 | 706.6 | 556.5 | 403.4 | 347 | 324.1 | 1697.6 | 1605.8 | 1422.1 | 1182.6 | 915.3 | 615.7 | 334.2 | 164.5 | 98.4 | 134.4 | 222.7 | 281.3 | 216.8 | 221.1 | 205.2 | 0.19 | 0.17 | 0.15 | 0.11 | 0.11 | 0.1 | 0.12 | 0.1 | 0.1 | 0.09 | 0.08 | 0.07 | 0.05 | 0.06 | 0.05 | 0.19 | 0.17 | 0.14 | 0.11 | 0.08 | 0.05 | 0.04 | 0.02 | 0.03 | 0.04 | 0.05 | 0.05 | 0.07 | 0.07 | 0.08 | 0.19 | 0.17 | 0.14 | 0.13 | 0.13 | 0.13 | 0.14 | 0.13 | 0.13 | 0.12 | 0.13 | 0.1 | 0.09 | 0.06 | 0.07 | 0.16 | 0.15 | 0.14 | 0.13 | 0.12 | 0.11 | 0.11 | 0.1 | 0.09 | 0.08 | 0.06 | 0.05 | 0.03 | 0.03 | 0.03 | 0.16 | 0.15 | 0.13 | 0.11 | 0.09 | 0.06 | 0.03 | 0.02 | 0.01 | 0.01 | 0.02 | 0.02 | 0.02 | 0.02 | 0.02 | 0.0458
| 7 | 242.4387 | 6.2922 | 0.72801 | 242.8078 | 27.1002 | 1210.9771 | 0.10817 | 61.0362 | 269.5389 | 1217.2693 | 0.83618 | 303.844 | 424.7 | 382.4 | 314.1 | 225.9 | 232.7 | 203.7 | 238.1 | 195.2 | 205.2 | 176.5 | 153.9 | 127.8 | 105.9 | 117.5 | 103.5 | 428.4 | 391.6 | 294.6 | 206.1 | 135.7 | 82.7 | 61.4 | 36.8 | 46.3 | 79.7 | 98.9 | 113.7 | 147.4 | 158.3 | 181.8 | 428.5 | 383.7 | 294.8 | 272.4 | 277.6 | 287.8 | 298.9 | 268.3 | 274 | 248.6 | 272.1 | 209.4 | 174.9 | 106.6 | 116 | 372.2 | 343.7 | 302.6 | 278.7 | 263.1 | 235.1 | 211.9 | 192 | 172.2 | 142.9 | 111.1 | 84 | 62.5 | 40.2 | 28.8 | 372 | 339.8 | 276.2 | 223.8 | 165.3 | 105.8 | 51.3 | 22.5 | 11.8 | 10.4 | 8 | 6.2 | 4.3 | 2.4 | 1.6 | 16.1 | 12.8 | 7.4 | 5.8 | 5.9 | 4.9 | 5.3 | 4.5 | 4.9 | 4.1 | 3.9 | 3.6 | 3.3 | 3.6 | 3.2 | 17 | 13.9 | 7.7 | 6.8 | 5.7 | 4.6 | 3 | 1.9 | 1.8 | 2 | 2.3 | 2.6 | 3.6 | 4.3 | 5 | 16.4 | 12.9 | 6.6 | 6 | 6.2 | 6.5 | 7.2 | 6.7 | 7 | 6.3 | 7.1 | 5.5 | 4.4 | 2.5 | 2.6 | 14.4 | 11.6 | 7.4 | 7.3 | 7.1 | 6 | 5.1 | 4.7 | 4.2 | 3.2 | 2.4 | 1.6 | 1.2 | 1 | 0.9 | 14.4 | 11.7 | 7.4 | 7.3 | 5.8 | 3.5 | 1.1 | 0.5 | 0.2 | 0.4 | 0.7 | 0.9 | 0.7 | 0.7 | 0.6 | 2.05 | 1.6 | 0.82 | 0.67 | 0.67 | 0.55 | 0.58 | 0.5 | 0.55 | 0.46 | 0.45 | 0.42 | 0.4 | 0.43 | 0.39 | 2.19 | 1.75 | 0.89 | 0.84 | 0.74 | 0.62 | 0.41 | 0.26 | 0.23 | 0.23 | 0.25 | 0.28 | 0.41 | 0.5 | 0.58 | 2.1 | 1.6 | 0.72 | 0.65 | 0.68 | 0.72 | 0.8 | 0.77 | 0.81 | 0.72 | 0.81 | 0.63 | 0.5 | 0.28 | 0.28 | 1.84 | 1.44 | 0.84 | 0.85 | 0.83 | 0.69 | 0.57 | 0.53 | 0.47 | 0.35 | 0.25 | 0.17 | 0.12 | 0.1 | 0.09 | 1.84 | 1.46 | 0.87 | 0.89 | 0.73 | 0.43 | 0.11 | 0.05 | 0.02 | 0.04 | 0.07 | 0.09 | 0.07 | 0.07 | 0.06 | 42.9 | 40.1 | 35.8 | 25.3 | 26.2 | 23.1 | 27.5 | 22.4 | 23.3 | 20.1 | 17.2 | 14 | 11.4 | 12.7 | 11.1 | 42.6 | 40.4 | 32.9 | 21.8 | 13.2 | 7.1 | 5.6 | 3.2 | 4.7 | 9 | 11.3 | 13 | 16.7 | 17.6 | 20.1 | 43.1 | 40.3 | 33.9 | 31.4 | 31.9 | 33 | 34 | 30.2 | 30.7 | 27.9 | 30.8 | 23.7 | 20 | 12.1 | 13.4 | 37.4 | 36 | 34.2 | 31.1 | 29.2 | 26.4 | 24.1 | 21.8 | 19.6 | 16.5 | 12.9 | 9.9 | 7.6 | 6.5 | 6 | 37.3 | 35.4 | 30.6 | 23.7 | 17.1 | 11.2 | 6.2 | 2.9 | 1.7 | 2.4 | 4.2 | 5.7 | 4.4 | 4.4 | 3.7 | 1961.2 | 1816.7 | 1593.1 | 1129.5 | 1169.1 | 1029.4 | 1217.7 | 992.6 | 1039.2 | 897.4 | 771.8 | 631.1 | 513.3 | 571.4 | 500.2 | 1952.2 | 1836.3 | 1469.5 | 982.6 | 608.6 | 336.4 | 260.9 | 152.3 | 213.5 | 400.8 | 504.9 | 580.8 | 744.1 | 787.1 | 900.8 | 1971 | 1822.4 | 1505.4 | 1393.8 | 1418.2 | 1469.2 | 1513.9 | 1348.6 | 1371.8 | 1246.4 | 1380.5 | 1066.6 | 900.4 | 540.6 | 594.2 | 1710.1 | 1630.7 | 1524.5 | 1389 | 1307.1 | 1178.9 | 1072 | 968.2 | 869.3 | 730.4 | 572.4 | 437.5 | 326.3 | 300.2 | 285.6 | 1707.5 | 1604 | 1369.8 | 1071.4 | 778.6 | 504.8 | 269.2 | 123.4 | 70.1 | 109.9 | 190.7 | 258.5 | 198 | 192.4 | 162 | 0.19 | 0.17 | 0.14 | 0.1 | 0.1 | 0.09 | 0.11 | 0.09 | 0.09 | 0.08 | 0.07 | 0.06 | 0.05 | 0.05 | 0.05 | 0.2 | 0.18 | 0.13 | 0.09 | 0.06 | 0.04 | 0.03 | 0.02 | 0.02 | 0.04 | 0.04 | 0.05 | 0.06 | 0.07 | 0.08 | 0.2 | 0.17 | 0.13 | 0.12 | 0.12 | 0.13 | 0.13 | 0.12 | 0.12 | 0.11 | 0.12 | 0.09 | 0.08 | 0.05 | 0.05 | 0.17 | 0.16 | 0.13 | 0.12 | 0.12 | 0.1 | 0.09 | 0.09 | 0.08 | 0.06 | 0.05 | 0.04 | 0.03 | 0.02 | 0.02 | 0.17 | 0.15 | 0.12 | 0.1 | 0.07 | 0.05 | 0.02 | 0.01 | 0.01 | 0.01 | 0.02 | 0.02 | 0.02 | 0.02 | 0.01 | 0.0474
| 8 | 227.9982 | 6.4027 | 0.75545 | 228.3777 | 25.0901 | 1123.8571 | 0.10303 | 56.5854 | 253.0884 | 1130.2598 | 0.85849 | 284.9631 | 440.6 | 387.2 | 305.1 | 208.9 | 214.6 | 177.5 | 214.7 | 172.4 | 190 | 163.9 | 143.1 | 117.6 | 96.1 | 106.4 | 91 | 442.3 | 395 | 279.6 | 185.3 | 116 | 70.8 | 55 | 33.4 | 42.7 | 74.3 | 93.7 | 110.8 | 145.4 | 158.2 | 180.7 | 445.9 | 388.6 | 286.2 | 260.8 | 269 | 275.8 | 286.7 | 255 | 264.5 | 238.1 | 262.6 | 196.4 | 153.4 | 79.7 | 85 | 384.3 | 347 | 296.6 | 266.5 | 248.6 | 211.4 | 185.1 | 161.5 | 146.8 | 119.1 | 90.2 | 66.3 | 52.5 | 37.2 | 26.7 | 386.7 | 349.2 | 268.6 | 202.3 | 138.6 | 86.3 | 43.6 | 19.1 | 8.9 | 8.2 | 6.7 | 5.6 | 3.9 | 2.3 | 1.5 | 18.8 | 14.7 | 7.5 | 5.5 | 5.6 | 4.4 | 5.1 | 4.3 | 5 | 4.1 | 3.9 | 3.4 | 3.1 | 3.3 | 3 | 19.6 | 15.4 | 7.4 | 6.4 | 5.4 | 4.4 | 3 | 1.9 | 1.7 | 1.9 | 2.1 | 2.5 | 3.6 | 4.3 | 5.1 | 19.1 | 14.6 | 6.5 | 6.1 | 6.3 | 6.5 | 6.9 | 6.5 | 7 | 6.3 | 7.2 | 5.5 | 4.2 | 2.1 | 2.1 | 16.6 | 13.1 | 7.6 | 7.1 | 6.7 | 5.4 | 4.6 | 4.1 | 3.7 | 2.7 | 2 | 1.3 | 1 | 0.9 | 0.8 | 16.7 | 13.3 | 7.3 | 6.3 | 4.7 | 2.7 | 0.9 | 0.4 | 0.2 | 0.3 | 0.6 | 0.8 | 0.6 | 0.6 | 0.5 | 2.46 | 1.88 | 0.84 | 0.64 | 0.64 | 0.5 | 0.57 | 0.5 | 0.57 | 0.46 | 0.45 | 0.41 | 0.38 | 0.4 | 0.36 | 2.58 | 1.99 | 0.86 | 0.8 | 0.72 | 0.61 | 0.4 | 0.25 | 0.22 | 0.21 | 0.23 | 0.28 | 0.41 | 0.51 | 0.59 | 2.5 | 1.87 | 0.72 | 0.68 | 0.7 | 0.72 | 0.77 | 0.75 | 0.81 | 0.74 | 0.84 | 0.65 | 0.49 | 0.25 | 0.23 | 2.17 | 1.67 | 0.87 | 0.83 | 0.78 | 0.61 | 0.51 | 0.47 | 0.42 | 0.3 | 0.21 | 0.13 | 0.1 | 0.09 | 0.08 | 2.18 | 1.71 | 0.85 | 0.77 | 0.58 | 0.33 | 0.1 | 0.05 | 0.02 | 0.03 | 0.06 | 0.08 | 0.06 | 0.06 | 0.05 | 42.6 | 39.1 | 34.5 | 23.3 | 24 | 20.1 | 24.5 | 19.5 | 21.2 | 18.5 | 15.9 | 12.8 | 10.2 | 11.4 | 9.6 | 42.2 | 39.5 | 31.1 | 19.3 | 10.8 | 5.7 | 4.8 | 2.8 | 4.2 | 8.4 | 10.8 | 12.7 | 16.4 | 17.5 | 19.9 | 43.1 | 39.4 | 32.8 | 29.8 | 30.7 | 31.4 | 32.5 | 28.6 | 29.4 | 26.5 | 29.4 | 21.9 | 17.3 | 8.9 | 9.7 | 37 | 35.1 | 33.3 | 29.6 | 27.6 | 23.8 | 21 | 18.2 | 16.6 | 13.7 | 10.4 | 7.8 | 6.5 | 6.1 | 5.6 | 37.3 | 35.2 | 29.8 | 21.7 | 14.5 | 9.3 | 5.3 | 2.5 | 1.3 | 2 | 3.6 | 5.2 | 4.1 | 3.9 | 3 | 1963.2 | 1784.7 | 1539.3 | 1039.8 | 1073 | 892.9 | 1086.6 | 865.4 | 949.2 | 825.6 | 711 | 576.9 | 462.7 | 514.7 | 436.7 | 1949.6 | 1805.5 | 1390.7 | 873.6 | 502.4 | 272.8 | 226.3 | 135.3 | 194.3 | 374.5 | 479 | 565.3 | 732.2 | 784.4 | 892.9 | 1983.6 | 1792.2 | 1456.6 | 1323.1 | 1366.5 | 1401.4 | 1450.6 | 1278 | 1317.1 | 1185.2 | 1321.3 | 988.6 | 780.4 | 397.1 | 429.7 | 1708.1 | 1601.9 | 1486.7 | 1324.6 | 1235.5 | 1061.8 | 933.3 | 810.3 | 737.6 | 607.7 | 463.2 | 345.2 | 274.3 | 279.3 | 266.7 | 1718.2 | 1606.2 | 1330.7 | 975.6 | 658.8 | 417 | 229.4 | 106.4 | 55.4 | 93.8 | 165.3 | 236.6 | 181.8 | 172.7 | 133.1 | 0.2 | 0.18 | 0.14 | 0.09 | 0.1 | 0.08 | 0.1 | 0.08 | 0.08 | 0.07 | 0.06 | 0.05 | 0.04 | 0.05 | 0.04 | 0.21 | 0.18 | 0.13 | 0.09 | 0.05 | 0.03 | 0.03 | 0.02 | 0.02 | 0.03 | 0.04 | 0.05 | 0.06 | 0.07 | 0.08 | 0.21 | 0.18 | 0.13 | 0.12 | 0.12 | 0.12 | 0.13 | 0.11 | 0.12 | 0.11 | 0.12 | 0.09 | 0.07 | 0.04 | 0.04 | 0.18 | 0.16 | 0.13 | 0.12 | 0.11 | 0.09 | 0.08 | 0.07 | 0.07 | 0.05 | 0.04 | 0.03 | 0.02 | 0.02 | 0.02 | 0.18 | 0.16 | 0.12 | 0.09 | 0.06 | 0.04 | 0.02 | 0.01 | 0 | 0.01 | 0.01 | 0.02 | 0.02 | 0.01 | 0.01 | 0.049
| 9 | 223.2005 | 6.2855 | 0.74208 | 223.5732 | 24.5475 | 1099.2908 | 0.098885 | 55.3539 | 247.7481 | 1105.5764 | 0.84097 | 278.927 | 446.4 | 387.4 | 299.6 | 201.2 | 207.3 | 171 | 208.5 | 164.2 | 186.1 | 160.7 | 144.3 | 115.5 | 93.9 | 104.4 | 89.8 | 448.7 | 396.2 | 275.8 | 179.3 | 112.5 | 68.6 | 53.5 | 30.8 | 40.7 | 70.8 | 90.8 | 106.8 | 144.5 | 158.1 | 181.9 | 449.3 | 389.8 | 284.4 | 257.7 | 266.3 | 274.3 | 286.1 | 254.8 | 265.4 | 238 | 261.9 | 193.4 | 149.1 | 75.1 | 80.3 | 390.5 | 348.2 | 294.3 | 259.9 | 242.2 | 203.7 | 176.6 | 151.6 | 137.9 | 113 | 86.2 | 63.1 | 50.4 | 37.1 | 26.7 | 391.1 | 351.6 | 265.4 | 195.4 | 130.1 | 80.1 | 41.2 | 18.8 | 8.9 | 8.2 | 6.6 | 5.5 | 3.9 | 2.4 | 1.5 | 19.5 | 14.9 | 7.3 | 5.2 | 5.4 | 4.3 | 5 | 4.1 | 4.8 | 4 | 3.9 | 3.3 | 3 | 3.3 | 2.9 | 20 | 15.6 | 7.4 | 6.3 | 5.4 | 4.3 | 2.9 | 1.8 | 1.6 | 1.8 | 2.1 | 2.5 | 3.8 | 4.5 | 5.3 | 19.5 | 14.9 | 6.6 | 6.1 | 6.2 | 6.4 | 6.9 | 6.5 | 7.1 | 6.4 | 7.2 | 5.5 | 4.1 | 2.1 | 2 | 17.3 | 13.4 | 7.5 | 6.9 | 6.5 | 5.2 | 4.4 | 3.8 | 3.4 | 2.6 | 1.9 | 1.2 | 1 | 0.9 | 0.8 | 17.2 | 13.7 | 7.2 | 6.1 | 4.4 | 2.5 | 0.9 | 0.4 | 0.2 | 0.3 | 0.6 | 0.8 | 0.6 | 0.6 | 0.5 | 2.56 | 1.91 | 0.82 | 0.6 | 0.62 | 0.49 | 0.56 | 0.46 | 0.55 | 0.45 | 0.45 | 0.4 | 0.37 | 0.4 | 0.35 | 2.64 | 2.02 | 0.86 | 0.79 | 0.71 | 0.6 | 0.39 | 0.24 | 0.21 | 0.2 | 0.23 | 0.27 | 0.44 | 0.54 | 0.64 | 2.56 | 1.91 | 0.73 | 0.68 | 0.68 | 0.7 | 0.77 | 0.75 | 0.82 | 0.74 | 0.85 | 0.65 | 0.48 | 0.24 | 0.23 | 2.27 | 1.73 | 0.86 | 0.8 | 0.76 | 0.59 | 0.49 | 0.43 | 0.39 | 0.28 | 0.2 | 0.13 | 0.1 | 0.09 | 0.08 | 2.27 | 1.76 | 0.84 | 0.74 | 0.55 | 0.31 | 0.09 | 0.05 | 0.02 | 0.03 | 0.06 | 0.08 | 0.06 | 0.06 | 0.05 | 42.8 | 39 | 33.9 | 22.5 | 23.2 | 19.3 | 23.8 | 18.6 | 20.9 | 18.1 | 16 | 12.6 | 10 | 11.2 | 9.5 | 42.7 | 39.5 | 30.6 | 18.6 | 10.4 | 5.4 | 4.7 | 2.6 | 4 | 8 | 10.4 | 12.2 | 16.1 | 17.3 | 19.8 | 43.3 | 39.3 | 32.6 | 29.4 | 30.4 | 31.3 | 32.5 | 28.6 | 29.5 | 26.5 | 29.3 | 21.6 | 16.8 | 8.3 | 9.1 | 37.3 | 35 | 33 | 28.9 | 26.9 | 22.9 | 20 | 17.1 | 15.6 | 13 | 10 | 7.4 | 6.2 | 6 | 5.6 | 37.4 | 35.3 | 29.4 | 21 | 13.6 | 8.6 | 4.9 | 2.4 | 1.3 | 2 | 3.5 | 5.2 | 4 | 3.9 | 2.9 | 1972.9 | 1775.8 | 1511.8 | 1005.3 | 1035.9 | 858.9 | 1055.6 | 826.6 | 931.9 | 810 | 717.5 | 566.8 | 452 | 505 | 431.9 | 1969.4 | 1803.9 | 1370 | 842.9 | 483.8 | 262.2 | 220 | 123.9 | 185.1 | 356.1 | 462.9 | 543.5 | 721.5 | 777.7 | 890.6 | 1989 | 1788.4 | 1444.1 | 1305.5 | 1354.7 | 1395.6 | 1448.6 | 1276.6 | 1320 | 1183.3 | 1316.4 | 972.9 | 758 | 372.5 | 404.5 | 1719.9 | 1595.1 | 1473.5 | 1293.8 | 1203.8 | 1022.5 | 889.7 | 761.2 | 693.5 | 576.8 | 441.9 | 328.2 | 263.3 | 276.5 | 263.7 | 1722.9 | 1607.7 | 1315.5 | 943.8 | 617.1 | 385.8 | 216 | 104.4 | 55.5 | 93.2 | 159.3 | 232.8 | 178.5 | 172.4 | 129.3 | 0.21 | 0.18 | 0.13 | 0.09 | 0.09 | 0.08 | 0.09 | 0.07 | 0.08 | 0.07 | 0.06 | 0.05 | 0.04 | 0.05 | 0.04 | 0.21 | 0.18 | 0.12 | 0.08 | 0.05 | 0.03 | 0.03 | 0.01 | 0.02 | 0.03 | 0.04 | 0.05 | 0.06 | 0.07 | 0.08 | 0.21 | 0.18 | 0.13 | 0.12 | 0.12 | 0.12 | 0.13 | 0.11 | 0.12 | 0.11 | 0.12 | 0.09 | 0.07 | 0.03 | 0.04 | 0.18 | 0.16 | 0.13 | 0.12 | 0.11 | 0.09 | 0.08 | 0.07 | 0.06 | 0.05 | 0.04 | 0.03 | 0.02 | 0.02 | 0.02 | 0.18 | 0.16 | 0.12 | 0.09 | 0.06 | 0.04 | 0.02 | 0.01 | 0 | 0.01 | 0.01 | 0.02 | 0.01 | 0.01 | 0.01 | 0.0511
| 10 | 222.6315 | 6.1609 | 0.7263 | 222.9964 | 24.5736 | 1098.8722 | 0.098885 | 55.3682 | 247.205 | 1105.0332 | 0.82519 | 278.3646 | 445.5 | 386.7 | 299.4 | 200.4 | 208.1 | 172.3 | 208.8 | 161.7 | 183.1 | 158.8 | 144.6 | 116.3 | 94.9 | 103.7 | 89.2 | 449 | 397.8 | 277 | 178.3 | 109.6 | 66.1 | 52.6 | 30.7 | 39.3 | 69.3 | 88.9 | 106.3 | 143.7 | 158.3 | 182.4 | 449 | 389.6 | 285.2 | 257.9 | 265.3 | 271.4 | 283.1 | 252.9 | 267.1 | 240.5 | 265.1 | 195.3 | 150.2 | 75.9 | 81 | 389.5 | 347 | 295.2 | 260.3 | 244.9 | 205.3 | 178.3 | 150.9 | 137.7 | 112.7 | 86.8 | 63.3 | 51 | 37.4 | 27.3 | 390.4 | 351.6 | 267.2 | 197.1 | 131.7 | 81.1 | 41.5 | 18.9 | 9.1 | 8.5 | 6.8 | 5.7 | 4 | 2.4 | 1.5 | 19.2 | 14.7 | 7.3 | 5.1 | 5.3 | 4.3 | 4.9 | 3.9 | 4.5 | 3.8 | 3.8 | 3.3 | 3 | 3.2 | 2.8 | 19.8 | 15.6 | 7.4 | 6.1 | 5 | 4 | 2.7 | 1.7 | 1.5 | 1.7 | 2 | 2.4 | 3.8 | 4.6 | 5.4 | 19.2 | 14.7 | 6.7 | 6.1 | 6.1 | 6.3 | 6.8 | 6.5 | 7.1 | 6.3 | 7.2 | 5.4 | 4.1 | 2.1 | 2 | 17 | 13.2 | 7.6 | 6.9 | 6.6 | 5.2 | 4.3 | 3.7 | 3.4 | 2.6 | 1.9 | 1.3 | 1 | 0.9 | 0.8 | 16.9 | 13.5 | 7.4 | 6.2 | 4.5 | 2.5 | 0.9 | 0.4 | 0.2 | 0.3 | 0.6 | 0.8 | 0.6 | 0.6 | 0.5 | 2.52 | 1.89 | 0.83 | 0.59 | 0.61 | 0.48 | 0.54 | 0.43 | 0.51 | 0.42 | 0.44 | 0.4 | 0.37 | 0.38 | 0.34 | 2.62 | 2.01 | 0.86 | 0.76 | 0.66 | 0.55 | 0.37 | 0.23 | 0.19 | 0.19 | 0.21 | 0.27 | 0.43 | 0.54 | 0.65 | 2.51 | 1.89 | 0.74 | 0.68 | 0.67 | 0.69 | 0.75 | 0.74 | 0.82 | 0.73 | 0.84 | 0.64 | 0.48 | 0.24 | 0.23 | 2.23 | 1.7 | 0.88 | 0.81 | 0.77 | 0.59 | 0.49 | 0.42 | 0.39 | 0.28 | 0.21 | 0.13 | 0.1 | 0.09 | 0.08 | 2.23 | 1.74 | 0.87 | 0.76 | 0.56 | 0.31 | 0.1 | 0.05 | 0.02 | 0.03 | 0.06 | 0.08 | 0.06 | 0.06 | 0.05 | 43 | 39.1 | 33.9 | 22.5 | 23.3 | 19.5 | 23.9 | 18.4 | 20.7 | 18.1 | 16.1 | 12.7 | 10.1 | 11.1 | 9.5 | 42.9 | 39.8 | 30.8 | 18.7 | 10.3 | 5.3 | 4.7 | 2.7 | 3.9 | 7.9 | 10.2 | 12.2 | 16.1 | 17.3 | 19.8 | 43.5 | 39.5 | 32.6 | 29.4 | 30.4 | 31 | 32.2 | 28.4 | 29.8 | 26.8 | 29.8 | 21.9 | 17 | 8.4 | 9.2 | 37.4 | 35.1 | 33 | 29 | 27.1 | 23.1 | 20.3 | 17.1 | 15.6 | 13 | 10 | 7.4 | 6.3 | 6 | 5.6 | 37.6 | 35.4 | 29.5 | 21.1 | 13.7 | 8.7 | 5 | 2.4 | 1.3 | 2.1 | 3.6 | 5.3 | 4.1 | 4.1 | 3.1 | 1974.2 | 1775.4 | 1508.3 | 1002.9 | 1043.2 | 867.5 | 1060.1 | 817.7 | 922.2 | 804.5 | 721.6 | 571.5 | 457 | 503.6 | 431.8 | 1974.1 | 1812.6 | 1376.4 | 843.5 | 478.1 | 257 | 219.6 | 125.7 | 180.4 | 350.8 | 455.3 | 541.7 | 718.1 | 777.2 | 890.1 | 1994.4 | 1790.5 | 1444.9 | 1305.7 | 1351 | 1381.2 | 1434 | 1266.6 | 1328.9 | 1197.9 | 1336.5 | 986.2 | 765.5 | 376.8 | 408.4 | 1720.9 | 1593.2 | 1475 | 1294.5 | 1216.5 | 1032.2 | 900.7 | 760.3 | 692.7 | 575.2 | 444.4 | 328.9 | 266.5 | 278.3 | 266.9 | 1726 | 1610.8 | 1318.8 | 949.6 | 623.4 | 391.3 | 217.1 | 104.8 | 55.9 | 96 | 163.9 | 239.8 | 183.9 | 181 | 137.9 | 0.21 | 0.18 | 0.13 | 0.09 | 0.09 | 0.08 | 0.09 | 0.07 | 0.08 | 0.07 | 0.06 | 0.05 | 0.04 | 0.05 | 0.04 | 0.21 | 0.19 | 0.12 | 0.08 | 0.05 | 0.03 | 0.02 | 0.01 | 0.02 | 0.03 | 0.04 | 0.05 | 0.06 | 0.07 | 0.08 | 0.21 | 0.18 | 0.13 | 0.12 | 0.12 | 0.12 | 0.13 | 0.11 | 0.12 | 0.11 | 0.12 | 0.09 | 0.07 | 0.03 | 0.04 | 0.18 | 0.16 | 0.13 | 0.12 | 0.11 | 0.09 | 0.08 | 0.07 | 0.06 | 0.05 | 0.04 | 0.03 | 0.02 | 0.02 | 0.02 | 0.18 | 0.16 | 0.12 | 0.09 | 0.06 | 0.04 | 0.02 | 0.01 | 0 | 0.01 | 0.01 | 0.02 | 0.02 | 0.02 | 0.01 | 0.0535
| 11 | 222.2234 | 6.0145 | 0.70629 | 222.579 | 24.6772 | 1100.498 | 0.098885 | 55.5173 | 246.9006 | 1106.5125 | 0.80517 | 278.0963 | 440.9 | 384.8 | 299.7 | 199.7 | 207.5 | 172.5 | 209.8 | 161.6 | 182.1 | 158.4 | 144 | 115.9 | 93.7 | 102.7 | 88.6 | 444.3 | 396 | 279.2 | 179 | 107.9 | 63.5 | 50.6 | 30.1 | 39 | 70.1 | 89.6 | 106.9 | 145.3 | 157 | 180.3 | 446.3 | 387.8 | 286 | 260.4 | 268.8 | 273 | 283 | 252.9 | 268.9 | 242.2 | 266.3 | 195.8 | 151 | 76.5 | 82.1 | 385.8 | 345.4 | 295.9 | 260.9 | 245 | 204.2 | 177 | 148.6 | 136.8 | 112.4 | 87.1 | 63.9 | 51.1 | 37.3 | 26.8 | 387 | 349.4 | 268.2 | 196.2 | 131.2 | 79.6 | 42 | 19 | 9.5 | 8.7 | 6.9 | 5.7 | 4.1 | 2.5 | 1.6 | 18.2 | 14.1 | 7.2 | 4.9 | 5.2 | 4.3 | 5 | 3.8 | 4.4 | 3.7 | 3.7 | 3.3 | 3 | 3.2 | 2.8 | 18.7 | 14.8 | 7.3 | 5.9 | 4.9 | 3.8 | 2.7 | 1.7 | 1.5 | 1.7 | 2 | 2.4 | 3.8 | 4.5 | 5.3 | 18.6 | 14.3 | 6.6 | 6 | 6.1 | 6.3 | 6.7 | 6.4 | 7 | 6.3 | 7.1 | 5.4 | 4.1 | 2 | 2 | 16.1 | 12.7 | 7.6 | 7 | 6.6 | 5.1 | 4.2 | 3.6 | 3.4 | 2.5 | 1.9 | 1.3 | 1 | 0.9 | 0.8 | 16.1 | 13 | 7.4 | 6.1 | 4.4 | 2.4 | 0.9 | 0.4 | 0.2 | 0.3 | 0.6 | 0.9 | 0.7 | 0.7 | 0.5 | 2.37 | 1.8 | 0.81 | 0.56 | 0.59 | 0.49 | 0.55 | 0.43 | 0.5 | 0.41 | 0.43 | 0.4 | 0.36 | 0.38 | 0.34 | 2.45 | 1.89 | 0.85 | 0.73 | 0.64 | 0.52 | 0.36 | 0.23 | 0.19 | 0.19 | 0.21 | 0.27 | 0.44 | 0.53 | 0.64 | 2.43 | 1.83 | 0.74 | 0.67 | 0.67 | 0.69 | 0.75 | 0.74 | 0.81 | 0.72 | 0.82 | 0.64 | 0.48 | 0.23 | 0.22 | 2.11 | 1.62 | 0.88 | 0.82 | 0.77 | 0.59 | 0.48 | 0.41 | 0.38 | 0.27 | 0.2 | 0.13 | 0.1 | 0.09 | 0.08 | 2.11 | 1.66 | 0.88 | 0.74 | 0.54 | 0.28 | 0.1 | 0.05 | 0.02 | 0.03 | 0.06 | 0.09 | 0.07 | 0.07 | 0.05 | 43.4 | 39.4 | 34.1 | 22.6 | 23.4 | 19.5 | 24 | 18.5 | 20.7 | 18.1 | 16.1 | 12.7 | 10 | 11 | 9.4 | 43.4 | 40.3 | 31.2 | 18.9 | 10.2 | 5.2 | 4.5 | 2.6 | 3.9 | 7.9 | 10.3 | 12.2 | 16.2 | 17.2 | 19.6 | 43.7 | 39.7 | 32.7 | 29.8 | 30.8 | 31.2 | 32.2 | 28.4 | 30.1 | 27.1 | 30 | 21.9 | 17.1 | 8.6 | 9.4 | 37.7 | 35.3 | 33.2 | 29 | 27.2 | 23 | 20.2 | 16.9 | 15.5 | 13 | 10.1 | 7.5 | 6.2 | 6 | 5.5 | 37.9 | 35.6 | 29.6 | 21.1 | 13.8 | 8.7 | 5 | 2.4 | 1.3 | 2.1 | 3.6 | 5.4 | 4.2 | 4.2 | 3.2 | 1978.2 | 1782.2 | 1514.8 | 1003.6 | 1042.5 | 866.1 | 1062.9 | 818.7 | 920.4 | 804.8 | 719.9 | 569.9 | 451.5 | 498.1 | 427.5 | 1980.5 | 1827.1 | 1390.8 | 853.9 | 473.4 | 248.7 | 210.3 | 122.1 | 179.2 | 354.5 | 459.6 | 545.5 | 725.6 | 772.6 | 882 | 1996.2 | 1791.7 | 1449.7 | 1321.1 | 1370.7 | 1390.6 | 1433.5 | 1267.3 | 1340.5 | 1208.7 | 1344.4 | 989.2 | 770.7 | 382.3 | 416 | 1724.4 | 1598 | 1479.3 | 1295.5 | 1217.5 | 1026 | 894.9 | 749.2 | 689.2 | 574.8 | 446.9 | 332.4 | 266.8 | 276.6 | 262.2 | 1729.7 | 1613 | 1323.8 | 948.5 | 625.1 | 388.3 | 220 | 105.4 | 58.4 | 96.8 | 166.3 | 243.6 | 188.1 | 185.7 | 142.1 | 0.21 | 0.18 | 0.13 | 0.09 | 0.09 | 0.08 | 0.09 | 0.07 | 0.08 | 0.07 | 0.06 | 0.05 | 0.04 | 0.05 | 0.04 | 0.21 | 0.19 | 0.13 | 0.08 | 0.05 | 0.03 | 0.02 | 0.01 | 0.02 | 0.03 | 0.04 | 0.05 | 0.06 | 0.07 | 0.08 | 0.21 | 0.18 | 0.13 | 0.12 | 0.12 | 0.12 | 0.13 | 0.11 | 0.12 | 0.11 | 0.12 | 0.09 | 0.07 | 0.03 | 0.04 | 0.18 | 0.16 | 0.13 | 0.12 | 0.11 | 0.09 | 0.08 | 0.07 | 0.06 | 0.05 | 0.04 | 0.03 | 0.02 | 0.02 | 0.02 | 0.18 | 0.16 | 0.12 | 0.09 | 0.06 | 0.04 | 0.02 | 0.01 | 0.01 | 0.01 | 0.01 | 0.02 | 0.02 | 0.02 | 0.01 | 0.0558
| 12 | 221.7155 | 5.9269 | 0.69713 | 222.0662 | 24.667 | 1099.351 | 0.1001 | 55.4753 | 246.3825 | 1105.2779 | 0.79722 | 277.5416 | 437.1 | 382.4 | 301.1 | 200.4 | 207.1 | 170.6 | 207.4 | 160.3 | 182.3 | 159.2 | 144.7 | 115.1 | 93.3 | 103.1 | 90.2 | 441.7 | 394.2 | 278.3 | 177.3 | 106.1 | 62.2 | 50.3 | 30.1 | 39.9 | 69.8 | 88.9 | 104.1 | 145.6 | 156.5 | 181.6 | 442.2 | 385.1 | 285.5 | 261.1 | 269.5 | 271.7 | 280.2 | 249.5 | 268.9 | 242.6 | 268 | 196.6 | 150.8 | 76.4 | 81.9 | 382 | 342.7 | 295.3 | 260.2 | 244.6 | 204.3 | 176.6 | 148.1 | 136.1 | 112.3 | 87.4 | 64.7 | 51.8 | 37.8 | 27 | 382.6 | 347.8 | 270.4 | 198.1 | 132 | 79.6 | 42.1 | 19 | 9.3 | 8.9 | 7 | 5.8 | 4.1 | 2.4 | 1.6 | 17.4 | 13.6 | 7.3 | 5 | 5.2 | 4.2 | 4.8 | 3.7 | 4.3 | 3.7 | 3.7 | 3.3 | 3 | 3.2 | 2.9 | 18.2 | 14.4 | 7.2 | 5.7 | 4.7 | 3.7 | 2.6 | 1.7 | 1.5 | 1.7 | 2 | 2.4 | 3.9 | 4.5 | 5.5 | 17.7 | 13.7 | 6.7 | 6.2 | 6.4 | 6.4 | 6.7 | 6.3 | 7 | 6.2 | 7.1 | 5.4 | 4.1 | 2 | 1.9 | 15.4 | 12.3 | 7.6 | 6.9 | 6.5 | 5.1 | 4.2 | 3.6 | 3.3 | 2.5 | 1.9 | 1.3 | 1 | 0.9 | 0.8 | 15.4 | 12.6 | 7.5 | 6.1 | 4.3 | 2.3 | 0.9 | 0.4 | 0.2 | 0.3 | 0.6 | 0.8 | 0.7 | 0.7 | 0.5 | 2.26 | 1.73 | 0.83 | 0.57 | 0.59 | 0.48 | 0.54 | 0.42 | 0.49 | 0.41 | 0.43 | 0.39 | 0.37 | 0.39 | 0.35 | 2.38 | 1.84 | 0.84 | 0.7 | 0.62 | 0.51 | 0.36 | 0.23 | 0.2 | 0.19 | 0.21 | 0.26 | 0.45 | 0.54 | 0.66 | 2.3 | 1.74 | 0.75 | 0.7 | 0.71 | 0.72 | 0.75 | 0.73 | 0.81 | 0.72 | 0.83 | 0.63 | 0.48 | 0.23 | 0.22 | 2 | 1.56 | 0.88 | 0.81 | 0.76 | 0.58 | 0.47 | 0.4 | 0.38 | 0.27 | 0.2 | 0.13 | 0.1 | 0.09 | 0.08 | 2 | 1.6 | 0.88 | 0.74 | 0.53 | 0.28 | 0.1 | 0.05 | 0.02 | 0.03 | 0.06 | 0.08 | 0.07 | 0.07 | 0.05 | 43.5 | 39.5 | 34.2 | 22.6 | 23.3 | 19.3 | 23.8 | 18.4 | 20.8 | 18.2 | 16.2 | 12.6 | 9.9 | 11 | 9.6 | 43.4 | 40.4 | 31.1 | 18.8 | 10.1 | 5.1 | 4.4 | 2.6 | 4 | 7.9 | 10.2 | 11.9 | 16.2 | 17.1 | 19.6 | 43.9 | 39.8 | 32.6 | 29.7 | 30.7 | 30.9 | 31.9 | 28 | 30.1 | 27.2 | 30.2 | 22.1 | 17 | 8.6 | 9.4 | 37.9 | 35.4 | 33.1 | 29 | 27.2 | 23.1 | 20.2 | 16.9 | 15.5 | 12.9 | 10.1 | 7.6 | 6.3 | 6 | 5.5 | 38 | 35.8 | 29.8 | 21.3 | 14 | 8.7 | 5.1 | 2.4 | 1.3 | 2.1 | 3.7 | 5.4 | 4.2 | 4.2 | 3.2 | 1977.8 | 1781.9 | 1517.3 | 1004.9 | 1040.1 | 858.1 | 1052.4 | 813 | 922.9 | 810 | 725.2 | 565.3 | 448.6 | 498.9 | 435.1 | 1977.8 | 1825.2 | 1388.1 | 849 | 468.2 | 243.5 | 208.8 | 122.4 | 183 | 352.7 | 455 | 531.3 | 724.9 | 768 | 885 | 1997.3 | 1792.7 | 1444.6 | 1318.1 | 1366.6 | 1377.7 | 1419.1 | 1249.7 | 1340.5 | 1211.9 | 1354 | 994.7 | 769.5 | 381.9 | 415.9 | 1723.9 | 1595.7 | 1474.1 | 1292.2 | 1216.3 | 1027.3 | 893.6 | 747.2 | 686 | 574.3 | 448.5 | 336.6 | 270.6 | 280.3 | 265.3 | 1727.5 | 1616.8 | 1334 | 959.5 | 631.6 | 389.2 | 220.4 | 105.5 | 57.5 | 98.3 | 168.1 | 242.6 | 186.1 | 183.8 | 143.1 | 0.21 | 0.18 | 0.14 | 0.09 | 0.09 | 0.08 | 0.09 | 0.07 | 0.08 | 0.07 | 0.06 | 0.05 | 0.04 | 0.05 | 0.04 | 0.21 | 0.19 | 0.13 | 0.08 | 0.05 | 0.03 | 0.02 | 0.01 | 0.02 | 0.03 | 0.04 | 0.05 | 0.06 | 0.07 | 0.08 | 0.21 | 0.18 | 0.13 | 0.12 | 0.12 | 0.12 | 0.12 | 0.11 | 0.12 | 0.11 | 0.12 | 0.09 | 0.07 | 0.03 | 0.04 | 0.18 | 0.16 | 0.13 | 0.12 | 0.11 | 0.09 | 0.08 | 0.07 | 0.06 | 0.05 | 0.04 | 0.03 | 0.02 | 0.02 | 0.02 | 0.18 | 0.16 | 0.12 | 0.09 | 0.06 | 0.04 | 0.02 | 0.01 | 0.01 | 0.01 | 0.01 | 0.02 | 0.02 | 0.02 | 0.01 | 0.0576
| 13 | 222.6525 | 5.908 | 0.68889 | 223.0005 | 24.8203 | 1105.7445 | 0.1001 | 55.8077 | 247.4728 | 1111.6526 | 0.78899 | 278.8081 | 433.6 | 382.5 | 304.6 | 204.2 | 207.4 | 170.2 | 207.1 | 161.5 | 182.4 | 159.4 | 144.3 | 114.9 | 93.4 | 102.2 | 88.7 | 437.9 | 392 | 281.2 | 179.9 | 107.8 | 61.9 | 49.5 | 29.9 | 40.1 | 70 | 88.4 | 102 | 142.7 | 152.3 | 177.3 | 441 | 385.2 | 287.2 | 265.1 | 273.6 | 277.8 | 283.5 | 252.1 | 267.8 | 240.4 | 265.5 | 195.3 | 150.8 | 75.9 | 81.2 | 381.1 | 344.7 | 298.8 | 262 | 244.7 | 203.6 | 177.2 | 147.6 | 136 | 112.6 | 87.5 | 64.8 | 52 | 38 | 27.2 | 382 | 348.1 | 272 | 200 | 133.3 | 80.4 | 42.7 | 19.7 | 10 | 9.3 | 7.3 | 5.8 | 4.1 | 2.4 | 1.6 | 16.7 | 13.2 | 7.4 | 5.1 | 5.2 | 4.2 | 4.8 | 3.8 | 4.3 | 3.7 | 3.7 | 3.3 | 2.9 | 3.1 | 2.8 | 17.3 | 13.8 | 7.3 | 5.9 | 4.8 | 3.8 | 2.6 | 1.6 | 1.5 | 1.7 | 1.9 | 2.3 | 3.8 | 4.4 | 5.3 | 17.3 | 13.5 | 6.7 | 6.3 | 6.4 | 6.6 | 6.7 | 6.4 | 6.9 | 6.1 | 7 | 5.3 | 4.1 | 2 | 1.9 | 15.1 | 12.2 | 7.7 | 6.9 | 6.4 | 5 | 4.3 | 3.6 | 3.3 | 2.5 | 1.9 | 1.3 | 1 | 0.9 | 0.8 | 15.1 | 12.4 | 7.5 | 6 | 4.2 | 2.3 | 0.9 | 0.4 | 0.2 | 0.3 | 0.6 | 0.9 | 0.7 | 0.6 | 0.5 | 2.15 | 1.66 | 0.84 | 0.59 | 0.59 | 0.47 | 0.53 | 0.42 | 0.49 | 0.41 | 0.42 | 0.39 | 0.36 | 0.38 | 0.34 | 2.25 | 1.75 | 0.85 | 0.72 | 0.64 | 0.52 | 0.35 | 0.22 | 0.19 | 0.19 | 0.21 | 0.26 | 0.45 | 0.53 | 0.64 | 2.24 | 1.7 | 0.74 | 0.71 | 0.72 | 0.74 | 0.75 | 0.73 | 0.8 | 0.71 | 0.81 | 0.62 | 0.48 | 0.23 | 0.21 | 1.95 | 1.54 | 0.9 | 0.8 | 0.74 | 0.56 | 0.48 | 0.41 | 0.38 | 0.27 | 0.2 | 0.13 | 0.1 | 0.09 | 0.08 | 1.95 | 1.57 | 0.89 | 0.73 | 0.52 | 0.27 | 0.1 | 0.05 | 0.02 | 0.03 | 0.06 | 0.09 | 0.07 | 0.06 | 0.05 | 43.7 | 39.9 | 34.5 | 23 | 23.4 | 19.3 | 23.8 | 18.5 | 20.8 | 18.2 | 16.2 | 12.6 | 10 | 11 | 9.4 | 43.7 | 40.6 | 31.4 | 19.1 | 10.2 | 5 | 4.4 | 2.6 | 4.1 | 8 | 10.2 | 11.7 | 15.8 | 16.6 | 19.2 | 44.2 | 40.1 | 32.9 | 30.2 | 31.2 | 31.6 | 32.3 | 28.4 | 30 | 27 | 30 | 22 | 17.1 | 8.5 | 9.3 | 38.1 | 35.8 | 33.4 | 29.2 | 27.3 | 23.1 | 20.2 | 16.8 | 15.4 | 13 | 10.1 | 7.6 | 6.3 | 6 | 5.5 | 38.2 | 36 | 30 | 21.6 | 14.2 | 8.8 | 5.1 | 2.5 | 1.4 | 2.2 | 3.8 | 5.4 | 4.2 | 4.1 | 3.2 | 1979.8 | 1795.7 | 1533.9 | 1022.1 | 1041.4 | 857.9 | 1052.1 | 818.2 | 923.5 | 811.5 | 724 | 566.2 | 450.8 | 495.6 | 427.4 | 1984.1 | 1831 | 1400.8 | 859.2 | 473.2 | 239.6 | 205.8 | 122.5 | 186.3 | 355 | 453.4 | 519.9 | 709.7 | 747.5 | 864.6 | 2003.5 | 1802 | 1454.7 | 1339 | 1387.6 | 1406.2 | 1435.2 | 1263.3 | 1336.5 | 1202.2 | 1342.7 | 989 | 769.9 | 379.7 | 412 | 1728.9 | 1610.6 | 1490.4 | 1304.2 | 1220.7 | 1026.6 | 894.7 | 744.1 | 684.9 | 575.6 | 449.5 | 337 | 271.4 | 280.3 | 264.3 | 1733.4 | 1623.2 | 1341.9 | 970.5 | 640.7 | 394.8 | 223.6 | 109 | 61.1 | 101.4 | 172.4 | 243.5 | 186 | 180.8 | 141.9 | 0.21 | 0.18 | 0.14 | 0.09 | 0.09 | 0.08 | 0.09 | 0.07 | 0.08 | 0.07 | 0.06 | 0.05 | 0.04 | 0.05 | 0.04 | 0.21 | 0.18 | 0.13 | 0.08 | 0.05 | 0.03 | 0.02 | 0.01 | 0.02 | 0.03 | 0.04 | 0.04 | 0.06 | 0.07 | 0.08 | 0.21 | 0.18 | 0.13 | 0.12 | 0.12 | 0.12 | 0.13 | 0.11 | 0.12 | 0.11 | 0.12 | 0.09 | 0.07 | 0.03 | 0.04 | 0.18 | 0.16 | 0.13 | 0.12 | 0.11 | 0.09 | 0.08 | 0.07 | 0.06 | 0.05 | 0.04 | 0.03 | 0.02 | 0.02 | 0.02 | 0.18 | 0.16 | 0.12 | 0.09 | 0.06 | 0.04 | 0.02 | 0.01 | 0.01 | 0.01 | 0.01 | 0.02 | 0.02 | 0.02 | 0.01 | 0.0595
| 14 | 223.3663 | 5.8845 | 0.68395 | 223.7123 | 24.9579 | 1110.4597 | 0.1001 | 56.0773 | 248.3242 | 1116.3442 | 0.78405 | 279.7896 | 434.8 | 385.9 | 309.1 | 207.1 | 206.1 | 168.5 | 204.7 | 160.6 | 181.5 | 159.7 | 145.3 | 114.8 | 92.7 | 101.2 | 88.9 | 438.6 | 393.6 | 282.7 | 179.1 | 104.3 | 57.8 | 46.7 | 28.5 | 39 | 67.4 | 86.3 | 100.3 | 145.9 | 154.9 | 180.8 | 441.7 | 389 | 291.9 | 268.8 | 273.6 | 276 | 282.6 | 252.1 | 268.9 | 242.5 | 267.4 | 196.2 | 150.6 | 75.7 | 81.6 | 381.2 | 346.7 | 301.5 | 264.4 | 245.7 | 204.9 | 178 | 148 | 135.7 | 112.5 | 88 | 65.4 | 52.4 | 38 | 27.3 | 380.1 | 347.4 | 272.4 | 201.6 | 134.3 | 81.7 | 43.7 | 20.9 | 10.9 | 9.6 | 7.5 | 5.9 | 4.1 | 2.4 | 1.5 | 16.6 | 13.2 | 7.6 | 5.2 | 5.1 | 4 | 4.6 | 3.7 | 4.3 | 3.7 | 3.7 | 3.3 | 2.9 | 3.1 | 2.8 | 17.3 | 13.9 | 7.5 | 5.7 | 4.5 | 3.4 | 2.4 | 1.6 | 1.5 | 1.6 | 1.9 | 2.3 | 4 | 4.6 | 5.5 | 17.1 | 13.4 | 6.8 | 6.4 | 6.6 | 6.6 | 6.7 | 6.3 | 6.9 | 6.1 | 7 | 5.3 | 4 | 2 | 1.9 | 14.8 | 12 | 7.8 | 6.9 | 6.5 | 5 | 4.2 | 3.6 | 3.3 | 2.5 | 1.9 | 1.3 | 1 | 0.9 | 0.8 | 14.8 | 12.3 | 7.5 | 5.9 | 4.1 | 2.3 | 0.9 | 0.5 | 0.2 | 0.4 | 0.6 | 0.9 | 0.7 | 0.7 | 0.5 | 2.15 | 1.67 | 0.86 | 0.59 | 0.57 | 0.45 | 0.51 | 0.41 | 0.48 | 0.4 | 0.42 | 0.39 | 0.36 | 0.38 | 0.34 | 2.25 | 1.76 | 0.87 | 0.7 | 0.59 | 0.47 | 0.33 | 0.21 | 0.19 | 0.18 | 0.21 | 0.25 | 0.47 | 0.55 | 0.67 | 2.22 | 1.69 | 0.76 | 0.73 | 0.74 | 0.73 | 0.74 | 0.72 | 0.79 | 0.7 | 0.8 | 0.62 | 0.47 | 0.23 | 0.22 | 1.92 | 1.52 | 0.91 | 0.81 | 0.75 | 0.57 | 0.47 | 0.4 | 0.37 | 0.27 | 0.2 | 0.13 | 0.1 | 0.09 | 0.08 | 1.91 | 1.55 | 0.88 | 0.71 | 0.49 | 0.27 | 0.1 | 0.05 | 0.02 | 0.04 | 0.06 | 0.09 | 0.07 | 0.07 | 0.05 | 44 | 40.4 | 35 | 23.4 | 23.3 | 19.2 | 23.6 | 18.5 | 20.7 | 18.3 | 16.3 | 12.6 | 9.9 | 10.8 | 9.5 | 43.9 | 40.8 | 31.5 | 19.1 | 10.1 | 4.7 | 4.2 | 2.4 | 4 | 7.6 | 9.9 | 11.5 | 16.1 | 16.8 | 19.4 | 44.5 | 40.7 | 33.4 | 30.6 | 31.1 | 31.4 | 32.2 | 28.4 | 30.2 | 27.3 | 30.3 | 22.1 | 17.1 | 8.5 | 9.3 | 38.3 | 36.2 | 33.7 | 29.5 | 27.4 | 23.2 | 20.3 | 16.9 | 15.4 | 13 | 10.2 | 7.7 | 6.4 | 6 | 5.6 | 38.2 | 36.1 | 30.1 | 21.9 | 14.5 | 9 | 5.3 | 2.7 | 1.5 | 2.3 | 3.9 | 5.5 | 4.2 | 4.1 | 3.3 | 1987.1 | 1813 | 1554.3 | 1038.2 | 1038.2 | 850.9 | 1042.5 | 815.7 | 920.7 | 813.8 | 729.7 | 564.4 | 446.8 | 489.7 | 429.3 | 1986.3 | 1837.7 | 1406.3 | 860.2 | 463.3 | 227.4 | 194.8 | 115.9 | 180.3 | 340.4 | 442.3 | 511.1 | 722.6 | 757.6 | 878 | 2009.9 | 1823.1 | 1476.7 | 1354.1 | 1382.9 | 1397 | 1432.2 | 1265.9 | 1344.6 | 1215.3 | 1355.9 | 995.9 | 770 | 378.6 | 413.6 | 1734.5 | 1624.8 | 1502.5 | 1315.6 | 1224.3 | 1033.1 | 900.4 | 746.7 | 683.5 | 575 | 452 | 340.1 | 273.5 | 280.7 | 265.8 | 1729.8 | 1622.7 | 1344.5 | 983.2 | 651.4 | 403.2 | 229.2 | 115.6 | 65.8 | 103.8 | 175.4 | 246.1 | 187.6 | 182.3 | 144 | 0.21 | 0.18 | 0.14 | 0.09 | 0.09 | 0.08 | 0.09 | 0.07 | 0.08 | 0.07 | 0.06 | 0.05 | 0.04 | 0.04 | 0.04 | 0.21 | 0.19 | 0.13 | 0.08 | 0.05 | 0.03 | 0.02 | 0.01 | 0.02 | 0.03 | 0.04 | 0.04 | 0.06 | 0.07 | 0.08 | 0.21 | 0.19 | 0.13 | 0.12 | 0.12 | 0.12 | 0.13 | 0.11 | 0.12 | 0.11 | 0.12 | 0.09 | 0.07 | 0.03 | 0.04 | 0.18 | 0.16 | 0.14 | 0.12 | 0.11 | 0.09 | 0.08 | 0.07 | 0.06 | 0.05 | 0.04 | 0.03 | 0.02 | 0.02 | 0.02 | 0.18 | 0.16 | 0.12 | 0.09 | 0.06 | 0.04 | 0.02 | 0.01 | 0.01 | 0.01 | 0.01 | 0.02 | 0.02 | 0.02 | 0.01 | 0.0612
| 15 | 228.2921 | 5.9913 | 0.70037 | 228.6455 | 25.5397 | 1133.6266 | 0.10449 | 57.3089 | 253.8318 | 1139.6179 | 0.80487 | 285.9544 | 436.3 | 393.4 | 319.7 | 216.1 | 210.5 | 172.2 | 207.6 | 161.5 | 181.6 | 161.4 | 149.2 | 118.6 | 96.5 | 104.9 | 93.5 | 438.2 | 398.9 | 296.9 | 190 | 110.2 | 58.3 | 47.2 | 28.4 | 39.4 | 68.1 | 86.6 | 98.7 | 142.7 | 150 | 175.5 | 440.9 | 394 | 304.5 | 285.6 | 286.9 | 283.6 | 286.1 | 257.1 | 275.2 | 249.2 | 272.8 | 200.9 | 155.7 | 79.4 | 85.5 | 382.5 | 353.5 | 310.7 | 273.1 | 249 | 208.2 | 180.6 | 150.4 | 138.4 | 116 | 91.8 | 68.4 | 55.5 | 40.5 | 30.1 | 381.1 | 351.2 | 279.8 | 210.4 | 141.8 | 87.6 | 47.8 | 23.5 | 12.7 | 10.3 | 7.8 | 6 | 4.2 | 2.4 | 1.5 | 16.3 | 13.2 | 8.1 | 5.5 | 5.2 | 4.1 | 4.6 | 3.7 | 4.2 | 3.6 | 3.8 | 3.4 | 3.1 | 3.2 | 2.9 | 16.7 | 13.8 | 8.2 | 6 | 4.6 | 3.4 | 2.5 | 1.6 | 1.5 | 1.7 | 1.9 | 2.3 | 3.9 | 4.4 | 5.3 | 16.6 | 13.1 | 7 | 6.7 | 6.8 | 6.8 | 6.8 | 6.4 | 7 | 6.3 | 7 | 5.3 | 4.1 | 2 | 2 | 14.6 | 12 | 8.2 | 7.1 | 6.4 | 5 | 4.3 | 3.7 | 3.4 | 2.6 | 2 | 1.3 | 1.1 | 1 | 0.9 | 14.5 | 12.1 | 7.9 | 6.4 | 4.4 | 2.5 | 1 | 0.5 | 0.3 | 0.4 | 0.6 | 0.9 | 0.7 | 0.7 | 0.6 | 2.1 | 1.67 | 0.93 | 0.64 | 0.59 | 0.46 | 0.51 | 0.41 | 0.46 | 0.4 | 0.43 | 0.41 | 0.38 | 0.39 | 0.36 | 2.16 | 1.75 | 0.97 | 0.74 | 0.59 | 0.46 | 0.34 | 0.22 | 0.19 | 0.19 | 0.21 | 0.26 | 0.45 | 0.53 | 0.65 | 2.13 | 1.65 | 0.79 | 0.76 | 0.77 | 0.76 | 0.76 | 0.73 | 0.8 | 0.72 | 0.81 | 0.62 | 0.46 | 0.22 | 0.22 | 1.88 | 1.52 | 0.95 | 0.83 | 0.74 | 0.56 | 0.48 | 0.42 | 0.39 | 0.29 | 0.21 | 0.14 | 0.11 | 0.1 | 0.09 | 1.86 | 1.53 | 0.94 | 0.77 | 0.54 | 0.3 | 0.11 | 0.06 | 0.03 | 0.04 | 0.06 | 0.09 | 0.07 | 0.07 | 0.06 | 44.5 | 41.5 | 36.1 | 24.3 | 23.8 | 19.6 | 24 | 18.6 | 20.8 | 18.5 | 16.8 | 12.9 | 10.3 | 11.2 | 10 | 44.3 | 41.6 | 32.8 | 20.3 | 10.8 | 4.9 | 4.2 | 2.4 | 4 | 7.7 | 10 | 11.3 | 15.8 | 16.3 | 18.9 | 44.9 | 41.7 | 34.9 | 32.6 | 32.7 | 32.3 | 32.6 | 29 | 31 | 28.1 | 30.9 | 22.7 | 17.8 | 9 | 9.8 | 38.8 | 37.1 | 34.7 | 30.6 | 27.9 | 23.7 | 20.6 | 17.1 | 15.7 | 13.4 | 10.6 | 8 | 6.8 | 6.4 | 6 | 38.7 | 36.7 | 30.8 | 22.8 | 15.2 | 9.6 | 5.7 | 3 | 1.7 | 2.4 | 4 | 5.6 | 4.3 | 4.3 | 3.5 | 2001.3 | 1850.8 | 1596.7 | 1076.2 | 1058 | 870.2 | 1059.1 | 821.5 | 924.1 | 824.2 | 749.5 | 582.2 | 463.8 | 508.1 | 451.7 | 2001.3 | 1868.5 | 1463.3 | 910.6 | 496.4 | 232 | 195.5 | 114.4 | 182.6 | 343.6 | 443.9 | 501.9 | 709.3 | 732.8 | 853 | 2020.1 | 1858.2 | 1540.9 | 1440.8 | 1449.5 | 1432.1 | 1448 | 1290.2 | 1377.1 | 1248 | 1383.2 | 1021.3 | 799.5 | 400.2 | 435.7 | 1748.1 | 1659.7 | 1541.6 | 1358.1 | 1244.6 | 1051.8 | 912.6 | 757.2 | 695.2 | 591.7 | 471.2 | 355.8 | 289.7 | 295.2 | 282.5 | 1743.1 | 1644.9 | 1373.5 | 1019.2 | 683.5 | 429.7 | 248.9 | 128.4 | 75 | 107.5 | 180.9 | 253.1 | 193.7 | 191.6 | 154.4 | 0.21 | 0.19 | 0.15 | 0.1 | 0.09 | 0.08 | 0.09 | 0.07 | 0.08 | 0.07 | 0.07 | 0.05 | 0.04 | 0.05 | 0.04 | 0.21 | 0.19 | 0.14 | 0.09 | 0.05 | 0.03 | 0.02 | 0.01 | 0.02 | 0.03 | 0.04 | 0.04 | 0.06 | 0.07 | 0.08 | 0.21 | 0.19 | 0.14 | 0.13 | 0.13 | 0.13 | 0.13 | 0.12 | 0.12 | 0.11 | 0.12 | 0.09 | 0.07 | 0.04 | 0.04 | 0.18 | 0.17 | 0.14 | 0.13 | 0.11 | 0.09 | 0.08 | 0.07 | 0.06 | 0.05 | 0.04 | 0.03 | 0.03 | 0.02 | 0.02 | 0.18 | 0.17 | 0.13 | 0.1 | 0.06 | 0.04 | 0.02 | 0.01 | 0.01 | 0.01 | 0.01 | 0.02 | 0.02 | 0.02 | 0.01 | 0.0624
| 16 | 249.3395 | 6.59 | 0.77919 | 249.7305 | 27.9237 | 1230.1013 | 0.11927 | 62.3981 | 277.2632 | 1236.6913 | 0.89846 | 312.1286 | 437.9 | 408.6 | 347 | 249.2 | 234.7 | 195.6 | 227.9 | 182 | 195.5 | 173.8 | 163.1 | 133.3 | 109.7 | 112.1 | 99 | 441.2 | 411.3 | 320.2 | 217.5 | 133.8 | 73.1 | 56.8 | 32.2 | 41 | 65.5 | 83.9 | 96.4 | 144.8 | 151.8 | 178.5 | 437.8 | 405.8 | 330.2 | 317.9 | 308.7 | 301 | 299.1 | 277.5 | 289.5 | 266.9 | 286.2 | 219.3 | 180.8 | 103.1 | 112.2 | 384.8 | 367.6 | 329.9 | 294.1 | 261.5 | 223.8 | 196.3 | 167.4 | 154.2 | 133.8 | 111.3 | 82.9 | 65.2 | 44 | 33.7 | 382.2 | 356.1 | 294.1 | 232 | 163.6 | 103.5 | 55.2 | 27.5 | 15.1 | 12.4 | 9.3 | 6.7 | 4.6 | 2.6 | 1.6 | 15.6 | 13.2 | 8.9 | 6.8 | 6.2 | 4.9 | 5.1 | 4.1 | 4.5 | 4 | 4.1 | 3.8 | 3.4 | 3.5 | 3.2 | 16.5 | 13.8 | 8.8 | 7 | 5.6 | 4.1 | 2.9 | 1.9 | 1.7 | 1.7 | 1.9 | 2.3 | 3.8 | 4.4 | 5.3 | 15.8 | 12.9 | 7.6 | 7.5 | 7.5 | 7.3 | 7.2 | 6.8 | 7.2 | 6.8 | 7.5 | 5.8 | 4.5 | 2.4 | 2.5 | 14.1 | 12.1 | 8.7 | 7.6 | 6.6 | 5.2 | 4.7 | 4.1 | 3.9 | 3 | 2.4 | 1.6 | 1.3 | 1.1 | 1 | 14 | 12 | 8.3 | 7.3 | 5.3 | 3.2 | 1.2 | 0.6 | 0.3 | 0.4 | 0.7 | 1 | 0.8 | 0.8 | 0.6 | 1.99 | 1.66 | 1.05 | 0.81 | 0.73 | 0.57 | 0.57 | 0.46 | 0.5 | 0.44 | 0.47 | 0.45 | 0.41 | 0.42 | 0.39 | 2.13 | 1.74 | 1.05 | 0.87 | 0.73 | 0.56 | 0.4 | 0.26 | 0.22 | 0.2 | 0.21 | 0.25 | 0.45 | 0.52 | 0.64 | 2.02 | 1.61 | 0.85 | 0.85 | 0.85 | 0.84 | 0.81 | 0.77 | 0.82 | 0.78 | 0.86 | 0.68 | 0.5 | 0.26 | 0.26 | 1.81 | 1.52 | 1.03 | 0.89 | 0.77 | 0.58 | 0.53 | 0.47 | 0.44 | 0.34 | 0.26 | 0.17 | 0.13 | 0.11 | 0.1 | 1.8 | 1.52 | 1 | 0.9 | 0.66 | 0.39 | 0.13 | 0.07 | 0.03 | 0.04 | 0.07 | 0.1 | 0.08 | 0.08 | 0.06 | 45.5 | 43.7 | 39.1 | 27.8 | 26.3 | 22.1 | 26.3 | 21 | 22.5 | 19.9 | 18.4 | 14.6 | 11.8 | 12 | 10.5 | 45 | 43.4 | 35.5 | 23.2 | 13.1 | 6.2 | 5.1 | 2.6 | 4 | 7.3 | 9.6 | 11 | 16.1 | 16.6 | 19.4 | 45.3 | 43.5 | 37.9 | 36.4 | 35.2 | 34.3 | 34.1 | 31.5 | 32.7 | 30 | 32.3 | 24.8 | 20.8 | 11.8 | 13 | 39.6 | 39.1 | 37 | 33.1 | 29.5 | 25.6 | 22.4 | 19.1 | 17.5 | 15.4 | 12.9 | 9.7 | 7.9 | 6.9 | 6.6 | 39.3 | 37.5 | 32.4 | 24.9 | 17.4 | 11.2 | 6.7 | 3.5 | 2.1 | 2.7 | 4.5 | 6.2 | 4.8 | 4.8 | 4 | 2026.9 | 1931 | 1717.1 | 1215.7 | 1158.9 | 973.4 | 1157.7 | 922.7 | 993.1 | 883.3 | 817.1 | 654.9 | 529.7 | 542.4 | 476.3 | 2020.8 | 1932.3 | 1573.3 | 1032.8 | 597.5 | 292.9 | 236.9 | 126.3 | 185.1 | 326.4 | 428.1 | 489.3 | 721.5 | 745.1 | 871.8 | 2024.1 | 1930.6 | 1668.9 | 1598.1 | 1547.1 | 1505.9 | 1504.9 | 1393.9 | 1453.9 | 1332.2 | 1444.4 | 1108.7 | 930.4 | 524.4 | 575.5 | 1770.9 | 1731.7 | 1627.1 | 1454.4 | 1302.9 | 1131.5 | 988.4 | 839 | 770.2 | 680 | 570.6 | 430.8 | 340.3 | 319.1 | 310.3 | 1756.9 | 1672 | 1437.2 | 1111.6 | 779.6 | 497.6 | 284.4 | 146.9 | 87.8 | 123.5 | 203.9 | 278.3 | 212.8 | 213.1 | 176.4 | 0.22 | 0.2 | 0.17 | 0.13 | 0.11 | 0.09 | 0.11 | 0.08 | 0.09 | 0.08 | 0.07 | 0.06 | 0.05 | 0.05 | 0.04 | 0.22 | 0.2 | 0.15 | 0.11 | 0.06 | 0.04 | 0.03 | 0.02 | 0.02 | 0.03 | 0.04 | 0.04 | 0.06 | 0.07 | 0.08 | 0.21 | 0.2 | 0.15 | 0.15 | 0.15 | 0.14 | 0.14 | 0.13 | 0.13 | 0.12 | 0.13 | 0.1 | 0.08 | 0.05 | 0.05 | 0.19 | 0.18 | 0.16 | 0.14 | 0.12 | 0.1 | 0.09 | 0.08 | 0.07 | 0.06 | 0.05 | 0.04 | 0.03 | 0.03 | 0.02 | 0.19 | 0.17 | 0.14 | 0.11 | 0.08 | 0.05 | 0.03 | 0.02 | 0.01 | 0.01 | 0.02 | 0.02 | 0.02 | 0.02 | 0.01 | 0.0629
| 17 | 269.0201 | 6.5889 | 0.75956 | 269.4059 | 30.6192 | 1343.4209 | 0.1291 | 68.2692 | 299.6393 | 1350.0098 | 0.88866 | 337.6751 | 426.2 | 409.7 | 365.9 | 271.8 | 256.9 | 223.1 | 259.1 | 211.3 | 215.2 | 187.4 | 177.5 | 150.8 | 130.4 | 133 | 120.9 | 431.4 | 412.7 | 342.9 | 246 | 160.8 | 89.3 | 67.8 | 38.3 | 46.8 | 70.2 | 88.8 | 100.5 | 152.6 | 161.8 | 193 | 423.3 | 403.5 | 349.4 | 343.1 | 334.2 | 320.9 | 316.5 | 305 | 312.1 | 294.7 | 304.7 | 246.8 | 219.6 | 148.8 | 164.8 | 375.9 | 370.4 | 343.4 | 315.1 | 281.8 | 251.4 | 222.1 | 193.9 | 176.3 | 157.2 | 133.7 | 103.3 | 79.3 | 51.5 | 40.3 | 371.7 | 353 | 308.4 | 253.9 | 190.5 | 126.9 | 70.8 | 35.8 | 18.7 | 15 | 10.5 | 7.3 | 5.2 | 2.8 | 2 | 12.9 | 11.4 | 8.9 | 6.7 | 6.2 | 5.3 | 5.7 | 4.8 | 4.9 | 4.3 | 4.4 | 4.2 | 3.9 | 4 | 3.7 | 14.3 | 12.8 | 9.6 | 7.9 | 6.4 | 4.8 | 3.5 | 2.3 | 2 | 1.8 | 2 | 2.3 | 3.9 | 4.5 | 5.5 | 13.1 | 11.2 | 8 | 7.8 | 7.8 | 7.5 | 7.3 | 7.2 | 7.4 | 7.1 | 7.5 | 6.2 | 5.2 | 3.3 | 3.5 | 11.9 | 10.6 | 8.6 | 7.5 | 6.7 | 5.7 | 5.2 | 4.7 | 4.3 | 3.5 | 2.9 | 2 | 1.5 | 1.3 | 1.2 | 11.8 | 10.7 | 8.8 | 7.9 | 6 | 3.7 | 1.5 | 0.8 | 0.4 | 0.5 | 0.8 | 1.1 | 0.8 | 0.9 | 0.8 | 1.59 | 1.38 | 1.04 | 0.78 | 0.71 | 0.6 | 0.63 | 0.53 | 0.54 | 0.47 | 0.5 | 0.5 | 0.47 | 0.48 | 0.45 | 1.8 | 1.58 | 1.15 | 0.99 | 0.82 | 0.65 | 0.47 | 0.31 | 0.26 | 0.21 | 0.22 | 0.26 | 0.45 | 0.53 | 0.65 | 1.62 | 1.35 | 0.89 | 0.88 | 0.88 | 0.85 | 0.83 | 0.82 | 0.83 | 0.81 | 0.86 | 0.71 | 0.57 | 0.36 | 0.38 | 1.48 | 1.29 | 1 | 0.86 | 0.77 | 0.63 | 0.59 | 0.53 | 0.5 | 0.39 | 0.31 | 0.21 | 0.15 | 0.13 | 0.12 | 1.47 | 1.32 | 1.06 | 0.98 | 0.74 | 0.46 | 0.17 | 0.09 | 0.04 | 0.05 | 0.08 | 0.11 | 0.08 | 0.09 | 0.08 | 46.4 | 45.5 | 41.7 | 31 | 29.4 | 25.5 | 30 | 24.3 | 24.8 | 21.5 | 20.1 | 16.6 | 14.1 | 14.4 | 13 | 45.7 | 44.6 | 37.9 | 26.3 | 16.1 | 7.8 | 6.1 | 3.1 | 4.5 | 7.9 | 10.2 | 11.5 | 17.1 | 17.8 | 21.1 | 45.7 | 44.7 | 40.2 | 39.6 | 38.4 | 36.9 | 36.3 | 34.9 | 35.6 | 33.6 | 34.7 | 28.1 | 25.3 | 17.2 | 19.1 | 40.4 | 40.9 | 38.9 | 36.1 | 32.2 | 29 | 25.5 | 22.1 | 20 | 18.1 | 15.6 | 12.1 | 9.5 | 8 | 7.6 | 39.9 | 38.4 | 33.9 | 27.3 | 20.4 | 13.9 | 8.5 | 4.5 | 2.5 | 3.1 | 5 | 6.7 | 5.1 | 5.6 | 5.1 | 2042.8 | 1992.9 | 1823.1 | 1345.5 | 1285.2 | 1121.7 | 1320.9 | 1072.2 | 1094.6 | 953.8 | 891.6 | 742.8 | 633.8 | 647.9 | 586.9 | 2030.5 | 1970.8 | 1676.7 | 1165.3 | 729 | 365.9 | 283.8 | 150.1 | 208.4 | 350.7 | 452.6 | 510.5 | 763.9 | 798.9 | 949.8 | 2023.2 | 1970.3 | 1766.2 | 1729 | 1679.4 | 1611.7 | 1596.9 | 1535.1 | 1576.6 | 1479.7 | 1544.7 | 1250.8 | 1130.5 | 760.9 | 847.5 | 1786.4 | 1793.8 | 1707.2 | 1577.4 | 1413.9 | 1274.3 | 1120 | 975.4 | 882.5 | 798.8 | 685.9 | 535.9 | 413.3 | 367.1 | 358.2 | 1765.1 | 1693.3 | 1503 | 1215.5 | 912.8 | 613.3 | 363.2 | 188 | 105.4 | 140.5 | 227.2 | 299.7 | 229.7 | 247 | 224.5 | 0.21 | 0.2 | 0.18 | 0.14 | 0.12 | 0.11 | 0.12 | 0.1 | 0.1 | 0.08 | 0.08 | 0.07 | 0.06 | 0.06 | 0.05 | 0.21 | 0.2 | 0.16 | 0.12 | 0.08 | 0.04 | 0.03 | 0.02 | 0.02 | 0.03 | 0.04 | 0.04 | 0.07 | 0.07 | 0.09 | 0.21 | 0.2 | 0.16 | 0.17 | 0.16 | 0.16 | 0.15 | 0.14 | 0.14 | 0.14 | 0.14 | 0.11 | 0.1 | 0.07 | 0.07 | 0.19 | 0.18 | 0.17 | 0.15 | 0.13 | 0.12 | 0.1 | 0.09 | 0.08 | 0.07 | 0.06 | 0.05 | 0.04 | 0.03 | 0.03 | 0.18 | 0.17 | 0.15 | 0.12 | 0.09 | 0.06 | 0.04 | 0.02 | 0.01 | 0.01 | 0.02 | 0.02 | 0.02 | 0.02 | 0.02 | 0.0627
| 18 | 279.3733 | 6.8504 | 0.78313 | 279.7726 | 31.746 | 1399.1668 | 0.13098 | 70.9574 | 311.1193 | 1406.0172 | 0.91411 | 350.7301 | 427 | 410.4 | 370.8 | 281.4 | 270.1 | 239.1 | 273.8 | 227.6 | 228.7 | 198.3 | 185.8 | 159.4 | 143.9 | 148.8 | 138.4 | 433.8 | 415.5 | 352.2 | 256.4 | 172.4 | 95.5 | 69.3 | 38.2 | 47.3 | 74.2 | 93.5 | 103.7 | 153.4 | 162.2 | 194 | 421.9 | 403.6 | 352.3 | 347.4 | 338.4 | 329.2 | 325.6 | 318.4 | 322.3 | 304 | 312.3 | 257.3 | 244.5 | 183.3 | 207.1 | 377.6 | 372.1 | 346.7 | 322.4 | 291.9 | 267.5 | 240.1 | 215 | 192.1 | 174.2 | 147.5 | 115.7 | 83.7 | 53.2 | 41 | 373.6 | 354.1 | 313.5 | 263.5 | 203.8 | 140.5 | 79.6 | 41.5 | 20.4 | 16.1 | 11.4 | 7.7 | 5.3 | 2.8 | 2 | 12.6 | 11.3 | 9.1 | 7.2 | 6.7 | 5.8 | 6 | 5.1 | 5.1 | 4.4 | 4.5 | 4.3 | 4.2 | 4.4 | 4.2 | 14.1 | 12.6 | 9.7 | 8.3 | 6.7 | 5 | 3.2 | 1.9 | 1.7 | 1.8 | 2 | 2.3 | 3.8 | 4.4 | 5.4 | 12.8 | 11 | 8.1 | 8 | 7.9 | 7.6 | 7.5 | 7.5 | 7.6 | 7.2 | 7.6 | 6.4 | 5.7 | 4.1 | 4.5 | 11.8 | 10.6 | 8.8 | 7.7 | 6.9 | 6 | 5.6 | 5.2 | 4.7 | 3.9 | 3.1 | 2.3 | 1.6 | 1.3 | 1.2 | 11.7 | 10.7 | 8.9 | 8.3 | 6.3 | 4.1 | 1.7 | 0.9 | 0.4 | 0.5 | 0.9 | 1.1 | 0.8 | 0.9 | 0.8 | 1.55 | 1.35 | 1.05 | 0.84 | 0.76 | 0.66 | 0.65 | 0.56 | 0.56 | 0.48 | 0.51 | 0.51 | 0.5 | 0.52 | 0.5 | 1.77 | 1.55 | 1.15 | 1.03 | 0.86 | 0.68 | 0.42 | 0.26 | 0.21 | 0.2 | 0.22 | 0.25 | 0.44 | 0.52 | 0.63 | 1.58 | 1.32 | 0.91 | 0.9 | 0.9 | 0.85 | 0.83 | 0.84 | 0.85 | 0.82 | 0.86 | 0.73 | 0.63 | 0.44 | 0.48 | 1.47 | 1.29 | 1.02 | 0.88 | 0.77 | 0.65 | 0.63 | 0.58 | 0.53 | 0.42 | 0.33 | 0.24 | 0.16 | 0.13 | 0.12 | 1.46 | 1.32 | 1.07 | 1.01 | 0.77 | 0.49 | 0.18 | 0.09 | 0.04 | 0.05 | 0.09 | 0.11 | 0.09 | 0.09 | 0.08 | 46.8 | 45.7 | 42.1 | 31.8 | 30.6 | 27.2 | 31.7 | 26.3 | 26.4 | 22.9 | 21 | 17.7 | 15.7 | 16.2 | 14.9 | 46.3 | 45.2 | 39 | 27.3 | 17.3 | 8.5 | 6.5 | 3.4 | 4.9 | 8.4 | 10.8 | 11.9 | 17.3 | 18 | 21.4 | 45.9 | 44.9 | 40.5 | 40 | 38.8 | 37.8 | 37.3 | 36.4 | 36.7 | 34.7 | 35.6 | 29.3 | 28.1 | 21.1 | 24 | 40.7 | 41.1 | 39.1 | 36.8 | 33.4 | 30.9 | 27.5 | 24.5 | 21.8 | 20.1 | 17.2 | 13.6 | 10.1 | 8.3 | 7.9 | 40.3 | 38.5 | 34.4 | 28.3 | 21.9 | 15.4 | 9.5 | 5.1 | 2.7 | 3.3 | 5.4 | 7 | 5.4 | 5.7 | 5.3 | 2053.8 | 2002 | 1852.9 | 1393.5 | 1352.2 | 1202 | 1400.1 | 1160.6 | 1168.4 | 1014.3 | 937 | 789.8 | 704.1 | 728 | 673.5 | 2048.6 | 1993.2 | 1731.4 | 1219 | 786.3 | 395.8 | 302.6 | 160.8 | 221.7 | 375.5 | 479.6 | 529.9 | 771.3 | 805.2 | 960 | 2020.5 | 1975.8 | 1779.7 | 1749.5 | 1701.2 | 1664.1 | 1651.1 | 1608.6 | 1630.1 | 1532.4 | 1583.9 | 1302.9 | 1254.2 | 937.5 | 1064.1 | 1796.9 | 1803.4 | 1725.6 | 1617.1 | 1472.5 | 1363.2 | 1215.9 | 1085 | 966.1 | 888.5 | 757.6 | 599.5 | 436.6 | 384.1 | 374.5 | 1777.3 | 1699.1 | 1533.1 | 1264.5 | 983.6 | 683.7 | 411.6 | 219.3 | 114.2 | 149.3 | 244.6 | 313.4 | 239.8 | 253.9 | 236.4 | 0.21 | 0.2 | 0.18 | 0.14 | 0.13 | 0.11 | 0.12 | 0.1 | 0.1 | 0.09 | 0.08 | 0.07 | 0.06 | 0.07 | 0.06 | 0.22 | 0.2 | 0.16 | 0.12 | 0.08 | 0.05 | 0.03 | 0.02 | 0.02 | 0.03 | 0.04 | 0.05 | 0.07 | 0.07 | 0.09 | 0.21 | 0.2 | 0.16 | 0.17 | 0.16 | 0.15 | 0.15 | 0.15 | 0.15 | 0.14 | 0.14 | 0.12 | 0.11 | 0.08 | 0.09 | 0.19 | 0.18 | 0.16 | 0.15 | 0.14 | 0.12 | 0.11 | 0.1 | 0.09 | 0.08 | 0.07 | 0.05 | 0.04 | 0.03 | 0.03 | 0.19 | 0.17 | 0.15 | 0.12 | 0.09 | 0.07 | 0.04 | 0.02 | 0.01 | 0.01 | 0.02 | 0.03 | 0.02 | 0.02 | 0.02 | 0.062
| 19 | 282.9285 | 6.9637 | 0.79766 | 283.3348 | 32.0694 | 1418.3865 | 0.13048 | 71.8188 | 314.9979 | 1425.3502 | 0.92814 | 355.1537 | 423.9 | 407.7 | 370.1 | 284.4 | 276.1 | 247.2 | 279.9 | 234.6 | 234.6 | 202.8 | 187.1 | 160 | 146.9 | 151.2 | 140.9 | 430.9 | 414.4 | 357.6 | 262.9 | 178.2 | 96.6 | 70.4 | 39.3 | 46.2 | 75.4 | 94.8 | 107.4 | 153.5 | 162.7 | 193.4 | 419.4 | 402.5 | 351 | 346.2 | 335.8 | 327.7 | 325 | 314.7 | 318.6 | 296.1 | 308.1 | 254.2 | 248.2 | 193.2 | 220.1 | 375.9 | 370.8 | 345 | 323 | 294.4 | 273.3 | 247.7 | 225.3 | 202.8 | 179.8 | 149 | 115.5 | 83.6 | 53 | 39.4 | 371.3 | 351.5 | 313.6 | 266.6 | 210.2 | 147.8 | 85.1 | 44.7 | 20.7 | 16.1 | 11.4 | 7.7 | 5.4 | 2.8 | 2 | 12.2 | 11 | 9.2 | 7.5 | 7 | 6.1 | 6.1 | 5.2 | 5.2 | 4.5 | 4.6 | 4.4 | 4.3 | 4.5 | 4.3 | 13.9 | 12.6 | 10 | 8.7 | 6.9 | 5 | 3.1 | 2 | 1.7 | 1.8 | 2 | 2.4 | 3.8 | 4.4 | 5.3 | 12.6 | 10.9 | 8.2 | 8.2 | 8.1 | 7.6 | 7.5 | 7.4 | 7.5 | 7 | 7.5 | 6.3 | 5.8 | 4.3 | 4.8 | 11.5 | 10.5 | 8.7 | 7.7 | 6.8 | 6.1 | 5.8 | 5.4 | 5 | 4 | 3.2 | 2.3 | 1.6 | 1.3 | 1.2 | 11.4 | 10.4 | 8.8 | 8.2 | 6.4 | 4.2 | 1.8 | 0.9 | 0.4 | 0.5 | 0.9 | 1.1 | 0.9 | 0.9 | 0.9 | 1.48 | 1.32 | 1.05 | 0.88 | 0.81 | 0.7 | 0.67 | 0.57 | 0.56 | 0.49 | 0.52 | 0.52 | 0.51 | 0.53 | 0.52 | 1.74 | 1.55 | 1.18 | 1.08 | 0.89 | 0.68 | 0.41 | 0.26 | 0.21 | 0.2 | 0.22 | 0.26 | 0.43 | 0.51 | 0.62 | 1.55 | 1.3 | 0.92 | 0.93 | 0.92 | 0.85 | 0.83 | 0.82 | 0.83 | 0.78 | 0.85 | 0.72 | 0.65 | 0.47 | 0.51 | 1.43 | 1.27 | 1 | 0.87 | 0.76 | 0.67 | 0.65 | 0.61 | 0.57 | 0.44 | 0.34 | 0.23 | 0.16 | 0.13 | 0.12 | 1.41 | 1.27 | 1.04 | 1 | 0.78 | 0.5 | 0.19 | 0.1 | 0.04 | 0.05 | 0.09 | 0.11 | 0.09 | 0.09 | 0.09 | 46.7 | 45.5 | 41.9 | 31.8 | 31.1 | 28 | 32.4 | 27.1 | 27.1 | 23.3 | 21.1 | 17.7 | 16 | 16.4 | 15.2 | 46 | 44.9 | 39.4 | 27.8 | 17.9 | 8.6 | 6.7 | 3.6 | 4.8 | 8.6 | 11 | 12.4 | 17.3 | 18.1 | 21.4 | 45.7 | 44.8 | 40.1 | 39.5 | 38.2 | 37.5 | 37.2 | 35.9 | 36.4 | 33.8 | 35.1 | 28.9 | 28.5 | 22.3 | 25.5 | 40.7 | 40.9 | 38.9 | 36.8 | 33.7 | 31.5 | 28.3 | 25.6 | 23 | 20.7 | 17.3 | 13.6 | 10.1 | 8.3 | 7.7 | 40.2 | 38.4 | 34.6 | 28.7 | 22.7 | 16.2 | 10.2 | 5.5 | 2.7 | 3.3 | 5.5 | 7 | 5.4 | 6 | 5.7 | 2052.5 | 1999.6 | 1855 | 1406.9 | 1377.4 | 1238 | 1430.8 | 1198.3 | 1200.6 | 1037.2 | 943.1 | 792 | 719 | 739.2 | 684.2 | 2041 | 1992.1 | 1757.9 | 1247.3 | 812.9 | 401.7 | 309.1 | 165.5 | 216.2 | 381.6 | 487.4 | 549.7 | 774.1 | 809.5 | 959.1 | 2013.2 | 1975.4 | 1776.3 | 1744.8 | 1690.2 | 1661.7 | 1652.8 | 1596.7 | 1616.1 | 1500.6 | 1565.5 | 1290.1 | 1272.1 | 988.8 | 1130.5 | 1798.6 | 1804 | 1724.9 | 1627.2 | 1491.7 | 1395 | 1255.5 | 1137.7 | 1019.3 | 917.8 | 766.2 | 600.9 | 436.5 | 381 | 362.3 | 1776.1 | 1697.7 | 1542.1 | 1286.7 | 1018.6 | 724.1 | 442 | 238.1 | 116.6 | 148.6 | 248.9 | 316 | 243.6 | 264.1 | 254.4 | 0.21 | 0.2 | 0.17 | 0.13 | 0.13 | 0.11 | 0.13 | 0.11 | 0.1 | 0.09 | 0.08 | 0.07 | 0.07 | 0.07 | 0.06 | 0.21 | 0.2 | 0.16 | 0.12 | 0.08 | 0.05 | 0.03 | 0.02 | 0.02 | 0.03 | 0.04 | 0.05 | 0.07 | 0.07 | 0.09 | 0.21 | 0.19 | 0.16 | 0.16 | 0.15 | 0.15 | 0.14 | 0.14 | 0.14 | 0.13 | 0.14 | 0.11 | 0.11 | 0.09 | 0.1 | 0.18 | 0.18 | 0.16 | 0.15 | 0.13 | 0.12 | 0.11 | 0.1 | 0.09 | 0.08 | 0.07 | 0.05 | 0.04 | 0.03 | 0.03 | 0.18 | 0.17 | 0.14 | 0.12 | 0.1 | 0.07 | 0.04 | 0.02 | 0.01 | 0.01 | 0.02 | 0.03 | 0.02 | 0.02 | 0.02 | 0.061
| 20 | 279.5703 | 6.7783 | 0.76471 | 279.9627 | 31.7233 | 1408.6957 | 0.12505 | 71.1999 | 311.2936 | 1415.474 | 0.88976 | 351.1626 | 419 | 402.2 | 364.4 | 277.9 | 270.9 | 243.6 | 278.7 | 234.7 | 234.2 | 202.7 | 185.2 | 157.1 | 139.7 | 144.4 | 133 | 423.9 | 408.3 | 351.8 | 260.1 | 176.3 | 96.5 | 69.3 | 38.9 | 46.4 | 76.7 | 96.8 | 108.6 | 153 | 162 | 193.2 | 415.8 | 397.7 | 345 | 340 | 331.6 | 327.3 | 325.9 | 313.8 | 316.5 | 292 | 304.1 | 246.9 | 240.1 | 181.6 | 207.8 | 370.9 | 364.3 | 339.4 | 318.8 | 292.1 | 272 | 247.4 | 227.8 | 205.3 | 181.8 | 150.2 | 115.6 | 83.5 | 52 | 39 | 366.7 | 346.8 | 309.2 | 263.9 | 209.1 | 146.1 | 83.1 | 42.9 | 20.7 | 16.1 | 11.4 | 7.6 | 5.4 | 2.8 | 2 | 11.9 | 10.7 | 8.8 | 7.1 | 6.7 | 5.9 | 6.1 | 5.2 | 5.2 | 4.5 | 4.6 | 4.3 | 4 | 4.2 | 4 | 13.1 | 12 | 9.4 | 8.4 | 6.8 | 4.9 | 3 | 1.9 | 1.6 | 1.8 | 2.1 | 2.4 | 3.8 | 4.4 | 5.3 | 12.4 | 10.7 | 8 | 8.1 | 8.1 | 7.8 | 7.7 | 7.5 | 7.4 | 6.8 | 7.3 | 6.1 | 5.5 | 3.9 | 4.4 | 11.2 | 10.2 | 8.4 | 7.6 | 6.8 | 6 | 5.8 | 5.5 | 5 | 4 | 3.2 | 2.3 | 1.6 | 1.3 | 1.2 | 11 | 10 | 8.4 | 8 | 6.3 | 4.1 | 1.7 | 0.9 | 0.4 | 0.5 | 0.9 | 1.1 | 0.9 | 0.9 | 0.9 | 1.43 | 1.26 | 0.99 | 0.82 | 0.76 | 0.67 | 0.65 | 0.57 | 0.56 | 0.49 | 0.51 | 0.5 | 0.48 | 0.5 | 0.49 | 1.62 | 1.45 | 1.1 | 1.04 | 0.87 | 0.66 | 0.4 | 0.25 | 0.21 | 0.21 | 0.22 | 0.26 | 0.43 | 0.51 | 0.63 | 1.52 | 1.26 | 0.89 | 0.9 | 0.92 | 0.88 | 0.86 | 0.84 | 0.82 | 0.75 | 0.82 | 0.68 | 0.6 | 0.42 | 0.46 | 1.38 | 1.21 | 0.96 | 0.85 | 0.75 | 0.65 | 0.64 | 0.61 | 0.56 | 0.43 | 0.33 | 0.23 | 0.16 | 0.13 | 0.12 | 1.34 | 1.21 | 0.98 | 0.97 | 0.75 | 0.49 | 0.18 | 0.09 | 0.04 | 0.05 | 0.09 | 0.11 | 0.09 | 0.09 | 0.09 | 46.2 | 44.9 | 41.3 | 31.2 | 30.6 | 27.6 | 32.3 | 27.1 | 27 | 23.3 | 20.9 | 17.4 | 15.2 | 15.7 | 14.3 | 45.7 | 44.6 | 39.1 | 27.6 | 17.8 | 8.6 | 6.7 | 3.6 | 4.8 | 8.7 | 11.2 | 12.5 | 17.3 | 18 | 21.3 | 45.3 | 44.3 | 39.4 | 38.7 | 37.5 | 37.2 | 37.1 | 35.6 | 36.1 | 33.4 | 34.8 | 28.1 | 27.8 | 21 | 24.2 | 40.2 | 40.2 | 38.3 | 36.3 | 33.4 | 31.4 | 28.3 | 25.9 | 23.3 | 21 | 17.5 | 13.6 | 10 | 8.2 | 7.8 | 39.9 | 38 | 34.3 | 28.5 | 22.7 | 16 | 10 | 5.3 | 2.7 | 3.3 | 5.4 | 6.9 | 5.4 | 5.9 | 5.6 | 2040.6 | 1985.6 | 1838.5 | 1387.1 | 1361.4 | 1227.9 | 1429.2 | 1200 | 1199.3 | 1036.1 | 934.1 | 778.8 | 685.8 | 707.7 | 646.9 | 2028 | 1981.4 | 1746.7 | 1244.2 | 810.6 | 404.5 | 307 | 166 | 217.8 | 388.2 | 497.5 | 556.2 | 771.9 | 805.1 | 956.7 | 2004.9 | 1962 | 1753.7 | 1722.2 | 1672.2 | 1656.3 | 1652.2 | 1588.5 | 1607 | 1483.4 | 1553 | 1259.5 | 1238.9 | 933.2 | 1072.4 | 1785.2 | 1784.8 | 1706.1 | 1612.7 | 1483.2 | 1391.4 | 1256.3 | 1151.8 | 1035.1 | 930.2 | 774.1 | 601.3 | 436 | 381 | 368.2 | 1767.8 | 1687.4 | 1532 | 1281.1 | 1017.7 | 717.3 | 432.5 | 228.6 | 116.3 | 147.6 | 244.7 | 311.3 | 240 | 260.3 | 249 | 0.2 | 0.19 | 0.16 | 0.13 | 0.12 | 0.11 | 0.12 | 0.1 | 0.1 | 0.09 | 0.08 | 0.07 | 0.06 | 0.06 | 0.06 | 0.21 | 0.19 | 0.16 | 0.12 | 0.08 | 0.05 | 0.03 | 0.02 | 0.02 | 0.03 | 0.04 | 0.05 | 0.07 | 0.07 | 0.09 | 0.2 | 0.19 | 0.15 | 0.15 | 0.15 | 0.14 | 0.14 | 0.14 | 0.14 | 0.13 | 0.14 | 0.11 | 0.11 | 0.08 | 0.09 | 0.18 | 0.17 | 0.15 | 0.14 | 0.13 | 0.12 | 0.11 | 0.1 | 0.09 | 0.08 | 0.07 | 0.05 | 0.04 | 0.03 | 0.03 | 0.18 | 0.16 | 0.14 | 0.12 | 0.09 | 0.07 | 0.04 | 0.02 | 0.01 | 0.01 | 0.02 | 0.03 | 0.02 | 0.02 | 0.02 | 0.0596
| 21 | 278.2811 | 6.7694 | 0.76253 | 278.6727 | 31.5261 | 1403.6612 | 0.12262 | 70.8611 | 309.8072 | 1410.4306 | 0.88515 | 349.5338 | 414.2 | 397.5 | 360.3 | 275.6 | 269.5 | 243 | 278.9 | 235.7 | 235.9 | 203.3 | 185 | 156.4 | 137.3 | 141.7 | 129.3 | 417.5 | 402.6 | 347.9 | 259.8 | 178.1 | 99.2 | 70.4 | 40.6 | 48.7 | 80 | 97.6 | 109.2 | 152 | 162.8 | 193.6 | 412.6 | 394.9 | 342.7 | 338 | 329.9 | 326.8 | 326.2 | 313.4 | 315.2 | 290.4 | 301.6 | 243.4 | 236.4 | 175 | 200.2 | 366.7 | 360.1 | 336 | 316.3 | 290.4 | 272.4 | 248.5 | 229.8 | 206.2 | 183.3 | 151.7 | 116.1 | 81.8 | 50.1 | 37.3 | 362.5 | 342.9 | 306.6 | 264.4 | 209.7 | 146.8 | 82.1 | 42.9 | 20.7 | 15.9 | 11.1 | 7.4 | 5.3 | 2.7 | 2 | 11.9 | 10.7 | 8.7 | 7.1 | 6.8 | 5.9 | 6.1 | 5.2 | 5.2 | 4.5 | 4.5 | 4.2 | 4 | 4.2 | 4.1 | 13.2 | 11.9 | 9.3 | 8.4 | 6.8 | 5 | 3.1 | 2 | 1.8 | 2 | 2.1 | 2.4 | 3.8 | 4.4 | 5.3 | 12.5 | 10.7 | 8 | 8.2 | 8.3 | 8 | 7.8 | 7.6 | 7.4 | 6.8 | 7.2 | 5.9 | 5.3 | 3.8 | 4.2 | 11.1 | 10.1 | 8.3 | 7.5 | 6.8 | 6 | 5.8 | 5.5 | 4.9 | 4 | 3.1 | 2.3 | 1.6 | 1.3 | 1.2 | 11 | 9.9 | 8.1 | 7.9 | 6.3 | 4.2 | 1.7 | 0.9 | 0.4 | 0.5 | 0.9 | 1.1 | 0.8 | 0.9 | 0.9 | 1.43 | 1.25 | 0.98 | 0.82 | 0.77 | 0.67 | 0.65 | 0.57 | 0.56 | 0.49 | 0.5 | 0.49 | 0.48 | 0.51 | 0.5 | 1.62 | 1.44 | 1.08 | 1.04 | 0.87 | 0.67 | 0.4 | 0.27 | 0.22 | 0.22 | 0.23 | 0.26 | 0.42 | 0.51 | 0.62 | 1.53 | 1.26 | 0.88 | 0.92 | 0.94 | 0.9 | 0.88 | 0.85 | 0.82 | 0.75 | 0.8 | 0.66 | 0.58 | 0.4 | 0.44 | 1.36 | 1.2 | 0.94 | 0.84 | 0.75 | 0.65 | 0.63 | 0.61 | 0.55 | 0.43 | 0.33 | 0.23 | 0.16 | 0.13 | 0.12 | 1.34 | 1.19 | 0.95 | 0.96 | 0.76 | 0.5 | 0.17 | 0.09 | 0.04 | 0.05 | 0.09 | 0.11 | 0.08 | 0.09 | 0.09 | 45.4 | 44.2 | 40.8 | 30.8 | 30.3 | 27.5 | 32.3 | 27.2 | 27.2 | 23.4 | 21 | 17.3 | 14.9 | 15.3 | 13.8 | 44.7 | 43.8 | 38.6 | 27.6 | 18 | 8.9 | 6.8 | 3.7 | 5 | 9 | 11.3 | 12.6 | 17.2 | 18.1 | 21.4 | 44.7 | 43.8 | 39.1 | 38.3 | 37.1 | 36.9 | 37 | 35.5 | 35.9 | 33.1 | 34.5 | 27.8 | 27.4 | 20.3 | 23.4 | 39.7 | 39.7 | 38 | 36 | 33.2 | 31.4 | 28.4 | 26.2 | 23.5 | 21.2 | 17.7 | 13.7 | 9.9 | 8 | 7.6 | 39.3 | 37.6 | 34.1 | 28.6 | 22.7 | 16.1 | 9.9 | 5.3 | 2.7 | 3.2 | 5.4 | 6.8 | 5.3 | 5.7 | 5.5 | 2019.3 | 1965.4 | 1820.5 | 1377.1 | 1354.2 | 1225.4 | 1430.3 | 1206 | 1208.3 | 1041 | 935.6 | 777.6 | 673 | 692 | 624.2 | 1999.5 | 1956.9 | 1729.2 | 1244.3 | 819.9 | 418.7 | 312.1 | 172.3 | 227.2 | 403.5 | 501.2 | 559.8 | 766.8 | 809.7 | 959.1 | 1990.6 | 1949.9 | 1741.8 | 1709.1 | 1659.2 | 1650.3 | 1651.5 | 1584.8 | 1600.4 | 1475.4 | 1543.3 | 1245.1 | 1223 | 899.8 | 1034.3 | 1769.9 | 1768.8 | 1692.8 | 1603 | 1476.4 | 1394.8 | 1264.1 | 1163.5 | 1042 | 939.8 | 783.5 | 604.6 | 427.5 | 370.6 | 358.6 | 1750.1 | 1673.1 | 1524.8 | 1286.3 | 1021.6 | 719.7 | 428.9 | 229.2 | 116.6 | 145.7 | 243.3 | 307 | 237.1 | 252.9 | 243.5 | 0.19 | 0.18 | 0.16 | 0.12 | 0.12 | 0.11 | 0.12 | 0.1 | 0.1 | 0.09 | 0.08 | 0.07 | 0.06 | 0.06 | 0.06 | 0.2 | 0.19 | 0.16 | 0.12 | 0.08 | 0.05 | 0.03 | 0.02 | 0.02 | 0.04 | 0.04 | 0.05 | 0.07 | 0.07 | 0.09 | 0.19 | 0.18 | 0.15 | 0.15 | 0.15 | 0.14 | 0.14 | 0.14 | 0.14 | 0.13 | 0.13 | 0.11 | 0.1 | 0.08 | 0.09 | 0.17 | 0.17 | 0.15 | 0.14 | 0.13 | 0.12 | 0.11 | 0.1 | 0.09 | 0.08 | 0.07 | 0.05 | 0.04 | 0.03 | 0.03 | 0.17 | 0.16 | 0.14 | 0.12 | 0.09 | 0.07 | 0.04 | 0.02 | 0.01 | 0.01 | 0.02 | 0.03 | 0.02 | 0.02 | 0.02 | 0.0568
| 22 | 279.7415 | 6.8585 | 0.77226 | 280.1382 | 31.6694 | 1410.6369 | 0.12448 | 71.2003 | 311.411 | 1417.4954 | 0.89674 | 351.3385 | 409.9 | 393.1 | 357.6 | 278.5 | 274.2 | 249.6 | 282.9 | 240.1 | 237.5 | 202.9 | 184.5 | 157.7 | 138.7 | 142.9 | 129.2 | 412.8 | 398.8 | 347.6 | 265.1 | 187.4 | 109.2 | 77.3 | 44.9 | 53 | 84.9 | 102.8 | 113.2 | 153.8 | 163.6 | 193.1 | 407.9 | 390.5 | 339.4 | 335.1 | 327.8 | 326.5 | 328.4 | 316.2 | 316.5 | 291 | 301.6 | 245.4 | 237.6 | 174.7 | 198.1 | 362.9 | 356.5 | 333.7 | 315.7 | 290.7 | 276.3 | 256 | 238.7 | 211.5 | 185.4 | 152.8 | 118.5 | 84 | 52.1 | 38.9 | 358.1 | 339.3 | 305.2 | 268.1 | 214.8 | 151.1 | 83 | 43.1 | 21.4 | 16.3 | 11.4 | 7.5 | 5.3 | 2.8 | 2 | 11.9 | 10.6 | 8.7 | 7.3 | 7 | 6.2 | 6.2 | 5.3 | 5.3 | 4.5 | 4.5 | 4.3 | 4 | 4.2 | 3.9 | 12.9 | 11.7 | 9.4 | 8.8 | 7.2 | 5.4 | 3.3 | 2.2 | 1.9 | 2.1 | 2.3 | 2.5 | 3.7 | 4.4 | 5.3 | 12.3 | 10.6 | 8 | 8.2 | 8.3 | 8 | 7.8 | 7.7 | 7.4 | 6.9 | 7.2 | 5.9 | 5.2 | 3.7 | 4.1 | 11.1 | 10 | 8.3 | 7.5 | 6.9 | 6.2 | 5.9 | 5.6 | 5 | 4 | 3.2 | 2.3 | 1.6 | 1.3 | 1.2 | 10.9 | 9.8 | 8.2 | 8.1 | 6.5 | 4.3 | 1.7 | 0.9 | 0.4 | 0.5 | 0.9 | 1.1 | 0.8 | 0.9 | 0.9 | 1.43 | 1.24 | 0.97 | 0.84 | 0.8 | 0.7 | 0.67 | 0.58 | 0.57 | 0.49 | 0.5 | 0.5 | 0.48 | 0.5 | 0.47 | 1.58 | 1.41 | 1.1 | 1.08 | 0.92 | 0.72 | 0.44 | 0.3 | 0.25 | 0.24 | 0.24 | 0.27 | 0.42 | 0.51 | 0.62 | 1.5 | 1.24 | 0.88 | 0.92 | 0.94 | 0.91 | 0.87 | 0.86 | 0.83 | 0.77 | 0.8 | 0.66 | 0.57 | 0.39 | 0.43 | 1.36 | 1.18 | 0.94 | 0.84 | 0.76 | 0.68 | 0.65 | 0.62 | 0.56 | 0.44 | 0.34 | 0.24 | 0.16 | 0.13 | 0.12 | 1.32 | 1.18 | 0.96 | 0.98 | 0.78 | 0.52 | 0.17 | 0.09 | 0.04 | 0.05 | 0.09 | 0.11 | 0.08 | 0.09 | 0.09 | 44.8 | 43.7 | 40.5 | 31.1 | 30.8 | 28.2 | 32.7 | 27.7 | 27.4 | 23.3 | 20.9 | 17.5 | 15.1 | 15.5 | 13.9 | 44.3 | 43.4 | 38.5 | 28 | 18.9 | 9.9 | 7.5 | 4.1 | 5.4 | 9.6 | 11.9 | 13 | 17.4 | 18.2 | 21.3 | 44.2 | 43.3 | 38.7 | 37.9 | 36.8 | 36.9 | 37.3 | 35.8 | 36.1 | 33.1 | 34.5 | 28 | 27.6 | 20.3 | 23.2 | 39.1 | 39.3 | 37.7 | 35.9 | 33.1 | 31.8 | 29.3 | 27.3 | 24.1 | 21.4 | 17.8 | 13.9 | 10.1 | 8.3 | 7.8 | 38.7 | 37.1 | 33.9 | 29 | 23.2 | 16.5 | 10 | 5.4 | 2.9 | 3.3 | 5.4 | 6.9 | 5.3 | 5.8 | 5.5 | 2000 | 1946.3 | 1806.9 | 1390.5 | 1374.9 | 1256.5 | 1450.5 | 1227.9 | 1216.4 | 1038.4 | 932.6 | 783.6 | 681 | 700.1 | 628.5 | 1984.3 | 1942.6 | 1724.1 | 1264.6 | 861.3 | 464.6 | 344 | 190.2 | 246.9 | 426.8 | 527.4 | 580.2 | 778 | 813.9 | 957.8 | 1973.9 | 1931.9 | 1724.2 | 1692.9 | 1647.7 | 1647.2 | 1664.5 | 1598.9 | 1607 | 1476.1 | 1541.9 | 1254.3 | 1230.6 | 900.2 | 1025.2 | 1751.7 | 1752.9 | 1680.8 | 1598.8 | 1475.1 | 1412.3 | 1303.5 | 1211.1 | 1070.7 | 950.5 | 788.4 | 617.1 | 439 | 384.5 | 371.6 | 1731.4 | 1656.4 | 1515.5 | 1302.3 | 1046 | 741.5 | 434.1 | 231 | 121.1 | 149.5 | 244.9 | 310.2 | 239 | 256.2 | 243.8 | 0.19 | 0.18 | 0.16 | 0.12 | 0.12 | 0.11 | 0.13 | 0.11 | 0.1 | 0.09 | 0.08 | 0.07 | 0.06 | 0.06 | 0.06 | 0.19 | 0.18 | 0.16 | 0.12 | 0.09 | 0.05 | 0.04 | 0.02 | 0.02 | 0.04 | 0.05 | 0.05 | 0.07 | 0.07 | 0.09 | 0.19 | 0.18 | 0.15 | 0.15 | 0.14 | 0.14 | 0.14 | 0.14 | 0.14 | 0.13 | 0.13 | 0.11 | 0.11 | 0.08 | 0.09 | 0.17 | 0.16 | 0.15 | 0.14 | 0.13 | 0.12 | 0.11 | 0.11 | 0.09 | 0.08 | 0.07 | 0.05 | 0.04 | 0.03 | 0.03 | 0.17 | 0.16 | 0.14 | 0.12 | 0.1 | 0.07 | 0.04 | 0.02 | 0.01 | 0.01 | 0.02 | 0.03 | 0.02 | 0.02 | 0.02 | 0.053
| 23 | 281.7101 | 6.8218 | 0.76706 | 282.1043 | 31.9517 | 1423.8512 | 0.12506 | 71.8527 | 313.6617 | 1430.6729 | 0.89211 | 353.957 | 403.7 | 386.9 | 353 | 281.1 | 278 | 258.9 | 290.1 | 248.1 | 241.5 | 202.4 | 184 | 156.4 | 136.4 | 140.7 | 127.4 | 403.7 | 391.3 | 344 | 271 | 200 | 122.4 | 85.4 | 48.3 | 55.5 | 85.8 | 103.6 | 113.9 | 152.6 | 162.8 | 191.7 | 402.7 | 385.8 | 332.9 | 327.8 | 321.1 | 324.8 | 328.4 | 316 | 317.2 | 289.9 | 301 | 248.4 | 242.8 | 180.3 | 200.1 | 356.8 | 350 | 329.5 | 312.2 | 288.9 | 279.3 | 263.6 | 248.6 | 216.1 | 186.3 | 153.1 | 118.7 | 83.4 | 50.3 | 38.4 | 350.2 | 332.4 | 302 | 269.1 | 217 | 151.5 | 81.5 | 42.3 | 21.9 | 16.3 | 11.2 | 7.3 | 5.2 | 2.8 | 2 | 11.5 | 10.2 | 8.4 | 7.3 | 7.1 | 6.4 | 6.3 | 5.5 | 5.3 | 4.5 | 4.4 | 4.2 | 3.9 | 4.1 | 3.9 | 12.2 | 11.2 | 9.2 | 9.2 | 7.9 | 6 | 3.5 | 2.3 | 2 | 2.2 | 2.3 | 2.5 | 3.7 | 4.3 | 5.1 | 12 | 10.3 | 7.6 | 8 | 8.1 | 8.1 | 7.9 | 7.7 | 7.5 | 6.9 | 7.1 | 6 | 5.3 | 3.8 | 4.1 | 10.6 | 9.5 | 8 | 7.4 | 6.8 | 6.2 | 5.9 | 5.7 | 5.1 | 4.1 | 3.2 | 2.3 | 1.6 | 1.3 | 1.2 | 10.4 | 9.4 | 8.1 | 8.2 | 6.6 | 4.4 | 1.7 | 0.9 | 0.4 | 0.5 | 0.8 | 1.1 | 0.8 | 0.9 | 0.8 | 1.36 | 1.19 | 0.94 | 0.84 | 0.81 | 0.72 | 0.67 | 0.59 | 0.58 | 0.49 | 0.5 | 0.49 | 0.47 | 0.49 | 0.47 | 1.47 | 1.33 | 1.07 | 1.14 | 1.01 | 0.79 | 0.46 | 0.31 | 0.26 | 0.24 | 0.25 | 0.27 | 0.41 | 0.5 | 0.6 | 1.44 | 1.2 | 0.84 | 0.89 | 0.92 | 0.92 | 0.88 | 0.86 | 0.83 | 0.77 | 0.79 | 0.67 | 0.58 | 0.41 | 0.43 | 1.28 | 1.11 | 0.9 | 0.82 | 0.76 | 0.68 | 0.65 | 0.63 | 0.56 | 0.44 | 0.34 | 0.24 | 0.16 | 0.13 | 0.12 | 1.25 | 1.12 | 0.95 | 0.99 | 0.8 | 0.52 | 0.17 | 0.09 | 0.04 | 0.05 | 0.08 | 0.11 | 0.08 | 0.09 | 0.08 | 44.2 | 43.1 | 40.1 | 31.4 | 31.2 | 29.3 | 33.6 | 28.7 | 27.9 | 23.3 | 20.9 | 17.4 | 14.9 | 15.3 | 13.7 | 43.5 | 42.8 | 38.2 | 28.4 | 20 | 11.2 | 8.4 | 4.5 | 5.7 | 9.7 | 11.9 | 13.1 | 17.3 | 18.1 | 21.3 | 43.6 | 42.8 | 38.1 | 37.1 | 36.1 | 36.5 | 37.3 | 35.8 | 36.1 | 33 | 34.5 | 28.4 | 28.2 | 21 | 23.4 | 38.6 | 38.7 | 37.3 | 35.6 | 32.9 | 32.1 | 30.3 | 28.5 | 24.7 | 21.5 | 17.8 | 14 | 10 | 8.1 | 7.7 | 37.9 | 36.5 | 33.5 | 29 | 23.4 | 16.5 | 9.9 | 5.3 | 3 | 3.3 | 5.3 | 6.8 | 5.3 | 5.6 | 5.3 | 1985.6 | 1927.6 | 1788.2 | 1404.7 | 1394.5 | 1304.1 | 1490.4 | 1271.4 | 1237.9 | 1036.4 | 931.4 | 778.4 | 670.1 | 689.7 | 619.3 | 1962.4 | 1922.6 | 1711.1 | 1286.3 | 915.3 | 523.7 | 385.5 | 207.7 | 258.6 | 431.5 | 530.8 | 583.5 | 772.8 | 812.1 | 953.8 | 1964.5 | 1919.1 | 1697.5 | 1656.8 | 1613.7 | 1634.3 | 1663 | 1597.4 | 1610.5 | 1470.1 | 1539.1 | 1270.1 | 1257.3 | 929.3 | 1035.4 | 1739.9 | 1735.3 | 1664.1 | 1583.2 | 1466.2 | 1429.2 | 1346.4 | 1264.8 | 1096.3 | 955.7 | 790.7 | 618.1 | 435.6 | 372.5 | 365 | 1707.9 | 1635 | 1498.8 | 1306.2 | 1052.7 | 741.8 | 426.7 | 227.4 | 124.3 | 147.3 | 239.4 | 303.1 | 234.8 | 249.3 | 236 | 0.18 | 0.17 | 0.16 | 0.12 | 0.12 | 0.12 | 0.13 | 0.11 | 0.11 | 0.09 | 0.08 | 0.07 | 0.06 | 0.06 | 0.06 | 0.18 | 0.17 | 0.15 | 0.12 | 0.09 | 0.06 | 0.04 | 0.02 | 0.03 | 0.04 | 0.05 | 0.05 | 0.07 | 0.07 | 0.08 | 0.18 | 0.17 | 0.15 | 0.14 | 0.14 | 0.14 | 0.14 | 0.14 | 0.14 | 0.13 | 0.13 | 0.11 | 0.11 | 0.08 | 0.09 | 0.16 | 0.16 | 0.15 | 0.14 | 0.13 | 0.12 | 0.12 | 0.11 | 0.1 | 0.08 | 0.07 | 0.05 | 0.04 | 0.03 | 0.03 | 0.16 | 0.15 | 0.14 | 0.12 | 0.1 | 0.07 | 0.04 | 0.02 | 0.01 | 0.01 | 0.02 | 0.03 | 0.02 | 0.02 | 0.02 | 0.0493
CAMXc | 0 | 167.5564 | 3.7488 | 0.40923 | 167.7698 | 19.3198 | 855.986 | 0.074517 | 43.3072 | 186.8762 | 859.7348 | 0.48374 | 211.077 | 313.1 | 237.3 | 205.2 | 152.4 | 208.9 | 184.4 | 182.2 | 133.5 | 127.9 | 94.7 | 73.8 | 58.8 | 49 | 51.9 | 41.6 | 259.3 | 238.9 | 191.1 | 168.6 | 134.9 | 103.1 | 71.4 | 48.5 | 39.8 | 31.8 | 33.4 | 37.1 | 52.8 | 67.3 | 74.5 | 276.3 | 228.7 | 162.9 | 135.4 | 182.8 | 226.1 | 285.6 | 264.6 | 265.5 | 181.8 | 151 | 109.3 | 119.7 | 100.2 | 94.5 | 330 | 311.8 | 320.1 | 300.4 | 305.3 | 277 | 240.3 | 199.1 | 152.7 | 116.4 | 75.3 | 51 | 33.7 | 28.4 | 26.2 | 321.6 | 307.7 | 305 | 273 | 219.5 | 141 | 67.7 | 34.4 | 19.2 | 15.3 | 11.6 | 8.3 | 6.3 | 3.6 | 2.8 | 7.8 | 5.8 | 5 | 3.5 | 4.7 | 4 | 3.7 | 2.7 | 2.6 | 1.9 | 1.5 | 1.1 | 1 | 1 | 0.8 | 6.2 | 6 | 5.3 | 4.6 | 3.5 | 2.5 | 1.7 | 1.1 | 0.8 | 0.6 | 0.7 | 0.7 | 1 | 1.3 | 1.5 | 6.5 | 5.3 | 4.1 | 3.5 | 4.5 | 5.1 | 6.3 | 6.1 | 6.7 | 4.6 | 3.8 | 2.4 | 2.6 | 1.9 | 1.8 | 8.9 | 9.6 | 10.9 | 10.1 | 8.5 | 6.6 | 5.3 | 4.5 | 3.6 | 2.5 | 1.6 | 1 | 0.6 | 0.6 | 0.7 | 8.7 | 9.9 | 11.7 | 11.4 | 8.3 | 4.6 | 1.6 | 0.8 | 0.4 | 0.4 | 0.4 | 0.4 | 0.3 | 0.4 | 0.4 | 0.89 | 0.65 | 0.57 | 0.38 | 0.51 | 0.43 | 0.39 | 0.28 | 0.28 | 0.2 | 0.16 | 0.12 | 0.1 | 0.11 | 0.09 | 0.7 | 0.69 | 0.63 | 0.53 | 0.4 | 0.28 | 0.19 | 0.12 | 0.09 | 0.07 | 0.07 | 0.07 | 0.11 | 0.14 | 0.15 | 0.72 | 0.59 | 0.47 | 0.41 | 0.52 | 0.56 | 0.68 | 0.68 | 0.76 | 0.53 | 0.42 | 0.24 | 0.26 | 0.2 | 0.18 | 1.04 | 1.18 | 1.36 | 1.27 | 1 | 0.74 | 0.57 | 0.5 | 0.39 | 0.27 | 0.16 | 0.1 | 0.06 | 0.06 | 0.07 | 1.02 | 1.23 | 1.51 | 1.49 | 1.06 | 0.57 | 0.18 | 0.08 | 0.04 | 0.04 | 0.04 | 0.04 | 0.03 | 0.04 | 0.04 | 35.3 | 26.9 | 23.2 | 17.5 | 24.1 | 21.4 | 21.4 | 15.7 | 15 | 11.1 | 8.6 | 6.9 | 5.8 | 6.1 | 4.9 | 29.5 | 26.9 | 21.1 | 18.7 | 15.1 | 11.7 | 8.1 | 5.6 | 4.6 | 3.7 | 3.9 | 4.4 | 6.2 | 7.9 | 8.7 | 31.5 | 26.1 | 18.3 | 15.1 | 20.6 | 25.9 | 32.9 | 30.2 | 29.9 | 20.6 | 19.3 | 15 | 16.9 | 12.6 | 12.3 | 36.6 | 33.5 | 33.5 | 31.5 | 33.7 | 31.5 | 27.8 | 22.9 | 17.5 | 13.5 | 8.8 | 6 | 4.2 | 4.3 | 4.5 | 35.7 | 32.7 | 30.7 | 26.7 | 22.3 | 15 | 7.9 | 4.2 | 2.9 | 2.9 | 3.6 | 3.2 | 2.5 | 2.7 | 2.9 | 1573.4 | 1196.7 | 1033.3 | 775.9 | 1067.9 | 946.1 | 942.9 | 692.5 | 661.2 | 490.3 | 381.6 | 306.1 | 255.2 | 269.8 | 216.1 | 1309.2 | 1197.8 | 940.4 | 835.5 | 673.6 | 522 | 362 | 247.8 | 205.7 | 165 | 173.6 | 192.9 | 274.6 | 349.7 | 387 | 1403.4 | 1162.9 | 818 | 675.5 | 919.8 | 1153.4 | 1463.1 | 1346.1 | 1334.1 | 912.8 | 897.7 | 700.3 | 756 | 523.6 | 494.3 | 1636.4 | 1504 | 1510.6 | 1421.5 | 1507.6 | 1402.6 | 1231 | 1014.8 | 775.5 | 597 | 388.9 | 265.4 | 176.3 | 183.8 | 189.6 | 1592 | 1470.1 | 1395.6 | 1222.4 | 1013.5 | 673 | 344.3 | 183.8 | 108.7 | 108.1 | 127.6 | 127.8 | 95.2 | 104.2 | 113.8 | 0.14 | 0.11 | 0.09 | 0.07 | 0.09 | 0.08 | 0.08 | 0.06 | 0.06 | 0.04 | 0.03 | 0.03 | 0.02 | 0.02 | 0.02 | 0.12 | 0.11 | 0.09 | 0.08 | 0.06 | 0.05 | 0.03 | 0.02 | 0.02 | 0.01 | 0.01 | 0.02 | 0.02 | 0.03 | 0.03 | 0.12 | 0.1 | 0.07 | 0.06 | 0.08 | 0.1 | 0.13 | 0.12 | 0.12 | 0.08 | 0.07 | 0.06 | 0.06 | 0.05 | 0.05 | 0.15 | 0.14 | 0.15 | 0.14 | 0.14 | 0.12 | 0.11 | 0.09 | 0.07 | 0.05 | 0.03 | 0.02 | 0.02 | 0.02 | 0.02 | 0.15 | 0.14 | 0.14 | 0.13 | 0.1 | 0.06 | 0.03 | 0.02 | 0.01 | 0.01 | 0.01 | 0.01 | 0.01 | 0.01 | 0.01 | 0.0452
| 1 | 174.2928 | 3.9923 | 0.43898 | 174.521 | 19.9954 | 887.8287 | 0.077822 | 44.8752 | 194.2882 | 891.821 | 0.5168 | 219.3961 | 313.1 | 238.2 | 211.6 | 165.8 | 223.9 | 196 | 189 | 138.5 | 130.2 | 95.5 | 75.9 | 61.4 | 52.3 | 54.4 | 45 | 260 | 242.9 | 199.8 | 183.9 | 148 | 113.1 | 74.6 | 50.8 | 40.8 | 32.2 | 32.9 | 36.8 | 52.5 | 68.1 | 75.3 | 275 | 227.3 | 161 | 135.2 | 182.8 | 227.7 | 287.4 | 267.7 | 267.6 | 185.2 | 154.1 | 114.3 | 126.8 | 109.9 | 104.8 | 328.6 | 311.3 | 323.2 | 308.1 | 315.9 | 286.4 | 247.9 | 203.4 | 154.5 | 116.3 | 75.6 | 51.5 | 34.8 | 28.7 | 26.4 | 320.9 | 306.7 | 309.9 | 284.7 | 231.5 | 146.9 | 67.5 | 34.5 | 19.7 | 15.8 | 11.9 | 8.3 | 6.3 | 3.7 | 2.9 | 7.9 | 5.9 | 5.3 | 4 | 5.2 | 4.4 | 3.8 | 2.8 | 2.7 | 2 | 1.6 | 1.2 | 1 | 1.1 | 0.9 | 6.2 | 6.1 | 5.6 | 5.1 | 3.9 | 2.8 | 1.8 | 1.1 | 0.8 | 0.6 | 0.7 | 0.7 | 1 | 1.4 | 1.5 | 6.7 | 5.4 | 4.1 | 3.5 | 4.5 | 5.2 | 6.3 | 6.2 | 6.7 | 4.6 | 3.9 | 2.5 | 2.7 | 2.1 | 2 | 8.7 | 9.5 | 10.8 | 10.4 | 8.8 | 6.9 | 5.4 | 4.6 | 3.6 | 2.5 | 1.6 | 1 | 0.7 | 0.7 | 0.7 | 8.7 | 9.9 | 11.9 | 11.9 | 8.8 | 4.9 | 1.6 | 0.8 | 0.4 | 0.4 | 0.4 | 0.4 | 0.3 | 0.4 | 0.4 | 0.9 | 0.66 | 0.61 | 0.46 | 0.58 | 0.48 | 0.4 | 0.29 | 0.28 | 0.2 | 0.16 | 0.12 | 0.1 | 0.11 | 0.09 | 0.7 | 0.7 | 0.66 | 0.6 | 0.46 | 0.32 | 0.19 | 0.12 | 0.09 | 0.07 | 0.07 | 0.08 | 0.11 | 0.14 | 0.16 | 0.75 | 0.61 | 0.46 | 0.4 | 0.51 | 0.57 | 0.68 | 0.69 | 0.76 | 0.53 | 0.43 | 0.25 | 0.28 | 0.21 | 0.2 | 1.02 | 1.16 | 1.35 | 1.29 | 1.03 | 0.77 | 0.58 | 0.5 | 0.4 | 0.27 | 0.16 | 0.1 | 0.07 | 0.07 | 0.07 | 1.02 | 1.22 | 1.54 | 1.56 | 1.13 | 0.61 | 0.18 | 0.08 | 0.04 | 0.04 | 0.04 | 0.04 | 0.03 | 0.04 | 0.04 | 35.2 | 26.9 | 23.8 | 18.8 | 25.6 | 22.6 | 22.2 | 16.3 | 15.2 | 11.2 | 8.8 | 7.2 | 6.1 | 6.4 | 5.3 | 29.5 | 27.3 | 22 | 20.3 | 16.5 | 12.8 | 8.5 | 5.9 | 4.8 | 3.8 | 3.9 | 4.3 | 6.2 | 8 | 8.8 | 31.1 | 25.8 | 18.1 | 15.1 | 20.7 | 26.1 | 33.2 | 30.6 | 30.2 | 21 | 19.7 | 15.7 | 17.8 | 13.8 | 13.5 | 36.6 | 33.6 | 34 | 32.3 | 34.8 | 32.6 | 28.7 | 23.4 | 17.7 | 13.5 | 8.8 | 6.1 | 4.3 | 4.3 | 4.5 | 35.6 | 32.6 | 31.2 | 27.8 | 23.4 | 15.5 | 7.9 | 4.2 | 3 | 3 | 3.6 | 3.2 | 2.5 | 2.8 | 3.1 | 1571.9 | 1199.7 | 1061.2 | 837 | 1137.5 | 1002.2 | 978.4 | 718.4 | 673.4 | 494.2 | 392.4 | 319.9 | 272.3 | 282.7 | 233.6 | 1313 | 1217.5 | 983.2 | 908.6 | 736.5 | 569.9 | 378.7 | 260.3 | 211 | 167.1 | 170.9 | 190.9 | 272.9 | 353.5 | 390.6 | 1389.7 | 1151.2 | 808.3 | 675.4 | 921.4 | 1161.7 | 1472.5 | 1362.2 | 1346.2 | 931.3 | 916.9 | 729.5 | 795.8 | 574.7 | 548.5 | 1633.9 | 1505 | 1530.8 | 1458.9 | 1560.4 | 1449.6 | 1271.3 | 1037.5 | 785.3 | 596.3 | 390.5 | 267.8 | 182.1 | 185.5 | 190.3 | 1588.3 | 1465.8 | 1417.8 | 1274.6 | 1066.8 | 698.7 | 343.3 | 183.9 | 111.3 | 110.8 | 128.1 | 126.7 | 93.7 | 108.6 | 120.4 | 0.14 | 0.11 | 0.1 | 0.07 | 0.1 | 0.09 | 0.08 | 0.06 | 0.06 | 0.04 | 0.03 | 0.03 | 0.02 | 0.02 | 0.02 | 0.12 | 0.11 | 0.09 | 0.08 | 0.07 | 0.05 | 0.03 | 0.02 | 0.02 | 0.01 | 0.01 | 0.02 | 0.02 | 0.03 | 0.03 | 0.12 | 0.1 | 0.07 | 0.06 | 0.08 | 0.1 | 0.13 | 0.12 | 0.12 | 0.08 | 0.08 | 0.06 | 0.07 | 0.05 | 0.05 | 0.15 | 0.14 | 0.15 | 0.14 | 0.14 | 0.13 | 0.11 | 0.09 | 0.07 | 0.05 | 0.03 | 0.02 | 0.02 | 0.02 | 0.02 | 0.15 | 0.14 | 0.15 | 0.13 | 0.11 | 0.07 | 0.03 | 0.02 | 0.01 | 0.01 | 0.01 | 0.01 | 0.01 | 0.01 | 0.01 | 0.0432
| 2 | 178.1685 | 4.0558 | 0.44776 | 178.4007 | 20.436 | 907.5029 | 0.079922 | 45.8672 | 198.6044 | 911.5587 | 0.52768 | 224.2679 | 312.1 | 238.5 | 214.4 | 175.3 | 233.7 | 203.8 | 192.8 | 140.4 | 130.6 | 94.5 | 76.9 | 66.7 | 58.4 | 60.9 | 49.1 | 260.6 | 244.4 | 204 | 191.3 | 156.1 | 119.5 | 77.2 | 52.8 | 42.1 | 34.2 | 34.2 | 38.8 | 55.6 | 71.8 | 79.5 | 274.5 | 227.6 | 160.6 | 136 | 184.1 | 230.4 | 289.6 | 270.4 | 270.2 | 190.4 | 158.2 | 119.2 | 130.1 | 114 | 108.6 | 328.6 | 311.3 | 322.8 | 310.2 | 319.9 | 292 | 251.3 | 204.9 | 154.1 | 116.6 | 76.4 | 52.5 | 35.7 | 29.6 | 27.6 | 321 | 307.1 | 313 | 290.6 | 237.2 | 149.2 | 67.4 | 34.2 | 19.7 | 15.9 | 12.2 | 8.6 | 6.7 | 3.9 | 3.2 | 7.7 | 5.8 | 5.2 | 4.3 | 5.5 | 4.6 | 3.9 | 2.8 | 2.7 | 1.9 | 1.6 | 1.3 | 1.2 | 1.2 | 1 | 6.2 | 6.2 | 5.8 | 5.5 | 4.3 | 3.1 | 1.8 | 1.2 | 0.9 | 0.7 | 0.7 | 0.8 | 1.1 | 1.5 | 1.6 | 6.7 | 5.5 | 4.1 | 3.6 | 4.6 | 5.3 | 6.4 | 6.2 | 6.7 | 4.8 | 4 | 2.6 | 2.8 | 2.2 | 2.1 | 8.7 | 9.5 | 10.8 | 10.5 | 8.9 | 7.1 | 5.5 | 4.7 | 3.6 | 2.5 | 1.6 | 1 | 0.7 | 0.7 | 0.7 | 8.8 | 9.9 | 12 | 12.1 | 9 | 5 | 1.6 | 0.8 | 0.4 | 0.4 | 0.5 | 0.5 | 0.3 | 0.4 | 0.4 | 0.87 | 0.65 | 0.59 | 0.49 | 0.62 | 0.51 | 0.41 | 0.29 | 0.28 | 0.2 | 0.17 | 0.13 | 0.12 | 0.13 | 0.1 | 0.7 | 0.71 | 0.68 | 0.66 | 0.51 | 0.36 | 0.21 | 0.13 | 0.09 | 0.07 | 0.07 | 0.08 | 0.12 | 0.15 | 0.17 | 0.75 | 0.61 | 0.47 | 0.41 | 0.52 | 0.58 | 0.69 | 0.69 | 0.76 | 0.54 | 0.44 | 0.27 | 0.28 | 0.22 | 0.21 | 1.01 | 1.15 | 1.34 | 1.31 | 1.04 | 0.79 | 0.6 | 0.51 | 0.4 | 0.27 | 0.17 | 0.1 | 0.07 | 0.07 | 0.07 | 1.03 | 1.23 | 1.54 | 1.57 | 1.14 | 0.62 | 0.18 | 0.08 | 0.04 | 0.04 | 0.05 | 0.05 | 0.03 | 0.04 | 0.04 | 35.2 | 27 | 24.3 | 19.8 | 26.6 | 23.4 | 22.6 | 16.5 | 15.3 | 11 | 9 | 7.8 | 6.8 | 7.1 | 5.7 | 29.6 | 27.5 | 22.4 | 20.9 | 17.2 | 13.4 | 8.8 | 6.1 | 4.9 | 4 | 4 | 4.5 | 6.5 | 8.4 | 9.3 | 31 | 25.8 | 18 | 15.2 | 20.8 | 26.4 | 33.4 | 30.9 | 30.5 | 21.6 | 20.2 | 16.3 | 18.2 | 14.3 | 14 | 36.6 | 33.6 | 34 | 32.6 | 35.3 | 33.2 | 29.1 | 23.6 | 17.7 | 13.5 | 8.9 | 6.2 | 4.4 | 4.5 | 4.7 | 35.5 | 32.6 | 31.6 | 28.4 | 24 | 15.7 | 7.9 | 4.2 | 3 | 3 | 3.7 | 3.4 | 2.6 | 2.9 | 3.2 | 1571.2 | 1203.7 | 1079.9 | 882.4 | 1184.9 | 1039.4 | 997.9 | 728.2 | 674.9 | 488.7 | 397.5 | 346.9 | 303.3 | 315.6 | 254.2 | 1316.5 | 1223.3 | 1002.1 | 938.5 | 771.1 | 597 | 391.3 | 270 | 217.5 | 177.4 | 177.1 | 201.3 | 288.7 | 372 | 411.4 | 1386.7 | 1152.1 | 805.1 | 677.7 | 926.2 | 1174.7 | 1484.2 | 1376.9 | 1360.3 | 958 | 938.2 | 755.3 | 813.8 | 596.4 | 568.6 | 1635.6 | 1505.6 | 1530.3 | 1468.8 | 1580.3 | 1476.5 | 1287.2 | 1043.8 | 782.6 | 597.8 | 394.9 | 273.3 | 186.8 | 191.1 | 198.6 | 1586 | 1466.2 | 1434 | 1304.4 | 1095.5 | 708.4 | 342.9 | 182.5 | 111.2 | 111.4 | 132.1 | 131 | 98.1 | 111.8 | 124.2 | 0.14 | 0.11 | 0.1 | 0.08 | 0.1 | 0.09 | 0.09 | 0.06 | 0.06 | 0.04 | 0.03 | 0.03 | 0.03 | 0.03 | 0.02 | 0.12 | 0.11 | 0.09 | 0.09 | 0.07 | 0.05 | 0.03 | 0.02 | 0.02 | 0.02 | 0.02 | 0.02 | 0.02 | 0.03 | 0.03 | 0.12 | 0.1 | 0.07 | 0.06 | 0.08 | 0.1 | 0.13 | 0.12 | 0.12 | 0.08 | 0.08 | 0.06 | 0.07 | 0.05 | 0.05 | 0.15 | 0.14 | 0.15 | 0.14 | 0.14 | 0.13 | 0.11 | 0.09 | 0.07 | 0.05 | 0.03 | 0.02 | 0.02 | 0.02 | 0.02 | 0.15 | 0.14 | 0.15 | 0.14 | 0.11 | 0.07 | 0.03 | 0.02 | 0.01 | 0.01 | 0.01 | 0.01 | 0.01 | 0.01 | 0.01 | 0.042
| 3 | 175.0087 | 3.978 | 0.43795 | 175.2361 | 20.094 | 892.0204 | 0.077752 | 45.0912 | 195.1027 | 895.9984 | 0.5157 | 220.3273 | 311.9 | 236.8 | 211.1 | 169.7 | 229.1 | 199.2 | 189.1 | 136.7 | 128.3 | 94 | 76.7 | 65.6 | 56.8 | 58.6 | 47.2 | 260.8 | 243.1 | 202.4 | 189.6 | 154.5 | 117.2 | 75 | 52 | 42.5 | 34 | 34.8 | 39.4 | 57.3 | 72.9 | 80.9 | 275.2 | 227 | 159.6 | 132.7 | 180.7 | 225.9 | 287.1 | 269.6 | 272 | 191.3 | 157.4 | 115.9 | 124.8 | 108.4 | 102.6 | 328.2 | 310.5 | 320.8 | 306.1 | 315.5 | 288.1 | 248.8 | 203.2 | 153.6 | 116.3 | 76.2 | 52.8 | 36.7 | 30.4 | 28.1 | 320.4 | 306.5 | 310.5 | 286.2 | 232.6 | 146.8 | 66.9 | 34.4 | 19.6 | 15.5 | 11.6 | 8.4 | 6.6 | 3.7 | 3 | 7.7 | 5.7 | 5.1 | 4.1 | 5.4 | 4.5 | 3.9 | 2.7 | 2.7 | 1.9 | 1.6 | 1.3 | 1.1 | 1.2 | 1 | 6.2 | 6.1 | 5.7 | 5.4 | 4.3 | 3.1 | 1.8 | 1.2 | 0.9 | 0.7 | 0.7 | 0.8 | 1.1 | 1.5 | 1.7 | 6.7 | 5.5 | 4.1 | 3.5 | 4.5 | 5.2 | 6.3 | 6.2 | 6.7 | 4.7 | 3.9 | 2.5 | 2.7 | 2.1 | 2 | 8.6 | 9.4 | 10.8 | 10.3 | 8.7 | 6.9 | 5.5 | 4.6 | 3.6 | 2.5 | 1.6 | 1 | 0.7 | 0.7 | 0.7 | 8.6 | 9.9 | 11.8 | 11.8 | 8.6 | 4.8 | 1.6 | 0.8 | 0.4 | 0.4 | 0.4 | 0.4 | 0.3 | 0.4 | 0.5 | 0.87 | 0.64 | 0.58 | 0.47 | 0.6 | 0.5 | 0.4 | 0.28 | 0.28 | 0.2 | 0.17 | 0.13 | 0.12 | 0.12 | 0.1 | 0.7 | 0.7 | 0.67 | 0.64 | 0.51 | 0.35 | 0.2 | 0.12 | 0.09 | 0.07 | 0.07 | 0.08 | 0.12 | 0.15 | 0.17 | 0.76 | 0.61 | 0.47 | 0.4 | 0.51 | 0.57 | 0.69 | 0.69 | 0.76 | 0.54 | 0.43 | 0.26 | 0.27 | 0.21 | 0.2 | 1 | 1.15 | 1.35 | 1.29 | 1.03 | 0.77 | 0.59 | 0.51 | 0.4 | 0.27 | 0.17 | 0.11 | 0.07 | 0.07 | 0.07 | 1.01 | 1.22 | 1.52 | 1.53 | 1.1 | 0.6 | 0.18 | 0.08 | 0.04 | 0.04 | 0.04 | 0.04 | 0.03 | 0.04 | 0.05 | 35.2 | 26.9 | 23.9 | 19.2 | 26.1 | 22.9 | 22.2 | 16.1 | 15 | 11 | 8.9 | 7.7 | 6.7 | 6.8 | 5.5 | 29.7 | 27.4 | 22.3 | 20.8 | 17 | 13.1 | 8.5 | 6 | 5 | 4 | 4.1 | 4.6 | 6.7 | 8.5 | 9.5 | 31.1 | 25.8 | 17.9 | 14.8 | 20.4 | 25.9 | 33.1 | 30.8 | 30.7 | 21.7 | 20.2 | 15.9 | 17.6 | 13.6 | 13.3 | 36.6 | 33.5 | 33.7 | 32.1 | 34.8 | 32.8 | 28.8 | 23.4 | 17.6 | 13.5 | 8.9 | 6.2 | 4.6 | 4.6 | 4.8 | 35.6 | 32.6 | 31.4 | 28.1 | 23.7 | 15.6 | 7.8 | 4.2 | 3 | 3 | 3.6 | 3.3 | 2.6 | 2.9 | 3.2 | 1570.1 | 1195.5 | 1065.1 | 856.1 | 1163.5 | 1016.3 | 978.2 | 708.9 | 662.7 | 486.1 | 396.1 | 340.8 | 295.1 | 303.7 | 244.5 | 1318.1 | 1219.1 | 995.3 | 931.6 | 762.7 | 585.8 | 379.7 | 266.3 | 219.6 | 176.7 | 180.7 | 204.7 | 297.8 | 377.8 | 419.1 | 1389.5 | 1149 | 799.4 | 661.1 | 909.5 | 1150.6 | 1471 | 1372.1 | 1370.2 | 964.4 | 937.1 | 740.7 | 788 | 566.6 | 536.8 | 1635.3 | 1502.4 | 1517.4 | 1448.5 | 1558.5 | 1458.3 | 1274.7 | 1035.8 | 780.4 | 596.3 | 393.8 | 274.5 | 192.1 | 195.3 | 200.9 | 1587.2 | 1465.5 | 1424.7 | 1288.7 | 1078.8 | 699.8 | 340 | 183.3 | 110.4 | 108 | 127.6 | 128.7 | 97.6 | 113 | 125.8 | 0.14 | 0.11 | 0.09 | 0.08 | 0.1 | 0.09 | 0.08 | 0.06 | 0.06 | 0.04 | 0.03 | 0.03 | 0.02 | 0.03 | 0.02 | 0.12 | 0.11 | 0.09 | 0.09 | 0.07 | 0.05 | 0.03 | 0.02 | 0.02 | 0.01 | 0.02 | 0.02 | 0.03 | 0.03 | 0.04 | 0.12 | 0.1 | 0.07 | 0.06 | 0.08 | 0.1 | 0.13 | 0.12 | 0.12 | 0.09 | 0.08 | 0.06 | 0.07 | 0.05 | 0.05 | 0.15 | 0.14 | 0.15 | 0.14 | 0.14 | 0.13 | 0.11 | 0.09 | 0.07 | 0.05 | 0.03 | 0.02 | 0.02 | 0.02 | 0.02 | 0.15 | 0.14 | 0.15 | 0.13 | 0.11 | 0.07 | 0.03 | 0.02 | 0.01 | 0.01 | 0.01 | 0.01 | 0.01 | 0.01 | 0.01 | 0.0415
| 4 | 171.9143 | 3.9595 | 0.43652 | 172.1409 | 19.7059 | 875.0289 | 0.07661 | 44.227 | 191.6202 | 878.9885 | 0.51313 | 216.3679 | 313.7 | 237.6 | 206.9 | 159.8 | 218.3 | 193.3 | 188.4 | 137.9 | 129.4 | 94.6 | 77 | 65.1 | 56.5 | 58.1 | 47.8 | 264.8 | 241.9 | 197.9 | 182 | 149.9 | 114.7 | 74.4 | 52.6 | 42.9 | 34.3 | 34.6 | 38.6 | 56.2 | 70.8 | 78.9 | 279.1 | 230.6 | 163.2 | 134 | 179.9 | 219 | 280 | 264 | 272.4 | 192.1 | 158.1 | 112.4 | 119.6 | 101 | 97.6 | 329.6 | 311.5 | 318.7 | 301.2 | 308 | 283 | 245.9 | 202.9 | 153.7 | 116.9 | 76.1 | 52.6 | 35.3 | 29.5 | 26.8 | 322 | 307.6 | 306.6 | 278.5 | 225.5 | 144.1 | 67.3 | 34.2 | 19.5 | 15.7 | 11.8 | 8.5 | 6.4 | 3.6 | 2.9 | 8 | 5.9 | 5.2 | 3.9 | 5.1 | 4.4 | 3.9 | 2.8 | 2.7 | 1.9 | 1.6 | 1.3 | 1.1 | 1.2 | 1 | 6.4 | 6 | 5.4 | 5.1 | 4.2 | 3 | 1.8 | 1.2 | 0.9 | 0.7 | 0.7 | 0.8 | 1.1 | 1.4 | 1.6 | 6.8 | 5.5 | 4.1 | 3.5 | 4.5 | 5.1 | 6.2 | 6.1 | 6.7 | 4.7 | 3.9 | 2.4 | 2.6 | 1.9 | 1.9 | 8.8 | 9.6 | 10.8 | 10.3 | 8.6 | 6.8 | 5.4 | 4.6 | 3.6 | 2.6 | 1.6 | 1 | 0.7 | 0.7 | 0.7 | 8.7 | 9.9 | 11.6 | 11.4 | 8.3 | 4.8 | 1.6 | 0.8 | 0.4 | 0.4 | 0.4 | 0.4 | 0.3 | 0.4 | 0.4 | 0.92 | 0.68 | 0.59 | 0.44 | 0.57 | 0.48 | 0.4 | 0.29 | 0.28 | 0.2 | 0.17 | 0.13 | 0.12 | 0.12 | 0.1 | 0.73 | 0.69 | 0.64 | 0.6 | 0.49 | 0.35 | 0.2 | 0.13 | 0.1 | 0.07 | 0.07 | 0.08 | 0.12 | 0.15 | 0.17 | 0.77 | 0.61 | 0.47 | 0.41 | 0.52 | 0.57 | 0.67 | 0.67 | 0.76 | 0.54 | 0.43 | 0.25 | 0.26 | 0.2 | 0.19 | 1.03 | 1.17 | 1.36 | 1.28 | 1.02 | 0.76 | 0.58 | 0.5 | 0.39 | 0.28 | 0.17 | 0.11 | 0.07 | 0.07 | 0.07 | 1.03 | 1.23 | 1.48 | 1.49 | 1.06 | 0.59 | 0.18 | 0.08 | 0.04 | 0.04 | 0.04 | 0.04 | 0.03 | 0.04 | 0.04 | 35.2 | 26.8 | 23.3 | 18.1 | 24.9 | 22.2 | 22.1 | 16.2 | 15.1 | 11.1 | 9 | 7.6 | 6.6 | 6.8 | 5.6 | 30 | 27.3 | 21.9 | 20 | 16.5 | 12.8 | 8.5 | 6 | 5 | 4 | 4.1 | 4.5 | 6.6 | 8.3 | 9.2 | 31.6 | 26.2 | 18.4 | 15 | 20.2 | 25 | 32.3 | 30.2 | 30.8 | 21.8 | 20.2 | 15.4 | 16.9 | 12.8 | 12.7 | 36.6 | 33.6 | 33.4 | 31.5 | 33.9 | 32.2 | 28.5 | 23.4 | 17.6 | 13.5 | 8.9 | 6.2 | 4.4 | 4.4 | 4.5 | 35.7 | 32.7 | 31.1 | 27.4 | 23 | 15.2 | 7.8 | 4.2 | 3 | 3 | 3.7 | 3.3 | 2.5 | 2.8 | 3.1 | 1570 | 1193.7 | 1038.3 | 806.4 | 1108.6 | 986.7 | 974.3 | 714.9 | 668.8 | 489.4 | 397.9 | 338.5 | 293.4 | 301.3 | 247.9 | 1334.4 | 1214.5 | 976.5 | 896.9 | 739.6 | 572.5 | 376.2 | 267.9 | 220.8 | 178.3 | 179.5 | 200.5 | 291.9 | 367.5 | 408.7 | 1409.5 | 1167.9 | 819.6 | 667.3 | 902.9 | 1112.4 | 1433.4 | 1343.7 | 1372.8 | 968.6 | 935.5 | 717.2 | 755.4 | 527.9 | 510.8 | 1637.5 | 1504.6 | 1503.9 | 1422.1 | 1518.2 | 1433 | 1260.7 | 1035 | 781.2 | 599.4 | 393.2 | 273.6 | 184.7 | 187.4 | 189.5 | 1593.4 | 1469.4 | 1410.1 | 1253.3 | 1046.6 | 685.7 | 341.8 | 182.6 | 110.3 | 110.2 | 129.3 | 128.8 | 95.4 | 108.2 | 121.4 | 0.14 | 0.11 | 0.09 | 0.07 | 0.1 | 0.09 | 0.08 | 0.06 | 0.06 | 0.04 | 0.03 | 0.03 | 0.02 | 0.03 | 0.02 | 0.12 | 0.11 | 0.09 | 0.08 | 0.07 | 0.05 | 0.03 | 0.02 | 0.02 | 0.02 | 0.02 | 0.02 | 0.02 | 0.03 | 0.03 | 0.12 | 0.1 | 0.07 | 0.06 | 0.08 | 0.1 | 0.12 | 0.12 | 0.12 | 0.09 | 0.08 | 0.06 | 0.06 | 0.05 | 0.05 | 0.15 | 0.14 | 0.15 | 0.14 | 0.14 | 0.13 | 0.11 | 0.09 | 0.07 | 0.05 | 0.03 | 0.02 | 0.02 | 0.02 | 0.02 | 0.15 | 0.14 | 0.14 | 0.13 | 0.1 | 0.07 | 0.03 | 0.02 | 0.01 | 0.01 | 0.01 | 0.01 | 0.01 | 0.01 | 0.01 | 0.0419
| 5 | 149.9081 | 3.4079 | 0.37448 | 150.1028 | 17.2185 | 764.0865 | 0.064931 | 38.6302 | 167.1267 | 767.4945 | 0.43941 | 188.7329 | 295.1 | 227.1 | 175.9 | 122.2 | 171.3 | 159.9 | 166.7 | 123.4 | 121.1 | 95.4 | 75.4 | 59.6 | 47.9 | 50.9 | 44.4 | 257.2 | 227.6 | 169 | 142.5 | 113.8 | 90 | 64.7 | 49.2 | 42.7 | 36.3 | 36.7 | 36.5 | 49.5 | 59.2 | 66.2 | 274.6 | 227.1 | 157.7 | 129.2 | 167.1 | 187.3 | 250.2 | 240.5 | 265 | 180.3 | 138.6 | 88 | 87.8 | 72.8 | 70 | 318.4 | 304.9 | 297.9 | 275.7 | 270.8 | 253.3 | 225.3 | 192.6 | 149.8 | 117.2 | 78.2 | 53 | 32.8 | 26.2 | 24.6 | 316.1 | 304.6 | 293.3 | 258.4 | 203.5 | 132.3 | 65.1 | 32.2 | 17.2 | 14.3 | 11.1 | 7.8 | 6 | 3.3 | 2.7 | 7.7 | 5.7 | 4.5 | 2.8 | 3.8 | 3.5 | 3.4 | 2.5 | 2.5 | 2 | 1.6 | 1.2 | 0.9 | 1 | 0.9 | 6.4 | 5.7 | 4.5 | 3.5 | 2.8 | 2.1 | 1.5 | 1.1 | 0.9 | 0.7 | 0.7 | 0.7 | 1 | 1.2 | 1.3 | 6.8 | 5.5 | 4 | 3.4 | 4.2 | 4.5 | 5.7 | 5.7 | 6.7 | 4.6 | 3.6 | 1.9 | 1.9 | 1.4 | 1.3 | 9 | 9.7 | 10.8 | 9.5 | 7.7 | 5.8 | 5 | 4.4 | 3.5 | 2.6 | 1.6 | 1 | 0.6 | 0.6 | 0.6 | 9.2 | 10.2 | 11.6 | 10.8 | 7.7 | 4.3 | 1.6 | 0.7 | 0.3 | 0.3 | 0.4 | 0.4 | 0.3 | 0.3 | 0.3 | 0.89 | 0.66 | 0.52 | 0.3 | 0.41 | 0.37 | 0.36 | 0.26 | 0.27 | 0.21 | 0.17 | 0.12 | 0.1 | 0.11 | 0.1 | 0.73 | 0.66 | 0.53 | 0.4 | 0.31 | 0.23 | 0.17 | 0.12 | 0.1 | 0.08 | 0.08 | 0.07 | 0.1 | 0.12 | 0.14 | 0.77 | 0.62 | 0.46 | 0.39 | 0.49 | 0.5 | 0.63 | 0.63 | 0.77 | 0.53 | 0.4 | 0.2 | 0.19 | 0.14 | 0.13 | 1.08 | 1.19 | 1.37 | 1.19 | 0.91 | 0.64 | 0.54 | 0.48 | 0.39 | 0.28 | 0.17 | 0.11 | 0.06 | 0.06 | 0.06 | 1.1 | 1.28 | 1.5 | 1.41 | 0.98 | 0.54 | 0.17 | 0.08 | 0.03 | 0.03 | 0.04 | 0.04 | 0.03 | 0.03 | 0.03 | 33 | 25.5 | 19.8 | 14 | 19.8 | 18.5 | 19.5 | 14.5 | 14.1 | 11.1 | 8.8 | 7 | 5.6 | 5.9 | 5.2 | 29 | 25.6 | 18.9 | 16.1 | 12.9 | 10.3 | 7.4 | 5.7 | 5 | 4.2 | 4.3 | 4.3 | 5.8 | 7 | 7.8 | 30.9 | 25.7 | 17.7 | 14.5 | 18.8 | 21.3 | 28.7 | 27.4 | 29.8 | 20.4 | 17.7 | 12.4 | 13 | 9.3 | 9.3 | 34.9 | 32.6 | 30.7 | 28.8 | 29.7 | 29.1 | 26.1 | 22.2 | 17.2 | 13.6 | 9.1 | 6.2 | 4.1 | 4 | 4.2 | 34.5 | 32 | 29.3 | 25.2 | 20.7 | 14 | 7.6 | 4 | 2.7 | 2.8 | 3.5 | 3.1 | 2.4 | 2.3 | 2.5 | 1471.8 | 1138.2 | 879.4 | 623.2 | 876.4 | 820.6 | 861.5 | 639.4 | 625 | 492.7 | 389.1 | 310.1 | 249.1 | 263.6 | 229.2 | 1290.8 | 1140.1 | 837.2 | 716.3 | 574.9 | 457.4 | 328 | 251.1 | 219.7 | 187.5 | 190 | 189.8 | 257.5 | 308 | 344 | 1383.6 | 1147.9 | 790.2 | 644.7 | 837.2 | 948.6 | 1276.1 | 1219.6 | 1330 | 904.2 | 823.5 | 580.9 | 581 | 381.1 | 366.4 | 1563.8 | 1460.7 | 1382.7 | 1297.5 | 1330.8 | 1290.1 | 1152.9 | 981.7 | 761 | 601 | 404.2 | 275.9 | 171.5 | 169.9 | 177 | 1544.9 | 1441.6 | 1331.1 | 1155.7 | 939.3 | 631 | 330.4 | 172.1 | 98.1 | 101.9 | 122.5 | 120.8 | 89.9 | 88.6 | 95.4 | 0.13 | 0.1 | 0.08 | 0.05 | 0.08 | 0.07 | 0.07 | 0.05 | 0.05 | 0.04 | 0.03 | 0.03 | 0.02 | 0.02 | 0.02 | 0.12 | 0.1 | 0.08 | 0.06 | 0.05 | 0.04 | 0.03 | 0.02 | 0.02 | 0.02 | 0.02 | 0.02 | 0.02 | 0.03 | 0.03 | 0.12 | 0.1 | 0.07 | 0.06 | 0.07 | 0.08 | 0.11 | 0.11 | 0.12 | 0.08 | 0.07 | 0.05 | 0.05 | 0.04 | 0.04 | 0.14 | 0.14 | 0.14 | 0.13 | 0.12 | 0.11 | 0.1 | 0.09 | 0.07 | 0.05 | 0.03 | 0.02 | 0.02 | 0.02 | 0.02 | 0.14 | 0.14 | 0.14 | 0.12 | 0.09 | 0.06 | 0.03 | 0.02 | 0.01 | 0.01 | 0.01 | 0.01 | 0.01 | 0.01 | 0.01 | 0.0438
| 6 | 129.7397 | 3.0038 | 0.33443 | 129.9124 | 14.8613 | 658.5686 | 0.059407 | 33.317 | 144.601 | 661.5725 | 0.39384 | 163.2294 | 270.2 | 212.8 | 141.6 | 94.1 | 136.6 | 136.2 | 149.7 | 108.6 | 112.8 | 90.5 | 65.4 | 41.6 | 28.6 | 32.5 | 29.6 | 242.2 | 201.3 | 126.5 | 100.6 | 79.6 | 67.8 | 50.2 | 40.9 | 37.6 | 31.5 | 32.4 | 27.3 | 35.9 | 40.8 | 45.8 | 279.8 | 230.3 | 158.3 | 122.6 | 152.7 | 156.8 | 223.4 | 218.8 | 255.7 | 166.1 | 119 | 62.4 | 56 | 44.5 | 44.3 | 302.5 | 295.7 | 274.8 | 257.9 | 244.2 | 233.1 | 207 | 181.1 | 143.7 | 115.2 | 75.2 | 48.3 | 26.6 | 20.4 | 19.2 | 306.9 | 300.5 | 277.1 | 238.5 | 179.8 | 117.4 | 61 | 28.9 | 13.9 | 11.4 | 8.9 | 7 | 4.7 | 2.3 | 1.5 | 7.4 | 5.6 | 3.6 | 2.2 | 3.1 | 3 | 3.1 | 2.2 | 2.4 | 1.9 | 1.4 | 0.8 | 0.6 | 0.7 | 0.6 | 6.9 | 5.6 | 3.5 | 2.4 | 1.9 | 1.6 | 1.3 | 1 | 0.8 | 0.7 | 0.7 | 0.5 | 0.7 | 0.8 | 0.9 | 7.3 | 5.8 | 4 | 3.2 | 4 | 3.8 | 5.2 | 5.3 | 6.7 | 4.4 | 3.2 | 1.4 | 1.3 | 0.9 | 0.8 | 9.4 | 9.9 | 10.6 | 9.5 | 7.5 | 5.5 | 4.7 | 4.2 | 3.4 | 2.5 | 1.6 | 0.9 | 0.5 | 0.5 | 0.5 | 10 | 10.7 | 11.5 | 10.1 | 7 | 3.8 | 1.5 | 0.7 | 0.3 | 0.3 | 0.4 | 0.4 | 0.3 | 0.2 | 0.2 | 0.87 | 0.66 | 0.42 | 0.25 | 0.34 | 0.32 | 0.33 | 0.23 | 0.25 | 0.2 | 0.15 | 0.08 | 0.06 | 0.07 | 0.06 | 0.82 | 0.66 | 0.42 | 0.28 | 0.22 | 0.18 | 0.14 | 0.11 | 0.09 | 0.07 | 0.07 | 0.06 | 0.07 | 0.08 | 0.09 | 0.83 | 0.66 | 0.46 | 0.37 | 0.46 | 0.43 | 0.58 | 0.6 | 0.77 | 0.52 | 0.37 | 0.14 | 0.13 | 0.09 | 0.09 | 1.14 | 1.24 | 1.37 | 1.21 | 0.92 | 0.62 | 0.51 | 0.47 | 0.38 | 0.27 | 0.16 | 0.1 | 0.05 | 0.05 | 0.05 | 1.23 | 1.36 | 1.51 | 1.33 | 0.9 | 0.46 | 0.17 | 0.07 | 0.03 | 0.03 | 0.04 | 0.04 | 0.03 | 0.02 | 0.02 | 29.9 | 23.7 | 15.9 | 10.7 | 15.7 | 15.8 | 17.5 | 12.8 | 13.2 | 10.5 | 7.6 | 4.9 | 3.4 | 3.8 | 3.5 | 26.6 | 22.2 | 14 | 11.4 | 9 | 7.7 | 5.7 | 4.7 | 4.4 | 3.7 | 3.8 | 3.2 | 4.2 | 4.8 | 5.4 | 31.3 | 25.9 | 17.8 | 13.7 | 17.1 | 17.8 | 25.5 | 24.8 | 28.6 | 18.6 | 14.9 | 8.9 | 8.6 | 5.8 | 6 | 32.5 | 31.1 | 27.7 | 26.4 | 26.3 | 26.6 | 23.9 | 20.8 | 16.4 | 13.3 | 8.8 | 5.7 | 3.3 | 3.2 | 3.5 | 32.6 | 31.1 | 27.2 | 23.2 | 18.1 | 12.6 | 7.1 | 3.6 | 2.4 | 2.4 | 3.1 | 2.7 | 2 | 1.6 | 1.5 | 1334.7 | 1057.4 | 706 | 475.9 | 695.2 | 698.2 | 771.9 | 561.9 | 580.9 | 467 | 336.8 | 216.4 | 148.6 | 168.7 | 153.4 | 1188.2 | 991.5 | 619.6 | 506.5 | 401.4 | 342.9 | 252.5 | 207.7 | 193.2 | 163.1 | 167.9 | 142 | 186.8 | 212.1 | 238 | 1400 | 1157.8 | 793.7 | 610.3 | 761.2 | 790.2 | 1134.8 | 1105.7 | 1277.5 | 826.5 | 685.8 | 414.4 | 382.7 | 232.9 | 232.1 | 1459 | 1399.3 | 1251.4 | 1193.3 | 1179.1 | 1180.2 | 1055.4 | 920.2 | 728.2 | 590.1 | 388.5 | 251.5 | 139 | 134.7 | 141.8 | 1464.1 | 1401.7 | 1236.7 | 1061.4 | 822 | 562.1 | 309.2 | 154.6 | 81.2 | 85.7 | 105.3 | 108.2 | 76.1 | 59.7 | 58.6 | 0.12 | 0.1 | 0.07 | 0.04 | 0.06 | 0.06 | 0.07 | 0.05 | 0.05 | 0.04 | 0.03 | 0.02 | 0.01 | 0.01 | 0.01 | 0.11 | 0.09 | 0.06 | 0.05 | 0.04 | 0.03 | 0.02 | 0.02 | 0.02 | 0.01 | 0.01 | 0.01 | 0.02 | 0.02 | 0.02 | 0.12 | 0.1 | 0.07 | 0.06 | 0.07 | 0.07 | 0.1 | 0.1 | 0.11 | 0.07 | 0.06 | 0.03 | 0.03 | 0.02 | 0.02 | 0.14 | 0.14 | 0.13 | 0.12 | 0.11 | 0.1 | 0.09 | 0.08 | 0.06 | 0.05 | 0.03 | 0.02 | 0.01 | 0.01 | 0.01 | 0.14 | 0.14 | 0.13 | 0.11 | 0.08 | 0.05 | 0.03 | 0.01 | 0.01 | 0.01 | 0.01 | 0.01 | 0.01 | 0.01 | 0.01 | 0.0468
| 7 | 115.6606 | 2.8081 | 0.31876 | 115.8237 | 13.1582 | 582.3123 | 0.052716 | 29.4769 | 128.8188 | 585.1204 | 0.37147 | 145.3006 | 248.7 | 206.4 | 118.6 | 73.9 | 102.9 | 112.9 | 138 | 101.6 | 111.3 | 89.3 | 62.9 | 34.2 | 19.5 | 20.3 | 18.2 | 226.5 | 177.6 | 92.3 | 62.3 | 49.5 | 47.3 | 40.8 | 34.7 | 34.7 | 29.3 | 31.9 | 23.1 | 28.2 | 28.1 | 31 | 281.7 | 236.8 | 163.1 | 127.7 | 148.5 | 140.4 | 207.7 | 205.5 | 250.9 | 157 | 104.1 | 41.3 | 30.7 | 19.5 | 20.7 | 289.7 | 289.9 | 257 | 242 | 219.4 | 213.5 | 194 | 174.1 | 141.6 | 114 | 73.8 | 45.7 | 23.5 | 15 | 13.5 | 299.1 | 297.7 | 260.8 | 218.5 | 156 | 105.3 | 58.7 | 27.1 | 12.3 | 9.6 | 7 | 4.8 | 3.1 | 1.6 | 1 | 7.4 | 5.8 | 3.2 | 1.8 | 2.4 | 2.5 | 3 | 2.2 | 2.5 | 1.9 | 1.4 | 0.7 | 0.4 | 0.4 | 0.4 | 6.9 | 5.2 | 2.9 | 1.7 | 1.4 | 1.3 | 1.1 | 0.9 | 0.8 | 0.7 | 0.7 | 0.5 | 0.6 | 0.6 | 0.6 | 7.8 | 6.2 | 4.1 | 3.3 | 3.9 | 3.5 | 5 | 5.1 | 6.7 | 4.3 | 2.9 | 0.9 | 0.7 | 0.4 | 0.4 | 10 | 10.3 | 10.7 | 9.3 | 7.2 | 5.1 | 4.5 | 4.1 | 3.4 | 2.5 | 1.5 | 0.9 | 0.4 | 0.3 | 0.4 | 10.8 | 11.3 | 11.6 | 9.5 | 6.3 | 3.3 | 1.4 | 0.6 | 0.2 | 0.2 | 0.3 | 0.3 | 0.2 | 0.1 | 0.1 | 0.89 | 0.69 | 0.38 | 0.21 | 0.27 | 0.27 | 0.33 | 0.23 | 0.27 | 0.21 | 0.15 | 0.07 | 0.04 | 0.04 | 0.04 | 0.84 | 0.63 | 0.35 | 0.2 | 0.17 | 0.15 | 0.13 | 0.1 | 0.09 | 0.07 | 0.07 | 0.05 | 0.06 | 0.06 | 0.07 | 0.91 | 0.72 | 0.46 | 0.38 | 0.46 | 0.4 | 0.55 | 0.58 | 0.77 | 0.51 | 0.34 | 0.1 | 0.07 | 0.04 | 0.04 | 1.25 | 1.31 | 1.41 | 1.19 | 0.9 | 0.58 | 0.49 | 0.46 | 0.38 | 0.27 | 0.16 | 0.09 | 0.05 | 0.03 | 0.04 | 1.38 | 1.46 | 1.54 | 1.26 | 0.82 | 0.41 | 0.16 | 0.07 | 0.02 | 0.02 | 0.03 | 0.03 | 0.02 | 0.01 | 0.01 | 27 | 22.7 | 13.2 | 8.4 | 11.7 | 13.1 | 16.1 | 11.9 | 12.9 | 10.3 | 7.3 | 4 | 2.3 | 2.4 | 2.1 | 24.5 | 19.3 | 10 | 7 | 5.5 | 5.3 | 4.5 | 3.9 | 4 | 3.4 | 3.7 | 2.7 | 3.3 | 3.3 | 3.6 | 31.1 | 26.4 | 18.4 | 14.3 | 16.6 | 15.8 | 23.7 | 23.2 | 27.9 | 17.4 | 12.7 | 6 | 5 | 2.7 | 2.9 | 30.2 | 30 | 25.2 | 24.5 | 23.2 | 24.3 | 22.3 | 20 | 16.2 | 13.2 | 8.6 | 5.4 | 2.9 | 2.4 | 2.5 | 30.8 | 30.1 | 24.9 | 21 | 15.5 | 11.3 | 6.9 | 3.4 | 2.2 | 2.1 | 2.4 | 2 | 1.4 | 0.9 | 0.8 | 1208.4 | 1013 | 583.7 | 370.7 | 520.4 | 576.7 | 707.6 | 522 | 569 | 458.6 | 322.3 | 176.7 | 100.9 | 104.9 | 94 | 1096.7 | 863.5 | 441.5 | 307.6 | 243.1 | 233.7 | 201.9 | 174 | 176.6 | 150 | 164 | 119.8 | 146 | 145.7 | 160.3 | 1395.5 | 1181.6 | 820.1 | 636.5 | 739.1 | 705 | 1052.1 | 1034.6 | 1249.1 | 777 | 580.1 | 277.7 | 223.3 | 102 | 108.4 | 1363.3 | 1351.9 | 1142.6 | 1106.3 | 1043.2 | 1079.1 | 986.4 | 882.9 | 716.8 | 584.1 | 381 | 237.5 | 122.6 | 97.6 | 99.1 | 1388.6 | 1364.2 | 1138.6 | 963.5 | 703.8 | 504.8 | 297.2 | 145.5 | 73.1 | 73.3 | 78.7 | 75.9 | 49.9 | 34.1 | 29.3 | 0.11 | 0.09 | 0.06 | 0.03 | 0.05 | 0.05 | 0.06 | 0.05 | 0.05 | 0.04 | 0.03 | 0.01 | 0.01 | 0.01 | 0.01 | 0.1 | 0.08 | 0.05 | 0.03 | 0.02 | 0.02 | 0.02 | 0.02 | 0.02 | 0.01 | 0.01 | 0.01 | 0.01 | 0.01 | 0.01 | 0.12 | 0.11 | 0.07 | 0.06 | 0.07 | 0.06 | 0.09 | 0.09 | 0.11 | 0.07 | 0.05 | 0.02 | 0.02 | 0.01 | 0.01 | 0.14 | 0.14 | 0.13 | 0.12 | 0.1 | 0.1 | 0.09 | 0.08 | 0.06 | 0.05 | 0.03 | 0.02 | 0.01 | 0.01 | 0.01 | 0.14 | 0.14 | 0.13 | 0.1 | 0.07 | 0.05 | 0.03 | 0.01 | 0.01 | 0.01 | 0.01 | 0.01 | 0.01 | 0 | 0 | 0.0495
| 8 | 110.327 | 2.7486 | 0.31548 | 110.4876 | 12.4817 | 553.2429 | 0.049525 | 27.9856 | 122.8087 | 555.9915 | 0.365 | 138.4732 | 242.4 | 203.6 | 109.6 | 65.3 | 91.2 | 104.3 | 134 | 98.6 | 110.9 | 88.6 | 62.6 | 32.4 | 17.6 | 15.8 | 12.5 | 221.3 | 169.5 | 78.9 | 48.4 | 38 | 39.1 | 36.7 | 30.9 | 33.7 | 28.8 | 33.4 | 22.1 | 25.2 | 22.2 | 23.7 | 280.2 | 238.7 | 167.3 | 136 | 153.2 | 138.4 | 203.9 | 203 | 251.7 | 156.4 | 100.3 | 35.3 | 23 | 13 | 14.6 | 286.5 | 288.9 | 251.3 | 237.4 | 210.9 | 206.4 | 189.1 | 171.8 | 140.9 | 110.5 | 67.9 | 39.5 | 20.1 | 12.5 | 10.9 | 297.5 | 297.1 | 256.1 | 212.8 | 149.2 | 101 | 57.2 | 25.9 | 11.2 | 8.8 | 6.3 | 4.5 | 2.6 | 1.3 | 0.6 | 7.7 | 6 | 3.1 | 1.6 | 2.2 | 2.4 | 2.9 | 2.1 | 2.5 | 1.9 | 1.4 | 0.7 | 0.4 | 0.3 | 0.3 | 7 | 5.2 | 2.6 | 1.4 | 1.2 | 1.2 | 1.1 | 0.8 | 0.8 | 0.7 | 0.7 | 0.4 | 0.5 | 0.5 | 0.5 | 8.1 | 6.5 | 4.2 | 3.5 | 4 | 3.5 | 4.9 | 5.1 | 6.7 | 4.3 | 2.9 | 0.8 | 0.6 | 0.3 | 0.3 | 10.5 | 10.6 | 10.8 | 9.2 | 7.2 | 5 | 4.4 | 4.1 | 3.3 | 2.4 | 1.4 | 0.8 | 0.4 | 0.3 | 0.3 | 11.3 | 11.7 | 11.7 | 9.5 | 6.3 | 3.3 | 1.4 | 0.6 | 0.2 | 0.2 | 0.2 | 0.2 | 0.2 | 0.1 | 0.1 | 0.95 | 0.73 | 0.37 | 0.19 | 0.25 | 0.26 | 0.32 | 0.23 | 0.27 | 0.2 | 0.15 | 0.07 | 0.04 | 0.04 | 0.03 | 0.86 | 0.64 | 0.33 | 0.17 | 0.15 | 0.15 | 0.13 | 0.1 | 0.09 | 0.07 | 0.08 | 0.05 | 0.05 | 0.05 | 0.05 | 0.96 | 0.76 | 0.48 | 0.4 | 0.47 | 0.4 | 0.55 | 0.58 | 0.78 | 0.51 | 0.33 | 0.08 | 0.06 | 0.03 | 0.03 | 1.33 | 1.35 | 1.43 | 1.19 | 0.9 | 0.57 | 0.49 | 0.45 | 0.37 | 0.27 | 0.15 | 0.08 | 0.04 | 0.03 | 0.03 | 1.46 | 1.51 | 1.56 | 1.25 | 0.82 | 0.4 | 0.16 | 0.07 | 0.02 | 0.02 | 0.02 | 0.02 | 0.02 | 0.01 | 0.01 | 25.9 | 22.1 | 12.1 | 7.4 | 10.4 | 12 | 15.6 | 11.5 | 12.8 | 10.3 | 7.2 | 3.8 | 2 | 1.8 | 1.4 | 23.7 | 18.3 | 8.4 | 5.3 | 4.1 | 4.2 | 4 | 3.4 | 3.8 | 3.3 | 3.9 | 2.6 | 3 | 2.6 | 2.8 | 30.6 | 26.4 | 18.9 | 15.3 | 17.1 | 15.6 | 23.2 | 22.9 | 28 | 17.3 | 12.1 | 5.1 | 3.9 | 1.8 | 2.1 | 29.4 | 29.6 | 24.4 | 23.9 | 22.1 | 23.5 | 21.7 | 19.7 | 16.1 | 12.8 | 7.9 | 4.6 | 2.5 | 1.9 | 1.9 | 30.1 | 29.8 | 24.2 | 20.3 | 14.6 | 10.8 | 6.7 | 3.3 | 2.1 | 2 | 2.2 | 1.8 | 1.2 | 0.7 | 0.5 | 1160.5 | 989.9 | 534.5 | 327.3 | 459.1 | 531.8 | 686.3 | 505.9 | 567.2 | 455.6 | 320.6 | 167.4 | 90.9 | 81.7 | 64.4 | 1062.3 | 816.7 | 369.7 | 233.7 | 181.1 | 189.5 | 179.5 | 153.4 | 170.1 | 146.5 | 171.1 | 114.3 | 131 | 115.2 | 122.4 | 1377.1 | 1184.2 | 840.4 | 679.5 | 763.1 | 693.8 | 1032 | 1020.9 | 1252.4 | 773.2 | 549.7 | 236 | 172.6 | 68 | 76.1 | 1327.8 | 1336.4 | 1105.7 | 1080.5 | 994.7 | 1041.5 | 960.7 | 870.6 | 713.3 | 565.7 | 350.2 | 205.4 | 105.2 | 78.8 | 76.9 | 1363 | 1350.4 | 1107.8 | 932.2 | 666.4 | 482 | 289.2 | 139.4 | 67.5 | 69.4 | 71.8 | 71.2 | 44.1 | 24.6 | 16.3 | 0.11 | 0.09 | 0.05 | 0.03 | 0.04 | 0.05 | 0.06 | 0.04 | 0.05 | 0.04 | 0.03 | 0.01 | 0.01 | 0.01 | 0.01 | 0.1 | 0.08 | 0.04 | 0.02 | 0.02 | 0.02 | 0.02 | 0.01 | 0.02 | 0.01 | 0.01 | 0.01 | 0.01 | 0.01 | 0.01 | 0.12 | 0.11 | 0.07 | 0.06 | 0.07 | 0.06 | 0.09 | 0.09 | 0.11 | 0.07 | 0.05 | 0.02 | 0.02 | 0.01 | 0.01 | 0.13 | 0.14 | 0.12 | 0.11 | 0.1 | 0.09 | 0.09 | 0.08 | 0.06 | 0.05 | 0.03 | 0.02 | 0.01 | 0.01 | 0.01 | 0.14 | 0.14 | 0.13 | 0.1 | 0.07 | 0.05 | 0.03 | 0.01 | 0.01 | 0.01 | 0.01 | 0.01 | 0 | 0 | 0 | 0.0517
| 9 | 110.9785 | 2.7614 | 0.31586 | 111.1395 | 12.5728 | 556.8582 | 0.049525 | 28.1779 | 123.5513 | 559.6197 | 0.36538 | 139.3174 | 242.9 | 205.1 | 110.7 | 66.3 | 91 | 104.4 | 134 | 98.7 | 111.4 | 89.6 | 63.8 | 33.6 | 18.4 | 15.5 | 11.4 | 222.7 | 170.4 | 78.3 | 46.2 | 35.5 | 38.1 | 37.3 | 31.8 | 34 | 28.2 | 32.7 | 21.7 | 24.5 | 21.9 | 23.3 | 281.2 | 241.2 | 170.2 | 139.1 | 154 | 138.6 | 203.4 | 203.8 | 253.4 | 159.1 | 102.3 | 36.7 | 23.9 | 13.5 | 15 | 286.2 | 289.7 | 252 | 238 | 210.7 | 206.6 | 189.6 | 172.3 | 141.4 | 110.3 | 67.4 | 38.9 | 20 | 12 | 10.1 | 298 | 298.4 | 257 | 213 | 148.5 | 100.8 | 57.6 | 26.4 | 12.2 | 9.6 | 6.9 | 4.5 | 2.6 | 1.2 | 0.7 | 7.8 | 6.1 | 3.1 | 1.6 | 2.2 | 2.4 | 2.9 | 2.1 | 2.5 | 1.9 | 1.4 | 0.7 | 0.4 | 0.3 | 0.2 | 7.1 | 5.3 | 2.6 | 1.4 | 1.1 | 1.1 | 1 | 0.8 | 0.8 | 0.6 | 0.7 | 0.4 | 0.5 | 0.4 | 0.5 | 8.2 | 6.6 | 4.3 | 3.6 | 4 | 3.5 | 4.8 | 5.1 | 6.7 | 4.4 | 2.9 | 0.9 | 0.6 | 0.3 | 0.3 | 10.5 | 10.6 | 10.8 | 9.2 | 7.2 | 5 | 4.4 | 4.1 | 3.4 | 2.4 | 1.4 | 0.8 | 0.4 | 0.3 | 0.2 | 11.3 | 11.6 | 11.7 | 9.5 | 6.3 | 3.3 | 1.4 | 0.6 | 0.2 | 0.2 | 0.2 | 0.2 | 0.2 | 0.1 | 0.1 | 0.96 | 0.74 | 0.37 | 0.19 | 0.25 | 0.26 | 0.32 | 0.22 | 0.27 | 0.2 | 0.15 | 0.07 | 0.04 | 0.03 | 0.03 | 0.87 | 0.65 | 0.33 | 0.17 | 0.14 | 0.13 | 0.12 | 0.09 | 0.08 | 0.06 | 0.07 | 0.05 | 0.05 | 0.04 | 0.05 | 0.97 | 0.77 | 0.5 | 0.41 | 0.46 | 0.4 | 0.54 | 0.57 | 0.78 | 0.51 | 0.34 | 0.09 | 0.06 | 0.03 | 0.03 | 1.33 | 1.35 | 1.43 | 1.19 | 0.9 | 0.56 | 0.48 | 0.45 | 0.37 | 0.26 | 0.15 | 0.08 | 0.04 | 0.03 | 0.02 | 1.45 | 1.51 | 1.56 | 1.25 | 0.82 | 0.4 | 0.16 | 0.07 | 0.02 | 0.02 | 0.02 | 0.02 | 0.02 | 0.01 | 0.01 | 25.9 | 22.3 | 12.2 | 7.5 | 10.4 | 12.1 | 15.6 | 11.5 | 12.9 | 10.4 | 7.4 | 3.9 | 2.2 | 1.8 | 1.3 | 23.8 | 18.3 | 8.3 | 5.1 | 3.8 | 4.2 | 4.1 | 3.6 | 3.9 | 3.3 | 3.8 | 2.5 | 2.9 | 2.6 | 2.7 | 30.6 | 26.7 | 19.1 | 15.6 | 17.2 | 15.6 | 23.2 | 23 | 28.2 | 17.7 | 12.3 | 5.3 | 4 | 1.9 | 2.2 | 29.4 | 29.7 | 24.5 | 24 | 22.1 | 23.5 | 21.8 | 19.8 | 16.2 | 12.7 | 7.8 | 4.6 | 2.5 | 1.8 | 1.8 | 30.2 | 29.9 | 24.3 | 20.4 | 14.5 | 10.8 | 6.8 | 3.4 | 2.2 | 2.1 | 2.2 | 1.8 | 1.2 | 0.7 | 0.4 | 1160.9 | 996.4 | 540.1 | 332.8 | 458.4 | 532.7 | 686.9 | 507.7 | 570.7 | 460.9 | 327.4 | 174.4 | 95.7 | 80.3 | 58.8 | 1067.5 | 819.1 | 366.3 | 223.4 | 169.6 | 186.5 | 184.3 | 160 | 173.6 | 145.5 | 169.1 | 112.7 | 127.6 | 114 | 121.1 | 1379.4 | 1195 | 852.5 | 695.7 | 768.3 | 695.9 | 1030.6 | 1026.3 | 1262.5 | 787.6 | 559.3 | 242.4 | 176.3 | 70.3 | 78.5 | 1326.9 | 1341.8 | 1110.1 | 1085.2 | 994.4 | 1042.6 | 963.9 | 873.5 | 716.2 | 564.5 | 347.6 | 201.9 | 104.5 | 74.1 | 69.8 | 1366.8 | 1358.2 | 1112.7 | 933.6 | 662.5 | 481.2 | 291.1 | 142.1 | 72.5 | 73.3 | 73.9 | 69.7 | 42.5 | 23.2 | 15 | 0.11 | 0.09 | 0.05 | 0.03 | 0.04 | 0.05 | 0.06 | 0.04 | 0.05 | 0.04 | 0.03 | 0.01 | 0.01 | 0.01 | 0 | 0.1 | 0.08 | 0.04 | 0.02 | 0.02 | 0.02 | 0.02 | 0.01 | 0.02 | 0.01 | 0.01 | 0.01 | 0.01 | 0.01 | 0.01 | 0.12 | 0.11 | 0.08 | 0.06 | 0.07 | 0.06 | 0.09 | 0.09 | 0.11 | 0.07 | 0.05 | 0.02 | 0.02 | 0.01 | 0.01 | 0.13 | 0.14 | 0.12 | 0.11 | 0.1 | 0.09 | 0.09 | 0.08 | 0.06 | 0.05 | 0.03 | 0.02 | 0.01 | 0.01 | 0.01 | 0.14 | 0.14 | 0.13 | 0.1 | 0.07 | 0.05 | 0.03 | 0.01 | 0.01 | 0.01 | 0.01 | 0.01 | 0 | 0 | 0 | 0.0537
| 10 | 110.6872 | 2.7549 | 0.31418 | 110.8476 | 12.5533 | 555.6387 | 0.049525 | 28.1243 | 123.2405 | 558.3936 | 0.3637 | 138.9719 | 242.6 | 205.4 | 110.6 | 66 | 90.1 | 103.7 | 133.8 | 98.7 | 111 | 89.2 | 63.4 | 34.9 | 19.2 | 16.4 | 11.3 | 220.6 | 167.1 | 75.4 | 44.3 | 35.7 | 39 | 37.9 | 33 | 35.3 | 29.4 | 32.8 | 21 | 23.9 | 21.2 | 22.6 | 280.6 | 240.9 | 167.7 | 137.8 | 152.2 | 137.9 | 202.4 | 203.5 | 254.1 | 160.6 | 104.1 | 38 | 24.2 | 13.2 | 14.9 | 286.8 | 290.4 | 252.8 | 238.4 | 210.9 | 206.7 | 189.6 | 172.5 | 141.8 | 111.2 | 67.7 | 39.1 | 19.8 | 12 | 10 | 296.9 | 297.1 | 255.8 | 212.3 | 148.5 | 101.1 | 58 | 26.9 | 11.9 | 9.2 | 6.3 | 4.4 | 2.6 | 1.3 | 0.6 | 7.7 | 6.1 | 3.2 | 1.6 | 2.2 | 2.3 | 2.9 | 2.1 | 2.4 | 1.9 | 1.4 | 0.7 | 0.4 | 0.3 | 0.2 | 6.7 | 5 | 2.5 | 1.3 | 1.1 | 1.1 | 1.1 | 0.8 | 0.8 | 0.6 | 0.7 | 0.4 | 0.5 | 0.4 | 0.5 | 8.2 | 6.6 | 4.3 | 3.5 | 4 | 3.5 | 4.8 | 5.1 | 6.7 | 4.4 | 2.9 | 0.9 | 0.6 | 0.3 | 0.3 | 10.3 | 10.5 | 10.9 | 9.2 | 7.2 | 5 | 4.4 | 4 | 3.4 | 2.5 | 1.4 | 0.8 | 0.4 | 0.3 | 0.2 | 11.2 | 11.6 | 11.8 | 9.5 | 6.2 | 3.3 | 1.4 | 0.6 | 0.2 | 0.2 | 0.2 | 0.2 | 0.2 | 0.1 | 0.1 | 0.95 | 0.73 | 0.39 | 0.19 | 0.25 | 0.25 | 0.31 | 0.22 | 0.26 | 0.2 | 0.15 | 0.07 | 0.04 | 0.04 | 0.03 | 0.82 | 0.61 | 0.32 | 0.15 | 0.14 | 0.14 | 0.12 | 0.1 | 0.09 | 0.07 | 0.07 | 0.04 | 0.05 | 0.04 | 0.05 | 0.98 | 0.77 | 0.49 | 0.4 | 0.46 | 0.39 | 0.54 | 0.57 | 0.78 | 0.52 | 0.34 | 0.09 | 0.06 | 0.03 | 0.03 | 1.31 | 1.34 | 1.44 | 1.19 | 0.9 | 0.56 | 0.48 | 0.45 | 0.37 | 0.27 | 0.15 | 0.08 | 0.04 | 0.03 | 0.02 | 1.43 | 1.5 | 1.57 | 1.25 | 0.82 | 0.4 | 0.16 | 0.07 | 0.02 | 0.02 | 0.02 | 0.02 | 0.02 | 0.01 | 0.01 | 25.9 | 22.3 | 12.2 | 7.5 | 10.3 | 12 | 15.6 | 11.6 | 12.9 | 10.4 | 7.3 | 4.1 | 2.2 | 1.9 | 1.3 | 23.8 | 18.1 | 8 | 4.9 | 3.9 | 4.3 | 4.2 | 3.7 | 4.1 | 3.4 | 3.8 | 2.5 | 2.8 | 2.5 | 2.6 | 30.5 | 26.6 | 18.8 | 15.5 | 17 | 15.6 | 23 | 23 | 28.3 | 17.8 | 12.5 | 5.5 | 4 | 1.9 | 2.2 | 29.5 | 29.9 | 24.5 | 24 | 22.1 | 23.5 | 21.8 | 19.8 | 16.2 | 12.8 | 7.9 | 4.6 | 2.4 | 1.8 | 1.7 | 30.2 | 29.8 | 24.1 | 20.3 | 14.5 | 10.8 | 6.8 | 3.4 | 2.2 | 2 | 2.2 | 1.8 | 1.2 | 0.7 | 0.5 | 1161.8 | 998.7 | 537.3 | 330.5 | 454.5 | 529.6 | 687 | 508.6 | 570 | 459.7 | 325.9 | 180.8 | 99.7 | 84.9 | 58.3 | 1065.8 | 810 | 353.3 | 215.3 | 171.2 | 190.5 | 187.2 | 165.4 | 180.2 | 151.5 | 169.3 | 108.9 | 124.2 | 110.3 | 117.2 | 1375.6 | 1193.3 | 838.8 | 690 | 759.2 | 693 | 1024.5 | 1023.9 | 1265.7 | 795.5 | 570.3 | 250.8 | 179.9 | 69.1 | 77.8 | 1334 | 1347.3 | 1112.9 | 1086.7 | 995.6 | 1043.2 | 964 | 874.6 | 718 | 569.3 | 349.2 | 203.4 | 103.3 | 73.3 | 68.6 | 1364.4 | 1352.5 | 1104 | 929.2 | 662.7 | 483.3 | 293.3 | 144.8 | 71.2 | 70.7 | 70.9 | 69.6 | 43.6 | 24.4 | 16 | 0.11 | 0.09 | 0.05 | 0.03 | 0.04 | 0.05 | 0.06 | 0.04 | 0.05 | 0.04 | 0.03 | 0.02 | 0.01 | 0.01 | 0 | 0.1 | 0.08 | 0.04 | 0.02 | 0.02 | 0.02 | 0.02 | 0.01 | 0.02 | 0.01 | 0.01 | 0.01 | 0.01 | 0.01 | 0.01 | 0.12 | 0.11 | 0.08 | 0.06 | 0.07 | 0.06 | 0.09 | 0.09 | 0.11 | 0.07 | 0.05 | 0.02 | 0.02 | 0.01 | 0.01 | 0.13 | 0.14 | 0.12 | 0.11 | 0.1 | 0.09 | 0.09 | 0.08 | 0.06 | 0.05 | 0.03 | 0.02 | 0.01 | 0.01 | 0.01 | 0.14 | 0.14 | 0.13 | 0.1 | 0.07 | 0.05 | 0.03 | 0.01 | 0.01 | 0.01 | 0.01 | 0.01 | 0 | 0 | 0 | 0.0555
| 11 | 111.2139 | 2.7299 | 0.31148 | 111.3728 | 12.6134 | 558.8268 | 0.049525 | 28.2736 | 123.8272 | 561.5567 | 0.361 | 139.6465 | 241.8 | 205 | 110.4 | 66.5 | 90.8 | 104.1 | 134.2 | 98.9 | 112 | 91 | 65.3 | 36.7 | 20.8 | 18.6 | 13.6 | 220 | 167.5 | 76.3 | 45.4 | 36.2 | 39.4 | 39.5 | 33.8 | 36.3 | 29.2 | 33.3 | 21.1 | 24.7 | 22 | 23.8 | 281.8 | 241.6 | 169.6 | 138.6 | 153.5 | 137.6 | 202.4 | 203.3 | 254.8 | 160.6 | 103.8 | 37.2 | 23.8 | 13.2 | 15.3 | 286.2 | 290.2 | 253 | 238.9 | 211.5 | 207.2 | 190.4 | 173 | 142 | 111.9 | 68.6 | 40.2 | 20.2 | 12.4 | 10.4 | 297.3 | 298.2 | 257.2 | 213.3 | 148.7 | 100.8 | 57.9 | 27 | 12.4 | 9.4 | 6.3 | 4.3 | 2.5 | 1.2 | 0.6 | 7.6 | 6 | 3.1 | 1.6 | 2.2 | 2.3 | 2.9 | 2.1 | 2.4 | 1.9 | 1.4 | 0.7 | 0.4 | 0.4 | 0.3 | 6.8 | 5 | 2.5 | 1.3 | 1.2 | 1.2 | 1.1 | 0.9 | 0.8 | 0.6 | 0.7 | 0.4 | 0.5 | 0.5 | 0.5 | 8.3 | 6.7 | 4.4 | 3.5 | 4 | 3.5 | 4.8 | 5.1 | 6.7 | 4.4 | 2.9 | 0.9 | 0.6 | 0.3 | 0.3 | 10.3 | 10.5 | 10.9 | 9.2 | 7.2 | 5 | 4.4 | 4.1 | 3.4 | 2.5 | 1.4 | 0.8 | 0.4 | 0.3 | 0.3 | 11.1 | 11.5 | 11.7 | 9.5 | 6.3 | 3.3 | 1.4 | 0.6 | 0.2 | 0.2 | 0.2 | 0.2 | 0.1 | 0.1 | 0.1 | 0.93 | 0.72 | 0.37 | 0.19 | 0.25 | 0.26 | 0.31 | 0.22 | 0.26 | 0.2 | 0.15 | 0.08 | 0.04 | 0.04 | 0.03 | 0.82 | 0.61 | 0.32 | 0.16 | 0.14 | 0.14 | 0.13 | 0.1 | 0.09 | 0.07 | 0.07 | 0.04 | 0.05 | 0.05 | 0.05 | 0.99 | 0.79 | 0.51 | 0.41 | 0.46 | 0.4 | 0.54 | 0.58 | 0.78 | 0.51 | 0.34 | 0.09 | 0.06 | 0.03 | 0.03 | 1.3 | 1.33 | 1.44 | 1.2 | 0.9 | 0.57 | 0.49 | 0.45 | 0.37 | 0.27 | 0.15 | 0.08 | 0.04 | 0.03 | 0.03 | 1.43 | 1.49 | 1.57 | 1.25 | 0.82 | 0.4 | 0.16 | 0.07 | 0.02 | 0.02 | 0.02 | 0.02 | 0.01 | 0.01 | 0.01 | 25.9 | 22.4 | 12.2 | 7.5 | 10.3 | 12 | 15.6 | 11.6 | 13 | 10.6 | 7.6 | 4.3 | 2.4 | 2.2 | 1.6 | 23.7 | 18.2 | 8.1 | 5 | 3.9 | 4.3 | 4.4 | 3.8 | 4.2 | 3.4 | 3.9 | 2.5 | 2.9 | 2.6 | 2.8 | 30.6 | 26.6 | 18.9 | 15.6 | 17.2 | 15.5 | 23 | 22.9 | 28.4 | 17.9 | 12.5 | 5.4 | 4 | 1.9 | 2.2 | 29.5 | 29.9 | 24.6 | 24.1 | 22.2 | 23.6 | 21.9 | 19.9 | 16.3 | 12.9 | 8 | 4.7 | 2.5 | 1.8 | 1.8 | 30.3 | 30 | 24.3 | 20.4 | 14.5 | 10.8 | 6.8 | 3.4 | 2.2 | 2.1 | 2.1 | 1.7 | 1.2 | 0.7 | 0.5 | 1161.5 | 999.4 | 538 | 333.1 | 457.6 | 531.4 | 688.8 | 509.8 | 575 | 469.1 | 335.7 | 190.2 | 108.2 | 96.2 | 70 | 1062.1 | 811.3 | 357.4 | 220.2 | 173.5 | 192.4 | 194.7 | 169.3 | 185.6 | 150.6 | 171.8 | 109.6 | 128.1 | 114 | 122.8 | 1378.3 | 1194.2 | 845 | 693.3 | 765.8 | 690.3 | 1024.1 | 1022.9 | 1269.8 | 796.3 | 570.9 | 248.5 | 179.3 | 69 | 79.7 | 1332.5 | 1347.4 | 1113.1 | 1088.2 | 997.5 | 1045.8 | 967.8 | 877.4 | 719.3 | 573 | 353.9 | 209.1 | 105.6 | 76.7 | 72.4 | 1368.5 | 1360.9 | 1112.7 | 935.4 | 663.2 | 481.5 | 292.5 | 145.1 | 73.5 | 71.8 | 69.4 | 66.8 | 41.5 | 24 | 16.2 | 0.11 | 0.09 | 0.05 | 0.03 | 0.04 | 0.05 | 0.06 | 0.04 | 0.05 | 0.04 | 0.03 | 0.02 | 0.01 | 0.01 | 0.01 | 0.1 | 0.08 | 0.04 | 0.02 | 0.02 | 0.02 | 0.02 | 0.02 | 0.02 | 0.01 | 0.01 | 0.01 | 0.01 | 0.01 | 0.01 | 0.12 | 0.11 | 0.08 | 0.06 | 0.07 | 0.06 | 0.09 | 0.09 | 0.11 | 0.07 | 0.05 | 0.02 | 0.02 | 0.01 | 0.01 | 0.13 | 0.14 | 0.13 | 0.11 | 0.1 | 0.09 | 0.09 | 0.08 | 0.06 | 0.05 | 0.03 | 0.02 | 0.01 | 0.01 | 0.01 | 0.14 | 0.14 | 0.13 | 0.1 | 0.07 | 0.05 | 0.03 | 0.01 | 0.01 | 0.01 | 0.01 | 0.01 | 0 | 0 | 0 | 0.0569
| 12 | 112.1496 | 2.7593 | 0.31407 | 112.3101 | 12.7342 | 563.3686 | 0.050811 | 28.522 | 124.8838 | 566.1279 | 0.36488 | 140.8321 | 242 | 206.3 | 112.4 | 68.2 | 91.4 | 104.9 | 134.6 | 99.6 | 112.8 | 91.3 | 65.2 | 35.8 | 20.3 | 17.8 | 13 | 221.1 | 168.2 | 77 | 45.1 | 35.9 | 39.3 | 38.8 | 33.6 | 37.5 | 30.8 | 34.8 | 21.6 | 25.1 | 22 | 23.5 | 280 | 240.8 | 168.8 | 138.7 | 153.1 | 137.9 | 202.7 | 203.6 | 254.8 | 162 | 105.3 | 38.5 | 24.1 | 13.5 | 15.4 | 286.7 | 291.4 | 254.4 | 239.9 | 211.6 | 207.5 | 190.7 | 173.5 | 142.2 | 111.7 | 68 | 39.4 | 19.7 | 12.2 | 10.4 | 298.1 | 299 | 258.2 | 213.8 | 148.9 | 101.4 | 57.8 | 26.6 | 11.7 | 9.4 | 6.4 | 4.5 | 2.6 | 1.3 | 0.6 | 7.5 | 5.9 | 3.2 | 1.7 | 2.2 | 2.4 | 2.9 | 2.1 | 2.5 | 1.9 | 1.4 | 0.7 | 0.4 | 0.4 | 0.3 | 6.6 | 4.9 | 2.5 | 1.3 | 1.1 | 1.2 | 1.1 | 0.9 | 0.8 | 0.6 | 0.7 | 0.4 | 0.5 | 0.4 | 0.5 | 8.1 | 6.5 | 4.3 | 3.6 | 4 | 3.5 | 4.9 | 5.1 | 6.8 | 4.4 | 3 | 0.9 | 0.6 | 0.3 | 0.3 | 10.2 | 10.5 | 10.9 | 9.3 | 7.2 | 5 | 4.4 | 4.1 | 3.4 | 2.5 | 1.4 | 0.8 | 0.4 | 0.3 | 0.3 | 11 | 11.5 | 11.7 | 9.5 | 6.3 | 3.3 | 1.4 | 0.6 | 0.2 | 0.2 | 0.2 | 0.2 | 0.2 | 0.1 | 0.1 | 0.91 | 0.71 | 0.38 | 0.19 | 0.25 | 0.26 | 0.32 | 0.23 | 0.26 | 0.21 | 0.15 | 0.08 | 0.04 | 0.04 | 0.03 | 0.8 | 0.6 | 0.32 | 0.16 | 0.14 | 0.14 | 0.13 | 0.1 | 0.09 | 0.07 | 0.07 | 0.05 | 0.05 | 0.05 | 0.05 | 0.96 | 0.76 | 0.49 | 0.41 | 0.47 | 0.4 | 0.54 | 0.58 | 0.78 | 0.52 | 0.34 | 0.09 | 0.06 | 0.03 | 0.03 | 1.3 | 1.33 | 1.45 | 1.2 | 0.9 | 0.56 | 0.49 | 0.45 | 0.38 | 0.27 | 0.15 | 0.08 | 0.04 | 0.03 | 0.03 | 1.41 | 1.48 | 1.56 | 1.25 | 0.82 | 0.4 | 0.16 | 0.07 | 0.02 | 0.02 | 0.02 | 0.02 | 0.02 | 0.01 | 0.01 | 26 | 22.6 | 12.4 | 7.7 | 10.4 | 12.1 | 15.7 | 11.7 | 13.1 | 10.6 | 7.6 | 4.2 | 2.4 | 2.1 | 1.5 | 24 | 18.4 | 8.2 | 5 | 3.9 | 4.3 | 4.3 | 3.8 | 4.3 | 3.6 | 4.1 | 2.5 | 2.9 | 2.6 | 2.7 | 30.6 | 26.7 | 19 | 15.6 | 17.1 | 15.5 | 23.1 | 23 | 28.4 | 18 | 12.7 | 5.6 | 4.1 | 1.9 | 2.2 | 29.6 | 30.1 | 24.7 | 24.2 | 22.2 | 23.6 | 21.9 | 19.9 | 16.3 | 12.9 | 7.9 | 4.6 | 2.4 | 1.8 | 1.8 | 30.5 | 30.2 | 24.5 | 20.5 | 14.6 | 10.8 | 6.8 | 3.4 | 2.1 | 2 | 2.1 | 1.8 | 1.2 | 0.7 | 0.5 | 1165.7 | 1008.1 | 547.2 | 341.4 | 460.1 | 534.7 | 690.5 | 512.5 | 578.6 | 470.1 | 335.2 | 185.5 | 105.2 | 92.4 | 67.2 | 1072.3 | 818 | 361.8 | 219.1 | 171.8 | 191 | 190.7 | 168 | 192.2 | 158.9 | 179.8 | 111.9 | 130.2 | 113.8 | 121.4 | 1375.9 | 1195.1 | 845.1 | 692.8 | 762.5 | 690.7 | 1025.7 | 1024.1 | 1269.1 | 802.9 | 579.6 | 256.4 | 182.1 | 70.5 | 80.7 | 1336.3 | 1354.6 | 1120.4 | 1093.8 | 998 | 1047.8 | 969.3 | 879.9 | 720.3 | 572.2 | 350.7 | 204.8 | 103.1 | 75 | 71.8 | 1375.9 | 1367.1 | 1119.2 | 938 | 664.9 | 484.1 | 291.9 | 143.2 | 70.3 | 71.9 | 71.4 | 70.6 | 43.8 | 26 | 17.1 | 0.11 | 0.1 | 0.05 | 0.03 | 0.04 | 0.05 | 0.06 | 0.04 | 0.05 | 0.04 | 0.03 | 0.02 | 0.01 | 0.01 | 0.01 | 0.1 | 0.08 | 0.04 | 0.02 | 0.02 | 0.02 | 0.02 | 0.02 | 0.02 | 0.01 | 0.02 | 0.01 | 0.01 | 0.01 | 0.01 | 0.12 | 0.11 | 0.08 | 0.06 | 0.07 | 0.06 | 0.09 | 0.09 | 0.11 | 0.07 | 0.05 | 0.02 | 0.02 | 0.01 | 0.01 | 0.13 | 0.14 | 0.13 | 0.12 | 0.1 | 0.09 | 0.09 | 0.08 | 0.06 | 0.05 | 0.03 | 0.02 | 0.01 | 0.01 | 0.01 | 0.14 | 0.14 | 0.13 | 0.1 | 0.07 | 0.05 | 0.03 | 0.01 | 0.01 | 0.01 | 0.01 | 0.01 | 0 | 0 | 0 | 0.0578
| 13 | 112.685 | 2.7629 | 0.31369 | 112.8455 | 12.8012 | 566.7143 | 0.052023 | 28.683 | 125.4863 | 569.4772 | 0.36571 | 141.5285 | 241.4 | 207 | 114.6 | 69.9 | 92 | 104.9 | 134.8 | 99.2 | 112.7 | 90.9 | 64.9 | 35 | 19.6 | 17.9 | 13.5 | 220.7 | 167.8 | 77.9 | 45.2 | 36.4 | 38.7 | 38.2 | 31.9 | 35 | 29 | 34 | 22.1 | 25.2 | 22 | 23.1 | 280.3 | 241.5 | 170.4 | 140.3 | 154.4 | 138.9 | 202.9 | 203.2 | 253.9 | 160.6 | 104.8 | 38.3 | 24 | 12.7 | 14.4 | 286.1 | 290.9 | 255.5 | 240.8 | 212.5 | 207.8 | 190.6 | 173.4 | 142.1 | 111.8 | 68.1 | 39.4 | 20.1 | 12.9 | 11.4 | 297.4 | 298.8 | 259.5 | 215 | 149.7 | 101.5 | 57.9 | 27 | 12.1 | 9.6 | 6.5 | 4.5 | 2.6 | 1.3 | 0.7 | 7.3 | 5.9 | 3.3 | 1.7 | 2.2 | 2.4 | 2.9 | 2.1 | 2.4 | 1.9 | 1.4 | 0.7 | 0.4 | 0.4 | 0.3 | 6.6 | 4.9 | 2.6 | 1.3 | 1.2 | 1.2 | 1.1 | 0.8 | 0.8 | 0.6 | 0.7 | 0.5 | 0.5 | 0.5 | 0.5 | 8.1 | 6.6 | 4.5 | 3.6 | 4.1 | 3.5 | 4.9 | 5.1 | 6.7 | 4.4 | 3 | 0.9 | 0.6 | 0.3 | 0.3 | 10.1 | 10.4 | 11 | 9.2 | 7.2 | 5 | 4.4 | 4.1 | 3.4 | 2.5 | 1.4 | 0.8 | 0.4 | 0.3 | 0.3 | 10.9 | 11.4 | 11.8 | 9.5 | 6.3 | 3.3 | 1.4 | 0.6 | 0.2 | 0.2 | 0.2 | 0.2 | 0.2 | 0.1 | 0.1 | 0.89 | 0.7 | 0.4 | 0.2 | 0.25 | 0.26 | 0.31 | 0.22 | 0.26 | 0.2 | 0.15 | 0.08 | 0.04 | 0.04 | 0.03 | 0.8 | 0.6 | 0.33 | 0.16 | 0.14 | 0.14 | 0.13 | 0.09 | 0.08 | 0.06 | 0.07 | 0.05 | 0.05 | 0.05 | 0.05 | 0.96 | 0.77 | 0.52 | 0.41 | 0.47 | 0.4 | 0.55 | 0.58 | 0.78 | 0.52 | 0.34 | 0.09 | 0.06 | 0.03 | 0.03 | 1.28 | 1.32 | 1.45 | 1.19 | 0.9 | 0.56 | 0.49 | 0.45 | 0.37 | 0.27 | 0.15 | 0.08 | 0.04 | 0.03 | 0.03 | 1.4 | 1.47 | 1.57 | 1.25 | 0.82 | 0.4 | 0.16 | 0.07 | 0.02 | 0.02 | 0.02 | 0.02 | 0.02 | 0.01 | 0.01 | 26.1 | 22.8 | 12.6 | 7.9 | 10.5 | 12.1 | 15.7 | 11.6 | 13.1 | 10.6 | 7.5 | 4.1 | 2.3 | 2.1 | 1.6 | 23.9 | 18.3 | 8.3 | 5 | 3.9 | 4.2 | 4.2 | 3.6 | 4 | 3.4 | 4 | 2.6 | 2.9 | 2.6 | 2.7 | 30.6 | 26.7 | 19 | 15.8 | 17.2 | 15.6 | 23.1 | 22.9 | 28.3 | 17.8 | 12.6 | 5.5 | 4.1 | 1.8 | 2.1 | 29.6 | 30.1 | 24.8 | 24.3 | 22.3 | 23.7 | 21.9 | 19.9 | 16.3 | 12.9 | 7.9 | 4.6 | 2.5 | 1.9 | 1.9 | 30.5 | 30.2 | 24.6 | 20.6 | 14.7 | 10.8 | 6.8 | 3.4 | 2.1 | 2.1 | 2.1 | 1.8 | 1.2 | 0.7 | 0.5 | 1166.5 | 1014.1 | 557.7 | 350.8 | 463.6 | 534.8 | 692.1 | 511.4 | 579.1 | 468.5 | 333.5 | 181.1 | 101.8 | 93.1 | 69.9 | 1070.4 | 815.6 | 365.4 | 219.2 | 174.4 | 188.6 | 188.4 | 159.8 | 179.2 | 149.8 | 175.6 | 114.6 | 130.7 | 113.9 | 119.3 | 1375.7 | 1197.5 | 849 | 700.9 | 768.7 | 696 | 1026.5 | 1021.8 | 1264 | 795.4 | 577.8 | 255.9 | 182.2 | 66.2 | 75.1 | 1335.1 | 1354.3 | 1125.8 | 1099.8 | 1003.5 | 1049.5 | 969.2 | 879.6 | 720.2 | 572.4 | 351.6 | 204.5 | 104.9 | 80.3 | 79.2 | 1374.7 | 1367.7 | 1124.7 | 944.1 | 669 | 484.8 | 292.6 | 145.1 | 72.3 | 73.5 | 70.9 | 69.1 | 42.4 | 26 | 17.6 | 0.11 | 0.1 | 0.06 | 0.03 | 0.04 | 0.05 | 0.06 | 0.04 | 0.05 | 0.04 | 0.03 | 0.02 | 0.01 | 0.01 | 0.01 | 0.1 | 0.08 | 0.04 | 0.02 | 0.02 | 0.02 | 0.02 | 0.01 | 0.02 | 0.01 | 0.01 | 0.01 | 0.01 | 0.01 | 0.01 | 0.12 | 0.11 | 0.08 | 0.06 | 0.07 | 0.06 | 0.09 | 0.09 | 0.11 | 0.07 | 0.05 | 0.02 | 0.02 | 0.01 | 0.01 | 0.13 | 0.14 | 0.13 | 0.12 | 0.1 | 0.09 | 0.09 | 0.08 | 0.06 | 0.05 | 0.03 | 0.02 | 0.01 | 0.01 | 0.01 | 0.14 | 0.14 | 0.13 | 0.1 | 0.07 | 0.05 | 0.03 | 0.01 | 0.01 | 0.01 | 0.01 | 0.01 | 0 | 0 | 0 | 0.059
| 14 | 114.2564 | 2.7864 | 0.3157 | 114.4181 | 12.9906 | 574.7019 | 0.052023 | 29.096 | 127.247 | 577.4884 | 0.36772 | 143.5141 | 243.3 | 209.6 | 118.4 | 72.5 | 93.6 | 106.5 | 135.4 | 99.6 | 112.2 | 91.5 | 65.5 | 35.8 | 20.3 | 18.2 | 13.7 | 221.8 | 171.6 | 82.7 | 48.8 | 37 | 37.6 | 37.6 | 31.3 | 34.6 | 28.1 | 32.7 | 21.5 | 24.9 | 22.6 | 23.9 | 279.3 | 241.7 | 172.1 | 143.1 | 156.9 | 141 | 204.4 | 204 | 255 | 163.3 | 108.1 | 40.9 | 24.6 | 12.8 | 14.2 | 287.3 | 292.8 | 258.1 | 242.4 | 213.5 | 208.9 | 191.3 | 173.9 | 142.6 | 113.3 | 70.1 | 41.4 | 21.7 | 13.6 | 11.9 | 297.3 | 300.2 | 261.6 | 217.7 | 151.6 | 103.7 | 59.5 | 28 | 12.3 | 9.4 | 6.4 | 4.5 | 2.7 | 1.3 | 0.6 | 7.3 | 5.9 | 3.4 | 1.8 | 2.2 | 2.4 | 2.9 | 2.1 | 2.4 | 1.9 | 1.4 | 0.7 | 0.4 | 0.4 | 0.3 | 6.6 | 5 | 2.8 | 1.4 | 1.1 | 1.1 | 1.1 | 0.8 | 0.8 | 0.6 | 0.7 | 0.4 | 0.5 | 0.5 | 0.5 | 7.9 | 6.4 | 4.5 | 3.7 | 4.1 | 3.6 | 4.9 | 5.1 | 6.8 | 4.5 | 3 | 1 | 0.6 | 0.3 | 0.3 | 10 | 10.3 | 11 | 9.2 | 7.2 | 5 | 4.4 | 4.1 | 3.4 | 2.5 | 1.5 | 0.8 | 0.4 | 0.3 | 0.3 | 10.7 | 11.3 | 11.8 | 9.6 | 6.4 | 3.4 | 1.5 | 0.6 | 0.2 | 0.2 | 0.2 | 0.2 | 0.2 | 0.1 | 0.1 | 0.88 | 0.7 | 0.41 | 0.2 | 0.25 | 0.26 | 0.31 | 0.22 | 0.26 | 0.21 | 0.15 | 0.08 | 0.04 | 0.04 | 0.03 | 0.8 | 0.61 | 0.35 | 0.17 | 0.14 | 0.14 | 0.13 | 0.1 | 0.09 | 0.07 | 0.07 | 0.04 | 0.05 | 0.05 | 0.05 | 0.93 | 0.75 | 0.51 | 0.42 | 0.48 | 0.42 | 0.55 | 0.58 | 0.79 | 0.52 | 0.35 | 0.1 | 0.07 | 0.03 | 0.03 | 1.27 | 1.31 | 1.45 | 1.19 | 0.9 | 0.57 | 0.49 | 0.46 | 0.38 | 0.27 | 0.15 | 0.08 | 0.04 | 0.03 | 0.03 | 1.37 | 1.45 | 1.57 | 1.26 | 0.83 | 0.41 | 0.17 | 0.07 | 0.02 | 0.02 | 0.02 | 0.02 | 0.02 | 0.01 | 0.01 | 26.4 | 23.1 | 13 | 8.2 | 10.7 | 12.3 | 15.8 | 11.7 | 13.1 | 10.6 | 7.6 | 4.2 | 2.4 | 2.1 | 1.6 | 24.1 | 18.7 | 8.8 | 5.4 | 4 | 4.1 | 4.1 | 3.5 | 4 | 3.3 | 3.8 | 2.5 | 2.9 | 2.6 | 2.8 | 30.7 | 26.9 | 19.3 | 16.1 | 17.5 | 15.8 | 23.2 | 23 | 28.4 | 18.2 | 13.1 | 5.9 | 4.2 | 1.8 | 2.1 | 29.9 | 30.4 | 25.2 | 24.6 | 22.5 | 23.8 | 22 | 19.9 | 16.3 | 13.1 | 8.2 | 4.9 | 2.7 | 2 | 2 | 30.6 | 30.5 | 24.9 | 20.9 | 14.9 | 11.1 | 7 | 3.6 | 2.2 | 2 | 2.1 | 1.8 | 1.2 | 0.7 | 0.5 | 1178.7 | 1028.1 | 574.9 | 363.4 | 472.5 | 543.5 | 695.9 | 513.7 | 576.9 | 471.3 | 336.3 | 184.7 | 105.3 | 93.8 | 70.6 | 1076.3 | 833.4 | 387.2 | 236.3 | 178.2 | 182.9 | 184.2 | 155.8 | 176 | 144.4 | 168.4 | 111.4 | 129.5 | 117.3 | 123.8 | 1375.7 | 1202.1 | 859.1 | 714.5 | 780.3 | 705.3 | 1033.6 | 1025.5 | 1269.1 | 809 | 599 | 273.5 | 189.5 | 66.7 | 74.5 | 1345.2 | 1366.2 | 1139.6 | 1109.1 | 1010.1 | 1054.7 | 972.5 | 881.4 | 722.1 | 580.1 | 361.7 | 215.5 | 113.2 | 83.6 | 80.8 | 1379 | 1378.9 | 1136.5 | 957.8 | 677.5 | 495.1 | 300.9 | 150.2 | 73.3 | 71.8 | 72.5 | 71.4 | 45.1 | 26.5 | 18.5 | 0.11 | 0.1 | 0.06 | 0.03 | 0.04 | 0.05 | 0.06 | 0.04 | 0.05 | 0.04 | 0.03 | 0.02 | 0.01 | 0.01 | 0.01 | 0.1 | 0.08 | 0.04 | 0.02 | 0.02 | 0.02 | 0.02 | 0.01 | 0.02 | 0.01 | 0.01 | 0.01 | 0.01 | 0.01 | 0.01 | 0.12 | 0.11 | 0.08 | 0.07 | 0.07 | 0.06 | 0.09 | 0.09 | 0.11 | 0.07 | 0.05 | 0.02 | 0.02 | 0.01 | 0.01 | 0.14 | 0.14 | 0.13 | 0.12 | 0.1 | 0.09 | 0.09 | 0.08 | 0.06 | 0.05 | 0.03 | 0.02 | 0.01 | 0.01 | 0.01 | 0.14 | 0.14 | 0.13 | 0.1 | 0.07 | 0.05 | 0.03 | 0.01 | 0.01 | 0.01 | 0.01 | 0.01 | 0 | 0 | 0 | 0.0599
| 15 | 120.0392 | 2.8768 | 0.3251 | 120.2059 | 13.6866 | 605.0458 | 0.055145 | 30.6425 | 133.7258 | 607.9226 | 0.38024 | 150.8484 | 248 | 210.9 | 125.1 | 81.6 | 106.4 | 116.3 | 140.8 | 103.6 | 114.2 | 93.6 | 67.8 | 38.2 | 22.9 | 21.3 | 17.1 | 226.9 | 178.7 | 90.9 | 60.8 | 49.1 | 47.6 | 42.4 | 34.9 | 36 | 29.7 | 32 | 23.9 | 28.6 | 28.9 | 31.2 | 279.8 | 240.4 | 173.3 | 145.2 | 163.8 | 150.8 | 212.5 | 209.8 | 258.6 | 170.3 | 117.6 | 52.1 | 37.6 | 24.7 | 25.8 | 291.2 | 294.7 | 264.5 | 249.7 | 224.3 | 217.2 | 197.7 | 177.7 | 144.9 | 116.1 | 74.8 | 45.7 | 24.8 | 15 | 13.2 | 300.4 | 301.4 | 265.5 | 223.6 | 158.5 | 109.8 | 63.2 | 32.6 | 16.4 | 13 | 9.4 | 5.7 | 3.4 | 1.7 | 1 | 6.9 | 5.6 | 3.4 | 2 | 2.6 | 2.6 | 3 | 2.2 | 2.5 | 2 | 1.5 | 0.8 | 0.5 | 0.4 | 0.4 | 6.4 | 4.9 | 2.8 | 1.6 | 1.4 | 1.4 | 1.2 | 0.9 | 0.8 | 0.6 | 0.7 | 0.5 | 0.6 | 0.6 | 0.6 | 7.3 | 6 | 4.4 | 3.7 | 4.3 | 3.8 | 5 | 5.2 | 6.8 | 4.6 | 3.3 | 1.3 | 0.9 | 0.5 | 0.5 | 9.6 | 10.1 | 10.9 | 9.3 | 7.3 | 5.2 | 4.5 | 4.2 | 3.4 | 2.6 | 1.6 | 0.9 | 0.5 | 0.3 | 0.3 | 10.4 | 11 | 11.7 | 9.7 | 6.6 | 3.6 | 1.5 | 0.7 | 0.3 | 0.3 | 0.3 | 0.3 | 0.2 | 0.1 | 0.1 | 0.83 | 0.66 | 0.41 | 0.24 | 0.29 | 0.29 | 0.32 | 0.23 | 0.26 | 0.21 | 0.16 | 0.08 | 0.05 | 0.05 | 0.04 | 0.76 | 0.58 | 0.35 | 0.19 | 0.17 | 0.16 | 0.14 | 0.11 | 0.09 | 0.07 | 0.07 | 0.05 | 0.06 | 0.06 | 0.06 | 0.85 | 0.69 | 0.5 | 0.42 | 0.49 | 0.43 | 0.56 | 0.58 | 0.78 | 0.54 | 0.38 | 0.13 | 0.1 | 0.05 | 0.05 | 1.2 | 1.28 | 1.44 | 1.2 | 0.9 | 0.58 | 0.5 | 0.47 | 0.39 | 0.28 | 0.16 | 0.09 | 0.05 | 0.03 | 0.03 | 1.32 | 1.41 | 1.55 | 1.28 | 0.86 | 0.44 | 0.17 | 0.08 | 0.03 | 0.03 | 0.03 | 0.03 | 0.02 | 0.01 | 0.01 | 27.4 | 23.5 | 13.9 | 9.2 | 12.1 | 13.4 | 16.4 | 12.2 | 13.3 | 10.9 | 7.8 | 4.4 | 2.7 | 2.5 | 2 | 25 | 19.8 | 9.8 | 6.8 | 5.4 | 5.2 | 4.7 | 3.9 | 4.1 | 3.4 | 3.7 | 2.8 | 3.4 | 3.4 | 3.6 | 31.2 | 27.1 | 19.5 | 16.3 | 18.3 | 17 | 24.2 | 23.7 | 28.9 | 19 | 14.4 | 7.4 | 6.1 | 3.3 | 3.6 | 30.8 | 30.8 | 26.1 | 25.5 | 23.9 | 24.8 | 22.8 | 20.4 | 16.6 | 13.4 | 8.7 | 5.4 | 3 | 2.2 | 2.2 | 31.3 | 30.9 | 25.5 | 21.5 | 15.6 | 11.7 | 7.4 | 4.1 | 2.6 | 2.5 | 2.6 | 2.2 | 1.5 | 1 | 0.9 | 1216.6 | 1042.6 | 612.2 | 407 | 536.9 | 592.6 | 723.2 | 534.2 | 587 | 481.6 | 348.3 | 197.3 | 118.1 | 109.8 | 87.8 | 1112.3 | 877.8 | 433.9 | 299 | 239 | 233.6 | 208.5 | 174 | 183.3 | 152.8 | 165.2 | 123.6 | 148.6 | 150.2 | 161.7 | 1396.4 | 1207.1 | 867.6 | 726.1 | 816.4 | 756.3 | 1077 | 1058 | 1290.7 | 844.6 | 666.7 | 349.7 | 276.3 | 128.4 | 134.5 | 1380.5 | 1382.8 | 1178.1 | 1147.4 | 1070.4 | 1098.9 | 1005.7 | 900.8 | 733.3 | 594.1 | 386.2 | 237.8 | 129.8 | 92.4 | 89.9 | 1407.4 | 1394 | 1161.8 | 986.5 | 710.7 | 523.6 | 320.2 | 174.1 | 94.5 | 93 | 94.8 | 86 | 55.1 | 38.6 | 32.9 | 0.12 | 0.1 | 0.06 | 0.04 | 0.05 | 0.05 | 0.06 | 0.05 | 0.05 | 0.04 | 0.03 | 0.02 | 0.01 | 0.01 | 0.01 | 0.11 | 0.08 | 0.05 | 0.03 | 0.02 | 0.02 | 0.02 | 0.02 | 0.02 | 0.01 | 0.01 | 0.01 | 0.01 | 0.01 | 0.01 | 0.12 | 0.11 | 0.08 | 0.07 | 0.07 | 0.07 | 0.09 | 0.09 | 0.11 | 0.08 | 0.06 | 0.03 | 0.02 | 0.01 | 0.01 | 0.14 | 0.14 | 0.13 | 0.12 | 0.1 | 0.1 | 0.09 | 0.08 | 0.07 | 0.05 | 0.03 | 0.02 | 0.01 | 0.01 | 0.01 | 0.14 | 0.14 | 0.13 | 0.11 | 0.08 | 0.05 | 0.03 | 0.02 | 0.01 | 0.01 | 0.01 | 0.01 | 0.01 | 0 | 0 | 0.0606
| 16 | 134.8072 | 3.0152 | 0.33057 | 134.9792 | 15.562 | 686.5851 | 0.060549 | 34.8024 | 150.3692 | 689.6003 | 0.39112 | 169.7816 | 269.9 | 221.1 | 150.4 | 100.3 | 133.8 | 134.3 | 154.1 | 114.1 | 121.4 | 96.6 | 73.1 | 47.2 | 34.8 | 34.9 | 29.3 | 251.4 | 210.1 | 131.7 | 99 | 77.7 | 68.6 | 53.2 | 41.6 | 36.4 | 30.5 | 31.2 | 28.4 | 36.7 | 43.2 | 48.1 | 282.5 | 243 | 178.3 | 150.5 | 173 | 167.2 | 227.6 | 222.4 | 266.3 | 180.4 | 135.1 | 72.8 | 64.8 | 48.3 | 49.6 | 305.8 | 302.9 | 284 | 265.2 | 247.4 | 234.7 | 212.1 | 186.9 | 148.3 | 117.1 | 76.6 | 49.7 | 29.5 | 19.4 | 17 | 312.7 | 308.9 | 282.7 | 240 | 177.2 | 119.6 | 66.1 | 34.7 | 18.2 | 14.3 | 10 | 6.7 | 4.6 | 2.7 | 1.9 | 6.6 | 5.2 | 3.7 | 2.3 | 3 | 2.9 | 3.2 | 2.4 | 2.6 | 2 | 1.5 | 0.9 | 0.7 | 0.7 | 0.6 | 6.5 | 5.4 | 3.6 | 2.4 | 1.9 | 1.8 | 1.5 | 1.1 | 0.8 | 0.6 | 0.6 | 0.6 | 0.7 | 0.8 | 0.9 | 6.6 | 5.5 | 4.2 | 3.7 | 4.4 | 4 | 5.3 | 5.4 | 6.8 | 4.7 | 3.6 | 1.6 | 1.5 | 0.9 | 1 | 8.9 | 9.6 | 10.7 | 9.3 | 7.4 | 5.4 | 4.8 | 4.3 | 3.5 | 2.6 | 1.6 | 1 | 0.6 | 0.4 | 0.4 | 9.6 | 10.5 | 11.6 | 10.1 | 6.9 | 3.8 | 1.6 | 0.8 | 0.4 | 0.3 | 0.3 | 0.3 | 0.2 | 0.2 | 0.2 | 0.75 | 0.59 | 0.43 | 0.25 | 0.33 | 0.31 | 0.34 | 0.25 | 0.27 | 0.21 | 0.16 | 0.1 | 0.07 | 0.07 | 0.06 | 0.76 | 0.63 | 0.43 | 0.27 | 0.22 | 0.2 | 0.17 | 0.13 | 0.09 | 0.07 | 0.07 | 0.06 | 0.07 | 0.08 | 0.1 | 0.73 | 0.61 | 0.47 | 0.42 | 0.5 | 0.45 | 0.58 | 0.6 | 0.78 | 0.54 | 0.4 | 0.17 | 0.15 | 0.1 | 0.1 | 1.08 | 1.19 | 1.38 | 1.18 | 0.9 | 0.6 | 0.52 | 0.48 | 0.39 | 0.28 | 0.17 | 0.1 | 0.06 | 0.04 | 0.04 | 1.17 | 1.32 | 1.52 | 1.32 | 0.89 | 0.47 | 0.18 | 0.08 | 0.04 | 0.03 | 0.03 | 0.03 | 0.02 | 0.02 | 0.02 | 30.7 | 25.3 | 17.1 | 11.5 | 15.4 | 15.6 | 18 | 13.4 | 14.1 | 11.3 | 8.5 | 5.5 | 4.1 | 4.1 | 3.4 | 28.2 | 23.6 | 14.6 | 11.3 | 8.8 | 7.7 | 5.9 | 4.7 | 4.2 | 3.6 | 3.6 | 3.3 | 4.3 | 5.1 | 5.7 | 32.3 | 27.9 | 20.3 | 17 | 19.5 | 19 | 26 | 25.3 | 29.9 | 20.3 | 16.9 | 10.2 | 9.7 | 6.3 | 6.6 | 33.4 | 32.4 | 28.9 | 27.6 | 26.8 | 26.9 | 24.5 | 21.5 | 17 | 13.5 | 8.9 | 5.8 | 3.6 | 2.8 | 2.8 | 33.8 | 32.4 | 27.9 | 23.5 | 17.8 | 12.8 | 7.7 | 4.3 | 2.8 | 2.7 | 2.9 | 2.5 | 1.8 | 1.7 | 1.6 | 1354.3 | 1115 | 751.6 | 508.4 | 681.3 | 688.7 | 793.5 | 588.8 | 624.9 | 498.7 | 377.2 | 245.4 | 180.6 | 181.3 | 151.7 | 1248.5 | 1044.5 | 645.3 | 496.8 | 389.7 | 343.7 | 263 | 207.8 | 185.4 | 158.1 | 161.4 | 147.4 | 191.1 | 224.9 | 250.5 | 1433.1 | 1236 | 901.5 | 755 | 866.5 | 843.3 | 1156.9 | 1124.6 | 1334.1 | 901.2 | 781.2 | 479.1 | 438.7 | 252.1 | 258.8 | 1487.4 | 1447.1 | 1300.3 | 1238.9 | 1200.6 | 1192.2 | 1082 | 949.8 | 751.6 | 600.1 | 395.7 | 258.4 | 154 | 118.9 | 114.7 | 1506.5 | 1455 | 1266.8 | 1072.1 | 809.6 | 572.2 | 335.1 | 184.9 | 103.7 | 100.7 | 101.2 | 99.1 | 68.1 | 66.8 | 64.5 | 0.13 | 0.1 | 0.07 | 0.05 | 0.06 | 0.06 | 0.07 | 0.05 | 0.05 | 0.04 | 0.03 | 0.02 | 0.02 | 0.02 | 0.01 | 0.12 | 0.1 | 0.06 | 0.05 | 0.04 | 0.03 | 0.02 | 0.02 | 0.02 | 0.01 | 0.01 | 0.01 | 0.02 | 0.02 | 0.02 | 0.13 | 0.11 | 0.08 | 0.07 | 0.08 | 0.08 | 0.1 | 0.1 | 0.12 | 0.08 | 0.07 | 0.04 | 0.04 | 0.02 | 0.03 | 0.14 | 0.14 | 0.14 | 0.13 | 0.11 | 0.11 | 0.1 | 0.08 | 0.07 | 0.05 | 0.03 | 0.02 | 0.01 | 0.01 | 0.01 | 0.15 | 0.15 | 0.14 | 0.11 | 0.08 | 0.06 | 0.03 | 0.02 | 0.01 | 0.01 | 0.01 | 0.01 | 0.01 | 0.01 | 0.01 | 0.0612
| 17 | 142.3369 | 3.089 | 0.33739 | 142.5128 | 16.537 | 726.59 | 0.065184 | 36.8988 | 158.8739 | 729.679 | 0.40257 | 179.4116 | 302.9 | 237 | 165.7 | 101.2 | 143 | 141.2 | 160.3 | 118.9 | 125.3 | 98.6 | 77.3 | 54.5 | 43.5 | 43.6 | 35.8 | 273.1 | 228.2 | 146.8 | 107.9 | 84.4 | 71.8 | 54.9 | 42.1 | 36.3 | 30.1 | 30.6 | 31.9 | 43.2 | 52.9 | 58 | 299 | 253 | 184.5 | 149.4 | 175.5 | 173.8 | 234.8 | 228.9 | 273.1 | 189.7 | 151.1 | 88.7 | 86 | 63.7 | 65.5 | 329.9 | 316.7 | 297.6 | 269.3 | 257.6 | 243.6 | 220.3 | 191.4 | 150.8 | 119.1 | 78.9 | 52 | 32.7 | 23.5 | 21.5 | 333.9 | 320.1 | 290.6 | 240.1 | 181.3 | 123.7 | 69.3 | 38 | 21.1 | 17 | 11.9 | 8.2 | 5.8 | 3.6 | 2.3 | 6.9 | 5.3 | 3.8 | 2.3 | 3.2 | 3 | 3.3 | 2.4 | 2.6 | 2 | 1.6 | 1.1 | 0.9 | 0.9 | 0.7 | 6.7 | 5.5 | 3.8 | 2.5 | 2 | 1.7 | 1.4 | 1 | 0.8 | 0.6 | 0.6 | 0.6 | 0.8 | 1 | 1.1 | 6.5 | 5.5 | 4.1 | 3.7 | 4.4 | 4.1 | 5.4 | 5.5 | 6.9 | 4.9 | 3.9 | 2 | 1.9 | 1.2 | 1.3 | 8.6 | 9.5 | 10.5 | 9.4 | 7.5 | 5.6 | 5 | 4.4 | 3.6 | 2.6 | 1.6 | 1 | 0.6 | 0.5 | 0.5 | 9.3 | 10.4 | 11.4 | 10 | 6.8 | 3.9 | 1.6 | 0.8 | 0.4 | 0.4 | 0.4 | 0.4 | 0.3 | 0.3 | 0.3 | 0.79 | 0.6 | 0.42 | 0.25 | 0.35 | 0.33 | 0.35 | 0.25 | 0.28 | 0.21 | 0.17 | 0.11 | 0.09 | 0.09 | 0.08 | 0.79 | 0.65 | 0.44 | 0.28 | 0.22 | 0.19 | 0.16 | 0.11 | 0.08 | 0.06 | 0.06 | 0.06 | 0.08 | 0.1 | 0.11 | 0.72 | 0.6 | 0.45 | 0.42 | 0.5 | 0.46 | 0.59 | 0.62 | 0.79 | 0.56 | 0.44 | 0.21 | 0.2 | 0.13 | 0.13 | 1.03 | 1.17 | 1.34 | 1.19 | 0.9 | 0.62 | 0.54 | 0.49 | 0.4 | 0.28 | 0.17 | 0.1 | 0.06 | 0.05 | 0.05 | 1.13 | 1.3 | 1.47 | 1.31 | 0.87 | 0.47 | 0.18 | 0.09 | 0.04 | 0.04 | 0.04 | 0.04 | 0.03 | 0.03 | 0.03 | 35 | 27.5 | 19.1 | 11.7 | 16.5 | 16.4 | 18.8 | 14 | 14.6 | 11.5 | 9 | 6.4 | 5.1 | 5.1 | 4.2 | 31.2 | 26.1 | 16.6 | 12.4 | 9.6 | 8.2 | 6.2 | 4.8 | 4.2 | 3.5 | 3.6 | 3.7 | 5.1 | 6.2 | 6.8 | 34.8 | 29.5 | 21.3 | 17 | 19.9 | 19.8 | 26.9 | 26 | 30.7 | 21.4 | 19.1 | 12.4 | 12.6 | 8.2 | 8.7 | 37.1 | 34.5 | 30.9 | 28.1 | 28.2 | 28 | 25.4 | 22 | 17.3 | 13.8 | 9.2 | 6.1 | 4 | 3.4 | 3.5 | 37.1 | 34.2 | 29.2 | 23.5 | 18.5 | 13.3 | 8.1 | 4.6 | 3.1 | 3.1 | 3.3 | 3.1 | 2.3 | 2.3 | 2.1 | 1519.7 | 1193.9 | 837.4 | 514.9 | 729.7 | 725.2 | 826 | 614.7 | 646.2 | 509.6 | 399.2 | 283.5 | 226 | 226.6 | 185.8 | 1348.8 | 1130.8 | 726.2 | 545.6 | 427.1 | 362.9 | 276 | 213.5 | 186.6 | 156.1 | 158.7 | 165.8 | 225.2 | 275.8 | 302.2 | 1515.7 | 1284.4 | 937.4 | 746.6 | 879.2 | 878.7 | 1195.2 | 1157.8 | 1370.1 | 949.8 | 883.5 | 580.1 | 567.8 | 332.4 | 341.9 | 1621.3 | 1520.2 | 1383.3 | 1259.3 | 1257 | 1238.4 | 1123.4 | 972.6 | 764.6 | 610.5 | 407.6 | 270.4 | 170.6 | 146.3 | 147.4 | 1621 | 1512.1 | 1319.1 | 1074 | 836.7 | 596 | 352 | 202.2 | 118.4 | 116.8 | 120.9 | 122.6 | 88.3 | 87.6 | 82 | 0.15 | 0.12 | 0.08 | 0.05 | 0.06 | 0.06 | 0.07 | 0.05 | 0.06 | 0.04 | 0.03 | 0.02 | 0.02 | 0.02 | 0.02 | 0.14 | 0.12 | 0.07 | 0.05 | 0.04 | 0.03 | 0.02 | 0.02 | 0.02 | 0.01 | 0.01 | 0.01 | 0.02 | 0.02 | 0.03 | 0.14 | 0.12 | 0.09 | 0.07 | 0.08 | 0.08 | 0.1 | 0.1 | 0.12 | 0.08 | 0.07 | 0.05 | 0.05 | 0.03 | 0.03 | 0.16 | 0.16 | 0.14 | 0.13 | 0.12 | 0.11 | 0.1 | 0.09 | 0.07 | 0.05 | 0.03 | 0.02 | 0.02 | 0.01 | 0.01 | 0.17 | 0.16 | 0.14 | 0.11 | 0.08 | 0.06 | 0.03 | 0.02 | 0.01 | 0.01 | 0.01 | 0.01 | 0.01 | 0.01 | 0.01 | 0.0618
| 18 | 147.1207 | 3.1935 | 0.34833 | 147.3024 | 17.1121 | 750.8194 | 0.068489 | 38.1532 | 164.2328 | 754.0129 | 0.41682 | 185.4556 | 317.9 | 245.8 | 178.8 | 106.1 | 150.7 | 146.6 | 163.8 | 121.1 | 124.9 | 96.3 | 74.8 | 52.5 | 43.6 | 43.6 | 35.9 | 279.6 | 233.5 | 153.1 | 111.6 | 87.7 | 73 | 53.9 | 39.9 | 33.1 | 28.3 | 28.7 | 31.5 | 44.3 | 55.8 | 61.9 | 298.4 | 252.3 | 183.1 | 146.8 | 174.4 | 175.8 | 238.6 | 229.5 | 270.2 | 179 | 145.9 | 86.4 | 93.6 | 71.3 | 74.4 | 341.5 | 323.6 | 306.7 | 272.2 | 264.7 | 249.7 | 227 | 194.8 | 154.7 | 121.4 | 81 | 52.5 | 33.7 | 25.9 | 24.2 | 344.3 | 326.7 | 299.6 | 243.8 | 187.1 | 128.9 | 73.4 | 40.5 | 21.1 | 16.6 | 11.7 | 8.4 | 6.5 | 3.9 | 2.6 | 7.1 | 5.4 | 4.1 | 2.4 | 3.4 | 3.2 | 3.4 | 2.4 | 2.6 | 2 | 1.5 | 1 | 0.9 | 0.9 | 0.7 | 6.8 | 5.6 | 3.9 | 2.5 | 2 | 1.7 | 1.3 | 0.9 | 0.7 | 0.6 | 0.6 | 0.6 | 0.9 | 1.1 | 1.2 | 6.4 | 5.4 | 4.1 | 3.6 | 4.4 | 4.1 | 5.4 | 5.5 | 6.9 | 4.6 | 3.8 | 2 | 2.1 | 1.4 | 1.5 | 8.6 | 9.5 | 10.6 | 9.5 | 7.6 | 5.7 | 5.1 | 4.5 | 3.6 | 2.7 | 1.7 | 1 | 0.6 | 0.6 | 0.6 | 9.1 | 10.3 | 11.3 | 10 | 6.8 | 3.9 | 1.7 | 0.9 | 0.4 | 0.4 | 0.4 | 0.4 | 0.3 | 0.4 | 0.4 | 0.8 | 0.61 | 0.46 | 0.27 | 0.37 | 0.34 | 0.36 | 0.25 | 0.27 | 0.21 | 0.16 | 0.1 | 0.09 | 0.09 | 0.07 | 0.79 | 0.65 | 0.45 | 0.28 | 0.22 | 0.19 | 0.15 | 0.1 | 0.07 | 0.06 | 0.06 | 0.06 | 0.09 | 0.11 | 0.12 | 0.71 | 0.59 | 0.45 | 0.42 | 0.5 | 0.46 | 0.6 | 0.61 | 0.78 | 0.53 | 0.43 | 0.21 | 0.22 | 0.15 | 0.15 | 1.01 | 1.16 | 1.35 | 1.19 | 0.91 | 0.63 | 0.56 | 0.5 | 0.4 | 0.29 | 0.18 | 0.11 | 0.06 | 0.06 | 0.06 | 1.09 | 1.28 | 1.46 | 1.31 | 0.87 | 0.48 | 0.19 | 0.09 | 0.04 | 0.04 | 0.04 | 0.04 | 0.03 | 0.04 | 0.04 | 36.9 | 28.6 | 20.6 | 12.2 | 17.4 | 17.1 | 19.2 | 14.3 | 14.6 | 11.3 | 8.7 | 6.2 | 5.1 | 5.1 | 4.2 | 32.1 | 26.8 | 17.4 | 12.9 | 10.1 | 8.4 | 6.2 | 4.6 | 3.9 | 3.3 | 3.4 | 3.7 | 5.2 | 6.6 | 7.3 | 34.8 | 29.4 | 21.1 | 16.6 | 19.7 | 20.1 | 27.4 | 26.1 | 30.4 | 20.1 | 18.6 | 12.2 | 13.7 | 9.1 | 9.8 | 38.8 | 35.5 | 32.1 | 28.4 | 29 | 28.7 | 26.2 | 22.4 | 17.7 | 14 | 9.4 | 6.2 | 4.1 | 3.8 | 4 | 38.7 | 35.2 | 30.5 | 24 | 19.2 | 14 | 8.5 | 4.9 | 3.1 | 3 | 3.4 | 3.2 | 2.5 | 2.6 | 2.6 | 1600 | 1241.7 | 903.5 | 538.1 | 766.5 | 751.1 | 844.2 | 626.5 | 645.1 | 498 | 386.5 | 273 | 227 | 226.7 | 186.5 | 1384.9 | 1160 | 758.4 | 565.2 | 445.2 | 371.2 | 272.3 | 202.9 | 170.7 | 146.8 | 148.9 | 164.1 | 230.9 | 291.1 | 322.6 | 1516.4 | 1284.7 | 931 | 734.1 | 873.4 | 890.2 | 1216.1 | 1162.3 | 1355.2 | 895.3 | 863.6 | 574.6 | 612.8 | 371.3 | 387.6 | 1688.5 | 1560.1 | 1433 | 1274.9 | 1294.7 | 1269.3 | 1157.4 | 990.1 | 784.8 | 622 | 418.1 | 273.2 | 176.3 | 163.9 | 169.5 | 1685.5 | 1551.8 | 1370.6 | 1093.8 | 868.4 | 623.2 | 373.2 | 215.2 | 118.4 | 113.7 | 122.9 | 128.3 | 97.6 | 103.3 | 101.9 | 0.16 | 0.12 | 0.09 | 0.05 | 0.07 | 0.07 | 0.07 | 0.05 | 0.06 | 0.04 | 0.03 | 0.02 | 0.02 | 0.02 | 0.02 | 0.14 | 0.12 | 0.08 | 0.05 | 0.04 | 0.03 | 0.02 | 0.02 | 0.01 | 0.01 | 0.01 | 0.01 | 0.02 | 0.02 | 0.03 | 0.14 | 0.12 | 0.08 | 0.07 | 0.08 | 0.08 | 0.11 | 0.1 | 0.12 | 0.08 | 0.07 | 0.05 | 0.05 | 0.03 | 0.04 | 0.17 | 0.16 | 0.15 | 0.13 | 0.12 | 0.11 | 0.1 | 0.09 | 0.07 | 0.05 | 0.04 | 0.02 | 0.02 | 0.01 | 0.02 | 0.17 | 0.16 | 0.15 | 0.12 | 0.09 | 0.06 | 0.03 | 0.02 | 0.01 | 0.01 | 0.01 | 0.01 | 0.01 | 0.01 | 0.01 | 0.0614
| 19 | 144.9144 | 3.1266 | 0.33591 | 145.091 | 16.8411 | 742.353 | 0.065991 | 37.6445 | 161.7555 | 745.4796 | 0.4019 | 182.7355 | 311.9 | 240.9 | 175.5 | 103.8 | 148.5 | 144.9 | 162.3 | 120.5 | 124.2 | 95.3 | 72.6 | 50.8 | 41.1 | 42 | 33.8 | 270.7 | 225.8 | 147.7 | 108.5 | 86.2 | 71.6 | 52.5 | 38 | 31.6 | 27.5 | 28 | 31.1 | 43.3 | 55.8 | 61.9 | 291.3 | 246.6 | 177.8 | 141.4 | 169.5 | 173.7 | 237.9 | 227.7 | 264.9 | 172.2 | 138 | 80.5 | 87.8 | 66.5 | 68.4 | 334.6 | 318.5 | 304 | 270.4 | 262.8 | 247.5 | 224.5 | 193 | 154.3 | 120.3 | 79.7 | 50.2 | 32.8 | 25.9 | 24.8 | 338.5 | 322.6 | 297.6 | 242.1 | 185.7 | 126.7 | 71.1 | 37.5 | 19.1 | 14.7 | 10.5 | 7.7 | 6.2 | 3.6 | 2.5 | 6.9 | 5.3 | 4 | 2.3 | 3.3 | 3.1 | 3.3 | 2.4 | 2.6 | 2 | 1.5 | 1 | 0.8 | 0.8 | 0.7 | 6.4 | 5.3 | 3.7 | 2.4 | 2 | 1.6 | 1.3 | 0.9 | 0.7 | 0.6 | 0.6 | 0.6 | 0.8 | 1.1 | 1.2 | 6.1 | 5.2 | 3.9 | 3.5 | 4.2 | 4.1 | 5.4 | 5.4 | 6.8 | 4.5 | 3.6 | 1.9 | 2 | 1.3 | 1.3 | 8.4 | 9.3 | 10.6 | 9.4 | 7.5 | 5.7 | 5.1 | 4.5 | 3.6 | 2.6 | 1.6 | 1 | 0.6 | 0.6 | 0.6 | 8.9 | 10.1 | 11.3 | 10 | 6.8 | 3.9 | 1.7 | 0.8 | 0.4 | 0.3 | 0.4 | 0.4 | 0.3 | 0.3 | 0.3 | 0.76 | 0.58 | 0.44 | 0.25 | 0.36 | 0.33 | 0.35 | 0.25 | 0.27 | 0.2 | 0.16 | 0.1 | 0.08 | 0.09 | 0.07 | 0.72 | 0.6 | 0.43 | 0.27 | 0.22 | 0.18 | 0.14 | 0.09 | 0.07 | 0.06 | 0.06 | 0.06 | 0.09 | 0.11 | 0.12 | 0.65 | 0.55 | 0.43 | 0.4 | 0.48 | 0.45 | 0.59 | 0.61 | 0.78 | 0.52 | 0.41 | 0.19 | 0.2 | 0.13 | 0.14 | 0.96 | 1.13 | 1.33 | 1.19 | 0.9 | 0.63 | 0.55 | 0.49 | 0.4 | 0.28 | 0.17 | 0.1 | 0.06 | 0.06 | 0.06 | 1.04 | 1.25 | 1.45 | 1.31 | 0.87 | 0.47 | 0.19 | 0.09 | 0.04 | 0.03 | 0.04 | 0.04 | 0.03 | 0.03 | 0.03 | 36.1 | 27.9 | 20.2 | 12 | 17.2 | 16.9 | 19 | 14.2 | 14.5 | 11.1 | 8.5 | 6 | 4.8 | 4.9 | 3.9 | 31 | 25.9 | 16.7 | 12.5 | 9.9 | 8.2 | 6 | 4.4 | 3.7 | 3.2 | 3.3 | 3.7 | 5.1 | 6.6 | 7.3 | 33.9 | 28.7 | 20.5 | 16 | 19.2 | 19.8 | 27.3 | 25.9 | 29.7 | 19.3 | 17.7 | 11.6 | 13 | 8.6 | 9.1 | 37.8 | 34.8 | 31.7 | 28.2 | 28.8 | 28.4 | 25.9 | 22.2 | 17.7 | 13.9 | 9.3 | 5.9 | 4 | 3.9 | 4.2 | 38 | 34.7 | 30.2 | 23.8 | 19 | 13.7 | 8.2 | 4.5 | 2.8 | 2.7 | 3.2 | 3.1 | 2.5 | 2.4 | 2.4 | 1586.3 | 1227.9 | 890.1 | 529 | 758.3 | 744 | 837.1 | 624.1 | 641.8 | 493.1 | 375.2 | 264.4 | 213.4 | 218.2 | 174.7 | 1361.6 | 1136.3 | 735.4 | 550.9 | 438.1 | 364.5 | 265.3 | 194.1 | 163.2 | 142.7 | 145.2 | 161.8 | 225.7 | 291 | 322.9 | 1497 | 1267.7 | 908.3 | 710.3 | 851.9 | 881.3 | 1213.5 | 1153.1 | 1327.4 | 859.9 | 825.3 | 547.3 | 585.9 | 347.1 | 357.5 | 1671 | 1545.9 | 1422.7 | 1267.3 | 1286.2 | 1258.2 | 1144.8 | 981.1 | 783.1 | 616.6 | 411.5 | 261.1 | 171.5 | 169.8 | 181.1 | 1676.3 | 1544.7 | 1363.8 | 1085.3 | 861.5 | 611.7 | 361.5 | 199.6 | 108 | 101.8 | 116 | 121.3 | 94.8 | 93.1 | 92.2 | 0.14 | 0.11 | 0.08 | 0.05 | 0.07 | 0.07 | 0.07 | 0.05 | 0.06 | 0.04 | 0.03 | 0.02 | 0.02 | 0.02 | 0.01 | 0.13 | 0.11 | 0.07 | 0.05 | 0.04 | 0.03 | 0.02 | 0.02 | 0.01 | 0.01 | 0.01 | 0.01 | 0.02 | 0.02 | 0.03 | 0.13 | 0.11 | 0.08 | 0.06 | 0.08 | 0.08 | 0.11 | 0.1 | 0.12 | 0.08 | 0.07 | 0.04 | 0.05 | 0.03 | 0.03 | 0.16 | 0.15 | 0.15 | 0.13 | 0.12 | 0.11 | 0.1 | 0.09 | 0.07 | 0.05 | 0.04 | 0.02 | 0.02 | 0.01 | 0.02 | 0.16 | 0.15 | 0.14 | 0.11 | 0.09 | 0.06 | 0.03 | 0.02 | 0.01 | 0.01 | 0.01 | 0.01 | 0.01 | 0.01 | 0.01 | 0.0608
| 20 | 142.8517 | 3.0399 | 0.32761 | 143.0236 | 16.6172 | 733.087 | 0.064125 | 37.1606 | 159.4688 | 736.1269 | 0.39173 | 180.1842 | 307.1 | 237.1 | 172.5 | 101.8 | 146.7 | 142.9 | 160.2 | 118.5 | 123.1 | 94.4 | 72.1 | 50.4 | 40.4 | 41 | 32.4 | 267.6 | 223 | 146.1 | 106.9 | 85.1 | 71.1 | 52.4 | 38.1 | 31.7 | 27.4 | 28.7 | 32.2 | 44.9 | 56.6 | 62.5 | 287.7 | 243.5 | 174.7 | 139.5 | 169 | 175.2 | 238.6 | 227 | 263.2 | 170.8 | 137.1 | 78.9 | 85 | 62.7 | 64.9 | 330.7 | 315.2 | 302.5 | 269.5 | 261.5 | 245.8 | 222.4 | 191.4 | 151.9 | 118.5 | 78.2 | 49.9 | 32.4 | 25.5 | 24.3 | 333.9 | 319 | 295 | 240.2 | 183.4 | 123.8 | 68.8 | 36 | 18.9 | 14.8 | 10.8 | 7.7 | 6 | 3.3 | 2.3 | 6.7 | 5.1 | 3.9 | 2.2 | 3.2 | 3 | 3.3 | 2.4 | 2.5 | 1.9 | 1.5 | 1 | 0.8 | 0.8 | 0.7 | 6.3 | 5.2 | 3.7 | 2.4 | 1.9 | 1.6 | 1.2 | 0.9 | 0.7 | 0.5 | 0.6 | 0.6 | 0.9 | 1.1 | 1.2 | 5.9 | 5 | 3.9 | 3.5 | 4.2 | 4.1 | 5.4 | 5.4 | 6.8 | 4.5 | 3.6 | 1.8 | 1.9 | 1.2 | 1.2 | 8.3 | 9.3 | 10.6 | 9.4 | 7.5 | 5.7 | 5 | 4.4 | 3.6 | 2.6 | 1.6 | 1 | 0.6 | 0.6 | 0.6 | 8.7 | 10 | 11.3 | 10 | 6.8 | 3.8 | 1.6 | 0.8 | 0.4 | 0.3 | 0.4 | 0.4 | 0.3 | 0.3 | 0.3 | 0.73 | 0.55 | 0.43 | 0.24 | 0.35 | 0.32 | 0.35 | 0.25 | 0.27 | 0.2 | 0.16 | 0.1 | 0.08 | 0.08 | 0.07 | 0.71 | 0.59 | 0.43 | 0.26 | 0.21 | 0.17 | 0.14 | 0.09 | 0.07 | 0.06 | 0.06 | 0.06 | 0.09 | 0.11 | 0.12 | 0.62 | 0.53 | 0.42 | 0.39 | 0.48 | 0.45 | 0.59 | 0.61 | 0.77 | 0.52 | 0.4 | 0.18 | 0.19 | 0.12 | 0.13 | 0.95 | 1.12 | 1.34 | 1.18 | 0.89 | 0.62 | 0.55 | 0.49 | 0.39 | 0.28 | 0.17 | 0.1 | 0.06 | 0.06 | 0.06 | 1.02 | 1.23 | 1.45 | 1.3 | 0.86 | 0.47 | 0.18 | 0.08 | 0.04 | 0.03 | 0.04 | 0.04 | 0.03 | 0.03 | 0.03 | 35.5 | 27.5 | 19.9 | 11.8 | 17 | 16.6 | 18.8 | 14 | 14.4 | 11 | 8.4 | 5.9 | 4.8 | 4.8 | 3.8 | 30.6 | 25.5 | 16.5 | 12.3 | 9.8 | 8.2 | 6 | 4.4 | 3.7 | 3.2 | 3.4 | 3.8 | 5.3 | 6.7 | 7.4 | 33.6 | 28.4 | 20.2 | 15.8 | 19.1 | 20 | 27.4 | 25.8 | 29.5 | 19.2 | 17.5 | 11.4 | 12.7 | 8.2 | 8.7 | 37.3 | 34.4 | 31.5 | 28.1 | 28.7 | 28.2 | 25.7 | 22 | 17.4 | 13.7 | 9.1 | 5.9 | 4 | 3.9 | 4.2 | 37.4 | 34.2 | 29.9 | 23.6 | 18.8 | 13.4 | 8 | 4.4 | 2.8 | 2.7 | 3.3 | 3.1 | 2.4 | 2.4 | 2.4 | 1567.3 | 1212.7 | 875.2 | 520.8 | 750.5 | 735.1 | 827.4 | 614.3 | 636.1 | 488.6 | 373 | 262.8 | 210.6 | 213.3 | 168.2 | 1350.3 | 1125.5 | 727.3 | 543.8 | 433.7 | 363.4 | 265.9 | 194.5 | 163.7 | 142.4 | 149.2 | 167.5 | 233.7 | 294.9 | 325.9 | 1484.7 | 1256.1 | 892.7 | 700.8 | 850 | 889.9 | 1217.9 | 1149.5 | 1318.2 | 852.8 | 818.4 | 537.3 | 569.8 | 327.8 | 339.7 | 1653.6 | 1531.5 | 1413.9 | 1264.5 | 1281.9 | 1250.9 | 1135 | 973.2 | 770.9 | 607.5 | 404 | 259.6 | 169.2 | 168 | 178.5 | 1657.7 | 1530.2 | 1349.7 | 1076.4 | 849.8 | 597.7 | 349.4 | 191.8 | 107 | 102.8 | 118.5 | 120.8 | 92.5 | 91.1 | 92.9 | 0.14 | 0.11 | 0.08 | 0.05 | 0.07 | 0.06 | 0.07 | 0.05 | 0.05 | 0.04 | 0.03 | 0.02 | 0.02 | 0.02 | 0.01 | 0.12 | 0.1 | 0.07 | 0.05 | 0.04 | 0.03 | 0.02 | 0.02 | 0.01 | 0.01 | 0.01 | 0.01 | 0.02 | 0.02 | 0.03 | 0.13 | 0.11 | 0.08 | 0.06 | 0.08 | 0.08 | 0.11 | 0.1 | 0.12 | 0.08 | 0.07 | 0.04 | 0.05 | 0.03 | 0.03 | 0.15 | 0.15 | 0.14 | 0.13 | 0.12 | 0.11 | 0.1 | 0.09 | 0.07 | 0.05 | 0.03 | 0.02 | 0.01 | 0.01 | 0.02 | 0.16 | 0.15 | 0.14 | 0.11 | 0.09 | 0.06 | 0.03 | 0.02 | 0.01 | 0.01 | 0.01 | 0.01 | 0.01 | 0.01 | 0.01 | 0.0601
| 21 | 149.9306 | 3.2021 | 0.34426 | 150.1115 | 17.4336 | 769.6481 | 0.065991 | 39.0012 | 167.3642 | 772.8503 | 0.41025 | 189.1128 | 310.5 | 240.5 | 183.3 | 114.8 | 161 | 152.4 | 166 | 122.3 | 124.3 | 96.5 | 74.4 | 54.7 | 43.1 | 44.5 | 35.2 | 271.7 | 229.8 | 158.7 | 118.2 | 94.5 | 77.3 | 58.9 | 44.1 | 38.2 | 32.1 | 32.1 | 33.9 | 46.4 | 59.5 | 65.5 | 286.8 | 242.5 | 176 | 144.5 | 179.4 | 194.8 | 255.4 | 239.1 | 264.8 | 174.3 | 141.5 | 85.4 | 90.5 | 66.3 | 66.1 | 333.9 | 317.7 | 308.3 | 276.7 | 270.7 | 253.2 | 227 | 194 | 153.1 | 119.5 | 79.3 | 51.3 | 33 | 26.5 | 25.3 | 334.5 | 319.7 | 299.5 | 247.6 | 191.8 | 128.5 | 70.6 | 37.1 | 20.3 | 16.4 | 11.9 | 9.1 | 7 | 4.2 | 2.8 | 6.9 | 5.2 | 4.2 | 2.5 | 3.5 | 3.2 | 3.4 | 2.4 | 2.6 | 2 | 1.5 | 1.1 | 0.8 | 0.9 | 0.7 | 6.5 | 5.5 | 4 | 2.7 | 2.2 | 1.8 | 1.4 | 1 | 0.8 | 0.7 | 0.6 | 0.7 | 0.9 | 1.2 | 1.3 | 6 | 5.1 | 3.9 | 3.6 | 4.4 | 4.5 | 5.7 | 5.7 | 6.7 | 4.5 | 3.6 | 1.9 | 2 | 1.3 | 1.3 | 8.4 | 9.3 | 10.5 | 9.4 | 7.5 | 5.8 | 5.1 | 4.5 | 3.6 | 2.6 | 1.6 | 1 | 0.6 | 0.6 | 0.7 | 8.8 | 10.1 | 11.3 | 10.1 | 7 | 4 | 1.7 | 0.8 | 0.4 | 0.4 | 0.4 | 0.5 | 0.4 | 0.4 | 0.4 | 0.75 | 0.57 | 0.46 | 0.27 | 0.38 | 0.34 | 0.36 | 0.25 | 0.27 | 0.21 | 0.16 | 0.11 | 0.09 | 0.09 | 0.07 | 0.74 | 0.62 | 0.47 | 0.3 | 0.24 | 0.19 | 0.16 | 0.11 | 0.08 | 0.07 | 0.07 | 0.07 | 0.09 | 0.12 | 0.13 | 0.64 | 0.54 | 0.43 | 0.41 | 0.5 | 0.49 | 0.62 | 0.63 | 0.77 | 0.52 | 0.41 | 0.19 | 0.2 | 0.13 | 0.13 | 0.97 | 1.13 | 1.33 | 1.17 | 0.89 | 0.64 | 0.56 | 0.5 | 0.4 | 0.28 | 0.17 | 0.1 | 0.06 | 0.06 | 0.07 | 1.03 | 1.24 | 1.45 | 1.32 | 0.88 | 0.48 | 0.19 | 0.09 | 0.04 | 0.04 | 0.04 | 0.05 | 0.04 | 0.04 | 0.04 | 35.9 | 27.8 | 21.1 | 13.3 | 18.6 | 17.8 | 19.5 | 14.4 | 14.6 | 11.3 | 8.7 | 6.4 | 5.1 | 5.2 | 4.1 | 30.9 | 26.2 | 17.9 | 13.6 | 10.9 | 8.9 | 6.7 | 5.1 | 4.4 | 3.8 | 3.8 | 4 | 5.5 | 7 | 7.7 | 33.4 | 28.2 | 20.3 | 16.3 | 20.3 | 22.3 | 29.4 | 27.2 | 29.7 | 19.6 | 18.1 | 12.1 | 13.4 | 8.6 | 8.9 | 37.6 | 34.6 | 32.3 | 29.1 | 29.8 | 29.1 | 26.2 | 22.3 | 17.6 | 13.8 | 9.2 | 6 | 4.1 | 4.1 | 4.4 | 37.4 | 34.3 | 30.4 | 24.4 | 19.7 | 13.9 | 8.2 | 4.5 | 3 | 3 | 3.6 | 3.5 | 2.7 | 2.8 | 2.7 | 1582.5 | 1228.5 | 930.2 | 587.9 | 824.7 | 785.1 | 858.2 | 634.2 | 642.9 | 499.7 | 385.1 | 284.9 | 224.3 | 231.6 | 182.8 | 1366.6 | 1156.2 | 789.2 | 599.6 | 480.4 | 393.7 | 298.1 | 224.8 | 196.7 | 166.4 | 166.6 | 176.3 | 241.5 | 310 | 340.9 | 1478 | 1249.4 | 898.2 | 725.8 | 904 | 991.6 | 1305.6 | 1212.3 | 1328 | 871.5 | 841.7 | 570.7 | 598.9 | 347.5 | 346.6 | 1667.8 | 1543.4 | 1448.7 | 1306.1 | 1333 | 1289.2 | 1158.7 | 986.4 | 777.1 | 613.1 | 409.8 | 266.8 | 172.5 | 175.8 | 187.5 | 1659 | 1532.2 | 1374.6 | 1113.9 | 892.9 | 620.6 | 358.6 | 197.8 | 114.8 | 114.5 | 130 | 138.9 | 105.6 | 109.2 | 107.3 | 0.14 | 0.11 | 0.08 | 0.05 | 0.07 | 0.07 | 0.07 | 0.05 | 0.06 | 0.04 | 0.03 | 0.02 | 0.02 | 0.02 | 0.02 | 0.13 | 0.11 | 0.08 | 0.05 | 0.04 | 0.03 | 0.03 | 0.02 | 0.02 | 0.01 | 0.01 | 0.01 | 0.02 | 0.03 | 0.03 | 0.13 | 0.11 | 0.08 | 0.07 | 0.08 | 0.09 | 0.11 | 0.11 | 0.12 | 0.08 | 0.07 | 0.05 | 0.05 | 0.03 | 0.03 | 0.15 | 0.15 | 0.15 | 0.13 | 0.12 | 0.11 | 0.1 | 0.09 | 0.07 | 0.05 | 0.03 | 0.02 | 0.02 | 0.02 | 0.02 | 0.15 | 0.15 | 0.14 | 0.12 | 0.09 | 0.06 | 0.03 | 0.02 | 0.01 | 0.01 | 0.01 | 0.01 | 0.01 | 0.01 | 0.01 | 0.0574
| 22 | 152.6508 | 3.3037 | 0.35802 | 152.8382 | 17.6825 | 782.8673 | 0.068573 | 39.6209 | 170.3333 | 786.171 | 0.4266 | 192.4591 | 309.1 | 235.9 | 189.1 | 123.9 | 174 | 157.9 | 166.3 | 122.4 | 123.1 | 94.7 | 72 | 53.2 | 42.9 | 45.6 | 36.8 | 262.9 | 230.6 | 168.4 | 133.7 | 103.6 | 80.4 | 58.2 | 42.2 | 36.8 | 30.3 | 31.3 | 33 | 46.3 | 59.5 | 66.2 | 280.2 | 236.2 | 170.4 | 141.3 | 181.2 | 208.8 | 268.4 | 248.5 | 263.3 | 175.5 | 144.7 | 92.2 | 97.5 | 72.5 | 70.4 | 330.3 | 313 | 311 | 282.6 | 279.7 | 256.8 | 226.6 | 192.2 | 149.7 | 116.1 | 75.4 | 48.9 | 31.1 | 25.7 | 25.1 | 326.9 | 312.7 | 299.9 | 254.6 | 199.9 | 130.9 | 68.4 | 35 | 19.3 | 15.4 | 11.6 | 8.2 | 6.2 | 3.4 | 2.5 | 7.3 | 5.5 | 4.5 | 2.6 | 3.7 | 3.3 | 3.4 | 2.4 | 2.5 | 1.9 | 1.5 | 1 | 0.8 | 0.9 | 0.7 | 6.2 | 5.5 | 4.3 | 3.2 | 2.4 | 1.9 | 1.4 | 0.9 | 0.8 | 0.6 | 0.6 | 0.7 | 0.9 | 1.2 | 1.3 | 6.2 | 5.1 | 4 | 3.5 | 4.5 | 4.8 | 6 | 5.9 | 6.7 | 4.5 | 3.7 | 2 | 2.1 | 1.4 | 1.3 | 8.7 | 9.5 | 10.8 | 9.5 | 7.7 | 5.9 | 5 | 4.4 | 3.5 | 2.5 | 1.6 | 1 | 0.6 | 0.6 | 0.6 | 8.6 | 9.9 | 11.2 | 10.3 | 7.2 | 4.1 | 1.6 | 0.8 | 0.4 | 0.4 | 0.4 | 0.4 | 0.3 | 0.3 | 0.3 | 0.82 | 0.61 | 0.51 | 0.28 | 0.4 | 0.35 | 0.35 | 0.25 | 0.27 | 0.2 | 0.16 | 0.1 | 0.08 | 0.09 | 0.07 | 0.69 | 0.62 | 0.5 | 0.36 | 0.27 | 0.2 | 0.15 | 0.1 | 0.08 | 0.06 | 0.07 | 0.07 | 0.09 | 0.12 | 0.13 | 0.67 | 0.55 | 0.44 | 0.4 | 0.51 | 0.53 | 0.66 | 0.66 | 0.77 | 0.52 | 0.41 | 0.21 | 0.22 | 0.14 | 0.13 | 1.01 | 1.15 | 1.35 | 1.18 | 0.9 | 0.64 | 0.55 | 0.49 | 0.39 | 0.27 | 0.16 | 0.1 | 0.06 | 0.06 | 0.06 | 1 | 1.21 | 1.44 | 1.34 | 0.91 | 0.5 | 0.18 | 0.08 | 0.04 | 0.04 | 0.04 | 0.04 | 0.03 | 0.03 | 0.03 | 35.2 | 27 | 21.5 | 14.4 | 20.2 | 18.4 | 19.5 | 14.4 | 14.4 | 11.1 | 8.4 | 6.3 | 5 | 5.4 | 4.3 | 30 | 26.2 | 18.9 | 15.2 | 11.8 | 9.2 | 6.7 | 4.9 | 4.3 | 3.6 | 3.7 | 3.9 | 5.5 | 7 | 7.8 | 32.3 | 27.3 | 19.4 | 15.9 | 20.5 | 23.9 | 30.9 | 28.3 | 29.6 | 19.8 | 18.5 | 13 | 14.2 | 9.4 | 9.4 | 36.8 | 33.8 | 32.4 | 29.7 | 30.9 | 29.5 | 26.2 | 22.1 | 17.2 | 13.4 | 8.8 | 5.8 | 3.9 | 4 | 4.3 | 36.5 | 33.4 | 30.5 | 25.2 | 20.6 | 14.1 | 7.9 | 4.3 | 2.9 | 2.9 | 3.6 | 3.2 | 2.5 | 2.4 | 2.4 | 1565.1 | 1198.1 | 955.1 | 636.7 | 894.4 | 814.5 | 860.6 | 635.4 | 636.4 | 490.1 | 372.2 | 277.2 | 223.6 | 237.4 | 191.2 | 1331 | 1163.7 | 840.1 | 674.6 | 525.8 | 408.9 | 295.2 | 215.8 | 190.3 | 157 | 162.5 | 171.2 | 241.2 | 310 | 344.9 | 1436.5 | 1212.2 | 865.1 | 709.1 | 912.8 | 1062 | 1371.4 | 1260.2 | 1320.6 | 879.1 | 859.6 | 607 | 635.7 | 379.6 | 369.3 | 1644 | 1514.7 | 1460.7 | 1338 | 1382.7 | 1308.5 | 1158.6 | 977.9 | 759.6 | 595.3 | 389.5 | 254.5 | 162.9 | 169.6 | 183.2 | 1625 | 1500.9 | 1381.7 | 1149.7 | 933.5 | 630.2 | 347.6 | 186.8 | 109 | 107.7 | 127.6 | 127.5 | 95.8 | 90.6 | 93.3 | 0.14 | 0.11 | 0.09 | 0.06 | 0.08 | 0.07 | 0.07 | 0.05 | 0.05 | 0.04 | 0.03 | 0.02 | 0.02 | 0.02 | 0.02 | 0.12 | 0.1 | 0.08 | 0.06 | 0.05 | 0.04 | 0.03 | 0.02 | 0.02 | 0.01 | 0.01 | 0.01 | 0.02 | 0.03 | 0.03 | 0.12 | 0.1 | 0.08 | 0.06 | 0.08 | 0.09 | 0.12 | 0.11 | 0.12 | 0.08 | 0.07 | 0.05 | 0.05 | 0.04 | 0.04 | 0.15 | 0.14 | 0.15 | 0.13 | 0.13 | 0.11 | 0.1 | 0.09 | 0.07 | 0.05 | 0.03 | 0.02 | 0.01 | 0.01 | 0.02 | 0.15 | 0.14 | 0.14 | 0.12 | 0.09 | 0.06 | 0.03 | 0.02 | 0.01 | 0.01 | 0.01 | 0.01 | 0.01 | 0.01 | 0.01 | 0.0528
| 23 | 161.3725 | 3.582 | 0.38828 | 161.5757 | 18.6224 | 825.5543 | 0.073374 | 41.7574 | 179.995 | 829.1363 | 0.46165 | 203.3331 | 314.6 | 237.8 | 199.1 | 138 | 193 | 172.4 | 175.9 | 128.9 | 126.9 | 95.7 | 75 | 58.7 | 48.2 | 51.4 | 41.3 | 260.3 | 234.8 | 182.3 | 155.7 | 125.3 | 96.5 | 67.6 | 46.5 | 38.7 | 30.8 | 31.7 | 34.1 | 48.1 | 61.8 | 68.6 | 279.8 | 232 | 165.3 | 136.9 | 181.9 | 221.2 | 279.4 | 259.1 | 264.7 | 178.4 | 148.3 | 101.9 | 111.3 | 88.8 | 84.8 | 332.1 | 313.2 | 318.4 | 292.9 | 294.1 | 267.6 | 234.1 | 196.6 | 151.9 | 115.2 | 74.3 | 48.6 | 31.8 | 26.1 | 24.9 | 324.4 | 310.1 | 302.9 | 266.2 | 212.6 | 139.5 | 68.9 | 35.4 | 19.8 | 15.7 | 11.7 | 8.2 | 6.3 | 3.6 | 2.8 | 7.9 | 5.8 | 4.9 | 3 | 4.2 | 3.6 | 3.6 | 2.6 | 2.6 | 2 | 1.6 | 1.1 | 0.9 | 1 | 0.8 | 6.1 | 5.7 | 4.8 | 4 | 3.1 | 2.2 | 1.6 | 1 | 0.8 | 0.6 | 0.6 | 0.7 | 0.9 | 1.2 | 1.3 | 6.7 | 5.4 | 4.2 | 3.5 | 4.5 | 5.1 | 6.2 | 6.1 | 6.7 | 4.6 | 3.8 | 2.2 | 2.4 | 1.7 | 1.6 | 9 | 9.7 | 10.9 | 9.7 | 7.9 | 6.2 | 5.2 | 4.5 | 3.6 | 2.5 | 1.5 | 1 | 0.6 | 0.6 | 0.6 | 8.5 | 9.8 | 11.3 | 10.8 | 7.7 | 4.4 | 1.6 | 0.8 | 0.4 | 0.4 | 0.4 | 0.4 | 0.3 | 0.3 | 0.4 | 0.89 | 0.66 | 0.56 | 0.33 | 0.45 | 0.38 | 0.37 | 0.26 | 0.27 | 0.21 | 0.16 | 0.12 | 0.09 | 0.1 | 0.09 | 0.69 | 0.65 | 0.56 | 0.45 | 0.35 | 0.25 | 0.18 | 0.11 | 0.08 | 0.06 | 0.07 | 0.07 | 0.1 | 0.12 | 0.14 | 0.75 | 0.6 | 0.48 | 0.4 | 0.51 | 0.56 | 0.68 | 0.68 | 0.77 | 0.52 | 0.42 | 0.23 | 0.25 | 0.17 | 0.16 | 1.05 | 1.18 | 1.37 | 1.2 | 0.93 | 0.69 | 0.57 | 0.5 | 0.39 | 0.27 | 0.16 | 0.1 | 0.06 | 0.06 | 0.06 | 0.99 | 1.21 | 1.45 | 1.41 | 0.97 | 0.55 | 0.18 | 0.08 | 0.04 | 0.04 | 0.04 | 0.04 | 0.03 | 0.03 | 0.04 | 35.5 | 26.9 | 22.5 | 15.9 | 22.4 | 20.1 | 20.6 | 15.2 | 14.9 | 11.2 | 8.7 | 6.9 | 5.7 | 6 | 4.8 | 29.7 | 26.6 | 20.3 | 17.5 | 14.2 | 11 | 7.7 | 5.4 | 4.5 | 3.6 | 3.7 | 4 | 5.7 | 7.3 | 8.1 | 31.8 | 26.5 | 18.6 | 15.4 | 20.6 | 25.3 | 32.2 | 29.5 | 29.7 | 20.1 | 18.9 | 14.1 | 15.9 | 11.3 | 11.1 | 36.8 | 33.7 | 33.3 | 30.9 | 32.6 | 30.6 | 27 | 22.6 | 17.4 | 13.3 | 8.7 | 5.7 | 3.9 | 4 | 4.3 | 36.2 | 33.1 | 30.8 | 26.3 | 21.9 | 14.9 | 8 | 4.3 | 3 | 2.9 | 3.6 | 3.2 | 2.5 | 2.5 | 2.7 | 1580.9 | 1198.7 | 1001 | 707.2 | 991.4 | 888.4 | 910.6 | 668.8 | 656.2 | 495 | 387.6 | 305.8 | 251.4 | 267.3 | 214.6 | 1318.2 | 1182.7 | 904.6 | 780.1 | 632 | 490.9 | 343.1 | 237.9 | 200.1 | 160.2 | 164.6 | 177.3 | 250.3 | 321.6 | 357.2 | 1417.3 | 1178.6 | 828.9 | 684.9 | 915.9 | 1126.8 | 1429.1 | 1315.5 | 1328.6 | 894.5 | 880.9 | 659.5 | 709.5 | 464.9 | 444.2 | 1645.6 | 1510.1 | 1499.8 | 1392.2 | 1458.5 | 1360.6 | 1197 | 1000.5 | 770.8 | 590.8 | 384 | 252.9 | 166.3 | 170.4 | 180.4 | 1613 | 1487 | 1396.3 | 1201 | 991.9 | 669.6 | 350.4 | 188.6 | 112 | 109.4 | 126.9 | 125.5 | 94.2 | 97.6 | 104.5 | 0.14 | 0.11 | 0.09 | 0.06 | 0.09 | 0.08 | 0.08 | 0.06 | 0.06 | 0.04 | 0.03 | 0.03 | 0.02 | 0.02 | 0.02 | 0.12 | 0.11 | 0.08 | 0.07 | 0.06 | 0.04 | 0.03 | 0.02 | 0.02 | 0.01 | 0.01 | 0.01 | 0.02 | 0.03 | 0.03 | 0.12 | 0.1 | 0.07 | 0.06 | 0.08 | 0.1 | 0.12 | 0.11 | 0.12 | 0.08 | 0.07 | 0.05 | 0.06 | 0.04 | 0.04 | 0.15 | 0.14 | 0.15 | 0.14 | 0.13 | 0.12 | 0.1 | 0.09 | 0.07 | 0.05 | 0.03 | 0.02 | 0.01 | 0.02 | 0.02 | 0.15 | 0.14 | 0.14 | 0.12 | 0.1 | 0.06 | 0.03 | 0.02 | 0.01 | 0.01 | 0.01 | 0.01 | 0.01 | 0.01 | 0.01 | 0.0483
ERCTc | 0 | 301.8731 | 10.974 | 1.3863 | 302.5477 | 30.9488 | 1408.6432 | 0.13765 | 70.4273 | 332.8219 | 1419.6172 | 1.5239 | 372.9751 | 456.1 | 428.2 | 408.2 | 378.2 | 347.6 | 260.8 | 198 | 161.5 | 173.2 | 244.9 | 295.2 | 306.7 | 242.1 | 194.4 | 184.4 | 409.3 | 381.2 | 398.1 | 265.2 | 255.6 | 201.6 | 221.1 | 161.5 | 117.2 | 85.6 | 115.4 | 148.1 | 193.9 | 185.5 | 202.6 | 462.1 | 430 | 414 | 415.8 | 433.1 | 449 | 436.9 | 406.6 | 359.1 | 330.8 | 341.4 | 250.1 | 179.8 | 89.6 | 87 | 362.8 | 375.3 | 360.9 | 342.6 | 283.1 | 241.4 | 220.9 | 218 | 197.8 | 172.1 | 142.6 | 118 | 83.4 | 47.4 | 30.6 | 358.4 | 353.3 | 312.5 | 266.7 | 188.3 | 120.1 | 60.9 | 30.2 | 15.5 | 12.1 | 8.9 | 6.5 | 4.9 | 2.7 | 1.7 | 18.5 | 17.5 | 15.5 | 12.6 | 9.6 | 6.7 | 5.2 | 5.4 | 6.1 | 12.2 | 16 | 17.9 | 13.3 | 10.4 | 10.1 | 22.9 | 20.8 | 20 | 12.3 | 15.9 | 17 | 19.7 | 13.1 | 8.9 | 5 | 4 | 5.3 | 7.2 | 9.1 | 10.2 | 16.4 | 13.7 | 14.2 | 14.7 | 17.1 | 21.6 | 20.3 | 18.2 | 9.6 | 9.8 | 11.3 | 8.8 | 6.2 | 2.8 | 2.9 | 14.8 | 15.4 | 13.4 | 10.8 | 7.4 | 6.6 | 8.4 | 9 | 9.2 | 6.5 | 4.6 | 2.5 | 1.7 | 1.7 | 1.7 | 16.4 | 17.2 | 14.9 | 11.9 | 6.8 | 4.4 | 1.7 | 0.6 | 0.3 | 0.4 | 0.6 | 1 | 0.7 | 1.4 | 1.4 | 2.41 | 2.27 | 1.98 | 1.57 | 1.12 | 0.76 | 0.6 | 0.67 | 0.76 | 1.63 | 2.17 | 2.45 | 1.8 | 1.41 | 1.37 | 3.13 | 2.84 | 2.69 | 1.64 | 2.19 | 2.43 | 2.81 | 1.85 | 1.26 | 0.68 | 0.5 | 0.67 | 0.91 | 1.22 | 1.37 | 2.08 | 1.69 | 1.77 | 1.85 | 2.19 | 2.88 | 2.69 | 2.4 | 1.12 | 1.18 | 1.39 | 1.1 | 0.78 | 0.35 | 0.36 | 1.92 | 2 | 1.71 | 1.33 | 0.85 | 0.78 | 1.07 | 1.17 | 1.22 | 0.83 | 0.57 | 0.27 | 0.17 | 0.17 | 0.18 | 2.17 | 2.31 | 1.99 | 1.58 | 0.86 | 0.56 | 0.2 | 0.07 | 0.03 | 0.04 | 0.06 | 0.1 | 0.08 | 0.14 | 0.14 | 45 | 42.2 | 41.2 | 39.7 | 38.4 | 29.3 | 22.2 | 17 | 18 | 22.1 | 25.4 | 25.3 | 20.7 | 16.8 | 15.8 | 34.7 | 32.8 | 35.8 | 24.8 | 20.3 | 11.9 | 12.2 | 10.1 | 7.8 | 7.1 | 12 | 15.2 | 19.7 | 16.8 | 18.1 | 47.7 | 45.8 | 43.2 | 42.9 | 43.1 | 41.1 | 40.7 | 38.5 | 39.9 | 35.8 | 36.3 | 26.2 | 19 | 9.6 | 9.1 | 35.8 | 36.9 | 36.7 | 36.6 | 31.7 | 26.7 | 22.4 | 21.5 | 18.5 | 17.4 | 15.1 | 13.7 | 9.8 | 10 | 10.2 | 33.7 | 32.3 | 28.8 | 25.4 | 19.4 | 12.3 | 6.9 | 3.8 | 2.1 | 2.8 | 3.7 | 6.3 | 4.9 | 9.2 | 9.1 | 2060.9 | 1933.4 | 1883.3 | 1800.1 | 1720.8 | 1305.9 | 987.8 | 767.4 | 816.2 | 1039.7 | 1211.5 | 1220.7 | 989.8 | 802.6 | 754.8 | 1648.2 | 1550.5 | 1680.5 | 1148.5 | 983.2 | 631.7 | 663.9 | 525.8 | 399.2 | 340.1 | 545.4 | 694.6 | 902.9 | 791.2 | 856 | 2159.2 | 2061.6 | 1959.8 | 1954.7 | 1981.9 | 1930.8 | 1901.2 | 1791.9 | 1786 | 1613.5 | 1647.6 | 1196.7 | 868.5 | 432.2 | 413.8 | 1638 | 1691.9 | 1671.9 | 1647.5 | 1412.4 | 1194.1 | 1019.9 | 982.1 | 857.5 | 794.1 | 683.4 | 606.4 | 432.9 | 599.6 | 688.1 | 1562.2 | 1502.8 | 1339.2 | 1167.6 | 878.7 | 556.2 | 307.8 | 171.9 | 98.3 | 131.8 | 174.4 | 286.8 | 218.9 | 405.6 | 403.3 | 0.21 | 0.2 | 0.19 | 0.17 | 0.15 | 0.12 | 0.09 | 0.07 | 0.08 | 0.11 | 0.14 | 0.14 | 0.11 | 0.09 | 0.08 | 0.2 | 0.18 | 0.19 | 0.13 | 0.12 | 0.1 | 0.11 | 0.08 | 0.06 | 0.04 | 0.05 | 0.07 | 0.09 | 0.08 | 0.09 | 0.21 | 0.2 | 0.19 | 0.19 | 0.19 | 0.2 | 0.2 | 0.18 | 0.16 | 0.15 | 0.15 | 0.11 | 0.08 | 0.04 | 0.04 | 0.17 | 0.17 | 0.17 | 0.16 | 0.13 | 0.11 | 0.1 | 0.1 | 0.09 | 0.08 | 0.06 | 0.05 | 0.04 | 0.04 | 0.04 | 0.17 | 0.17 | 0.15 | 0.13 | 0.09 | 0.06 | 0.03 | 0.02 | 0.01 | 0.01 | 0.01 | 0.02 | 0.02 | 0.03 | 0.03 | 0.0416
| 1 | 301.2857 | 10.9984 | 1.3931 | 301.9628 | 30.8492 | 1404.3162 | 0.13644 | 70.2062 | 332.1349 | 1415.3146 | 1.5295 | 372.169 | 454 | 423.9 | 405 | 374.9 | 346.9 | 260.9 | 198.8 | 163.3 | 176 | 246.9 | 297.3 | 306.9 | 244.5 | 195.5 | 186.8 | 410.1 | 377.7 | 395.6 | 260.8 | 260.1 | 210.6 | 230.4 | 166.1 | 120.4 | 90.1 | 120.1 | 149.1 | 193 | 185.3 | 203.7 | 462.6 | 428.1 | 408.6 | 409.8 | 427.8 | 444.8 | 433.3 | 404.8 | 360.1 | 333.3 | 343.4 | 252.4 | 180.5 | 90.3 | 86.5 | 360.2 | 372.1 | 357.9 | 339.3 | 282.2 | 242.4 | 221.2 | 217.3 | 199.4 | 176.1 | 147.5 | 119.4 | 83.3 | 46.4 | 30.2 | 357.8 | 348.5 | 308.8 | 263 | 189.2 | 123.8 | 63.7 | 33 | 15.9 | 12.4 | 9.1 | 6.6 | 4.9 | 2.7 | 1.7 | 18.5 | 17.4 | 15.6 | 12.6 | 9.6 | 6.7 | 5.2 | 5.5 | 6.2 | 12.2 | 16.1 | 17.8 | 13.4 | 10.4 | 10.2 | 23.2 | 20.9 | 20.3 | 12.3 | 16.5 | 17.9 | 20.4 | 13.4 | 9.2 | 5.5 | 4.4 | 5.3 | 7 | 9.1 | 10.3 | 16.5 | 13.6 | 13.9 | 14.4 | 16.8 | 21.3 | 20.1 | 18.1 | 9.7 | 10.1 | 11.4 | 8.9 | 6.2 | 2.9 | 2.9 | 14.6 | 15.3 | 13.5 | 10.8 | 7.5 | 6.8 | 8.5 | 8.9 | 9.3 | 6.7 | 4.9 | 2.6 | 1.7 | 1.6 | 1.7 | 16.4 | 17 | 14.9 | 11.8 | 6.9 | 4.6 | 1.8 | 0.7 | 0.3 | 0.4 | 0.6 | 1 | 0.7 | 1.4 | 1.5 | 2.4 | 2.26 | 2 | 1.57 | 1.13 | 0.77 | 0.61 | 0.68 | 0.78 | 1.63 | 2.17 | 2.43 | 1.82 | 1.41 | 1.38 | 3.17 | 2.86 | 2.74 | 1.65 | 2.28 | 2.56 | 2.92 | 1.9 | 1.3 | 0.75 | 0.56 | 0.67 | 0.89 | 1.21 | 1.38 | 2.08 | 1.67 | 1.73 | 1.81 | 2.15 | 2.83 | 2.66 | 2.38 | 1.13 | 1.22 | 1.42 | 1.12 | 0.77 | 0.35 | 0.36 | 1.9 | 1.99 | 1.73 | 1.33 | 0.87 | 0.81 | 1.08 | 1.15 | 1.23 | 0.86 | 0.61 | 0.27 | 0.17 | 0.17 | 0.18 | 2.17 | 2.28 | 1.99 | 1.57 | 0.88 | 0.59 | 0.21 | 0.08 | 0.03 | 0.04 | 0.06 | 0.1 | 0.07 | 0.14 | 0.15 | 44.8 | 41.7 | 40.7 | 39.3 | 38.3 | 29.3 | 22.2 | 17.2 | 18.2 | 22.4 | 25.7 | 25.5 | 20.9 | 17 | 16 | 34.6 | 32.3 | 35.2 | 24.2 | 20.3 | 12.3 | 12.7 | 10.3 | 7.9 | 7.2 | 12.2 | 15.3 | 19.7 | 16.8 | 18.2 | 47.8 | 45.7 | 42.7 | 42.4 | 42.7 | 40.8 | 40.4 | 38.3 | 39.9 | 36 | 36.4 | 26.3 | 19.1 | 9.7 | 9.1 | 35.6 | 36.6 | 36.2 | 36.1 | 31.4 | 26.7 | 22.4 | 21.5 | 18.7 | 17.8 | 15.5 | 13.8 | 9.8 | 9.9 | 10.2 | 33.6 | 31.9 | 28.4 | 25 | 19.4 | 12.6 | 7.2 | 4.2 | 2.1 | 2.9 | 3.7 | 6.3 | 4.9 | 9.3 | 9.2 | 2050.7 | 1910.5 | 1861.2 | 1781.4 | 1716.1 | 1305.6 | 989.9 | 776.1 | 828.4 | 1052.6 | 1223.6 | 1225.8 | 999.5 | 808.2 | 765.2 | 1644 | 1526.8 | 1655.5 | 1121.7 | 989.9 | 655.9 | 693.3 | 541.5 | 408.2 | 351 | 559.1 | 699.6 | 902 | 792.4 | 860.9 | 2161 | 2053.6 | 1937.4 | 1929.5 | 1960.9 | 1915.8 | 1888.2 | 1783.7 | 1787.9 | 1619.8 | 1654 | 1204.9 | 873.6 | 435.5 | 412 | 1628.3 | 1675.1 | 1651.8 | 1628.2 | 1404.5 | 1194.3 | 1018.8 | 980.7 | 864.1 | 810.8 | 703.1 | 613.8 | 432.7 | 595.4 | 687.3 | 1558.1 | 1482.4 | 1319.8 | 1149.1 | 879 | 570 | 320.7 | 184.3 | 100.6 | 132.1 | 174.4 | 285.7 | 218.6 | 407.3 | 406.8 | 0.21 | 0.2 | 0.18 | 0.17 | 0.15 | 0.12 | 0.09 | 0.07 | 0.08 | 0.11 | 0.14 | 0.14 | 0.11 | 0.09 | 0.09 | 0.2 | 0.18 | 0.18 | 0.12 | 0.12 | 0.1 | 0.11 | 0.08 | 0.06 | 0.04 | 0.05 | 0.07 | 0.09 | 0.08 | 0.09 | 0.22 | 0.2 | 0.18 | 0.18 | 0.19 | 0.2 | 0.2 | 0.18 | 0.16 | 0.15 | 0.16 | 0.11 | 0.08 | 0.04 | 0.04 | 0.17 | 0.17 | 0.16 | 0.15 | 0.13 | 0.11 | 0.1 | 0.1 | 0.09 | 0.08 | 0.07 | 0.05 | 0.04 | 0.04 | 0.04 | 0.17 | 0.17 | 0.15 | 0.13 | 0.09 | 0.06 | 0.03 | 0.02 | 0.01 | 0.01 | 0.01 | 0.02 | 0.02 | 0.03 | 0.03 | 0.0407
| 2 | 302.86 | 11.155 | 1.4124 | 303.5466 | 30.9257 | 1408.7637 | 0.13734 | 70.4075 | 333.7857 | 1419.9187 | 1.5497 | 373.9541 | 454.5 | 423.6 | 405.6 | 374.8 | 348 | 262.1 | 201.4 | 166.7 | 179.3 | 250 | 300.3 | 311.9 | 248.8 | 200.5 | 190.5 | 410 | 375.5 | 392.9 | 261.3 | 266.1 | 216.1 | 235.6 | 170.7 | 125.3 | 94.6 | 122.1 | 154.2 | 198.9 | 192.1 | 209.7 | 463.5 | 427.9 | 406.3 | 407.8 | 427.1 | 444 | 433 | 404.5 | 360.9 | 334.1 | 343.5 | 253.3 | 180.6 | 90.9 | 86.7 | 361.4 | 371.6 | 358.7 | 339.8 | 284.5 | 243.5 | 222.1 | 219.6 | 202.9 | 179.6 | 149.2 | 119.2 | 83.5 | 46.7 | 30.9 | 358.2 | 348.8 | 308.5 | 263.5 | 191.3 | 126.3 | 65.4 | 33.4 | 16.2 | 12.5 | 9 | 6.6 | 5 | 2.7 | 1.7 | 18.5 | 17.4 | 15.7 | 12.7 | 9.8 | 6.8 | 5.4 | 5.7 | 6.5 | 12.4 | 16.4 | 18.2 | 13.8 | 10.7 | 10.3 | 23.3 | 20.8 | 20.1 | 12.3 | 16.9 | 18.4 | 20.9 | 13.9 | 9.7 | 5.9 | 4.6 | 5.7 | 7.4 | 9.5 | 10.6 | 16.6 | 13.7 | 13.8 | 14.4 | 16.8 | 21.3 | 20 | 18.1 | 9.9 | 10.1 | 11.3 | 8.9 | 6.1 | 2.9 | 2.9 | 14.7 | 15.3 | 13.5 | 10.8 | 7.5 | 6.9 | 8.4 | 9 | 9.5 | 7 | 5 | 2.5 | 1.7 | 1.6 | 1.7 | 16.4 | 17 | 14.8 | 11.8 | 7 | 4.7 | 1.8 | 0.7 | 0.3 | 0.4 | 0.6 | 1 | 0.8 | 1.5 | 1.4 | 2.4 | 2.25 | 2.01 | 1.58 | 1.15 | 0.78 | 0.63 | 0.72 | 0.82 | 1.66 | 2.22 | 2.49 | 1.87 | 1.45 | 1.4 | 3.19 | 2.83 | 2.7 | 1.64 | 2.35 | 2.62 | 2.99 | 1.97 | 1.37 | 0.81 | 0.58 | 0.73 | 0.94 | 1.27 | 1.42 | 2.1 | 1.69 | 1.72 | 1.81 | 2.15 | 2.83 | 2.65 | 2.38 | 1.16 | 1.22 | 1.4 | 1.11 | 0.75 | 0.35 | 0.35 | 1.91 | 1.98 | 1.73 | 1.33 | 0.88 | 0.81 | 1.08 | 1.17 | 1.26 | 0.9 | 0.62 | 0.27 | 0.17 | 0.17 | 0.18 | 2.17 | 2.28 | 1.98 | 1.56 | 0.89 | 0.6 | 0.21 | 0.07 | 0.03 | 0.04 | 0.06 | 0.1 | 0.08 | 0.15 | 0.14 | 44.9 | 41.7 | 40.7 | 39.2 | 38.3 | 29.4 | 22.4 | 17.4 | 18.4 | 22.6 | 25.8 | 25.7 | 21.1 | 17.4 | 16.4 | 34.4 | 32.1 | 35 | 24.3 | 20.7 | 12.6 | 12.9 | 10.6 | 8.2 | 7.5 | 12.4 | 15.7 | 20.2 | 17.4 | 18.7 | 47.8 | 45.6 | 42.5 | 42.1 | 42.6 | 40.8 | 40.4 | 38.3 | 39.9 | 36 | 36.5 | 26.5 | 19.2 | 9.7 | 9.2 | 35.7 | 36.5 | 36.3 | 36.2 | 31.7 | 26.8 | 22.5 | 21.6 | 18.9 | 18 | 15.6 | 13.8 | 9.8 | 9.9 | 10.2 | 33.7 | 31.9 | 28.4 | 25.1 | 19.6 | 12.9 | 7.4 | 4.2 | 2.2 | 2.9 | 3.7 | 6.4 | 5 | 9.3 | 9.1 | 2053.8 | 1910.3 | 1862.6 | 1777.9 | 1717.5 | 1309.9 | 999.2 | 786.7 | 838.7 | 1063.3 | 1230.7 | 1240.1 | 1012.6 | 829.3 | 782.8 | 1640.2 | 1519.5 | 1647.8 | 1126.6 | 1010.3 | 672.4 | 708.2 | 554 | 422.4 | 365 | 566.8 | 716.7 | 923.5 | 817.8 | 885.6 | 2163.6 | 2049.8 | 1927 | 1918.2 | 1956.5 | 1913 | 1887.9 | 1783.7 | 1787.7 | 1623.5 | 1657.4 | 1212.8 | 876.8 | 439.2 | 414.8 | 1632.7 | 1673.7 | 1656.1 | 1632.2 | 1415.2 | 1199.4 | 1025 | 989.4 | 877.4 | 822.6 | 709.9 | 613.6 | 433.7 | 595.8 | 688.6 | 1560.2 | 1484.3 | 1319.8 | 1153.1 | 889.3 | 583.7 | 332.7 | 190.2 | 103.4 | 132.4 | 176.2 | 291.3 | 224.7 | 410.5 | 405.5 | 0.21 | 0.2 | 0.18 | 0.17 | 0.15 | 0.12 | 0.09 | 0.08 | 0.08 | 0.11 | 0.14 | 0.14 | 0.11 | 0.09 | 0.09 | 0.2 | 0.18 | 0.18 | 0.12 | 0.13 | 0.11 | 0.11 | 0.08 | 0.06 | 0.04 | 0.05 | 0.07 | 0.09 | 0.09 | 0.1 | 0.22 | 0.2 | 0.18 | 0.18 | 0.19 | 0.2 | 0.2 | 0.18 | 0.16 | 0.15 | 0.16 | 0.11 | 0.08 | 0.04 | 0.04 | 0.17 | 0.17 | 0.16 | 0.15 | 0.13 | 0.11 | 0.1 | 0.1 | 0.1 | 0.08 | 0.07 | 0.05 | 0.04 | 0.04 | 0.04 | 0.17 | 0.17 | 0.15 | 0.12 | 0.09 | 0.06 | 0.03 | 0.02 | 0.01 | 0.01 | 0.01 | 0.02 | 0.02 | 0.03 | 0.03 | 0.0406
| 3 | 306.8513 | 11.1652 | 1.4098 | 307.5375 | 31.4221 | 1431.5692 | 0.13963 | 71.543 | 338.2734 | 1442.7344 | 1.5494 | 379.0806 | 458.4 | 433.4 | 413.5 | 384.1 | 351 | 265.5 | 203.6 | 167.4 | 178.1 | 248.1 | 300.6 | 314.3 | 252.5 | 201.6 | 191.3 | 415.5 | 384.4 | 401.4 | 268.4 | 268.6 | 215.4 | 238.2 | 174 | 130.5 | 97.8 | 126.3 | 157.3 | 200.3 | 190.3 | 207.8 | 460.8 | 428.6 | 415.2 | 416.2 | 433 | 448.3 | 436.8 | 409.9 | 362.9 | 335 | 343.6 | 254.8 | 183.8 | 92.9 | 87.3 | 363.1 | 378.2 | 365.5 | 346.4 | 285.7 | 244.8 | 224.9 | 221.5 | 204.8 | 180.5 | 150.8 | 119.6 | 83.7 | 47 | 31.5 | 359.4 | 354.6 | 315.5 | 272.6 | 196 | 128.4 | 65.9 | 33.2 | 16.5 | 12.6 | 9.1 | 6.6 | 5 | 2.7 | 1.7 | 18.6 | 17.8 | 15.8 | 13 | 9.6 | 6.8 | 5.4 | 5.6 | 6.2 | 12.1 | 16.3 | 18.4 | 14.1 | 11 | 10.5 | 23.5 | 21.2 | 20.4 | 12.7 | 17.1 | 18.4 | 21.1 | 14.2 | 10.1 | 6.1 | 4.7 | 5.8 | 7.2 | 8.9 | 9.9 | 16.2 | 13.5 | 14.1 | 14.6 | 16.8 | 21.4 | 20.1 | 18.3 | 9.8 | 10 | 11.3 | 8.9 | 6.4 | 3 | 2.8 | 14.6 | 15.5 | 13.9 | 11.2 | 7.6 | 6.9 | 8.6 | 9 | 9.5 | 6.9 | 5.2 | 2.6 | 1.7 | 1.7 | 1.7 | 16.2 | 17 | 15 | 12.4 | 7.4 | 5 | 1.8 | 0.7 | 0.3 | 0.4 | 0.6 | 1 | 0.8 | 1.5 | 1.5 | 2.41 | 2.31 | 2.02 | 1.61 | 1.12 | 0.77 | 0.63 | 0.7 | 0.78 | 1.61 | 2.2 | 2.52 | 1.93 | 1.49 | 1.43 | 3.21 | 2.89 | 2.74 | 1.7 | 2.37 | 2.62 | 3.02 | 2.01 | 1.42 | 0.84 | 0.6 | 0.74 | 0.9 | 1.18 | 1.32 | 2.04 | 1.66 | 1.75 | 1.84 | 2.15 | 2.84 | 2.66 | 2.41 | 1.15 | 1.2 | 1.39 | 1.12 | 0.8 | 0.36 | 0.35 | 1.89 | 2.01 | 1.77 | 1.38 | 0.88 | 0.82 | 1.09 | 1.17 | 1.26 | 0.89 | 0.65 | 0.28 | 0.17 | 0.17 | 0.18 | 2.14 | 2.28 | 1.99 | 1.64 | 0.94 | 0.64 | 0.21 | 0.07 | 0.03 | 0.04 | 0.06 | 0.1 | 0.08 | 0.15 | 0.15 | 45.3 | 42.6 | 41.6 | 40.2 | 38.8 | 29.8 | 22.7 | 17.6 | 18.5 | 22.6 | 25.9 | 25.8 | 21.3 | 17.3 | 16.3 | 35 | 33 | 35.9 | 24.9 | 20.9 | 12.6 | 13.1 | 10.7 | 8.5 | 7.8 | 12.8 | 16 | 20.6 | 17.6 | 19.1 | 47.8 | 45.8 | 43.4 | 43 | 43.3 | 41.3 | 40.8 | 38.8 | 40.2 | 36.3 | 36.6 | 26.7 | 19.4 | 9.9 | 9.3 | 36 | 37.2 | 36.9 | 36.8 | 31.8 | 26.9 | 22.7 | 22 | 19.2 | 18.2 | 15.7 | 13.8 | 9.8 | 9.9 | 10.3 | 34 | 32.7 | 29.2 | 25.8 | 19.9 | 12.9 | 7.4 | 4.2 | 2.2 | 2.9 | 3.8 | 6.4 | 5 | 9.3 | 9.2 | 2073.9 | 1953.2 | 1904.2 | 1824.6 | 1740.3 | 1330.5 | 1011.6 | 794.4 | 840.4 | 1062.2 | 1236.3 | 1247.5 | 1022.7 | 827.6 | 781.1 | 1666.6 | 1558.1 | 1687 | 1153.9 | 1019.3 | 669.3 | 715.7 | 563.4 | 439.5 | 377 | 585.2 | 732 | 939.8 | 825.7 | 896.1 | 2160.2 | 2059.9 | 1970 | 1960 | 1989.6 | 1935 | 1906.7 | 1807.8 | 1800.2 | 1633.3 | 1660 | 1218.6 | 886.3 | 446.8 | 418.4 | 1646.3 | 1704.7 | 1685.6 | 1658.5 | 1421.7 | 1206 | 1037 | 1000.4 | 886.9 | 826.7 | 713.4 | 613.9 | 434.8 | 596.2 | 690.6 | 1574.7 | 1517.3 | 1356.6 | 1188 | 904.4 | 587.3 | 333.9 | 187.9 | 103.5 | 133.4 | 179.7 | 293.1 | 225.4 | 409.8 | 407.2 | 0.21 | 0.2 | 0.19 | 0.17 | 0.16 | 0.12 | 0.09 | 0.08 | 0.08 | 0.11 | 0.14 | 0.14 | 0.12 | 0.09 | 0.09 | 0.2 | 0.18 | 0.19 | 0.13 | 0.13 | 0.11 | 0.12 | 0.08 | 0.06 | 0.05 | 0.06 | 0.07 | 0.09 | 0.09 | 0.09 | 0.21 | 0.2 | 0.19 | 0.19 | 0.19 | 0.2 | 0.2 | 0.19 | 0.16 | 0.15 | 0.16 | 0.11 | 0.08 | 0.04 | 0.04 | 0.17 | 0.18 | 0.17 | 0.16 | 0.13 | 0.11 | 0.1 | 0.1 | 0.1 | 0.08 | 0.07 | 0.05 | 0.04 | 0.04 | 0.04 | 0.17 | 0.17 | 0.15 | 0.13 | 0.09 | 0.06 | 0.03 | 0.02 | 0.01 | 0.01 | 0.01 | 0.02 | 0.02 | 0.03 | 0.03 | 0.0418
| 4 | 312.2087 | 11.2765 | 1.4264 | 312.9025 | 32.0593 | 1458.8596 | 0.14077 | 72.9447 | 344.268 | 1470.136 | 1.5672 | 385.8471 | 455.1 | 440.9 | 422.3 | 393.8 | 353.7 | 268.5 | 208.7 | 170.4 | 181.1 | 250.6 | 306 | 321.5 | 258.7 | 207.2 | 194.8 | 419.3 | 400.7 | 419.8 | 284.3 | 273.6 | 213.8 | 239.5 | 170.3 | 129.3 | 96.6 | 130.2 | 161.8 | 207.4 | 194.8 | 211.8 | 456.4 | 427.4 | 420.3 | 421.4 | 436.9 | 441.1 | 429.7 | 403.4 | 362.5 | 335.2 | 344.7 | 257.5 | 188.1 | 95.2 | 89.4 | 361.5 | 385.8 | 373.6 | 356.1 | 287.1 | 243.6 | 224.4 | 219.8 | 205.3 | 178 | 148 | 116.9 | 84 | 48.8 | 33.7 | 358 | 363.3 | 327.5 | 285.6 | 199.7 | 130.6 | 68.4 | 35.7 | 17.4 | 13.3 | 9.8 | 7.1 | 5.3 | 2.8 | 1.8 | 17.2 | 18 | 16.2 | 13.6 | 9.3 | 6.5 | 5.5 | 5.6 | 6.1 | 12.1 | 16.7 | 19 | 14.5 | 11.3 | 10.7 | 23.1 | 21.8 | 21 | 13.2 | 17 | 18.2 | 21.5 | 14.1 | 10.3 | 6.1 | 4.9 | 5.7 | 7.3 | 9.2 | 10.4 | 15.3 | 12.9 | 14 | 14.5 | 16.6 | 19.7 | 18.6 | 16.7 | 9.2 | 9.3 | 11 | 8.9 | 6.6 | 2.9 | 2.9 | 13.7 | 15.9 | 14.3 | 12.1 | 7.4 | 6.6 | 8.1 | 8.4 | 9.1 | 6.6 | 5 | 2.5 | 1.7 | 1.7 | 1.8 | 15.5 | 17 | 15.2 | 12.9 | 7.4 | 5 | 1.9 | 0.7 | 0.4 | 0.5 | 0.6 | 1 | 0.8 | 1.5 | 1.5 | 2.2 | 2.34 | 2.07 | 1.71 | 1.07 | 0.74 | 0.64 | 0.69 | 0.76 | 1.62 | 2.26 | 2.6 | 1.97 | 1.53 | 1.46 | 3.14 | 2.96 | 2.82 | 1.75 | 2.35 | 2.59 | 3.08 | 2 | 1.46 | 0.84 | 0.62 | 0.72 | 0.91 | 1.22 | 1.39 | 1.9 | 1.56 | 1.73 | 1.81 | 2.12 | 2.58 | 2.42 | 2.17 | 1.05 | 1.1 | 1.34 | 1.11 | 0.82 | 0.36 | 0.35 | 1.75 | 2.07 | 1.83 | 1.5 | 0.86 | 0.77 | 1.02 | 1.08 | 1.19 | 0.84 | 0.62 | 0.27 | 0.17 | 0.17 | 0.19 | 2.04 | 2.27 | 2.02 | 1.71 | 0.95 | 0.65 | 0.22 | 0.08 | 0.04 | 0.05 | 0.06 | 0.1 | 0.08 | 0.15 | 0.15 | 46 | 43.4 | 42.5 | 40.9 | 39.5 | 30.4 | 23.4 | 18.1 | 19 | 22.9 | 26.3 | 26.3 | 21.9 | 17.8 | 16.6 | 35.9 | 34.6 | 37.8 | 26.7 | 21.6 | 12.5 | 12.9 | 10.3 | 8.2 | 7.6 | 13.2 | 16.7 | 21.4 | 18 | 19.2 | 48 | 46.2 | 44.2 | 43.9 | 44 | 41.8 | 41.3 | 39.4 | 40.7 | 36.9 | 37 | 27.1 | 19.8 | 10.2 | 9.5 | 36.6 | 37.9 | 37.7 | 37.3 | 32.1 | 27.1 | 23.1 | 22.2 | 19.6 | 18.1 | 15.5 | 13.5 | 9.9 | 10.2 | 10.7 | 34.4 | 33.8 | 30.6 | 27.1 | 20.3 | 13.2 | 7.8 | 4.5 | 2.3 | 3 | 4 | 6.7 | 5.2 | 9.7 | 9.5 | 2096.9 | 1990.9 | 1943.9 | 1859.2 | 1765.8 | 1354.5 | 1039.9 | 813.7 | 859.8 | 1074.8 | 1254.6 | 1271.7 | 1048.2 | 850.1 | 795.1 | 1703.1 | 1634.4 | 1773.9 | 1233 | 1050.6 | 666 | 711.2 | 543.5 | 425.6 | 369.1 | 603.9 | 760.6 | 977.1 | 843.3 | 904.8 | 2164.7 | 2074.5 | 2003.1 | 1994.1 | 2018.7 | 1946.8 | 1915.3 | 1820.8 | 1819.1 | 1655.3 | 1675.7 | 1235.6 | 904.7 | 461.7 | 429.7 | 1665.2 | 1737 | 1719.5 | 1687.6 | 1433.9 | 1209.1 | 1049.2 | 1010.6 | 905.4 | 824.6 | 704.1 | 600.5 | 436.3 | 615.6 | 717.2 | 1587.2 | 1568.1 | 1420 | 1247.7 | 923.7 | 596.6 | 345.8 | 198.9 | 108.6 | 138 | 186.8 | 304.9 | 235.3 | 425.8 | 422.4 | 0.21 | 0.2 | 0.19 | 0.18 | 0.16 | 0.12 | 0.09 | 0.08 | 0.08 | 0.11 | 0.14 | 0.15 | 0.12 | 0.09 | 0.09 | 0.2 | 0.19 | 0.2 | 0.13 | 0.13 | 0.11 | 0.12 | 0.08 | 0.06 | 0.05 | 0.06 | 0.07 | 0.09 | 0.09 | 0.1 | 0.21 | 0.19 | 0.19 | 0.19 | 0.2 | 0.2 | 0.19 | 0.18 | 0.16 | 0.15 | 0.16 | 0.12 | 0.09 | 0.04 | 0.04 | 0.17 | 0.18 | 0.17 | 0.16 | 0.13 | 0.11 | 0.1 | 0.1 | 0.1 | 0.08 | 0.07 | 0.05 | 0.04 | 0.04 | 0.04 | 0.17 | 0.17 | 0.15 | 0.13 | 0.09 | 0.06 | 0.03 | 0.02 | 0.01 | 0.01 | 0.01 | 0.03 | 0.02 | 0.04 | 0.04 | 0.0445
| 5 | 313.5672 | 11.1174 | 1.3979 | 314.249 | 32.448 | 1469.211 | 0.14386 | 73.624 | 346.0152 | 1480.3284 | 1.5418 | 387.873 | 459.7 | 444.2 | 420.5 | 389 | 350.6 | 272.3 | 215.1 | 175 | 185 | 251.2 | 309.2 | 327.1 | 268 | 214.1 | 198.9 | 430.9 | 406.9 | 420 | 277.5 | 274 | 218 | 244.6 | 167.7 | 123.9 | 94.5 | 133.4 | 170.1 | 217 | 202.6 | 218.4 | 456 | 428.2 | 416.6 | 412.7 | 422.2 | 417.8 | 410.8 | 389.2 | 362.9 | 334.5 | 345.7 | 260.8 | 193.4 | 102 | 95.6 | 364.3 | 388.9 | 373.2 | 355.5 | 285.5 | 245.4 | 228.3 | 226.5 | 215 | 184.1 | 148.9 | 115.4 | 83.2 | 50.2 | 34.7 | 360.5 | 368.1 | 332.9 | 289.5 | 202.8 | 131.8 | 70.1 | 35.1 | 17.8 | 13.6 | 10.1 | 7.4 | 5.4 | 2.8 | 1.7 | 17.4 | 18.2 | 15.9 | 13 | 8.6 | 6.5 | 5.7 | 5.6 | 6.1 | 11.9 | 16.6 | 19.4 | 15.3 | 11.9 | 11 | 23.8 | 22.5 | 21.2 | 12.8 | 16.8 | 18.5 | 21.8 | 13.8 | 9.8 | 5.8 | 4.8 | 6.1 | 7.9 | 9.7 | 10.7 | 14.9 | 12.6 | 13.1 | 13.2 | 14.5 | 16.7 | 15.9 | 14.5 | 8.6 | 8.6 | 10.5 | 8.6 | 6.6 | 3.1 | 3.1 | 13.7 | 16.1 | 14.2 | 11.9 | 7.1 | 6.5 | 8.5 | 9 | 9.9 | 7 | 5.1 | 2.5 | 1.7 | 1.8 | 1.9 | 15.5 | 17.5 | 15.7 | 13.2 | 7.3 | 4.9 | 1.9 | 0.7 | 0.4 | 0.5 | 0.6 | 1.1 | 0.8 | 1.5 | 1.5 | 2.22 | 2.36 | 2.03 | 1.61 | 0.97 | 0.72 | 0.66 | 0.7 | 0.75 | 1.58 | 2.25 | 2.66 | 2.09 | 1.62 | 1.5 | 3.25 | 3.07 | 2.86 | 1.7 | 2.32 | 2.64 | 3.11 | 1.96 | 1.38 | 0.8 | 0.61 | 0.78 | 0.99 | 1.29 | 1.43 | 1.85 | 1.51 | 1.59 | 1.61 | 1.82 | 2.15 | 2.04 | 1.85 | 0.96 | 0.99 | 1.26 | 1.06 | 0.82 | 0.38 | 0.38 | 1.75 | 2.09 | 1.82 | 1.48 | 0.81 | 0.76 | 1.08 | 1.16 | 1.31 | 0.9 | 0.64 | 0.28 | 0.17 | 0.18 | 0.19 | 2.02 | 2.33 | 2.09 | 1.76 | 0.93 | 0.63 | 0.22 | 0.08 | 0.04 | 0.05 | 0.07 | 0.11 | 0.09 | 0.15 | 0.15 | 46.5 | 43.7 | 42.6 | 41 | 39.7 | 31.1 | 24.1 | 18.7 | 19.6 | 23.2 | 26.8 | 26.7 | 22.4 | 18.2 | 16.9 | 36.8 | 34.8 | 37.7 | 26.1 | 21.9 | 12.8 | 13.4 | 10.2 | 8 | 7.6 | 13.7 | 17.4 | 22.2 | 18.6 | 19.8 | 48.3 | 46.6 | 44.6 | 43.9 | 43.9 | 41.4 | 41.2 | 39.5 | 41.3 | 37.5 | 37.6 | 27.7 | 20.5 | 11 | 10.2 | 36.9 | 38.2 | 37.7 | 37.4 | 32.2 | 27.4 | 23.3 | 22.7 | 20.3 | 18.6 | 15.5 | 13.3 | 9.8 | 10.5 | 10.9 | 34.8 | 34.1 | 31 | 27.4 | 20.9 | 13.5 | 7.9 | 4.4 | 2.3 | 3.1 | 4.1 | 6.8 | 5.3 | 9.6 | 9.4 | 2117.6 | 2000.7 | 1938.4 | 1847.6 | 1767.1 | 1376.3 | 1066.3 | 834.6 | 882.1 | 1085.6 | 1275.2 | 1291.3 | 1076.8 | 870.4 | 809.1 | 1745.1 | 1642.7 | 1765 | 1200.8 | 1058.6 | 679 | 732.4 | 537.3 | 409.7 | 365.4 | 622.8 | 795.5 | 1014.8 | 872.6 | 932.4 | 2173.1 | 2087.2 | 2009 | 1983.7 | 1996.7 | 1903.9 | 1887.4 | 1804.6 | 1838.5 | 1673.2 | 1695.8 | 1261.2 | 933.8 | 494.9 | 460 | 1680.4 | 1746.2 | 1715.6 | 1685.9 | 1434.2 | 1219.9 | 1056.9 | 1026.4 | 931.9 | 844.1 | 703.6 | 590.2 | 430.8 | 627.3 | 730.6 | 1603 | 1579.6 | 1432.9 | 1255.5 | 943.2 | 607 | 353.9 | 194.8 | 107.6 | 140.5 | 190.6 | 308.9 | 237.3 | 423.6 | 418 | 0.21 | 0.21 | 0.19 | 0.18 | 0.16 | 0.12 | 0.1 | 0.08 | 0.09 | 0.11 | 0.14 | 0.15 | 0.12 | 0.1 | 0.09 | 0.21 | 0.2 | 0.2 | 0.13 | 0.13 | 0.11 | 0.12 | 0.08 | 0.06 | 0.05 | 0.06 | 0.08 | 0.1 | 0.09 | 0.1 | 0.21 | 0.2 | 0.19 | 0.19 | 0.19 | 0.19 | 0.19 | 0.18 | 0.16 | 0.15 | 0.16 | 0.12 | 0.09 | 0.05 | 0.04 | 0.17 | 0.18 | 0.17 | 0.16 | 0.13 | 0.11 | 0.11 | 0.11 | 0.1 | 0.09 | 0.07 | 0.05 | 0.04 | 0.04 | 0.04 | 0.17 | 0.18 | 0.16 | 0.14 | 0.1 | 0.06 | 0.03 | 0.02 | 0.01 | 0.01 | 0.02 | 0.03 | 0.02 | 0.04 | 0.03 | 0.0468
| 6 | 295.9762 | 10.1171 | 1.2716 | 296.5964 | 30.9833 | 1394.4442 | 0.13816 | 70.0644 | 326.9595 | 1404.5613 | 1.4097 | 366.6608 | 448.3 | 399.8 | 369.6 | 334.1 | 333.4 | 265.8 | 221.2 | 184.2 | 199.3 | 254.7 | 311.4 | 325.1 | 271.8 | 218.7 | 201.8 | 427.9 | 366.1 | 362.9 | 218.5 | 256.8 | 211.3 | 254.4 | 170.8 | 129.6 | 95.4 | 139.5 | 177.6 | 222.2 | 208.4 | 223.6 | 464.5 | 429.9 | 383.2 | 369.9 | 370.2 | 341.2 | 345.1 | 335.3 | 363.2 | 330.6 | 345.4 | 262.4 | 200 | 106.2 | 97.6 | 357.4 | 356.3 | 331.6 | 315.9 | 277.5 | 250 | 236 | 230.4 | 215.9 | 178.7 | 138.4 | 104.3 | 75.6 | 47.9 | 33.7 | 352.6 | 346.9 | 305.6 | 265.6 | 195.5 | 131.2 | 70.3 | 34.9 | 18.3 | 13.6 | 10.1 | 7.1 | 5.1 | 2.5 | 1.6 | 16.9 | 15.6 | 12.9 | 9.9 | 7.7 | 6.1 | 6 | 6.2 | 6.9 | 12.1 | 16.9 | 19.5 | 15.5 | 12 | 11 | 23.4 | 20.2 | 18.1 | 9.4 | 15.7 | 17.9 | 22.5 | 14 | 10.2 | 5.7 | 5 | 6.4 | 8.1 | 10.1 | 11.2 | 15.8 | 13.1 | 11.4 | 10.7 | 11.4 | 11 | 11.1 | 10.4 | 8.6 | 8.5 | 10.6 | 9 | 7.1 | 3.5 | 3.3 | 13.6 | 14.2 | 12 | 9.7 | 7 | 7 | 9.1 | 9.3 | 9.8 | 6.8 | 4.7 | 2.3 | 1.5 | 1.7 | 1.8 | 15.3 | 16.7 | 14.6 | 12.3 | 7.1 | 4.9 | 1.9 | 0.7 | 0.4 | 0.5 | 0.6 | 1 | 0.8 | 1.4 | 1.4 | 2.16 | 2.02 | 1.63 | 1.2 | 0.86 | 0.69 | 0.71 | 0.78 | 0.87 | 1.61 | 2.29 | 2.68 | 2.12 | 1.62 | 1.48 | 3.19 | 2.76 | 2.44 | 1.25 | 2.17 | 2.55 | 3.21 | 2 | 1.45 | 0.78 | 0.64 | 0.81 | 1.02 | 1.34 | 1.49 | 1.98 | 1.59 | 1.38 | 1.28 | 1.38 | 1.36 | 1.36 | 1.27 | 0.95 | 0.98 | 1.29 | 1.12 | 0.89 | 0.43 | 0.4 | 1.74 | 1.85 | 1.52 | 1.19 | 0.81 | 0.83 | 1.17 | 1.21 | 1.31 | 0.87 | 0.59 | 0.25 | 0.16 | 0.18 | 0.19 | 2.01 | 2.24 | 1.96 | 1.64 | 0.9 | 0.63 | 0.22 | 0.08 | 0.04 | 0.05 | 0.07 | 0.1 | 0.08 | 0.14 | 0.14 | 45.5 | 40.1 | 38.4 | 36.4 | 38.2 | 30.5 | 24.7 | 19.5 | 20.8 | 23.5 | 26.8 | 26.3 | 22.7 | 18.7 | 17.4 | 36.8 | 31.4 | 32.8 | 21.2 | 20.6 | 12.5 | 14.1 | 10.4 | 8.3 | 7.8 | 14.4 | 18.2 | 22.7 | 19.1 | 20.1 | 48.7 | 46.5 | 41.6 | 40.4 | 39.8 | 36.2 | 36.7 | 36 | 41.4 | 37.1 | 37.4 | 27.6 | 20.9 | 11.2 | 10.3 | 36.2 | 35.5 | 34.2 | 34.1 | 31.2 | 27.6 | 23.8 | 22.9 | 20.4 | 18.1 | 14.5 | 12 | 8.9 | 10.3 | 10.9 | 34 | 32 | 28.3 | 25 | 20.2 | 13.4 | 7.9 | 4.3 | 2.4 | 3.1 | 4.2 | 6.4 | 4.9 | 8.7 | 8.7 | 2065.9 | 1819.4 | 1731.2 | 1620.4 | 1689.2 | 1343.7 | 1088.6 | 869 | 937.8 | 1098.9 | 1279.1 | 1276.6 | 1091.6 | 895.3 | 828.6 | 1738.5 | 1474.7 | 1526 | 958.7 | 991.7 | 659.5 | 766.5 | 547.5 | 427.8 | 373.2 | 649.8 | 829.5 | 1039 | 895.6 | 949.8 | 2189.3 | 2075.7 | 1861.1 | 1808.2 | 1790.2 | 1632.2 | 1653.9 | 1618.6 | 1840 | 1651.9 | 1686.9 | 1257.8 | 954.6 | 508.1 | 464.9 | 1642.8 | 1610.3 | 1539.9 | 1520.4 | 1388.3 | 1229.3 | 1080.9 | 1040.7 | 939.1 | 821.3 | 654.4 | 532.1 | 390.7 | 617.3 | 728.7 | 1561.5 | 1477 | 1303.5 | 1141.9 | 906.3 | 601.9 | 354.4 | 193.2 | 109.5 | 142 | 193.4 | 290.5 | 217 | 381 | 385 | 0.21 | 0.19 | 0.17 | 0.16 | 0.15 | 0.12 | 0.11 | 0.09 | 0.09 | 0.12 | 0.14 | 0.15 | 0.13 | 0.1 | 0.09 | 0.21 | 0.18 | 0.18 | 0.11 | 0.12 | 0.1 | 0.12 | 0.08 | 0.06 | 0.05 | 0.06 | 0.08 | 0.1 | 0.09 | 0.1 | 0.22 | 0.2 | 0.18 | 0.17 | 0.17 | 0.16 | 0.16 | 0.15 | 0.16 | 0.15 | 0.16 | 0.12 | 0.09 | 0.05 | 0.04 | 0.17 | 0.17 | 0.16 | 0.15 | 0.13 | 0.11 | 0.11 | 0.11 | 0.1 | 0.08 | 0.06 | 0.05 | 0.03 | 0.04 | 0.04 | 0.17 | 0.17 | 0.15 | 0.13 | 0.09 | 0.06 | 0.03 | 0.02 | 0.01 | 0.01 | 0.02 | 0.02 | 0.02 | 0.03 | 0.03 | 0.0488
| 7 | 265.6774 | 8.8773 | 1.1046 | 266.2187 | 27.9676 | 1261.6706 | 0.12149 | 63.3266 | 293.645 | 1270.5479 | 1.226 | 329.5453 | 434.5 | 344.2 | 305.6 | 261.1 | 304.8 | 248.8 | 221.8 | 183.7 | 205.5 | 236.7 | 293.7 | 301 | 259.3 | 202.5 | 174.9 | 419.8 | 323 | 300.8 | 157.9 | 219 | 178.2 | 237.8 | 165.2 | 130.8 | 90.4 | 132.6 | 170.7 | 209 | 187.2 | 195.2 | 466.1 | 423.6 | 343.1 | 323.3 | 314.8 | 275.6 | 290.3 | 297.7 | 367.7 | 333.3 | 347.9 | 268.9 | 205.3 | 108.2 | 92.7 | 345.2 | 313.4 | 276 | 261.4 | 263.1 | 252.8 | 236.1 | 215.2 | 191.6 | 157.4 | 121 | 91 | 67.5 | 46 | 33.2 | 342.1 | 309.3 | 257.4 | 216.4 | 171.3 | 119.1 | 64.1 | 33.9 | 17 | 12.9 | 9.1 | 6.2 | 4.4 | 2.2 | 1.5 | 16.3 | 13 | 9.9 | 6.9 | 6.9 | 5.7 | 6.3 | 6.4 | 7.7 | 10.9 | 15.7 | 17.8 | 14.8 | 11 | 9.3 | 22.4 | 17.3 | 14.6 | 6.1 | 13.4 | 15.4 | 21.1 | 13.6 | 10.2 | 5.2 | 4.7 | 6.1 | 7.5 | 8.9 | 9.6 | 16 | 13 | 9.8 | 9 | 9.4 | 7.8 | 8.3 | 8.2 | 9.1 | 8.8 | 10.9 | 9.4 | 7.5 | 3.9 | 3.5 | 13 | 12.2 | 9.6 | 7.7 | 7.2 | 8 | 9.7 | 8.7 | 8.7 | 5.9 | 4.3 | 2 | 1.4 | 1.6 | 1.8 | 14.6 | 14.3 | 12 | 9.7 | 6.2 | 4.4 | 1.7 | 0.7 | 0.3 | 0.4 | 0.6 | 0.9 | 0.6 | 1.2 | 1.2 | 2.08 | 1.66 | 1.22 | 0.81 | 0.76 | 0.64 | 0.75 | 0.81 | 0.98 | 1.44 | 2.12 | 2.44 | 2.02 | 1.49 | 1.26 | 3.04 | 2.35 | 1.96 | 0.8 | 1.85 | 2.19 | 3.02 | 1.93 | 1.44 | 0.71 | 0.6 | 0.77 | 0.94 | 1.18 | 1.28 | 2 | 1.59 | 1.17 | 1.06 | 1.13 | 0.93 | 0.99 | 0.97 | 1.03 | 1.02 | 1.33 | 1.17 | 0.95 | 0.49 | 0.44 | 1.66 | 1.58 | 1.21 | 0.92 | 0.85 | 0.98 | 1.26 | 1.13 | 1.15 | 0.76 | 0.54 | 0.21 | 0.14 | 0.17 | 0.18 | 1.91 | 1.91 | 1.59 | 1.29 | 0.79 | 0.56 | 0.19 | 0.07 | 0.03 | 0.04 | 0.06 | 0.09 | 0.06 | 0.12 | 0.12 | 44.1 | 34.9 | 32.5 | 29.1 | 35 | 28.5 | 24.4 | 19.2 | 20.9 | 22.2 | 25.5 | 24.5 | 21.6 | 17.4 | 15.2 | 36.6 | 28.2 | 27.5 | 15.9 | 17.5 | 10.2 | 13 | 10.1 | 8.5 | 7.5 | 13.6 | 17.5 | 21.5 | 17.3 | 17.7 | 48.8 | 45.6 | 37.6 | 35.6 | 34.1 | 30.2 | 31.7 | 32.8 | 41.5 | 37.1 | 37.4 | 28.2 | 21.2 | 11.2 | 9.4 | 35 | 31.4 | 28.7 | 28.5 | 29.1 | 27 | 23.2 | 21.3 | 18.1 | 16 | 12.5 | 10.5 | 7.9 | 9.8 | 10.5 | 33.1 | 29 | 24.1 | 20.6 | 17.6 | 12.2 | 7.3 | 4.2 | 2.2 | 2.9 | 3.7 | 5.6 | 4.2 | 7.6 | 7.8 | 2004.9 | 1583.5 | 1462.3 | 1296.2 | 1554 | 1262 | 1086.2 | 861.2 | 950.4 | 1034 | 1214.7 | 1188.8 | 1040.6 | 831.3 | 723.1 | 1724.4 | 1321.3 | 1281.1 | 715.9 | 847.4 | 547.6 | 714.5 | 530.9 | 437.9 | 362.3 | 621.5 | 799.7 | 980.4 | 809.5 | 833 | 2195.2 | 2041.5 | 1679.7 | 1592.5 | 1533.2 | 1354.6 | 1425.3 | 1472 | 1851.4 | 1658.4 | 1692.6 | 1284.3 | 972.6 | 507.6 | 429.3 | 1591.8 | 1427.2 | 1294.7 | 1272.6 | 1300.7 | 1216.5 | 1065.4 | 973.4 | 838.1 | 727.1 | 569 | 467.8 | 350.3 | 592.2 | 701.6 | 1522.6 | 1335.2 | 1110.5 | 940.2 | 796.1 | 551.1 | 325.5 | 189.1 | 102.7 | 136.2 | 176.4 | 257 | 187.8 | 335.1 | 344.5 | 0.2 | 0.16 | 0.14 | 0.12 | 0.14 | 0.11 | 0.1 | 0.09 | 0.09 | 0.11 | 0.13 | 0.14 | 0.12 | 0.09 | 0.08 | 0.2 | 0.16 | 0.14 | 0.08 | 0.1 | 0.09 | 0.12 | 0.08 | 0.06 | 0.04 | 0.06 | 0.08 | 0.09 | 0.08 | 0.09 | 0.22 | 0.2 | 0.16 | 0.15 | 0.14 | 0.12 | 0.13 | 0.13 | 0.16 | 0.15 | 0.16 | 0.12 | 0.09 | 0.05 | 0.04 | 0.16 | 0.15 | 0.13 | 0.12 | 0.12 | 0.11 | 0.11 | 0.1 | 0.09 | 0.07 | 0.05 | 0.04 | 0.03 | 0.04 | 0.04 | 0.16 | 0.15 | 0.12 | 0.11 | 0.08 | 0.06 | 0.03 | 0.02 | 0.01 | 0.01 | 0.01 | 0.02 | 0.02 | 0.03 | 0.03 | 0.0509
| 8 | 246.6534 | 8.3359 | 1.0386 | 247.1621 | 25.8759 | 1169.0161 | 0.11271 | 58.6383 | 272.5294 | 1177.352 | 1.1513 | 305.8003 | 428 | 316 | 272.5 | 219.1 | 286.3 | 238 | 222.4 | 178.9 | 204.6 | 215.6 | 275.8 | 274.9 | 245.6 | 186.9 | 153.7 | 425.2 | 311.6 | 271.5 | 126.4 | 192.8 | 156.7 | 224.6 | 155.9 | 126 | 82.4 | 125.3 | 158.4 | 190.3 | 162.6 | 170.5 | 473.5 | 421.6 | 313 | 288.6 | 277 | 248.1 | 273.8 | 296.2 | 383.1 | 350.9 | 366.2 | 291.8 | 224.2 | 124 | 102.8 | 341.7 | 292.9 | 246 | 227.7 | 250.5 | 250.5 | 227.9 | 193.7 | 166.5 | 141.3 | 111.9 | 82.8 | 61.9 | 43.2 | 31.5 | 338.8 | 286.3 | 224.7 | 181.1 | 154.7 | 108.2 | 57.4 | 28.8 | 15 | 11.5 | 7.8 | 5.2 | 3.6 | 2 | 1.5 | 16.2 | 11.9 | 8.7 | 5.8 | 6.9 | 6 | 6.5 | 6.3 | 8 | 9.6 | 14.5 | 16.2 | 14.2 | 10.3 | 8.2 | 22.7 | 16.6 | 13.6 | 4.7 | 12.1 | 14 | 20.1 | 12.9 | 9.9 | 4.7 | 4.5 | 5.8 | 6.8 | 7.7 | 8.4 | 16.6 | 13.3 | 8.6 | 7.6 | 8 | 7.2 | 8.6 | 9.5 | 11.3 | 11.1 | 13.4 | 11.9 | 9.6 | 5.5 | 4.8 | 13 | 11.4 | 8.5 | 6.4 | 7.3 | 8.7 | 9.5 | 7.6 | 7.3 | 5.3 | 4 | 1.7 | 1.3 | 1.6 | 1.7 | 14.5 | 12.9 | 10.2 | 7.8 | 5.7 | 4.1 | 1.6 | 0.6 | 0.3 | 0.4 | 0.5 | 0.7 | 0.5 | 1 | 1.1 | 2.09 | 1.53 | 1.07 | 0.67 | 0.77 | 0.68 | 0.79 | 0.8 | 1.02 | 1.26 | 1.96 | 2.22 | 1.94 | 1.4 | 1.11 | 3.09 | 2.26 | 1.82 | 0.61 | 1.67 | 2 | 2.88 | 1.84 | 1.39 | 0.64 | 0.57 | 0.73 | 0.86 | 1.02 | 1.11 | 2.1 | 1.64 | 1.02 | 0.89 | 0.95 | 0.85 | 1.05 | 1.16 | 1.36 | 1.35 | 1.69 | 1.54 | 1.25 | 0.72 | 0.63 | 1.67 | 1.48 | 1.07 | 0.77 | 0.87 | 1.08 | 1.24 | 0.98 | 0.95 | 0.67 | 0.51 | 0.18 | 0.13 | 0.16 | 0.18 | 1.91 | 1.71 | 1.36 | 1.03 | 0.73 | 0.53 | 0.19 | 0.06 | 0.03 | 0.04 | 0.05 | 0.07 | 0.05 | 0.1 | 0.11 | 43.4 | 32.1 | 29 | 24.5 | 32.5 | 26.8 | 24.3 | 18.6 | 20.5 | 20.5 | 24.1 | 22.5 | 20.4 | 16 | 13.3 | 37.2 | 27.3 | 24.5 | 12.9 | 15.2 | 8.6 | 12.2 | 9.4 | 8.1 | 6.9 | 12.9 | 16.2 | 19.5 | 15 | 15.5 | 49.3 | 45.2 | 34.6 | 32.1 | 30.3 | 27.1 | 29.2 | 31.5 | 41.6 | 37.5 | 37.7 | 28.9 | 21.9 | 11.8 | 9.6 | 34.6 | 29.5 | 25.7 | 25 | 27.3 | 26.1 | 22.3 | 19.4 | 16 | 14.4 | 11.5 | 9.6 | 7.3 | 9.4 | 10.2 | 32.9 | 27.2 | 21.2 | 17.5 | 15.8 | 10.9 | 6.4 | 3.6 | 2 | 2.7 | 3.2 | 4.8 | 3.4 | 6.7 | 7 | 1959.7 | 1448.8 | 1306.9 | 1091.2 | 1449.5 | 1193.7 | 1084.8 | 837.9 | 939.1 | 952.4 | 1146.7 | 1087.9 | 981.5 | 763.4 | 634.8 | 1739 | 1272.6 | 1146.3 | 579.9 | 737.2 | 467.8 | 669.3 | 497.6 | 421.3 | 331.3 | 586.4 | 739.4 | 892 | 703.2 | 728.7 | 2208.8 | 2017.3 | 1543.5 | 1435.8 | 1359.7 | 1217 | 1320.9 | 1424.2 | 1869.5 | 1690 | 1722 | 1336.5 | 1018.3 | 547.7 | 447.6 | 1563.6 | 1329.9 | 1156.3 | 1115.6 | 1225.8 | 1183.2 | 1024.1 | 884.6 | 738.3 | 655.9 | 524.1 | 427.5 | 320.9 | 571.7 | 683.8 | 1499.6 | 1243.6 | 977.2 | 798.7 | 717.1 | 498.4 | 288.5 | 161.6 | 90.9 | 127.1 | 153.3 | 220.6 | 153.8 | 294.4 | 308.6 | 0.21 | 0.15 | 0.12 | 0.1 | 0.13 | 0.11 | 0.1 | 0.08 | 0.09 | 0.1 | 0.13 | 0.13 | 0.11 | 0.09 | 0.07 | 0.21 | 0.15 | 0.13 | 0.06 | 0.09 | 0.08 | 0.11 | 0.08 | 0.06 | 0.04 | 0.06 | 0.07 | 0.08 | 0.07 | 0.08 | 0.23 | 0.2 | 0.14 | 0.13 | 0.12 | 0.11 | 0.12 | 0.13 | 0.17 | 0.16 | 0.17 | 0.13 | 0.1 | 0.06 | 0.05 | 0.16 | 0.14 | 0.11 | 0.11 | 0.11 | 0.11 | 0.1 | 0.09 | 0.08 | 0.06 | 0.05 | 0.04 | 0.03 | 0.03 | 0.04 | 0.16 | 0.14 | 0.11 | 0.09 | 0.07 | 0.05 | 0.03 | 0.01 | 0.01 | 0.01 | 0.01 | 0.02 | 0.01 | 0.02 | 0.03 | 0.0536
| 9 | 243.3046 | 8.1816 | 1.018 | 243.8034 | 25.5888 | 1153.6327 | 0.11022 | 57.9198 | 268.8934 | 1161.8143 | 1.1282 | 301.7232 | 447 | 323.6 | 271.1 | 206.8 | 279.6 | 235.4 | 223.6 | 177.1 | 202.7 | 204.1 | 267.4 | 262.5 | 239.8 | 176.9 | 138.9 | 445.4 | 320.3 | 265.7 | 113.4 | 187.7 | 151.7 | 228.7 | 152.8 | 123.5 | 73.7 | 119.3 | 156.5 | 189.3 | 157.5 | 162 | 479.8 | 424.3 | 307.9 | 280 | 265.7 | 239.9 | 269.4 | 300.1 | 392.4 | 366.6 | 382.4 | 315.3 | 245.8 | 142.6 | 115.9 | 355.5 | 298.3 | 242.9 | 218.6 | 245.9 | 247.6 | 224.2 | 186.1 | 158.2 | 134.8 | 106.9 | 78.9 | 60.3 | 43.3 | 32.1 | 354.5 | 294 | 223.9 | 174.2 | 151.2 | 109.1 | 60.2 | 31 | 15.4 | 11.8 | 7.9 | 5.2 | 3.6 | 2 | 1.5 | 17.8 | 12.7 | 8.9 | 5.4 | 6.8 | 6.2 | 6.6 | 6.2 | 7.4 | 8.3 | 13.3 | 14.8 | 13.2 | 9.1 | 7 | 24.3 | 17.2 | 13.5 | 3.8 | 11.9 | 13.5 | 20.5 | 12.7 | 9.8 | 4.1 | 4.1 | 5.6 | 6.8 | 7.3 | 7.6 | 17 | 13.6 | 8.6 | 7.4 | 7.5 | 6.9 | 8.7 | 10.1 | 12.4 | 12.5 | 15 | 14 | 11.5 | 7 | 6 | 14.2 | 12 | 8.6 | 6.1 | 7.2 | 8.4 | 9.3 | 7.2 | 6.9 | 4.9 | 3.9 | 1.6 | 1.2 | 1.6 | 1.7 | 15.9 | 13.7 | 10.6 | 7.5 | 5.6 | 4 | 1.7 | 0.6 | 0.3 | 0.4 | 0.5 | 0.7 | 0.5 | 1.1 | 1.1 | 2.33 | 1.66 | 1.11 | 0.62 | 0.76 | 0.71 | 0.79 | 0.77 | 0.93 | 1.07 | 1.79 | 2.01 | 1.79 | 1.22 | 0.94 | 3.33 | 2.37 | 1.82 | 0.48 | 1.66 | 1.93 | 2.93 | 1.8 | 1.39 | 0.55 | 0.52 | 0.71 | 0.85 | 0.96 | 1.01 | 2.18 | 1.7 | 1.02 | 0.86 | 0.89 | 0.82 | 1.07 | 1.26 | 1.51 | 1.56 | 1.92 | 1.83 | 1.52 | 0.93 | 0.8 | 1.86 | 1.57 | 1.09 | 0.72 | 0.86 | 1.05 | 1.2 | 0.92 | 0.91 | 0.63 | 0.49 | 0.17 | 0.13 | 0.16 | 0.18 | 2.13 | 1.84 | 1.41 | 0.99 | 0.71 | 0.51 | 0.2 | 0.07 | 0.03 | 0.04 | 0.05 | 0.07 | 0.05 | 0.11 | 0.11 | 44.8 | 32.6 | 28.6 | 23.1 | 31.7 | 26.3 | 24.4 | 18.5 | 20.8 | 20.1 | 24.1 | 22.1 | 20.4 | 15.7 | 12.5 | 38.7 | 28.1 | 23.8 | 12 | 14.6 | 8.3 | 12.4 | 9.2 | 7.8 | 6.3 | 12.4 | 16 | 19.5 | 14.7 | 15 | 50 | 45.4 | 34 | 31.2 | 29.2 | 26.2 | 28.6 | 31.4 | 41.9 | 38.3 | 38.4 | 30.2 | 23.1 | 13 | 10.3 | 35.6 | 29.8 | 25.1 | 24.1 | 26.8 | 25.9 | 22 | 18.8 | 15.2 | 13.8 | 11 | 9.2 | 7.1 | 9.4 | 10.2 | 33.9 | 27.7 | 20.8 | 16.8 | 15.4 | 11.1 | 6.7 | 3.8 | 2 | 2.7 | 3.2 | 4.8 | 3.4 | 6.7 | 7 | 2001.6 | 1456.3 | 1292.3 | 1032.5 | 1413.5 | 1173.5 | 1091 | 834.5 | 946.5 | 927.4 | 1135.4 | 1062 | 978.2 | 742.3 | 588 | 1788.7 | 1291.3 | 1114 | 533.4 | 712.2 | 453.2 | 681.7 | 486.9 | 407 | 300.1 | 563.6 | 732.5 | 888.7 | 687.7 | 701.9 | 2217.6 | 2012 | 1514.5 | 1393.9 | 1308.2 | 1178.2 | 1292.2 | 1426.1 | 1892.6 | 1736.5 | 1765.8 | 1408.1 | 1083.1 | 609.7 | 486.8 | 1590.4 | 1333.4 | 1136.1 | 1074 | 1202.6 | 1173.3 | 1011 | 855.1 | 701.5 | 627.5 | 499.4 | 407.7 | 312.1 | 568 | 680.6 | 1530.3 | 1253.6 | 961.5 | 768.5 | 700.7 | 506.2 | 303 | 172.8 | 92.4 | 127.6 | 153.5 | 220.3 | 153.3 | 295.9 | 311.8 | 0.23 | 0.16 | 0.12 | 0.09 | 0.12 | 0.11 | 0.1 | 0.08 | 0.09 | 0.09 | 0.12 | 0.12 | 0.11 | 0.08 | 0.06 | 0.23 | 0.17 | 0.13 | 0.06 | 0.09 | 0.08 | 0.11 | 0.07 | 0.06 | 0.03 | 0.05 | 0.07 | 0.08 | 0.07 | 0.07 | 0.24 | 0.21 | 0.14 | 0.13 | 0.12 | 0.11 | 0.12 | 0.13 | 0.18 | 0.17 | 0.17 | 0.14 | 0.11 | 0.07 | 0.05 | 0.18 | 0.15 | 0.11 | 0.1 | 0.11 | 0.11 | 0.1 | 0.09 | 0.07 | 0.06 | 0.05 | 0.03 | 0.03 | 0.03 | 0.04 | 0.18 | 0.15 | 0.11 | 0.08 | 0.07 | 0.05 | 0.03 | 0.01 | 0.01 | 0.01 | 0.01 | 0.02 | 0.01 | 0.02 | 0.03 | 0.0561
| 10 | 244.8576 | 8.0425 | 0.99881 | 245.3474 | 25.9428 | 1163.683 | 0.11401 | 58.5562 | 270.8004 | 1171.7255 | 1.1128 | 303.9036 | 463.4 | 333.2 | 276.7 | 203.5 | 279 | 237.8 | 224.6 | 175.2 | 201.1 | 203.3 | 268.9 | 263 | 245.1 | 180.7 | 139.7 | 468.7 | 332.4 | 268.5 | 107.6 | 183.8 | 147.4 | 223.8 | 149.1 | 120.1 | 72.4 | 118.1 | 157.3 | 190.8 | 158.1 | 161.5 | 486.6 | 430.5 | 308.6 | 277.1 | 259 | 234.3 | 265.6 | 300.3 | 395.7 | 369.2 | 382.6 | 318.9 | 249.9 | 148.7 | 119.9 | 368.6 | 305.9 | 247.3 | 217.5 | 245.6 | 246.1 | 222.1 | 182.6 | 155.6 | 133.5 | 107 | 78.1 | 60.4 | 44.2 | 33.6 | 367 | 300.2 | 226.7 | 172.3 | 152.7 | 110.2 | 62.2 | 32 | 16 | 12.3 | 8.1 | 5.3 | 3.6 | 2.1 | 1.7 | 18.6 | 13.2 | 9.5 | 5.2 | 6.6 | 6.2 | 6.2 | 5.5 | 6.6 | 7.9 | 12.9 | 14.4 | 13.1 | 8.9 | 6.6 | 25.5 | 17.8 | 13.9 | 3.5 | 11.8 | 13.4 | 20.3 | 12.5 | 9.5 | 4 | 4.1 | 5.7 | 6.7 | 7.2 | 7.5 | 17 | 13.7 | 8.7 | 7.2 | 7.1 | 6.3 | 8.3 | 9.8 | 12.3 | 12.1 | 14.2 | 13.3 | 11 | 7 | 6.1 | 14.7 | 12.4 | 9 | 6.1 | 6.8 | 7.8 | 8.7 | 6.9 | 6.9 | 5 | 3.9 | 1.6 | 1.2 | 1.6 | 1.8 | 16.5 | 14 | 10.9 | 7.3 | 5.7 | 4.1 | 1.8 | 0.7 | 0.3 | 0.4 | 0.5 | 0.7 | 0.5 | 1.1 | 1.2 | 2.47 | 1.75 | 1.19 | 0.6 | 0.74 | 0.71 | 0.72 | 0.67 | 0.81 | 1.01 | 1.72 | 1.96 | 1.77 | 1.19 | 0.87 | 3.53 | 2.46 | 1.88 | 0.43 | 1.64 | 1.92 | 2.91 | 1.78 | 1.35 | 0.54 | 0.52 | 0.72 | 0.84 | 0.94 | 0.99 | 2.21 | 1.73 | 1.04 | 0.83 | 0.83 | 0.73 | 1 | 1.21 | 1.49 | 1.5 | 1.81 | 1.73 | 1.45 | 0.92 | 0.81 | 1.96 | 1.64 | 1.15 | 0.73 | 0.81 | 0.96 | 1.11 | 0.88 | 0.91 | 0.63 | 0.5 | 0.17 | 0.13 | 0.16 | 0.18 | 2.24 | 1.9 | 1.45 | 0.97 | 0.72 | 0.53 | 0.22 | 0.07 | 0.03 | 0.04 | 0.05 | 0.07 | 0.05 | 0.11 | 0.12 | 46.8 | 33.8 | 28.8 | 22.8 | 31.7 | 26.6 | 24.9 | 18.8 | 21.3 | 20.4 | 24.6 | 22.5 | 21.3 | 16.4 | 12.9 | 41.2 | 29.5 | 23.8 | 11.5 | 14.2 | 7.8 | 11.9 | 8.9 | 7.6 | 6.2 | 12.3 | 16.1 | 19.7 | 14.9 | 15.1 | 51.2 | 46.5 | 34 | 31.1 | 28.6 | 26 | 28.5 | 31.7 | 42.4 | 39 | 39.1 | 31.3 | 24 | 13.8 | 10.8 | 37.2 | 30.7 | 25.4 | 24 | 27.1 | 26.3 | 22.3 | 18.5 | 14.8 | 13.6 | 10.9 | 9.1 | 7.1 | 9.5 | 10.4 | 35.4 | 28.5 | 20.9 | 16.7 | 15.6 | 11.2 | 6.9 | 3.9 | 2.1 | 2.8 | 3.2 | 4.7 | 3.3 | 6.9 | 7.3 | 2041.6 | 1475.7 | 1306.5 | 1018.1 | 1413.8 | 1186.3 | 1110.1 | 843.4 | 962.5 | 934.6 | 1156.3 | 1075.9 | 1013.7 | 771.5 | 606.1 | 1855.2 | 1323.2 | 1118.1 | 510.6 | 694.5 | 431 | 658.5 | 471.8 | 396.6 | 295.6 | 557.2 | 734.6 | 899.1 | 694.3 | 704.2 | 2227.7 | 2024.8 | 1512 | 1380.1 | 1281.4 | 1164.6 | 1284.3 | 1437 | 1914.5 | 1764 | 1788.9 | 1449.3 | 1119.9 | 645.2 | 506.7 | 1622.9 | 1348.4 | 1148.8 | 1068.3 | 1212.6 | 1184.4 | 1017.4 | 844.3 | 686.1 | 620.3 | 498.5 | 403 | 313.1 | 573.7 | 690.2 | 1558.3 | 1264.1 | 969.7 | 764 | 707.9 | 509.2 | 310 | 177.7 | 95.7 | 131.6 | 152.3 | 218.3 | 149.7 | 304.5 | 325.2 | 0.26 | 0.18 | 0.13 | 0.09 | 0.12 | 0.11 | 0.1 | 0.08 | 0.09 | 0.09 | 0.12 | 0.12 | 0.11 | 0.08 | 0.06 | 0.26 | 0.19 | 0.13 | 0.05 | 0.09 | 0.07 | 0.11 | 0.07 | 0.06 | 0.03 | 0.05 | 0.07 | 0.09 | 0.07 | 0.07 | 0.26 | 0.23 | 0.14 | 0.13 | 0.12 | 0.1 | 0.12 | 0.13 | 0.18 | 0.17 | 0.17 | 0.15 | 0.11 | 0.07 | 0.05 | 0.21 | 0.17 | 0.12 | 0.1 | 0.11 | 0.11 | 0.1 | 0.08 | 0.07 | 0.06 | 0.05 | 0.03 | 0.03 | 0.04 | 0.04 | 0.21 | 0.17 | 0.11 | 0.08 | 0.07 | 0.05 | 0.03 | 0.01 | 0.01 | 0.01 | 0.01 | 0.02 | 0.01 | 0.03 | 0.03 | 0.0583
| 11 | 247.691 | 8.0496 | 1.0039 | 248.1824 | 26.3507 | 1176.5122 | 0.11766 | 59.3243 | 274.0418 | 1184.5618 | 1.1216 | 307.5067 | 473.4 | 338.9 | 280.9 | 203.5 | 281.4 | 236.5 | 227.6 | 178 | 206.8 | 205.4 | 272.5 | 268.9 | 251.6 | 183.2 | 137.3 | 483.3 | 343.3 | 276.5 | 112.6 | 186.5 | 143.7 | 220.5 | 145.9 | 118.2 | 68.2 | 114.6 | 156 | 191.9 | 159.1 | 162 | 493.4 | 435.6 | 310.5 | 279 | 261.1 | 236.2 | 265.2 | 300 | 397.9 | 373.4 | 390.1 | 328.5 | 258.7 | 156.3 | 126 | 378.1 | 311.4 | 251.3 | 219.2 | 249.9 | 247.9 | 222.9 | 180.4 | 153.7 | 132.7 | 107.5 | 77.8 | 60.5 | 44.4 | 34.7 | 377.8 | 307.8 | 231.8 | 174.9 | 154.4 | 110.7 | 61.9 | 32.2 | 16.1 | 12.5 | 8.4 | 5.6 | 3.8 | 2.2 | 1.6 | 19.1 | 13.4 | 9.8 | 5.1 | 6.7 | 6 | 6.2 | 5.4 | 6.5 | 7.6 | 13 | 14.8 | 13.5 | 9 | 6.3 | 26.3 | 18.4 | 14.5 | 3.7 | 11.8 | 13.2 | 20.3 | 12.5 | 9.6 | 3.7 | 3.9 | 5.6 | 6.7 | 7.1 | 7.5 | 17.3 | 13.8 | 8.8 | 7.2 | 7.1 | 6.2 | 8 | 9.5 | 12.1 | 12 | 14.4 | 13.4 | 11.2 | 7.1 | 6.1 | 15.3 | 12.6 | 9.3 | 6.1 | 6.7 | 7.5 | 8.3 | 6.6 | 6.8 | 5 | 4.1 | 1.7 | 1.2 | 1.6 | 1.8 | 17.1 | 14.5 | 11.4 | 7.6 | 5.9 | 4.3 | 1.9 | 0.7 | 0.3 | 0.4 | 0.5 | 0.8 | 0.5 | 1.1 | 1.2 | 2.58 | 1.8 | 1.24 | 0.58 | 0.75 | 0.69 | 0.73 | 0.65 | 0.8 | 0.97 | 1.73 | 2.01 | 1.83 | 1.2 | 0.83 | 3.67 | 2.57 | 1.96 | 0.46 | 1.64 | 1.89 | 2.91 | 1.78 | 1.37 | 0.5 | 0.48 | 0.7 | 0.84 | 0.94 | 0.99 | 2.26 | 1.76 | 1.07 | 0.84 | 0.83 | 0.72 | 0.97 | 1.16 | 1.46 | 1.47 | 1.82 | 1.74 | 1.46 | 0.93 | 0.82 | 2.06 | 1.69 | 1.18 | 0.72 | 0.78 | 0.9 | 1.05 | 0.83 | 0.9 | 0.63 | 0.52 | 0.18 | 0.13 | 0.16 | 0.18 | 2.34 | 1.99 | 1.53 | 1.01 | 0.75 | 0.55 | 0.23 | 0.07 | 0.03 | 0.04 | 0.05 | 0.08 | 0.05 | 0.11 | 0.12 | 47.9 | 34.5 | 29.1 | 22.9 | 32 | 26.6 | 25.3 | 19.3 | 22.2 | 20.9 | 25.1 | 22.9 | 21.8 | 16.7 | 12.8 | 42.8 | 30.6 | 24.4 | 12 | 14.5 | 7.5 | 11.5 | 8.4 | 7.3 | 5.9 | 12 | 16 | 19.9 | 15 | 15.1 | 52.2 | 47.2 | 34.2 | 31.4 | 29 | 26.4 | 28.7 | 32 | 42.9 | 39.7 | 40 | 32.5 | 25.1 | 14.7 | 11.5 | 38.2 | 31.4 | 25.7 | 24.2 | 27.8 | 26.8 | 22.8 | 18.5 | 14.6 | 13.4 | 10.9 | 9 | 7.1 | 9.5 | 10.5 | 36.6 | 29.2 | 21.2 | 16.9 | 15.6 | 11.1 | 6.7 | 4 | 2.1 | 2.9 | 3.3 | 5 | 3.6 | 7.3 | 7.6 | 2058.5 | 1484.9 | 1319.5 | 1021.1 | 1423.9 | 1183.7 | 1125 | 861.4 | 996 | 953.9 | 1175.6 | 1097.4 | 1038.1 | 783.5 | 599.6 | 1886.8 | 1349.2 | 1143.3 | 533.5 | 707.9 | 417.3 | 638.9 | 452.3 | 382.1 | 280.4 | 544.9 | 731.8 | 905.3 | 700.9 | 707.2 | 2239.3 | 2033.8 | 1513 | 1385.5 | 1290.5 | 1175.9 | 1289 | 1443.6 | 1930.7 | 1790.2 | 1826.3 | 1499.4 | 1165.2 | 686.1 | 539.7 | 1641.4 | 1359 | 1162.7 | 1078.7 | 1240.5 | 1204.3 | 1033.7 | 840.8 | 677.8 | 614.3 | 496.9 | 399.9 | 313.4 | 569.8 | 688.2 | 1582.3 | 1276.8 | 980.5 | 769.2 | 711 | 507.3 | 305.1 | 178.4 | 95.6 | 132.6 | 155.1 | 229.1 | 160.1 | 320.4 | 336.9 | 0.28 | 0.2 | 0.13 | 0.09 | 0.13 | 0.11 | 0.1 | 0.08 | 0.09 | 0.09 | 0.12 | 0.12 | 0.12 | 0.08 | 0.06 | 0.29 | 0.2 | 0.13 | 0.05 | 0.09 | 0.07 | 0.11 | 0.07 | 0.06 | 0.03 | 0.05 | 0.07 | 0.09 | 0.07 | 0.07 | 0.28 | 0.24 | 0.15 | 0.13 | 0.12 | 0.11 | 0.12 | 0.14 | 0.18 | 0.17 | 0.18 | 0.15 | 0.12 | 0.07 | 0.06 | 0.22 | 0.18 | 0.12 | 0.1 | 0.11 | 0.11 | 0.1 | 0.08 | 0.07 | 0.06 | 0.05 | 0.03 | 0.03 | 0.04 | 0.04 | 0.23 | 0.18 | 0.11 | 0.09 | 0.07 | 0.05 | 0.03 | 0.02 | 0.01 | 0.01 | 0.01 | 0.02 | 0.01 | 0.03 | 0.03 | 0.0603
| 12 | 250.901 | 8.0814 | 1.0068 | 251.3941 | 26.832 | 1190.1438 | 0.12428 | 60.189 | 277.7331 | 1198.2252 | 1.1311 | 311.5831 | 480.9 | 345 | 287.4 | 206.7 | 284.1 | 235.7 | 228.9 | 179.5 | 211 | 208.6 | 275 | 268.3 | 249.9 | 182.2 | 138.1 | 493.4 | 351.4 | 284.5 | 115.7 | 185 | 138.1 | 211.5 | 141.1 | 114.6 | 67.2 | 112.1 | 154.4 | 192.9 | 160.7 | 163.4 | 496.7 | 439.2 | 314.2 | 282.2 | 263.3 | 236.8 | 264.9 | 299.7 | 398.1 | 374.9 | 391.6 | 329.1 | 257.9 | 153.8 | 123.2 | 382.6 | 315.7 | 255.8 | 223.3 | 253.7 | 249.7 | 223.5 | 179.7 | 152.5 | 131.4 | 106.7 | 77.7 | 60.5 | 44.3 | 34.9 | 383.4 | 313.1 | 236.3 | 176.5 | 154.6 | 110.2 | 62 | 32.2 | 16 | 12.5 | 8.3 | 5.6 | 3.8 | 2.3 | 1.7 | 19.6 | 13.8 | 10.2 | 5.1 | 6.7 | 5.7 | 6 | 5.2 | 6.4 | 7.7 | 13 | 14.6 | 13.1 | 8.7 | 6.4 | 26.7 | 18.7 | 14.9 | 3.7 | 11.6 | 12.6 | 19.6 | 12.2 | 9.5 | 3.7 | 3.7 | 5.5 | 6.7 | 7.2 | 7.6 | 17.3 | 13.9 | 9 | 7.2 | 7 | 6.1 | 7.8 | 9.2 | 11.7 | 11.7 | 13.9 | 12.8 | 10.5 | 6.3 | 5.5 | 15.6 | 12.8 | 9.5 | 6.1 | 6.6 | 7.2 | 8 | 6.4 | 6.6 | 4.8 | 3.9 | 1.6 | 1.2 | 1.6 | 1.8 | 17.5 | 14.8 | 11.6 | 7.6 | 5.9 | 4.3 | 1.9 | 0.7 | 0.3 | 0.4 | 0.5 | 0.8 | 0.6 | 1.2 | 1.3 | 2.65 | 1.85 | 1.29 | 0.58 | 0.75 | 0.65 | 0.7 | 0.63 | 0.79 | 0.97 | 1.73 | 1.98 | 1.77 | 1.16 | 0.85 | 3.73 | 2.61 | 2.03 | 0.46 | 1.6 | 1.81 | 2.8 | 1.74 | 1.34 | 0.51 | 0.46 | 0.69 | 0.84 | 0.95 | 1 | 2.27 | 1.78 | 1.09 | 0.84 | 0.82 | 0.71 | 0.93 | 1.13 | 1.41 | 1.43 | 1.76 | 1.64 | 1.35 | 0.82 | 0.72 | 2.1 | 1.72 | 1.21 | 0.73 | 0.77 | 0.87 | 1.02 | 0.81 | 0.87 | 0.61 | 0.49 | 0.18 | 0.13 | 0.16 | 0.18 | 2.4 | 2.03 | 1.56 | 1 | 0.75 | 0.55 | 0.24 | 0.07 | 0.03 | 0.04 | 0.05 | 0.08 | 0.06 | 0.12 | 0.13 | 48.6 | 35.1 | 29.8 | 23.4 | 32.4 | 26.8 | 25.8 | 19.8 | 22.8 | 21.3 | 25.4 | 23.1 | 21.9 | 16.8 | 12.9 | 44 | 31.6 | 25.1 | 12.4 | 14.6 | 7.3 | 10.9 | 8.1 | 7 | 5.7 | 11.8 | 15.9 | 20 | 15.2 | 15.2 | 52.7 | 47.7 | 34.6 | 31.9 | 29.4 | 26.6 | 28.9 | 32.3 | 43.3 | 40.3 | 40.7 | 33.2 | 25.7 | 15.1 | 11.7 | 38.7 | 31.9 | 26.1 | 24.7 | 28.4 | 27.4 | 23.2 | 18.6 | 14.6 | 13.4 | 10.9 | 9 | 7.1 | 9.5 | 10.5 | 37.1 | 29.8 | 21.6 | 17.1 | 15.7 | 11.1 | 6.7 | 4 | 2.1 | 2.9 | 3.2 | 5 | 3.6 | 7.6 | 7.9 | 2078.1 | 1503.9 | 1341.7 | 1035.8 | 1435.6 | 1185.3 | 1132 | 869.5 | 1016.8 | 969.5 | 1188.5 | 1101.3 | 1039.8 | 785.8 | 601.7 | 1920.7 | 1379.1 | 1170.9 | 549.3 | 707.5 | 401.8 | 611 | 434.1 | 367 | 272.8 | 534.2 | 725.4 | 910 | 706.6 | 712.3 | 2248.8 | 2043.3 | 1526 | 1399 | 1304.2 | 1180.6 | 1292.4 | 1446.1 | 1937.3 | 1800.4 | 1841.1 | 1518.5 | 1183 | 695.2 | 543.4 | 1652.3 | 1372.7 | 1181.4 | 1100.3 | 1260.4 | 1215.8 | 1039.3 | 839.9 | 676.6 | 612.4 | 497.6 | 400 | 313.5 | 571.4 | 692.8 | 1594.7 | 1292.2 | 995.9 | 777.2 | 709.8 | 503.1 | 302.9 | 177.9 | 95.1 | 131.6 | 153.1 | 231.1 | 163 | 332.6 | 349.7 | 0.29 | 0.2 | 0.14 | 0.1 | 0.13 | 0.11 | 0.11 | 0.09 | 0.1 | 0.1 | 0.13 | 0.12 | 0.11 | 0.08 | 0.06 | 0.3 | 0.21 | 0.14 | 0.06 | 0.09 | 0.07 | 0.1 | 0.07 | 0.06 | 0.03 | 0.05 | 0.07 | 0.09 | 0.07 | 0.07 | 0.29 | 0.25 | 0.15 | 0.14 | 0.12 | 0.11 | 0.12 | 0.14 | 0.18 | 0.18 | 0.18 | 0.15 | 0.12 | 0.07 | 0.06 | 0.23 | 0.18 | 0.12 | 0.1 | 0.12 | 0.12 | 0.11 | 0.08 | 0.07 | 0.06 | 0.05 | 0.03 | 0.03 | 0.04 | 0.04 | 0.23 | 0.19 | 0.12 | 0.09 | 0.07 | 0.05 | 0.03 | 0.01 | 0.01 | 0.01 | 0.01 | 0.02 | 0.01 | 0.03 | 0.03 | 0.062
| 13 | 254.4946 | 8.165 | 1.0209 | 254.9937 | 27.3294 | 1204.5512 | 0.12557 | 61.0901 | 281.824 | 1212.7161 | 1.1465 | 316.0838 | 487.4 | 351.6 | 294.6 | 213.9 | 289 | 238 | 229.3 | 181 | 211.9 | 210.2 | 273.8 | 267.7 | 249.2 | 182.6 | 137.9 | 496.5 | 355.5 | 287.2 | 118.7 | 181.2 | 133.1 | 202.8 | 135.7 | 109.8 | 65.5 | 111 | 153 | 191.1 | 159.9 | 163.5 | 499.9 | 443.5 | 319.2 | 287.5 | 268.5 | 241.7 | 270.4 | 303.3 | 400.4 | 377.1 | 394.5 | 332.4 | 259.6 | 154 | 122.2 | 386.6 | 320.2 | 260.5 | 226.3 | 255.2 | 250.3 | 224.2 | 180.4 | 151.1 | 130.5 | 105.6 | 77.8 | 60.8 | 44.6 | 35.4 | 385.6 | 315.5 | 238.3 | 179.5 | 155.9 | 110.8 | 61.3 | 32 | 15.7 | 12.3 | 8.2 | 5.6 | 3.9 | 2.3 | 1.8 | 19.9 | 14.1 | 10.6 | 5.4 | 6.9 | 5.7 | 5.8 | 5.1 | 6.3 | 7.7 | 12.7 | 14.4 | 12.9 | 8.6 | 6.3 | 26.8 | 18.9 | 15.1 | 3.9 | 11.1 | 12.1 | 18.6 | 11.6 | 9 | 3.5 | 3.6 | 5.3 | 6.6 | 7.1 | 7.5 | 17.5 | 14.2 | 9.3 | 7.5 | 7.3 | 6.4 | 8.2 | 9.5 | 11.9 | 11.6 | 13.9 | 12.8 | 10.4 | 6 | 5.1 | 15.8 | 13 | 9.8 | 6.2 | 6.6 | 7.1 | 7.9 | 6.3 | 6.5 | 4.7 | 3.8 | 1.7 | 1.2 | 1.6 | 1.8 | 17.6 | 14.9 | 11.8 | 7.9 | 6 | 4.4 | 2 | 0.7 | 0.3 | 0.4 | 0.5 | 0.8 | 0.6 | 1.2 | 1.3 | 2.7 | 1.9 | 1.35 | 0.63 | 0.78 | 0.64 | 0.68 | 0.62 | 0.77 | 0.97 | 1.69 | 1.94 | 1.74 | 1.15 | 0.83 | 3.76 | 2.65 | 2.06 | 0.49 | 1.54 | 1.73 | 2.66 | 1.66 | 1.28 | 0.48 | 0.45 | 0.67 | 0.82 | 0.94 | 0.99 | 2.31 | 1.83 | 1.14 | 0.9 | 0.86 | 0.75 | 0.99 | 1.17 | 1.44 | 1.43 | 1.76 | 1.64 | 1.33 | 0.78 | 0.66 | 2.15 | 1.76 | 1.25 | 0.73 | 0.77 | 0.85 | 1 | 0.8 | 0.85 | 0.59 | 0.48 | 0.18 | 0.13 | 0.16 | 0.19 | 2.42 | 2.06 | 1.6 | 1.04 | 0.78 | 0.57 | 0.24 | 0.07 | 0.03 | 0.04 | 0.05 | 0.08 | 0.06 | 0.12 | 0.13 | 49.3 | 35.8 | 30.4 | 24.2 | 33 | 27.2 | 26.1 | 20.2 | 23.2 | 21.6 | 25.6 | 23.2 | 22 | 16.9 | 13 | 44.4 | 32 | 25.3 | 12.6 | 14.5 | 7.1 | 10.6 | 7.8 | 6.7 | 5.7 | 11.7 | 15.9 | 19.9 | 15.2 | 15.3 | 53.2 | 48.2 | 35.1 | 32.4 | 29.9 | 27.1 | 29.3 | 32.5 | 43.5 | 40.7 | 41.2 | 33.8 | 26 | 15.4 | 12 | 39.2 | 32.3 | 26.5 | 25.1 | 28.6 | 27.7 | 23.4 | 18.8 | 14.6 | 13.4 | 10.8 | 9 | 7.1 | 9.5 | 10.6 | 37.4 | 30.1 | 21.7 | 17.3 | 15.7 | 11.1 | 6.6 | 3.9 | 2 | 2.8 | 3.2 | 5 | 3.6 | 7.7 | 8.1 | 2096 | 1525.2 | 1365 | 1064.7 | 1456.3 | 1198.4 | 1135.9 | 877.5 | 1020.7 | 976.7 | 1188.2 | 1103.9 | 1042.9 | 789.4 | 604.3 | 1923.6 | 1388.3 | 1179 | 559.6 | 699.2 | 390.2 | 590.3 | 420.3 | 353.6 | 268.6 | 530.2 | 722.3 | 904.4 | 706.2 | 714 | 2250 | 2049.9 | 1539.3 | 1411.9 | 1320.2 | 1196.6 | 1309.5 | 1455.4 | 1943.4 | 1809.2 | 1854.1 | 1533.1 | 1195.4 | 704.5 | 551.3 | 1659.3 | 1385.6 | 1196 | 1113.7 | 1265.7 | 1218.8 | 1041.6 | 843.4 | 673.1 | 609.7 | 494.2 | 400.4 | 315.1 | 571.2 | 692.4 | 1596.4 | 1294.4 | 995.6 | 783.6 | 710.9 | 502.8 | 297.9 | 175.7 | 92.7 | 128.6 | 151.1 | 227.7 | 161.2 | 337.9 | 360.2 | 0.3 | 0.21 | 0.14 | 0.1 | 0.13 | 0.11 | 0.11 | 0.09 | 0.1 | 0.1 | 0.13 | 0.12 | 0.11 | 0.08 | 0.06 | 0.31 | 0.22 | 0.14 | 0.06 | 0.09 | 0.07 | 0.1 | 0.07 | 0.05 | 0.03 | 0.05 | 0.07 | 0.09 | 0.07 | 0.07 | 0.3 | 0.26 | 0.16 | 0.14 | 0.13 | 0.11 | 0.12 | 0.14 | 0.19 | 0.18 | 0.19 | 0.16 | 0.12 | 0.07 | 0.06 | 0.24 | 0.19 | 0.13 | 0.11 | 0.12 | 0.12 | 0.11 | 0.09 | 0.07 | 0.06 | 0.05 | 0.03 | 0.03 | 0.04 | 0.04 | 0.24 | 0.19 | 0.12 | 0.09 | 0.07 | 0.05 | 0.03 | 0.01 | 0.01 | 0.01 | 0.01 | 0.02 | 0.01 | 0.03 | 0.03 | 0.0631
| 14 | 255.674 | 8.1835 | 1.0268 | 256.1753 | 27.4962 | 1207.7948 | 0.13124 | 61.3492 | 283.1702 | 1215.9783 | 1.1581 | 317.5245 | 489.1 | 355.4 | 298.7 | 218.2 | 290.6 | 239.2 | 229.6 | 181.2 | 209.5 | 207.7 | 270.7 | 265.6 | 247.2 | 181.4 | 138.3 | 496.9 | 357.7 | 291.3 | 122.5 | 181.3 | 130.5 | 199.1 | 133.5 | 108.4 | 65.1 | 109.8 | 151.1 | 189 | 158.1 | 161.4 | 503.3 | 446.9 | 323.1 | 293.1 | 275.2 | 248.9 | 274.5 | 306.2 | 400.7 | 378.3 | 395.8 | 333.2 | 260 | 154.5 | 124.3 | 389.2 | 324 | 264.6 | 229.5 | 255.6 | 249.1 | 223.4 | 180.1 | 150.7 | 129.6 | 105 | 78.5 | 61 | 44.7 | 34.8 | 388.2 | 319.5 | 242.2 | 182.1 | 155.5 | 109.7 | 60.7 | 32.1 | 15.7 | 12.2 | 8.3 | 5.6 | 3.8 | 2.3 | 1.7 | 20.3 | 14.4 | 10.8 | 5.5 | 6.9 | 5.7 | 5.8 | 5.1 | 6.1 | 7.5 | 12.4 | 14.2 | 12.7 | 8.5 | 6.2 | 27.1 | 19.2 | 15.3 | 4.1 | 11 | 11.9 | 18.3 | 11.5 | 8.9 | 3.6 | 3.7 | 5.4 | 6.5 | 7 | 7.4 | 17.7 | 14.4 | 9.5 | 7.8 | 7.5 | 6.7 | 8.3 | 9.7 | 11.8 | 11.6 | 13.9 | 12.9 | 10.5 | 6.1 | 5.2 | 16.1 | 13.4 | 10 | 6.3 | 6.7 | 7.1 | 7.9 | 6.4 | 6.5 | 4.7 | 3.8 | 1.7 | 1.2 | 1.6 | 1.8 | 17.8 | 15.2 | 12 | 8 | 6 | 4.3 | 1.9 | 0.7 | 0.3 | 0.4 | 0.5 | 0.8 | 0.6 | 1.2 | 1.3 | 2.77 | 1.95 | 1.39 | 0.64 | 0.77 | 0.64 | 0.68 | 0.63 | 0.75 | 0.95 | 1.65 | 1.92 | 1.71 | 1.13 | 0.82 | 3.81 | 2.69 | 2.08 | 0.52 | 1.53 | 1.71 | 2.63 | 1.64 | 1.26 | 0.49 | 0.46 | 0.68 | 0.82 | 0.92 | 0.97 | 2.35 | 1.87 | 1.17 | 0.94 | 0.91 | 0.8 | 1.01 | 1.19 | 1.44 | 1.43 | 1.77 | 1.66 | 1.35 | 0.79 | 0.67 | 2.2 | 1.81 | 1.29 | 0.75 | 0.78 | 0.86 | 1.02 | 0.81 | 0.85 | 0.59 | 0.48 | 0.18 | 0.13 | 0.16 | 0.18 | 2.47 | 2.11 | 1.64 | 1.06 | 0.78 | 0.56 | 0.23 | 0.07 | 0.03 | 0.04 | 0.05 | 0.08 | 0.06 | 0.12 | 0.13 | 49.3 | 36.1 | 30.8 | 24.7 | 33.3 | 27.4 | 26.2 | 20.2 | 23.1 | 21.4 | 25.4 | 23 | 21.9 | 16.8 | 13.1 | 44.2 | 32.1 | 25.8 | 13 | 14.6 | 6.9 | 10.4 | 7.7 | 6.7 | 5.6 | 11.5 | 15.6 | 19.6 | 15 | 15.2 | 53.5 | 48.6 | 35.5 | 33 | 30.7 | 27.8 | 29.8 | 32.8 | 43.6 | 40.9 | 41.3 | 33.7 | 25.9 | 15.4 | 12.2 | 39.3 | 32.6 | 26.9 | 25.4 | 28.7 | 27.5 | 23.3 | 18.7 | 14.5 | 13.3 | 10.8 | 9.1 | 7.2 | 9.5 | 10.5 | 37.6 | 30.5 | 22.2 | 17.7 | 15.7 | 11 | 6.6 | 4 | 2 | 2.8 | 3.2 | 5 | 3.6 | 7.8 | 8.4 | 2089.6 | 1532.4 | 1378.5 | 1084.1 | 1463.6 | 1202.3 | 1133.9 | 873.7 | 1011.5 | 967.6 | 1179.3 | 1096.6 | 1037.1 | 787.1 | 608.3 | 1915.5 | 1390.5 | 1192.4 | 572.6 | 698.4 | 380.2 | 576.7 | 412.5 | 349.3 | 264.8 | 522 | 709.9 | 894 | 698.8 | 707.8 | 2256 | 2056 | 1549.8 | 1427.3 | 1342.9 | 1220.4 | 1327 | 1464.4 | 1944.3 | 1813.4 | 1859.4 | 1532.5 | 1193.6 | 704.3 | 559.4 | 1660.4 | 1394.9 | 1211.1 | 1127 | 1265.5 | 1210.1 | 1032.9 | 838.5 | 669.7 | 605.5 | 491.5 | 402.9 | 316.1 | 570.2 | 687 | 1597.9 | 1302.7 | 1007 | 790.9 | 707.6 | 499.1 | 296.7 | 177.5 | 93.1 | 129.3 | 152.1 | 228.8 | 161.1 | 344.9 | 370.6 | 0.3 | 0.22 | 0.15 | 0.11 | 0.14 | 0.11 | 0.12 | 0.09 | 0.1 | 0.1 | 0.13 | 0.12 | 0.11 | 0.08 | 0.06 | 0.31 | 0.22 | 0.15 | 0.06 | 0.09 | 0.06 | 0.1 | 0.07 | 0.05 | 0.03 | 0.05 | 0.07 | 0.08 | 0.07 | 0.07 | 0.31 | 0.26 | 0.17 | 0.15 | 0.14 | 0.12 | 0.13 | 0.15 | 0.19 | 0.18 | 0.19 | 0.16 | 0.12 | 0.07 | 0.06 | 0.24 | 0.19 | 0.13 | 0.11 | 0.12 | 0.12 | 0.11 | 0.09 | 0.07 | 0.06 | 0.05 | 0.03 | 0.03 | 0.04 | 0.04 | 0.25 | 0.2 | 0.13 | 0.1 | 0.08 | 0.05 | 0.03 | 0.02 | 0.01 | 0.01 | 0.01 | 0.02 | 0.01 | 0.03 | 0.03 | 0.0636
| 15 | 256.4623 | 8.2422 | 1.0333 | 256.9669 | 27.515 | 1211.6238 | 0.12953 | 61.4748 | 283.9773 | 1219.866 | 1.1629 | 318.4417 | 487.4 | 356.6 | 303.2 | 224.1 | 293.8 | 238.7 | 226.1 | 177.8 | 206.7 | 207.7 | 270.7 | 266.2 | 245.2 | 179.3 | 136.4 | 492 | 358.3 | 296.8 | 127.6 | 178.9 | 126.5 | 191.1 | 127.9 | 102.9 | 61.5 | 107.3 | 148.2 | 187.5 | 156.5 | 160.6 | 500 | 445.3 | 325.2 | 296.6 | 279.2 | 252.1 | 276 | 305 | 396.9 | 368.9 | 386 | 322 | 257.8 | 155.4 | 128.9 | 387.7 | 324.7 | 268.9 | 233.5 | 258.1 | 249.1 | 223 | 179.8 | 149 | 128.2 | 103.3 | 77.6 | 59.3 | 43 | 33.3 | 387.6 | 322 | 248.2 | 188.6 | 157.8 | 109.4 | 58.7 | 31.4 | 15.5 | 12.3 | 8.3 | 5.8 | 4 | 2.4 | 1.8 | 20.1 | 14.4 | 11.1 | 5.8 | 7 | 5.6 | 5.6 | 5 | 6.1 | 7.6 | 12.5 | 14.1 | 12.4 | 8.3 | 6.1 | 26.7 | 19.2 | 15.8 | 4.4 | 10.8 | 11.5 | 17.7 | 11.1 | 8.6 | 3.4 | 3.6 | 5.3 | 6.7 | 7.1 | 7.4 | 17.5 | 14.2 | 9.4 | 7.7 | 7.6 | 6.8 | 8.3 | 9.4 | 11.4 | 10.7 | 12.9 | 11.7 | 10.1 | 6.1 | 5.4 | 15.9 | 13.3 | 10.2 | 6.5 | 6.7 | 7.1 | 7.9 | 6.4 | 6.3 | 4.5 | 3.6 | 1.7 | 1.2 | 1.6 | 1.7 | 17.8 | 15.4 | 12.5 | 8.4 | 6.1 | 4.3 | 1.8 | 0.6 | 0.3 | 0.4 | 0.5 | 0.8 | 0.6 | 1.3 | 1.3 | 2.73 | 1.95 | 1.42 | 0.68 | 0.79 | 0.64 | 0.66 | 0.6 | 0.74 | 0.97 | 1.65 | 1.9 | 1.66 | 1.09 | 0.8 | 3.75 | 2.69 | 2.15 | 0.56 | 1.49 | 1.65 | 2.54 | 1.59 | 1.22 | 0.46 | 0.44 | 0.67 | 0.84 | 0.94 | 0.98 | 2.31 | 1.83 | 1.15 | 0.92 | 0.91 | 0.81 | 1.01 | 1.15 | 1.36 | 1.3 | 1.61 | 1.49 | 1.29 | 0.78 | 0.71 | 2.16 | 1.8 | 1.31 | 0.77 | 0.78 | 0.85 | 1.02 | 0.81 | 0.83 | 0.57 | 0.45 | 0.18 | 0.13 | 0.16 | 0.18 | 2.46 | 2.13 | 1.7 | 1.12 | 0.79 | 0.56 | 0.22 | 0.07 | 0.03 | 0.04 | 0.05 | 0.08 | 0.06 | 0.13 | 0.13 | 49.1 | 36.2 | 31.2 | 25.2 | 33.6 | 27.4 | 25.8 | 19.8 | 22.7 | 21.2 | 25.3 | 23.2 | 22 | 16.8 | 12.9 | 43.7 | 32.1 | 26.1 | 13.4 | 14.5 | 6.7 | 9.8 | 7.2 | 6.2 | 5.3 | 11.3 | 15.2 | 19.3 | 14.7 | 15 | 53.2 | 48.5 | 35.9 | 33.6 | 31.1 | 28.1 | 30 | 32.9 | 43.5 | 40.4 | 40.9 | 33.3 | 26 | 15.5 | 12.5 | 39.2 | 32.7 | 27.3 | 25.9 | 29 | 27.5 | 23.2 | 18.7 | 14.5 | 13.3 | 10.7 | 9 | 6.9 | 9.3 | 10.3 | 37.4 | 30.5 | 22.5 | 18.2 | 15.9 | 11 | 6.4 | 3.9 | 2 | 2.8 | 3.2 | 5.1 | 3.7 | 8 | 8.5 | 2091.5 | 1543.1 | 1397.1 | 1108.2 | 1476.7 | 1199.4 | 1120.5 | 862 | 999.8 | 964.3 | 1178.3 | 1104.3 | 1036.3 | 782.7 | 601.9 | 1908.2 | 1400.1 | 1213.8 | 594.1 | 695.4 | 369.6 | 550.4 | 390.3 | 326.8 | 250.1 | 510.5 | 693.7 | 880.6 | 687.1 | 701.4 | 2251.8 | 2060.4 | 1566.2 | 1453.1 | 1364.7 | 1238.7 | 1335.5 | 1469.6 | 1940.8 | 1791.5 | 1837.1 | 1505.6 | 1193.2 | 710.7 | 577.8 | 1664.5 | 1403.8 | 1229.3 | 1145.5 | 1279.5 | 1211.8 | 1031.9 | 836.9 | 665 | 602.2 | 486.9 | 399.4 | 307.2 | 560.1 | 677.6 | 1602.4 | 1314.8 | 1027.8 | 814.1 | 716.9 | 495.8 | 288.4 | 174 | 92.1 | 129.2 | 152.6 | 235.4 | 167.7 | 353.8 | 374.7 | 0.3 | 0.22 | 0.15 | 0.11 | 0.14 | 0.11 | 0.11 | 0.09 | 0.1 | 0.1 | 0.12 | 0.12 | 0.11 | 0.08 | 0.06 | 0.3 | 0.22 | 0.15 | 0.06 | 0.09 | 0.06 | 0.09 | 0.06 | 0.05 | 0.03 | 0.05 | 0.07 | 0.08 | 0.07 | 0.07 | 0.3 | 0.26 | 0.17 | 0.15 | 0.14 | 0.12 | 0.13 | 0.14 | 0.18 | 0.18 | 0.18 | 0.15 | 0.12 | 0.07 | 0.06 | 0.24 | 0.19 | 0.13 | 0.11 | 0.12 | 0.12 | 0.11 | 0.09 | 0.07 | 0.06 | 0.05 | 0.03 | 0.03 | 0.03 | 0.04 | 0.24 | 0.2 | 0.13 | 0.1 | 0.08 | 0.05 | 0.03 | 0.01 | 0.01 | 0.01 | 0.01 | 0.02 | 0.01 | 0.03 | 0.03 | 0.0632
| 16 | 268.0676 | 8.6504 | 1.0851 | 268.5974 | 28.7271 | 1265.7053 | 0.13494 | 64.2026 | 296.7947 | 1274.3557 | 1.2201 | 332.8 | 492.7 | 376.5 | 329.7 | 250.8 | 305.9 | 244.4 | 226 | 177 | 204 | 213.2 | 280.9 | 279.9 | 253.1 | 181.7 | 140.4 | 498.7 | 380.9 | 333.3 | 155.7 | 191.1 | 133.2 | 187.8 | 123.4 | 96.1 | 65.1 | 113.2 | 156.9 | 196.4 | 164.5 | 168.5 | 494.4 | 446.6 | 343.5 | 319.6 | 303.4 | 275.3 | 290 | 311.7 | 389.3 | 361.6 | 373.9 | 306.3 | 244.6 | 146.7 | 125.4 | 391.2 | 340.3 | 294.4 | 258.5 | 267.7 | 249.3 | 221 | 182.4 | 156.5 | 134.8 | 108.5 | 80.3 | 61.2 | 44 | 34.2 | 389.7 | 338.9 | 273.4 | 212.5 | 168.9 | 115.4 | 62.7 | 32.8 | 16.6 | 13.3 | 9.4 | 6.6 | 4.5 | 2.7 | 1.8 | 20.4 | 15.3 | 12.2 | 6.6 | 7.1 | 5.6 | 5.5 | 4.9 | 5.9 | 8 | 13.3 | 15.2 | 13 | 8.5 | 6.3 | 28.1 | 21.2 | 18.3 | 5.9 | 11.5 | 12.2 | 17.5 | 10.9 | 8.1 | 3.7 | 3.8 | 5.8 | 7 | 7.5 | 7.7 | 16.8 | 13.7 | 9.7 | 8.1 | 8.2 | 7.7 | 8.4 | 8.9 | 9.8 | 9.3 | 11 | 9.7 | 8.2 | 4.9 | 4.6 | 16.1 | 14 | 11.3 | 7.4 | 6.7 | 6.7 | 7.6 | 6.5 | 7 | 5 | 3.9 | 1.8 | 1.2 | 1.6 | 1.8 | 18 | 16.6 | 14.1 | 9.7 | 6.4 | 4.4 | 1.9 | 0.7 | 0.3 | 0.5 | 0.6 | 0.9 | 0.7 | 1.5 | 1.5 | 2.76 | 2.06 | 1.58 | 0.78 | 0.79 | 0.63 | 0.64 | 0.6 | 0.71 | 1.02 | 1.76 | 2.06 | 1.75 | 1.12 | 0.83 | 3.94 | 2.96 | 2.51 | 0.77 | 1.59 | 1.75 | 2.52 | 1.56 | 1.15 | 0.51 | 0.48 | 0.73 | 0.88 | 0.99 | 1.02 | 2.2 | 1.75 | 1.18 | 0.96 | 0.99 | 0.92 | 1.02 | 1.07 | 1.13 | 1.09 | 1.34 | 1.19 | 1.02 | 0.61 | 0.59 | 2.18 | 1.89 | 1.46 | 0.89 | 0.78 | 0.79 | 0.97 | 0.83 | 0.92 | 0.63 | 0.48 | 0.19 | 0.13 | 0.16 | 0.19 | 2.47 | 2.29 | 1.93 | 1.3 | 0.83 | 0.58 | 0.23 | 0.07 | 0.03 | 0.05 | 0.06 | 0.09 | 0.07 | 0.15 | 0.15 | 49.5 | 38.1 | 33.8 | 28.2 | 35.1 | 28.2 | 25.8 | 19.7 | 22.5 | 21.7 | 26 | 24.1 | 22.4 | 16.9 | 13.3 | 43.2 | 33.3 | 28.7 | 15.9 | 15.5 | 7 | 9.5 | 6.8 | 5.7 | 5.4 | 11.9 | 16 | 20.2 | 15.5 | 15.8 | 52.9 | 48.9 | 38.1 | 36.3 | 33.9 | 30.5 | 31.8 | 34.3 | 43.9 | 40.7 | 41 | 33.1 | 25.9 | 15.5 | 12.8 | 39.4 | 34.3 | 29.9 | 28.5 | 30.3 | 27.9 | 23.3 | 18.9 | 14.9 | 13.8 | 11.2 | 9.3 | 7.2 | 9.6 | 10.7 | 37.5 | 31.8 | 24.5 | 20.3 | 17.2 | 11.7 | 6.9 | 4 | 2.1 | 3 | 3.6 | 5.9 | 4.3 | 9.2 | 9.5 | 2120.8 | 1629.9 | 1510.4 | 1234.7 | 1546.2 | 1234.9 | 1123.7 | 859.7 | 990.6 | 985.3 | 1213.2 | 1148.2 | 1060.7 | 789.7 | 617.8 | 1919.9 | 1476 | 1340.8 | 704.7 | 742.8 | 386.2 | 535.9 | 371.3 | 301.9 | 259.4 | 537.5 | 731 | 922.6 | 720.9 | 737.6 | 2252.1 | 2090 | 1661.9 | 1572.8 | 1484 | 1343.1 | 1408.7 | 1522.1 | 1944.9 | 1792.4 | 1825.7 | 1479.6 | 1176.6 | 698.1 | 583.2 | 1684.6 | 1470.9 | 1336.2 | 1255.5 | 1331.9 | 1224.8 | 1030.2 | 845.6 | 687.6 | 624.9 | 509 | 411.8 | 317.3 | 581.8 | 707 | 1614.6 | 1377.1 | 1119.4 | 907.3 | 768.8 | 523.7 | 306.1 | 179.8 | 97.5 | 138.3 | 167.2 | 267.5 | 194.3 | 407 | 422.7 | 0.3 | 0.23 | 0.16 | 0.12 | 0.14 | 0.12 | 0.11 | 0.09 | 0.1 | 0.1 | 0.13 | 0.13 | 0.12 | 0.08 | 0.06 | 0.3 | 0.23 | 0.17 | 0.08 | 0.09 | 0.07 | 0.09 | 0.06 | 0.05 | 0.03 | 0.05 | 0.07 | 0.09 | 0.07 | 0.08 | 0.29 | 0.25 | 0.17 | 0.16 | 0.15 | 0.13 | 0.14 | 0.15 | 0.18 | 0.17 | 0.18 | 0.15 | 0.11 | 0.07 | 0.06 | 0.24 | 0.2 | 0.15 | 0.13 | 0.13 | 0.12 | 0.11 | 0.09 | 0.07 | 0.06 | 0.05 | 0.04 | 0.03 | 0.04 | 0.04 | 0.24 | 0.21 | 0.14 | 0.11 | 0.08 | 0.06 | 0.03 | 0.02 | 0.01 | 0.01 | 0.01 | 0.02 | 0.02 | 0.03 | 0.04 | 0.0619
| 17 | 308.0569 | 10.147 | 1.3067 | 308.6873 | 33.0939 | 1425.7807 | 0.17056 | 73.061 | 341.1508 | 1435.9277 | 1.4772 | 381.7483 | 507.8 | 442.1 | 406.8 | 334.4 | 339.8 | 267.6 | 235.2 | 185.3 | 210.9 | 239.9 | 311.2 | 314.9 | 274.3 | 200.7 | 163.1 | 509.4 | 437.8 | 409.7 | 229.8 | 225.7 | 157.7 | 192.6 | 121.3 | 90.2 | 70.1 | 122.4 | 172.6 | 222.1 | 190.1 | 195.3 | 491.7 | 455.9 | 395.9 | 380.7 | 372.9 | 352.5 | 352.5 | 354 | 384.3 | 360.4 | 376.3 | 308.7 | 249.8 | 155.6 | 140.7 | 403.9 | 392.2 | 361.8 | 326.6 | 291.9 | 259.3 | 230.8 | 198 | 179.1 | 151.7 | 124.4 | 89 | 72.7 | 52.1 | 43.5 | 402.3 | 386.7 | 335 | 274.3 | 201.5 | 138.7 | 78.7 | 39.3 | 18.5 | 15.3 | 11.7 | 8.6 | 6 | 3.3 | 2.1 | 21.5 | 18.3 | 15.7 | 9.5 | 7.9 | 6.1 | 5.6 | 4.9 | 5.7 | 9.4 | 14.8 | 17 | 13.6 | 9.1 | 7.1 | 29.4 | 24.3 | 22.1 | 9 | 13.2 | 13.8 | 17.9 | 10.7 | 7.6 | 4.1 | 4 | 6.2 | 7.8 | 8.5 | 8.9 | 16.5 | 13.9 | 11.6 | 10.1 | 10.3 | 10.1 | 10.1 | 9.7 | 8.8 | 8.8 | 10.8 | 9.4 | 7.5 | 4.1 | 3.8 | 16.9 | 16.2 | 14.1 | 9.6 | 7.2 | 6.7 | 7.9 | 7.3 | 8.1 | 5.7 | 4.5 | 1.9 | 1.5 | 1.8 | 2 | 18.9 | 19.4 | 17.4 | 12.6 | 7.6 | 5.4 | 2.5 | 0.9 | 0.4 | 0.5 | 0.7 | 1.2 | 0.9 | 1.7 | 1.7 | 2.91 | 2.49 | 2.09 | 1.21 | 0.93 | 0.71 | 0.67 | 0.59 | 0.68 | 1.22 | 1.98 | 2.3 | 1.81 | 1.2 | 0.93 | 4.13 | 3.43 | 3.06 | 1.23 | 1.83 | 1.99 | 2.57 | 1.53 | 1.08 | 0.56 | 0.5 | 0.78 | 0.98 | 1.12 | 1.17 | 2.15 | 1.77 | 1.46 | 1.25 | 1.29 | 1.28 | 1.26 | 1.19 | 0.97 | 1.01 | 1.3 | 1.15 | 0.91 | 0.47 | 0.45 | 2.29 | 2.21 | 1.87 | 1.22 | 0.85 | 0.81 | 1.03 | 0.96 | 1.09 | 0.75 | 0.57 | 0.21 | 0.16 | 0.19 | 0.21 | 2.61 | 2.7 | 2.41 | 1.74 | 1.02 | 0.73 | 0.34 | 0.11 | 0.04 | 0.06 | 0.07 | 0.12 | 0.09 | 0.17 | 0.17 | 50.6 | 44.7 | 41.7 | 37.5 | 39.3 | 31.1 | 27.2 | 21.1 | 23.7 | 24 | 28.7 | 27.2 | 24.9 | 18.9 | 15.6 | 43.5 | 38.6 | 36.2 | 23.7 | 18.9 | 9.1 | 9.9 | 6.7 | 5.4 | 5.8 | 12.9 | 17.8 | 23 | 18 | 18.4 | 52.7 | 50.1 | 43.8 | 43.2 | 41.9 | 39.4 | 39.3 | 39.7 | 44.2 | 41.1 | 41.6 | 33.7 | 27.2 | 17.4 | 15.6 | 40.4 | 39.6 | 37 | 36.2 | 33.5 | 29.6 | 24.6 | 20.5 | 17.1 | 15.5 | 12.9 | 10.3 | 8.5 | 10.8 | 12.1 | 38.4 | 36 | 30.3 | 26.6 | 20.9 | 14.4 | 8.7 | 4.9 | 2.4 | 3.5 | 4.5 | 7.6 | 5.8 | 10.9 | 10.8 | 2171.7 | 1887.3 | 1803.1 | 1576.1 | 1684.5 | 1330.3 | 1156.1 | 896.8 | 1029.5 | 1092.7 | 1339.3 | 1294 | 1165.7 | 879.1 | 723.7 | 1938.7 | 1673.5 | 1624.1 | 989.9 | 873.3 | 465.3 | 548.3 | 363.7 | 283 | 276.2 | 580.8 | 806.6 | 1046 | 837.2 | 856.6 | 2249.4 | 2133.3 | 1876.3 | 1826 | 1778 | 1662.8 | 1674.8 | 1707.5 | 1946.9 | 1798.1 | 1844.3 | 1498.8 | 1226.2 | 775 | 697.2 | 1730.1 | 1676.3 | 1601.7 | 1537.2 | 1434.5 | 1259.5 | 1056.2 | 895.2 | 768 | 688.3 | 573.8 | 454.6 | 375.2 | 632.8 | 769.3 | 1658 | 1544 | 1339.2 | 1132.8 | 890.2 | 599.6 | 358.1 | 200.4 | 105.9 | 158.3 | 208.2 | 342.9 | 256.8 | 481.3 | 479.7 | 0.3 | 0.28 | 0.23 | 0.2 | 0.18 | 0.14 | 0.13 | 0.1 | 0.11 | 0.11 | 0.14 | 0.15 | 0.13 | 0.09 | 0.07 | 0.3 | 0.28 | 0.23 | 0.15 | 0.12 | 0.09 | 0.1 | 0.06 | 0.05 | 0.03 | 0.06 | 0.08 | 0.1 | 0.09 | 0.09 | 0.28 | 0.26 | 0.22 | 0.22 | 0.21 | 0.21 | 0.2 | 0.19 | 0.18 | 0.17 | 0.18 | 0.15 | 0.11 | 0.07 | 0.06 | 0.24 | 0.24 | 0.21 | 0.19 | 0.16 | 0.14 | 0.13 | 0.11 | 0.09 | 0.08 | 0.06 | 0.04 | 0.03 | 0.04 | 0.04 | 0.24 | 0.24 | 0.2 | 0.17 | 0.12 | 0.09 | 0.05 | 0.03 | 0.01 | 0.01 | 0.02 | 0.03 | 0.02 | 0.04 | 0.04 | 0.0606
| 18 | 342.5402 | 11.4306 | 1.5003 | 343.2579 | 36.9228 | 1559.1016 | 0.20509 | 80.632 | 379.463 | 1570.5322 | 1.7054 | 423.8899 | 515.5 | 498.6 | 471 | 415.1 | 372.6 | 290.9 | 237.2 | 188.2 | 211.2 | 263.8 | 336.6 | 342.8 | 285.8 | 211.7 | 182.9 | 507.2 | 479.2 | 472.6 | 289.8 | 248.8 | 172.8 | 197.2 | 123.9 | 88.6 | 74.4 | 128.5 | 177.6 | 232.2 | 204.5 | 216.6 | 482.5 | 457.7 | 444.4 | 438.6 | 440.6 | 435.6 | 425.6 | 411.3 | 384.1 | 369.2 | 386.6 | 317.1 | 251.3 | 163.2 | 156.4 | 408.7 | 436.6 | 419.1 | 389.1 | 309 | 261 | 232.2 | 211.3 | 200.1 | 167.2 | 135.4 | 97.4 | 79.6 | 56.3 | 47.1 | 406.4 | 420.8 | 380.3 | 318.1 | 218.9 | 144 | 81.9 | 37.3 | 18.3 | 15.5 | 12.5 | 9.4 | 6.6 | 3.5 | 2.2 | 21.6 | 20.3 | 18.1 | 12.3 | 8.9 | 6.8 | 5.8 | 4.9 | 5.7 | 10.7 | 16.3 | 18.4 | 14 | 9.6 | 8.1 | 30 | 26.3 | 24.7 | 11.2 | 14.2 | 14.8 | 18.3 | 10.8 | 7.3 | 4.3 | 4.2 | 6.2 | 8.1 | 9.1 | 9.8 | 15.8 | 13.6 | 13.3 | 12.2 | 12.7 | 13.1 | 12.8 | 12 | 8.8 | 9.1 | 11 | 9.5 | 7.3 | 4 | 3.8 | 17.1 | 17.7 | 16 | 11.7 | 7.7 | 6.7 | 8.2 | 8.1 | 9.3 | 6.5 | 4.9 | 2.1 | 1.6 | 1.9 | 2.2 | 19.3 | 21.2 | 19.7 | 14.5 | 8.1 | 5.5 | 2.7 | 0.9 | 0.4 | 0.6 | 0.8 | 1.3 | 1 | 1.8 | 1.8 | 2.92 | 2.8 | 2.46 | 1.64 | 1.08 | 0.82 | 0.69 | 0.6 | 0.69 | 1.4 | 2.17 | 2.49 | 1.88 | 1.27 | 1.07 | 4.19 | 3.73 | 3.46 | 1.57 | 1.98 | 2.14 | 2.63 | 1.55 | 1.05 | 0.59 | 0.53 | 0.79 | 1.01 | 1.2 | 1.3 | 2.03 | 1.71 | 1.71 | 1.57 | 1.65 | 1.75 | 1.68 | 1.55 | 0.98 | 1.07 | 1.34 | 1.17 | 0.88 | 0.45 | 0.43 | 2.3 | 2.43 | 2.18 | 1.55 | 0.94 | 0.81 | 1.07 | 1.06 | 1.27 | 0.85 | 0.64 | 0.24 | 0.18 | 0.2 | 0.23 | 2.64 | 2.97 | 2.76 | 2.03 | 1.09 | 0.76 | 0.37 | 0.11 | 0.04 | 0.06 | 0.08 | 0.14 | 0.1 | 0.18 | 0.18 | 51.4 | 50.9 | 48.9 | 46.8 | 43.3 | 33.9 | 27.4 | 21.4 | 23.7 | 26.1 | 30.9 | 29.8 | 26 | 19.9 | 17.4 | 42.5 | 42.7 | 43.1 | 30.6 | 21.3 | 10.2 | 10.2 | 7 | 5.4 | 6.3 | 13.7 | 18.4 | 24.1 | 19.4 | 20.4 | 51.9 | 50.6 | 49.2 | 49.7 | 49.6 | 48.9 | 47.6 | 46.1 | 44.2 | 42.1 | 42.9 | 34.8 | 27.6 | 18.5 | 17.7 | 40.8 | 44.8 | 43.7 | 43.6 | 35.5 | 29.8 | 24.5 | 21.7 | 19 | 17.1 | 14.1 | 11.3 | 9.4 | 11.4 | 12.6 | 38.4 | 39.1 | 34.8 | 31.2 | 23 | 15.1 | 9.1 | 4.6 | 2.3 | 3.6 | 4.9 | 8.3 | 6.3 | 11.5 | 11.3 | 2222.7 | 2112.3 | 2041.2 | 1884.4 | 1811.9 | 1425.1 | 1160 | 912.5 | 1029 | 1187.8 | 1439.5 | 1410.6 | 1216.9 | 925.9 | 807.6 | 1927.4 | 1820.8 | 1855 | 1213.8 | 960 | 514.3 | 560.3 | 372.8 | 280.2 | 292.4 | 609.4 | 831.8 | 1094.4 | 901.4 | 950.4 | 2233.7 | 2158.7 | 2072.9 | 2054.1 | 2044.2 | 1972.4 | 1949 | 1912.4 | 1943.3 | 1826.5 | 1886.1 | 1532.7 | 1238.1 | 822.6 | 788.3 | 1763.8 | 1850.7 | 1816.4 | 1773.1 | 1500.2 | 1268.2 | 1058.5 | 946 | 841.2 | 746.2 | 617.7 | 493.6 | 407.5 | 658.2 | 796.3 | 1683 | 1667.3 | 1499.7 | 1293 | 964.1 | 619.1 | 366.4 | 187.4 | 104.3 | 162.3 | 225.1 | 370.9 | 280.5 | 506 | 499.5 | 0.3 | 0.33 | 0.3 | 0.28 | 0.22 | 0.17 | 0.13 | 0.1 | 0.11 | 0.13 | 0.16 | 0.16 | 0.13 | 0.1 | 0.08 | 0.29 | 0.32 | 0.3 | 0.21 | 0.14 | 0.1 | 0.1 | 0.06 | 0.04 | 0.04 | 0.06 | 0.08 | 0.11 | 0.09 | 0.1 | 0.27 | 0.26 | 0.26 | 0.27 | 0.28 | 0.3 | 0.28 | 0.25 | 0.18 | 0.19 | 0.19 | 0.16 | 0.12 | 0.07 | 0.07 | 0.24 | 0.29 | 0.27 | 0.26 | 0.18 | 0.14 | 0.13 | 0.12 | 0.11 | 0.09 | 0.07 | 0.05 | 0.04 | 0.04 | 0.05 | 0.24 | 0.27 | 0.24 | 0.21 | 0.14 | 0.1 | 0.06 | 0.03 | 0.01 | 0.01 | 0.02 | 0.03 | 0.02 | 0.04 | 0.04 | 0.0595
| 19 | 337.3443 | 11.4416 | 1.4702 | 338.0543 | 35.8486 | 1557.9712 | 0.18053 | 79.5197 | 373.193 | 1569.4128 | 1.6508 | 417.574 | 501.5 | 494.8 | 467.6 | 424.3 | 369.7 | 287.1 | 223.9 | 176.5 | 193.8 | 258.5 | 331.1 | 342.5 | 276.9 | 207.9 | 184.8 | 481.7 | 463.4 | 472 | 292.4 | 252.5 | 175.1 | 197.8 | 120.8 | 84.2 | 67.5 | 122.4 | 168.2 | 225.4 | 201.8 | 217.4 | 473.3 | 449.6 | 447.8 | 442.7 | 450.3 | 436 | 426.1 | 405.1 | 377.1 | 358.9 | 375.8 | 300.5 | 232.2 | 143.5 | 138.9 | 398.3 | 431.5 | 416.2 | 391.8 | 305.3 | 255 | 228.3 | 213.1 | 199.8 | 163.4 | 131.7 | 98.2 | 76.2 | 50.8 | 40.2 | 395.8 | 416.3 | 379.1 | 319 | 213.8 | 134.7 | 73.6 | 31.8 | 16.4 | 13.8 | 11 | 8.2 | 5.8 | 3.2 | 2.1 | 20.8 | 20.5 | 18.1 | 12.9 | 8.6 | 6.5 | 5.4 | 4.7 | 5.3 | 11.1 | 16.8 | 19.1 | 14.1 | 9.8 | 8.4 | 28.6 | 26 | 24.7 | 11.9 | 14.5 | 15.3 | 18.3 | 10.5 | 6.8 | 3.8 | 3.8 | 5.7 | 7.8 | 9.1 | 10 | 15.4 | 13.2 | 13.7 | 12.7 | 13.4 | 13.2 | 12.9 | 12 | 8.6 | 8.9 | 10.8 | 9.2 | 7 | 3.6 | 3.5 | 16.5 | 17.8 | 16 | 12.1 | 7.4 | 6.4 | 8.2 | 8.4 | 9.4 | 6.3 | 4.6 | 2.1 | 1.5 | 1.8 | 2 | 18.6 | 21.2 | 19.6 | 14.9 | 7.9 | 5.2 | 2.4 | 0.7 | 0.3 | 0.5 | 0.7 | 1.2 | 0.9 | 1.7 | 1.7 | 2.76 | 2.77 | 2.4 | 1.67 | 0.99 | 0.74 | 0.62 | 0.56 | 0.63 | 1.46 | 2.25 | 2.6 | 1.89 | 1.3 | 1.11 | 3.97 | 3.63 | 3.41 | 1.62 | 2.02 | 2.2 | 2.63 | 1.5 | 0.97 | 0.53 | 0.47 | 0.71 | 0.97 | 1.19 | 1.32 | 1.96 | 1.63 | 1.71 | 1.59 | 1.7 | 1.7 | 1.64 | 1.51 | 0.95 | 1.03 | 1.31 | 1.13 | 0.85 | 0.4 | 0.39 | 2.19 | 2.4 | 2.13 | 1.56 | 0.87 | 0.75 | 1.06 | 1.09 | 1.27 | 0.81 | 0.59 | 0.23 | 0.16 | 0.18 | 0.2 | 2.52 | 2.93 | 2.69 | 2.03 | 1.03 | 0.69 | 0.31 | 0.08 | 0.03 | 0.05 | 0.07 | 0.12 | 0.09 | 0.17 | 0.17 | 49.8 | 49.6 | 47.9 | 46.8 | 42.8 | 33.3 | 25.7 | 19.9 | 21.6 | 24.9 | 29.6 | 29.1 | 24.7 | 19.3 | 17.4 | 39.8 | 40.1 | 42.3 | 29.7 | 21.3 | 10 | 10.3 | 6.9 | 5.2 | 5.7 | 13.1 | 17.6 | 23.4 | 19.1 | 20.3 | 50.7 | 49.4 | 48.9 | 49.2 | 49.7 | 48.2 | 47 | 44.7 | 43.3 | 40.7 | 41.4 | 32.7 | 25.3 | 16.2 | 15.7 | 39.6 | 43.3 | 42.7 | 43 | 35 | 29.1 | 23.7 | 21.5 | 18.7 | 16.6 | 13.7 | 11.4 | 9 | 10.7 | 11.8 | 37.3 | 37.9 | 34.2 | 30.4 | 22.2 | 13.8 | 8 | 4 | 2.1 | 3.2 | 4.3 | 7.5 | 5.7 | 10.9 | 10.8 | 2201.7 | 2134.9 | 2069.5 | 1969.6 | 1841.9 | 1439.1 | 1115.9 | 863.8 | 950 | 1148.7 | 1394.6 | 1388.3 | 1164.4 | 900.3 | 809.8 | 1853.9 | 1794.1 | 1897.7 | 1253.6 | 984.9 | 520.9 | 567 | 368.6 | 272.9 | 269.9 | 590.3 | 798.2 | 1065.4 | 888.2 | 949.5 | 2218.6 | 2153.8 | 2118.5 | 2105.9 | 2121.8 | 2026.4 | 1995.4 | 1916.8 | 1916.7 | 1789.5 | 1842.2 | 1456.9 | 1140.6 | 722.1 | 698.6 | 1748.7 | 1864 | 1843 | 1817.9 | 1508.9 | 1259.8 | 1051.3 | 960.9 | 852.2 | 743.4 | 613.4 | 501 | 393.7 | 633.1 | 762.8 | 1666.9 | 1682.4 | 1535.6 | 1330 | 968.4 | 596.9 | 345.1 | 170.1 | 97.3 | 147.4 | 200.8 | 336.4 | 255.6 | 480.2 | 479 | 0.27 | 0.29 | 0.27 | 0.25 | 0.19 | 0.14 | 0.11 | 0.09 | 0.09 | 0.12 | 0.15 | 0.16 | 0.13 | 0.1 | 0.08 | 0.25 | 0.27 | 0.26 | 0.18 | 0.13 | 0.09 | 0.1 | 0.06 | 0.04 | 0.03 | 0.06 | 0.08 | 0.1 | 0.09 | 0.1 | 0.25 | 0.23 | 0.24 | 0.25 | 0.25 | 0.26 | 0.24 | 0.22 | 0.17 | 0.17 | 0.18 | 0.14 | 0.11 | 0.06 | 0.06 | 0.21 | 0.25 | 0.24 | 0.23 | 0.16 | 0.13 | 0.11 | 0.11 | 0.1 | 0.08 | 0.06 | 0.05 | 0.03 | 0.04 | 0.04 | 0.21 | 0.24 | 0.21 | 0.19 | 0.12 | 0.08 | 0.04 | 0.02 | 0.01 | 0.01 | 0.02 | 0.03 | 0.02 | 0.04 | 0.04 | 0.0576
| 20 | 322.3036 | 11.2671 | 1.4291 | 322.9978 | 33.5944 | 1503.7496 | 0.15588 | 75.7407 | 355.898 | 1515.0167 | 1.585 | 398.7385 | 474.7 | 470.5 | 448.6 | 412.9 | 360.1 | 274.9 | 208.6 | 160.2 | 174.4 | 249.9 | 321 | 334.7 | 262.6 | 198 | 178.4 | 446.8 | 438.3 | 455.1 | 288.4 | 248 | 174.1 | 198.2 | 125.5 | 89.2 | 69.2 | 120.4 | 161.5 | 216.7 | 194.3 | 210.4 | 459.3 | 435.3 | 433.2 | 431.3 | 438.9 | 422.2 | 412.8 | 392.8 | 370.3 | 347.3 | 361 | 278 | 206 | 114.1 | 109.1 | 376.8 | 411.3 | 399.1 | 379.4 | 295.3 | 245.3 | 223.3 | 213.9 | 199.1 | 163.8 | 133.6 | 103.6 | 76.7 | 47.3 | 35.8 | 373.7 | 391.6 | 357.9 | 302.6 | 201.8 | 122.7 | 65.2 | 29.2 | 16.1 | 13.4 | 10.4 | 7.8 | 5.6 | 3.1 | 2 | 18.6 | 19.6 | 17.5 | 13.5 | 8.5 | 6.3 | 5 | 4.3 | 4.8 | 11.7 | 17.4 | 19.6 | 13.8 | 9.6 | 8.5 | 25.5 | 24.7 | 23.7 | 12.7 | 14.5 | 15.2 | 18.2 | 10.6 | 7 | 3.9 | 3.8 | 5.4 | 7.5 | 8.7 | 9.7 | 14.7 | 12.5 | 13.7 | 13.4 | 14.2 | 14 | 13.4 | 12.4 | 8.5 | 8.7 | 10.6 | 8.9 | 6.6 | 3 | 2.9 | 14.7 | 17.3 | 15.7 | 12.7 | 7.2 | 6 | 8 | 8.6 | 9.6 | 6.4 | 4.6 | 2.2 | 1.5 | 1.7 | 1.9 | 16.5 | 19.5 | 17.9 | 14.2 | 7.3 | 4.7 | 2 | 0.6 | 0.3 | 0.5 | 0.6 | 1.1 | 0.9 | 1.7 | 1.7 | 2.41 | 2.59 | 2.27 | 1.71 | 0.96 | 0.71 | 0.57 | 0.5 | 0.57 | 1.55 | 2.35 | 2.69 | 1.87 | 1.29 | 1.12 | 3.5 | 3.4 | 3.22 | 1.71 | 1.99 | 2.19 | 2.61 | 1.51 | 0.99 | 0.53 | 0.47 | 0.68 | 0.93 | 1.14 | 1.27 | 1.82 | 1.51 | 1.68 | 1.64 | 1.77 | 1.75 | 1.67 | 1.53 | 0.93 | 0.99 | 1.28 | 1.09 | 0.8 | 0.35 | 0.34 | 1.9 | 2.28 | 2.05 | 1.61 | 0.82 | 0.69 | 1.02 | 1.11 | 1.28 | 0.83 | 0.58 | 0.24 | 0.16 | 0.17 | 0.19 | 2.18 | 2.63 | 2.41 | 1.9 | 0.93 | 0.61 | 0.25 | 0.07 | 0.03 | 0.05 | 0.06 | 0.11 | 0.09 | 0.17 | 0.17 | 47.7 | 46.3 | 45.2 | 44 | 41.2 | 31.6 | 23.8 | 17.9 | 19.3 | 23.2 | 27.7 | 27.5 | 23 | 18.1 | 16.5 | 37.6 | 37.3 | 40.4 | 27.8 | 20.6 | 9.9 | 10.4 | 7.4 | 5.7 | 5.9 | 12.8 | 16.9 | 22.5 | 18.4 | 19.7 | 49.1 | 47.7 | 46.4 | 46.5 | 46.8 | 44.8 | 43.9 | 42 | 42.5 | 39.2 | 39.5 | 29.9 | 22.2 | 12.7 | 12.2 | 37.9 | 40.3 | 40.1 | 40.2 | 33.6 | 27.8 | 23.1 | 21.3 | 18.4 | 16.4 | 13.9 | 12 | 9 | 10.2 | 11.1 | 35.8 | 35.6 | 32.4 | 28.3 | 20.8 | 12.4 | 7.1 | 3.7 | 2.1 | 3.1 | 4.1 | 7.1 | 5.5 | 10.6 | 10.6 | 2153.4 | 2085.2 | 2027.8 | 1941 | 1810.1 | 1390.6 | 1049.9 | 793 | 861.5 | 1083.8 | 1318.8 | 1326.1 | 1089.4 | 846.9 | 770.7 | 1774.7 | 1739.4 | 1874.8 | 1247 | 972.9 | 522.1 | 574.2 | 392.9 | 295.2 | 278.1 | 579 | 767.6 | 1025.3 | 856.4 | 920.3 | 2189.9 | 2121 | 2076.6 | 2068.7 | 2082.4 | 1992 | 1962.1 | 1882.2 | 1883.8 | 1740.4 | 1773.3 | 1347.5 | 1004.1 | 568.4 | 542.8 | 1710.5 | 1817.8 | 1799.2 | 1778.4 | 1479.9 | 1231.9 | 1042 | 968.2 | 850.6 | 746.2 | 629.5 | 531.7 | 397.5 | 610.2 | 732.2 | 1635.2 | 1641.1 | 1501.2 | 1295 | 936.4 | 560.3 | 318 | 161.6 | 97.1 | 142.6 | 192.5 | 322.5 | 246.5 | 466.8 | 468.7 | 0.23 | 0.24 | 0.22 | 0.21 | 0.17 | 0.13 | 0.1 | 0.07 | 0.08 | 0.11 | 0.15 | 0.16 | 0.12 | 0.09 | 0.08 | 0.22 | 0.22 | 0.23 | 0.15 | 0.12 | 0.09 | 0.1 | 0.06 | 0.04 | 0.03 | 0.05 | 0.07 | 0.1 | 0.09 | 0.1 | 0.22 | 0.21 | 0.2 | 0.21 | 0.21 | 0.21 | 0.2 | 0.18 | 0.17 | 0.16 | 0.17 | 0.13 | 0.09 | 0.05 | 0.05 | 0.18 | 0.21 | 0.2 | 0.19 | 0.14 | 0.11 | 0.1 | 0.1 | 0.09 | 0.08 | 0.06 | 0.05 | 0.03 | 0.04 | 0.04 | 0.18 | 0.2 | 0.18 | 0.15 | 0.1 | 0.06 | 0.03 | 0.02 | 0.01 | 0.01 | 0.02 | 0.03 | 0.02 | 0.04 | 0.04 | 0.0539
| 21 | 314.9533 | 11.5142 | 1.4607 | 315.6628 | 32.2708 | 1463.9325 | 0.14422 | 73.2991 | 347.2241 | 1475.4467 | 1.605 | 388.962 | 457.1 | 454.3 | 436.5 | 407.5 | 356.3 | 268.5 | 201.6 | 154.6 | 165.5 | 250.9 | 317.4 | 330.3 | 249.2 | 187.9 | 172.6 | 418.8 | 415.8 | 437.8 | 291.8 | 250.5 | 176.2 | 193 | 127.6 | 91.4 | 70.7 | 114.8 | 150.8 | 203.8 | 187.2 | 205.5 | 453.5 | 429.3 | 432.7 | 436 | 450.5 | 446.6 | 434.2 | 406.8 | 366 | 339 | 348.4 | 259.2 | 187.7 | 95.8 | 92.1 | 363.2 | 397.8 | 387.1 | 370.9 | 288.9 | 239.3 | 219.8 | 214.6 | 198.2 | 165.6 | 135.2 | 109.1 | 78.4 | 46.7 | 32.7 | 358.1 | 373.3 | 340.5 | 292.1 | 195.7 | 117.7 | 60.7 | 27.6 | 15.1 | 12.4 | 9.6 | 7.3 | 5.3 | 3 | 1.9 | 16.9 | 19.1 | 17.2 | 14.7 | 9 | 6.5 | 5 | 4.5 | 4.9 | 12.6 | 17.9 | 20 | 13.5 | 9.5 | 8.7 | 22.3 | 22.6 | 21.8 | 13.5 | 14.7 | 15.1 | 17.4 | 10.5 | 7.1 | 4 | 3.7 | 5.1 | 7.2 | 8.6 | 9.7 | 14.5 | 12.4 | 15 | 15.7 | 17.8 | 19.6 | 18.5 | 16.2 | 8.6 | 8.7 | 10.4 | 8.4 | 6.1 | 2.7 | 2.6 | 13.5 | 17 | 15.5 | 13.3 | 7.2 | 6 | 8 | 8.6 | 9.3 | 6.3 | 4.5 | 2.4 | 1.6 | 1.7 | 1.8 | 14.9 | 17.6 | 16 | 13.3 | 7 | 4.5 | 1.8 | 0.6 | 0.3 | 0.4 | 0.6 | 1.1 | 0.8 | 1.6 | 1.6 | 2.15 | 2.49 | 2.23 | 1.86 | 1.03 | 0.74 | 0.57 | 0.53 | 0.59 | 1.68 | 2.44 | 2.75 | 1.84 | 1.28 | 1.16 | 3.03 | 3.07 | 2.93 | 1.81 | 2.02 | 2.16 | 2.49 | 1.49 | 1 | 0.55 | 0.46 | 0.64 | 0.91 | 1.14 | 1.28 | 1.78 | 1.49 | 1.87 | 1.98 | 2.3 | 2.58 | 2.41 | 2.08 | 0.96 | 1 | 1.25 | 1.03 | 0.74 | 0.32 | 0.31 | 1.71 | 2.23 | 2.01 | 1.69 | 0.83 | 0.68 | 1.01 | 1.11 | 1.24 | 0.8 | 0.56 | 0.26 | 0.17 | 0.17 | 0.19 | 1.95 | 2.35 | 2.12 | 1.77 | 0.89 | 0.57 | 0.22 | 0.06 | 0.03 | 0.04 | 0.06 | 0.11 | 0.08 | 0.16 | 0.16 | 46.6 | 44.3 | 43.5 | 42 | 40.1 | 30.5 | 22.9 | 17 | 18 | 22.6 | 26.7 | 26.5 | 21.4 | 16.8 | 15.5 | 36.6 | 36 | 39.6 | 27.4 | 20.7 | 10.2 | 10.4 | 7.8 | 6 | 5.9 | 12.2 | 15.8 | 21 | 17.5 | 19 | 48.4 | 46.9 | 45 | 44.8 | 44.8 | 42.7 | 42 | 40.4 | 41.7 | 38 | 38 | 27.8 | 20.2 | 10.6 | 10.1 | 37 | 38.5 | 38.4 | 38.2 | 32.6 | 27 | 22.6 | 21.4 | 18.4 | 16.8 | 14.2 | 12.6 | 9.2 | 10 | 10.6 | 35 | 34.7 | 31.7 | 27.5 | 20.2 | 12 | 6.7 | 3.5 | 2 | 2.9 | 3.9 | 6.9 | 5.4 | 10.2 | 10.1 | 2116.7 | 2031.7 | 1985.2 | 1897.1 | 1781.6 | 1353.6 | 1013.7 | 756.2 | 806.9 | 1062.6 | 1281.7 | 1289.8 | 1021.7 | 792.6 | 730.2 | 1721.3 | 1692.6 | 1848.8 | 1256.8 | 986.5 | 541.9 | 570.7 | 407.6 | 306.4 | 282.5 | 550.3 | 715.9 | 958.3 | 817.6 | 891 | 2171.9 | 2098.7 | 2042.6 | 2038.4 | 2053.2 | 1973.8 | 1941.2 | 1854.6 | 1854.8 | 1694.3 | 1713.3 | 1258.4 | 917 | 473.1 | 452.7 | 1681 | 1769.8 | 1754.3 | 1727.5 | 1445.8 | 1201.6 | 1024.6 | 975.1 | 855.9 | 763.4 | 643.4 | 558.9 | 406.3 | 600 | 705.4 | 1604.5 | 1607.4 | 1469.9 | 1270.3 | 912.2 | 540.6 | 300.3 | 154.5 | 92.2 | 135.1 | 181.7 | 313 | 240.2 | 450.9 | 445.9 | 0.21 | 0.21 | 0.2 | 0.19 | 0.16 | 0.12 | 0.09 | 0.07 | 0.07 | 0.12 | 0.15 | 0.15 | 0.11 | 0.09 | 0.08 | 0.2 | 0.2 | 0.21 | 0.14 | 0.12 | 0.09 | 0.1 | 0.06 | 0.05 | 0.03 | 0.05 | 0.07 | 0.09 | 0.08 | 0.09 | 0.21 | 0.2 | 0.2 | 0.2 | 0.21 | 0.21 | 0.2 | 0.18 | 0.16 | 0.15 | 0.16 | 0.12 | 0.09 | 0.04 | 0.04 | 0.17 | 0.19 | 0.18 | 0.17 | 0.13 | 0.11 | 0.1 | 0.1 | 0.09 | 0.08 | 0.06 | 0.05 | 0.03 | 0.04 | 0.04 | 0.17 | 0.18 | 0.16 | 0.14 | 0.09 | 0.06 | 0.03 | 0.01 | 0.01 | 0.01 | 0.01 | 0.03 | 0.02 | 0.04 | 0.04 | 0.0497
| 22 | 311.2738 | 11.511 | 1.4625 | 311.9837 | 31.7399 | 1445.2845 | 0.14152 | 72.2454 | 343.0137 | 1456.7955 | 1.604 | 384.2291 | 454.5 | 448.5 | 430.9 | 404.7 | 356.6 | 267.2 | 201 | 156.5 | 166.6 | 242.1 | 299.7 | 312.6 | 243.2 | 191.6 | 180.2 | 411.3 | 402 | 425.7 | 289 | 255.1 | 185.3 | 198.9 | 137.7 | 98.8 | 75.6 | 114.1 | 147.9 | 196.4 | 184.4 | 202.5 | 456.4 | 429.6 | 435.9 | 440.7 | 458.4 | 462.9 | 449.6 | 418.6 | 364.1 | 335.7 | 343.1 | 252.1 | 180.4 | 89.4 | 85.5 | 361.4 | 392.7 | 379.6 | 364.1 | 286.2 | 240.8 | 221.4 | 215.7 | 195.2 | 164.3 | 133.7 | 109.2 | 77.4 | 45.7 | 31.1 | 357 | 362.6 | 326.6 | 281.4 | 193.4 | 118.3 | 59.6 | 28.1 | 14.8 | 12.1 | 9.2 | 6.9 | 5 | 2.8 | 1.8 | 17.3 | 19 | 17.2 | 15 | 9.7 | 6.7 | 5.2 | 4.8 | 5.3 | 11.7 | 16.2 | 18.4 | 13.5 | 10.4 | 10 | 22.1 | 21.8 | 21 | 13.4 | 15.1 | 15.7 | 17.7 | 11.3 | 7.7 | 4.5 | 3.9 | 5.2 | 7.1 | 8.7 | 9.7 | 15.2 | 13 | 16.2 | 17.2 | 19.8 | 22.9 | 21.5 | 18.9 | 9.2 | 9.2 | 10.5 | 8.3 | 5.9 | 2.6 | 2.5 | 13.7 | 16.8 | 15.2 | 13.1 | 7.4 | 6.4 | 8.5 | 9.1 | 9.4 | 6.2 | 4.4 | 2.4 | 1.6 | 1.6 | 1.8 | 15.3 | 16.7 | 14.7 | 12.2 | 6.9 | 4.4 | 1.7 | 0.6 | 0.3 | 0.4 | 0.6 | 1 | 0.8 | 1.5 | 1.5 | 2.21 | 2.48 | 2.22 | 1.91 | 1.13 | 0.77 | 0.59 | 0.59 | 0.65 | 1.56 | 2.2 | 2.52 | 1.83 | 1.41 | 1.36 | 3.01 | 2.96 | 2.82 | 1.78 | 2.07 | 2.23 | 2.54 | 1.61 | 1.09 | 0.62 | 0.49 | 0.65 | 0.89 | 1.15 | 1.3 | 1.89 | 1.57 | 2.06 | 2.21 | 2.59 | 3.06 | 2.86 | 2.49 | 1.05 | 1.08 | 1.28 | 1.02 | 0.72 | 0.3 | 0.3 | 1.76 | 2.21 | 1.96 | 1.65 | 0.85 | 0.74 | 1.09 | 1.19 | 1.25 | 0.79 | 0.54 | 0.25 | 0.16 | 0.17 | 0.18 | 2 | 2.22 | 1.95 | 1.61 | 0.88 | 0.56 | 0.21 | 0.06 | 0.03 | 0.04 | 0.06 | 0.1 | 0.08 | 0.15 | 0.15 | 45.9 | 43.6 | 42.7 | 41.2 | 39.5 | 30.1 | 22.6 | 16.9 | 17.8 | 22.2 | 25.9 | 25.6 | 20.7 | 16.4 | 15.3 | 35.7 | 34.8 | 38.6 | 27.1 | 21 | 11 | 10.9 | 8.4 | 6.4 | 6.2 | 11.9 | 15.3 | 20.1 | 17.1 | 18.6 | 48.1 | 46.4 | 44.3 | 44 | 44 | 41.9 | 41.3 | 39.5 | 40.9 | 37.1 | 37.2 | 26.9 | 19.4 | 9.8 | 9.3 | 36.5 | 37.9 | 37.7 | 37.5 | 32.1 | 26.9 | 22.4 | 21.1 | 18 | 16.6 | 14.2 | 12.7 | 9.1 | 9.8 | 10.2 | 34.5 | 34 | 30.9 | 27.1 | 19.9 | 12.1 | 6.7 | 3.6 | 2 | 2.8 | 3.7 | 6.5 | 5 | 9.6 | 9.5 | 2091.6 | 2003.4 | 1960 | 1877.8 | 1767.8 | 1340 | 1004.9 | 755.6 | 802.2 | 1039.3 | 1232.5 | 1239.3 | 990.8 | 785.5 | 732.5 | 1685.3 | 1642.3 | 1806.5 | 1250.3 | 1004.3 | 579.2 | 594 | 439.8 | 329.4 | 296.3 | 540 | 696.7 | 919.7 | 799.4 | 871.2 | 2166.1 | 2083.8 | 2023.2 | 2019.8 | 2041.8 | 1971.9 | 1938 | 1840.4 | 1826.8 | 1662.4 | 1679.9 | 1223 | 882.5 | 439.6 | 418 | 1662.5 | 1746.6 | 1725.4 | 1701.1 | 1429.6 | 1198.6 | 1018.3 | 964.7 | 837 | 757.9 | 640.2 | 561.1 | 401.6 | 591.3 | 691.8 | 1588.2 | 1573.6 | 1428.1 | 1244.2 | 902.6 | 546.3 | 298.1 | 158.8 | 92.5 | 130.5 | 175.1 | 293.5 | 224.5 | 424 | 422.5 | 0.21 | 0.21 | 0.2 | 0.18 | 0.16 | 0.12 | 0.09 | 0.07 | 0.07 | 0.11 | 0.14 | 0.14 | 0.11 | 0.09 | 0.08 | 0.2 | 0.19 | 0.2 | 0.14 | 0.12 | 0.09 | 0.1 | 0.07 | 0.05 | 0.04 | 0.05 | 0.07 | 0.09 | 0.08 | 0.09 | 0.21 | 0.2 | 0.2 | 0.2 | 0.21 | 0.21 | 0.2 | 0.19 | 0.16 | 0.15 | 0.15 | 0.11 | 0.08 | 0.04 | 0.04 | 0.17 | 0.18 | 0.17 | 0.17 | 0.13 | 0.11 | 0.1 | 0.1 | 0.09 | 0.08 | 0.06 | 0.05 | 0.03 | 0.04 | 0.04 | 0.17 | 0.17 | 0.15 | 0.13 | 0.09 | 0.06 | 0.03 | 0.01 | 0.01 | 0.01 | 0.01 | 0.02 | 0.02 | 0.04 | 0.04 | 0.0459
| 23 | 307.0475 | 11.3651 | 1.4413 | 307.7476 | 31.2945 | 1426.4256 | 0.13987 | 71.2715 | 338.342 | 1437.7907 | 1.5811 | 379.0191 | 455 | 438.3 | 419 | 391.8 | 352.2 | 264.1 | 199.6 | 159.9 | 171 | 245.9 | 298.9 | 312.4 | 245.1 | 195.3 | 183.3 | 410.9 | 391.3 | 410.6 | 275.8 | 253.3 | 196.3 | 213.5 | 156.8 | 111.2 | 82.6 | 113.6 | 147.4 | 193.2 | 185.3 | 202.8 | 462.7 | 431.7 | 422.6 | 425.1 | 442.9 | 455.8 | 442.6 | 412.8 | 361.5 | 334.5 | 342.8 | 251.8 | 179 | 87 | 82.5 | 361.3 | 384 | 370.1 | 352.8 | 283.5 | 240.6 | 221.3 | 218 | 200.1 | 172.9 | 142.2 | 114 | 80.4 | 46 | 31 | 358.1 | 358.2 | 318 | 272.6 | 189.5 | 120.6 | 61.5 | 30.5 | 15.1 | 12 | 8.9 | 6.5 | 4.9 | 2.7 | 1.7 | 18.1 | 18.3 | 16.3 | 13.9 | 9.8 | 6.9 | 5.2 | 5.1 | 5.8 | 12.3 | 16.6 | 18.6 | 13.6 | 10.5 | 10 | 22.7 | 21.2 | 20.5 | 12.8 | 15.4 | 16.6 | 19 | 12.8 | 8.5 | 4.8 | 3.8 | 5.2 | 7.1 | 9.1 | 10.2 | 16.3 | 13.6 | 14.8 | 15.6 | 18.1 | 22.2 | 20.8 | 18.7 | 9.6 | 10 | 11.2 | 8.8 | 6.1 | 2.7 | 2.7 | 14.5 | 16.2 | 14.3 | 11.9 | 7.3 | 6.5 | 8.4 | 9.1 | 9.5 | 6.7 | 4.9 | 2.6 | 1.6 | 1.6 | 1.7 | 16.2 | 17.1 | 14.7 | 11.9 | 6.8 | 4.4 | 1.7 | 0.6 | 0.3 | 0.4 | 0.6 | 1 | 0.8 | 1.4 | 1.4 | 2.33 | 2.38 | 2.08 | 1.75 | 1.16 | 0.8 | 0.6 | 0.63 | 0.71 | 1.65 | 2.25 | 2.56 | 1.85 | 1.42 | 1.36 | 3.1 | 2.89 | 2.75 | 1.7 | 2.12 | 2.36 | 2.72 | 1.82 | 1.2 | 0.66 | 0.47 | 0.66 | 0.89 | 1.22 | 1.37 | 2.05 | 1.67 | 1.86 | 1.97 | 2.33 | 2.95 | 2.75 | 2.46 | 1.12 | 1.21 | 1.38 | 1.1 | 0.75 | 0.32 | 0.33 | 1.87 | 2.12 | 1.83 | 1.49 | 0.84 | 0.75 | 1.08 | 1.18 | 1.27 | 0.86 | 0.61 | 0.28 | 0.17 | 0.17 | 0.18 | 2.14 | 2.28 | 1.95 | 1.56 | 0.85 | 0.56 | 0.2 | 0.07 | 0.03 | 0.04 | 0.06 | 0.1 | 0.08 | 0.14 | 0.14 | 45.3 | 42.8 | 42 | 40.4 | 38.8 | 29.5 | 22.4 | 17.1 | 18 | 22.1 | 25.4 | 25.4 | 20.8 | 16.9 | 15.7 | 35.1 | 33.8 | 37 | 25.8 | 20.4 | 11.6 | 11.7 | 9.6 | 7.3 | 6.8 | 11.9 | 15.2 | 19.8 | 16.8 | 18.2 | 48 | 46.1 | 43.7 | 43.4 | 43.5 | 41.6 | 41 | 38.9 | 40.2 | 36.2 | 36.5 | 26.3 | 19 | 9.4 | 8.8 | 35.8 | 37.3 | 37.2 | 37 | 31.8 | 26.8 | 22.4 | 21.4 | 18.5 | 17.4 | 14.8 | 13.1 | 9.5 | 9.8 | 10.2 | 33.9 | 33.1 | 29.8 | 26.2 | 19.6 | 12.4 | 7 | 3.8 | 2 | 2.8 | 3.6 | 6.3 | 4.9 | 9.2 | 9.2 | 2070.2 | 1967.6 | 1923.3 | 1839.9 | 1739.5 | 1317.6 | 994.8 | 766.4 | 813.1 | 1041.3 | 1216 | 1229.9 | 996.8 | 804.7 | 751.5 | 1663.8 | 1596.8 | 1736.9 | 1194.8 | 983.9 | 614.8 | 639.7 | 504.6 | 376.2 | 327.2 | 539.9 | 692.8 | 901.9 | 790.8 | 857.6 | 2169.7 | 2075.2 | 1989.2 | 1981.5 | 2007.7 | 1953.2 | 1920.6 | 1813.9 | 1798.5 | 1629.4 | 1657.1 | 1204.8 | 868.5 | 422.5 | 396.6 | 1640.1 | 1716.1 | 1699.1 | 1672.1 | 1417 | 1195 | 1020.2 | 979.9 | 860.2 | 792.3 | 673.1 | 582.8 | 417.3 | 590.6 | 687.2 | 1567.2 | 1537.1 | 1378.8 | 1203.7 | 886.3 | 559.9 | 309.9 | 170.5 | 94.5 | 129.1 | 172.7 | 285.3 | 218.8 | 405.9 | 404.2 | 0.21 | 0.2 | 0.19 | 0.18 | 0.16 | 0.12 | 0.09 | 0.07 | 0.08 | 0.11 | 0.14 | 0.14 | 0.11 | 0.09 | 0.08 | 0.2 | 0.19 | 0.19 | 0.13 | 0.12 | 0.1 | 0.1 | 0.08 | 0.05 | 0.04 | 0.05 | 0.07 | 0.09 | 0.08 | 0.09 | 0.21 | 0.2 | 0.19 | 0.19 | 0.2 | 0.21 | 0.2 | 0.19 | 0.16 | 0.15 | 0.15 | 0.11 | 0.08 | 0.04 | 0.04 | 0.17 | 0.18 | 0.17 | 0.16 | 0.13 | 0.11 | 0.1 | 0.1 | 0.09 | 0.08 | 0.06 | 0.05 | 0.04 | 0.04 | 0.04 | 0.17 | 0.17 | 0.15 | 0.13 | 0.09 | 0.06 | 0.03 | 0.02 | 0.01 | 0.01 | 0.01 | 0.02 | 0.02 | 0.03 | 0.03 | 0.0433
FRCCc | 0 | 443.7727 | 16.5143 | 2.0966 | 444.7907 | 45.0226 | 2061.4208 | 0.20016 | 102.7954 | 488.7953 | 2077.9351 | 2.2967 | 547.5862 | 540 | 516.5 | 458 | 498 | 474.4 | 466.7 | 392.8 | 389.4 | 388.4 | 388.2 | 391.4 | 409.5 | 411.5 | 403.9 | 384.8 | 755.1 | 654.6 | 639.5 | 447.6 | 466.6 | 401.5 | 353.4 | 220.2 | 143.4 | 87.9 | 70.6 | 68.3 | 95.7 | 110.3 | 116.8 | 521.4 | 480.1 | 421.5 | 408 | 401.7 | 403.6 | 395.1 | 408.5 | 414.6 | 414.5 | 408 | 414.6 | 407.3 | 401.7 | 382.9 | 472.2 | 416.5 | 367.3 | 358 | 353.6 | 325 | 239.3 | 229 | 218.1 | 233.3 | 193.4 | 176 | 118.9 | 82.1 | 55.3 | 485.1 | 414.1 | 352 | 253.2 | 252.8 | 196.2 | 130 | 47.6 | 26.3 | 23.5 | 19.2 | 10.3 | 8.8 | 5.2 | 4 | 31.4 | 27.5 | 17.8 | 25.8 | 22.2 | 21.2 | 7.8 | 7.4 | 7.6 | 7.8 | 8.5 | 12.3 | 13 | 19.2 | 19.2 | 67.6 | 50.7 | 48.6 | 24.2 | 30.7 | 27.3 | 21.6 | 11.1 | 5.5 | 3.3 | 2.1 | 2.1 | 3.6 | 4.6 | 5 | 28.4 | 21.6 | 12.1 | 10.2 | 10.5 | 11.1 | 9.8 | 10.9 | 12 | 12.1 | 11.2 | 12.8 | 11.8 | 11.1 | 7.8 | 26.8 | 22.1 | 14.8 | 15.5 | 13.3 | 12.2 | 5.2 | 4.8 | 4.3 | 4.5 | 3.7 | 3.3 | 2.3 | 1.8 | 1.5 | 31.3 | 25.2 | 16.9 | 7.6 | 5.2 | 4 | 3.1 | 2.4 | 2 | 2.1 | 1.7 | 2.3 | 1.7 | 1.2 | 0.5 | 4.3 | 3.71 | 2.28 | 3.48 | 2.95 | 2.79 | 0.81 | 0.75 | 0.77 | 0.81 | 0.91 | 1.48 | 1.58 | 2.54 | 2.56 | 9.66 | 7.15 | 6.84 | 3.27 | 4.26 | 3.8 | 2.98 | 1.5 | 0.7 | 0.42 | 0.25 | 0.26 | 0.46 | 0.59 | 0.65 | 3.85 | 2.85 | 1.44 | 1.15 | 1.21 | 1.3 | 1.11 | 1.27 | 1.43 | 1.45 | 1.31 | 1.54 | 1.4 | 1.3 | 0.82 | 3.66 | 2.99 | 1.9 | 2.03 | 1.69 | 1.55 | 0.55 | 0.51 | 0.44 | 0.45 | 0.37 | 0.34 | 0.23 | 0.18 | 0.15 | 4.33 | 3.46 | 2.25 | 0.92 | 0.54 | 0.41 | 0.33 | 0.25 | 0.2 | 0.21 | 0.17 | 0.23 | 0.17 | 0.12 | 0.05 | 44.5 | 44.9 | 45.8 | 43.9 | 44 | 43.9 | 46 | 45.9 | 45.7 | 45.4 | 45.2 | 44.2 | 43.9 | 37.3 | 34.7 | 40.8 | 42.6 | 42.4 | 38.7 | 35.4 | 29.7 | 28.3 | 19.7 | 14.5 | 8.9 | 7.7 | 7.3 | 9.7 | 10.8 | 11.2 | 44.8 | 45.3 | 46 | 45.9 | 44.8 | 44.5 | 44.5 | 45.3 | 45.2 | 45.1 | 45 | 44.5 | 44.4 | 44.3 | 44.7 | 39.5 | 36.3 | 36.3 | 34.3 | 35.8 | 32.9 | 27.7 | 26.6 | 25.6 | 27.5 | 22.8 | 20.8 | 14.1 | 13.3 | 11.9 | 37.2 | 33.2 | 32.3 | 27.3 | 29.5 | 22.9 | 18.5 | 16.8 | 14.7 | 14.8 | 10.7 | 14.5 | 10.6 | 7.9 | 3.5 | 2148.7 | 2137.6 | 2103.2 | 2082.1 | 2059.2 | 2047.6 | 2040 | 2032.4 | 2022.9 | 2014 | 2010.6 | 1996.3 | 1985.8 | 1746.3 | 1634.8 | 2257.6 | 2208 | 2187.3 | 1839.6 | 1744.9 | 1473.4 | 1373.2 | 929.3 | 661.9 | 407.4 | 344.9 | 330.4 | 443.8 | 497.4 | 521.6 | 2138.3 | 2111.2 | 2071.5 | 2054.9 | 2007.2 | 1999.6 | 1991.6 | 2033.3 | 2034.7 | 2030.9 | 2022.1 | 2011.9 | 1999.9 | 1988.7 | 1982 | 1899.7 | 1724.6 | 1672 | 1594.2 | 1638.7 | 1506 | 1230.8 | 1181.4 | 1133.9 | 1217.9 | 1009.9 | 918.9 | 620.9 | 578.7 | 513.9 | 1834 | 1614.1 | 1514.5 | 1233.1 | 1308.1 | 1016.9 | 940.3 | 1091.8 | 1001.9 | 1033.2 | 777.6 | 1100.5 | 781.9 | 509.9 | 161 | 0.25 | 0.24 | 0.21 | 0.23 | 0.22 | 0.21 | 0.17 | 0.17 | 0.17 | 0.17 | 0.17 | 0.18 | 0.18 | 0.18 | 0.18 | 0.36 | 0.31 | 0.3 | 0.21 | 0.22 | 0.19 | 0.16 | 0.1 | 0.06 | 0.04 | 0.03 | 0.03 | 0.04 | 0.05 | 0.05 | 0.24 | 0.22 | 0.19 | 0.18 | 0.18 | 0.18 | 0.17 | 0.18 | 0.18 | 0.18 | 0.18 | 0.18 | 0.18 | 0.18 | 0.17 | 0.22 | 0.19 | 0.17 | 0.16 | 0.16 | 0.15 | 0.1 | 0.1 | 0.1 | 0.1 | 0.08 | 0.08 | 0.05 | 0.05 | 0.05 | 0.23 | 0.19 | 0.16 | 0.11 | 0.11 | 0.09 | 0.07 | 0.06 | 0.06 | 0.06 | 0.04 | 0.05 | 0.04 | 0.03 | 0.01 | 0.0409
| 1 | 433.9384 | 14.8859 | 1.8532 | 434.8463 | 45.1725 | 2056.3524 | 0.19314 | 102.8016 | 479.1109 | 2071.2384 | 2.0464 | 537.6479 | 495.5 | 486.9 | 454.8 | 482 | 457.6 | 451.5 | 391.5 | 388.5 | 387.6 | 387.5 | 389.7 | 401.1 | 401.7 | 417.8 | 416.2 | 723.4 | 633.7 | 637.9 | 462.2 | 488.3 | 438.3 | 374.1 | 247.1 | 170.1 | 114.4 | 87.3 | 81 | 108.5 | 122.4 | 128.5 | 484.6 | 456 | 420.7 | 402.9 | 395.1 | 397.9 | 398.8 | 418.1 | 423 | 419.1 | 408.9 | 413 | 405.3 | 398.1 | 381.7 | 437.7 | 394.1 | 367.2 | 349.2 | 343.6 | 314.3 | 238.5 | 230.3 | 219.9 | 243 | 216.4 | 204.6 | 140.2 | 88.8 | 56.6 | 455.6 | 394.3 | 353.7 | 252.7 | 259.1 | 213 | 146.8 | 57.9 | 26.9 | 24.2 | 19.9 | 10.6 | 9 | 5.3 | 4.1 | 24.1 | 22.6 | 17.4 | 22.9 | 19.1 | 18.4 | 7.7 | 7.5 | 7.6 | 7.9 | 8.4 | 10.8 | 11.2 | 19.1 | 21.2 | 62.4 | 47.3 | 48.6 | 23.9 | 30.8 | 28.7 | 22.2 | 11.8 | 6 | 4.3 | 2.6 | 2.4 | 4 | 5.1 | 5.7 | 22.3 | 17.8 | 12.2 | 9.5 | 9.7 | 10.4 | 10.7 | 12.7 | 13.6 | 13.1 | 11.5 | 12.5 | 11.5 | 10.5 | 7.7 | 21.2 | 18.5 | 14.9 | 14.1 | 11.6 | 10.4 | 5 | 4.8 | 4.3 | 4.6 | 4.1 | 3.9 | 2.7 | 2 | 1.6 | 26.4 | 21.9 | 17.3 | 7.6 | 5.3 | 4.3 | 3.4 | 2.7 | 2.1 | 2.1 | 1.7 | 2.3 | 1.7 | 1.2 | 0.5 | 3.21 | 3 | 2.22 | 3.05 | 2.49 | 2.37 | 0.79 | 0.75 | 0.77 | 0.81 | 0.89 | 1.26 | 1.32 | 2.53 | 2.84 | 8.9 | 6.66 | 6.85 | 3.22 | 4.26 | 3.98 | 3.05 | 1.58 | 0.76 | 0.55 | 0.31 | 0.29 | 0.51 | 0.66 | 0.75 | 2.95 | 2.27 | 1.45 | 1.05 | 1.09 | 1.2 | 1.24 | 1.53 | 1.67 | 1.59 | 1.36 | 1.51 | 1.36 | 1.21 | 0.81 | 2.82 | 2.45 | 1.92 | 1.82 | 1.44 | 1.29 | 0.53 | 0.51 | 0.44 | 0.46 | 0.41 | 0.39 | 0.27 | 0.2 | 0.16 | 3.61 | 2.98 | 2.3 | 0.92 | 0.55 | 0.44 | 0.36 | 0.27 | 0.21 | 0.21 | 0.17 | 0.23 | 0.17 | 0.12 | 0.05 | 45.2 | 45.3 | 45.7 | 44.4 | 44.5 | 44.4 | 45.9 | 45.8 | 45.5 | 45.3 | 45.1 | 44.4 | 44.1 | 39.1 | 37.1 | 41.2 | 42.8 | 42.2 | 40.9 | 38.2 | 33.3 | 30.5 | 22.7 | 17.6 | 11.6 | 9.5 | 8.7 | 11 | 11.9 | 12.2 | 45.3 | 45.6 | 45.9 | 45.9 | 44.6 | 44.3 | 44.2 | 45 | 44.9 | 44.8 | 44.8 | 44.5 | 44.4 | 44.3 | 44.6 | 40 | 36.5 | 36.2 | 34.4 | 35.9 | 33.1 | 27.7 | 26.8 | 25.8 | 28.7 | 25.5 | 24.2 | 16.6 | 14.5 | 12.6 | 37.7 | 33.4 | 32.2 | 27.3 | 30.2 | 24.9 | 20.5 | 18.2 | 15 | 15.1 | 11 | 14.9 | 10.9 | 7.9 | 3.3 | 2122.8 | 2118.9 | 2097.9 | 2081.7 | 2059.6 | 2048.8 | 2035.8 | 2027.1 | 2017.5 | 2009.1 | 2005.2 | 1994.8 | 1984 | 1827.6 | 1753.6 | 2236.6 | 2192.1 | 2178.2 | 1933.2 | 1867.8 | 1642.5 | 1475.5 | 1064.1 | 799.1 | 529.4 | 426.8 | 394.5 | 504.8 | 551.5 | 568.2 | 2114 | 2093.6 | 2065.5 | 2046.9 | 1994.8 | 1987.8 | 1985.2 | 2034 | 2033.3 | 2027.6 | 2016.7 | 2009.6 | 1997.1 | 1986.2 | 1978.6 | 1878.6 | 1709.7 | 1668.3 | 1587.7 | 1633.6 | 1501 | 1229.7 | 1189.3 | 1144 | 1269.6 | 1130.5 | 1068.8 | 732.2 | 641 | 561.1 | 1817.1 | 1601.9 | 1513.4 | 1230.7 | 1341.9 | 1104.9 | 1028.1 | 1158.6 | 1019.7 | 1052 | 800.7 | 1129.5 | 810.7 | 512.9 | 150.8 | 0.23 | 0.22 | 0.2 | 0.22 | 0.21 | 0.2 | 0.17 | 0.17 | 0.17 | 0.17 | 0.17 | 0.18 | 0.18 | 0.19 | 0.19 | 0.35 | 0.3 | 0.3 | 0.21 | 0.23 | 0.21 | 0.17 | 0.11 | 0.08 | 0.05 | 0.04 | 0.04 | 0.05 | 0.06 | 0.06 | 0.22 | 0.2 | 0.19 | 0.18 | 0.17 | 0.18 | 0.18 | 0.19 | 0.19 | 0.19 | 0.18 | 0.18 | 0.18 | 0.18 | 0.17 | 0.2 | 0.18 | 0.17 | 0.16 | 0.15 | 0.14 | 0.1 | 0.1 | 0.1 | 0.11 | 0.09 | 0.09 | 0.06 | 0.05 | 0.05 | 0.21 | 0.18 | 0.16 | 0.11 | 0.11 | 0.09 | 0.08 | 0.07 | 0.06 | 0.06 | 0.04 | 0.06 | 0.04 | 0.03 | 0.01 | 0.0384
| 2 | 431.443 | 14.689 | 1.8294 | 432.3391 | 45.01 | 2047.6574 | 0.19206 | 102.3953 | 476.4531 | 2062.3463 | 2.0214 | 534.7344 | 493.7 | 484 | 453.8 | 474.9 | 452.6 | 446.2 | 391.5 | 387.9 | 387 | 387.4 | 389.7 | 396.7 | 396.2 | 413.4 | 416.2 | 715.4 | 627.3 | 634.2 | 467.8 | 498.4 | 459.4 | 394.2 | 266.2 | 184.8 | 127.3 | 102.4 | 95.5 | 126.5 | 139.4 | 147.4 | 480.5 | 452.8 | 420.4 | 400.3 | 392.5 | 395 | 401.8 | 423.6 | 431.2 | 422.8 | 411.4 | 407.5 | 400.9 | 392.7 | 382.3 | 434.4 | 390.7 | 365.5 | 343 | 338 | 309.2 | 238.1 | 230.7 | 220.3 | 243.5 | 227.2 | 222.2 | 158.5 | 97 | 58.6 | 472.2 | 405.8 | 367.4 | 252.9 | 254.2 | 220.3 | 154.3 | 70 | 28.8 | 25.9 | 21.6 | 10.4 | 9.2 | 5.5 | 4.4 | 23.8 | 22.2 | 17.3 | 22.3 | 18.8 | 18 | 7.8 | 7.4 | 7.6 | 7.9 | 8.5 | 10.2 | 10.4 | 17.9 | 20.4 | 61.2 | 46.3 | 48.2 | 24 | 31.2 | 29.8 | 23.3 | 12.4 | 6.1 | 4.2 | 3 | 3 | 4.8 | 6 | 6.6 | 21.8 | 17.3 | 12.2 | 9.2 | 9.4 | 10.1 | 11.3 | 13.7 | 15 | 13.8 | 12.1 | 12 | 11.1 | 9.9 | 8 | 20.6 | 18 | 14.6 | 13.4 | 11.1 | 10 | 5.1 | 4.9 | 4.4 | 4.6 | 4.3 | 4.2 | 3 | 2.2 | 1.6 | 29.3 | 24 | 19.7 | 7.7 | 5.2 | 4.4 | 3.6 | 2.9 | 2.1 | 2.2 | 1.8 | 2.4 | 1.8 | 1.3 | 0.5 | 3.18 | 2.94 | 2.21 | 2.95 | 2.45 | 2.32 | 0.81 | 0.75 | 0.78 | 0.83 | 0.91 | 1.16 | 1.21 | 2.34 | 2.72 | 8.71 | 6.51 | 6.78 | 3.22 | 4.3 | 4.13 | 3.19 | 1.64 | 0.75 | 0.52 | 0.35 | 0.36 | 0.61 | 0.78 | 0.86 | 2.87 | 2.21 | 1.46 | 1 | 1.05 | 1.15 | 1.34 | 1.68 | 1.88 | 1.69 | 1.45 | 1.43 | 1.31 | 1.13 | 0.84 | 2.74 | 2.37 | 1.88 | 1.72 | 1.37 | 1.23 | 0.55 | 0.52 | 0.45 | 0.46 | 0.43 | 0.42 | 0.3 | 0.22 | 0.16 | 4.04 | 3.29 | 2.66 | 0.93 | 0.54 | 0.45 | 0.37 | 0.29 | 0.21 | 0.22 | 0.18 | 0.24 | 0.18 | 0.13 | 0.05 | 45.2 | 45.3 | 45.7 | 44 | 44.1 | 44 | 45.9 | 45.7 | 45.4 | 45.2 | 45 | 44.4 | 44.1 | 39.7 | 37.8 | 41.3 | 42.8 | 42.1 | 41.5 | 39.2 | 35.2 | 32.3 | 24.8 | 19.5 | 13.4 | 11.2 | 10.2 | 12.8 | 13.4 | 14 | 45.2 | 45.5 | 45.8 | 45.8 | 44.5 | 44.3 | 44.1 | 44.9 | 44.7 | 44.7 | 44.7 | 44.2 | 44.1 | 44.1 | 44.5 | 40 | 36.6 | 36.2 | 34.2 | 35.6 | 32.7 | 27.6 | 26.7 | 25.8 | 28.7 | 26.8 | 26.2 | 18.7 | 15.5 | 12.9 | 37.3 | 33.1 | 31.8 | 27.2 | 29.7 | 25.8 | 21.5 | 19.7 | 15.3 | 15.5 | 11.5 | 15.2 | 11.2 | 8 | 3.3 | 2119.6 | 2114.9 | 2095 | 2060.8 | 2039.9 | 2029.2 | 2033.3 | 2024.1 | 2014.1 | 2005.6 | 2001.9 | 1989.8 | 1977.9 | 1842.3 | 1780 | 2230.1 | 2186.8 | 2169.2 | 1964.4 | 1915.5 | 1731.5 | 1558.8 | 1157.5 | 884 | 607.6 | 502.7 | 461.6 | 584.8 | 623.1 | 650.1 | 2108.6 | 2088.6 | 2062 | 2042.4 | 1988.7 | 1981.7 | 1982.6 | 2034.4 | 2036.3 | 2027.3 | 2013.7 | 1994.6 | 1983 | 1973.4 | 1975.1 | 1876.1 | 1706.9 | 1666.5 | 1572.8 | 1616.8 | 1483.8 | 1225.1 | 1188.2 | 1144.2 | 1272.4 | 1186.6 | 1160.9 | 828 | 685.5 | 573.8 | 1821.3 | 1604.1 | 1517.1 | 1228.6 | 1316.5 | 1144 | 1068.2 | 1228.3 | 1037 | 1076.9 | 834.6 | 1160.7 | 835.3 | 523.8 | 153.7 | 0.23 | 0.22 | 0.2 | 0.22 | 0.2 | 0.2 | 0.17 | 0.17 | 0.17 | 0.17 | 0.17 | 0.17 | 0.17 | 0.19 | 0.19 | 0.34 | 0.3 | 0.3 | 0.21 | 0.23 | 0.21 | 0.18 | 0.12 | 0.08 | 0.06 | 0.05 | 0.04 | 0.06 | 0.06 | 0.07 | 0.22 | 0.2 | 0.19 | 0.18 | 0.17 | 0.17 | 0.18 | 0.19 | 0.19 | 0.19 | 0.18 | 0.18 | 0.18 | 0.17 | 0.17 | 0.2 | 0.18 | 0.16 | 0.15 | 0.15 | 0.14 | 0.1 | 0.1 | 0.1 | 0.11 | 0.1 | 0.1 | 0.07 | 0.06 | 0.05 | 0.22 | 0.19 | 0.17 | 0.11 | 0.11 | 0.1 | 0.08 | 0.07 | 0.06 | 0.06 | 0.04 | 0.06 | 0.04 | 0.03 | 0.01 | 0.0369
| 3 | 428.4383 | 14.4338 | 1.7898 | 429.3167 | 44.8529 | 2038.5118 | 0.19092 | 101.9818 | 473.2912 | 2052.9457 | 1.9808 | 531.2985 | 488.7 | 479.6 | 450.9 | 468.6 | 446.7 | 440.5 | 390.8 | 387.5 | 386.6 | 387.2 | 389.7 | 394.9 | 393.5 | 405.6 | 407.4 | 714.5 | 626.3 | 631.8 | 466.9 | 497.5 | 463.9 | 400 | 274.5 | 191.6 | 133.8 | 108.6 | 101 | 132.7 | 147 | 155.9 | 478.3 | 451 | 418.8 | 399.2 | 391.2 | 393.9 | 402.1 | 424.8 | 432.1 | 422 | 409.8 | 404.2 | 399.1 | 391.2 | 382.9 | 431.4 | 388 | 363.5 | 341.8 | 337.2 | 308.8 | 238 | 231 | 220.3 | 240.7 | 227.7 | 225.8 | 164.7 | 99.6 | 58.1 | 476.3 | 408.5 | 370.8 | 252.7 | 255.2 | 224.6 | 158.3 | 72.9 | 28.3 | 25.5 | 21.1 | 10.3 | 9.3 | 5.6 | 4.4 | 23.1 | 21.6 | 16.9 | 21.8 | 18.5 | 17.7 | 7.7 | 7.4 | 7.6 | 7.9 | 8.5 | 10 | 10.1 | 16.9 | 19.2 | 61.1 | 46.3 | 48 | 23.8 | 30.9 | 29.9 | 23.5 | 12.7 | 6.1 | 4.1 | 3 | 3.1 | 4.9 | 6 | 6.5 | 21.5 | 17.1 | 12 | 9 | 9.2 | 9.9 | 11.4 | 13.9 | 15.3 | 13.7 | 11.9 | 11.5 | 10.8 | 9.7 | 8.1 | 20.2 | 17.6 | 14.3 | 13.7 | 11.5 | 10.5 | 5.1 | 4.9 | 4.4 | 4.6 | 4.3 | 4.3 | 3.1 | 2.3 | 1.7 | 30.1 | 24.5 | 20.3 | 7.7 | 5.2 | 4.5 | 3.6 | 2.9 | 2.1 | 2.2 | 1.8 | 2.4 | 1.8 | 1.3 | 0.6 | 3.07 | 2.84 | 2.15 | 2.89 | 2.39 | 2.28 | 0.79 | 0.75 | 0.77 | 0.83 | 0.92 | 1.14 | 1.16 | 2.19 | 2.55 | 8.69 | 6.5 | 6.76 | 3.2 | 4.26 | 4.14 | 3.22 | 1.67 | 0.74 | 0.49 | 0.35 | 0.38 | 0.62 | 0.78 | 0.84 | 2.83 | 2.18 | 1.43 | 0.98 | 1.02 | 1.13 | 1.35 | 1.72 | 1.91 | 1.69 | 1.42 | 1.36 | 1.27 | 1.1 | 0.86 | 2.68 | 2.31 | 1.84 | 1.77 | 1.44 | 1.3 | 0.55 | 0.53 | 0.45 | 0.46 | 0.44 | 0.43 | 0.31 | 0.23 | 0.17 | 4.16 | 3.36 | 2.76 | 0.93 | 0.54 | 0.46 | 0.37 | 0.3 | 0.21 | 0.22 | 0.18 | 0.24 | 0.18 | 0.13 | 0.06 | 45.1 | 45.3 | 45.7 | 43.6 | 43.7 | 43.5 | 45.8 | 45.7 | 45.4 | 45.1 | 45 | 44.3 | 44 | 39.5 | 37.7 | 41.3 | 42.8 | 41.9 | 41.5 | 39.3 | 35.7 | 32.8 | 25.7 | 20.4 | 14.4 | 12 | 10.8 | 13.5 | 14.4 | 15.2 | 45.2 | 45.5 | 45.7 | 45.8 | 44.5 | 44.2 | 44 | 44.8 | 44.6 | 44.6 | 44.6 | 44.3 | 44.1 | 44.1 | 44.4 | 40 | 36.6 | 36.2 | 33.8 | 35.1 | 32.2 | 27.5 | 26.8 | 25.8 | 28.4 | 26.9 | 26.7 | 19.5 | 16 | 13.2 | 37.1 | 33 | 31.7 | 27.2 | 29.8 | 26.3 | 22 | 20.1 | 15.4 | 15.5 | 11.4 | 15.2 | 11.2 | 8.2 | 3.5 | 2113 | 2109.5 | 2091.7 | 2038 | 2017.4 | 2006.5 | 2031.6 | 2022.4 | 2012.5 | 2003.8 | 2000.3 | 1984.3 | 1972 | 1827.8 | 1765.1 | 2228 | 2183.3 | 2160.6 | 1964.1 | 1919.2 | 1756.2 | 1585.1 | 1198.2 | 923.5 | 649.9 | 536.9 | 489.8 | 618.5 | 666 | 702.4 | 2103.7 | 2084.9 | 2058.3 | 2040.6 | 1987 | 1980 | 1981.7 | 2033.5 | 2034.2 | 2023.8 | 2010.3 | 1991.7 | 1981.6 | 1971.7 | 1974.3 | 1872.4 | 1703.9 | 1663.9 | 1555.5 | 1598.5 | 1466.7 | 1224 | 1189.3 | 1144.3 | 1257.7 | 1189.2 | 1179.4 | 860.3 | 717.3 | 598.1 | 1820.6 | 1603.4 | 1516.8 | 1227.9 | 1322.2 | 1166.5 | 1090.5 | 1246.3 | 1039.9 | 1077.1 | 831.7 | 1156.5 | 833.8 | 528.4 | 160.8 | 0.22 | 0.22 | 0.2 | 0.21 | 0.2 | 0.2 | 0.17 | 0.17 | 0.17 | 0.17 | 0.17 | 0.17 | 0.17 | 0.18 | 0.18 | 0.34 | 0.3 | 0.3 | 0.21 | 0.23 | 0.22 | 0.18 | 0.12 | 0.09 | 0.06 | 0.05 | 0.04 | 0.06 | 0.07 | 0.07 | 0.22 | 0.2 | 0.18 | 0.17 | 0.17 | 0.17 | 0.18 | 0.19 | 0.19 | 0.19 | 0.18 | 0.18 | 0.18 | 0.17 | 0.17 | 0.2 | 0.18 | 0.16 | 0.15 | 0.15 | 0.14 | 0.1 | 0.1 | 0.1 | 0.1 | 0.1 | 0.1 | 0.07 | 0.06 | 0.05 | 0.22 | 0.19 | 0.17 | 0.11 | 0.11 | 0.1 | 0.08 | 0.08 | 0.06 | 0.06 | 0.04 | 0.06 | 0.04 | 0.03 | 0.01 | 0.0363
| 4 | 430.6584 | 14.7789 | 1.8408 | 431.56 | 44.8414 | 2040.59 | 0.19206 | 102.0288 | 475.4998 | 2055.369 | 2.0329 | 533.5889 | 488.9 | 480 | 450.9 | 475.4 | 453.2 | 447.5 | 390.8 | 387.7 | 386.8 | 386.9 | 389.3 | 394.2 | 393.6 | 416.4 | 423.9 | 717.4 | 628.1 | 634.3 | 459.4 | 485.2 | 442.2 | 383.3 | 260.8 | 183.5 | 128.9 | 104.4 | 97.8 | 125.4 | 137.8 | 144.3 | 478.5 | 451.4 | 419.9 | 400.7 | 392.8 | 395.4 | 400.4 | 421.6 | 427.7 | 420.2 | 408.6 | 402.2 | 395.8 | 388.3 | 381.7 | 431.9 | 388.6 | 363.5 | 343.1 | 338.1 | 309.5 | 237.8 | 230.6 | 219.9 | 239.7 | 218.8 | 215.5 | 155.2 | 98.1 | 58 | 459.6 | 397.1 | 358.8 | 252.6 | 249.9 | 211.6 | 145.5 | 65.5 | 26.6 | 23.8 | 19.5 | 10.4 | 9.2 | 5.5 | 4.4 | 23.1 | 21.6 | 16.9 | 22.9 | 19.5 | 18.8 | 7.7 | 7.4 | 7.6 | 7.9 | 8.5 | 9.9 | 10.1 | 18.4 | 21.5 | 61.5 | 46.5 | 48.5 | 23.5 | 30.1 | 27.8 | 21.6 | 11.2 | 5.4 | 3.9 | 2.9 | 2.9 | 4.5 | 5.6 | 6.1 | 21.5 | 17.1 | 12.2 | 9.2 | 9.4 | 10.1 | 11 | 13.4 | 14.5 | 13.4 | 11.6 | 11 | 10.2 | 9.1 | 7.9 | 20.2 | 17.6 | 14.3 | 13.7 | 11.5 | 10.4 | 5.1 | 4.9 | 4.4 | 4.5 | 4.2 | 4.1 | 2.9 | 2.2 | 1.6 | 27.1 | 22.5 | 18.2 | 7.7 | 5.1 | 4.2 | 3.4 | 2.8 | 2.1 | 2.1 | 1.7 | 2.3 | 1.7 | 1.3 | 0.6 | 3.06 | 2.84 | 2.14 | 3.05 | 2.55 | 2.45 | 0.8 | 0.75 | 0.77 | 0.82 | 0.91 | 1.13 | 1.16 | 2.42 | 2.89 | 8.76 | 6.53 | 6.84 | 3.16 | 4.14 | 3.84 | 2.95 | 1.47 | 0.64 | 0.46 | 0.33 | 0.35 | 0.57 | 0.72 | 0.79 | 2.83 | 2.18 | 1.45 | 1.01 | 1.05 | 1.15 | 1.29 | 1.63 | 1.8 | 1.63 | 1.37 | 1.29 | 1.16 | 1.01 | 0.82 | 2.68 | 2.32 | 1.83 | 1.77 | 1.43 | 1.29 | 0.55 | 0.52 | 0.45 | 0.46 | 0.42 | 0.41 | 0.29 | 0.22 | 0.16 | 3.72 | 3.06 | 2.44 | 0.93 | 0.54 | 0.44 | 0.35 | 0.28 | 0.21 | 0.21 | 0.17 | 0.23 | 0.17 | 0.13 | 0.06 | 45.2 | 45.4 | 45.7 | 43.5 | 43.6 | 43.4 | 45.8 | 45.7 | 45.4 | 45.2 | 45 | 44.3 | 44 | 39.6 | 37.8 | 41.3 | 42.8 | 41.8 | 40.9 | 38.4 | 34.7 | 32.3 | 25.1 | 20 | 14 | 11.6 | 10.6 | 12.8 | 13.6 | 14 | 45.2 | 45.5 | 45.7 | 45.8 | 44.6 | 44.3 | 44.1 | 44.9 | 44.7 | 44.7 | 44.7 | 44.4 | 44.3 | 44.2 | 44.5 | 40.1 | 36.6 | 36.2 | 33.9 | 35.3 | 32.4 | 27.5 | 26.7 | 25.8 | 28.3 | 25.8 | 25.4 | 18.4 | 15.5 | 12.8 | 37.6 | 33.3 | 32 | 27.2 | 29.1 | 24.8 | 20.4 | 19.1 | 14.9 | 15 | 10.9 | 14.8 | 10.9 | 8.3 | 3.8 | 2116.1 | 2112.4 | 2092.9 | 2043.2 | 2021.1 | 2010.3 | 2031.5 | 2023.3 | 2013.6 | 2004 | 2000.3 | 1983 | 1971.7 | 1842 | 1787.7 | 2230.9 | 2187 | 2159.5 | 1930.6 | 1873.7 | 1694.3 | 1547.8 | 1163 | 898.9 | 628.8 | 517.8 | 477 | 586.9 | 626.3 | 647.8 | 2104.9 | 2086.2 | 2060 | 2042.7 | 1990.9 | 1983.8 | 1983.6 | 2032.8 | 2033.5 | 2024.7 | 2012.9 | 1994.8 | 1984.1 | 1973.1 | 1975 | 1874.2 | 1705.6 | 1665.3 | 1563.1 | 1604.7 | 1472.3 | 1223.2 | 1187.8 | 1142.5 | 1252.7 | 1143.1 | 1125.8 | 811.2 | 688.5 | 566.9 | 1816.6 | 1600.9 | 1513.7 | 1228.3 | 1293.3 | 1098.1 | 1021.1 | 1197.2 | 1014.4 | 1048 | 793.6 | 1126.5 | 808.8 | 530.9 | 176.1 | 0.22 | 0.22 | 0.2 | 0.22 | 0.2 | 0.2 | 0.17 | 0.17 | 0.17 | 0.17 | 0.17 | 0.17 | 0.17 | 0.19 | 0.19 | 0.34 | 0.3 | 0.3 | 0.21 | 0.23 | 0.21 | 0.18 | 0.12 | 0.08 | 0.06 | 0.05 | 0.04 | 0.06 | 0.06 | 0.06 | 0.22 | 0.2 | 0.19 | 0.18 | 0.17 | 0.17 | 0.18 | 0.19 | 0.19 | 0.19 | 0.18 | 0.18 | 0.17 | 0.17 | 0.17 | 0.2 | 0.18 | 0.16 | 0.15 | 0.15 | 0.14 | 0.1 | 0.1 | 0.1 | 0.1 | 0.1 | 0.09 | 0.07 | 0.06 | 0.05 | 0.21 | 0.18 | 0.16 | 0.11 | 0.11 | 0.09 | 0.08 | 0.07 | 0.06 | 0.06 | 0.04 | 0.05 | 0.04 | 0.03 | 0.01 | 0.0368
| 5 | 431.0886 | 15.8212 | 2.0004 | 432.0618 | 43.955 | 2009.9757 | 0.19314 | 100.2855 | 475.0436 | 2025.7969 | 2.1936 | 532.3473 | 484.5 | 480.4 | 448.7 | 480.2 | 454.1 | 447.6 | 390.8 | 388.1 | 387 | 386.3 | 389.1 | 400.5 | 400.7 | 406.6 | 399.5 | 716.5 | 628.1 | 634.1 | 443 | 461.5 | 405.7 | 358.9 | 239 | 165.9 | 114.7 | 90.8 | 85.5 | 107.6 | 120.3 | 125 | 481.4 | 453.4 | 421.3 | 402.2 | 395.3 | 396.9 | 393.7 | 405.6 | 406.1 | 402.7 | 395.9 | 382 | 376 | 371.4 | 377.3 | 428.3 | 387.9 | 359.7 | 357.3 | 350.7 | 322.8 | 238.3 | 229.1 | 217.9 | 225.7 | 195.5 | 184.1 | 135.6 | 89.2 | 57 | 441.4 | 385.7 | 344.7 | 252.6 | 238.2 | 194.3 | 128.6 | 59.6 | 26.9 | 24.2 | 19.8 | 10.2 | 8.9 | 5.4 | 4.1 | 24.4 | 23 | 17.8 | 25.5 | 21.8 | 20.9 | 7.9 | 7.4 | 7.5 | 7.8 | 8.4 | 11.4 | 11.8 | 19.4 | 20.6 | 62 | 46.9 | 49.4 | 23.4 | 29.4 | 25.8 | 20.6 | 11.1 | 5.6 | 4 | 2.5 | 2.5 | 3.7 | 4.7 | 5.1 | 21.9 | 17.3 | 12.3 | 9.3 | 9.6 | 10.2 | 9.8 | 10.8 | 11.3 | 11 | 10.2 | 9.9 | 9.2 | 8.6 | 7.5 | 21.5 | 18.8 | 14.9 | 16 | 13.6 | 12.6 | 5.2 | 4.9 | 4.3 | 4.3 | 3.7 | 3.5 | 2.6 | 2 | 1.5 | 26.7 | 22.3 | 17.6 | 7.8 | 4.9 | 3.9 | 3.1 | 2.7 | 2.1 | 2.1 | 1.7 | 2.3 | 1.7 | 1.2 | 0.6 | 3.27 | 3.06 | 2.29 | 3.44 | 2.89 | 2.77 | 0.82 | 0.74 | 0.77 | 0.81 | 0.9 | 1.35 | 1.42 | 2.58 | 2.78 | 8.84 | 6.6 | 6.98 | 3.16 | 4.06 | 3.56 | 2.82 | 1.47 | 0.69 | 0.5 | 0.29 | 0.29 | 0.45 | 0.6 | 0.66 | 2.88 | 2.21 | 1.46 | 1.03 | 1.08 | 1.17 | 1.1 | 1.25 | 1.33 | 1.28 | 1.16 | 1.14 | 1.04 | 0.94 | 0.78 | 2.89 | 2.5 | 1.94 | 2.11 | 1.74 | 1.62 | 0.56 | 0.52 | 0.45 | 0.43 | 0.37 | 0.35 | 0.26 | 0.2 | 0.15 | 3.67 | 3.05 | 2.37 | 0.95 | 0.51 | 0.41 | 0.32 | 0.27 | 0.21 | 0.21 | 0.17 | 0.23 | 0.17 | 0.12 | 0.06 | 43.5 | 44.1 | 44.5 | 41.8 | 41.7 | 41.6 | 45.7 | 45.8 | 45.5 | 45.2 | 45 | 43.8 | 43.4 | 37.4 | 35.3 | 40.7 | 42.4 | 41 | 38.7 | 35.9 | 31.6 | 29.9 | 22.3 | 17.4 | 11.9 | 10 | 9.3 | 11.2 | 12 | 12.3 | 45.3 | 45.6 | 45.8 | 45.9 | 44.7 | 44.4 | 44.4 | 45.1 | 44.7 | 44.5 | 44.4 | 42.7 | 42.5 | 42.5 | 44.2 | 38.4 | 35.5 | 35.1 | 33.8 | 35.1 | 32.2 | 27.5 | 26.5 | 25.5 | 26.6 | 23.1 | 21.7 | 16 | 14.3 | 12.4 | 35.5 | 32 | 30.6 | 27.1 | 27.8 | 22.7 | 18.4 | 18.3 | 14.9 | 15 | 10.8 | 14.6 | 10.6 | 8 | 3.6 | 2049.1 | 2069.8 | 2049.1 | 1989.4 | 1956.1 | 1944.8 | 2025.6 | 2026.8 | 2015.7 | 2003.8 | 2001.1 | 1971.9 | 1959 | 1754.4 | 1673.7 | 2208.5 | 2171.3 | 2128.9 | 1837.5 | 1757.2 | 1546.5 | 1436.9 | 1039.3 | 789.3 | 541.7 | 450 | 419.4 | 510.7 | 552.9 | 565.8 | 2111.1 | 2092 | 2065.5 | 2048.1 | 1998.9 | 1989.8 | 1984.2 | 2021.8 | 2008.2 | 1997.7 | 1986.6 | 1912.8 | 1899.7 | 1892.6 | 1959.8 | 1811.1 | 1664.5 | 1622.3 | 1574.1 | 1612.5 | 1480.6 | 1222.7 | 1179.3 | 1131.8 | 1179 | 1020.8 | 961.4 | 708.3 | 626.1 | 538 | 1724.7 | 1539.6 | 1449.3 | 1224.6 | 1231.9 | 1007.3 | 933.6 | 1158 | 1007.5 | 1042.7 | 788.5 | 1106.6 | 786 | 510.2 | 163.3 | 0.22 | 0.22 | 0.2 | 0.22 | 0.21 | 0.2 | 0.17 | 0.17 | 0.17 | 0.17 | 0.17 | 0.18 | 0.18 | 0.18 | 0.18 | 0.34 | 0.3 | 0.3 | 0.2 | 0.22 | 0.19 | 0.17 | 0.11 | 0.07 | 0.05 | 0.04 | 0.04 | 0.05 | 0.05 | 0.06 | 0.22 | 0.2 | 0.19 | 0.18 | 0.17 | 0.17 | 0.17 | 0.18 | 0.18 | 0.18 | 0.17 | 0.17 | 0.17 | 0.16 | 0.16 | 0.2 | 0.18 | 0.16 | 0.16 | 0.16 | 0.14 | 0.1 | 0.1 | 0.1 | 0.1 | 0.09 | 0.08 | 0.06 | 0.05 | 0.05 | 0.21 | 0.18 | 0.16 | 0.11 | 0.1 | 0.09 | 0.07 | 0.07 | 0.06 | 0.06 | 0.04 | 0.05 | 0.04 | 0.03 | 0.01 | 0.0393
| 6 | 377.7591 | 12.4801 | 1.544 | 378.5177 | 39.7895 | 1802.281 | 0.17008 | 90.2984 | 417.5486 | 1814.7612 | 1.7141 | 468.8162 | 393.6 | 420.6 | 395.7 | 378 | 338.4 | 331.8 | 379.1 | 386.1 | 380.8 | 375 | 381.4 | 373.7 | 366.9 | 298.5 | 271.4 | 634.6 | 566.4 | 532.1 | 341.3 | 346.9 | 311.8 | 297.6 | 181 | 117 | 75.7 | 64.4 | 72.8 | 105.7 | 125.6 | 133 | 482.9 | 454.9 | 428 | 400.8 | 393.6 | 386.8 | 380.8 | 376.1 | 356.2 | 342.8 | 339.5 | 301.6 | 304.3 | 304.2 | 354.4 | 347.1 | 334 | 310.3 | 321.1 | 304.6 | 277.2 | 228.1 | 219.1 | 205.9 | 181.9 | 136.9 | 106 | 87.4 | 67.2 | 56.2 | 342.4 | 319 | 277.1 | 237.8 | 183.6 | 125.5 | 67.3 | 39.7 | 23.2 | 21.1 | 15.1 | 8.3 | 6.3 | 3.1 | 2.4 | 20.7 | 21 | 17.1 | 17 | 12.4 | 11.5 | 7.6 | 7.4 | 7.4 | 7.6 | 8.3 | 10.4 | 10.4 | 11.6 | 10.6 | 53.4 | 41 | 40.9 | 17.4 | 22.5 | 21.5 | 18.6 | 9.1 | 3.6 | 2.1 | 1.5 | 2 | 3.6 | 4.6 | 5.1 | 21.7 | 17.2 | 13.1 | 8.8 | 9 | 8.9 | 8.2 | 8.4 | 8.7 | 8.7 | 8.7 | 7.7 | 7.3 | 6.6 | 7.2 | 18.6 | 17.1 | 14.2 | 13.8 | 10.8 | 9.8 | 5 | 4.7 | 4.1 | 3.4 | 2.6 | 2 | 1.7 | 1.6 | 1.6 | 21 | 18.6 | 14.7 | 7.6 | 3.8 | 2.6 | 1.8 | 2.2 | 1.9 | 2 | 1.5 | 1.9 | 1.3 | 0.9 | 0.3 | 2.8 | 2.82 | 2.24 | 2.24 | 1.57 | 1.44 | 0.79 | 0.75 | 0.76 | 0.79 | 0.89 | 1.22 | 1.23 | 1.49 | 1.36 | 7.6 | 5.75 | 5.77 | 2.33 | 3.12 | 3 | 2.56 | 1.22 | 0.44 | 0.25 | 0.17 | 0.24 | 0.45 | 0.59 | 0.65 | 2.86 | 2.2 | 1.58 | 0.96 | 0.98 | 0.97 | 0.88 | 0.92 | 0.97 | 1 | 1 | 0.88 | 0.82 | 0.7 | 0.74 | 2.53 | 2.31 | 1.88 | 1.8 | 1.35 | 1.23 | 0.53 | 0.5 | 0.42 | 0.35 | 0.26 | 0.2 | 0.17 | 0.16 | 0.16 | 2.9 | 2.55 | 1.99 | 0.93 | 0.4 | 0.27 | 0.19 | 0.23 | 0.19 | 0.2 | 0.15 | 0.19 | 0.13 | 0.09 | 0.03 | 34.6 | 37.9 | 38.1 | 35.7 | 34.5 | 34.5 | 44.4 | 45.5 | 44.8 | 43.8 | 44 | 41.1 | 40.2 | 29.8 | 27.1 | 37.5 | 39.5 | 35 | 30.6 | 26.6 | 22.8 | 23.5 | 16.3 | 12.6 | 8.3 | 7.4 | 8 | 11 | 12.8 | 13.4 | 45.7 | 46 | 46.1 | 46.2 | 45.1 | 44.3 | 44.1 | 43.2 | 40.4 | 38.5 | 38.2 | 34 | 34.7 | 35.2 | 41.4 | 30.2 | 29.7 | 29.2 | 31 | 31.4 | 28.6 | 26.4 | 25.4 | 24.1 | 21.5 | 16.2 | 12.5 | 10.4 | 12.7 | 13.8 | 27.4 | 26.4 | 24.2 | 25.3 | 21.4 | 14.7 | 11.2 | 15.9 | 14.2 | 14.3 | 9.4 | 12.3 | 8.4 | 5.5 | 2.2 | 1628.1 | 1777 | 1757.4 | 1662 | 1576.6 | 1566.7 | 1966.5 | 2013.2 | 1981.3 | 1942.1 | 1958.2 | 1849 | 1807.1 | 1369.9 | 1244.1 | 2002.1 | 1998.6 | 1801.2 | 1435.6 | 1305.8 | 1134.2 | 1145.6 | 767.1 | 567.4 | 372.9 | 326.7 | 359.1 | 501.9 | 584.4 | 614.4 | 2120.1 | 2101.3 | 2076.5 | 2053.4 | 2006.9 | 1971 | 1957.3 | 1921.4 | 1798.9 | 1718.6 | 1713.8 | 1524.6 | 1552.8 | 1563.2 | 1837.5 | 1421.2 | 1396.1 | 1351.5 | 1433.3 | 1432.3 | 1302.6 | 1171.6 | 1126.4 | 1068.6 | 950.2 | 714.6 | 553.3 | 456.6 | 527.2 | 557.6 | 1319.5 | 1263.9 | 1143 | 1143.4 | 948 | 648.8 | 601.5 | 1024.9 | 952.8 | 990.1 | 697.7 | 945.4 | 634.3 | 370.4 | 99.2 | 0.19 | 0.2 | 0.18 | 0.17 | 0.15 | 0.15 | 0.17 | 0.17 | 0.17 | 0.16 | 0.17 | 0.16 | 0.16 | 0.13 | 0.12 | 0.31 | 0.27 | 0.25 | 0.16 | 0.16 | 0.15 | 0.14 | 0.08 | 0.05 | 0.03 | 0.03 | 0.03 | 0.05 | 0.06 | 0.06 | 0.22 | 0.21 | 0.19 | 0.18 | 0.17 | 0.17 | 0.17 | 0.17 | 0.16 | 0.15 | 0.15 | 0.13 | 0.13 | 0.13 | 0.15 | 0.17 | 0.16 | 0.15 | 0.15 | 0.14 | 0.12 | 0.1 | 0.1 | 0.09 | 0.08 | 0.06 | 0.05 | 0.04 | 0.05 | 0.05 | 0.17 | 0.15 | 0.13 | 0.11 | 0.08 | 0.06 | 0.04 | 0.06 | 0.05 | 0.05 | 0.03 | 0.05 | 0.03 | 0.02 | 0.01 | 0.0429
| 7 | 326.8579 | 9.3082 | 1.1077 | 327.4121 | 35.8015 | 1606.5073 | 0.14557 | 80.8222 | 362.6593 | 1615.8156 | 1.2533 | 408.2343 | 315.5 | 359.9 | 327.2 | 309.6 | 257.7 | 250.9 | 351.9 | 368.9 | 357.9 | 345.6 | 360.1 | 323.2 | 306.3 | 210.3 | 197.8 | 583.8 | 510.2 | 417.1 | 229.6 | 212.8 | 203.6 | 208.6 | 128.1 | 88 | 56.8 | 46.7 | 49.8 | 75.7 | 92.3 | 99.8 | 491.6 | 461.4 | 428.8 | 398.2 | 391.6 | 378.7 | 374.6 | 343.7 | 304.2 | 265.9 | 274.6 | 230.5 | 254.1 | 251.9 | 323.6 | 273 | 279.1 | 249.2 | 271.7 | 246.1 | 218.7 | 206.7 | 191 | 172.8 | 131.6 | 99.4 | 63.6 | 58.7 | 45 | 42.2 | 254.2 | 257.1 | 201.9 | 213.3 | 140.5 | 83.7 | 36.3 | 28.7 | 17.7 | 15 | 9.7 | 5.7 | 3.7 | 1.8 | 1.3 | 15.3 | 16.6 | 11.9 | 11.2 | 6.9 | 6.2 | 6.9 | 7.1 | 7.1 | 7.1 | 8 | 8.7 | 8.5 | 7 | 5.9 | 47.7 | 36.4 | 32.5 | 10.8 | 13.2 | 13.4 | 12.3 | 6 | 2.6 | 1.6 | 1.1 | 1.5 | 2.8 | 3.8 | 4.2 | 23.1 | 18.2 | 13.2 | 8.6 | 8.6 | 8.4 | 8.1 | 7.8 | 7.7 | 7.3 | 8 | 6.5 | 6.4 | 5.4 | 6.7 | 13.5 | 13.2 | 9.8 | 10.6 | 7.9 | 7 | 4.7 | 4.3 | 3.5 | 2.5 | 1.9 | 1.2 | 1.1 | 1.2 | 1.3 | 13.5 | 13.3 | 8.8 | 6.9 | 3 | 1.7 | 1.2 | 1.8 | 1.5 | 1.6 | 1.1 | 1.4 | 0.9 | 0.6 | 0.2 | 2.06 | 2.21 | 1.51 | 1.42 | 0.8 | 0.7 | 0.71 | 0.73 | 0.73 | 0.74 | 0.87 | 1.01 | 0.99 | 0.86 | 0.72 | 6.78 | 5.1 | 4.59 | 1.44 | 1.83 | 1.87 | 1.68 | 0.8 | 0.31 | 0.18 | 0.13 | 0.18 | 0.35 | 0.49 | 0.55 | 3.07 | 2.34 | 1.6 | 0.93 | 0.93 | 0.91 | 0.87 | 0.86 | 0.88 | 0.86 | 0.95 | 0.77 | 0.73 | 0.57 | 0.71 | 1.82 | 1.77 | 1.26 | 1.36 | 0.97 | 0.86 | 0.52 | 0.46 | 0.37 | 0.25 | 0.19 | 0.12 | 0.11 | 0.12 | 0.13 | 1.84 | 1.8 | 1.16 | 0.85 | 0.32 | 0.18 | 0.12 | 0.18 | 0.15 | 0.16 | 0.11 | 0.14 | 0.09 | 0.06 | 0.02 | 28.9 | 33.7 | 33.6 | 31.7 | 28.7 | 28.4 | 41.3 | 43.4 | 42 | 40.3 | 41.4 | 35.8 | 33.8 | 22.1 | 21.4 | 35.8 | 36.1 | 27.1 | 21.4 | 17 | 15.6 | 17.3 | 12 | 9.6 | 6.3 | 5.3 | 5.4 | 7.7 | 9.1 | 9.7 | 45.6 | 45.9 | 46.1 | 46.1 | 45.2 | 43.6 | 43.3 | 39.4 | 34.1 | 29.3 | 30.3 | 25.7 | 28.9 | 29.2 | 37.7 | 24.8 | 25.9 | 24.9 | 27.1 | 26.1 | 23.2 | 23.7 | 22 | 20.2 | 15.5 | 11.7 | 7.5 | 7 | 9 | 10.5 | 22.3 | 22.8 | 19.4 | 22.6 | 16.3 | 9.8 | 7.4 | 12.7 | 11.5 | 11.1 | 6.8 | 8.9 | 5.6 | 3.7 | 1.3 | 1339.1 | 1560.1 | 1522.3 | 1445.2 | 1282.6 | 1265.4 | 1830.4 | 1922.7 | 1860.5 | 1789.3 | 1843.9 | 1607.3 | 1516.4 | 1004.7 | 964 | 1883.5 | 1815.3 | 1397.2 | 992.9 | 818.9 | 760.1 | 825.9 | 555.5 | 430.9 | 280.9 | 236.2 | 241.8 | 353.4 | 418 | 447.4 | 2125.4 | 2106.5 | 2076.6 | 2044.8 | 2007.5 | 1939.3 | 1925.1 | 1754.3 | 1526.6 | 1316.4 | 1370.3 | 1161 | 1300.8 | 1296.4 | 1671.7 | 1148.5 | 1197.3 | 1134.4 | 1244.1 | 1181.2 | 1050.1 | 1054.8 | 976.9 | 894 | 687.4 | 518.7 | 331.9 | 306.7 | 399.3 | 466.8 | 1041.8 | 1069.5 | 891.2 | 1021.7 | 722.7 | 431.5 | 423.7 | 818.2 | 770.4 | 776.5 | 513.9 | 684.5 | 418.9 | 245.3 | 60.4 | 0.15 | 0.17 | 0.15 | 0.14 | 0.11 | 0.11 | 0.15 | 0.16 | 0.16 | 0.15 | 0.16 | 0.14 | 0.14 | 0.09 | 0.09 | 0.28 | 0.24 | 0.2 | 0.11 | 0.1 | 0.1 | 0.1 | 0.06 | 0.04 | 0.03 | 0.02 | 0.02 | 0.03 | 0.04 | 0.04 | 0.23 | 0.21 | 0.19 | 0.18 | 0.17 | 0.17 | 0.16 | 0.15 | 0.13 | 0.12 | 0.12 | 0.1 | 0.11 | 0.11 | 0.14 | 0.13 | 0.13 | 0.12 | 0.12 | 0.11 | 0.1 | 0.09 | 0.08 | 0.08 | 0.06 | 0.04 | 0.03 | 0.03 | 0.03 | 0.04 | 0.12 | 0.12 | 0.09 | 0.1 | 0.06 | 0.04 | 0.03 | 0.05 | 0.04 | 0.04 | 0.03 | 0.03 | 0.02 | 0.01 | 0 | 0.0459
| 8 | 310.9329 | 9.0965 | 1.0869 | 311.4756 | 33.8529 | 1521.7384 | 0.13781 | 76.4981 | 344.7859 | 1530.8349 | 1.2248 | 387.9738 | 331 | 367.1 | 311.3 | 292.1 | 237 | 229.8 | 335.3 | 350.7 | 337.1 | 322.2 | 337.9 | 284.7 | 266.1 | 166.6 | 167.8 | 569.9 | 495.3 | 364.3 | 192.1 | 156.7 | 145.8 | 150.9 | 86.2 | 66.3 | 46.4 | 39.7 | 32.1 | 46.8 | 58.5 | 65.8 | 521 | 480.5 | 428.4 | 393.3 | 385.5 | 370.1 | 369.2 | 326.5 | 284.3 | 228.4 | 247.5 | 204.4 | 245.1 | 238.7 | 311 | 283.8 | 284.1 | 235.4 | 240.2 | 210.1 | 184 | 193.9 | 169.3 | 145.8 | 101.3 | 81.7 | 47.1 | 42.3 | 26.6 | 25.3 | 261.1 | 260.3 | 183.5 | 198.9 | 121.9 | 66.6 | 24.9 | 19.8 | 11.5 | 8.5 | 5.7 | 4.2 | 2.4 | 1 | 0.6 | 19.5 | 19.4 | 11.2 | 10.2 | 5.7 | 5.3 | 6.6 | 6.8 | 6.7 | 6.7 | 7.6 | 7.5 | 7.2 | 5.1 | 4.5 | 47.6 | 36.1 | 27.9 | 8.5 | 8.6 | 8 | 7.4 | 3.5 | 1.9 | 1.2 | 0.9 | 1 | 1.8 | 2.6 | 3 | 28 | 21.4 | 13.2 | 8.3 | 8.3 | 8 | 8 | 7.6 | 7.5 | 6.7 | 7.7 | 6.2 | 6.7 | 5.6 | 7.2 | 16.7 | 15.3 | 9.1 | 8.7 | 5.8 | 5.2 | 4.3 | 3.8 | 3 | 1.9 | 1.6 | 0.9 | 0.8 | 0.7 | 0.8 | 16 | 14.8 | 7.7 | 6.5 | 2.5 | 1.4 | 0.9 | 1.2 | 1.1 | 1 | 0.7 | 1 | 0.6 | 0.4 | 0.1 | 2.68 | 2.62 | 1.41 | 1.28 | 0.64 | 0.58 | 0.68 | 0.7 | 0.69 | 0.7 | 0.82 | 0.87 | 0.84 | 0.62 | 0.52 | 6.77 | 5.07 | 3.94 | 1.12 | 1.16 | 1.09 | 0.99 | 0.46 | 0.23 | 0.14 | 0.1 | 0.12 | 0.23 | 0.35 | 0.4 | 3.8 | 2.81 | 1.6 | 0.89 | 0.88 | 0.86 | 0.85 | 0.84 | 0.86 | 0.8 | 0.93 | 0.75 | 0.78 | 0.62 | 0.79 | 2.3 | 2.08 | 1.17 | 1.1 | 0.69 | 0.61 | 0.47 | 0.41 | 0.32 | 0.19 | 0.16 | 0.09 | 0.08 | 0.07 | 0.08 | 2.2 | 2.02 | 1 | 0.8 | 0.27 | 0.15 | 0.09 | 0.13 | 0.11 | 0.1 | 0.07 | 0.1 | 0.06 | 0.04 | 0.01 | 27.2 | 32.2 | 32 | 30.3 | 26.9 | 26.4 | 39.4 | 41.3 | 39.5 | 37.5 | 38.8 | 31.7 | 29.5 | 17.9 | 18.6 | 33.9 | 34.3 | 24.1 | 18.4 | 13.7 | 12.7 | 13.9 | 8.6 | 7.3 | 5.2 | 4.6 | 3.4 | 4.7 | 5.5 | 6.2 | 45 | 45.6 | 46 | 45.6 | 44.6 | 42.8 | 42.7 | 37.3 | 31.7 | 24.8 | 27 | 22.5 | 27.5 | 27.2 | 35.6 | 23.4 | 24.6 | 23.7 | 24.6 | 23.1 | 20.2 | 22.3 | 19.5 | 17 | 12 | 9.6 | 5.6 | 5.2 | 5.5 | 6.6 | 20.9 | 21.9 | 17.9 | 21 | 14.2 | 7.8 | 5.6 | 9 | 8.2 | 7.4 | 4.6 | 6.3 | 3.8 | 2.5 | 0.6 | 1302.1 | 1518.4 | 1453.4 | 1377.4 | 1198.8 | 1172 | 1743.9 | 1826.5 | 1751.2 | 1666.4 | 1728.8 | 1421 | 1322.6 | 809 | 836.1 | 1807.4 | 1738.4 | 1234.9 | 848 | 641.4 | 595.8 | 643.8 | 390.3 | 325.5 | 231.2 | 202 | 155.2 | 215.7 | 257.6 | 288.1 | 2145.1 | 2119.8 | 2077.3 | 2026.8 | 1983.7 | 1902.2 | 1898.4 | 1660.2 | 1418.6 | 1116.7 | 1226.9 | 1022.4 | 1243.2 | 1213.3 | 1584.5 | 1113.4 | 1162.9 | 1076.6 | 1122.8 | 1038.1 | 907.7 | 992.1 | 865.6 | 753.9 | 529.2 | 426.5 | 245.6 | 221 | 248 | 295.4 | 1008.4 | 1043.1 | 821.9 | 953.3 | 629.3 | 343.4 | 319.4 | 572.7 | 536.5 | 519.4 | 350.8 | 488.2 | 289.1 | 173.2 | 27.7 | 0.16 | 0.17 | 0.14 | 0.13 | 0.1 | 0.1 | 0.15 | 0.15 | 0.15 | 0.14 | 0.15 | 0.13 | 0.12 | 0.07 | 0.07 | 0.27 | 0.24 | 0.17 | 0.09 | 0.07 | 0.07 | 0.07 | 0.04 | 0.03 | 0.02 | 0.02 | 0.01 | 0.02 | 0.03 | 0.03 | 0.24 | 0.22 | 0.19 | 0.17 | 0.17 | 0.16 | 0.16 | 0.14 | 0.13 | 0.1 | 0.11 | 0.09 | 0.11 | 0.1 | 0.14 | 0.14 | 0.14 | 0.11 | 0.11 | 0.09 | 0.08 | 0.09 | 0.07 | 0.06 | 0.04 | 0.04 | 0.02 | 0.02 | 0.02 | 0.03 | 0.13 | 0.12 | 0.09 | 0.09 | 0.05 | 0.03 | 0.02 | 0.03 | 0.03 | 0.03 | 0.02 | 0.02 | 0.01 | 0.01 | 0 | 0.0493
| 9 | 308.8593 | 8.9643 | 1.072 | 309.3944 | 33.6592 | 1513.1597 | 0.13781 | 76.0642 | 342.5185 | 1522.124 | 1.2098 | 385.4586 | 326 | 363.1 | 303.9 | 285.2 | 232.4 | 229.1 | 339.8 | 351 | 338.4 | 321.4 | 340.4 | 279.7 | 257.3 | 155.3 | 159.9 | 545.4 | 480.3 | 343.5 | 181.1 | 139.4 | 130.1 | 138.6 | 77.2 | 60.5 | 42.7 | 37.7 | 27 | 41.2 | 52.5 | 62.2 | 527.3 | 484.2 | 433.6 | 390.5 | 385.6 | 371 | 371.4 | 323.6 | 280.7 | 223.5 | 245.7 | 199.1 | 245.6 | 237.7 | 315.7 | 278.5 | 280.5 | 228.2 | 229.9 | 200.3 | 179.7 | 195.1 | 164.2 | 136.1 | 87.8 | 71.5 | 38.6 | 35.8 | 21.9 | 20.6 | 253.3 | 253.7 | 176.3 | 194.8 | 118.2 | 62.3 | 21.9 | 17.3 | 10.4 | 7.6 | 5 | 3.7 | 2.2 | 1 | 0.7 | 19 | 18.9 | 10.7 | 9.8 | 5.6 | 5.2 | 6.8 | 6.9 | 6.8 | 6.7 | 7.9 | 7.5 | 7.1 | 4.8 | 4.3 | 44.8 | 34 | 25.4 | 7.3 | 7.1 | 6.6 | 6.5 | 3 | 1.7 | 1.1 | 0.9 | 0.8 | 1.6 | 2.4 | 2.9 | 28.7 | 21.8 | 13.9 | 8 | 8.1 | 7.9 | 8 | 7.5 | 7.4 | 6.7 | 7.8 | 6.2 | 7.1 | 6.1 | 8 | 16.2 | 14.9 | 8.7 | 8.1 | 5.3 | 4.9 | 4.4 | 3.8 | 2.8 | 1.7 | 1.4 | 0.7 | 0.7 | 0.6 | 0.7 | 15.1 | 13.9 | 6.9 | 6.1 | 2.4 | 1.3 | 0.8 | 1.1 | 0.9 | 0.9 | 0.6 | 0.9 | 0.5 | 0.3 | 0.1 | 2.62 | 2.56 | 1.35 | 1.22 | 0.62 | 0.57 | 0.71 | 0.71 | 0.71 | 0.71 | 0.87 | 0.88 | 0.84 | 0.58 | 0.5 | 6.37 | 4.76 | 3.57 | 0.95 | 0.96 | 0.89 | 0.86 | 0.38 | 0.2 | 0.13 | 0.09 | 0.1 | 0.21 | 0.32 | 0.38 | 3.9 | 2.87 | 1.71 | 0.84 | 0.85 | 0.83 | 0.85 | 0.82 | 0.85 | 0.8 | 0.95 | 0.75 | 0.84 | 0.69 | 0.91 | 2.23 | 2.03 | 1.11 | 1.02 | 0.61 | 0.57 | 0.48 | 0.41 | 0.3 | 0.17 | 0.14 | 0.08 | 0.07 | 0.06 | 0.07 | 2.08 | 1.9 | 0.89 | 0.74 | 0.26 | 0.14 | 0.08 | 0.11 | 0.09 | 0.09 | 0.06 | 0.09 | 0.05 | 0.03 | 0.01 | 26.9 | 32 | 31.4 | 29.7 | 26.4 | 26.3 | 39.8 | 41.2 | 39.6 | 37.4 | 38.9 | 31 | 28.3 | 16.6 | 17.7 | 33.2 | 34.2 | 23.6 | 18 | 12.6 | 11.9 | 13.1 | 7.9 | 6.7 | 4.9 | 4.4 | 2.9 | 4.1 | 4.9 | 5.8 | 45.3 | 45.7 | 46 | 45.5 | 44.8 | 43 | 43 | 37 | 31.3 | 24.2 | 26.7 | 21.8 | 27.3 | 26.7 | 35.5 | 23.1 | 24.5 | 23.1 | 23.7 | 22.3 | 19.9 | 22.4 | 18.8 | 15.9 | 10.4 | 8.4 | 4.5 | 4.4 | 4.5 | 5.3 | 20.6 | 21.7 | 17.7 | 20.8 | 13.8 | 7.3 | 5.1 | 7.9 | 7.2 | 6.4 | 4.1 | 5.7 | 3.5 | 2.3 | 0.6 | 1286.5 | 1508.8 | 1424.4 | 1350.6 | 1176.8 | 1168.4 | 1762.6 | 1826.4 | 1755.2 | 1659.8 | 1733.8 | 1391 | 1272.6 | 752.1 | 795.6 | 1753.4 | 1717.6 | 1194.2 | 820.7 | 585.3 | 547.4 | 601.4 | 354.6 | 297.7 | 214.3 | 192.3 | 132 | 189.1 | 229.7 | 270.4 | 2161 | 2129.4 | 2084.5 | 2020.5 | 1990.9 | 1912.6 | 1911.9 | 1648.8 | 1401.8 | 1089.6 | 1213.1 | 991.1 | 1235.3 | 1193.4 | 1586.8 | 1098.1 | 1153.7 | 1047.9 | 1081.4 | 998.3 | 891.8 | 997.3 | 837.8 | 703.4 | 458.4 | 373.2 | 201.1 | 186.8 | 208.5 | 248.4 | 989.7 | 1032.2 | 804.7 | 940.9 | 610.7 | 321.2 | 294.5 | 502.2 | 472.6 | 447.5 | 308.2 | 437.7 | 258.4 | 160.7 | 24.1 | 0.16 | 0.17 | 0.14 | 0.13 | 0.1 | 0.1 | 0.15 | 0.15 | 0.15 | 0.14 | 0.15 | 0.12 | 0.11 | 0.07 | 0.07 | 0.26 | 0.23 | 0.16 | 0.08 | 0.07 | 0.06 | 0.06 | 0.04 | 0.03 | 0.02 | 0.02 | 0.01 | 0.02 | 0.02 | 0.03 | 0.24 | 0.22 | 0.19 | 0.17 | 0.17 | 0.16 | 0.16 | 0.14 | 0.12 | 0.1 | 0.11 | 0.09 | 0.11 | 0.1 | 0.14 | 0.14 | 0.13 | 0.11 | 0.1 | 0.09 | 0.08 | 0.09 | 0.07 | 0.06 | 0.04 | 0.03 | 0.02 | 0.02 | 0.02 | 0.02 | 0.12 | 0.12 | 0.08 | 0.09 | 0.05 | 0.03 | 0.02 | 0.03 | 0.03 | 0.02 | 0.02 | 0.02 | 0.01 | 0.01 | 0 | 0.0529
| 10 | 312.6424 | 8.9878 | 1.0709 | 313.1778 | 34.1886 | 1534.0919 | 0.13871 | 77.1799 | 346.831 | 1543.0797 | 1.2096 | 390.3578 | 301.3 | 352.6 | 307.2 | 286.6 | 230.3 | 233.5 | 350.7 | 362.6 | 349.6 | 330.5 | 348.1 | 281.7 | 258 | 152.9 | 159.8 | 495.9 | 453.5 | 334.8 | 188.5 | 143.2 | 132.8 | 141 | 77.5 | 60.1 | 42.7 | 36.5 | 26.9 | 42.2 | 53.6 | 63.1 | 515.4 | 476.2 | 442.1 | 387.5 | 382.5 | 368.3 | 372.7 | 320.3 | 275.7 | 219.3 | 248 | 200.4 | 249.1 | 243.3 | 327.2 | 259.7 | 271.6 | 229.6 | 228.6 | 198.4 | 183.1 | 203.5 | 166.8 | 134.1 | 82.4 | 69 | 37.4 | 35.1 | 20.3 | 18.7 | 232.9 | 243.3 | 176.6 | 196.9 | 116.5 | 61.9 | 21.1 | 17 | 10.5 | 7.3 | 5 | 3.8 | 2.1 | 0.9 | 0.5 | 14.3 | 16.9 | 11.8 | 10.8 | 5.4 | 5.2 | 7 | 7.1 | 7 | 6.8 | 7.8 | 7.3 | 7 | 4.7 | 4.3 | 37.3 | 29.2 | 23.7 | 7.5 | 7.1 | 6.7 | 6.5 | 2.9 | 1.7 | 1.1 | 0.8 | 0.8 | 1.7 | 2.5 | 3 | 25.8 | 19.8 | 15.2 | 7.8 | 7.7 | 7.5 | 7.9 | 7.2 | 7.1 | 6.4 | 7.7 | 6.1 | 7.1 | 6.5 | 8.7 | 12.6 | 13.2 | 9.3 | 8.5 | 5.1 | 4.7 | 4.5 | 3.7 | 2.8 | 1.6 | 1.3 | 0.7 | 0.7 | 0.6 | 0.6 | 11.3 | 11.8 | 7.2 | 6.5 | 2.4 | 1.3 | 0.8 | 1.1 | 1 | 0.9 | 0.6 | 0.9 | 0.5 | 0.3 | 0.1 | 1.92 | 2.26 | 1.52 | 1.37 | 0.6 | 0.56 | 0.72 | 0.73 | 0.73 | 0.71 | 0.85 | 0.84 | 0.82 | 0.57 | 0.5 | 5.26 | 4.05 | 3.32 | 0.96 | 0.95 | 0.89 | 0.86 | 0.37 | 0.2 | 0.12 | 0.09 | 0.1 | 0.22 | 0.33 | 0.4 | 3.47 | 2.58 | 1.89 | 0.8 | 0.8 | 0.79 | 0.83 | 0.79 | 0.81 | 0.76 | 0.93 | 0.74 | 0.84 | 0.75 | 1 | 1.69 | 1.77 | 1.21 | 1.08 | 0.58 | 0.53 | 0.49 | 0.41 | 0.29 | 0.16 | 0.13 | 0.07 | 0.07 | 0.06 | 0.06 | 1.53 | 1.58 | 0.93 | 0.8 | 0.26 | 0.14 | 0.09 | 0.11 | 0.1 | 0.09 | 0.06 | 0.09 | 0.05 | 0.03 | 0.01 | 28.1 | 32.6 | 30.9 | 29 | 26.3 | 27 | 41.1 | 42.6 | 40.9 | 38.5 | 40 | 31.5 | 28.5 | 16.4 | 17.7 | 33.5 | 35.1 | 23.9 | 18.9 | 13.2 | 12.2 | 13.4 | 8 | 6.7 | 4.9 | 4.2 | 2.9 | 4.2 | 5 | 5.8 | 46.5 | 46.5 | 46 | 45.4 | 44.7 | 43 | 43.3 | 36.8 | 30.9 | 23.9 | 27 | 22 | 27.7 | 27 | 36.4 | 24 | 25 | 22.7 | 23.2 | 22.3 | 20.6 | 23.5 | 19.2 | 15.6 | 9.7 | 8.1 | 4.4 | 4.2 | 4.2 | 4.9 | 21.4 | 22.4 | 17.4 | 20.8 | 13.6 | 7.2 | 5.1 | 7.9 | 7.3 | 6.4 | 4.1 | 5.8 | 3.4 | 2.3 | 0.5 | 1283.6 | 1505.9 | 1409.2 | 1327.8 | 1169.8 | 1196.7 | 1821.1 | 1887.2 | 1813.8 | 1710.3 | 1780.4 | 1409.2 | 1280 | 741.9 | 795.1 | 1692.9 | 1706.4 | 1196.4 | 860.8 | 608.8 | 562.8 | 615.8 | 359 | 296.4 | 214.6 | 186 | 130.5 | 191.5 | 232.6 | 272.7 | 2172 | 2137.3 | 2095 | 2011.4 | 1983.1 | 1907.2 | 1921.6 | 1636.2 | 1380.9 | 1074 | 1228.2 | 999.9 | 1252.9 | 1212.8 | 1632 | 1096.4 | 1152.6 | 1035.7 | 1061.9 | 994.7 | 918.6 | 1043.1 | 853.7 | 693 | 430.3 | 360.2 | 194.9 | 183.3 | 203.3 | 243.2 | 982.4 | 1034 | 797.3 | 941.5 | 601.4 | 319.3 | 303.9 | 511.7 | 484.3 | 453.6 | 312.9 | 445.8 | 255.2 | 159.8 | 19.7 | 0.15 | 0.17 | 0.14 | 0.13 | 0.1 | 0.1 | 0.15 | 0.16 | 0.15 | 0.14 | 0.15 | 0.12 | 0.11 | 0.07 | 0.07 | 0.25 | 0.22 | 0.16 | 0.09 | 0.07 | 0.06 | 0.07 | 0.04 | 0.03 | 0.02 | 0.02 | 0.01 | 0.02 | 0.02 | 0.03 | 0.24 | 0.22 | 0.2 | 0.17 | 0.17 | 0.16 | 0.16 | 0.14 | 0.12 | 0.1 | 0.11 | 0.09 | 0.11 | 0.11 | 0.14 | 0.13 | 0.13 | 0.11 | 0.1 | 0.09 | 0.08 | 0.09 | 0.07 | 0.06 | 0.04 | 0.03 | 0.02 | 0.02 | 0.02 | 0.02 | 0.12 | 0.12 | 0.08 | 0.09 | 0.05 | 0.03 | 0.02 | 0.03 | 0.03 | 0.02 | 0.02 | 0.02 | 0.01 | 0.01 | 0 | 0.0564
| 11 | 317.7063 | 9.1355 | 1.0916 | 318.2513 | 34.7708 | 1555.9203 | 0.14496 | 78.375 | 352.4771 | 1565.0558 | 1.2366 | 396.6263 | 300.1 | 357.4 | 314.5 | 294.3 | 233.3 | 237.2 | 354.8 | 367.5 | 355.2 | 335.4 | 351.8 | 286.5 | 263.6 | 158.1 | 162.7 | 484.6 | 448.8 | 334 | 193.7 | 151.6 | 141.2 | 148 | 78.3 | 57.1 | 41.2 | 35.4 | 26.6 | 40.6 | 50.4 | 59.9 | 531 | 487.4 | 454.7 | 390.7 | 384.9 | 369.8 | 372.2 | 320.3 | 275.5 | 217.9 | 246 | 199.6 | 254.3 | 251.9 | 338.8 | 259.5 | 275.1 | 236 | 231.2 | 199.2 | 183.7 | 207.4 | 170.3 | 137.2 | 85.7 | 70.1 | 36.5 | 34.3 | 20.5 | 19.8 | 232.9 | 246.8 | 182.9 | 203.6 | 118.9 | 62.3 | 20.5 | 17.5 | 11.1 | 7.7 | 5.1 | 4 | 2.1 | 1 | 0.5 | 12.7 | 16.5 | 12.4 | 11.5 | 5.5 | 5.3 | 7 | 7.2 | 7.1 | 6.9 | 7.8 | 7.3 | 7 | 4.8 | 4.3 | 34.8 | 27.5 | 23.2 | 7.4 | 7.2 | 6.7 | 6.6 | 2.9 | 1.5 | 1 | 0.8 | 0.8 | 1.6 | 2.4 | 2.9 | 26.5 | 20.3 | 16.6 | 7.8 | 7.7 | 7.4 | 7.6 | 7 | 6.9 | 6.3 | 7.6 | 6.1 | 7.2 | 6.8 | 9.1 | 11.5 | 12.8 | 9.7 | 8.8 | 5 | 4.7 | 4.5 | 3.8 | 2.8 | 1.6 | 1.3 | 0.7 | 0.7 | 0.6 | 0.6 | 10.3 | 11.7 | 7.9 | 7.1 | 2.5 | 1.3 | 0.8 | 1.1 | 1 | 0.9 | 0.7 | 0.9 | 0.5 | 0.4 | 0.1 | 1.7 | 2.21 | 1.61 | 1.47 | 0.61 | 0.58 | 0.72 | 0.73 | 0.74 | 0.72 | 0.85 | 0.84 | 0.81 | 0.58 | 0.5 | 4.9 | 3.8 | 3.24 | 0.95 | 0.96 | 0.9 | 0.86 | 0.37 | 0.18 | 0.12 | 0.09 | 0.1 | 0.21 | 0.31 | 0.38 | 3.58 | 2.66 | 2.1 | 0.8 | 0.8 | 0.77 | 0.79 | 0.76 | 0.79 | 0.76 | 0.92 | 0.73 | 0.84 | 0.79 | 1.06 | 1.54 | 1.72 | 1.27 | 1.13 | 0.57 | 0.53 | 0.49 | 0.41 | 0.29 | 0.16 | 0.14 | 0.07 | 0.07 | 0.06 | 0.06 | 1.38 | 1.57 | 1.03 | 0.89 | 0.26 | 0.14 | 0.09 | 0.12 | 0.1 | 0.09 | 0.07 | 0.09 | 0.05 | 0.04 | 0.01 | 29.5 | 33.8 | 31.4 | 29.5 | 26.6 | 27.3 | 41.6 | 43.2 | 41.6 | 39.1 | 40.5 | 32.1 | 29.3 | 17 | 18.1 | 34.4 | 36.1 | 24.3 | 19.6 | 14.2 | 13.3 | 14.3 | 8.1 | 6.4 | 4.7 | 4.1 | 2.9 | 4 | 4.7 | 5.5 | 48.1 | 47.7 | 46.5 | 45.8 | 45 | 43.3 | 43.4 | 37 | 31 | 23.7 | 26.9 | 22 | 28.3 | 27.9 | 37.6 | 25.1 | 25.9 | 23.2 | 23.3 | 22.4 | 20.6 | 24 | 19.6 | 16 | 10.1 | 8.3 | 4.3 | 4.2 | 4.2 | 5 | 22.5 | 23 | 17.7 | 21.1 | 13.9 | 7.3 | 5.2 | 8.1 | 7.5 | 6.5 | 4.2 | 6 | 3.5 | 2.4 | 0.6 | 1310.3 | 1533.6 | 1428.9 | 1347 | 1184.6 | 1212.4 | 1843.3 | 1912.9 | 1842.6 | 1734.9 | 1802 | 1437.4 | 1314.4 | 769.8 | 810.7 | 1694.5 | 1725.2 | 1207.9 | 891.1 | 654.4 | 609.2 | 654.9 | 364.7 | 284 | 207.6 | 181.3 | 129.6 | 185.1 | 218.6 | 258 | 2225.3 | 2176.7 | 2121.3 | 2028.5 | 1996.5 | 1918.4 | 1927 | 1643.1 | 1384.8 | 1067.8 | 1220 | 997.8 | 1281.8 | 1253.1 | 1685.7 | 1118.2 | 1173.9 | 1057.2 | 1065 | 1000.3 | 921.5 | 1064.5 | 873.1 | 710 | 447.9 | 365.6 | 190.4 | 178.8 | 201.6 | 245.4 | 1004.6 | 1049.3 | 812 | 960.3 | 614.9 | 321.4 | 309.6 | 526.5 | 499.1 | 463.2 | 321.9 | 455.3 | 259.7 | 163.8 | 25 | 0.16 | 0.18 | 0.15 | 0.14 | 0.1 | 0.1 | 0.16 | 0.16 | 0.16 | 0.15 | 0.15 | 0.13 | 0.12 | 0.07 | 0.07 | 0.25 | 0.22 | 0.16 | 0.09 | 0.07 | 0.07 | 0.07 | 0.04 | 0.03 | 0.02 | 0.02 | 0.01 | 0.02 | 0.02 | 0.03 | 0.26 | 0.23 | 0.2 | 0.17 | 0.17 | 0.16 | 0.16 | 0.14 | 0.12 | 0.1 | 0.11 | 0.09 | 0.11 | 0.11 | 0.15 | 0.14 | 0.14 | 0.11 | 0.11 | 0.09 | 0.08 | 0.09 | 0.07 | 0.06 | 0.04 | 0.03 | 0.02 | 0.02 | 0.02 | 0.02 | 0.12 | 0.12 | 0.09 | 0.09 | 0.05 | 0.03 | 0.02 | 0.03 | 0.03 | 0.02 | 0.02 | 0.02 | 0.01 | 0.01 | 0 | 0.0593
| 12 | 322.5847 | 9.2191 | 1.1033 | 323.1352 | 35.4043 | 1577.8122 | 0.15084 | 79.623 | 357.989 | 1587.0313 | 1.2541 | 402.7582 | 311.5 | 366.9 | 321.5 | 301.6 | 238.7 | 239.7 | 357.1 | 371.3 | 358.2 | 337.7 | 353.6 | 289.4 | 267.7 | 160.3 | 163.6 | 496.9 | 457.5 | 333.1 | 190.3 | 152.1 | 144.6 | 152.9 | 79.3 | 58.9 | 41.8 | 35.5 | 27 | 41.2 | 50.3 | 58.2 | 551.5 | 501.9 | 463.4 | 394.3 | 390 | 374.7 | 376.3 | 324 | 279.1 | 219.8 | 245.7 | 199.8 | 260.1 | 258.9 | 347.3 | 268.1 | 282.5 | 240.3 | 237.6 | 204.2 | 187.5 | 209.1 | 173.2 | 140.9 | 88.9 | 72.7 | 38.5 | 35.9 | 21.7 | 20.6 | 242 | 254.4 | 188.4 | 208.9 | 122.9 | 63.8 | 21.3 | 18.3 | 11.7 | 8.2 | 5.3 | 4.2 | 2.4 | 1.2 | 0.8 | 12.8 | 16.4 | 12.4 | 11.6 | 5.7 | 5.5 | 7.1 | 7.3 | 7.3 | 6.9 | 7.9 | 7.4 | 7.1 | 4.7 | 4.3 | 35.2 | 27.7 | 23.4 | 7.4 | 7.3 | 6.9 | 6.7 | 2.9 | 1.5 | 1 | 0.8 | 0.8 | 1.6 | 2.3 | 2.7 | 27.2 | 20.8 | 17 | 8 | 8 | 7.6 | 7.8 | 7.1 | 7 | 6.3 | 7.6 | 6.1 | 7.4 | 7 | 9.4 | 11.5 | 12.8 | 9.8 | 9.1 | 5.4 | 4.9 | 4.6 | 3.9 | 2.9 | 1.7 | 1.4 | 0.7 | 0.7 | 0.6 | 0.7 | 10.4 | 11.9 | 8.1 | 7.3 | 2.5 | 1.3 | 0.8 | 1.2 | 1 | 1 | 0.7 | 0.9 | 0.5 | 0.4 | 0.1 | 1.73 | 2.21 | 1.6 | 1.49 | 0.64 | 0.6 | 0.74 | 0.75 | 0.75 | 0.73 | 0.85 | 0.84 | 0.82 | 0.57 | 0.49 | 4.98 | 3.85 | 3.27 | 0.95 | 0.98 | 0.91 | 0.88 | 0.37 | 0.17 | 0.11 | 0.08 | 0.1 | 0.2 | 0.31 | 0.36 | 3.71 | 2.75 | 2.17 | 0.83 | 0.84 | 0.8 | 0.82 | 0.77 | 0.8 | 0.76 | 0.92 | 0.73 | 0.87 | 0.82 | 1.1 | 1.56 | 1.73 | 1.28 | 1.17 | 0.62 | 0.57 | 0.5 | 0.42 | 0.3 | 0.17 | 0.14 | 0.08 | 0.07 | 0.06 | 0.07 | 1.42 | 1.61 | 1.06 | 0.91 | 0.27 | 0.14 | 0.09 | 0.12 | 0.1 | 0.1 | 0.07 | 0.09 | 0.05 | 0.04 | 0.01 | 31.3 | 35.4 | 32.4 | 30.4 | 27.1 | 27.5 | 41.9 | 43.6 | 41.9 | 39.4 | 40.7 | 32.4 | 29.8 | 17.4 | 18.2 | 36 | 37.3 | 24 | 19.2 | 14.1 | 13.6 | 14.9 | 8.2 | 6.7 | 4.8 | 4.2 | 2.9 | 4.1 | 4.7 | 5.4 | 50.9 | 49.6 | 47.5 | 46.1 | 45.5 | 43.8 | 43.8 | 37.4 | 31.4 | 24 | 26.9 | 22 | 28.9 | 28.6 | 38.4 | 26.5 | 27.1 | 23.8 | 24 | 22.8 | 20.9 | 24.1 | 19.9 | 16.4 | 10.5 | 8.6 | 4.5 | 4.3 | 4.4 | 5.1 | 23.9 | 24.1 | 18.3 | 21.7 | 14.3 | 7.4 | 5.2 | 8.2 | 7.5 | 6.7 | 4.3 | 6.1 | 3.6 | 2.4 | 0.5 | 1348.5 | 1570.8 | 1464.7 | 1380.8 | 1206.5 | 1221.9 | 1854.1 | 1931.7 | 1856.9 | 1747.3 | 1810.5 | 1452.3 | 1335 | 783.2 | 817.3 | 1730.1 | 1751.9 | 1194.8 | 871 | 652.3 | 624.8 | 678.6 | 370 | 294.9 | 211.6 | 182.7 | 131.9 | 189.2 | 219.8 | 252.3 | 2281.8 | 2217.7 | 2144.5 | 2040.8 | 2014.9 | 1938.6 | 1944.6 | 1661.9 | 1403 | 1078.3 | 1219.2 | 999.4 | 1309 | 1286 | 1725 | 1148.7 | 1202.3 | 1075.9 | 1089.9 | 1017.9 | 934.7 | 1071.6 | 886.9 | 728.8 | 464.3 | 379.5 | 200.7 | 187.3 | 206.4 | 246.8 | 1033.4 | 1072.5 | 833.3 | 983.3 | 635.3 | 328.6 | 313.4 | 536.2 | 508.1 | 477.6 | 330.8 | 468.7 | 267.2 | 168.5 | 24.7 | 0.18 | 0.2 | 0.16 | 0.14 | 0.11 | 0.11 | 0.16 | 0.16 | 0.16 | 0.15 | 0.15 | 0.13 | 0.12 | 0.07 | 0.07 | 0.27 | 0.24 | 0.16 | 0.09 | 0.07 | 0.07 | 0.07 | 0.04 | 0.03 | 0.02 | 0.02 | 0.01 | 0.02 | 0.02 | 0.03 | 0.3 | 0.26 | 0.22 | 0.17 | 0.17 | 0.16 | 0.16 | 0.14 | 0.12 | 0.1 | 0.11 | 0.09 | 0.12 | 0.11 | 0.15 | 0.16 | 0.15 | 0.12 | 0.11 | 0.09 | 0.08 | 0.09 | 0.08 | 0.06 | 0.04 | 0.03 | 0.02 | 0.02 | 0.02 | 0.02 | 0.14 | 0.14 | 0.09 | 0.1 | 0.05 | 0.03 | 0.02 | 0.03 | 0.03 | 0.03 | 0.02 | 0.02 | 0.01 | 0.01 | 0 | 0.0617
| 13 | 326.1566 | 9.4074 | 1.1302 | 326.7195 | 35.7541 | 1590.3111 | 0.15531 | 80.3239 | 361.9107 | 1599.7185 | 1.2855 | 407.0435 | 321.8 | 379 | 328.5 | 307 | 238.8 | 240.2 | 357.3 | 372.5 | 359.5 | 339.6 | 354.9 | 290.9 | 270.5 | 162.8 | 166.4 | 514.3 | 473.7 | 344.2 | 196.3 | 153.1 | 143.3 | 150.2 | 75.5 | 56.7 | 40.3 | 34.8 | 25.3 | 39.7 | 49.4 | 57.6 | 561.2 | 508.4 | 465.4 | 395 | 391 | 376.9 | 378.2 | 327.5 | 281.6 | 223.2 | 247.8 | 203.7 | 265.2 | 265.9 | 354.1 | 276.4 | 291.5 | 246.4 | 246.8 | 210.4 | 192.9 | 210.3 | 173.3 | 141.1 | 89 | 73.7 | 39.8 | 36 | 21.4 | 19.3 | 250 | 265.3 | 196.6 | 215.3 | 124.2 | 65.3 | 23 | 19.5 | 11.8 | 8.3 | 5.6 | 4.2 | 2.5 | 1.2 | 0.8 | 13.1 | 16.9 | 12.9 | 12 | 5.9 | 5.6 | 7.2 | 7.3 | 7.2 | 6.9 | 7.7 | 7.4 | 7.3 | 5.1 | 4.5 | 36.4 | 29.1 | 24.6 | 8.1 | 7.7 | 7.1 | 6.9 | 2.8 | 1.4 | 1 | 0.8 | 0.8 | 1.6 | 2.3 | 2.7 | 26.7 | 20.5 | 16.7 | 8.1 | 8.1 | 7.8 | 7.8 | 7.1 | 6.9 | 6.4 | 7.5 | 6.1 | 7.7 | 7.5 | 9.9 | 11.7 | 13.1 | 10.1 | 9.7 | 5.8 | 5.4 | 4.7 | 3.8 | 2.9 | 1.7 | 1.4 | 0.8 | 0.7 | 0.6 | 0.6 | 10.7 | 12.6 | 8.8 | 7.9 | 2.6 | 1.4 | 0.9 | 1.2 | 1 | 1 | 0.7 | 1 | 0.6 | 0.4 | 0.1 | 1.78 | 2.3 | 1.67 | 1.54 | 0.66 | 0.62 | 0.75 | 0.74 | 0.74 | 0.72 | 0.83 | 0.85 | 0.85 | 0.62 | 0.53 | 5.18 | 4.06 | 3.45 | 1.05 | 1.04 | 0.95 | 0.91 | 0.35 | 0.17 | 0.11 | 0.08 | 0.09 | 0.2 | 0.3 | 0.36 | 3.68 | 2.73 | 2.13 | 0.84 | 0.86 | 0.82 | 0.82 | 0.76 | 0.78 | 0.75 | 0.91 | 0.74 | 0.92 | 0.88 | 1.17 | 1.59 | 1.79 | 1.32 | 1.25 | 0.69 | 0.64 | 0.51 | 0.41 | 0.3 | 0.17 | 0.14 | 0.08 | 0.07 | 0.06 | 0.06 | 1.47 | 1.73 | 1.17 | 1 | 0.27 | 0.15 | 0.09 | 0.12 | 0.1 | 0.1 | 0.07 | 0.1 | 0.06 | 0.04 | 0.01 | 32.7 | 36.8 | 33 | 30.8 | 27 | 27.4 | 41.8 | 43.8 | 42.1 | 39.7 | 41 | 32.6 | 30 | 17.4 | 18.4 | 37.6 | 38.5 | 24.4 | 19.4 | 13.9 | 13.1 | 14.3 | 7.8 | 6.5 | 4.7 | 4.1 | 2.7 | 3.9 | 4.6 | 5.4 | 53.3 | 51.2 | 48.2 | 46.2 | 45.5 | 43.9 | 44.1 | 37.9 | 31.8 | 24.4 | 27.2 | 22.4 | 29.3 | 29.2 | 38.9 | 27.6 | 28.2 | 24.4 | 24.7 | 23.2 | 21.2 | 24.2 | 20 | 16.5 | 10.5 | 8.7 | 4.7 | 4.4 | 4.4 | 5.1 | 24.9 | 25 | 18.7 | 22 | 14.5 | 7.6 | 5.4 | 8.4 | 7.6 | 6.8 | 4.4 | 6.2 | 3.8 | 2.6 | 0.6 | 1379.7 | 1607.1 | 1486.9 | 1397.7 | 1204.6 | 1221.5 | 1853.2 | 1939 | 1867.5 | 1760.4 | 1822.8 | 1459.7 | 1344.6 | 788 | 825.1 | 1767.3 | 1786.2 | 1220.7 | 884.8 | 646.3 | 608.7 | 656.5 | 351.3 | 284.3 | 204.8 | 178.8 | 122.9 | 181.6 | 216.3 | 250.7 | 2305.4 | 2233.9 | 2151.3 | 2042.3 | 2017.4 | 1947 | 1955.9 | 1682.9 | 1419.7 | 1097.9 | 1231.6 | 1019 | 1327.6 | 1312.8 | 1748.8 | 1174.9 | 1230.9 | 1101 | 1123.1 | 1039.3 | 950.8 | 1076.2 | 888.9 | 730.6 | 464.8 | 384.3 | 207.3 | 188 | 200.1 | 233.1 | 1055.7 | 1098.9 | 856 | 999 | 641.8 | 336.2 | 320.9 | 543.7 | 509.7 | 480.7 | 334.4 | 478.2 | 277.8 | 177.6 | 26.7 | 0.2 | 0.22 | 0.16 | 0.15 | 0.11 | 0.11 | 0.16 | 0.16 | 0.16 | 0.15 | 0.16 | 0.13 | 0.12 | 0.07 | 0.07 | 0.3 | 0.26 | 0.17 | 0.09 | 0.07 | 0.07 | 0.07 | 0.03 | 0.03 | 0.02 | 0.02 | 0.01 | 0.02 | 0.02 | 0.03 | 0.34 | 0.28 | 0.23 | 0.17 | 0.17 | 0.17 | 0.17 | 0.14 | 0.12 | 0.1 | 0.11 | 0.09 | 0.12 | 0.12 | 0.16 | 0.17 | 0.17 | 0.12 | 0.12 | 0.09 | 0.09 | 0.09 | 0.08 | 0.06 | 0.04 | 0.03 | 0.02 | 0.02 | 0.02 | 0.02 | 0.16 | 0.15 | 0.1 | 0.1 | 0.05 | 0.03 | 0.02 | 0.03 | 0.03 | 0.03 | 0.02 | 0.02 | 0.01 | 0.01 | 0 | 0.0634
| 14 | 331.5573 | 9.6233 | 1.1624 | 332.1348 | 36.3405 | 1610.5348 | 0.1591 | 81.4776 | 367.8978 | 1620.158 | 1.3215 | 413.6124 | 337.3 | 392.4 | 339.2 | 313.4 | 243.5 | 243.4 | 359.1 | 373.7 | 360.5 | 342.6 | 357.7 | 294.8 | 272.9 | 164.9 | 167.6 | 534.1 | 492.4 | 365.4 | 209.6 | 166.6 | 150 | 155.6 | 74.9 | 53.5 | 37.1 | 31.8 | 24.1 | 38.1 | 48.3 | 57 | 572.9 | 516.7 | 469.8 | 397.4 | 394.5 | 381.1 | 382.4 | 332.5 | 286.9 | 229.9 | 253.5 | 210.5 | 270.2 | 269.7 | 355.8 | 290.2 | 302.5 | 256.2 | 251.9 | 213.1 | 193.6 | 211.3 | 176.3 | 144.7 | 92.3 | 75.7 | 42.5 | 37.9 | 23.3 | 20.2 | 262.8 | 276.4 | 204.3 | 219.2 | 126.1 | 67.3 | 23.4 | 19.3 | 11.2 | 8 | 5.3 | 4.4 | 2.5 | 1.3 | 0.7 | 13.9 | 17.7 | 13.4 | 12.2 | 6 | 5.7 | 7.3 | 7.3 | 7.1 | 6.9 | 7.8 | 7.5 | 7.2 | 5 | 4.4 | 38.2 | 30.6 | 26.4 | 9 | 8.7 | 7.8 | 7.4 | 2.9 | 1.4 | 0.9 | 0.7 | 0.7 | 1.5 | 2.2 | 2.6 | 26.8 | 20.6 | 16.7 | 8.2 | 8.4 | 8.1 | 8.2 | 7.4 | 7.2 | 6.5 | 7.6 | 6.2 | 7.8 | 7.6 | 10.1 | 12.4 | 13.8 | 10.7 | 10 | 6 | 5.4 | 4.7 | 3.9 | 3 | 1.8 | 1.4 | 0.8 | 0.7 | 0.6 | 0.6 | 11.5 | 13.5 | 9.6 | 8.3 | 2.6 | 1.4 | 0.9 | 1.2 | 1 | 1 | 0.7 | 1 | 0.6 | 0.4 | 0.1 | 1.93 | 2.42 | 1.76 | 1.58 | 0.67 | 0.63 | 0.75 | 0.75 | 0.73 | 0.71 | 0.83 | 0.85 | 0.83 | 0.6 | 0.51 | 5.47 | 4.3 | 3.71 | 1.18 | 1.18 | 1.04 | 0.98 | 0.36 | 0.17 | 0.1 | 0.08 | 0.09 | 0.19 | 0.28 | 0.34 | 3.74 | 2.78 | 2.14 | 0.87 | 0.9 | 0.86 | 0.87 | 0.8 | 0.81 | 0.77 | 0.91 | 0.74 | 0.93 | 0.9 | 1.2 | 1.72 | 1.9 | 1.42 | 1.29 | 0.7 | 0.64 | 0.51 | 0.43 | 0.31 | 0.18 | 0.15 | 0.08 | 0.07 | 0.06 | 0.06 | 1.61 | 1.88 | 1.28 | 1.06 | 0.27 | 0.15 | 0.09 | 0.12 | 0.1 | 0.1 | 0.07 | 0.1 | 0.06 | 0.04 | 0.01 | 34.5 | 38.2 | 34 | 31.5 | 27.6 | 27.8 | 42 | 43.9 | 42.3 | 40.1 | 41.3 | 33.1 | 30.4 | 17.8 | 18.7 | 38.9 | 39.8 | 25.7 | 20.4 | 14.7 | 13.4 | 14.5 | 7.6 | 6.1 | 4.3 | 3.7 | 2.6 | 3.8 | 4.6 | 5.4 | 55.4 | 52.7 | 49.1 | 46.3 | 45.8 | 44.2 | 44.3 | 38.3 | 32.3 | 25.2 | 27.9 | 23.3 | 29.9 | 29.6 | 39 | 29.2 | 29.3 | 25.2 | 25.2 | 23.5 | 21.3 | 24.3 | 20.3 | 16.9 | 10.9 | 8.9 | 5 | 4.6 | 4.6 | 5.1 | 26.2 | 25.9 | 19.1 | 22.2 | 14.7 | 7.8 | 5.5 | 8.5 | 7.6 | 6.9 | 4.5 | 6.6 | 4 | 2.8 | 0.6 | 1412.8 | 1638.7 | 1524.6 | 1423.5 | 1227.4 | 1237.8 | 1861.7 | 1945.5 | 1874.4 | 1777.9 | 1837.9 | 1481.3 | 1361.8 | 803.9 | 836.3 | 1800.5 | 1826.9 | 1284.5 | 930.5 | 692.4 | 628 | 672.5 | 345.8 | 266.9 | 187.1 | 163.3 | 116.9 | 175.7 | 212.8 | 250.8 | 2319.9 | 2244.7 | 2161.1 | 2051.1 | 2029.4 | 1961.5 | 1968.4 | 1702.3 | 1442.6 | 1132.5 | 1262 | 1056.2 | 1353.3 | 1330.8 | 1752.9 | 1206.2 | 1256.7 | 1131.3 | 1140.8 | 1050.7 | 956.3 | 1080.6 | 902.8 | 748 | 482.3 | 395 | 221.3 | 198 | 208 | 234.8 | 1081.3 | 1118.9 | 874.1 | 1009.1 | 651.5 | 346.6 | 326 | 552 | 516.7 | 493.2 | 347 | 501.7 | 293.5 | 188 | 27.9 | 0.23 | 0.24 | 0.17 | 0.15 | 0.11 | 0.11 | 0.16 | 0.16 | 0.16 | 0.15 | 0.16 | 0.13 | 0.12 | 0.07 | 0.07 | 0.32 | 0.28 | 0.18 | 0.1 | 0.08 | 0.07 | 0.07 | 0.03 | 0.02 | 0.02 | 0.01 | 0.01 | 0.02 | 0.02 | 0.03 | 0.38 | 0.31 | 0.24 | 0.18 | 0.17 | 0.17 | 0.17 | 0.15 | 0.13 | 0.1 | 0.11 | 0.1 | 0.12 | 0.12 | 0.16 | 0.19 | 0.19 | 0.13 | 0.12 | 0.1 | 0.09 | 0.09 | 0.08 | 0.06 | 0.04 | 0.03 | 0.02 | 0.02 | 0.02 | 0.02 | 0.18 | 0.17 | 0.1 | 0.1 | 0.06 | 0.03 | 0.02 | 0.03 | 0.03 | 0.03 | 0.02 | 0.02 | 0.01 | 0.01 | 0 | 0.0643
| 15 | 339.2245 | 10.006 | 1.2192 | 339.8277 | 37.0879 | 1639.041 | 0.16402 | 83.0246 | 376.3124 | 1649.047 | 1.3832 | 422.8523 | 349.5 | 405.9 | 354.7 | 325.7 | 250.6 | 249.3 | 360 | 375.3 | 363.1 | 347.5 | 363.5 | 301.4 | 281.5 | 173.6 | 176.9 | 553.6 | 513.9 | 392.9 | 226.6 | 184.2 | 164.7 | 167.5 | 76.9 | 54 | 37.3 | 32.1 | 23.6 | 37.7 | 48.2 | 56.6 | 579 | 521.3 | 473.6 | 398.9 | 396.5 | 385.3 | 385.7 | 338.1 | 293.9 | 240.4 | 263.3 | 222.7 | 277.7 | 277.5 | 359 | 301.7 | 313.2 | 268.7 | 261.9 | 223.4 | 202.2 | 215.6 | 177.2 | 145.4 | 93.8 | 78.4 | 45.6 | 40.2 | 24.5 | 20.7 | 273.7 | 285.8 | 217.1 | 228.1 | 133.7 | 72.3 | 25.7 | 20.7 | 11.7 | 8.2 | 5.6 | 4.7 | 2.9 | 1.6 | 0.8 | 14.3 | 18.3 | 14.4 | 13 | 6.3 | 6 | 7.2 | 7.3 | 7.2 | 7.1 | 8 | 7.7 | 7.6 | 5.4 | 4.9 | 39.8 | 32.4 | 29 | 10.5 | 10.1 | 8.8 | 8.2 | 3 | 1.4 | 0.9 | 0.7 | 0.7 | 1.5 | 2.2 | 2.6 | 26.9 | 20.7 | 16.9 | 8.3 | 8.4 | 8.2 | 8.1 | 7.4 | 7.2 | 6.7 | 7.7 | 6.3 | 7.5 | 7.2 | 9.3 | 12.9 | 14.3 | 11.5 | 11 | 6.9 | 6.2 | 4.9 | 4 | 3 | 1.8 | 1.5 | 0.9 | 0.8 | 0.6 | 0.6 | 12 | 13.9 | 10.2 | 8.4 | 2.7 | 1.5 | 0.9 | 1.3 | 1.1 | 1 | 0.7 | 1.1 | 0.7 | 0.5 | 0.1 | 1.99 | 2.52 | 1.91 | 1.7 | 0.72 | 0.66 | 0.74 | 0.74 | 0.74 | 0.73 | 0.87 | 0.89 | 0.88 | 0.65 | 0.58 | 5.7 | 4.57 | 4.09 | 1.4 | 1.37 | 1.19 | 1.09 | 0.38 | 0.16 | 0.11 | 0.08 | 0.09 | 0.19 | 0.28 | 0.34 | 3.77 | 2.8 | 2.18 | 0.87 | 0.89 | 0.87 | 0.86 | 0.8 | 0.82 | 0.78 | 0.91 | 0.75 | 0.88 | 0.83 | 1.07 | 1.79 | 1.97 | 1.54 | 1.44 | 0.83 | 0.75 | 0.53 | 0.43 | 0.31 | 0.18 | 0.15 | 0.09 | 0.08 | 0.06 | 0.06 | 1.68 | 1.94 | 1.37 | 1.08 | 0.29 | 0.16 | 0.1 | 0.13 | 0.11 | 0.1 | 0.07 | 0.11 | 0.07 | 0.05 | 0.01 | 36 | 39.7 | 35.3 | 32.5 | 28.2 | 28.4 | 42.2 | 44.2 | 42.6 | 40.6 | 41.9 | 33.7 | 31.2 | 18.6 | 19.5 | 40.3 | 41.2 | 27 | 21.3 | 15.9 | 14.4 | 15.4 | 7.8 | 6.1 | 4.2 | 3.7 | 2.5 | 3.8 | 4.6 | 5.3 | 56.4 | 53.4 | 49.5 | 46.5 | 46.1 | 44.8 | 44.9 | 39 | 33.2 | 26.5 | 29.1 | 24.8 | 31.1 | 31 | 40.1 | 30.5 | 30.5 | 26.3 | 25.7 | 24 | 21.7 | 24.7 | 20.4 | 17 | 11.1 | 9.2 | 5.4 | 4.8 | 4.7 | 5.2 | 27.4 | 26.9 | 20.3 | 23.3 | 15.6 | 8.4 | 5.8 | 9 | 8 | 7.2 | 4.7 | 7.1 | 4.4 | 3.2 | 0.7 | 1458.8 | 1682.9 | 1573.7 | 1463.5 | 1256.4 | 1263.5 | 1870 | 1955.4 | 1887.7 | 1800.8 | 1863.2 | 1510.6 | 1399.9 | 841.1 | 874.7 | 1855.8 | 1884.8 | 1357 | 978.3 | 752.1 | 681.4 | 717.3 | 354 | 269.7 | 187.1 | 164.1 | 114.1 | 173 | 212.4 | 248.8 | 2330.9 | 2254 | 2168.2 | 2057.4 | 2040 | 1982.2 | 1988.7 | 1733.1 | 1481 | 1187.9 | 1314.4 | 1119.8 | 1403 | 1388.1 | 1795.5 | 1247.4 | 1291.8 | 1171.4 | 1162.9 | 1081.7 | 981.3 | 1101.3 | 906.1 | 751.9 | 490 | 409.1 | 237.6 | 209.7 | 217.7 | 242.8 | 1120.2 | 1154.3 | 926.8 | 1054.4 | 691.8 | 372.5 | 337.1 | 578.5 | 538.4 | 518.6 | 362 | 535.1 | 322.2 | 209.3 | 31.1 | 0.25 | 0.26 | 0.18 | 0.16 | 0.11 | 0.11 | 0.16 | 0.16 | 0.16 | 0.15 | 0.16 | 0.13 | 0.12 | 0.08 | 0.08 | 0.34 | 0.3 | 0.19 | 0.11 | 0.09 | 0.08 | 0.08 | 0.03 | 0.02 | 0.02 | 0.01 | 0.01 | 0.02 | 0.02 | 0.03 | 0.4 | 0.32 | 0.25 | 0.18 | 0.18 | 0.17 | 0.17 | 0.15 | 0.13 | 0.11 | 0.12 | 0.1 | 0.12 | 0.12 | 0.16 | 0.21 | 0.2 | 0.14 | 0.13 | 0.1 | 0.09 | 0.09 | 0.08 | 0.06 | 0.04 | 0.03 | 0.02 | 0.02 | 0.02 | 0.02 | 0.19 | 0.18 | 0.11 | 0.11 | 0.06 | 0.03 | 0.02 | 0.03 | 0.03 | 0.03 | 0.02 | 0.03 | 0.02 | 0.01 | 0 | 0.0648
| 16 | 356.5148 | 10.8298 | 1.3304 | 357.1706 | 38.6901 | 1712.7398 | 0.17267 | 86.6926 | 395.2049 | 1723.5696 | 1.5031 | 443.8632 | 372.1 | 429.3 | 385.4 | 344.5 | 269.5 | 267.7 | 370.8 | 383.2 | 373.3 | 361.6 | 373.6 | 316.1 | 300.5 | 194.5 | 195 | 612.4 | 565.3 | 474 | 276.7 | 241.4 | 206.8 | 195.9 | 83.9 | 50.9 | 34.6 | 32.1 | 23.3 | 37 | 47.7 | 56.5 | 566.5 | 513.4 | 470.7 | 402.5 | 400.5 | 392.2 | 391.8 | 352.8 | 312.1 | 263.7 | 283.1 | 250.2 | 296.1 | 292.3 | 358.4 | 323.5 | 332.9 | 296 | 276 | 239.3 | 215.2 | 224.6 | 185.2 | 156.1 | 107.6 | 88.2 | 56.5 | 48 | 30.1 | 22.5 | 300.3 | 309.3 | 250.8 | 247.5 | 153 | 87.2 | 33.8 | 23.7 | 13.3 | 9.7 | 6.8 | 5.9 | 3.6 | 2.1 | 1 | 15 | 19.4 | 16.5 | 14.3 | 7.4 | 6.9 | 7.5 | 7.4 | 7.3 | 7.2 | 8.2 | 8.2 | 8.1 | 6 | 5.4 | 45.9 | 37.4 | 36.4 | 14.1 | 14.9 | 13 | 11.2 | 3.9 | 1.3 | 0.9 | 0.7 | 0.7 | 1.4 | 2.1 | 2.5 | 24.8 | 19.3 | 16.2 | 8.3 | 8.4 | 8.2 | 8.1 | 7.6 | 7.5 | 7 | 7.8 | 6.8 | 7.3 | 6.7 | 7.9 | 13.6 | 15.1 | 13.3 | 11.9 | 7.7 | 6.8 | 5.2 | 4.2 | 3.2 | 2 | 1.7 | 1.1 | 0.9 | 0.7 | 0.7 | 14.1 | 15.8 | 12.9 | 9.3 | 3.1 | 1.8 | 1.1 | 1.4 | 1.2 | 1.1 | 0.9 | 1.3 | 0.9 | 0.6 | 0.1 | 2.08 | 2.67 | 2.19 | 1.89 | 0.87 | 0.79 | 0.77 | 0.75 | 0.74 | 0.75 | 0.89 | 0.95 | 0.95 | 0.73 | 0.63 | 6.59 | 5.3 | 5.16 | 1.91 | 2.05 | 1.79 | 1.53 | 0.52 | 0.15 | 0.1 | 0.08 | 0.09 | 0.18 | 0.28 | 0.33 | 3.46 | 2.6 | 2.08 | 0.87 | 0.9 | 0.87 | 0.86 | 0.81 | 0.85 | 0.82 | 0.91 | 0.8 | 0.83 | 0.74 | 0.85 | 1.89 | 2.09 | 1.79 | 1.57 | 0.94 | 0.83 | 0.58 | 0.46 | 0.34 | 0.21 | 0.17 | 0.11 | 0.09 | 0.07 | 0.07 | 1.97 | 2.21 | 1.76 | 1.19 | 0.33 | 0.19 | 0.12 | 0.14 | 0.12 | 0.11 | 0.09 | 0.13 | 0.09 | 0.06 | 0.01 | 38.4 | 41.9 | 37.7 | 33.9 | 29.8 | 30 | 43.4 | 45.1 | 43.9 | 42.3 | 43.1 | 35.3 | 33.3 | 20.8 | 21.5 | 42.6 | 43.7 | 31.4 | 24.9 | 19.2 | 16.2 | 16.4 | 7.8 | 5.7 | 3.9 | 3.7 | 2.5 | 3.7 | 4.5 | 5.4 | 56.6 | 53.6 | 49.7 | 47 | 46.6 | 45.7 | 45.6 | 40.9 | 35.4 | 29.3 | 31.6 | 28 | 33.7 | 33.5 | 41.3 | 32.8 | 32.4 | 28.3 | 26.7 | 25.5 | 23 | 25.7 | 21.2 | 18.2 | 12.7 | 10.4 | 6.7 | 5.7 | 5.3 | 5.3 | 29.1 | 28.4 | 22.5 | 25.2 | 17.9 | 10.2 | 7 | 9.9 | 8.9 | 8.1 | 5.5 | 8.5 | 5.5 | 4 | 0.9 | 1566 | 1783.4 | 1686.6 | 1529.4 | 1332.3 | 1339.5 | 1922.4 | 1997.8 | 1943.3 | 1877 | 1916 | 1579.8 | 1492.8 | 940.7 | 964.3 | 2001.3 | 2019.7 | 1587.4 | 1148 | 932.1 | 792.9 | 786.1 | 365.1 | 254.8 | 174.2 | 164.2 | 112.7 | 170.4 | 210.9 | 249.6 | 2325.8 | 2252.5 | 2173.8 | 2076.8 | 2060.6 | 2020.1 | 2022.7 | 1811.9 | 1576.3 | 1309.7 | 1418.7 | 1257.5 | 1509.3 | 1488.9 | 1839.1 | 1347.9 | 1377.9 | 1270.6 | 1214.3 | 1147.5 | 1038 | 1142.7 | 945.6 | 806.4 | 561.5 | 460 | 294.3 | 250.3 | 238.3 | 239 | 1208.6 | 1225 | 1031.1 | 1136.9 | 791.4 | 449.8 | 401.2 | 643 | 596.7 | 576.5 | 417.5 | 646.9 | 409.5 | 274 | 38.7 | 0.26 | 0.27 | 0.2 | 0.17 | 0.12 | 0.12 | 0.16 | 0.17 | 0.16 | 0.16 | 0.16 | 0.14 | 0.13 | 0.09 | 0.09 | 0.37 | 0.33 | 0.24 | 0.14 | 0.11 | 0.1 | 0.09 | 0.04 | 0.02 | 0.02 | 0.01 | 0.01 | 0.02 | 0.02 | 0.03 | 0.39 | 0.32 | 0.25 | 0.18 | 0.18 | 0.17 | 0.17 | 0.16 | 0.14 | 0.12 | 0.13 | 0.11 | 0.13 | 0.13 | 0.16 | 0.22 | 0.21 | 0.16 | 0.14 | 0.11 | 0.1 | 0.1 | 0.08 | 0.07 | 0.05 | 0.04 | 0.02 | 0.02 | 0.02 | 0.02 | 0.2 | 0.19 | 0.13 | 0.12 | 0.07 | 0.04 | 0.03 | 0.04 | 0.03 | 0.03 | 0.02 | 0.03 | 0.02 | 0.01 | 0 | 0.0644
| 17 | 395.4592 | 12.2096 | 1.5174 | 396.2032 | 42.8176 | 1885.0566 | 0.19683 | 95.6513 | 438.2768 | 1897.2662 | 1.7142 | 491.8546 | 469 | 499.3 | 462.9 | 387.1 | 314.3 | 310.1 | 382.4 | 395.4 | 388.8 | 383.9 | 389.9 | 348.2 | 339 | 238.1 | 228.1 | 716.9 | 649.6 | 584.1 | 331 | 303.8 | 265.3 | 247.5 | 118 | 70.3 | 45.5 | 39.5 | 31.4 | 46.5 | 58.3 | 65.3 | 555.9 | 507.8 | 468.6 | 410.6 | 409.4 | 406.1 | 403 | 378.8 | 349.9 | 319.2 | 333 | 332 | 359.7 | 354.6 | 376.8 | 414.9 | 398.1 | 368.5 | 303.1 | 270.6 | 244.2 | 240.3 | 210 | 184.1 | 147.4 | 116.4 | 88 | 69.2 | 46.1 | 31.6 | 419 | 389.6 | 341.3 | 267.5 | 188.4 | 120.2 | 57.8 | 31.7 | 16.1 | 11.8 | 8.9 | 7.6 | 5.3 | 3.2 | 1.9 | 19.3 | 22 | 19.7 | 15.8 | 9.1 | 8.5 | 7.6 | 7.7 | 7.6 | 7.8 | 8.6 | 8.9 | 8.8 | 7.2 | 6.5 | 56.4 | 44.7 | 45.2 | 16.5 | 20 | 18.8 | 16.1 | 6 | 2 | 1.2 | 0.9 | 1 | 1.8 | 2.5 | 2.9 | 23 | 18.2 | 15.4 | 8.6 | 8.8 | 8.8 | 8.5 | 8 | 8.1 | 7.8 | 8.1 | 7.7 | 7.8 | 7.2 | 7.3 | 17.8 | 17.8 | 16.6 | 12.7 | 8.7 | 7.9 | 6 | 5.2 | 4 | 2.8 | 2.3 | 1.7 | 1.3 | 1 | 0.8 | 22.3 | 21 | 18.7 | 9.4 | 4 | 2.5 | 1.7 | 1.8 | 1.4 | 1.4 | 1.1 | 1.7 | 1.2 | 0.9 | 0.3 | 2.67 | 3.02 | 2.64 | 2.09 | 1.1 | 1.01 | 0.78 | 0.79 | 0.79 | 0.82 | 0.93 | 1.03 | 1.02 | 0.88 | 0.77 | 8.11 | 6.35 | 6.43 | 2.27 | 2.8 | 2.64 | 2.24 | 0.81 | 0.23 | 0.14 | 0.1 | 0.12 | 0.22 | 0.33 | 0.37 | 3.18 | 2.43 | 1.96 | 0.92 | 0.95 | 0.95 | 0.9 | 0.86 | 0.89 | 0.89 | 0.92 | 0.86 | 0.85 | 0.75 | 0.75 | 2.46 | 2.45 | 2.24 | 1.68 | 1.08 | 0.97 | 0.68 | 0.59 | 0.43 | 0.29 | 0.23 | 0.18 | 0.14 | 0.1 | 0.08 | 3.15 | 2.95 | 2.58 | 1.19 | 0.42 | 0.27 | 0.18 | 0.18 | 0.14 | 0.14 | 0.11 | 0.17 | 0.12 | 0.09 | 0.03 | 47.9 | 49.3 | 45.5 | 38.4 | 34.4 | 34.3 | 44.9 | 46.6 | 45.7 | 44.9 | 45 | 39 | 37.9 | 25.6 | 25 | 47.2 | 48.7 | 38.7 | 30.5 | 23.3 | 19.1 | 19 | 10.5 | 7.8 | 5.1 | 4.5 | 3.4 | 4.7 | 5.6 | 6.2 | 56.7 | 53.7 | 50.1 | 47.8 | 47.4 | 47.1 | 46.9 | 44 | 40.1 | 36.2 | 38 | 38.3 | 41.9 | 41.6 | 44.3 | 41.7 | 39 | 35.5 | 29.8 | 28.8 | 26 | 27.2 | 23.8 | 21.3 | 17.4 | 13.7 | 10.4 | 8.2 | 7.4 | 6.7 | 38 | 34.8 | 29.8 | 27.9 | 21.9 | 14 | 9.9 | 12.1 | 10.5 | 10 | 6.9 | 11 | 7.5 | 5.7 | 1.7 | 1969.8 | 2087.9 | 2010.7 | 1718.7 | 1531.7 | 1528.1 | 1983.6 | 2054.3 | 2016.5 | 1982.9 | 1994.6 | 1741.5 | 1693.1 | 1156 | 1122.5 | 2276.7 | 2263.6 | 1921.7 | 1354.9 | 1116.1 | 942 | 930.3 | 495.8 | 347.2 | 227.5 | 201.7 | 152.3 | 215.2 | 259.9 | 289.8 | 2329.8 | 2260 | 2188.2 | 2112 | 2097.9 | 2080.5 | 2073.8 | 1946.8 | 1775.7 | 1603.8 | 1681.7 | 1685.4 | 1844.9 | 1829.6 | 1960.1 | 1726.3 | 1654.3 | 1568.4 | 1338.9 | 1292 | 1166.8 | 1206.5 | 1055 | 941.6 | 764.9 | 602.6 | 455.9 | 359.5 | 322.7 | 287.8 | 1614.1 | 1511 | 1356.7 | 1245.6 | 968.6 | 618.2 | 548.7 | 795.2 | 722.3 | 711.5 | 524.6 | 828.2 | 553.2 | 378.2 | 75.5 | 0.32 | 0.31 | 0.25 | 0.2 | 0.15 | 0.14 | 0.17 | 0.18 | 0.17 | 0.17 | 0.17 | 0.16 | 0.15 | 0.11 | 0.1 | 0.42 | 0.38 | 0.31 | 0.19 | 0.16 | 0.13 | 0.12 | 0.05 | 0.03 | 0.02 | 0.02 | 0.01 | 0.02 | 0.03 | 0.03 | 0.38 | 0.31 | 0.25 | 0.18 | 0.18 | 0.18 | 0.18 | 0.17 | 0.16 | 0.15 | 0.15 | 0.16 | 0.17 | 0.16 | 0.17 | 0.28 | 0.25 | 0.2 | 0.15 | 0.13 | 0.11 | 0.11 | 0.1 | 0.08 | 0.07 | 0.05 | 0.04 | 0.03 | 0.03 | 0.03 | 0.28 | 0.24 | 0.19 | 0.13 | 0.08 | 0.05 | 0.04 | 0.05 | 0.04 | 0.04 | 0.03 | 0.04 | 0.03 | 0.02 | 0.01 | 0.0633
| 18 | 432.0775 | 13.4962 | 1.6984 | 432.9054 | 46.8798 | 2037.7198 | 0.22711 | 103.9961 | 478.9572 | 2051.216 | 1.9255 | 536.9015 | 542.5 | 550.6 | 521 | 438.4 | 369.7 | 363.2 | 393.5 | 406.7 | 402.8 | 401.6 | 404 | 383.1 | 378.4 | 288.9 | 265.2 | 759.6 | 686.5 | 648.3 | 381.1 | 356.5 | 303.9 | 282.6 | 148.9 | 93.4 | 59 | 48.2 | 39.7 | 57.7 | 71.4 | 78.8 | 549.1 | 504.7 | 469.9 | 417.8 | 416.5 | 414.4 | 408.2 | 395.8 | 382.1 | 367.9 | 375.1 | 401.1 | 414.5 | 413 | 396.7 | 485.7 | 446.9 | 423.1 | 339 | 311.2 | 281.9 | 251 | 236.8 | 219.6 | 202.5 | 156.1 | 124.9 | 88.4 | 60.4 | 42.3 | 512.9 | 452.1 | 410.4 | 278.9 | 223.2 | 153.7 | 87.3 | 39.8 | 23.1 | 17.2 | 12.9 | 9.5 | 6.7 | 3.9 | 2.4 | 22.1 | 23.7 | 21.8 | 17.9 | 11.4 | 10.7 | 7.8 | 7.9 | 7.9 | 8.2 | 8.7 | 9.7 | 9.7 | 9 | 8.1 | 60 | 47.2 | 48.7 | 18.5 | 22.4 | 20.9 | 17.8 | 7.3 | 2.7 | 1.6 | 1.1 | 1.2 | 2.1 | 2.9 | 3.4 | 22.3 | 17.8 | 15.3 | 8.9 | 9 | 9 | 8.6 | 8.4 | 8.7 | 8.7 | 8.7 | 8.9 | 8.8 | 8.4 | 7.8 | 20.4 | 19.4 | 18.6 | 14.1 | 10.2 | 9.2 | 6.1 | 5.8 | 4.8 | 4 | 3.1 | 2.5 | 1.7 | 1.3 | 1.1 | 26.8 | 23.7 | 21.6 | 9.4 | 4.8 | 3.3 | 2.4 | 2.1 | 1.8 | 1.8 | 1.3 | 2 | 1.4 | 1 | 0.3 | 3.06 | 3.26 | 2.94 | 2.38 | 1.43 | 1.31 | 0.82 | 0.82 | 0.82 | 0.87 | 0.95 | 1.12 | 1.12 | 1.11 | 0.99 | 8.62 | 6.72 | 6.95 | 2.57 | 3.16 | 2.95 | 2.47 | 0.98 | 0.33 | 0.19 | 0.13 | 0.14 | 0.27 | 0.38 | 0.44 | 3.05 | 2.35 | 1.93 | 0.95 | 0.98 | 0.98 | 0.92 | 0.9 | 0.97 | 0.98 | 0.98 | 0.99 | 0.97 | 0.9 | 0.81 | 2.83 | 2.69 | 2.54 | 1.87 | 1.29 | 1.16 | 0.7 | 0.67 | 0.53 | 0.43 | 0.33 | 0.27 | 0.18 | 0.13 | 0.11 | 3.81 | 3.34 | 3.01 | 1.18 | 0.53 | 0.37 | 0.26 | 0.21 | 0.18 | 0.18 | 0.13 | 0.2 | 0.14 | 0.1 | 0.03 | 55.7 | 54.9 | 51.9 | 43.9 | 40.2 | 39.9 | 46.4 | 48.1 | 47.5 | 47.1 | 46.8 | 43.2 | 42.5 | 31 | 28.6 | 49.8 | 51.7 | 44.6 | 36.1 | 28.7 | 22.8 | 22.3 | 13.6 | 10.2 | 6.6 | 5.5 | 4.3 | 5.9 | 7 | 7.6 | 56.1 | 53.5 | 50.3 | 48.6 | 48.3 | 48.1 | 47.5 | 46.1 | 44 | 42.2 | 43.2 | 46.7 | 48.5 | 48.6 | 46.7 | 49.3 | 44.5 | 41.5 | 33.5 | 33.1 | 30 | 28.6 | 27 | 25.6 | 24 | 18.5 | 14.8 | 10.5 | 9.7 | 8.8 | 47.4 | 41.4 | 37.1 | 29.5 | 26 | 17.9 | 13.3 | 14.5 | 12.7 | 12.5 | 8.6 | 12.9 | 9 | 6.5 | 2.1 | 2279.3 | 2308.9 | 2247.5 | 1925.8 | 1754.3 | 1742.5 | 2027.7 | 2100.8 | 2080.9 | 2067.9 | 2066.3 | 1912.1 | 1887.8 | 1387.7 | 1281.6 | 2410.5 | 2381.6 | 2149.9 | 1538.8 | 1312 | 1076.2 | 1074.9 | 632.6 | 456.9 | 293 | 244.7 | 194.1 | 268.5 | 322.4 | 352.6 | 2338.7 | 2271.3 | 2205.2 | 2140.8 | 2126.8 | 2116.3 | 2097.7 | 2029 | 1933.9 | 1848.6 | 1894.6 | 2031.5 | 2113.7 | 2115.7 | 2055.6 | 2020.6 | 1861.3 | 1787.6 | 1490 | 1464 | 1329.6 | 1255.3 | 1180.8 | 1113.2 | 1034 | 796.7 | 637.1 | 456.6 | 408.6 | 361.5 | 1964.9 | 1753.2 | 1620.5 | 1307.5 | 1134.6 | 779.7 | 688.7 | 939 | 861.5 | 875.9 | 640.1 | 972.6 | 665.3 | 433.9 | 95.3 | 0.37 | 0.35 | 0.3 | 0.24 | 0.19 | 0.19 | 0.18 | 0.19 | 0.19 | 0.18 | 0.18 | 0.18 | 0.17 | 0.14 | 0.12 | 0.44 | 0.41 | 0.37 | 0.24 | 0.2 | 0.17 | 0.14 | 0.07 | 0.04 | 0.03 | 0.02 | 0.02 | 0.03 | 0.03 | 0.04 | 0.36 | 0.3 | 0.24 | 0.19 | 0.19 | 0.19 | 0.18 | 0.18 | 0.18 | 0.18 | 0.18 | 0.2 | 0.2 | 0.2 | 0.18 | 0.33 | 0.29 | 0.25 | 0.18 | 0.16 | 0.14 | 0.12 | 0.12 | 0.11 | 0.1 | 0.08 | 0.06 | 0.04 | 0.04 | 0.03 | 0.36 | 0.3 | 0.25 | 0.14 | 0.11 | 0.07 | 0.06 | 0.06 | 0.05 | 0.05 | 0.03 | 0.05 | 0.03 | 0.02 | 0.01 | 0.0623
| 19 | 435.4132 | 13.7504 | 1.7296 | 436.2566 | 47.0432 | 2054.7643 | 0.22341 | 104.6358 | 482.4564 | 2068.5147 | 1.953 | 540.8923 | 530.4 | 543.9 | 523 | 452.4 | 382.6 | 372.4 | 392.8 | 406.7 | 402.6 | 402.1 | 405 | 395.3 | 392 | 309.1 | 279.7 | 753.3 | 683.9 | 655.7 | 389.8 | 364.2 | 310.5 | 288.5 | 156.3 | 98 | 61.7 | 50.2 | 45.3 | 65.9 | 81.1 | 87.6 | 534.6 | 494.6 | 466.3 | 418.6 | 418.1 | 414.8 | 407.7 | 398.7 | 385.3 | 377.1 | 380.1 | 404.7 | 412.5 | 413.9 | 400.9 | 473.8 | 439.4 | 423.1 | 357.1 | 328.1 | 295 | 248.9 | 241.9 | 228 | 219 | 166.1 | 133.4 | 91.9 | 65.2 | 48.4 | 498.1 | 442.2 | 406.6 | 280.4 | 230.5 | 160.7 | 93.4 | 41.5 | 24.7 | 20 | 14.7 | 10.4 | 7.3 | 4.3 | 2.8 | 22.5 | 24.1 | 22.5 | 18.4 | 11.8 | 10.8 | 7.8 | 7.9 | 7.9 | 8.2 | 8.8 | 10.1 | 10.1 | 9.7 | 8.6 | 60.2 | 47.3 | 49.1 | 18.6 | 22.6 | 21.2 | 18.1 | 7.6 | 2.8 | 1.7 | 1.2 | 1.4 | 2.5 | 3.4 | 3.8 | 22.5 | 18 | 15.7 | 9 | 9.2 | 9 | 8.6 | 8.4 | 8.7 | 8.8 | 8.9 | 9 | 8.9 | 8.4 | 7.9 | 20.7 | 19.7 | 19.2 | 14.9 | 11 | 9.8 | 6.1 | 5.8 | 4.9 | 4.3 | 3.3 | 2.6 | 1.8 | 1.4 | 1.2 | 26.9 | 23.8 | 21.9 | 9.4 | 5 | 3.5 | 2.6 | 2.2 | 1.9 | 1.9 | 1.4 | 2.1 | 1.5 | 1.1 | 0.4 | 3.07 | 3.29 | 3.03 | 2.46 | 1.48 | 1.34 | 0.81 | 0.81 | 0.82 | 0.87 | 0.96 | 1.18 | 1.18 | 1.2 | 1.05 | 8.62 | 6.73 | 7.02 | 2.6 | 3.19 | 2.99 | 2.5 | 1.01 | 0.34 | 0.19 | 0.13 | 0.17 | 0.32 | 0.44 | 0.49 | 3.04 | 2.34 | 1.98 | 0.98 | 1 | 0.98 | 0.91 | 0.9 | 0.97 | 1 | 1 | 1 | 0.97 | 0.9 | 0.82 | 2.84 | 2.69 | 2.6 | 1.99 | 1.39 | 1.23 | 0.69 | 0.67 | 0.54 | 0.46 | 0.35 | 0.28 | 0.18 | 0.14 | 0.12 | 3.78 | 3.32 | 3.04 | 1.2 | 0.56 | 0.39 | 0.28 | 0.22 | 0.19 | 0.19 | 0.15 | 0.21 | 0.15 | 0.11 | 0.04 | 53 | 53.2 | 51.4 | 45.4 | 41.7 | 41 | 46.3 | 48.1 | 47.5 | 47.1 | 46.9 | 44.4 | 44 | 33.2 | 30.2 | 48.5 | 51 | 45.4 | 37.3 | 29.7 | 23.4 | 22.9 | 14.4 | 10.8 | 6.9 | 5.7 | 4.9 | 6.7 | 7.9 | 8.4 | 53.2 | 51.5 | 49.2 | 48.6 | 48.4 | 48.1 | 47.4 | 46.4 | 44.4 | 43.2 | 43.7 | 46.9 | 48.1 | 48.6 | 47.2 | 46.7 | 42.8 | 40.8 | 35.4 | 34.8 | 31.3 | 28.3 | 27.6 | 26.5 | 26 | 19.7 | 15.8 | 10.9 | 10.4 | 9.8 | 44.4 | 39.4 | 35.9 | 29.6 | 26.8 | 18.7 | 14 | 15.3 | 13.5 | 13.5 | 9.3 | 13.6 | 9.5 | 6.7 | 2.3 | 2253.4 | 2294.4 | 2253.6 | 1983.2 | 1809.8 | 1786.5 | 2028 | 2104.5 | 2082.3 | 2072 | 2071 | 1966.5 | 1949.4 | 1479 | 1346.9 | 2392.2 | 2375.8 | 2167.6 | 1574.7 | 1343.2 | 1104.8 | 1101.5 | 667.8 | 480.4 | 306.9 | 254.8 | 219.5 | 305.3 | 364.4 | 390.4 | 2302.5 | 2244.3 | 2188.6 | 2140.4 | 2132 | 2120.2 | 2098.5 | 2047.2 | 1954.7 | 1899.1 | 1921.8 | 2052 | 2105.3 | 2123.9 | 2076.5 | 1992.8 | 1843.7 | 1787.6 | 1562.8 | 1534.1 | 1386.7 | 1249.7 | 1210.8 | 1159.5 | 1121.6 | 850.9 | 682.6 | 475.6 | 429.4 | 386.4 | 1934.8 | 1731.8 | 1612.5 | 1312.6 | 1168.9 | 814.4 | 720.3 | 990.3 | 912 | 940.9 | 686.1 | 1019.1 | 700.3 | 443 | 101 | 0.33 | 0.32 | 0.29 | 0.25 | 0.2 | 0.19 | 0.18 | 0.19 | 0.18 | 0.18 | 0.18 | 0.18 | 0.18 | 0.15 | 0.13 | 0.42 | 0.4 | 0.38 | 0.25 | 0.21 | 0.17 | 0.14 | 0.07 | 0.04 | 0.03 | 0.02 | 0.02 | 0.03 | 0.04 | 0.04 | 0.31 | 0.27 | 0.23 | 0.19 | 0.19 | 0.19 | 0.18 | 0.18 | 0.18 | 0.18 | 0.18 | 0.19 | 0.2 | 0.2 | 0.18 | 0.29 | 0.26 | 0.24 | 0.19 | 0.17 | 0.15 | 0.12 | 0.12 | 0.11 | 0.11 | 0.08 | 0.07 | 0.04 | 0.04 | 0.04 | 0.31 | 0.27 | 0.23 | 0.14 | 0.11 | 0.08 | 0.06 | 0.06 | 0.05 | 0.05 | 0.03 | 0.05 | 0.04 | 0.02 | 0.01 | 0.0609
| 20 | 428.1975 | 14.4256 | 1.8182 | 429.0832 | 45.1619 | 2012.3963 | 0.2088 | 101.5643 | 473.3593 | 2026.8219 | 2.027 | 530.6475 | 533 | 542.4 | 524.9 | 436.7 | 368.5 | 358.5 | 386.5 | 399.9 | 396.6 | 396.8 | 400 | 389.7 | 386.7 | 303.5 | 274.3 | 743 | 671.5 | 645.5 | 375.1 | 354.8 | 305 | 287.6 | 155.3 | 97 | 61.5 | 50.6 | 45.8 | 66 | 81.5 | 88 | 524.7 | 485.9 | 460.2 | 410.9 | 406.9 | 403.3 | 397.5 | 392.5 | 378.9 | 370.8 | 373.2 | 391.9 | 399 | 400.5 | 393.9 | 477.7 | 439.9 | 425.3 | 350 | 321.4 | 289.4 | 243.1 | 233.9 | 219.6 | 206.4 | 153.6 | 123.2 | 88.4 | 65.1 | 47.8 | 496.4 | 438.8 | 406.1 | 274.9 | 221.3 | 152.4 | 84.9 | 38.2 | 21.3 | 17.6 | 12.9 | 9.1 | 6.6 | 3.8 | 2.5 | 25.5 | 26.7 | 25.2 | 19.1 | 11.9 | 10.8 | 7.6 | 7.7 | 7.7 | 8.1 | 8.6 | 10 | 10 | 9.7 | 8.6 | 61.1 | 48.1 | 49.9 | 18.7 | 22.7 | 21.1 | 18.1 | 7.5 | 2.8 | 1.7 | 1.2 | 1.4 | 2.4 | 3.3 | 3.6 | 23.1 | 18.3 | 16 | 8.9 | 9 | 8.8 | 8.4 | 8.3 | 8.5 | 8.6 | 8.6 | 8.6 | 8.5 | 8.1 | 7.7 | 23.7 | 22 | 21.5 | 15.4 | 11.1 | 9.8 | 5.8 | 5.5 | 4.6 | 4 | 3 | 2.4 | 1.7 | 1.4 | 1.2 | 29 | 25.4 | 23.5 | 9.6 | 4.8 | 3.3 | 2.3 | 2.2 | 1.8 | 1.9 | 1.4 | 2.1 | 1.5 | 1 | 0.3 | 3.47 | 3.64 | 3.4 | 2.56 | 1.49 | 1.33 | 0.78 | 0.78 | 0.79 | 0.84 | 0.93 | 1.16 | 1.16 | 1.2 | 1.05 | 8.73 | 6.81 | 7.11 | 2.57 | 3.18 | 2.97 | 2.51 | 1 | 0.33 | 0.19 | 0.13 | 0.17 | 0.3 | 0.42 | 0.47 | 3.11 | 2.38 | 2.01 | 0.96 | 0.98 | 0.96 | 0.89 | 0.88 | 0.94 | 0.95 | 0.95 | 0.94 | 0.91 | 0.86 | 0.79 | 3.24 | 3.01 | 2.92 | 2.04 | 1.4 | 1.23 | 0.65 | 0.61 | 0.5 | 0.41 | 0.3 | 0.24 | 0.17 | 0.14 | 0.12 | 4.04 | 3.53 | 3.24 | 1.21 | 0.52 | 0.35 | 0.25 | 0.22 | 0.18 | 0.19 | 0.14 | 0.21 | 0.15 | 0.1 | 0.04 | 49.8 | 50 | 48.7 | 42.3 | 39.4 | 38.9 | 45.5 | 47.2 | 46.7 | 46.4 | 46.3 | 43.7 | 43.3 | 32.4 | 29.4 | 45.7 | 48.1 | 42.8 | 34.7 | 28 | 22.5 | 22.7 | 14.3 | 10.7 | 6.9 | 5.8 | 5 | 6.8 | 8 | 8.6 | 50.8 | 49.7 | 47.9 | 47.6 | 46.9 | 46.6 | 46.2 | 45.6 | 43.6 | 42.4 | 42.8 | 45.3 | 46.4 | 46.9 | 46.3 | 43.8 | 40.2 | 38.5 | 33.7 | 33.6 | 30.4 | 27.7 | 26.7 | 25.6 | 24.4 | 18.1 | 14.5 | 10.5 | 10.5 | 9.9 | 41.6 | 37 | 34 | 28.7 | 25.7 | 17.7 | 13.1 | 15.1 | 13.3 | 13.4 | 9.2 | 13.3 | 9.3 | 6.6 | 2.2 | 2227 | 2250.1 | 2217.5 | 1895.1 | 1743.6 | 1724.6 | 2007.7 | 2081.9 | 2061.9 | 2051.2 | 2052.1 | 1943 | 1925.5 | 1449 | 1319.4 | 2341.9 | 2324 | 2120.7 | 1526.9 | 1310.7 | 1091.8 | 1098 | 665.5 | 477.3 | 305.8 | 256.9 | 223.4 | 309.2 | 370.9 | 397.8 | 2259.2 | 2207.6 | 2160.2 | 2105.8 | 2077.5 | 2063.6 | 2049 | 2020.4 | 1930.7 | 1882 | 1903.4 | 2007.4 | 2052.8 | 2068.4 | 2048.2 | 1973.8 | 1814.1 | 1764 | 1526.7 | 1507.4 | 1366.2 | 1230.9 | 1182.9 | 1126.9 | 1068.5 | 797.3 | 639.7 | 460.8 | 433.9 | 390.8 | 1912.7 | 1700.1 | 1592.1 | 1283.9 | 1131.5 | 779 | 688.3 | 987.1 | 908.8 | 938 | 686.4 | 1016.5 | 699.8 | 437.4 | 101.4 | 0.29 | 0.29 | 0.27 | 0.23 | 0.18 | 0.17 | 0.17 | 0.18 | 0.18 | 0.18 | 0.18 | 0.18 | 0.18 | 0.14 | 0.13 | 0.39 | 0.36 | 0.35 | 0.22 | 0.19 | 0.15 | 0.14 | 0.07 | 0.04 | 0.03 | 0.02 | 0.02 | 0.03 | 0.04 | 0.04 | 0.28 | 0.25 | 0.22 | 0.18 | 0.18 | 0.18 | 0.18 | 0.17 | 0.17 | 0.17 | 0.17 | 0.18 | 0.18 | 0.18 | 0.17 | 0.26 | 0.24 | 0.22 | 0.18 | 0.15 | 0.14 | 0.11 | 0.11 | 0.1 | 0.1 | 0.07 | 0.06 | 0.04 | 0.04 | 0.04 | 0.27 | 0.24 | 0.21 | 0.13 | 0.1 | 0.07 | 0.05 | 0.06 | 0.05 | 0.05 | 0.03 | 0.05 | 0.03 | 0.02 | 0.01 | 0.0586
| 21 | 420.9352 | 14.7436 | 1.8598 | 421.8408 | 43.6812 | 1973.775 | 0.19483 | 98.9986 | 464.6164 | 1988.5187 | 2.0547 | 520.8394 | 524.3 | 533.9 | 519.9 | 423.9 | 357.8 | 349.5 | 382.6 | 395 | 391.8 | 391.4 | 395 | 384.8 | 381.4 | 297.8 | 268.1 | 720.6 | 652.6 | 634.4 | 371.6 | 356.7 | 305.5 | 288 | 154.5 | 96.8 | 61.7 | 50.7 | 46.8 | 67.5 | 83.1 | 89.4 | 512.4 | 476.5 | 455.7 | 405.3 | 400.5 | 398.3 | 394.1 | 391.3 | 379.4 | 370.8 | 371.8 | 381.3 | 387.6 | 386.9 | 385.7 | 472.4 | 434.8 | 424.5 | 351.2 | 323 | 289.6 | 237.6 | 224.5 | 211.1 | 198.2 | 150.5 | 122.8 | 88.9 | 65.4 | 46.7 | 482.6 | 427 | 398 | 269.1 | 214.1 | 147 | 80.4 | 37.2 | 20.6 | 17.7 | 13.7 | 9.3 | 7 | 4 | 2.8 | 27.2 | 28.1 | 26.5 | 19.4 | 11.8 | 10.8 | 7.5 | 7.6 | 7.6 | 7.9 | 8.6 | 10.1 | 10.1 | 9.8 | 8.5 | 59.7 | 47.4 | 49.6 | 19.5 | 23.4 | 21.5 | 18.3 | 7.5 | 2.7 | 1.7 | 1.2 | 1.4 | 2.5 | 3.4 | 3.7 | 24.1 | 18.9 | 16.4 | 8.7 | 8.9 | 8.8 | 8.3 | 8.3 | 8.7 | 8.7 | 8.6 | 8.4 | 8.4 | 8 | 7.6 | 25.5 | 23.5 | 23.1 | 16.8 | 12.1 | 10.4 | 5.3 | 4.9 | 4.3 | 3.8 | 2.9 | 2.3 | 1.7 | 1.4 | 1.2 | 29.8 | 25.9 | 23.9 | 9.5 | 4.6 | 3.1 | 2.2 | 2.2 | 1.8 | 1.9 | 1.5 | 2.1 | 1.5 | 1.1 | 0.4 | 3.69 | 3.83 | 3.59 | 2.59 | 1.47 | 1.31 | 0.77 | 0.77 | 0.78 | 0.82 | 0.92 | 1.16 | 1.16 | 1.21 | 1.04 | 8.49 | 6.68 | 7.04 | 2.67 | 3.27 | 3.01 | 2.53 | 1 | 0.32 | 0.19 | 0.13 | 0.17 | 0.31 | 0.44 | 0.48 | 3.22 | 2.44 | 2.07 | 0.93 | 0.96 | 0.96 | 0.88 | 0.88 | 0.95 | 0.96 | 0.95 | 0.91 | 0.89 | 0.83 | 0.78 | 3.48 | 3.21 | 3.15 | 2.24 | 1.55 | 1.31 | 0.58 | 0.53 | 0.44 | 0.38 | 0.29 | 0.24 | 0.17 | 0.14 | 0.12 | 4.12 | 3.58 | 3.3 | 1.2 | 0.5 | 0.33 | 0.24 | 0.22 | 0.18 | 0.19 | 0.15 | 0.21 | 0.15 | 0.11 | 0.04 | 46.5 | 47 | 46.6 | 40 | 37.8 | 37.6 | 44.9 | 46.5 | 46.1 | 45.7 | 45.7 | 42.9 | 42.5 | 31.4 | 28.5 | 43.5 | 45.6 | 41.2 | 33.1 | 27.3 | 22 | 22.5 | 14.2 | 10.7 | 6.9 | 5.8 | 5 | 6.9 | 8.2 | 8.7 | 47.6 | 47.5 | 46.8 | 46.9 | 46.2 | 45.9 | 45.8 | 45.4 | 43.5 | 42.3 | 42.5 | 44 | 44.9 | 45.1 | 45.3 | 41 | 37.7 | 36.7 | 32.4 | 32.7 | 29.7 | 27.3 | 25.9 | 24.7 | 23.4 | 17.8 | 14.5 | 10.5 | 10.7 | 9.9 | 38.5 | 34.4 | 32.3 | 27.8 | 24.8 | 17.1 | 12.6 | 15 | 13.3 | 13.5 | 9.4 | 13.5 | 9.6 | 6.8 | 2.5 | 2171.2 | 2191.7 | 2165 | 1832.3 | 1699.4 | 1686.9 | 1990.4 | 2059.8 | 2040.4 | 2028.7 | 2029.6 | 1921.3 | 1902.3 | 1424.1 | 1291 | 2295.3 | 2272.8 | 2094.4 | 1513.7 | 1322 | 1094.3 | 1097.5 | 662 | 476.7 | 307.2 | 257.9 | 227.4 | 315.3 | 377.1 | 403.2 | 2203.4 | 2165.4 | 2129.7 | 2082.3 | 2048.9 | 2038 | 2031.3 | 2016.5 | 1935.2 | 1884.1 | 1895.4 | 1956.4 | 1996.5 | 2001.5 | 2006.7 | 1924.1 | 1766.8 | 1723 | 1502.1 | 1492.4 | 1354.5 | 1215.6 | 1151.3 | 1093.6 | 1034 | 784.9 | 640 | 463.7 | 443.7 | 396.7 | 1852.5 | 1650.6 | 1549.8 | 1260.1 | 1098.7 | 755.2 | 668.5 | 986.7 | 911.9 | 944.5 | 701.6 | 1034.3 | 718.3 | 453.1 | 113.8 | 0.25 | 0.26 | 0.25 | 0.21 | 0.17 | 0.16 | 0.17 | 0.17 | 0.17 | 0.17 | 0.17 | 0.17 | 0.17 | 0.13 | 0.12 | 0.35 | 0.33 | 0.32 | 0.19 | 0.18 | 0.15 | 0.14 | 0.07 | 0.04 | 0.03 | 0.02 | 0.02 | 0.03 | 0.04 | 0.04 | 0.24 | 0.22 | 0.21 | 0.18 | 0.18 | 0.18 | 0.17 | 0.17 | 0.17 | 0.16 | 0.16 | 0.17 | 0.17 | 0.17 | 0.17 | 0.23 | 0.21 | 0.21 | 0.17 | 0.15 | 0.13 | 0.1 | 0.1 | 0.09 | 0.09 | 0.07 | 0.05 | 0.04 | 0.04 | 0.04 | 0.23 | 0.21 | 0.19 | 0.12 | 0.1 | 0.07 | 0.05 | 0.06 | 0.05 | 0.05 | 0.03 | 0.05 | 0.04 | 0.03 | 0.01 | 0.0547
| 22 | 426.9722 | 15.6535 | 1.9809 | 427.9355 | 43.59 | 1989.2341 | 0.19328 | 99.3398 | 470.5623 | 2004.8876 | 2.1742 | 527.2753 | 537.9 | 532.5 | 509.7 | 439.4 | 389.2 | 378.4 | 385.8 | 391.5 | 389.4 | 388.7 | 392.3 | 385.8 | 382.5 | 301.3 | 268.2 | 704.3 | 629.7 | 613.6 | 382.1 | 382.1 | 321 | 293 | 156.6 | 97.1 | 62.1 | 51.6 | 48 | 69.6 | 85.3 | 91.8 | 516.8 | 478.2 | 447.4 | 403.9 | 401.1 | 398.7 | 396.7 | 408.8 | 417 | 415.5 | 404.5 | 388.5 | 384.2 | 378.9 | 382.5 | 481.5 | 434.4 | 415.2 | 358.1 | 337.5 | 303.1 | 234.8 | 219.5 | 207.2 | 197.1 | 152.3 | 128.2 | 94.2 | 69.3 | 48.4 | 488 | 424 | 387.3 | 261.9 | 214.8 | 147.7 | 81.7 | 37.3 | 21.4 | 18.7 | 14.7 | 9.6 | 7.5 | 4.4 | 3.2 | 30.6 | 29.4 | 25.8 | 21.4 | 14.9 | 13.5 | 7.5 | 7.5 | 7.6 | 7.9 | 8.6 | 10.4 | 10.4 | 10.3 | 8.8 | 58.5 | 45.6 | 46.1 | 20 | 25.1 | 22.6 | 18.5 | 7.6 | 2.8 | 1.7 | 1.2 | 1.4 | 2.5 | 3.5 | 3.8 | 26.7 | 20.5 | 15.8 | 8.9 | 9.2 | 9.1 | 8.9 | 10.6 | 12.8 | 13 | 11.5 | 9.9 | 9 | 8.3 | 7.5 | 27.9 | 24.6 | 22.3 | 17.8 | 13.8 | 11.9 | 5 | 4.5 | 4.1 | 3.7 | 2.9 | 2.4 | 1.8 | 1.5 | 1.3 | 31.6 | 26.5 | 22.7 | 8.9 | 4.6 | 3.1 | 2.2 | 2.2 | 1.9 | 1.9 | 1.5 | 2.1 | 1.5 | 1.1 | 0.4 | 4.17 | 4 | 3.46 | 2.86 | 1.91 | 1.69 | 0.77 | 0.75 | 0.77 | 0.83 | 0.92 | 1.22 | 1.22 | 1.28 | 1.08 | 8.31 | 6.39 | 6.49 | 2.71 | 3.5 | 3.17 | 2.56 | 1.02 | 0.33 | 0.2 | 0.13 | 0.17 | 0.32 | 0.45 | 0.5 | 3.59 | 2.68 | 1.98 | 0.97 | 1.01 | 1 | 0.97 | 1.22 | 1.54 | 1.59 | 1.36 | 1.13 | 1 | 0.9 | 0.77 | 3.82 | 3.35 | 3.01 | 2.39 | 1.79 | 1.53 | 0.53 | 0.47 | 0.42 | 0.38 | 0.29 | 0.25 | 0.18 | 0.15 | 0.13 | 4.38 | 3.66 | 3.11 | 1.11 | 0.5 | 0.33 | 0.24 | 0.22 | 0.19 | 0.19 | 0.15 | 0.21 | 0.15 | 0.11 | 0.04 | 45.1 | 45.4 | 45.6 | 40.1 | 39.2 | 39 | 45.3 | 46.2 | 45.8 | 45.4 | 45.3 | 42.7 | 42.3 | 31.4 | 28.3 | 42.2 | 43.9 | 41.4 | 33.7 | 29.1 | 23.1 | 22.9 | 14.4 | 10.7 | 6.9 | 5.9 | 5.2 | 7.1 | 8.4 | 8.9 | 45.7 | 46.1 | 46.2 | 46.5 | 45.9 | 45.7 | 45.6 | 45.7 | 44.8 | 44.4 | 44.3 | 43.6 | 43.8 | 43.7 | 44.9 | 39.8 | 36.5 | 36 | 32.3 | 33.1 | 30.2 | 27.3 | 25.6 | 24.3 | 23.3 | 18 | 15.1 | 11.1 | 11.3 | 10.4 | 37.4 | 33.3 | 31.8 | 27.3 | 24.9 | 17.2 | 12.8 | 15.2 | 13.6 | 13.8 | 9.7 | 13.7 | 9.7 | 6.9 | 2.6 | 2163.1 | 2166.6 | 2149 | 1875.9 | 1791.6 | 1775.6 | 2008.3 | 2043.3 | 2027.5 | 2013.4 | 2013.8 | 1916.9 | 1897.6 | 1428.1 | 1283.8 | 2249.5 | 2220.1 | 2107 | 1579.1 | 1422.1 | 1149.3 | 1118.6 | 670 | 477.5 | 308 | 262.3 | 234.1 | 325.1 | 387 | 413.2 | 2163.8 | 2134.7 | 2106.7 | 2069.5 | 2043.8 | 2033.5 | 2028.9 | 2045.7 | 2025.1 | 2007.6 | 1994.3 | 1950.4 | 1953.2 | 1942.9 | 1990.6 | 1917.6 | 1749.1 | 1710.8 | 1518.5 | 1526.3 | 1387.7 | 1210 | 1135.1 | 1077.7 | 1028.2 | 794.7 | 668.6 | 491.4 | 477.5 | 425.6 | 1839.6 | 1627.8 | 1537.2 | 1242.3 | 1104.1 | 760.9 | 680.4 | 1000.3 | 930.8 | 964.9 | 717.3 | 1043.7 | 725.7 | 456.2 | 118.6 | 0.25 | 0.25 | 0.24 | 0.2 | 0.18 | 0.17 | 0.17 | 0.17 | 0.17 | 0.17 | 0.17 | 0.17 | 0.17 | 0.13 | 0.12 | 0.34 | 0.3 | 0.3 | 0.18 | 0.18 | 0.15 | 0.14 | 0.07 | 0.04 | 0.03 | 0.02 | 0.02 | 0.03 | 0.04 | 0.04 | 0.24 | 0.22 | 0.2 | 0.18 | 0.18 | 0.18 | 0.17 | 0.18 | 0.18 | 0.18 | 0.18 | 0.17 | 0.17 | 0.17 | 0.17 | 0.22 | 0.2 | 0.19 | 0.17 | 0.15 | 0.14 | 0.1 | 0.1 | 0.09 | 0.09 | 0.07 | 0.06 | 0.04 | 0.04 | 0.04 | 0.23 | 0.2 | 0.18 | 0.12 | 0.09 | 0.07 | 0.05 | 0.06 | 0.05 | 0.05 | 0.04 | 0.05 | 0.04 | 0.03 | 0.01 | 0.0496
| 23 | 444.0951 | 17.3168 | 2.2173 | 445.1675 | 44.3701 | 2038.5392 | 0.19908 | 101.502 | 488.4652 | 2055.856 | 2.4163 | 546.6695 | 545.7 | 524.1 | 469 | 492.1 | 465 | 456 | 394.4 | 390.7 | 389.8 | 390.3 | 394.4 | 411.1 | 411.8 | 362.3 | 323.5 | 747.8 | 652.5 | 635.1 | 427.9 | 443.7 | 367 | 322.8 | 178.9 | 107.2 | 65.9 | 54.5 | 51.5 | 74.1 | 89.7 | 96.1 | 532.3 | 487.3 | 429.8 | 406.2 | 402 | 399.5 | 390.9 | 403.3 | 420 | 426 | 420.6 | 412 | 402.7 | 395.5 | 385 | 478.1 | 423.1 | 376.3 | 372.6 | 364.4 | 335.5 | 239.5 | 226 | 213.6 | 216.4 | 170.6 | 148.2 | 101.5 | 73.1 | 50.6 | 489.8 | 416.8 | 356.8 | 253.5 | 235.3 | 169.8 | 103.3 | 38.4 | 21.9 | 19.2 | 15.2 | 9.9 | 7.8 | 4.6 | 3.3 | 32.2 | 28.5 | 19.4 | 27.2 | 23.3 | 22.1 | 8.2 | 7.5 | 7.7 | 8.1 | 8.9 | 13.5 | 14.1 | 16.2 | 13.3 | 66.3 | 50.2 | 48.6 | 24.1 | 30.3 | 25.7 | 20.6 | 9.3 | 3.5 | 1.9 | 1.4 | 1.6 | 2.8 | 3.7 | 4.1 | 29.8 | 22.5 | 13.2 | 9.6 | 10 | 9.8 | 8.5 | 9.9 | 12.7 | 13.9 | 13.1 | 13.2 | 11.9 | 10.9 | 8 | 27.6 | 23 | 16.1 | 19 | 16.4 | 15.3 | 5.3 | 4.9 | 4.3 | 4.1 | 3.3 | 2.8 | 1.9 | 1.6 | 1.3 | 31.9 | 25.5 | 17.6 | 7.6 | 4.9 | 3.5 | 2.6 | 2.2 | 1.9 | 2 | 1.5 | 2.2 | 1.6 | 1.1 | 0.4 | 4.41 | 3.87 | 2.52 | 3.69 | 3.12 | 2.94 | 0.86 | 0.76 | 0.78 | 0.84 | 0.97 | 1.66 | 1.75 | 2.13 | 1.73 | 9.46 | 7.08 | 6.85 | 3.29 | 4.23 | 3.6 | 2.85 | 1.25 | 0.42 | 0.23 | 0.15 | 0.2 | 0.36 | 0.48 | 0.53 | 4.06 | 2.98 | 1.6 | 1.07 | 1.13 | 1.11 | 0.92 | 1.11 | 1.53 | 1.7 | 1.59 | 1.61 | 1.42 | 1.28 | 0.85 | 3.77 | 3.12 | 2.09 | 2.56 | 2.16 | 2.02 | 0.58 | 0.52 | 0.44 | 0.41 | 0.33 | 0.29 | 0.19 | 0.16 | 0.13 | 4.43 | 3.51 | 2.35 | 0.91 | 0.51 | 0.37 | 0.28 | 0.23 | 0.19 | 0.2 | 0.15 | 0.22 | 0.16 | 0.11 | 0.04 | 44.6 | 45 | 45.8 | 41.9 | 41.8 | 41.7 | 45.9 | 46 | 45.8 | 45.5 | 45.3 | 43.4 | 42.9 | 34.3 | 31.6 | 41.1 | 42.8 | 41.9 | 36.1 | 32.6 | 26.5 | 25.1 | 15.9 | 11.4 | 7.2 | 6.2 | 5.5 | 7.5 | 8.8 | 9.3 | 44.9 | 45.5 | 46.1 | 46.2 | 45.3 | 45.1 | 45.1 | 45.6 | 45.3 | 45.1 | 45 | 43.8 | 43.7 | 43.6 | 44.8 | 39.6 | 36.3 | 36.3 | 33.1 | 34.4 | 31.5 | 27.6 | 26.1 | 25 | 25.5 | 20.1 | 17.5 | 12 | 12 | 11 | 37.3 | 33.3 | 32.3 | 27.4 | 27.4 | 19.8 | 15.3 | 15.5 | 13.9 | 14 | 9.9 | 14 | 10 | 7.1 | 2.7 | 2159.8 | 2149.6 | 2116.9 | 2004.6 | 1969.9 | 1957.1 | 2037.8 | 2038.8 | 2028.2 | 2018.3 | 2016.1 | 1967.3 | 1952.8 | 1597.5 | 1461.5 | 2258 | 2211.8 | 2161 | 1724.1 | 1619.6 | 1319.8 | 1227.5 | 748.4 | 515 | 323.4 | 274.6 | 248.7 | 343.3 | 404.9 | 430.8 | 2155.1 | 2125 | 2085.7 | 2061.4 | 2025.9 | 2015.9 | 2007.3 | 2037.5 | 2044.6 | 2043.4 | 2035 | 1982.4 | 1970.7 | 1957.1 | 1988.4 | 1910 | 1734.6 | 1683 | 1567.8 | 1602.8 | 1469.2 | 1226.5 | 1161.1 | 1108.1 | 1129.9 | 890.3 | 773 | 530 | 513.6 | 461.7 | 1841.5 | 1620.6 | 1522.5 | 1237.3 | 1215.7 | 877.7 | 794.9 | 1020.4 | 949.4 | 981.4 | 731.8 | 1060 | 743.5 | 463.8 | 121.8 | 0.25 | 0.24 | 0.21 | 0.23 | 0.21 | 0.21 | 0.17 | 0.17 | 0.17 | 0.17 | 0.17 | 0.18 | 0.18 | 0.16 | 0.15 | 0.36 | 0.31 | 0.3 | 0.2 | 0.21 | 0.18 | 0.15 | 0.08 | 0.05 | 0.03 | 0.02 | 0.02 | 0.03 | 0.04 | 0.04 | 0.24 | 0.22 | 0.19 | 0.18 | 0.18 | 0.18 | 0.17 | 0.18 | 0.19 | 0.19 | 0.19 | 0.18 | 0.18 | 0.17 | 0.17 | 0.22 | 0.19 | 0.17 | 0.17 | 0.17 | 0.15 | 0.1 | 0.1 | 0.09 | 0.09 | 0.07 | 0.07 | 0.04 | 0.05 | 0.04 | 0.23 | 0.19 | 0.16 | 0.11 | 0.1 | 0.07 | 0.06 | 0.06 | 0.05 | 0.05 | 0.04 | 0.05 | 0.04 | 0.03 | 0.01 | 0.0447
MROEc | 0 | 391.6257 | 24.6399 | 3.4086 | 393.2189 | 30.6974 | 1497.2728 | 0.18321 | 72.6696 | 422.3232 | 1521.9127 | 3.5918 | 465.8885 | 696.5 | 618.2 | 594.3 | 503.8 | 453 | 286.6 | 260.3 | 242.1 | 258.5 | 230.6 | 230.2 | 240.2 | 257.5 | 251.8 | 227.6 | 747.3 | 630.9 | 556.1 | 434.5 | 400 | 305.2 | 256.2 | 210 | 176.5 | 159.1 | 166 | 155.8 | 184.9 | 210.1 | 242.8 | 589.3 | 520.5 | 437.6 | 507.6 | 520.2 | 460.1 | 384.9 | 373.6 | 386.1 | 376.7 | 390.9 | 347.3 | 299.8 | 228.8 | 226.1 | 449.6 | 458.4 | 478.6 | 414.9 | 337.3 | 246.2 | 245.4 | 225.2 | 203.2 | 166.4 | 149.6 | 124 | 94.5 | 56.3 | 41 | 440.2 | 429.3 | 376.8 | 324.2 | 236.5 | 169.5 | 82.7 | 39.8 | 16.6 | 13 | 9.8 | 6.2 | 4.5 | 2.5 | 1.7 | 60.2 | 51.2 | 47.7 | 39.1 | 30.5 | 10.3 | 6.2 | 6.7 | 9.3 | 9 | 10.1 | 12.3 | 14.4 | 13.8 | 10.9 | 69.4 | 53.6 | 43.7 | 33.7 | 31.8 | 24.5 | 16.2 | 12.2 | 5.8 | 4.2 | 4.1 | 5.1 | 9.1 | 12.4 | 14.8 | 40.8 | 31.2 | 19 | 31.1 | 33.9 | 29.9 | 17.3 | 15.9 | 15.1 | 17.1 | 17.8 | 15.7 | 11.7 | 7.6 | 6.7 | 38.1 | 36.7 | 37.6 | 28.7 | 19.4 | 6.4 | 7.1 | 6.7 | 6 | 4.2 | 3.5 | 2.6 | 1.8 | 1.8 | 1.9 | 34.9 | 32.8 | 25.7 | 22.1 | 14 | 7.9 | 2.7 | 1.7 | 1.1 | 1.2 | 1.3 | 1.7 | 1.4 | 1.8 | 1.8 | 8.6 | 7.29 | 6.77 | 5.53 | 4.24 | 1.31 | 0.69 | 0.78 | 1.17 | 1.16 | 1.32 | 1.66 | 1.96 | 1.88 | 1.46 | 9.95 | 7.64 | 6.19 | 4.76 | 4.5 | 3.47 | 2.23 | 1.67 | 0.72 | 0.49 | 0.46 | 0.63 | 1.22 | 1.7 | 2.03 | 5.71 | 4.29 | 2.49 | 4.28 | 4.7 | 4.15 | 2.28 | 2.07 | 1.94 | 2.26 | 2.35 | 2.06 | 1.5 | 0.94 | 0.81 | 5.44 | 5.2 | 5.32 | 4 | 2.65 | 0.74 | 0.84 | 0.8 | 0.72 | 0.48 | 0.38 | 0.28 | 0.18 | 0.18 | 0.19 | 4.94 | 4.63 | 3.59 | 3.08 | 1.93 | 1.05 | 0.32 | 0.19 | 0.11 | 0.12 | 0.13 | 0.17 | 0.14 | 0.18 | 0.18 | 39.8 | 37.3 | 37.2 | 32.8 | 33.7 | 29.4 | 29.7 | 26.8 | 26.6 | 23 | 22 | 21.4 | 21.8 | 21.6 | 20.9 | 38.4 | 36.9 | 35.8 | 28.4 | 25.4 | 19.2 | 20.1 | 17.4 | 18.6 | 17.7 | 18.8 | 16.5 | 16.8 | 17.3 | 19.6 | 42.9 | 42.3 | 42 | 40.5 | 39.6 | 35.1 | 36.4 | 36.1 | 38.5 | 35.5 | 36.8 | 32.9 | 30 | 24.1 | 24.5 | 26.3 | 28.8 | 30.7 | 30.2 | 28.1 | 27.5 | 26.8 | 24.5 | 22.1 | 18.7 | 17.1 | 14.4 | 11.5 | 11.7 | 12.4 | 28 | 28.4 | 27.7 | 23.9 | 19.4 | 15.9 | 10.1 | 8.6 | 6.9 | 7.8 | 8.3 | 11 | 8.9 | 11.5 | 11.2 | 2138.9 | 1970 | 1942.5 | 1689.7 | 1669.6 | 1339.9 | 1320.3 | 1199 | 1211.7 | 1057 | 1021.6 | 1007.5 | 1040.4 | 1025.7 | 976.5 | 2146.7 | 1967.7 | 1847.8 | 1458.4 | 1318.6 | 999.6 | 979 | 835.2 | 843.6 | 792.6 | 837.2 | 746.5 | 787.2 | 830.9 | 945.4 | 2131 | 2038.8 | 1944.1 | 1971.8 | 1955 | 1731.3 | 1693 | 1671.7 | 1769.2 | 1651.1 | 1716.6 | 1532 | 1379.8 | 1091.3 | 1103.2 | 1404 | 1501.5 | 1591.4 | 1505 | 1349 | 1229.7 | 1204.6 | 1099.9 | 994 | 836.7 | 761.7 | 638.6 | 493.6 | 692.9 | 814.1 | 1453.1 | 1456.1 | 1376.7 | 1186.2 | 930.3 | 735.1 | 492.3 | 548.2 | 507.5 | 601.6 | 611.5 | 806.9 | 644 | 773 | 724.1 | 0.34 | 0.3 | 0.29 | 0.24 | 0.21 | 0.13 | 0.11 | 0.11 | 0.12 | 0.1 | 0.1 | 0.11 | 0.12 | 0.12 | 0.11 | 0.37 | 0.31 | 0.27 | 0.21 | 0.19 | 0.15 | 0.12 | 0.1 | 0.08 | 0.07 | 0.07 | 0.07 | 0.08 | 0.1 | 0.11 | 0.28 | 0.25 | 0.2 | 0.24 | 0.24 | 0.21 | 0.18 | 0.17 | 0.17 | 0.17 | 0.18 | 0.16 | 0.14 | 0.1 | 0.1 | 0.22 | 0.22 | 0.23 | 0.2 | 0.16 | 0.11 | 0.11 | 0.1 | 0.09 | 0.07 | 0.07 | 0.05 | 0.04 | 0.04 | 0.05 | 0.21 | 0.21 | 0.18 | 0.15 | 0.11 | 0.08 | 0.04 | 0.03 | 0.03 | 0.03 | 0.03 | 0.04 | 0.03 | 0.04 | 0.04 | 0.0463
| 1 | 392.287 | 24.7564 | 3.4251 | 393.8879 | 30.6836 | 1497.7113 | 0.18492 | 72.6685 | 422.9706 | 1522.4677 | 3.61 | 466.5564 | 701.6 | 622.3 | 597.7 | 501.2 | 449.8 | 284.9 | 262.2 | 243.4 | 259.6 | 230.6 | 232.1 | 243.2 | 261.9 | 256.3 | 231.3 | 748.4 | 630.7 | 552.9 | 430.7 | 397.5 | 304.9 | 257.6 | 211.4 | 176.7 | 159.5 | 166.6 | 157.8 | 187.2 | 212.2 | 244.3 | 591.6 | 522.7 | 438.5 | 509.7 | 521.7 | 460.8 | 384.9 | 372.9 | 386.9 | 378.8 | 393.4 | 348.6 | 299.5 | 229.6 | 227.3 | 452.5 | 461 | 479.1 | 413.8 | 335.2 | 245.9 | 246.9 | 227.4 | 205.7 | 167.1 | 149.9 | 124.7 | 95.6 | 57.3 | 41.4 | 441.2 | 427.4 | 374 | 320.8 | 235 | 169 | 82.5 | 40 | 16.4 | 12.7 | 9.7 | 6.3 | 4.6 | 2.6 | 1.7 | 61.2 | 51.9 | 48.4 | 38.9 | 30.2 | 10.1 | 6.3 | 6.7 | 9.3 | 9 | 10.2 | 12.5 | 14.8 | 14.1 | 11.2 | 69.6 | 53.9 | 43.4 | 33.2 | 31.3 | 24.3 | 16.2 | 12.2 | 5.7 | 4.2 | 4 | 5.2 | 9.2 | 12.4 | 14.7 | 41.2 | 31.6 | 19.4 | 31.6 | 34.4 | 30.1 | 17.4 | 15.9 | 15.3 | 17.5 | 18.3 | 15.8 | 11.7 | 7.7 | 6.9 | 38.7 | 37.2 | 37.8 | 28.5 | 19.1 | 6.3 | 7.1 | 6.8 | 6.1 | 4.2 | 3.5 | 2.7 | 1.8 | 1.8 | 1.9 | 35.1 | 32.5 | 25.4 | 21.6 | 13.8 | 7.7 | 2.6 | 1.7 | 1.1 | 1.2 | 1.3 | 1.7 | 1.4 | 1.8 | 1.8 | 8.74 | 7.39 | 6.86 | 5.5 | 4.21 | 1.27 | 0.71 | 0.78 | 1.18 | 1.15 | 1.34 | 1.69 | 2.02 | 1.92 | 1.49 | 9.99 | 7.68 | 6.15 | 4.7 | 4.43 | 3.44 | 2.24 | 1.67 | 0.7 | 0.48 | 0.45 | 0.64 | 1.23 | 1.7 | 2.03 | 5.77 | 4.34 | 2.55 | 4.36 | 4.77 | 4.18 | 2.3 | 2.07 | 1.97 | 2.31 | 2.42 | 2.09 | 1.49 | 0.95 | 0.83 | 5.52 | 5.28 | 5.34 | 3.99 | 2.6 | 0.73 | 0.84 | 0.81 | 0.73 | 0.48 | 0.38 | 0.28 | 0.18 | 0.18 | 0.19 | 4.97 | 4.59 | 3.54 | 3 | 1.9 | 1.02 | 0.31 | 0.19 | 0.11 | 0.12 | 0.13 | 0.17 | 0.14 | 0.18 | 0.18 | 39.6 | 37.3 | 37.1 | 32.6 | 33.5 | 29.4 | 29.8 | 26.9 | 26.7 | 23.1 | 22.1 | 21.5 | 22.1 | 21.9 | 21.2 | 38.3 | 36.7 | 35.6 | 28.3 | 25.5 | 19.3 | 20.2 | 17.5 | 18.7 | 17.8 | 18.9 | 16.7 | 17 | 17.5 | 19.8 | 42.9 | 42.3 | 41.8 | 40.3 | 39.4 | 35 | 36.3 | 36 | 38.5 | 35.4 | 36.8 | 32.9 | 30.1 | 24.1 | 24.5 | 26.2 | 28.8 | 30.7 | 30.1 | 28.1 | 27.5 | 27 | 24.7 | 22.3 | 18.8 | 17.2 | 14.5 | 11.6 | 11.9 | 12.6 | 28 | 28.4 | 27.7 | 23.9 | 19.4 | 16 | 10.1 | 8.6 | 6.9 | 7.8 | 8.4 | 11 | 8.9 | 11.5 | 11.2 | 2137.1 | 1971.4 | 1943.4 | 1683.3 | 1659.7 | 1337.2 | 1326.7 | 1205.8 | 1216 | 1059.2 | 1027.6 | 1017.3 | 1054 | 1041.6 | 989.9 | 2144.2 | 1959.3 | 1838.9 | 1450.8 | 1320.6 | 1004.5 | 986.3 | 842.4 | 848.3 | 797.3 | 842.5 | 755.3 | 798.1 | 841.4 | 955.1 | 2130.8 | 2038.2 | 1936.8 | 1968 | 1950.6 | 1729.7 | 1689.2 | 1667.9 | 1767.8 | 1651.5 | 1717.9 | 1533.3 | 1379.7 | 1092.6 | 1104.4 | 1403 | 1501.3 | 1590.1 | 1503.1 | 1346.8 | 1230.8 | 1213.9 | 1110.7 | 1005.2 | 840.6 | 763.6 | 642 | 499.2 | 701.4 | 821.3 | 1451.4 | 1453.5 | 1371.5 | 1183.4 | 928.6 | 738.6 | 492.3 | 547.6 | 504.5 | 600.9 | 615.1 | 806.3 | 643.2 | 771.5 | 727.9 | 0.34 | 0.3 | 0.29 | 0.24 | 0.21 | 0.13 | 0.12 | 0.11 | 0.12 | 0.1 | 0.11 | 0.11 | 0.12 | 0.12 | 0.11 | 0.37 | 0.31 | 0.27 | 0.21 | 0.19 | 0.15 | 0.12 | 0.1 | 0.08 | 0.07 | 0.07 | 0.07 | 0.09 | 0.1 | 0.11 | 0.29 | 0.25 | 0.2 | 0.24 | 0.24 | 0.22 | 0.17 | 0.17 | 0.17 | 0.17 | 0.18 | 0.16 | 0.14 | 0.1 | 0.1 | 0.22 | 0.22 | 0.23 | 0.2 | 0.16 | 0.11 | 0.11 | 0.1 | 0.09 | 0.07 | 0.07 | 0.05 | 0.04 | 0.04 | 0.05 | 0.21 | 0.21 | 0.18 | 0.15 | 0.11 | 0.08 | 0.04 | 0.03 | 0.03 | 0.03 | 0.03 | 0.04 | 0.03 | 0.04 | 0.04 | 0.0453
| 2 | 393.88 | 24.9197 | 3.4458 | 395.4909 | 30.7445 | 1502.3749 | 0.18492 | 72.86 | 424.6244 | 1527.2946 | 3.6307 | 468.3508 | 703.8 | 624.1 | 597.9 | 503.8 | 452.1 | 288.3 | 263.7 | 245.5 | 260 | 231.6 | 232.1 | 243.9 | 262.1 | 257.8 | 232.9 | 751.3 | 631 | 551.9 | 432.2 | 401.6 | 307.1 | 259.2 | 212 | 178.2 | 159.6 | 168 | 159.6 | 189.7 | 215.5 | 248.5 | 592.1 | 522.8 | 438.3 | 512.7 | 526 | 465.2 | 386.8 | 373.3 | 385.2 | 377.8 | 393.1 | 350 | 301.5 | 231.6 | 229 | 453.8 | 462.5 | 480.6 | 416.1 | 337.3 | 246.5 | 247 | 227.8 | 206.6 | 168.4 | 150.7 | 125.7 | 96.9 | 58.4 | 42.3 | 444.4 | 429.5 | 376 | 320.6 | 234.8 | 168.4 | 83 | 40.9 | 16.7 | 13 | 9.7 | 6.4 | 4.7 | 2.6 | 1.8 | 61.6 | 52.3 | 48.4 | 39.2 | 30.4 | 10.4 | 6.3 | 6.8 | 9.4 | 9.1 | 10.2 | 12.5 | 14.7 | 14.2 | 11.2 | 70.1 | 54 | 43.5 | 33.6 | 31.9 | 24.5 | 16.3 | 12.3 | 5.8 | 4.2 | 4.2 | 5.3 | 9.4 | 12.8 | 15.3 | 41.3 | 31.6 | 19.4 | 32.1 | 35 | 30.7 | 17.6 | 15.9 | 15.1 | 17.4 | 18.3 | 16.1 | 11.9 | 8 | 7.1 | 38.9 | 37.4 | 38 | 28.9 | 19.3 | 6.3 | 7.1 | 6.8 | 6.2 | 4.2 | 3.5 | 2.7 | 1.9 | 1.9 | 1.9 | 35.7 | 33 | 25.7 | 21.6 | 13.8 | 7.6 | 2.6 | 1.7 | 1.1 | 1.2 | 1.3 | 1.7 | 1.4 | 1.8 | 1.8 | 8.8 | 7.45 | 6.87 | 5.55 | 4.23 | 1.3 | 0.7 | 0.8 | 1.18 | 1.16 | 1.33 | 1.69 | 2.01 | 1.94 | 1.5 | 10.07 | 7.71 | 6.15 | 4.75 | 4.51 | 3.48 | 2.26 | 1.68 | 0.72 | 0.48 | 0.47 | 0.65 | 1.26 | 1.76 | 2.1 | 5.78 | 4.35 | 2.55 | 4.43 | 4.87 | 4.26 | 2.32 | 2.08 | 1.93 | 2.3 | 2.42 | 2.13 | 1.53 | 0.99 | 0.86 | 5.55 | 5.31 | 5.38 | 4.04 | 2.64 | 0.72 | 0.84 | 0.81 | 0.74 | 0.48 | 0.38 | 0.28 | 0.19 | 0.19 | 0.19 | 5.07 | 4.66 | 3.59 | 3.01 | 1.9 | 1 | 0.3 | 0.19 | 0.11 | 0.12 | 0.13 | 0.17 | 0.14 | 0.18 | 0.18 | 39.5 | 37.1 | 37.1 | 32.6 | 33.7 | 29.6 | 30 | 27.1 | 26.7 | 23.1 | 22.2 | 21.6 | 22.1 | 22 | 21.4 | 38.2 | 36.6 | 35.4 | 28.1 | 25.5 | 19.4 | 20.3 | 17.6 | 18.8 | 17.8 | 19 | 16.8 | 17.2 | 17.6 | 19.9 | 42.9 | 42.2 | 41.8 | 40.3 | 39.4 | 35.1 | 36.4 | 36.1 | 38.4 | 35.3 | 36.7 | 32.8 | 30.1 | 24.1 | 24.6 | 26.2 | 28.7 | 30.6 | 30.1 | 28.1 | 27.6 | 27.1 | 24.7 | 22.4 | 18.9 | 17.3 | 14.6 | 11.8 | 12.1 | 12.7 | 27.8 | 28.3 | 27.6 | 23.9 | 19.4 | 16 | 10.2 | 8.7 | 7 | 7.8 | 8.3 | 10.9 | 8.9 | 11.5 | 11.3 | 2138.4 | 1969.8 | 1942.2 | 1687.6 | 1668.5 | 1350.5 | 1336.3 | 1214.9 | 1218.1 | 1061.9 | 1028.8 | 1021 | 1057.1 | 1047.7 | 997.6 | 2146.1 | 1955.9 | 1832.3 | 1447.9 | 1326.6 | 1009 | 991.4 | 843.6 | 852.5 | 796.8 | 846.9 | 761.9 | 806.2 | 848.1 | 962.7 | 2131.1 | 2037.7 | 1936.6 | 1969.6 | 1954.8 | 1736.6 | 1694.2 | 1669.4 | 1764.8 | 1648.3 | 1715.8 | 1532.7 | 1382.9 | 1096.1 | 1108.6 | 1403.7 | 1502.1 | 1589.9 | 1505.2 | 1350.6 | 1235.4 | 1215.1 | 1112 | 1007.6 | 846.6 | 768.3 | 648 | 505.9 | 709.3 | 828.9 | 1450.3 | 1451.4 | 1371.2 | 1180.3 | 927.6 | 738.8 | 499 | 555.8 | 508 | 598.5 | 608.4 | 800.5 | 640.1 | 770.1 | 727.3 | 0.35 | 0.3 | 0.29 | 0.24 | 0.21 | 0.13 | 0.12 | 0.11 | 0.12 | 0.1 | 0.11 | 0.11 | 0.12 | 0.12 | 0.11 | 0.37 | 0.31 | 0.27 | 0.21 | 0.19 | 0.15 | 0.12 | 0.1 | 0.08 | 0.07 | 0.07 | 0.07 | 0.09 | 0.1 | 0.12 | 0.29 | 0.25 | 0.2 | 0.24 | 0.25 | 0.22 | 0.18 | 0.17 | 0.17 | 0.17 | 0.18 | 0.16 | 0.14 | 0.1 | 0.1 | 0.22 | 0.22 | 0.23 | 0.2 | 0.16 | 0.11 | 0.11 | 0.1 | 0.09 | 0.07 | 0.07 | 0.06 | 0.04 | 0.04 | 0.05 | 0.22 | 0.21 | 0.18 | 0.15 | 0.11 | 0.08 | 0.04 | 0.03 | 0.03 | 0.03 | 0.03 | 0.04 | 0.03 | 0.04 | 0.04 | 0.045
| 3 | 400.1652 | 25.8258 | 3.5815 | 401.8374 | 30.7768 | 1510.0301 | 0.18964 | 73.1079 | 430.9419 | 1535.8559 | 3.7711 | 474.9452 | 716.6 | 640.5 | 615 | 517.5 | 458.1 | 290.6 | 263.3 | 245.1 | 258.5 | 230.6 | 231.3 | 245 | 262.7 | 259.4 | 235.1 | 767.5 | 646 | 567.2 | 440.7 | 405.9 | 305.5 | 255.5 | 208.6 | 177 | 159.4 | 168 | 161.1 | 191.4 | 217.9 | 250.8 | 595.6 | 524.6 | 443.8 | 515.4 | 528.3 | 464.9 | 387.7 | 374.3 | 383.9 | 375.4 | 391.6 | 350.2 | 303.7 | 233.7 | 230.1 | 461.9 | 475 | 498.5 | 428.6 | 342.8 | 246 | 246.9 | 226.9 | 205.6 | 167.8 | 149.1 | 123.9 | 94.2 | 57.4 | 41.4 | 450.6 | 436.5 | 385.1 | 325.3 | 236.7 | 165.9 | 81.2 | 39 | 16.5 | 13.2 | 10.1 | 6.5 | 4.8 | 2.8 | 1.9 | 63.5 | 54.7 | 51 | 41.2 | 31.3 | 10.7 | 6.3 | 6.7 | 9.1 | 8.8 | 10 | 12.7 | 14.9 | 14.3 | 11.3 | 72.4 | 56.1 | 46 | 35.3 | 32.9 | 24.7 | 16.1 | 12.2 | 5.9 | 4.2 | 4.1 | 5.3 | 9.6 | 13.1 | 15.6 | 41.9 | 31.9 | 20.1 | 32.4 | 35.2 | 30.4 | 17.5 | 15.8 | 14.7 | 16.9 | 17.9 | 16 | 12.1 | 8.1 | 7.1 | 40.1 | 39.3 | 40.7 | 30.8 | 20.2 | 6.2 | 7 | 6.6 | 6.1 | 4.2 | 3.4 | 2.6 | 1.8 | 1.9 | 1.9 | 36.7 | 34.2 | 27.2 | 22.5 | 14.2 | 7.6 | 2.6 | 1.7 | 1.1 | 1.2 | 1.3 | 1.7 | 1.4 | 1.8 | 1.8 | 9.07 | 7.8 | 7.24 | 5.84 | 4.36 | 1.36 | 0.7 | 0.79 | 1.14 | 1.13 | 1.32 | 1.71 | 2.04 | 1.95 | 1.51 | 10.41 | 8.02 | 6.53 | 5 | 4.68 | 3.5 | 2.23 | 1.67 | 0.73 | 0.48 | 0.46 | 0.65 | 1.29 | 1.8 | 2.15 | 5.87 | 4.4 | 2.65 | 4.47 | 4.9 | 4.22 | 2.31 | 2.05 | 1.88 | 2.22 | 2.36 | 2.11 | 1.56 | 1.01 | 0.85 | 5.73 | 5.59 | 5.78 | 4.33 | 2.77 | 0.71 | 0.83 | 0.79 | 0.73 | 0.47 | 0.37 | 0.28 | 0.18 | 0.19 | 0.19 | 5.2 | 4.83 | 3.8 | 3.15 | 1.96 | 1.01 | 0.31 | 0.19 | 0.11 | 0.12 | 0.13 | 0.17 | 0.14 | 0.18 | 0.18 | 39.6 | 37.2 | 37.1 | 32.7 | 33.7 | 29.6 | 30 | 27.1 | 26.7 | 23.2 | 22.2 | 21.7 | 22.1 | 22.2 | 21.6 | 38.3 | 36.7 | 35.2 | 27.8 | 25.1 | 19 | 20 | 17.2 | 18.6 | 17.8 | 19 | 17 | 17.2 | 17.7 | 19.9 | 42.7 | 42.2 | 41.9 | 40.4 | 39.5 | 35.3 | 36.6 | 36.3 | 38.6 | 35.5 | 36.9 | 33 | 30.2 | 24.3 | 24.8 | 26.2 | 28.7 | 30.6 | 30.1 | 28.1 | 27.7 | 27.1 | 24.7 | 22.4 | 18.9 | 17.1 | 14.4 | 11.5 | 11.9 | 12.6 | 27.8 | 28.1 | 27.6 | 23.7 | 19.3 | 15.7 | 9.9 | 8.5 | 6.9 | 7.8 | 8.3 | 10.9 | 8.9 | 11.5 | 11.2 | 2155 | 1990.8 | 1962.5 | 1704.2 | 1675.2 | 1352.1 | 1335.4 | 1214.2 | 1216.7 | 1062.6 | 1027.8 | 1023 | 1054.5 | 1054.3 | 1007.6 | 2167.7 | 1977.1 | 1840.5 | 1443.2 | 1316.4 | 994.6 | 976.2 | 826.8 | 844.1 | 796.6 | 849.4 | 770.7 | 810.4 | 854.6 | 965.6 | 2132.5 | 2039.1 | 1947.8 | 1976.5 | 1961.2 | 1743.9 | 1703.3 | 1680.5 | 1768.8 | 1651.9 | 1719.3 | 1538.4 | 1389.2 | 1104.5 | 1116 | 1414.3 | 1516.5 | 1608.4 | 1516.5 | 1354.8 | 1235.4 | 1216.4 | 1111.3 | 1005.4 | 845.4 | 760.4 | 638.3 | 491.7 | 706 | 826.9 | 1457.3 | 1454.8 | 1379.2 | 1179 | 925.1 | 722.9 | 484.4 | 542.1 | 502.1 | 596.2 | 605.7 | 794.3 | 635.5 | 760.5 | 717 | 0.35 | 0.31 | 0.3 | 0.25 | 0.22 | 0.13 | 0.12 | 0.11 | 0.12 | 0.1 | 0.11 | 0.11 | 0.12 | 0.12 | 0.11 | 0.38 | 0.32 | 0.28 | 0.21 | 0.2 | 0.15 | 0.12 | 0.1 | 0.08 | 0.07 | 0.07 | 0.07 | 0.09 | 0.1 | 0.12 | 0.29 | 0.25 | 0.2 | 0.24 | 0.25 | 0.22 | 0.18 | 0.17 | 0.17 | 0.17 | 0.18 | 0.16 | 0.14 | 0.11 | 0.1 | 0.23 | 0.23 | 0.24 | 0.2 | 0.16 | 0.11 | 0.11 | 0.1 | 0.09 | 0.07 | 0.07 | 0.05 | 0.04 | 0.04 | 0.05 | 0.22 | 0.21 | 0.18 | 0.15 | 0.11 | 0.08 | 0.04 | 0.03 | 0.03 | 0.03 | 0.03 | 0.04 | 0.03 | 0.04 | 0.04 | 0.0454
| 4 | 380.3939 | 24.3704 | 3.3778 | 381.9714 | 29.4644 | 1439.4786 | 0.18097 | 69.8178 | 409.8583 | 1463.849 | 3.5588 | 451.7892 | 723.4 | 622.6 | 572.9 | 461 | 424.2 | 279.6 | 259.4 | 239.8 | 253.5 | 230.6 | 233.1 | 247.1 | 263 | 256.5 | 230.5 | 775.1 | 639.6 | 535.3 | 382.3 | 352.9 | 269.6 | 243.1 | 201.7 | 177 | 161.3 | 170.5 | 163 | 192.2 | 219 | 251.1 | 601.6 | 528.1 | 435.7 | 482.9 | 494 | 430.5 | 374.1 | 363 | 381.6 | 371.4 | 386.9 | 347.4 | 301 | 228.4 | 222.5 | 467.5 | 459.7 | 462.5 | 389.1 | 322.4 | 244.8 | 241 | 220.6 | 200 | 168.7 | 148.1 | 121.1 | 89.2 | 54.9 | 40.1 | 450.9 | 426.8 | 375.7 | 313.5 | 232.2 | 157.1 | 75.5 | 36.1 | 16.8 | 13.7 | 10.1 | 6.7 | 4.8 | 2.8 | 1.9 | 64.9 | 54 | 48 | 36.7 | 28.4 | 9.8 | 6 | 6.3 | 8.7 | 8.8 | 10.2 | 13 | 15.2 | 14.3 | 11.2 | 74.2 | 56.6 | 43.8 | 30 | 27.9 | 21.4 | 15 | 11.6 | 6 | 4.4 | 4.3 | 5.4 | 9.6 | 13 | 15.5 | 42.8 | 32.5 | 19.5 | 29.3 | 31.8 | 27.1 | 16.2 | 14.8 | 14.3 | 16.2 | 17.1 | 15.5 | 11.9 | 7.9 | 6.8 | 41.2 | 38.6 | 38.1 | 27.5 | 18.5 | 6.3 | 7 | 6.6 | 6 | 4.4 | 3.6 | 2.8 | 1.8 | 1.8 | 1.9 | 37.2 | 34.4 | 27.6 | 22.9 | 14.8 | 7.7 | 2.5 | 1.6 | 1 | 1.2 | 1.3 | 1.7 | 1.4 | 1.8 | 1.7 | 9.29 | 7.7 | 6.84 | 5.2 | 3.95 | 1.24 | 0.66 | 0.73 | 1.09 | 1.12 | 1.34 | 1.76 | 2.07 | 1.95 | 1.49 | 10.68 | 8.09 | 6.23 | 4.25 | 3.96 | 3.03 | 2.07 | 1.58 | 0.74 | 0.51 | 0.5 | 0.67 | 1.29 | 1.79 | 2.13 | 6.01 | 4.48 | 2.57 | 4.03 | 4.4 | 3.75 | 2.13 | 1.92 | 1.82 | 2.12 | 2.24 | 2.04 | 1.53 | 0.98 | 0.82 | 5.9 | 5.49 | 5.41 | 3.86 | 2.52 | 0.72 | 0.83 | 0.79 | 0.73 | 0.51 | 0.41 | 0.31 | 0.18 | 0.18 | 0.19 | 5.29 | 4.87 | 3.89 | 3.22 | 2.06 | 1.03 | 0.3 | 0.17 | 0.1 | 0.12 | 0.13 | 0.17 | 0.14 | 0.18 | 0.17 | 39.2 | 35.5 | 34.1 | 29.3 | 31.8 | 28.9 | 29.7 | 26.8 | 26.4 | 23.3 | 22.3 | 21.7 | 21.9 | 21.8 | 21.1 | 37.7 | 35.4 | 32.9 | 24.7 | 22.5 | 17.2 | 19.3 | 16.9 | 18.6 | 17.9 | 19.1 | 17.1 | 17.3 | 17.9 | 20.1 | 42.7 | 42.1 | 41.3 | 38.8 | 38 | 33.6 | 35.9 | 35.7 | 38.7 | 35.6 | 36.9 | 33 | 30 | 23.8 | 24 | 26 | 27.4 | 28.2 | 27.8 | 26.9 | 27.5 | 26.3 | 24 | 21.6 | 18.8 | 16.8 | 13.9 | 10.8 | 11.5 | 12.3 | 27.4 | 26.7 | 25.9 | 21.8 | 18.1 | 14.4 | 9.2 | 8.1 | 6.8 | 7.7 | 8.2 | 10.8 | 8.8 | 11.3 | 11 | 2148.1 | 1907.3 | 1804.7 | 1516 | 1566.9 | 1315.2 | 1320.6 | 1196.8 | 1200.1 | 1065.7 | 1032.9 | 1025.1 | 1048.4 | 1037.5 | 986.1 | 2153.5 | 1923.8 | 1720.2 | 1268 | 1164.6 | 889.7 | 937.7 | 806.6 | 841.9 | 800.7 | 855.4 | 777.1 | 814.4 | 861.6 | 971.6 | 2139.4 | 2041.5 | 1918.6 | 1884.7 | 1869.1 | 1646.9 | 1663.4 | 1644.3 | 1769.4 | 1649.8 | 1716.5 | 1537.1 | 1380.3 | 1080.6 | 1079.4 | 1409.3 | 1447.9 | 1479.9 | 1388.6 | 1290 | 1226.8 | 1182.2 | 1077.2 | 973.6 | 843.3 | 747.6 | 616.6 | 464.5 | 681.6 | 803.6 | 1440.8 | 1391.9 | 1308.1 | 1096.3 | 879.5 | 668.4 | 449.9 | 520.6 | 493.5 | 589 | 597 | 785 | 627.7 | 741.4 | 692.8 | 0.36 | 0.31 | 0.28 | 0.23 | 0.2 | 0.13 | 0.11 | 0.11 | 0.11 | 0.1 | 0.11 | 0.12 | 0.12 | 0.12 | 0.11 | 0.38 | 0.31 | 0.26 | 0.19 | 0.17 | 0.13 | 0.11 | 0.09 | 0.08 | 0.07 | 0.08 | 0.07 | 0.09 | 0.1 | 0.12 | 0.29 | 0.25 | 0.2 | 0.22 | 0.23 | 0.2 | 0.17 | 0.16 | 0.17 | 0.17 | 0.18 | 0.16 | 0.14 | 0.1 | 0.1 | 0.23 | 0.23 | 0.23 | 0.19 | 0.15 | 0.11 | 0.11 | 0.1 | 0.09 | 0.07 | 0.07 | 0.05 | 0.04 | 0.04 | 0.05 | 0.22 | 0.21 | 0.18 | 0.15 | 0.11 | 0.07 | 0.04 | 0.03 | 0.03 | 0.03 | 0.03 | 0.04 | 0.03 | 0.04 | 0.04 | 0.0469
| 5 | 325.1457 | 19.4855 | 2.6843 | 326.4027 | 26.4194 | 1270.2289 | 0.15357 | 62.0265 | 351.5652 | 1289.7144 | 2.8379 | 388.4292 | 661.6 | 536.4 | 435.9 | 330.9 | 340.1 | 259.6 | 256.4 | 234.8 | 247.8 | 228.2 | 230.7 | 240.9 | 255.8 | 250.4 | 228 | 702.9 | 566.1 | 437.6 | 287.1 | 278 | 228.2 | 227.9 | 189.8 | 170.3 | 157.2 | 164.6 | 155.2 | 185.8 | 214.1 | 249.6 | 597 | 519.8 | 394.3 | 392.4 | 405.4 | 359.1 | 352.3 | 341.8 | 379 | 366.2 | 385 | 342.1 | 293.7 | 215.5 | 206.3 | 424.8 | 391.5 | 355.3 | 303.9 | 275.4 | 243.1 | 226.8 | 207.7 | 187.3 | 164.4 | 137 | 107 | 73.7 | 46.3 | 33.3 | 411 | 372.1 | 315 | 250.9 | 191.3 | 124.5 | 64.2 | 31.1 | 16 | 12.2 | 8.7 | 6.2 | 4.5 | 2.6 | 1.7 | 58.4 | 45.6 | 35.2 | 25.2 | 21 | 8.8 | 6.1 | 6.2 | 8.5 | 8.6 | 10.1 | 12.7 | 14.8 | 14.1 | 11.2 | 66.4 | 49.8 | 35.1 | 21.7 | 20.8 | 17.5 | 13.9 | 10.7 | 5.5 | 4.1 | 4 | 5 | 9.4 | 12.7 | 15.5 | 41.4 | 31.2 | 16 | 21.1 | 23.6 | 20.7 | 14.4 | 13.1 | 14 | 15.7 | 17 | 15.2 | 11.8 | 7.5 | 6.4 | 36.8 | 32 | 27.9 | 19.5 | 14.1 | 6.3 | 6.6 | 6.3 | 5.8 | 4.3 | 3.2 | 2.3 | 1.4 | 1.6 | 1.7 | 33.3 | 29.5 | 22.8 | 18.5 | 12.3 | 6.1 | 2.1 | 1.4 | 1 | 1.1 | 1.2 | 1.7 | 1.4 | 1.7 | 1.6 | 8.35 | 6.51 | 5 | 3.56 | 2.91 | 1.1 | 0.69 | 0.72 | 1.06 | 1.09 | 1.33 | 1.71 | 2.02 | 1.92 | 1.5 | 9.54 | 7.12 | 4.98 | 3.06 | 2.94 | 2.47 | 1.91 | 1.45 | 0.68 | 0.47 | 0.45 | 0.61 | 1.26 | 1.75 | 2.14 | 5.79 | 4.3 | 2.07 | 2.85 | 3.23 | 2.83 | 1.87 | 1.67 | 1.78 | 2.05 | 2.23 | 2 | 1.53 | 0.94 | 0.77 | 5.26 | 4.55 | 3.96 | 2.71 | 1.9 | 0.73 | 0.79 | 0.76 | 0.71 | 0.5 | 0.36 | 0.25 | 0.14 | 0.16 | 0.17 | 4.73 | 4.19 | 3.2 | 2.6 | 1.71 | 0.82 | 0.25 | 0.15 | 0.1 | 0.11 | 0.12 | 0.17 | 0.14 | 0.17 | 0.16 | 36.8 | 31.4 | 27.3 | 22.1 | 27.1 | 27.2 | 29.2 | 26.2 | 25.8 | 23.1 | 22 | 21.1 | 21.2 | 21.2 | 20.7 | 35.1 | 31.7 | 27.6 | 19.3 | 18.8 | 15.1 | 18.3 | 16.1 | 18 | 17.6 | 18.6 | 16.5 | 16.6 | 17.5 | 19.8 | 43.4 | 42.1 | 38.9 | 34 | 33.5 | 29.8 | 34.6 | 34.4 | 38.6 | 35.3 | 36.8 | 32.6 | 29.1 | 22.4 | 22.2 | 24.2 | 24.1 | 22.9 | 23.5 | 24.5 | 27.2 | 24.7 | 22.4 | 20.1 | 18.3 | 15.6 | 12.4 | 9 | 10.5 | 11.4 | 25.6 | 23.7 | 22.1 | 17.3 | 14.8 | 11.4 | 7.8 | 7.2 | 6.4 | 7.3 | 7.8 | 10.6 | 8.6 | 10.8 | 10.3 | 1989.4 | 1665.3 | 1411.2 | 1117.6 | 1306.8 | 1230.9 | 1298.2 | 1170.1 | 1172.6 | 1057.5 | 1022.7 | 999.8 | 1017.8 | 1008.1 | 969 | 1976 | 1706.9 | 1427.1 | 976.5 | 953.1 | 771.7 | 886 | 766.5 | 816.4 | 786.8 | 831.6 | 746.5 | 784.6 | 842.3 | 961.5 | 2155.6 | 2030.9 | 1786.7 | 1615.8 | 1612 | 1433.3 | 1593.5 | 1575.5 | 1762.8 | 1633.7 | 1708.6 | 1515.5 | 1340.7 | 1016.7 | 999.4 | 1297.7 | 1256.1 | 1172.8 | 1143.2 | 1152.5 | 1214.3 | 1111 | 1009.8 | 905.8 | 821.2 | 695.6 | 549.1 | 385 | 634.7 | 763.9 | 1330.2 | 1223.7 | 1107.2 | 871 | 719.1 | 529.7 | 384.3 | 471.7 | 462.1 | 557.2 | 572.3 | 769 | 617.2 | 720.3 | 658.5 | 0.33 | 0.27 | 0.22 | 0.16 | 0.16 | 0.12 | 0.11 | 0.1 | 0.11 | 0.1 | 0.1 | 0.11 | 0.12 | 0.12 | 0.11 | 0.35 | 0.28 | 0.22 | 0.14 | 0.14 | 0.11 | 0.11 | 0.09 | 0.08 | 0.07 | 0.07 | 0.07 | 0.09 | 0.1 | 0.12 | 0.29 | 0.25 | 0.18 | 0.18 | 0.19 | 0.17 | 0.16 | 0.15 | 0.17 | 0.17 | 0.18 | 0.16 | 0.13 | 0.1 | 0.09 | 0.21 | 0.19 | 0.18 | 0.15 | 0.13 | 0.11 | 0.1 | 0.09 | 0.08 | 0.07 | 0.06 | 0.05 | 0.03 | 0.04 | 0.04 | 0.2 | 0.18 | 0.15 | 0.12 | 0.09 | 0.06 | 0.03 | 0.03 | 0.02 | 0.03 | 0.03 | 0.04 | 0.03 | 0.04 | 0.04 | 0.0499
| 6 | 278.352 | 15.5436 | 2.1209 | 279.3492 | 23.6596 | 1122.3561 | 0.13276 | 55.1208 | 302.0116 | 1137.8997 | 2.2536 | 334.47 | 558.7 | 437.7 | 308.4 | 231.3 | 274.2 | 248.3 | 260.3 | 235.6 | 249.2 | 230.9 | 233.4 | 236.3 | 251.7 | 245.7 | 227.1 | 585.3 | 463.3 | 329.5 | 211.9 | 224.2 | 202.9 | 222.1 | 184.7 | 169.8 | 154.2 | 160.2 | 148.4 | 178.7 | 210.8 | 248.1 | 582.9 | 502.9 | 348.9 | 316 | 332.8 | 302.9 | 336.5 | 327 | 380.9 | 363.3 | 386.4 | 339 | 289.5 | 204.8 | 190.9 | 354.6 | 317.7 | 264 | 248.8 | 247.3 | 245.3 | 214.9 | 195 | 174.2 | 157.3 | 124.1 | 91.4 | 60.4 | 39.5 | 28.2 | 351.5 | 310.5 | 252.8 | 199 | 156.7 | 100 | 55.6 | 27.4 | 15.6 | 11.9 | 8.3 | 5.9 | 4.3 | 2.3 | 1.6 | 47.3 | 36 | 23.6 | 17 | 15.5 | 8.5 | 6.9 | 6.7 | 9.2 | 9.1 | 10.6 | 12.5 | 14.7 | 13.9 | 11.3 | 53.3 | 39.5 | 25.4 | 15.7 | 16.5 | 15.4 | 13.7 | 10.4 | 5.7 | 4 | 3.9 | 4.7 | 9 | 12.5 | 15.3 | 38.5 | 28.9 | 12.6 | 15 | 17.5 | 16.1 | 13.4 | 12.3 | 14.3 | 15.8 | 17.6 | 15.4 | 12 | 7.3 | 6 | 29.4 | 24.9 | 19.8 | 15 | 11.9 | 7 | 6.5 | 6 | 5.4 | 4.1 | 2.9 | 2 | 1.2 | 1.5 | 1.6 | 27.5 | 24 | 17.9 | 14.7 | 10.1 | 4.9 | 1.8 | 1.3 | 0.9 | 1.1 | 1.2 | 1.6 | 1.3 | 1.6 | 1.5 | 6.76 | 5.13 | 3.34 | 2.4 | 2.12 | 1.06 | 0.79 | 0.8 | 1.16 | 1.17 | 1.4 | 1.69 | 2.02 | 1.89 | 1.51 | 7.65 | 5.65 | 3.59 | 2.21 | 2.32 | 2.17 | 1.89 | 1.41 | 0.71 | 0.46 | 0.44 | 0.58 | 1.21 | 1.71 | 2.11 | 5.37 | 3.96 | 1.6 | 2 | 2.37 | 2.17 | 1.72 | 1.56 | 1.83 | 2.08 | 2.32 | 2.03 | 1.55 | 0.92 | 0.73 | 4.19 | 3.54 | 2.8 | 2.07 | 1.59 | 0.83 | 0.79 | 0.73 | 0.66 | 0.47 | 0.32 | 0.21 | 0.12 | 0.15 | 0.16 | 3.9 | 3.4 | 2.51 | 2.08 | 1.4 | 0.65 | 0.22 | 0.14 | 0.09 | 0.11 | 0.12 | 0.16 | 0.13 | 0.16 | 0.15 | 33 | 26.8 | 20.5 | 16 | 23.2 | 26 | 29 | 25.8 | 25.4 | 23 | 21.9 | 20.6 | 20.8 | 20.7 | 20.5 | 31.2 | 27.1 | 21.8 | 14.6 | 15.5 | 13.6 | 17.7 | 15.6 | 17.8 | 17.2 | 18.1 | 15.8 | 16 | 17.3 | 19.8 | 44.2 | 42.1 | 35.8 | 29.2 | 29.2 | 26.5 | 33.4 | 33.1 | 38.5 | 34.8 | 36.5 | 32 | 28.5 | 21.1 | 20.4 | 21.5 | 20.6 | 18 | 20.2 | 22.8 | 26.9 | 23.2 | 21 | 18.7 | 17.6 | 14.1 | 10.6 | 7.4 | 9.5 | 10.6 | 22.8 | 20.4 | 18.1 | 13.7 | 12.1 | 9.2 | 6.8 | 6.6 | 6 | 7 | 7.5 | 10 | 8.1 | 9.9 | 9.5 | 1731.3 | 1390.5 | 1034 | 797.6 | 1099 | 1175.6 | 1298.2 | 1158.5 | 1159.7 | 1057.1 | 1021.9 | 977.7 | 997.5 | 988.7 | 963.1 | 1698.4 | 1428.3 | 1103 | 728.9 | 778.8 | 691.7 | 857.8 | 745.8 | 807 | 771.4 | 809.1 | 715 | 754.5 | 831.7 | 959.4 | 2155.6 | 2000.1 | 1626.6 | 1361.9 | 1378.9 | 1252.5 | 1534.4 | 1513.9 | 1762.4 | 1612.3 | 1699.5 | 1492.1 | 1311.7 | 959.6 | 920.2 | 1118.5 | 1047.2 | 899 | 966.7 | 1059.2 | 1205.5 | 1044.2 | 945.3 | 841.8 | 786.4 | 630.3 | 469.6 | 315.4 | 592.8 | 727.3 | 1161.6 | 1036.7 | 898.5 | 687.9 | 588.7 | 426.2 | 337 | 435.5 | 434.9 | 531.9 | 550.3 | 730.2 | 581.7 | 662.9 | 612.9 | 0.28 | 0.22 | 0.16 | 0.12 | 0.13 | 0.11 | 0.12 | 0.1 | 0.11 | 0.1 | 0.11 | 0.11 | 0.12 | 0.12 | 0.11 | 0.3 | 0.24 | 0.17 | 0.11 | 0.11 | 0.1 | 0.1 | 0.09 | 0.08 | 0.07 | 0.07 | 0.07 | 0.08 | 0.1 | 0.12 | 0.29 | 0.24 | 0.16 | 0.15 | 0.16 | 0.14 | 0.15 | 0.15 | 0.17 | 0.17 | 0.18 | 0.16 | 0.13 | 0.09 | 0.09 | 0.18 | 0.16 | 0.13 | 0.12 | 0.12 | 0.11 | 0.1 | 0.09 | 0.08 | 0.07 | 0.05 | 0.04 | 0.03 | 0.04 | 0.04 | 0.18 | 0.16 | 0.12 | 0.1 | 0.08 | 0.05 | 0.03 | 0.03 | 0.02 | 0.03 | 0.03 | 0.04 | 0.03 | 0.04 | 0.04 | 0.0526
| 7 | 236.5016 | 12.1628 | 1.6393 | 237.2766 | 21.0599 | 987.406 | 0.1131 | 48.7372 | 257.5614 | 999.5688 | 1.7524 | 286.0138 | 477.6 | 352.9 | 194.6 | 135.5 | 214 | 237.7 | 265.1 | 237.4 | 251.2 | 234.6 | 237 | 233 | 247.5 | 240.4 | 226.9 | 490.5 | 378.1 | 229.4 | 133.5 | 161.1 | 174.7 | 215.2 | 182.7 | 168.3 | 149.2 | 152.1 | 138.7 | 172.8 | 207.7 | 248.9 | 571.3 | 487.6 | 306.8 | 245.7 | 267.2 | 253.5 | 322.9 | 310.8 | 378.6 | 359.3 | 389.5 | 339.9 | 288.4 | 195.7 | 176.5 | 299.1 | 253.5 | 172.5 | 187.8 | 216.2 | 251.5 | 207.2 | 184.3 | 163.2 | 150 | 112.8 | 78.1 | 51 | 34.2 | 24.2 | 299.8 | 249.5 | 185.1 | 141.3 | 122.2 | 79.3 | 48.6 | 23.5 | 14.3 | 11 | 7.5 | 5.6 | 3.9 | 2 | 1.4 | 38.7 | 27.7 | 13.4 | 9.2 | 10.8 | 8.5 | 7.9 | 7.5 | 9.9 | 9.7 | 11.2 | 12.4 | 14.5 | 13.4 | 11.2 | 43.1 | 31.1 | 16.2 | 8.8 | 10.7 | 12.7 | 13.2 | 10.3 | 5.8 | 3.8 | 3.7 | 4.4 | 9 | 12.4 | 15.4 | 36.2 | 26.9 | 9.9 | 9.9 | 12.7 | 12.2 | 12.4 | 11.2 | 14.4 | 16 | 18.3 | 16 | 12.4 | 7.2 | 5.6 | 23.7 | 18.7 | 11.3 | 9.7 | 9.4 | 8.3 | 6.6 | 5.5 | 4.9 | 3.8 | 2.6 | 1.7 | 1 | 1.4 | 1.5 | 22.4 | 18.2 | 11.9 | 10 | 7.6 | 3.8 | 1.6 | 1.2 | 0.9 | 1 | 1.1 | 1.5 | 1.2 | 1.4 | 1.4 | 5.51 | 3.94 | 1.88 | 1.28 | 1.45 | 1.06 | 0.95 | 0.91 | 1.27 | 1.26 | 1.49 | 1.68 | 1.98 | 1.82 | 1.51 | 6.18 | 4.43 | 2.28 | 1.22 | 1.49 | 1.78 | 1.81 | 1.4 | 0.73 | 0.44 | 0.41 | 0.54 | 1.21 | 1.7 | 2.13 | 5.03 | 3.68 | 1.22 | 1.28 | 1.69 | 1.62 | 1.58 | 1.41 | 1.84 | 2.1 | 2.42 | 2.12 | 1.63 | 0.92 | 0.68 | 3.37 | 2.64 | 1.57 | 1.3 | 1.24 | 1.02 | 0.8 | 0.66 | 0.58 | 0.44 | 0.29 | 0.18 | 0.1 | 0.14 | 0.15 | 3.16 | 2.58 | 1.66 | 1.4 | 1.06 | 0.51 | 0.2 | 0.13 | 0.09 | 0.1 | 0.11 | 0.15 | 0.12 | 0.14 | 0.14 | 29.9 | 22.8 | 14.3 | 10.1 | 19.3 | 24.6 | 28.8 | 25.4 | 25 | 22.9 | 21.9 | 20.3 | 20.4 | 20.4 | 20.5 | 27.6 | 23.3 | 16.5 | 10.2 | 12.1 | 12.2 | 17.2 | 15.5 | 17.5 | 16.7 | 17.3 | 14.8 | 15.2 | 16.9 | 19.8 | 44.8 | 41.8 | 32.6 | 24.3 | 24.6 | 23.3 | 32.5 | 31.9 | 38.2 | 34.2 | 36.3 | 31.6 | 27.9 | 20 | 18.9 | 19.2 | 17.5 | 13.2 | 16.7 | 20.8 | 26.6 | 22.1 | 20 | 17.7 | 16.8 | 12.9 | 9.1 | 6.2 | 8.8 | 9.9 | 20.5 | 17.4 | 14.3 | 10.1 | 9.7 | 7.3 | 6 | 6.1 | 5.8 | 6.7 | 7.1 | 9.5 | 7.6 | 9 | 8.6 | 1529.2 | 1157 | 698.8 | 493.8 | 902.1 | 1115.4 | 1294.2 | 1145.5 | 1148.9 | 1057.7 | 1024.3 | 961.4 | 980.4 | 973.2 | 962.5 | 1465.5 | 1198.1 | 811.6 | 494 | 595.7 | 613.8 | 834.8 | 738 | 794.8 | 747.9 | 770 | 668.4 | 720.9 | 815.7 | 960.2 | 2155 | 1968.9 | 1468.6 | 1114.8 | 1151.7 | 1089.4 | 1486.9 | 1454.6 | 1746.5 | 1584.7 | 1695 | 1477.7 | 1290.6 | 909.1 | 849.9 | 975.6 | 870 | 638.3 | 783 | 958.3 | 1202 | 997.7 | 898.6 | 796.8 | 752.6 | 573.1 | 402.1 | 265.9 | 556.3 | 693 | 1021.4 | 863.1 | 693.4 | 503.4 | 466.8 | 338.9 | 297.8 | 410.8 | 418.1 | 515.1 | 523.6 | 700 | 552 | 614.3 | 558.6 | 0.25 | 0.18 | 0.1 | 0.07 | 0.1 | 0.11 | 0.12 | 0.11 | 0.11 | 0.11 | 0.11 | 0.11 | 0.12 | 0.11 | 0.11 | 0.25 | 0.19 | 0.12 | 0.07 | 0.08 | 0.08 | 0.1 | 0.09 | 0.08 | 0.07 | 0.07 | 0.06 | 0.08 | 0.1 | 0.12 | 0.28 | 0.24 | 0.14 | 0.11 | 0.12 | 0.12 | 0.15 | 0.14 | 0.17 | 0.16 | 0.18 | 0.16 | 0.13 | 0.09 | 0.08 | 0.15 | 0.13 | 0.09 | 0.09 | 0.1 | 0.11 | 0.09 | 0.08 | 0.07 | 0.07 | 0.05 | 0.03 | 0.02 | 0.03 | 0.04 | 0.15 | 0.13 | 0.09 | 0.07 | 0.06 | 0.04 | 0.03 | 0.02 | 0.02 | 0.03 | 0.03 | 0.04 | 0.03 | 0.03 | 0.03 | 0.0543
| 8 | 218.2854 | 10.6543 | 1.4304 | 218.9627 | 19.925 | 928.5205 | 0.10251 | 45.9507 | 238.2103 | 939.1748 | 1.5329 | 264.9134 | 435 | 312.4 | 146.1 | 96.6 | 191 | 231.7 | 268.3 | 236 | 252.4 | 234.9 | 238.3 | 228.1 | 245.3 | 238.5 | 230.3 | 440.5 | 335.4 | 183.1 | 102.2 | 138.3 | 165.7 | 212.4 | 179.9 | 165.9 | 145.8 | 147.5 | 133.5 | 167.2 | 202.4 | 243.5 | 567.1 | 479.9 | 280.2 | 205.4 | 230.2 | 232.2 | 322.2 | 310.2 | 380.9 | 359.9 | 393.6 | 343.9 | 290.9 | 195.6 | 172.9 | 268.4 | 222.1 | 134.9 | 164.5 | 203.8 | 249.5 | 200.1 | 176.8 | 155.9 | 143 | 103.8 | 69.1 | 46.4 | 32.1 | 22.6 | 275.5 | 223.2 | 157.6 | 117.4 | 106.6 | 69.6 | 46.1 | 22.6 | 13.9 | 10.5 | 7.1 | 5.4 | 3.7 | 1.8 | 1.2 | 34.1 | 23.7 | 9.2 | 6 | 9 | 8.3 | 8.4 | 7.4 | 10.2 | 9.8 | 11.5 | 12 | 14.2 | 13.2 | 11.6 | 37.6 | 26.9 | 12.3 | 6.2 | 8.7 | 11.8 | 13.1 | 10.2 | 5.9 | 3.7 | 3.5 | 4.3 | 8.7 | 12 | 14.8 | 34.9 | 25.8 | 8 | 6.7 | 9.6 | 10.1 | 12.3 | 11.1 | 14.6 | 15.8 | 18.5 | 16.2 | 12.7 | 7.3 | 5.4 | 20.5 | 15.7 | 7.9 | 7.7 | 8.5 | 8.5 | 6.4 | 5.2 | 4.6 | 3.7 | 2.5 | 1.5 | 0.9 | 1.3 | 1.5 | 20 | 15.8 | 9.8 | 8 | 6.5 | 3.2 | 1.6 | 1.1 | 0.9 | 1 | 1.1 | 1.5 | 1.2 | 1.4 | 1.3 | 4.86 | 3.37 | 1.28 | 0.83 | 1.2 | 1.05 | 1.03 | 0.91 | 1.32 | 1.28 | 1.53 | 1.62 | 1.95 | 1.8 | 1.55 | 5.39 | 3.83 | 1.72 | 0.86 | 1.2 | 1.65 | 1.8 | 1.39 | 0.74 | 0.42 | 0.4 | 0.53 | 1.18 | 1.65 | 2.05 | 4.85 | 3.52 | 0.95 | 0.83 | 1.25 | 1.33 | 1.57 | 1.39 | 1.86 | 2.08 | 2.46 | 2.16 | 1.66 | 0.92 | 0.67 | 2.91 | 2.21 | 1.1 | 1.03 | 1.11 | 1.06 | 0.78 | 0.62 | 0.55 | 0.43 | 0.28 | 0.16 | 0.09 | 0.13 | 0.15 | 2.83 | 2.23 | 1.36 | 1.12 | 0.89 | 0.43 | 0.19 | 0.12 | 0.09 | 0.1 | 0.11 | 0.15 | 0.12 | 0.14 | 0.13 | 28.3 | 21 | 11.5 | 7.7 | 17.7 | 23.8 | 28.7 | 25.2 | 24.9 | 22.9 | 21.9 | 20 | 20.3 | 20.4 | 20.7 | 25.8 | 21.3 | 13.8 | 8.3 | 10.9 | 11.8 | 16.9 | 15.2 | 17.1 | 16.4 | 16.7 | 14.2 | 14.7 | 16.6 | 19.6 | 45.5 | 41.8 | 30.7 | 21.7 | 22.4 | 22.2 | 32.5 | 32 | 38.3 | 34.4 | 36.6 | 32 | 28.1 | 19.9 | 18.5 | 18 | 16 | 11.2 | 15.3 | 19.9 | 26.1 | 21.4 | 19.3 | 17 | 16 | 11.8 | 8 | 5.7 | 8.5 | 9.7 | 19.3 | 16 | 12.5 | 8.7 | 8.6 | 6.5 | 5.7 | 6 | 5.7 | 6.6 | 7 | 9.4 | 7.5 | 8.8 | 8.3 | 1421.2 | 1046 | 550.2 | 370.4 | 823.3 | 1084.7 | 1295.5 | 1138.3 | 1146.7 | 1055.6 | 1024.2 | 945.9 | 974.4 | 967.5 | 971 | 1344.7 | 1081.2 | 668.2 | 393.8 | 528.5 | 590.4 | 821.7 | 724.8 | 780.4 | 732.8 | 746.8 | 641.1 | 697.4 | 797.6 | 946.2 | 2164.2 | 1954.5 | 1372.3 | 982 | 1033.8 | 1029.5 | 1486 | 1455.1 | 1754.6 | 1592.3 | 1710 | 1492.5 | 1297.4 | 906.5 | 832.5 | 895 | 781.6 | 525.4 | 709 | 914.6 | 1183.2 | 963.5 | 866.3 | 763.4 | 715.4 | 525.3 | 356.2 | 242.1 | 547.3 | 687.3 | 950.3 | 784.5 | 601.4 | 426.6 | 413.4 | 301.3 | 284.6 | 401.8 | 411 | 506.8 | 516.4 | 689.2 | 542.4 | 602.9 | 549.7 | 0.23 | 0.16 | 0.07 | 0.05 | 0.09 | 0.1 | 0.12 | 0.11 | 0.11 | 0.11 | 0.11 | 0.11 | 0.12 | 0.11 | 0.11 | 0.23 | 0.18 | 0.09 | 0.05 | 0.07 | 0.08 | 0.1 | 0.08 | 0.07 | 0.06 | 0.06 | 0.06 | 0.08 | 0.09 | 0.11 | 0.29 | 0.24 | 0.13 | 0.09 | 0.11 | 0.11 | 0.15 | 0.14 | 0.17 | 0.16 | 0.18 | 0.16 | 0.13 | 0.09 | 0.08 | 0.14 | 0.12 | 0.07 | 0.08 | 0.09 | 0.11 | 0.09 | 0.08 | 0.07 | 0.06 | 0.05 | 0.03 | 0.02 | 0.03 | 0.04 | 0.14 | 0.11 | 0.08 | 0.06 | 0.05 | 0.03 | 0.02 | 0.02 | 0.02 | 0.02 | 0.03 | 0.03 | 0.03 | 0.03 | 0.03 | 0.0557
| 9 | 214.7536 | 10.3025 | 1.3798 | 215.4077 | 19.7984 | 918.6212 | 0.10222 | 45.5469 | 234.552 | 928.9237 | 1.482 | 260.9546 | 425.6 | 304.4 | 134.5 | 89.2 | 186 | 231.7 | 269.5 | 236.9 | 253.9 | 235.3 | 237.4 | 226.7 | 246.6 | 242.8 | 237 | 436.4 | 330 | 173.8 | 93.9 | 132.4 | 163.3 | 211.6 | 180 | 167.9 | 146.9 | 146 | 130.8 | 165.4 | 201.8 | 243.4 | 565.6 | 478.2 | 276.1 | 199.1 | 224.1 | 225.1 | 318.2 | 305.9 | 380.1 | 360.9 | 396.7 | 350.1 | 297.1 | 198.9 | 173.3 | 263.6 | 217.4 | 127.2 | 162.1 | 203.5 | 253.9 | 199.4 | 176.6 | 155.5 | 142.3 | 100.8 | 65.8 | 45.7 | 32.8 | 23.1 | 271.2 | 218.6 | 152.9 | 111.9 | 102.6 | 65.9 | 45.5 | 22.2 | 14 | 10.5 | 7.2 | 5.5 | 3.8 | 1.9 | 1.3 | 32.6 | 22.6 | 8.2 | 5.4 | 8.6 | 8.4 | 8.5 | 7.5 | 10.3 | 9.9 | 11.2 | 11.8 | 14.2 | 13.3 | 11.8 | 36.6 | 26 | 11.5 | 5.5 | 8.3 | 11.7 | 13 | 10 | 5.8 | 3.7 | 3.4 | 4.2 | 8.6 | 11.9 | 14.7 | 34 | 25.1 | 7.8 | 6.2 | 9 | 9.4 | 11.7 | 10.4 | 14 | 15.4 | 18.4 | 16.2 | 12.7 | 7.1 | 5.3 | 19.7 | 15.1 | 7.3 | 7.6 | 8.5 | 8.9 | 6.3 | 5.1 | 4.5 | 3.7 | 2.4 | 1.4 | 0.9 | 1.3 | 1.5 | 19.3 | 15.3 | 9.6 | 7.8 | 6.3 | 3 | 1.5 | 1.1 | 0.9 | 1 | 1.1 | 1.5 | 1.2 | 1.4 | 1.3 | 4.64 | 3.21 | 1.14 | 0.75 | 1.15 | 1.06 | 1.04 | 0.92 | 1.33 | 1.28 | 1.5 | 1.6 | 1.94 | 1.81 | 1.58 | 5.25 | 3.7 | 1.61 | 0.76 | 1.15 | 1.65 | 1.8 | 1.36 | 0.73 | 0.42 | 0.38 | 0.51 | 1.15 | 1.63 | 2.02 | 4.72 | 3.42 | 0.92 | 0.76 | 1.17 | 1.22 | 1.48 | 1.29 | 1.78 | 2.01 | 2.43 | 2.14 | 1.66 | 0.89 | 0.64 | 2.8 | 2.12 | 1.01 | 1.01 | 1.1 | 1.11 | 0.77 | 0.61 | 0.54 | 0.43 | 0.27 | 0.15 | 0.09 | 0.13 | 0.15 | 2.73 | 2.15 | 1.33 | 1.09 | 0.87 | 0.4 | 0.19 | 0.12 | 0.09 | 0.1 | 0.11 | 0.15 | 0.12 | 0.14 | 0.13 | 28.5 | 21 | 10.9 | 7.2 | 17.4 | 23.8 | 28.8 | 25.3 | 25.1 | 22.9 | 21.9 | 20 | 20.6 | 20.8 | 21.4 | 26.3 | 21.4 | 13.2 | 7.8 | 10.4 | 11.5 | 16.9 | 15.3 | 17.4 | 16.6 | 16.7 | 13.9 | 14.6 | 16.6 | 19.7 | 46.2 | 42.3 | 30.4 | 21.3 | 22.1 | 21.9 | 32.5 | 32 | 38.8 | 34.9 | 37.2 | 32.8 | 28.9 | 20.5 | 18.7 | 18.1 | 16 | 10.7 | 15.2 | 19.9 | 26.4 | 21.4 | 19.3 | 17 | 15.9 | 11.5 | 7.7 | 5.6 | 8.5 | 9.7 | 19.5 | 15.9 | 12.1 | 8.1 | 8.2 | 6.2 | 5.7 | 5.9 | 5.7 | 6.6 | 7.1 | 9.5 | 7.6 | 8.8 | 8.4 | 1409.7 | 1031.2 | 513.2 | 344.8 | 807.4 | 1083 | 1299.2 | 1141.2 | 1152.7 | 1057.4 | 1024.6 | 942.6 | 982.6 | 987.6 | 1002.9 | 1345.7 | 1072.9 | 638.4 | 368.3 | 505.6 | 577.9 | 818.3 | 730.3 | 793.4 | 739.6 | 742.2 | 629.1 | 692.1 | 798.1 | 951.1 | 2175.5 | 1961.1 | 1355 | 961.2 | 1016.7 | 1011 | 1482.2 | 1451.6 | 1768.2 | 1612.1 | 1734.1 | 1530.3 | 1332.7 | 930.8 | 840.1 | 887.2 | 770.7 | 499.3 | 700.7 | 914.6 | 1197.8 | 961.5 | 865.1 | 762.6 | 710 | 510.7 | 339.4 | 238.8 | 547.8 | 685.2 | 945.2 | 773.5 | 580.6 | 402.8 | 396 | 286.8 | 282.2 | 401 | 410.3 | 508.2 | 524.7 | 702.3 | 552.1 | 605.8 | 550.4 | 0.23 | 0.16 | 0.07 | 0.04 | 0.09 | 0.1 | 0.12 | 0.11 | 0.12 | 0.11 | 0.11 | 0.11 | 0.12 | 0.11 | 0.11 | 0.23 | 0.18 | 0.09 | 0.05 | 0.06 | 0.08 | 0.1 | 0.08 | 0.08 | 0.06 | 0.06 | 0.06 | 0.08 | 0.09 | 0.11 | 0.29 | 0.24 | 0.13 | 0.09 | 0.1 | 0.1 | 0.14 | 0.14 | 0.17 | 0.16 | 0.18 | 0.16 | 0.14 | 0.09 | 0.08 | 0.14 | 0.11 | 0.07 | 0.08 | 0.09 | 0.11 | 0.09 | 0.08 | 0.07 | 0.06 | 0.04 | 0.03 | 0.02 | 0.03 | 0.04 | 0.14 | 0.11 | 0.08 | 0.05 | 0.05 | 0.03 | 0.02 | 0.02 | 0.02 | 0.02 | 0.03 | 0.04 | 0.03 | 0.03 | 0.03 | 0.0568
| 10 | 212.8781 | 9.9247 | 1.3235 | 213.5067 | 19.9187 | 918.8845 | 0.10114 | 45.6742 | 232.7967 | 928.8092 | 1.4247 | 259.1809 | 425 | 302.4 | 130.4 | 82.6 | 181.6 | 230.3 | 270.6 | 238.5 | 253.5 | 236 | 237.1 | 229.1 | 248.8 | 246.2 | 239.4 | 436.7 | 328.8 | 171.2 | 89.8 | 129.4 | 158.7 | 206.5 | 174.1 | 165.2 | 145.9 | 146.6 | 130.3 | 165.6 | 202.6 | 246.5 | 562.6 | 475.1 | 273.5 | 195.4 | 222.4 | 224.3 | 318.8 | 306.1 | 380.3 | 361.7 | 395.8 | 348.8 | 298 | 202 | 178.5 | 262.7 | 215.4 | 122.5 | 156.3 | 199.9 | 253.7 | 200 | 175.8 | 153.4 | 141 | 99.5 | 64.9 | 44.6 | 32.6 | 23.1 | 270.7 | 218.9 | 152.6 | 112.2 | 103.4 | 66.9 | 46.3 | 22.4 | 14.5 | 11 | 7.4 | 5.7 | 3.9 | 1.9 | 1.3 | 31.9 | 22 | 7.8 | 4.8 | 8.1 | 8.1 | 8.4 | 7.4 | 9.9 | 9.6 | 10.9 | 11.7 | 14 | 13.4 | 11.8 | 35.8 | 25.3 | 11.2 | 5.1 | 7.9 | 11.1 | 12.1 | 9.2 | 5.3 | 3.6 | 3.5 | 4.1 | 8.6 | 11.9 | 14.9 | 33.2 | 24.4 | 7.5 | 5.8 | 8.9 | 9.3 | 11.6 | 10.2 | 13.6 | 15 | 17.7 | 15.7 | 12.4 | 7.1 | 5.4 | 19.3 | 14.6 | 6.8 | 6.9 | 8 | 8.7 | 6.3 | 5.1 | 4.4 | 3.6 | 2.4 | 1.4 | 0.9 | 1.3 | 1.5 | 18.9 | 15.1 | 9.6 | 8 | 6.5 | 3.2 | 1.6 | 1.1 | 0.9 | 1 | 1.1 | 1.5 | 1.2 | 1.4 | 1.3 | 4.54 | 3.12 | 1.09 | 0.66 | 1.07 | 1.02 | 1.02 | 0.91 | 1.27 | 1.24 | 1.44 | 1.58 | 1.92 | 1.82 | 1.58 | 5.13 | 3.6 | 1.56 | 0.69 | 1.08 | 1.56 | 1.66 | 1.24 | 0.65 | 0.4 | 0.39 | 0.5 | 1.16 | 1.64 | 2.06 | 4.6 | 3.32 | 0.88 | 0.7 | 1.15 | 1.21 | 1.46 | 1.26 | 1.71 | 1.95 | 2.32 | 2.07 | 1.61 | 0.9 | 0.65 | 2.74 | 2.06 | 0.94 | 0.91 | 1.03 | 1.08 | 0.77 | 0.6 | 0.52 | 0.42 | 0.27 | 0.14 | 0.09 | 0.13 | 0.15 | 2.67 | 2.13 | 1.34 | 1.13 | 0.9 | 0.43 | 0.2 | 0.12 | 0.09 | 0.1 | 0.11 | 0.15 | 0.12 | 0.14 | 0.13 | 29.2 | 21.4 | 10.7 | 6.9 | 17.3 | 23.9 | 29.1 | 25.6 | 25.4 | 23.2 | 22.2 | 20.4 | 21 | 21.2 | 21.7 | 27.2 | 22 | 13.2 | 7.6 | 10.5 | 11.4 | 17 | 15.3 | 17.5 | 16.5 | 16.7 | 13.9 | 14.6 | 16.6 | 19.9 | 46.6 | 42.5 | 30.3 | 21.2 | 22 | 21.9 | 32.7 | 32.2 | 39.2 | 35.4 | 37.7 | 33.1 | 29.2 | 20.9 | 19.3 | 18.4 | 16.1 | 10.5 | 15 | 19.9 | 26.5 | 21.4 | 19.3 | 16.8 | 15.8 | 11.3 | 7.6 | 5.4 | 8.5 | 9.7 | 19.8 | 16.1 | 12 | 8 | 8.2 | 6.2 | 5.7 | 6 | 5.8 | 6.7 | 7.2 | 9.6 | 7.6 | 8.9 | 8.4 | 1422.4 | 1034.6 | 501.5 | 325.6 | 798.1 | 1083.3 | 1309.7 | 1152.1 | 1161.1 | 1068.9 | 1035 | 959.9 | 1000.2 | 1006.2 | 1017 | 1366 | 1083.6 | 632.3 | 358.8 | 503 | 570.7 | 817.5 | 723.2 | 794 | 737.4 | 744.2 | 627.9 | 692.1 | 800.9 | 961 | 2181.2 | 1962.6 | 1347.9 | 951.1 | 1011.6 | 1009.1 | 1487.6 | 1458.5 | 1782.5 | 1629.8 | 1749.8 | 1537.9 | 1346.5 | 948 | 866.2 | 893.5 | 770.7 | 487.3 | 687.5 | 908.6 | 1201.2 | 963.4 | 863.3 | 754.9 | 706.1 | 504.3 | 334.8 | 233 | 545.2 | 682.9 | 951.6 | 776.7 | 575.9 | 397 | 394 | 285.7 | 284.6 | 404.9 | 417.8 | 515 | 525.7 | 703.2 | 553.2 | 608.3 | 550.3 | 0.23 | 0.16 | 0.07 | 0.04 | 0.08 | 0.1 | 0.12 | 0.11 | 0.12 | 0.11 | 0.11 | 0.11 | 0.12 | 0.12 | 0.11 | 0.24 | 0.18 | 0.09 | 0.04 | 0.06 | 0.08 | 0.1 | 0.08 | 0.07 | 0.06 | 0.06 | 0.06 | 0.08 | 0.09 | 0.12 | 0.29 | 0.24 | 0.13 | 0.09 | 0.1 | 0.1 | 0.14 | 0.14 | 0.17 | 0.17 | 0.18 | 0.16 | 0.14 | 0.09 | 0.08 | 0.14 | 0.12 | 0.06 | 0.07 | 0.09 | 0.11 | 0.09 | 0.08 | 0.07 | 0.06 | 0.04 | 0.03 | 0.02 | 0.03 | 0.04 | 0.15 | 0.12 | 0.08 | 0.05 | 0.05 | 0.03 | 0.02 | 0.02 | 0.02 | 0.03 | 0.03 | 0.04 | 0.03 | 0.03 | 0.03 | 0.0576
| 11 | 209.8633 | 9.5074 | 1.2611 | 210.4637 | 19.8751 | 914.2992 | 0.10029 | 45.5021 | 229.7384 | 923.8066 | 1.3614 | 255.9657 | 421.1 | 299.2 | 125.8 | 78 | 177.2 | 226.7 | 268.9 | 236.7 | 251.9 | 234.3 | 236 | 226.6 | 246.5 | 243.1 | 237.5 | 436.1 | 327.9 | 170 | 89.3 | 126.9 | 153.5 | 198.5 | 168.1 | 161.8 | 144.4 | 144.6 | 128.5 | 164.6 | 201.3 | 244.9 | 562.6 | 475 | 273.8 | 194.5 | 222.3 | 225.4 | 320.1 | 306.5 | 378.9 | 360.8 | 395.7 | 351 | 300.7 | 205.4 | 181.2 | 260.8 | 213.6 | 119.4 | 153.1 | 197.7 | 252.1 | 199.9 | 175.1 | 152.8 | 139.9 | 98.4 | 64.3 | 44.5 | 32.6 | 22.8 | 267.7 | 217.1 | 151.1 | 112.5 | 102.8 | 66.5 | 46.2 | 22.8 | 14.4 | 11 | 7.4 | 5.7 | 3.9 | 2 | 1.4 | 31 | 21.3 | 7.3 | 4.2 | 7.5 | 7.7 | 8.2 | 7.3 | 9.6 | 9.3 | 10.7 | 11.5 | 13.8 | 13 | 11.6 | 35.3 | 24.9 | 11 | 5 | 7.7 | 10.7 | 11.5 | 8.6 | 5 | 3.5 | 3.4 | 4 | 8.6 | 11.8 | 14.8 | 32.7 | 24.1 | 7.5 | 5.7 | 8.8 | 9.3 | 11.4 | 9.9 | 13.1 | 14.6 | 17.3 | 15.5 | 12.2 | 7.1 | 5.4 | 18.9 | 14.3 | 6.6 | 6.5 | 7.7 | 8.4 | 6.3 | 5 | 4.3 | 3.6 | 2.3 | 1.4 | 0.9 | 1.3 | 1.5 | 18.2 | 14.8 | 9.5 | 8.1 | 6.5 | 3.3 | 1.7 | 1.2 | 0.9 | 1 | 1.1 | 1.5 | 1.2 | 1.4 | 1.4 | 4.4 | 3.02 | 1.01 | 0.57 | 0.98 | 0.95 | 1 | 0.88 | 1.23 | 1.2 | 1.42 | 1.54 | 1.89 | 1.76 | 1.56 | 5.04 | 3.54 | 1.54 | 0.68 | 1.06 | 1.5 | 1.57 | 1.15 | 0.61 | 0.39 | 0.37 | 0.49 | 1.16 | 1.62 | 2.04 | 4.53 | 3.28 | 0.89 | 0.69 | 1.14 | 1.21 | 1.44 | 1.22 | 1.64 | 1.9 | 2.28 | 2.04 | 1.58 | 0.89 | 0.65 | 2.68 | 2.02 | 0.91 | 0.85 | 0.99 | 1.04 | 0.77 | 0.59 | 0.51 | 0.41 | 0.26 | 0.14 | 0.09 | 0.13 | 0.15 | 2.57 | 2.08 | 1.32 | 1.13 | 0.91 | 0.44 | 0.21 | 0.13 | 0.09 | 0.1 | 0.11 | 0.15 | 0.12 | 0.14 | 0.14 | 29.5 | 21.5 | 10.5 | 6.8 | 17.3 | 23.8 | 29 | 25.5 | 25.4 | 23.3 | 22.2 | 20.3 | 20.9 | 21.2 | 21.6 | 27.6 | 22.2 | 13.2 | 7.6 | 10.2 | 11.1 | 16.5 | 15 | 17.3 | 16.4 | 16.5 | 13.7 | 14.5 | 16.6 | 19.8 | 47 | 42.8 | 30.3 | 21.1 | 22.1 | 22.1 | 33 | 32.5 | 39.4 | 35.6 | 38 | 33.6 | 29.8 | 21.4 | 19.7 | 18.5 | 16.2 | 10.3 | 14.9 | 19.8 | 26.5 | 21.4 | 19.2 | 16.8 | 15.7 | 11.2 | 7.5 | 5.4 | 8.5 | 9.7 | 20 | 16.2 | 11.9 | 8 | 8.1 | 6.1 | 5.6 | 6.1 | 5.8 | 6.7 | 7.2 | 9.6 | 7.7 | 9 | 8.6 | 1428.5 | 1036.9 | 490 | 317 | 791.5 | 1076.4 | 1305.3 | 1148.3 | 1161.6 | 1067 | 1032.1 | 952.6 | 993.6 | 999.6 | 1011.2 | 1380.6 | 1091.4 | 629.9 | 357.3 | 492.7 | 554.8 | 791.5 | 707.4 | 782.9 | 731.3 | 735.5 | 620.5 | 686.1 | 796 | 954.8 | 2194.3 | 1971.1 | 1348.8 | 948.6 | 1013.4 | 1015.8 | 1499.6 | 1467.8 | 1788.2 | 1633.5 | 1758 | 1554.7 | 1367.6 | 968.4 | 882 | 894.6 | 770 | 477 | 682.3 | 905.6 | 1201.2 | 963.5 | 862 | 752.9 | 701.2 | 499.7 | 331.6 | 232.1 | 546.9 | 684.2 | 954.6 | 778.7 | 572.2 | 397.6 | 389.6 | 282.7 | 282.2 | 410.9 | 419.7 | 515.5 | 526 | 705.3 | 556.4 | 612.2 | 556.3 | 0.23 | 0.16 | 0.07 | 0.04 | 0.08 | 0.1 | 0.12 | 0.11 | 0.11 | 0.11 | 0.11 | 0.11 | 0.12 | 0.11 | 0.11 | 0.24 | 0.18 | 0.09 | 0.04 | 0.06 | 0.07 | 0.09 | 0.08 | 0.07 | 0.06 | 0.06 | 0.06 | 0.08 | 0.09 | 0.12 | 0.29 | 0.24 | 0.13 | 0.09 | 0.1 | 0.1 | 0.14 | 0.14 | 0.17 | 0.17 | 0.18 | 0.16 | 0.14 | 0.09 | 0.08 | 0.14 | 0.11 | 0.06 | 0.07 | 0.09 | 0.11 | 0.09 | 0.08 | 0.07 | 0.06 | 0.04 | 0.03 | 0.02 | 0.03 | 0.04 | 0.14 | 0.11 | 0.08 | 0.05 | 0.05 | 0.03 | 0.02 | 0.02 | 0.02 | 0.03 | 0.03 | 0.04 | 0.03 | 0.03 | 0.03 | 0.0581
| 12 | 210.2595 | 9.4962 | 1.2603 | 210.8593 | 19.9746 | 917.227 | 0.099391 | 45.6833 | 230.2341 | 926.7233 | 1.3596 | 256.5426 | 421 | 299.5 | 128.1 | 83.2 | 182 | 228.2 | 266.7 | 234 | 249.6 | 231.3 | 232.1 | 223.3 | 245.2 | 242.7 | 237.7 | 436.9 | 328.9 | 171.1 | 89.1 | 124.3 | 149.5 | 193.6 | 164.3 | 159.3 | 142.6 | 144.9 | 128.8 | 163.9 | 199.5 | 242.9 | 561.1 | 474.1 | 274.5 | 194.6 | 222.6 | 225.4 | 320.4 | 307.2 | 380.8 | 361.9 | 396.1 | 351.4 | 301 | 206.1 | 180.9 | 259.3 | 213.2 | 121 | 153.1 | 196.5 | 249.4 | 198.9 | 174.1 | 151.9 | 139.3 | 98.5 | 64 | 44.2 | 32.2 | 23 | 267.4 | 218.7 | 153.7 | 116 | 103.9 | 67 | 45.3 | 22.5 | 14.5 | 11.1 | 7.6 | 5.7 | 3.9 | 1.9 | 1.3 | 30.6 | 21.1 | 7.4 | 4.8 | 8.1 | 7.9 | 8 | 6.9 | 9.2 | 9 | 10.2 | 11 | 13.5 | 12.9 | 11.6 | 35.2 | 24.9 | 11.2 | 5 | 7.5 | 10.3 | 11.2 | 8.4 | 5 | 3.4 | 3.5 | 4.1 | 8.5 | 11.7 | 14.7 | 32.2 | 23.8 | 7.5 | 5.7 | 8.9 | 9.4 | 11.5 | 10.1 | 13.4 | 14.7 | 17.2 | 15.2 | 12 | 6.9 | 5.2 | 18.4 | 14.1 | 6.6 | 6.5 | 7.6 | 8.2 | 6.2 | 4.9 | 4.3 | 3.5 | 2.3 | 1.3 | 0.9 | 1.3 | 1.5 | 18.1 | 14.8 | 9.8 | 8.4 | 6.7 | 3.4 | 1.7 | 1.2 | 0.9 | 1 | 1.1 | 1.5 | 1.2 | 1.4 | 1.3 | 4.34 | 2.99 | 1.03 | 0.66 | 1.07 | 0.99 | 0.96 | 0.83 | 1.17 | 1.15 | 1.34 | 1.47 | 1.83 | 1.74 | 1.55 | 5.04 | 3.54 | 1.57 | 0.68 | 1.03 | 1.45 | 1.53 | 1.12 | 0.61 | 0.38 | 0.39 | 0.49 | 1.15 | 1.6 | 2.02 | 4.45 | 3.22 | 0.89 | 0.68 | 1.14 | 1.22 | 1.46 | 1.25 | 1.67 | 1.91 | 2.25 | 1.99 | 1.55 | 0.86 | 0.62 | 2.61 | 1.98 | 0.91 | 0.85 | 0.97 | 1.01 | 0.76 | 0.58 | 0.5 | 0.41 | 0.26 | 0.14 | 0.09 | 0.13 | 0.15 | 2.55 | 2.09 | 1.36 | 1.18 | 0.93 | 0.45 | 0.22 | 0.13 | 0.09 | 0.1 | 0.11 | 0.15 | 0.12 | 0.14 | 0.13 | 29.8 | 21.8 | 10.8 | 7 | 17.4 | 23.8 | 28.9 | 25.5 | 25.5 | 23.2 | 22.2 | 20.3 | 21 | 21.2 | 21.7 | 27.8 | 22.4 | 13.1 | 7.6 | 10.1 | 10.9 | 16.1 | 14.7 | 17 | 16.2 | 16.4 | 13.7 | 14.5 | 16.4 | 19.6 | 47.3 | 43 | 30.4 | 21.2 | 22.1 | 22 | 32.9 | 32.4 | 39.4 | 35.7 | 38.2 | 33.9 | 30 | 21.7 | 19.8 | 18.7 | 16.4 | 10.5 | 14.9 | 19.8 | 26.4 | 21.3 | 19.1 | 16.7 | 15.6 | 11.2 | 7.5 | 5.4 | 8.5 | 9.8 | 20.1 | 16.4 | 12 | 8.1 | 8 | 6.1 | 5.4 | 6 | 5.7 | 6.7 | 7.2 | 9.5 | 7.6 | 8.8 | 8.4 | 1437.8 | 1045 | 500.6 | 329.7 | 801 | 1077.7 | 1299.2 | 1143.1 | 1160.2 | 1061.5 | 1026.9 | 949.1 | 997.3 | 1002.9 | 1013.4 | 1386.2 | 1096.2 | 629.2 | 357.2 | 485.5 | 542.4 | 773.5 | 692.1 | 769.7 | 721.8 | 733.3 | 621.4 | 683.9 | 790.4 | 947.7 | 2201.4 | 1976.3 | 1352.7 | 949.9 | 1013.9 | 1013.6 | 1498.2 | 1466.7 | 1792.5 | 1638.4 | 1765.9 | 1566.9 | 1376.5 | 978.5 | 886.8 | 899.4 | 775.4 | 485.1 | 683 | 902.5 | 1192.8 | 960.7 | 857.7 | 749.4 | 698.9 | 500.2 | 330.7 | 230.4 | 549.8 | 692.3 | 957.5 | 784.9 | 577.6 | 406.7 | 390.3 | 282.1 | 274.9 | 403.3 | 414.4 | 512.6 | 525.2 | 699.3 | 549 | 601.9 | 547.6 | 0.23 | 0.16 | 0.07 | 0.04 | 0.08 | 0.1 | 0.12 | 0.1 | 0.11 | 0.11 | 0.11 | 0.1 | 0.12 | 0.11 | 0.11 | 0.24 | 0.18 | 0.09 | 0.04 | 0.06 | 0.07 | 0.09 | 0.08 | 0.07 | 0.06 | 0.06 | 0.06 | 0.08 | 0.09 | 0.11 | 0.29 | 0.24 | 0.13 | 0.09 | 0.1 | 0.1 | 0.15 | 0.14 | 0.17 | 0.17 | 0.18 | 0.16 | 0.14 | 0.09 | 0.08 | 0.14 | 0.11 | 0.06 | 0.07 | 0.09 | 0.11 | 0.09 | 0.08 | 0.07 | 0.06 | 0.04 | 0.03 | 0.02 | 0.03 | 0.04 | 0.14 | 0.12 | 0.08 | 0.06 | 0.05 | 0.03 | 0.02 | 0.02 | 0.02 | 0.02 | 0.03 | 0.04 | 0.03 | 0.03 | 0.03 | 0.0584
| 13 | 210.6012 | 9.382 | 1.2434 | 211.1934 | 20.0836 | 921.9411 | 0.10095 | 45.9247 | 230.6848 | 931.3231 | 1.3444 | 257.1181 | 424.7 | 303.6 | 134.1 | 87.9 | 183.4 | 225.3 | 263.3 | 230.9 | 246.6 | 227.9 | 229.8 | 222.3 | 242.4 | 239.3 | 232.5 | 440.9 | 333.3 | 176.6 | 93.3 | 126.5 | 149.6 | 191.7 | 162.5 | 156.8 | 140.8 | 142.1 | 127.3 | 162.7 | 199.2 | 241.9 | 563 | 475.6 | 276.4 | 198.1 | 226.1 | 229 | 322.7 | 310.1 | 381.7 | 363.3 | 396.4 | 353.6 | 303.7 | 210.6 | 186.2 | 260.9 | 215.6 | 125.6 | 156.1 | 197.3 | 246.7 | 197.1 | 173 | 150.8 | 138.7 | 97.8 | 65 | 44.3 | 32.5 | 22.2 | 269.4 | 222.8 | 159.1 | 122.9 | 107.4 | 69.1 | 44.8 | 22.7 | 14 | 10.9 | 7.4 | 5.8 | 3.9 | 1.9 | 1.3 | 30.6 | 21.2 | 7.8 | 5 | 8 | 7.5 | 7.6 | 6.5 | 8.9 | 8.6 | 10 | 11 | 13.2 | 12.4 | 11 | 35.2 | 25 | 11.6 | 5.3 | 7.7 | 10.4 | 11 | 8.2 | 4.8 | 3.3 | 3.3 | 4 | 8.5 | 11.7 | 14.7 | 32.4 | 23.9 | 7.6 | 5.9 | 9.1 | 9.6 | 11.6 | 10.3 | 13.3 | 14.7 | 17 | 15.1 | 11.8 | 7 | 5.4 | 18.4 | 14.1 | 7 | 6.7 | 7.7 | 8 | 6 | 4.8 | 4.1 | 3.5 | 2.3 | 1.4 | 0.9 | 1.3 | 1.5 | 18.1 | 15.1 | 10.2 | 8.9 | 6.9 | 3.5 | 1.7 | 1.2 | 0.9 | 1 | 1.1 | 1.5 | 1.2 | 1.4 | 1.3 | 4.35 | 3.01 | 1.08 | 0.69 | 1.06 | 0.92 | 0.91 | 0.77 | 1.12 | 1.1 | 1.31 | 1.47 | 1.79 | 1.68 | 1.46 | 5.04 | 3.56 | 1.62 | 0.72 | 1.06 | 1.45 | 1.51 | 1.1 | 0.58 | 0.37 | 0.37 | 0.49 | 1.15 | 1.61 | 2.02 | 4.48 | 3.25 | 0.91 | 0.72 | 1.17 | 1.25 | 1.47 | 1.27 | 1.67 | 1.9 | 2.22 | 1.98 | 1.52 | 0.86 | 0.65 | 2.61 | 1.99 | 0.96 | 0.88 | 0.98 | 0.98 | 0.73 | 0.56 | 0.49 | 0.4 | 0.25 | 0.14 | 0.09 | 0.13 | 0.15 | 2.55 | 2.12 | 1.41 | 1.26 | 0.96 | 0.47 | 0.21 | 0.13 | 0.09 | 0.1 | 0.11 | 0.15 | 0.12 | 0.14 | 0.13 | 30.3 | 22.2 | 11.2 | 7.4 | 17.6 | 23.8 | 28.8 | 25.4 | 25.4 | 23 | 22 | 20.2 | 20.9 | 21.2 | 21.6 | 28.3 | 22.9 | 13.6 | 7.9 | 10.2 | 10.9 | 16 | 14.6 | 16.9 | 16 | 16.2 | 13.6 | 14.3 | 16.4 | 19.5 | 47.4 | 43.1 | 30.6 | 21.4 | 22.4 | 22.3 | 33.1 | 32.7 | 39.6 | 35.9 | 38.4 | 34.3 | 30.5 | 22.2 | 20.3 | 19 | 16.6 | 10.8 | 15.1 | 19.8 | 26.2 | 21.3 | 19.1 | 16.7 | 15.6 | 11.2 | 7.6 | 5.4 | 8.5 | 9.7 | 20.4 | 16.7 | 12.4 | 8.6 | 8.3 | 6.2 | 5.4 | 6 | 5.7 | 6.7 | 7.1 | 9.5 | 7.6 | 8.8 | 8.4 | 1456.1 | 1062.6 | 523.2 | 348 | 809.7 | 1074.5 | 1292.1 | 1137.5 | 1153.6 | 1053.2 | 1019.2 | 944.8 | 990.5 | 995.9 | 1002.4 | 1404.1 | 1114.6 | 649.5 | 371.5 | 491.6 | 541.9 | 766.6 | 686 | 761.1 | 715 | 722.8 | 614.3 | 676.8 | 787.4 | 943.6 | 2203.5 | 1977.9 | 1359.4 | 962.2 | 1026.8 | 1027.1 | 1507.9 | 1477.9 | 1798.5 | 1646.4 | 1774.6 | 1582.7 | 1396.4 | 1002.7 | 910.9 | 908.4 | 785.9 | 500.9 | 691.9 | 904.4 | 1184.1 | 956.1 | 855.4 | 747 | 697.4 | 497.1 | 335.5 | 230.7 | 550.1 | 686.4 | 967.4 | 799.9 | 596.8 | 429.9 | 403.4 | 290.3 | 273.1 | 403.3 | 412.6 | 508.2 | 520.8 | 691.6 | 546.5 | 597.5 | 545.9 | 0.23 | 0.17 | 0.07 | 0.04 | 0.09 | 0.1 | 0.12 | 0.1 | 0.11 | 0.1 | 0.11 | 0.1 | 0.11 | 0.11 | 0.11 | 0.24 | 0.18 | 0.09 | 0.05 | 0.06 | 0.07 | 0.09 | 0.07 | 0.07 | 0.06 | 0.06 | 0.06 | 0.07 | 0.09 | 0.11 | 0.29 | 0.24 | 0.13 | 0.09 | 0.1 | 0.11 | 0.15 | 0.14 | 0.17 | 0.17 | 0.18 | 0.16 | 0.14 | 0.1 | 0.08 | 0.14 | 0.12 | 0.06 | 0.07 | 0.09 | 0.11 | 0.09 | 0.08 | 0.07 | 0.06 | 0.04 | 0.03 | 0.02 | 0.03 | 0.04 | 0.15 | 0.12 | 0.08 | 0.06 | 0.05 | 0.03 | 0.02 | 0.02 | 0.02 | 0.02 | 0.03 | 0.03 | 0.03 | 0.03 | 0.03 | 0.0584
| 14 | 216.5517 | 9.8236 | 1.3037 | 217.1723 | 20.5224 | 942.5628 | 0.10331 | 46.9415 | 237.0741 | 952.3864 | 1.407 | 264.1138 | 435.6 | 315 | 147.9 | 99.6 | 189.7 | 227.7 | 264.5 | 233.6 | 247.8 | 228.1 | 230.8 | 225.2 | 247.1 | 244.8 | 238.6 | 456.6 | 348 | 192.6 | 103 | 130.5 | 149 | 190.7 | 162.7 | 156.9 | 141.6 | 143.8 | 129.7 | 165 | 202.3 | 245.2 | 564.1 | 478.5 | 281.1 | 207.5 | 233.7 | 238.2 | 327.4 | 315.8 | 383 | 363.3 | 396.5 | 354.4 | 308.9 | 218.8 | 197.4 | 269.3 | 225 | 136.6 | 162.9 | 200.8 | 246.9 | 200.5 | 176.4 | 154.6 | 139 | 98.7 | 67.1 | 48.4 | 35.7 | 24.9 | 276.4 | 232.7 | 171.2 | 134.5 | 115.2 | 74.8 | 47.9 | 24.2 | 14.3 | 11.2 | 7.8 | 6 | 4.2 | 2.1 | 1.5 | 31.5 | 22.1 | 8.9 | 5.9 | 8.5 | 7.6 | 7.6 | 6.7 | 8.9 | 8.6 | 10.1 | 11.1 | 13.4 | 12.7 | 11.3 | 36.6 | 26.1 | 12.8 | 6 | 8 | 10.5 | 11.1 | 8.5 | 5 | 3.4 | 3.4 | 4.1 | 8.6 | 11.9 | 14.9 | 32.7 | 24.2 | 7.9 | 6.6 | 9.6 | 10.1 | 11.9 | 10.6 | 13.3 | 14.6 | 16.8 | 15 | 12.1 | 7.3 | 5.9 | 19.1 | 14.9 | 7.9 | 7.3 | 8 | 8 | 6.1 | 4.9 | 4.3 | 3.6 | 2.3 | 1.4 | 1 | 1.4 | 1.5 | 18.5 | 15.8 | 11.1 | 9.9 | 7.5 | 3.8 | 1.8 | 1.2 | 0.9 | 1 | 1.1 | 1.5 | 1.2 | 1.4 | 1.4 | 4.48 | 3.14 | 1.24 | 0.82 | 1.12 | 0.94 | 0.9 | 0.79 | 1.12 | 1.09 | 1.32 | 1.48 | 1.83 | 1.72 | 1.51 | 5.24 | 3.72 | 1.79 | 0.83 | 1.11 | 1.46 | 1.52 | 1.14 | 0.61 | 0.38 | 0.38 | 0.5 | 1.17 | 1.64 | 2.05 | 4.53 | 3.29 | 0.95 | 0.8 | 1.25 | 1.33 | 1.5 | 1.31 | 1.67 | 1.88 | 2.2 | 1.96 | 1.55 | 0.91 | 0.71 | 2.71 | 2.1 | 1.09 | 0.97 | 1.03 | 0.98 | 0.74 | 0.57 | 0.51 | 0.41 | 0.26 | 0.15 | 0.1 | 0.14 | 0.15 | 2.61 | 2.22 | 1.55 | 1.4 | 1.05 | 0.51 | 0.22 | 0.14 | 0.09 | 0.1 | 0.11 | 0.15 | 0.12 | 0.14 | 0.14 | 31 | 23 | 12.1 | 8.2 | 18.1 | 24 | 29 | 25.6 | 25.5 | 23.1 | 22.1 | 20.5 | 21.3 | 21.6 | 22.1 | 29.2 | 23.9 | 14.6 | 8.6 | 10.4 | 10.7 | 15.8 | 14.3 | 16.7 | 16 | 16.3 | 13.8 | 14.5 | 16.6 | 19.7 | 47.3 | 43.2 | 30.9 | 22.2 | 22.9 | 23.1 | 33.6 | 33.2 | 39.8 | 36 | 38.5 | 34.5 | 31 | 23 | 21.4 | 19.5 | 17.2 | 11.5 | 15.5 | 20 | 26.2 | 21.7 | 19.5 | 17 | 15.6 | 11.3 | 7.8 | 5.9 | 8.8 | 9.9 | 21 | 17.4 | 13.2 | 9.3 | 8.8 | 6.8 | 5.8 | 6.1 | 5.7 | 6.7 | 7.2 | 9.7 | 7.7 | 9 | 8.6 | 1488.3 | 1098.7 | 566.4 | 386.4 | 832.8 | 1084.5 | 1300 | 1148.5 | 1160.2 | 1055.7 | 1023.7 | 957.8 | 1008.4 | 1017.6 | 1026.7 | 1451.5 | 1163.9 | 703.4 | 404.5 | 503.3 | 535.8 | 757.3 | 678 | 755.9 | 716 | 729.2 | 625.1 | 687.1 | 799.6 | 956 | 2200.9 | 1985.1 | 1376.9 | 997.4 | 1054.2 | 1063.1 | 1528.5 | 1502.2 | 1805.1 | 1651.3 | 1778.5 | 1589.3 | 1419 | 1040 | 961 | 933 | 815.6 | 535.1 | 711.9 | 913.2 | 1185.1 | 974.2 | 872.7 | 764 | 697.3 | 501.7 | 346.1 | 252.2 | 557.6 | 687 | 994.2 | 834.4 | 637 | 466.5 | 430.3 | 314.2 | 291 | 409.8 | 413.8 | 510.9 | 526.1 | 700.5 | 550.4 | 605.7 | 551.2 | 0.24 | 0.17 | 0.08 | 0.05 | 0.09 | 0.1 | 0.12 | 0.1 | 0.11 | 0.1 | 0.11 | 0.1 | 0.12 | 0.12 | 0.11 | 0.25 | 0.19 | 0.1 | 0.05 | 0.06 | 0.07 | 0.09 | 0.08 | 0.07 | 0.06 | 0.06 | 0.06 | 0.08 | 0.09 | 0.11 | 0.29 | 0.24 | 0.13 | 0.09 | 0.11 | 0.11 | 0.15 | 0.14 | 0.17 | 0.17 | 0.18 | 0.16 | 0.14 | 0.1 | 0.09 | 0.15 | 0.12 | 0.07 | 0.08 | 0.09 | 0.11 | 0.09 | 0.08 | 0.07 | 0.06 | 0.04 | 0.03 | 0.02 | 0.03 | 0.04 | 0.15 | 0.12 | 0.09 | 0.07 | 0.06 | 0.04 | 0.03 | 0.02 | 0.02 | 0.02 | 0.03 | 0.04 | 0.03 | 0.03 | 0.03 | 0.0583
| 15 | 246.415 | 12.2234 | 1.6459 | 247.1935 | 22.4067 | 1038.7363 | 0.11952 | 51.523 | 268.8217 | 1050.9597 | 1.7655 | 298.7164 | 489 | 375.6 | 225.3 | 164.5 | 227.5 | 235.6 | 265.3 | 235.7 | 248.8 | 228 | 231.5 | 230.9 | 250.5 | 251.6 | 242.7 | 521.9 | 411.9 | 259.5 | 152.9 | 160.2 | 160.8 | 190.4 | 162.9 | 156.4 | 143 | 147 | 134.8 | 170.3 | 205.8 | 247.1 | 565.4 | 484.2 | 302.2 | 248.6 | 272.2 | 279.9 | 346.4 | 335.9 | 386.9 | 368.8 | 400.5 | 362.9 | 323.8 | 238.5 | 219.2 | 305.9 | 271.7 | 197.2 | 205.5 | 221.6 | 247.1 | 211.7 | 186.6 | 164.6 | 141.2 | 103.8 | 73.4 | 55.5 | 40.4 | 29.4 | 312.1 | 280.2 | 223.7 | 184.8 | 146.1 | 96.6 | 55.8 | 28.2 | 15.2 | 12.3 | 8.6 | 6.6 | 4.7 | 2.6 | 1.8 | 36.8 | 27.6 | 15.9 | 11.3 | 11.6 | 7.8 | 7.3 | 6.5 | 8.5 | 8.3 | 9.8 | 11.4 | 13.6 | 13.2 | 11.5 | 43.2 | 32.1 | 19 | 10.3 | 10.6 | 11.6 | 11 | 8.4 | 4.7 | 3.3 | 3.4 | 4.3 | 8.9 | 12.1 | 14.9 | 33 | 24.6 | 9 | 9.5 | 12.3 | 13.2 | 13 | 11.8 | 13.4 | 14.7 | 16.9 | 15.3 | 12.5 | 7.8 | 6.4 | 22.7 | 19.2 | 13.5 | 11 | 9.8 | 7.6 | 6.4 | 5.2 | 4.6 | 3.5 | 2.4 | 1.5 | 1.1 | 1.5 | 1.6 | 21.9 | 20.2 | 15.9 | 14.2 | 9.9 | 5.1 | 2.1 | 1.3 | 0.9 | 1.1 | 1.2 | 1.6 | 1.3 | 1.5 | 1.4 | 5.24 | 3.93 | 2.24 | 1.58 | 1.56 | 0.97 | 0.86 | 0.76 | 1.06 | 1.05 | 1.28 | 1.52 | 1.84 | 1.79 | 1.53 | 6.2 | 4.58 | 2.69 | 1.44 | 1.47 | 1.62 | 1.5 | 1.13 | 0.56 | 0.37 | 0.38 | 0.52 | 1.19 | 1.66 | 2.06 | 4.57 | 3.34 | 1.1 | 1.21 | 1.63 | 1.76 | 1.65 | 1.49 | 1.68 | 1.89 | 2.2 | 1.99 | 1.61 | 0.96 | 0.76 | 3.23 | 2.71 | 1.9 | 1.5 | 1.29 | 0.92 | 0.77 | 0.62 | 0.55 | 0.4 | 0.26 | 0.16 | 0.11 | 0.15 | 0.16 | 3.1 | 2.85 | 2.24 | 2.01 | 1.38 | 0.68 | 0.26 | 0.15 | 0.09 | 0.11 | 0.12 | 0.16 | 0.13 | 0.15 | 0.14 | 33.5 | 26.3 | 16.3 | 12.2 | 20.4 | 24.8 | 29.4 | 26.1 | 26 | 23.3 | 22.4 | 21 | 21.6 | 22.1 | 22.5 | 32.1 | 27.1 | 18.1 | 11.5 | 12.2 | 11.3 | 15.9 | 14.4 | 16.9 | 16.3 | 16.8 | 14.4 | 15 | 16.9 | 19.9 | 47.2 | 43.6 | 32.8 | 25.1 | 25.7 | 25.9 | 35.1 | 34.8 | 40.2 | 36.6 | 39 | 35.4 | 32.6 | 25.3 | 23.9 | 21.2 | 19.7 | 14.6 | 17.9 | 21.2 | 26.6 | 22.9 | 20.6 | 18.1 | 15.9 | 11.9 | 8.6 | 6.7 | 9.4 | 10.4 | 22.8 | 19.9 | 16 | 12.2 | 10.8 | 8.6 | 6.7 | 6.6 | 5.9 | 6.9 | 7.6 | 10.2 | 8.1 | 9.6 | 9.1 | 1628.9 | 1273.4 | 792.2 | 592.1 | 953.2 | 1121.2 | 1313.9 | 1167.3 | 1178.1 | 1064.4 | 1035.4 | 981.5 | 1024.4 | 1042.5 | 1045.9 | 1617.5 | 1342 | 892.6 | 555.9 | 593.1 | 568.2 | 761.1 | 681.5 | 762.7 | 727 | 747.8 | 649.9 | 711.1 | 814.4 | 964.6 | 2198.4 | 2006 | 1465.1 | 1144.4 | 1190.6 | 1208 | 1603 | 1578.6 | 1825.3 | 1679.3 | 1799.1 | 1631.2 | 1491.2 | 1139.9 | 1072.6 | 1029.7 | 948.8 | 706.8 | 839.3 | 978.1 | 1197.7 | 1029.7 | 921.2 | 811.3 | 710.4 | 529.5 | 379.4 | 289.6 | 580.4 | 707.7 | 1090.8 | 969 | 787.9 | 621.5 | 534.7 | 401 | 331.8 | 436.5 | 426.2 | 525.1 | 545.5 | 724.9 | 570.9 | 628.1 | 571.1 | 0.27 | 0.2 | 0.12 | 0.08 | 0.11 | 0.11 | 0.12 | 0.11 | 0.11 | 0.1 | 0.11 | 0.11 | 0.12 | 0.12 | 0.11 | 0.29 | 0.22 | 0.13 | 0.08 | 0.08 | 0.08 | 0.09 | 0.07 | 0.07 | 0.06 | 0.06 | 0.06 | 0.08 | 0.1 | 0.12 | 0.3 | 0.25 | 0.14 | 0.11 | 0.13 | 0.13 | 0.16 | 0.15 | 0.18 | 0.17 | 0.18 | 0.17 | 0.15 | 0.11 | 0.1 | 0.17 | 0.15 | 0.1 | 0.1 | 0.1 | 0.11 | 0.09 | 0.08 | 0.07 | 0.06 | 0.05 | 0.03 | 0.03 | 0.03 | 0.04 | 0.17 | 0.15 | 0.11 | 0.09 | 0.07 | 0.05 | 0.03 | 0.03 | 0.02 | 0.03 | 0.03 | 0.04 | 0.03 | 0.04 | 0.03 | 0.0583
| 16 | 293.8938 | 15.3564 | 2.0876 | 294.8769 | 26.058 | 1209.7503 | 0.14682 | 59.9699 | 319.9517 | 1225.1068 | 2.2344 | 354.8468 | 565.9 | 465.3 | 345.2 | 267.8 | 290.9 | 251.5 | 265.8 | 238.3 | 251.9 | 231.4 | 236 | 244 | 262.6 | 263.8 | 247.8 | 614.4 | 504.2 | 363.5 | 230 | 211.6 | 184.5 | 200.3 | 171 | 161.4 | 149.4 | 156.7 | 147.9 | 185.6 | 217.2 | 256.5 | 573.6 | 499.3 | 347.3 | 324.8 | 343.4 | 342.9 | 373.2 | 362.5 | 394.3 | 376.9 | 404.6 | 372.5 | 338.4 | 262.7 | 246 | 359.1 | 342.4 | 298 | 280 | 262.3 | 249.3 | 228.5 | 202.9 | 180.6 | 147.6 | 115.8 | 88 | 70.8 | 49.6 | 37.3 | 364 | 346 | 297.7 | 247.5 | 182 | 118.6 | 64.5 | 32.8 | 16.7 | 14 | 10.2 | 7.4 | 5.4 | 3.1 | 2.1 | 42.8 | 34 | 24.6 | 18.5 | 16.2 | 8.4 | 6.8 | 6.2 | 8.2 | 8.1 | 9.7 | 12.1 | 14.3 | 13.7 | 11.2 | 51.3 | 39.3 | 26.8 | 15.7 | 14.5 | 13.6 | 11.6 | 8.9 | 4.7 | 3.5 | 3.6 | 4.6 | 9.5 | 12.8 | 15.7 | 34.1 | 25.8 | 11.8 | 14.4 | 17 | 17 | 14.3 | 13 | 13.7 | 14.9 | 16.8 | 15.5 | 12.9 | 8.6 | 7.2 | 26.8 | 24.2 | 21 | 16.5 | 12.8 | 7.2 | 6.9 | 6 | 5.5 | 3.8 | 2.7 | 1.8 | 1.4 | 1.7 | 1.8 | 25.7 | 25.1 | 21.5 | 18.9 | 12.3 | 6 | 2.3 | 1.5 | 1 | 1.2 | 1.3 | 1.7 | 1.4 | 1.7 | 1.7 | 6.1 | 4.82 | 3.49 | 2.61 | 2.22 | 1.05 | 0.77 | 0.71 | 1.01 | 1.02 | 1.26 | 1.62 | 1.94 | 1.86 | 1.48 | 7.37 | 5.6 | 3.79 | 2.21 | 2.04 | 1.91 | 1.59 | 1.19 | 0.55 | 0.39 | 0.4 | 0.56 | 1.27 | 1.75 | 2.16 | 4.73 | 3.51 | 1.48 | 1.9 | 2.29 | 2.28 | 1.83 | 1.65 | 1.71 | 1.91 | 2.18 | 2.01 | 1.65 | 1.07 | 0.86 | 3.82 | 3.42 | 2.97 | 2.28 | 1.72 | 0.86 | 0.84 | 0.71 | 0.66 | 0.43 | 0.29 | 0.19 | 0.14 | 0.17 | 0.18 | 3.64 | 3.56 | 3.04 | 2.68 | 1.72 | 0.81 | 0.28 | 0.17 | 0.1 | 0.12 | 0.13 | 0.17 | 0.14 | 0.17 | 0.17 | 38.6 | 32.8 | 24.8 | 19.7 | 24.9 | 26.5 | 29.9 | 26.7 | 26.7 | 24 | 23.1 | 22.1 | 22.6 | 23.3 | 23.4 | 37.4 | 33.3 | 25.3 | 17.1 | 15.6 | 12.7 | 16.6 | 15.1 | 17.6 | 17 | 17.9 | 15.8 | 16.5 | 17.9 | 20.5 | 47.3 | 44.6 | 36.4 | 31 | 31.1 | 31.1 | 37.6 | 37.3 | 41 | 37.6 | 39.6 | 36.5 | 34.2 | 27.8 | 26.8 | 24.8 | 24.9 | 21.7 | 23.2 | 24 | 27.2 | 24.7 | 22.1 | 19.5 | 16.5 | 13.3 | 10.3 | 8.5 | 10.7 | 11.8 | 26.5 | 24.4 | 21 | 16.5 | 13.6 | 10.7 | 7.7 | 7.4 | 6.4 | 7.6 | 8.3 | 11 | 8.9 | 10.8 | 10.4 | 1877.2 | 1583.2 | 1196.3 | 950.7 | 1167.5 | 1194.3 | 1332.7 | 1191.5 | 1206.5 | 1089.1 | 1066.1 | 1035.6 | 1074.2 | 1097.2 | 1084.8 | 1891.1 | 1644.3 | 1242.2 | 826.9 | 763.7 | 642.2 | 798.4 | 714.9 | 792.9 | 759.3 | 797.3 | 715.6 | 781.2 | 860.3 | 996.2 | 2211.2 | 2055 | 1637.4 | 1424.6 | 1450.8 | 1448.4 | 1714.2 | 1693.2 | 1859.7 | 1721.1 | 1826.1 | 1680.3 | 1563.5 | 1253.8 | 1203 | 1202.3 | 1191.7 | 1042.2 | 1090.1 | 1112.5 | 1221.9 | 1110 | 992.3 | 878.3 | 739.7 | 589.8 | 454.7 | 369.8 | 650.5 | 784.8 | 1265.9 | 1188.8 | 1034.1 | 832.8 | 664.6 | 497.4 | 380.5 | 481.6 | 464.5 | 571.3 | 596.9 | 778.4 | 618.9 | 693.7 | 642.7 | 0.31 | 0.26 | 0.19 | 0.14 | 0.14 | 0.12 | 0.12 | 0.11 | 0.11 | 0.1 | 0.11 | 0.11 | 0.12 | 0.12 | 0.11 | 0.34 | 0.27 | 0.19 | 0.12 | 0.1 | 0.09 | 0.09 | 0.08 | 0.07 | 0.07 | 0.07 | 0.07 | 0.09 | 0.1 | 0.12 | 0.3 | 0.25 | 0.16 | 0.16 | 0.16 | 0.16 | 0.17 | 0.17 | 0.18 | 0.17 | 0.19 | 0.17 | 0.16 | 0.12 | 0.11 | 0.2 | 0.19 | 0.16 | 0.14 | 0.13 | 0.11 | 0.1 | 0.09 | 0.08 | 0.07 | 0.05 | 0.04 | 0.03 | 0.04 | 0.04 | 0.2 | 0.18 | 0.15 | 0.12 | 0.09 | 0.06 | 0.03 | 0.03 | 0.02 | 0.03 | 0.03 | 0.04 | 0.03 | 0.04 | 0.04 | 0.0586
| 17 | 348.0125 | 17.8205 | 2.4317 | 349.1559 | 31.3264 | 1431.659 | 0.18143 | 71.4609 | 379.3388 | 1449.4795 | 2.6132 | 420.6167 | 644.5 | 563.3 | 478 | 384.3 | 360.4 | 269.7 | 267.9 | 243.2 | 259.5 | 239.2 | 247.3 | 258.7 | 275 | 274.5 | 255.9 | 701.5 | 595.2 | 466.2 | 308.9 | 260.6 | 207.7 | 208 | 176.1 | 162.9 | 150.4 | 161.6 | 155.4 | 193.2 | 222.7 | 260 | 573.1 | 507.4 | 386.2 | 396.7 | 411.9 | 404.3 | 397.1 | 386.5 | 402.4 | 388.7 | 410.8 | 381.3 | 351.2 | 289.8 | 280 | 413.7 | 419.1 | 404.5 | 361.5 | 304.8 | 255 | 244.3 | 218.6 | 195.6 | 156.4 | 129.2 | 103.7 | 89.4 | 62.6 | 51.4 | 412.5 | 406.3 | 366.4 | 307.5 | 218.4 | 146.4 | 78.9 | 43.3 | 19.6 | 16.3 | 12 | 8.3 | 5.8 | 3.4 | 2.4 | 48.2 | 39.5 | 31.3 | 23.5 | 19 | 8.7 | 6.4 | 6.2 | 8.4 | 8.5 | 10.1 | 12.6 | 14.7 | 14.2 | 11.6 | 57.7 | 44.8 | 32.4 | 19.5 | 17.3 | 15.2 | 12.3 | 9.4 | 4.8 | 3.6 | 3.8 | 4.9 | 9.5 | 12.8 | 15.6 | 33.8 | 25.9 | 13.6 | 18 | 20.4 | 19.8 | 15.1 | 14 | 14.1 | 15.4 | 16.9 | 15.4 | 13 | 9.3 | 8.2 | 30.5 | 28.3 | 26.2 | 20 | 14.4 | 7 | 7.2 | 6.5 | 6 | 4 | 3 | 2.2 | 1.7 | 1.9 | 2.1 | 28.4 | 28.5 | 25.4 | 22.2 | 14.2 | 6.9 | 2.8 | 1.8 | 1.1 | 1.3 | 1.4 | 1.8 | 1.5 | 1.8 | 1.8 | 6.88 | 5.62 | 4.42 | 3.3 | 2.6 | 1.08 | 0.72 | 0.72 | 1.04 | 1.07 | 1.3 | 1.69 | 1.99 | 1.92 | 1.53 | 8.28 | 6.38 | 4.58 | 2.73 | 2.42 | 2.13 | 1.68 | 1.27 | 0.57 | 0.4 | 0.42 | 0.6 | 1.27 | 1.75 | 2.14 | 4.69 | 3.53 | 1.72 | 2.4 | 2.76 | 2.67 | 1.94 | 1.78 | 1.77 | 1.99 | 2.19 | 1.99 | 1.65 | 1.14 | 0.99 | 4.34 | 4 | 3.7 | 2.77 | 1.94 | 0.82 | 0.86 | 0.78 | 0.73 | 0.46 | 0.33 | 0.23 | 0.17 | 0.19 | 0.21 | 4.02 | 4.04 | 3.59 | 3.14 | 1.98 | 0.92 | 0.35 | 0.2 | 0.11 | 0.13 | 0.14 | 0.18 | 0.15 | 0.18 | 0.18 | 44.6 | 41.4 | 37.2 | 31.4 | 32 | 28.7 | 30.5 | 27.3 | 27.5 | 24.7 | 24.4 | 23.6 | 23.9 | 24.3 | 24.2 | 43.6 | 40.9 | 34.3 | 24.5 | 19.8 | 14.5 | 17 | 15.3 | 17.7 | 17.1 | 18.4 | 16.6 | 17.5 | 18.6 | 21.2 | 47.5 | 45.6 | 40.2 | 37.7 | 37.5 | 37 | 40.1 | 39.7 | 41.7 | 38.6 | 40.4 | 37.7 | 35.9 | 30.9 | 30.5 | 29.1 | 31.9 | 31.8 | 31.3 | 28.5 | 28.3 | 26.6 | 23.8 | 21 | 17.5 | 14.8 | 12.1 | 10.8 | 12.5 | 13.7 | 30.8 | 29.7 | 27 | 21.8 | 16.9 | 13.7 | 9.2 | 8.7 | 6.9 | 8.1 | 8.8 | 11.5 | 9.2 | 11.5 | 11.2 | 2140.6 | 1949.2 | 1721.3 | 1437.2 | 1464.6 | 1285.7 | 1354.7 | 1217.6 | 1242.9 | 1122.9 | 1119.7 | 1103.3 | 1131.8 | 1143.5 | 1119.3 | 2176.8 | 1978.3 | 1638.7 | 1148.2 | 954.2 | 724.6 | 822 | 728 | 798.3 | 763.3 | 821 | 749.7 | 823.1 | 890.5 | 1020.5 | 2216.3 | 2095.6 | 1803.3 | 1717.3 | 1730 | 1705.1 | 1823.2 | 1798.6 | 1893.3 | 1771.6 | 1859.7 | 1733.3 | 1633.1 | 1389.1 | 1366.3 | 1387.1 | 1484.8 | 1462.9 | 1426.1 | 1295 | 1262.3 | 1192.9 | 1066.2 | 946.4 | 783.7 | 657.3 | 535.5 | 466.3 | 724.9 | 868.3 | 1445.6 | 1415.4 | 1293.5 | 1066 | 809.8 | 626.4 | 447.7 | 542.6 | 493.7 | 603.1 | 626.6 | 804.4 | 638.8 | 732.6 | 691.9 | 0.37 | 0.32 | 0.27 | 0.22 | 0.19 | 0.13 | 0.12 | 0.11 | 0.12 | 0.11 | 0.11 | 0.12 | 0.13 | 0.13 | 0.12 | 0.39 | 0.33 | 0.25 | 0.17 | 0.13 | 0.1 | 0.1 | 0.08 | 0.07 | 0.07 | 0.07 | 0.07 | 0.09 | 0.1 | 0.12 | 0.3 | 0.26 | 0.18 | 0.2 | 0.2 | 0.2 | 0.19 | 0.18 | 0.18 | 0.18 | 0.19 | 0.17 | 0.16 | 0.13 | 0.13 | 0.24 | 0.24 | 0.23 | 0.2 | 0.16 | 0.12 | 0.11 | 0.1 | 0.09 | 0.07 | 0.06 | 0.05 | 0.04 | 0.05 | 0.05 | 0.23 | 0.22 | 0.2 | 0.16 | 0.11 | 0.07 | 0.04 | 0.04 | 0.03 | 0.03 | 0.03 | 0.04 | 0.03 | 0.04 | 0.04 | 0.0587
| 18 | 387.5778 | 19.5027 | 2.6645 | 388.8299 | 35.3493 | 1595.4576 | 0.20853 | 80.0774 | 422.9271 | 1614.9603 | 2.873 | 468.9073 | 701.5 | 631.4 | 578.1 | 474.7 | 420 | 288.1 | 268.9 | 244.8 | 258.6 | 238.2 | 246.9 | 262.3 | 277.7 | 275.5 | 253.2 | 763.2 | 655.9 | 543.5 | 372.4 | 305.6 | 225.1 | 207.5 | 175.1 | 161.1 | 150.8 | 162.9 | 157.7 | 195 | 223.2 | 259.2 | 578.1 | 516.6 | 420.7 | 451.9 | 461.1 | 432.6 | 399 | 390.5 | 401.9 | 391.9 | 412.3 | 384.1 | 351.7 | 296 | 291.3 | 452.2 | 471.1 | 486.3 | 423.1 | 339.9 | 255.2 | 250.6 | 225.4 | 203.1 | 162.9 | 139.3 | 114.5 | 98.3 | 68 | 57.1 | 449.3 | 453.8 | 422.1 | 354.6 | 244.3 | 163 | 85.4 | 48.2 | 21.3 | 18.2 | 13.9 | 9.2 | 6.2 | 3.7 | 2.6 | 52.4 | 43.3 | 35.6 | 26.8 | 21.2 | 9.1 | 6.4 | 6.3 | 8.5 | 8.5 | 10.1 | 12.9 | 14.9 | 14.3 | 11.4 | 63.1 | 49.1 | 36.6 | 22 | 19 | 16 | 12.3 | 9.4 | 4.7 | 3.7 | 3.9 | 5.1 | 9.5 | 12.7 | 15.2 | 34.7 | 26.8 | 15.1 | 20.2 | 22.3 | 20.7 | 15 | 14 | 13.9 | 15.4 | 17 | 15.7 | 13.2 | 9.3 | 8.3 | 33.1 | 30.8 | 29.4 | 22 | 15.5 | 6.7 | 7.3 | 6.7 | 6.3 | 4.1 | 3.2 | 2.4 | 1.9 | 2.1 | 2.2 | 30.8 | 31.4 | 28.6 | 24.8 | 15.5 | 7.4 | 3 | 2 | 1.1 | 1.3 | 1.4 | 1.9 | 1.5 | 1.9 | 1.8 | 7.48 | 6.15 | 5.03 | 3.75 | 2.91 | 1.13 | 0.72 | 0.72 | 1.04 | 1.07 | 1.31 | 1.72 | 2.02 | 1.93 | 1.51 | 9.06 | 7 | 5.17 | 3.07 | 2.66 | 2.24 | 1.69 | 1.27 | 0.56 | 0.41 | 0.43 | 0.62 | 1.27 | 1.73 | 2.08 | 4.82 | 3.66 | 1.92 | 2.7 | 3.01 | 2.79 | 1.92 | 1.77 | 1.74 | 1.98 | 2.2 | 2.03 | 1.68 | 1.14 | 0.99 | 4.73 | 4.35 | 4.15 | 3.04 | 2.09 | 0.78 | 0.87 | 0.81 | 0.76 | 0.47 | 0.35 | 0.26 | 0.19 | 0.21 | 0.22 | 4.37 | 4.44 | 4.03 | 3.49 | 2.16 | 1 | 0.38 | 0.23 | 0.11 | 0.13 | 0.14 | 0.19 | 0.15 | 0.19 | 0.18 | 48.7 | 47.5 | 47.3 | 41.1 | 38.3 | 30.9 | 30.6 | 27.5 | 27.4 | 24.6 | 24.3 | 23.8 | 24.1 | 24.3 | 23.9 | 47.2 | 45.3 | 41.2 | 31.2 | 24.5 | 16.1 | 16.9 | 15.2 | 17.5 | 17.1 | 18.5 | 16.8 | 17.8 | 18.8 | 21.4 | 47.4 | 46.1 | 43.5 | 43.3 | 42.6 | 40.1 | 40.5 | 40.3 | 41.8 | 39.1 | 40.5 | 37.9 | 35.8 | 31.7 | 31.9 | 32 | 36.9 | 40.3 | 38.3 | 32.4 | 28.5 | 27.4 | 24.5 | 21.9 | 18.3 | 15.9 | 13.3 | 11.9 | 13.2 | 14.5 | 33.7 | 33.7 | 31.7 | 26 | 19.3 | 15.5 | 9.9 | 9.1 | 7.1 | 8.3 | 9.1 | 11.7 | 9.4 | 11.9 | 11.6 | 2326.9 | 2206.2 | 2132 | 1826 | 1719.3 | 1375.3 | 1361.4 | 1224.5 | 1236.8 | 1117.2 | 1115.8 | 1116.4 | 1141.5 | 1147.1 | 1109.1 | 2355.3 | 2181.9 | 1937.7 | 1420.9 | 1146 | 796.1 | 817.9 | 721.3 | 789 | 762.6 | 826.7 | 758.2 | 834 | 897.9 | 1028.3 | 2218.6 | 2118.9 | 1951 | 1955.9 | 1947.3 | 1832.2 | 1836.4 | 1823 | 1895.9 | 1791.5 | 1865.1 | 1740.7 | 1629.8 | 1422.5 | 1427.6 | 1520 | 1691.8 | 1807.6 | 1697.5 | 1450.8 | 1270.3 | 1225.7 | 1097.3 | 982.9 | 816.8 | 708.7 | 589.5 | 512.5 | 759.1 | 907.5 | 1577.4 | 1592.1 | 1507.5 | 1249.6 | 913.9 | 700.5 | 474.3 | 555.5 | 496.7 | 609.2 | 632.3 | 807.5 | 639.2 | 748.8 | 709.6 | 0.4 | 0.37 | 0.34 | 0.28 | 0.23 | 0.14 | 0.12 | 0.11 | 0.12 | 0.11 | 0.11 | 0.12 | 0.13 | 0.13 | 0.12 | 0.43 | 0.37 | 0.3 | 0.21 | 0.16 | 0.11 | 0.1 | 0.08 | 0.07 | 0.07 | 0.07 | 0.07 | 0.09 | 0.1 | 0.12 | 0.3 | 0.27 | 0.2 | 0.23 | 0.23 | 0.22 | 0.19 | 0.18 | 0.18 | 0.18 | 0.19 | 0.18 | 0.16 | 0.14 | 0.13 | 0.26 | 0.27 | 0.29 | 0.24 | 0.18 | 0.12 | 0.11 | 0.1 | 0.09 | 0.07 | 0.06 | 0.05 | 0.04 | 0.05 | 0.05 | 0.26 | 0.25 | 0.23 | 0.19 | 0.13 | 0.08 | 0.04 | 0.04 | 0.03 | 0.03 | 0.03 | 0.04 | 0.03 | 0.04 | 0.04 | 0.0583
| 19 | 387.5611 | 20.3812 | 2.7895 | 388.871 | 34.4388 | 1574.9229 | 0.20343 | 78.5906 | 421.9999 | 1595.3041 | 2.9929 | 467.4616 | 716.7 | 642 | 588.4 | 477.2 | 419.5 | 283.3 | 263 | 239.9 | 253.4 | 232.7 | 240.5 | 257.2 | 271.2 | 266.6 | 242 | 776 | 666.2 | 555.5 | 376.9 | 309.4 | 224.7 | 207.4 | 174.7 | 161.3 | 152.3 | 163.1 | 156.8 | 190.8 | 219.2 | 254.7 | 584.8 | 522.6 | 436.2 | 469.3 | 475.2 | 429.7 | 388.6 | 380.4 | 396.2 | 388.4 | 407.5 | 374.6 | 337.4 | 278.5 | 275 | 462.6 | 478.2 | 492.2 | 420.7 | 334.9 | 248.1 | 244.7 | 220.5 | 198.9 | 163 | 142.4 | 116.9 | 92.4 | 60.1 | 48 | 453.3 | 462.2 | 430.9 | 360.9 | 244.3 | 157.3 | 79.7 | 42.2 | 17.8 | 14.5 | 11.1 | 7.7 | 5.5 | 3.2 | 2.2 | 55.9 | 46.2 | 38.5 | 28.5 | 22.1 | 8.9 | 6.2 | 6.1 | 8.2 | 8.2 | 9.7 | 12.8 | 14.7 | 14 | 11 | 66.3 | 51.8 | 38.9 | 23.3 | 19.9 | 16.1 | 12.2 | 9.2 | 4.5 | 3.7 | 3.8 | 5 | 9.4 | 12.5 | 15.1 | 36.7 | 28.4 | 16.6 | 22.2 | 24 | 21.5 | 14.7 | 13.7 | 13.6 | 15.2 | 16.6 | 15.3 | 12.7 | 9 | 7.9 | 35.4 | 33 | 31.7 | 23.2 | 15.9 | 6.5 | 7.1 | 6.5 | 6.1 | 4.1 | 3.3 | 2.5 | 1.8 | 1.9 | 2 | 32.3 | 33.3 | 30.5 | 26.2 | 16 | 7.3 | 2.8 | 1.8 | 1 | 1.2 | 1.4 | 1.8 | 1.4 | 1.8 | 1.8 | 7.98 | 6.57 | 5.44 | 3.99 | 3.03 | 1.1 | 0.68 | 0.7 | 1 | 1.03 | 1.26 | 1.71 | 2 | 1.9 | 1.45 | 9.53 | 7.4 | 5.51 | 3.27 | 2.79 | 2.27 | 1.67 | 1.24 | 0.53 | 0.41 | 0.43 | 0.62 | 1.26 | 1.71 | 2.06 | 5.11 | 3.89 | 2.14 | 2.99 | 3.25 | 2.91 | 1.89 | 1.73 | 1.71 | 1.96 | 2.15 | 1.98 | 1.62 | 1.1 | 0.95 | 5.05 | 4.67 | 4.47 | 3.21 | 2.15 | 0.75 | 0.84 | 0.79 | 0.74 | 0.47 | 0.36 | 0.26 | 0.18 | 0.19 | 0.2 | 4.58 | 4.72 | 4.3 | 3.71 | 2.24 | 0.97 | 0.34 | 0.2 | 0.1 | 0.12 | 0.14 | 0.18 | 0.14 | 0.18 | 0.18 | 47.3 | 46 | 45.8 | 39.8 | 37.4 | 30.4 | 30 | 26.9 | 26.9 | 24.1 | 23.7 | 23.3 | 23.4 | 23.4 | 22.8 | 45.8 | 44.1 | 40.7 | 30.5 | 24.2 | 15.9 | 17.1 | 15.3 | 17.7 | 17.3 | 18.6 | 16.6 | 17.3 | 18.3 | 20.9 | 46.4 | 45.4 | 44.2 | 43.7 | 42.9 | 38.9 | 39.3 | 39.1 | 41.3 | 38.8 | 40.2 | 37 | 34.3 | 29.6 | 30.1 | 31.1 | 35.6 | 38.9 | 36.7 | 31.3 | 27.8 | 26.8 | 23.9 | 21.4 | 18.3 | 16.3 | 13.6 | 11.1 | 12.1 | 13.1 | 32.7 | 32.9 | 31.1 | 25.4 | 18.7 | 14.9 | 9.3 | 8.5 | 6.7 | 7.9 | 8.6 | 11.2 | 9 | 11.5 | 11.2 | 2325.1 | 2193.3 | 2119.4 | 1801.5 | 1695.8 | 1355 | 1335.6 | 1202.1 | 1216.4 | 1094.3 | 1090.7 | 1091.6 | 1109.7 | 1104.5 | 1058.1 | 2344.8 | 2168.3 | 1940.3 | 1404.9 | 1140.8 | 787.9 | 821.7 | 725.5 | 795.9 | 771.3 | 828.1 | 753.7 | 813.5 | 878.9 | 1006.5 | 2204.3 | 2111.9 | 1995.6 | 1996.8 | 1979.6 | 1797.8 | 1789 | 1776.2 | 1872 | 1776.2 | 1847.8 | 1698.3 | 1562.2 | 1333.2 | 1346.1 | 1522.3 | 1677.5 | 1789.1 | 1658.2 | 1415.7 | 1238.6 | 1199.3 | 1075 | 964.5 | 818.3 | 725.1 | 602.2 | 481.8 | 706.6 | 843 | 1566.7 | 1590.3 | 1509.8 | 1245.1 | 901.1 | 676.5 | 452.6 | 533.3 | 483.2 | 595.6 | 617 | 795.4 | 629.3 | 737.6 | 697.5 | 0.4 | 0.36 | 0.34 | 0.27 | 0.23 | 0.13 | 0.12 | 0.11 | 0.11 | 0.1 | 0.11 | 0.12 | 0.13 | 0.12 | 0.11 | 0.42 | 0.37 | 0.3 | 0.21 | 0.17 | 0.11 | 0.1 | 0.08 | 0.07 | 0.07 | 0.07 | 0.07 | 0.09 | 0.1 | 0.12 | 0.3 | 0.26 | 0.21 | 0.24 | 0.24 | 0.21 | 0.18 | 0.17 | 0.18 | 0.18 | 0.19 | 0.17 | 0.16 | 0.13 | 0.12 | 0.25 | 0.27 | 0.28 | 0.23 | 0.17 | 0.11 | 0.11 | 0.1 | 0.09 | 0.07 | 0.06 | 0.05 | 0.04 | 0.04 | 0.05 | 0.25 | 0.25 | 0.23 | 0.19 | 0.12 | 0.08 | 0.04 | 0.03 | 0.03 | 0.03 | 0.03 | 0.04 | 0.03 | 0.04 | 0.04 | 0.0574
| 20 | 394.4647 | 23.0169 | 3.1769 | 395.9511 | 32.8236 | 1544.5113 | 0.19814 | 76.1225 | 427.2884 | 1567.5282 | 3.375 | 472.0736 | 730.7 | 659.2 | 618.6 | 498.4 | 430.9 | 278.6 | 259.6 | 237.1 | 249.1 | 226.5 | 231.2 | 247.8 | 261.5 | 255.9 | 230 | 787.6 | 677.2 | 572.7 | 391.3 | 323 | 230.7 | 212.2 | 177.6 | 162.8 | 153.4 | 162.4 | 155.6 | 186.7 | 216.1 | 250.1 | 583.1 | 522.1 | 439.7 | 484.4 | 488.5 | 441.9 | 387.9 | 379.8 | 390.3 | 382.1 | 400.1 | 364.5 | 325.8 | 263.3 | 260.5 | 473.6 | 493.2 | 512 | 432.8 | 337.9 | 244.4 | 242.3 | 219 | 197.9 | 162.5 | 142.9 | 117.6 | 89.7 | 56.7 | 43.1 | 461.1 | 465.5 | 432.3 | 359.9 | 244.9 | 154.9 | 75.1 | 37.4 | 16.4 | 13.7 | 10.5 | 7.3 | 5.2 | 3 | 2.1 | 60.9 | 52.1 | 46 | 34.4 | 25.4 | 9.1 | 6 | 6.1 | 8 | 8 | 9.3 | 12.4 | 14.3 | 13.7 | 10.6 | 71 | 56.1 | 43.6 | 27.3 | 22.8 | 17 | 12.3 | 9.3 | 4.6 | 3.7 | 3.9 | 5 | 9.2 | 12.3 | 14.7 | 38.1 | 29.8 | 18 | 25.6 | 27 | 24.6 | 15.6 | 14.6 | 13.8 | 15.5 | 16.7 | 15.2 | 12.4 | 8.6 | 7.7 | 38.8 | 37.7 | 37.6 | 27.5 | 17.7 | 6.1 | 6.9 | 6.4 | 6 | 4.1 | 3.3 | 2.6 | 1.8 | 1.8 | 1.9 | 35.4 | 35.6 | 32.1 | 27 | 16.4 | 7.4 | 2.6 | 1.7 | 1 | 1.2 | 1.3 | 1.7 | 1.4 | 1.8 | 1.8 | 8.71 | 7.42 | 6.54 | 4.86 | 3.52 | 1.13 | 0.66 | 0.7 | 0.98 | 1 | 1.2 | 1.66 | 1.95 | 1.85 | 1.4 | 10.21 | 8.02 | 6.2 | 3.85 | 3.21 | 2.4 | 1.68 | 1.26 | 0.54 | 0.42 | 0.43 | 0.62 | 1.23 | 1.68 | 2.02 | 5.31 | 4.08 | 2.34 | 3.48 | 3.68 | 3.35 | 2.01 | 1.87 | 1.73 | 2 | 2.17 | 1.97 | 1.59 | 1.06 | 0.92 | 5.55 | 5.37 | 5.34 | 3.84 | 2.4 | 0.7 | 0.82 | 0.77 | 0.72 | 0.46 | 0.37 | 0.27 | 0.18 | 0.18 | 0.19 | 5.02 | 5.06 | 4.54 | 3.81 | 2.29 | 0.99 | 0.32 | 0.19 | 0.1 | 0.12 | 0.13 | 0.17 | 0.14 | 0.18 | 0.18 | 44.2 | 42.6 | 42.7 | 36.9 | 35.7 | 29.6 | 29.7 | 26.6 | 26.5 | 23.4 | 22.9 | 22.3 | 22.4 | 22.3 | 21.6 | 42.7 | 41.3 | 38.4 | 28.7 | 23.4 | 15.9 | 17.6 | 15.6 | 17.9 | 17.4 | 18.5 | 16.5 | 16.9 | 18.1 | 20.6 | 44.6 | 43.8 | 43.3 | 42.5 | 41.8 | 37.7 | 38.4 | 38.2 | 40.4 | 37.7 | 39.1 | 35.7 | 32.9 | 27.8 | 28.3 | 29.2 | 33 | 35.8 | 34.2 | 30 | 27.5 | 26.6 | 23.9 | 21.4 | 18.3 | 16.3 | 13.6 | 10.8 | 11.7 | 12.6 | 30.7 | 31 | 29.6 | 24.4 | 18.3 | 14.4 | 8.9 | 8 | 6.6 | 7.7 | 8.3 | 11 | 8.9 | 11.5 | 11.3 | 2280.6 | 2139.9 | 2088.4 | 1760.8 | 1671.2 | 1325.4 | 1321.5 | 1187.9 | 1197.7 | 1066.2 | 1050.9 | 1048.5 | 1066 | 1054.4 | 1001.6 | 2295.5 | 2126.2 | 1913.6 | 1379.6 | 1137.1 | 795.4 | 845.7 | 738.7 | 803.2 | 774.8 | 823.2 | 746.7 | 796 | 867.1 | 989.7 | 2167.4 | 2079.7 | 1982.7 | 1993.8 | 1975.3 | 1782.3 | 1761 | 1745.4 | 1834.9 | 1732.6 | 1803.2 | 1643.5 | 1505.7 | 1257.5 | 1272.1 | 1498.3 | 1637.1 | 1741.1 | 1610.7 | 1388.1 | 1228.6 | 1191.6 | 1072.2 | 963.1 | 817.4 | 726.6 | 603.7 | 467.2 | 690.7 | 820.1 | 1535.5 | 1555 | 1479.5 | 1226.9 | 898.7 | 662.8 | 435.7 | 512.6 | 479.1 | 580.9 | 599.6 | 780.2 | 625.6 | 742.4 | 703.9 | 0.38 | 0.35 | 0.33 | 0.27 | 0.22 | 0.13 | 0.11 | 0.11 | 0.11 | 0.1 | 0.1 | 0.11 | 0.12 | 0.12 | 0.11 | 0.41 | 0.35 | 0.3 | 0.21 | 0.17 | 0.11 | 0.1 | 0.08 | 0.07 | 0.07 | 0.07 | 0.07 | 0.09 | 0.1 | 0.12 | 0.29 | 0.25 | 0.2 | 0.23 | 0.24 | 0.21 | 0.18 | 0.17 | 0.18 | 0.17 | 0.18 | 0.17 | 0.15 | 0.12 | 0.12 | 0.25 | 0.26 | 0.28 | 0.23 | 0.17 | 0.11 | 0.11 | 0.1 | 0.09 | 0.07 | 0.06 | 0.05 | 0.04 | 0.04 | 0.05 | 0.24 | 0.24 | 0.22 | 0.18 | 0.12 | 0.07 | 0.04 | 0.03 | 0.02 | 0.03 | 0.03 | 0.04 | 0.03 | 0.04 | 0.04 | 0.055
| 21 | 401.5382 | 25.2217 | 3.4935 | 403.1702 | 31.6135 | 1528.602 | 0.19453 | 74.4659 | 433.1516 | 1553.8238 | 3.688 | 477.636 | 729.3 | 657.2 | 634.1 | 524.1 | 456.8 | 284.5 | 257.8 | 235.3 | 249.1 | 224.2 | 226.5 | 240.2 | 255.3 | 249.9 | 224.3 | 786.2 | 672.1 | 588.9 | 431 | 375.3 | 269.1 | 230.8 | 188 | 166.9 | 153.8 | 161.9 | 153.6 | 184.5 | 213.4 | 246.6 | 586.3 | 522.4 | 443.9 | 492.5 | 499 | 448.7 | 388.8 | 378.6 | 386.4 | 376.6 | 392.5 | 352.6 | 312.1 | 248.5 | 247.4 | 473.7 | 491.3 | 521 | 442.3 | 348.1 | 242.1 | 241.2 | 218.4 | 197.9 | 162.8 | 146.9 | 121.8 | 92.6 | 56.5 | 42.3 | 458.2 | 457.8 | 417.8 | 356.9 | 249.9 | 164.8 | 76.8 | 36.8 | 16.6 | 13.4 | 10.2 | 7 | 5.1 | 3 | 2 | 63.2 | 54.7 | 51.1 | 40.1 | 30 | 10 | 5.9 | 6 | 8.2 | 8.1 | 9.4 | 12.2 | 14.2 | 13.6 | 10.5 | 73.2 | 57.7 | 47.6 | 33.6 | 29.7 | 21.3 | 14 | 10.3 | 5 | 3.8 | 3.9 | 5 | 9.1 | 12.3 | 14.7 | 39.7 | 30.8 | 19.2 | 27.8 | 29.5 | 26.5 | 16.4 | 15.1 | 13.9 | 15.4 | 16.4 | 14.8 | 12 | 8.4 | 7.6 | 40.5 | 39.8 | 41.7 | 30.9 | 20.1 | 5.9 | 6.7 | 6.3 | 5.8 | 4.1 | 3.5 | 2.7 | 1.8 | 1.8 | 1.9 | 36.5 | 36.1 | 31.1 | 26.8 | 16.6 | 8.3 | 2.6 | 1.6 | 1 | 1.2 | 1.3 | 1.8 | 1.4 | 1.8 | 1.8 | 9.04 | 7.79 | 7.26 | 5.68 | 4.18 | 1.26 | 0.65 | 0.68 | 1.02 | 1.02 | 1.22 | 1.64 | 1.93 | 1.85 | 1.4 | 10.52 | 8.24 | 6.77 | 4.77 | 4.21 | 3.02 | 1.92 | 1.4 | 0.6 | 0.44 | 0.44 | 0.61 | 1.21 | 1.68 | 2.02 | 5.55 | 4.23 | 2.51 | 3.79 | 4.06 | 3.64 | 2.14 | 1.95 | 1.75 | 2 | 2.14 | 1.93 | 1.54 | 1.05 | 0.92 | 5.78 | 5.66 | 5.92 | 4.34 | 2.75 | 0.66 | 0.79 | 0.74 | 0.7 | 0.47 | 0.39 | 0.3 | 0.18 | 0.18 | 0.19 | 5.18 | 5.12 | 4.39 | 3.77 | 2.31 | 1.11 | 0.32 | 0.18 | 0.1 | 0.12 | 0.13 | 0.18 | 0.14 | 0.18 | 0.18 | 41.7 | 39.6 | 39.8 | 34.9 | 34.8 | 29.5 | 29.6 | 26.4 | 26.3 | 23 | 22.1 | 21.5 | 21.7 | 21.5 | 20.8 | 40.3 | 38.9 | 36.7 | 28.1 | 24 | 17.2 | 18.6 | 16.2 | 18.1 | 17.3 | 18.4 | 16.3 | 16.8 | 17.8 | 20.2 | 43.5 | 42.9 | 42.7 | 41.5 | 40.8 | 36.7 | 37.7 | 37.5 | 39.7 | 37 | 38.3 | 34.4 | 31.5 | 26 | 26.7 | 27.6 | 30.6 | 33 | 32 | 29 | 27.5 | 26.6 | 23.9 | 21.5 | 18.3 | 16.7 | 14 | 11.2 | 11.7 | 12.6 | 29.1 | 29.4 | 28.4 | 24.1 | 18.9 | 14.9 | 9.1 | 8 | 6.6 | 7.7 | 8.4 | 11.1 | 9.1 | 11.5 | 11.2 | 2222.6 | 2073.4 | 2050.9 | 1758.4 | 1693.6 | 1335 | 1313.9 | 1179.9 | 1189.4 | 1048.4 | 1019.9 | 1009.4 | 1032.8 | 1020.4 | 969.8 | 2239.2 | 2066.8 | 1903 | 1427.4 | 1232.6 | 885.7 | 899.1 | 766.9 | 814.5 | 774.2 | 819.7 | 737.6 | 787.5 | 851.6 | 970.1 | 2143.3 | 2057.2 | 1973.7 | 1982.5 | 1965 | 1768.2 | 1742.1 | 1724.5 | 1808.1 | 1700.4 | 1766.4 | 1586.1 | 1439.8 | 1177.8 | 1198.8 | 1461.8 | 1583.6 | 1694.1 | 1579.2 | 1381.9 | 1224.1 | 1191.9 | 1073.5 | 968.3 | 817.3 | 744.8 | 622.7 | 482.6 | 690.1 | 815.1 | 1498 | 1510.2 | 1439.2 | 1224.8 | 927 | 695 | 447.2 | 509.8 | 480.6 | 580.6 | 604.9 | 800.7 | 643.1 | 755.4 | 703.5 | 0.37 | 0.33 | 0.32 | 0.27 | 0.23 | 0.13 | 0.11 | 0.1 | 0.11 | 0.1 | 0.1 | 0.11 | 0.12 | 0.12 | 0.1 | 0.4 | 0.34 | 0.29 | 0.22 | 0.19 | 0.13 | 0.11 | 0.09 | 0.07 | 0.07 | 0.07 | 0.07 | 0.08 | 0.1 | 0.12 | 0.28 | 0.25 | 0.2 | 0.23 | 0.23 | 0.21 | 0.18 | 0.17 | 0.17 | 0.17 | 0.18 | 0.16 | 0.14 | 0.11 | 0.11 | 0.24 | 0.25 | 0.26 | 0.22 | 0.17 | 0.11 | 0.11 | 0.1 | 0.09 | 0.07 | 0.06 | 0.05 | 0.04 | 0.04 | 0.05 | 0.23 | 0.23 | 0.2 | 0.17 | 0.12 | 0.08 | 0.04 | 0.03 | 0.02 | 0.03 | 0.03 | 0.04 | 0.03 | 0.04 | 0.04 | 0.0521
| 22 | 398.4987 | 25.4268 | 3.5233 | 400.1443 | 30.9573 | 1509.961 | 0.18982 | 73.2865 | 429.4559 | 1535.3878 | 3.7131 | 473.4307 | 723 | 647.9 | 619.7 | 519.9 | 456.5 | 287.8 | 257 | 235.9 | 250.2 | 224.4 | 226.4 | 241.5 | 257.6 | 251.5 | 224.2 | 777.5 | 657.4 | 574.9 | 442.7 | 400.7 | 301.2 | 248.2 | 202.1 | 173.1 | 155.8 | 162.6 | 154.1 | 183.8 | 212.1 | 245.2 | 592.7 | 526.1 | 446.4 | 500 | 507.5 | 446.5 | 382.4 | 370.9 | 384.1 | 374.2 | 389.3 | 346.9 | 303.6 | 239.4 | 239.6 | 466.5 | 481.8 | 508.5 | 434.7 | 345 | 242.4 | 243.3 | 222.7 | 201.7 | 166.1 | 149.9 | 125.1 | 94.5 | 56.5 | 41.8 | 457.4 | 448.2 | 400.9 | 344.2 | 249.8 | 172.7 | 81 | 37.5 | 16.4 | 13.2 | 9.9 | 6.7 | 4.9 | 2.8 | 1.9 | 63.6 | 54.8 | 50.7 | 40.7 | 30.6 | 10.5 | 5.9 | 6.1 | 8.4 | 8.2 | 9.7 | 12.6 | 14.6 | 13.9 | 10.7 | 73.1 | 56.9 | 46.4 | 34.9 | 32.2 | 24.4 | 15.6 | 11.6 | 5.6 | 4 | 3.9 | 5.1 | 9.3 | 12.5 | 14.9 | 41.2 | 31.8 | 20 | 29.6 | 31.6 | 27.3 | 16.4 | 14.9 | 14.2 | 16 | 16.9 | 15 | 11.6 | 8.1 | 7.4 | 40.3 | 39.5 | 41.5 | 31.2 | 20.4 | 5.9 | 6.9 | 6.6 | 6 | 4.2 | 3.5 | 2.8 | 1.8 | 1.8 | 1.9 | 37.1 | 35.4 | 29 | 24.9 | 16 | 8.9 | 2.9 | 1.7 | 1 | 1.2 | 1.3 | 1.8 | 1.4 | 1.8 | 1.8 | 9.09 | 7.82 | 7.21 | 5.76 | 4.26 | 1.32 | 0.65 | 0.7 | 1.04 | 1.04 | 1.26 | 1.7 | 2 | 1.9 | 1.42 | 10.5 | 8.12 | 6.59 | 4.94 | 4.57 | 3.47 | 2.16 | 1.59 | 0.68 | 0.46 | 0.44 | 0.63 | 1.24 | 1.72 | 2.05 | 5.77 | 4.38 | 2.63 | 4.06 | 4.36 | 3.76 | 2.14 | 1.92 | 1.8 | 2.09 | 2.22 | 1.96 | 1.49 | 1 | 0.9 | 5.75 | 5.62 | 5.89 | 4.38 | 2.8 | 0.66 | 0.81 | 0.79 | 0.72 | 0.48 | 0.38 | 0.3 | 0.19 | 0.18 | 0.19 | 5.27 | 5.01 | 4.08 | 3.5 | 2.22 | 1.19 | 0.35 | 0.19 | 0.1 | 0.12 | 0.13 | 0.18 | 0.14 | 0.18 | 0.18 | 40.3 | 38.1 | 38.1 | 33.6 | 34.1 | 29.5 | 29.4 | 26.5 | 26.3 | 22.9 | 21.9 | 21.3 | 21.6 | 21.5 | 20.7 | 39.1 | 37.5 | 35.9 | 28.4 | 25.1 | 18.7 | 19.5 | 16.9 | 18.4 | 17.4 | 18.4 | 16.2 | 16.5 | 17.4 | 19.8 | 43 | 42.4 | 42.3 | 40.8 | 40.1 | 35.7 | 36.9 | 36.7 | 39.1 | 36.1 | 37.4 | 33.5 | 30.6 | 25.1 | 25.8 | 26.7 | 29.5 | 31.3 | 30.7 | 28.2 | 27.5 | 26.7 | 24.2 | 21.9 | 18.6 | 17.1 | 14.4 | 11.4 | 11.7 | 12.5 | 28.3 | 28.6 | 28 | 24 | 19.4 | 15.4 | 9.6 | 8.1 | 6.7 | 7.7 | 8.3 | 11.1 | 9.1 | 11.6 | 11.2 | 2185.4 | 2025.7 | 1989.7 | 1727.6 | 1681.3 | 1343.1 | 1308.9 | 1181.7 | 1191.6 | 1045.4 | 1010.7 | 1004.1 | 1030.7 | 1017.8 | 963.2 | 2201.9 | 2017.1 | 1868.2 | 1463 | 1305.3 | 975.7 | 947.6 | 807.1 | 831.5 | 780.5 | 822.5 | 736.8 | 776.9 | 837 | 954 | 2137.1 | 2050 | 1964.3 | 1974 | 1953.9 | 1733 | 1706.6 | 1686.5 | 1786.1 | 1671.4 | 1735.5 | 1550.2 | 1403.1 | 1136.8 | 1159 | 1435.1 | 1544.8 | 1637.3 | 1535.7 | 1358.3 | 1224.5 | 1199.7 | 1089.1 | 985.1 | 833.8 | 763.1 | 641 | 492.8 | 690.9 | 813 | 1481.7 | 1483.9 | 1411.4 | 1212.1 | 943.9 | 722.5 | 468.2 | 519.7 | 487.3 | 587.2 | 608.2 | 805.9 | 645.1 | 765.7 | 715.6 | 0.36 | 0.32 | 0.31 | 0.26 | 0.22 | 0.13 | 0.11 | 0.1 | 0.11 | 0.1 | 0.1 | 0.11 | 0.12 | 0.12 | 0.11 | 0.38 | 0.32 | 0.28 | 0.22 | 0.2 | 0.15 | 0.12 | 0.09 | 0.08 | 0.07 | 0.07 | 0.07 | 0.08 | 0.1 | 0.12 | 0.28 | 0.25 | 0.2 | 0.23 | 0.24 | 0.21 | 0.17 | 0.17 | 0.17 | 0.17 | 0.18 | 0.16 | 0.14 | 0.11 | 0.11 | 0.23 | 0.24 | 0.25 | 0.21 | 0.16 | 0.11 | 0.11 | 0.1 | 0.09 | 0.07 | 0.07 | 0.06 | 0.04 | 0.04 | 0.05 | 0.22 | 0.22 | 0.19 | 0.16 | 0.12 | 0.08 | 0.04 | 0.03 | 0.02 | 0.03 | 0.03 | 0.04 | 0.03 | 0.04 | 0.04 | 0.0495
| 23 | 393.0454 | 24.9214 | 3.4484 | 394.657 | 30.6534 | 1496.8075 | 0.18479 | 72.613 | 423.6988 | 1521.7289 | 3.6331 | 467.27 | 708.9 | 630.9 | 600.7 | 509 | 453.1 | 287.1 | 258.1 | 238.5 | 253.9 | 225.4 | 226.2 | 238.6 | 255.9 | 249.4 | 222.9 | 764 | 641.2 | 561.2 | 439.5 | 404.8 | 307.8 | 253.1 | 208.1 | 176 | 159.5 | 166.4 | 157.2 | 184.1 | 210.9 | 242.4 | 592.7 | 523.4 | 444.3 | 508 | 520.1 | 455.9 | 385.1 | 372.3 | 385 | 377.3 | 392.5 | 348 | 299.2 | 229.9 | 228.3 | 457.8 | 468.6 | 489.3 | 421.6 | 339.4 | 243.2 | 244.2 | 223.6 | 202.9 | 165.5 | 149.2 | 123.8 | 93.5 | 55.4 | 39.9 | 449.2 | 438.4 | 386.8 | 333.2 | 242.4 | 171 | 81.9 | 38.8 | 16.6 | 13.1 | 10 | 6.5 | 4.7 | 2.7 | 1.8 | 62.1 | 53.1 | 48.7 | 39.7 | 30.4 | 10.4 | 6 | 6.3 | 8.9 | 8.5 | 9.8 | 12.3 | 14.4 | 13.7 | 10.6 | 71.7 | 55.1 | 44.6 | 34.3 | 32.4 | 24.8 | 15.9 | 12.1 | 5.7 | 4.3 | 4.2 | 5.2 | 9.1 | 12.4 | 14.7 | 41.3 | 31.6 | 19.9 | 31.2 | 33.9 | 29.1 | 17.1 | 15.5 | 14.8 | 17.1 | 17.9 | 15.7 | 11.6 | 7.7 | 6.9 | 39.3 | 38.2 | 39.2 | 29.8 | 19.8 | 6.1 | 7 | 6.7 | 6.1 | 4.2 | 3.5 | 2.7 | 1.8 | 1.8 | 1.9 | 36.2 | 34.2 | 27.1 | 23.3 | 14.8 | 8.2 | 2.7 | 1.7 | 1.1 | 1.2 | 1.3 | 1.8 | 1.4 | 1.8 | 1.8 | 8.87 | 7.56 | 6.91 | 5.62 | 4.23 | 1.31 | 0.66 | 0.73 | 1.11 | 1.09 | 1.28 | 1.65 | 1.97 | 1.87 | 1.42 | 10.3 | 7.86 | 6.32 | 4.85 | 4.6 | 3.52 | 2.2 | 1.66 | 0.71 | 0.5 | 0.47 | 0.64 | 1.21 | 1.7 | 2.02 | 5.78 | 4.35 | 2.63 | 4.29 | 4.7 | 4.03 | 2.24 | 2.01 | 1.89 | 2.25 | 2.37 | 2.06 | 1.49 | 0.95 | 0.84 | 5.61 | 5.42 | 5.56 | 4.17 | 2.71 | 0.7 | 0.83 | 0.8 | 0.73 | 0.49 | 0.38 | 0.29 | 0.18 | 0.18 | 0.19 | 5.14 | 4.84 | 3.79 | 3.25 | 2.04 | 1.1 | 0.33 | 0.19 | 0.11 | 0.12 | 0.13 | 0.18 | 0.14 | 0.18 | 0.18 | 39.8 | 37.4 | 37.3 | 32.9 | 33.8 | 29.5 | 29.5 | 26.6 | 26.3 | 22.8 | 21.7 | 21.2 | 21.6 | 21.3 | 20.6 | 38.5 | 37 | 35.7 | 28.5 | 25.4 | 19.2 | 19.8 | 17.2 | 18.6 | 17.7 | 18.7 | 16.6 | 16.7 | 17.4 | 19.6 | 42.9 | 42.3 | 42.1 | 40.5 | 39.7 | 35.3 | 36.6 | 36.4 | 38.7 | 35.6 | 37 | 33 | 30.1 | 24.2 | 24.6 | 26.4 | 28.9 | 30.7 | 30.1 | 28 | 27.4 | 26.7 | 24.3 | 22 | 18.6 | 17.1 | 14.3 | 11.4 | 11.7 | 12.4 | 28.1 | 28.4 | 27.8 | 24.1 | 19.5 | 15.8 | 9.8 | 8.4 | 6.9 | 7.8 | 8.4 | 11.1 | 9 | 11.6 | 11.2 | 2153 | 1985 | 1949.7 | 1700.7 | 1672.6 | 1342.9 | 1312.6 | 1189 | 1197.3 | 1042.3 | 1006.9 | 999.7 | 1029.5 | 1013.7 | 957.7 | 2168.3 | 1981.1 | 1848.8 | 1466.5 | 1325.1 | 1003.4 | 967.9 | 827.2 | 842.5 | 792.3 | 837.2 | 750.6 | 785.4 | 835.5 | 946.3 | 2134.7 | 2042.4 | 1955.1 | 1971.4 | 1955.8 | 1731.5 | 1701.8 | 1678.5 | 1773.2 | 1656.4 | 1723.2 | 1535.2 | 1379.1 | 1094.2 | 1108.5 | 1413.9 | 1514.1 | 1601.5 | 1508.2 | 1346.8 | 1221.5 | 1199.6 | 1090.3 | 988.6 | 829.9 | 759.5 | 636.1 | 488.1 | 692.1 | 814.5 | 1462.7 | 1464.9 | 1390 | 1201.9 | 940.7 | 733.7 | 480.7 | 539.2 | 502.3 | 599.2 | 614.1 | 809.6 | 648.8 | 773.3 | 725.4 | 0.35 | 0.31 | 0.29 | 0.25 | 0.21 | 0.13 | 0.11 | 0.11 | 0.11 | 0.1 | 0.1 | 0.11 | 0.12 | 0.12 | 0.1 | 0.38 | 0.31 | 0.27 | 0.21 | 0.2 | 0.15 | 0.12 | 0.1 | 0.08 | 0.07 | 0.07 | 0.07 | 0.08 | 0.1 | 0.11 | 0.28 | 0.25 | 0.2 | 0.24 | 0.24 | 0.21 | 0.18 | 0.17 | 0.17 | 0.17 | 0.18 | 0.16 | 0.14 | 0.1 | 0.1 | 0.22 | 0.23 | 0.24 | 0.2 | 0.16 | 0.11 | 0.11 | 0.1 | 0.09 | 0.07 | 0.07 | 0.05 | 0.04 | 0.04 | 0.05 | 0.22 | 0.21 | 0.18 | 0.16 | 0.11 | 0.08 | 0.04 | 0.03 | 0.03 | 0.03 | 0.03 | 0.04 | 0.03 | 0.04 | 0.04 | 0.0476
MROWc | 0 | 351.3688 | 28.8967 | 4.1018 | 353.2649 | 21.4245 | 1130.4328 | 0.16843 | 53.1212 | 372.7933 | 1159.3295 | 4.2702 | 406.3861 | 670.8 | 603.8 | 608.6 | 542 | 475.8 | 257.1 | 184.4 | 137.6 | 145.9 | 114.3 | 119.3 | 121.9 | 138.6 | 128 | 119 | 698.8 | 508.6 | 330 | 163.8 | 161 | 118.2 | 106.2 | 86.4 | 73.8 | 51.8 | 56.6 | 69.7 | 134.7 | 156.2 | 190.6 | 659.2 | 558 | 500.6 | 581.5 | 676.6 | 510.7 | 423.3 | 300.3 | 348.5 | 315.3 | 365.6 | 298.6 | 201.1 | 80.8 | 78.1 | 438.2 | 459.7 | 500.4 | 425.6 | 326.6 | 231.4 | 221.9 | 209.3 | 185.8 | 154.3 | 138.1 | 110.2 | 81.4 | 47.3 | 34.9 | 413 | 406.3 | 368 | 302.9 | 210.1 | 140.9 | 66.1 | 33.5 | 15.9 | 12.9 | 9.3 | 5.7 | 3.8 | 2.2 | 1.4 | 63.3 | 56.5 | 57.3 | 52.7 | 41.8 | 16.8 | 6.9 | 5.2 | 5.8 | 4.8 | 5.9 | 7.4 | 9.3 | 9 | 8.2 | 69.8 | 49.7 | 30.5 | 15 | 14.8 | 10.8 | 8.8 | 7.3 | 5.8 | 3.5 | 3.1 | 4.2 | 10.1 | 12.7 | 15.9 | 56.6 | 47.4 | 40.2 | 54 | 63.6 | 46.6 | 31.4 | 16.6 | 19.1 | 19 | 22.9 | 19 | 10.7 | 3 | 2.6 | 40.4 | 41.8 | 45.8 | 35.8 | 23.6 | 9 | 8.7 | 8.4 | 7.6 | 5.7 | 4.2 | 2.8 | 1.6 | 1.3 | 1.3 | 35.3 | 35.7 | 29.4 | 24.4 | 13.7 | 7.4 | 2.3 | 1 | 0.5 | 0.5 | 0.5 | 0.6 | 0.4 | 0.6 | 0.6 | 9.09 | 8.11 | 8.23 | 7.59 | 5.96 | 2.32 | 0.88 | 0.66 | 0.75 | 0.62 | 0.78 | 1.02 | 1.3 | 1.26 | 1.14 | 10.06 | 7.16 | 4.37 | 2.14 | 2.12 | 1.55 | 1.24 | 1.03 | 0.81 | 0.48 | 0.42 | 0.57 | 1.42 | 1.8 | 2.26 | 8.08 | 6.76 | 5.69 | 7.75 | 9.12 | 6.68 | 4.42 | 2.25 | 2.59 | 2.61 | 3.16 | 2.63 | 1.45 | 0.38 | 0.33 | 5.8 | 5.98 | 6.56 | 5.09 | 3.3 | 1.15 | 1.12 | 1.08 | 0.99 | 0.73 | 0.51 | 0.32 | 0.16 | 0.13 | 0.13 | 5.03 | 5.1 | 4.17 | 3.46 | 1.91 | 1 | 0.28 | 0.11 | 0.05 | 0.05 | 0.05 | 0.06 | 0.04 | 0.06 | 0.06 | 33.6 | 30.7 | 30.5 | 25.6 | 26.5 | 19.6 | 18.8 | 14 | 14.5 | 11.2 | 10.8 | 9.8 | 10.3 | 9.2 | 8.7 | 31.5 | 23.9 | 17.2 | 8.7 | 8.4 | 6.2 | 6.5 | 5.1 | 4.8 | 3.9 | 4.9 | 5.6 | 9.1 | 9.6 | 11.4 | 38.1 | 32.7 | 31.5 | 29.7 | 33.9 | 26.8 | 28.8 | 25.6 | 29.9 | 25.4 | 29 | 23.5 | 17.8 | 8.2 | 8.2 | 22.7 | 24.4 | 26.3 | 25.2 | 22.9 | 23.2 | 22.2 | 20.9 | 18.3 | 15.7 | 14.9 | 12.4 | 9.9 | 8.5 | 8.4 | 24 | 22.7 | 23.3 | 19 | 16.1 | 12.4 | 7.4 | 4.8 | 3 | 3.3 | 3.5 | 3.7 | 2.6 | 3.6 | 3.9 | 1897.6 | 1723.6 | 1726.6 | 1485.9 | 1448 | 966.5 | 854.3 | 636.8 | 665.5 | 515.2 | 509 | 476.1 | 512.1 | 460.5 | 434.4 | 1856.2 | 1383.5 | 952.4 | 477.5 | 467.2 | 344.6 | 341 | 272.8 | 247 | 191.4 | 231.6 | 273.7 | 464.9 | 506.9 | 605.9 | 2036.3 | 1740.1 | 1639.2 | 1675.5 | 1927.4 | 1497.8 | 1470.4 | 1223.5 | 1425.3 | 1233.7 | 1424.5 | 1157.7 | 852.5 | 375.9 | 371.6 | 1267.7 | 1349.9 | 1460 | 1344 | 1154.7 | 1062.5 | 1015.1 | 952.4 | 839.8 | 717.5 | 670.6 | 553.2 | 424.5 | 442 | 474.4 | 1282 | 1231.1 | 1205.9 | 988.3 | 785.7 | 583.9 | 342.8 | 251.6 | 174.7 | 198 | 204.9 | 226.5 | 153.4 | 192.8 | 201.8 | 0.33 | 0.3 | 0.3 | 0.26 | 0.23 | 0.12 | 0.08 | 0.06 | 0.07 | 0.05 | 0.05 | 0.06 | 0.06 | 0.06 | 0.06 | 0.34 | 0.25 | 0.16 | 0.08 | 0.08 | 0.06 | 0.05 | 0.04 | 0.04 | 0.02 | 0.03 | 0.03 | 0.06 | 0.07 | 0.09 | 0.32 | 0.27 | 0.24 | 0.28 | 0.33 | 0.25 | 0.2 | 0.14 | 0.16 | 0.15 | 0.17 | 0.14 | 0.09 | 0.04 | 0.04 | 0.22 | 0.23 | 0.24 | 0.21 | 0.15 | 0.11 | 0.1 | 0.1 | 0.08 | 0.07 | 0.06 | 0.05 | 0.04 | 0.03 | 0.03 | 0.2 | 0.2 | 0.18 | 0.15 | 0.1 | 0.07 | 0.03 | 0.02 | 0.01 | 0.01 | 0.01 | 0.01 | 0.01 | 0.01 | 0.01 | 0.045007
| 1 | 352.5403 | 29.1207 | 4.1356 | 354.4516 | 21.3693 | 1130.092 | 0.17033 | 53.057 | 373.9096 | 1159.2127 | 4.3059 | 407.5086 | 672 | 607.2 | 615.7 | 543.3 | 474.3 | 253.6 | 185.2 | 137.5 | 146.2 | 113.8 | 121.8 | 124 | 142.6 | 131.7 | 123.8 | 700.6 | 511.4 | 328.2 | 162.4 | 159.2 | 123 | 109.5 | 86.8 | 71.7 | 48.7 | 53.8 | 69.9 | 136.7 | 157.4 | 189.2 | 658.9 | 559.7 | 499.5 | 580 | 674.9 | 511.2 | 423.9 | 298.5 | 347.4 | 317.9 | 369.2 | 300.3 | 201.8 | 81.2 | 79.1 | 439.4 | 464.1 | 505.9 | 430.1 | 328 | 231.8 | 222.4 | 210 | 188.2 | 155.4 | 139.3 | 109.6 | 82.4 | 47.5 | 35.8 | 416 | 402.2 | 363.9 | 296.8 | 210.6 | 141.9 | 66.8 | 33.2 | 15.4 | 12.2 | 9.1 | 5.7 | 3.8 | 2.2 | 1.3 | 63.7 | 57.1 | 58.4 | 53 | 41.7 | 16.3 | 7 | 5.2 | 5.9 | 4.8 | 6.2 | 7.6 | 9.7 | 9.3 | 8.6 | 70.2 | 50.2 | 30.3 | 14.7 | 14.5 | 11.3 | 9 | 7.3 | 5.5 | 3.1 | 2.7 | 4.2 | 10.3 | 12.8 | 15.7 | 56.6 | 47.8 | 40.3 | 54.1 | 63.6 | 46.9 | 31.6 | 16.4 | 19 | 19.4 | 23.4 | 19.2 | 10.7 | 3 | 2.7 | 40.8 | 42.5 | 46.7 | 36.4 | 23.7 | 8.9 | 8.6 | 8.3 | 7.7 | 5.8 | 4.2 | 2.7 | 1.6 | 1.3 | 1.3 | 35.8 | 35.3 | 29 | 23.6 | 13.7 | 7.5 | 2.3 | 0.9 | 0.5 | 0.5 | 0.5 | 0.6 | 0.4 | 0.6 | 0.6 | 9.16 | 8.2 | 8.39 | 7.62 | 5.95 | 2.26 | 0.9 | 0.66 | 0.76 | 0.62 | 0.83 | 1.05 | 1.35 | 1.3 | 1.21 | 10.13 | 7.23 | 4.35 | 2.11 | 2.07 | 1.61 | 1.28 | 1.04 | 0.77 | 0.43 | 0.37 | 0.58 | 1.45 | 1.82 | 2.23 | 8.08 | 6.81 | 5.71 | 7.76 | 9.13 | 6.71 | 4.44 | 2.22 | 2.57 | 2.68 | 3.24 | 2.66 | 1.45 | 0.39 | 0.34 | 5.85 | 6.09 | 6.7 | 5.18 | 3.33 | 1.14 | 1.1 | 1.06 | 1 | 0.73 | 0.51 | 0.31 | 0.16 | 0.13 | 0.13 | 5.11 | 5.04 | 4.11 | 3.34 | 1.91 | 1.01 | 0.28 | 0.1 | 0.05 | 0.05 | 0.05 | 0.06 | 0.04 | 0.06 | 0.06 | 33.3 | 30.6 | 30.4 | 25.5 | 26.4 | 19.6 | 18.8 | 14 | 14.5 | 11.1 | 10.8 | 9.9 | 10.5 | 9.4 | 8.9 | 31.3 | 23.9 | 17.1 | 8.7 | 8.5 | 6.5 | 6.7 | 5.2 | 4.8 | 3.8 | 4.8 | 5.6 | 9.2 | 9.7 | 11.4 | 38.1 | 32.6 | 31.2 | 29.5 | 33.6 | 26.7 | 28.7 | 25.6 | 29.8 | 25.4 | 29.1 | 23.5 | 17.9 | 8.3 | 8.3 | 22.6 | 24.4 | 26.2 | 25.3 | 22.9 | 23.4 | 22.4 | 21 | 18.5 | 15.8 | 15 | 12.4 | 10 | 8.5 | 8.5 | 24 | 22.6 | 23.1 | 18.9 | 16.1 | 12.5 | 7.4 | 4.8 | 2.9 | 3.2 | 3.5 | 3.8 | 2.6 | 3.6 | 4 | 1889.5 | 1723.6 | 1733 | 1486.8 | 1442.7 | 959.6 | 855.8 | 635.9 | 665.1 | 512.1 | 512.6 | 481.4 | 523.4 | 472.4 | 447.9 | 1852 | 1384.8 | 946.6 | 476.2 | 467.7 | 358.9 | 352.1 | 274.8 | 244.8 | 185.6 | 226.4 | 273.7 | 470.6 | 511.3 | 605.4 | 2031.8 | 1738.6 | 1629.1 | 1665.2 | 1916 | 1494.5 | 1468.8 | 1219.8 | 1422.6 | 1235.9 | 1429.7 | 1160.2 | 855.7 | 376.7 | 374.3 | 1263.5 | 1353.4 | 1463.7 | 1349.5 | 1157.2 | 1067.1 | 1022.6 | 960 | 851.4 | 722.6 | 676.8 | 552.6 | 429.6 | 441 | 476 | 1282 | 1219.8 | 1195.9 | 978.1 | 789.1 | 588.5 | 345.1 | 252.1 | 173.2 | 198.1 | 206.4 | 227.1 | 152.6 | 192.2 | 204.1 | 0.33 | 0.3 | 0.3 | 0.27 | 0.23 | 0.12 | 0.08 | 0.06 | 0.07 | 0.05 | 0.06 | 0.06 | 0.07 | 0.06 | 0.06 | 0.35 | 0.25 | 0.16 | 0.08 | 0.08 | 0.06 | 0.05 | 0.04 | 0.03 | 0.02 | 0.02 | 0.03 | 0.06 | 0.07 | 0.09 | 0.32 | 0.27 | 0.24 | 0.28 | 0.33 | 0.25 | 0.2 | 0.14 | 0.16 | 0.15 | 0.17 | 0.14 | 0.09 | 0.04 | 0.04 | 0.22 | 0.23 | 0.25 | 0.21 | 0.16 | 0.11 | 0.1 | 0.1 | 0.09 | 0.07 | 0.06 | 0.05 | 0.04 | 0.03 | 0.03 | 0.2 | 0.2 | 0.18 | 0.14 | 0.1 | 0.07 | 0.03 | 0.02 | 0.01 | 0.01 | 0.01 | 0.01 | 0.01 | 0.01 | 0.01 | 0.044013
| 2 | 351.1632 | 28.8503 | 4.0987 | 353.0572 | 21.4347 | 1130.4028 | 0.16918 | 53.1308 | 372.5979 | 1159.2531 | 4.2679 | 406.188 | 667.6 | 603.1 | 608.8 | 538.3 | 470.9 | 254.8 | 187 | 140.4 | 147.6 | 115.5 | 123.3 | 128.6 | 147.8 | 136.5 | 127 | 695.2 | 507.5 | 326.4 | 168.2 | 164.9 | 124 | 109.6 | 87.7 | 76.3 | 50.4 | 57.3 | 71.1 | 137.8 | 160.3 | 194.5 | 653.7 | 553.5 | 494.2 | 579.7 | 677.3 | 513.1 | 424.4 | 300.6 | 349.8 | 319.9 | 369.3 | 300.8 | 201.9 | 82.2 | 80.3 | 437 | 461.5 | 504.6 | 429.9 | 329.1 | 231.5 | 222.8 | 210 | 187.6 | 154.8 | 139.5 | 111.1 | 84.3 | 48.5 | 36.6 | 414.8 | 401.6 | 366 | 299 | 211.9 | 140.8 | 66.2 | 33.7 | 16.3 | 12.9 | 9.3 | 5.6 | 3.8 | 2.2 | 1.3 | 63 | 56.6 | 57.5 | 52.4 | 41.1 | 16.4 | 7 | 5.4 | 5.9 | 4.9 | 6.2 | 7.9 | 10.1 | 9.7 | 8.9 | 69.4 | 49.6 | 30 | 15.4 | 15.1 | 11.4 | 8.9 | 7.2 | 5.8 | 3.2 | 3.2 | 4.3 | 10.4 | 13.2 | 16.4 | 55.8 | 46.9 | 39.5 | 54 | 63.9 | 47 | 31.6 | 16.6 | 19.3 | 19.6 | 23.4 | 19.3 | 10.7 | 3.1 | 2.8 | 40.3 | 42.1 | 46.6 | 36.5 | 23.7 | 8.7 | 8.5 | 8.2 | 7.6 | 5.6 | 4.1 | 2.8 | 1.6 | 1.3 | 1.3 | 35.7 | 35.3 | 29.3 | 24 | 14 | 7.3 | 2.2 | 0.9 | 0.5 | 0.5 | 0.5 | 0.6 | 0.4 | 0.6 | 0.6 | 9.04 | 8.12 | 8.26 | 7.54 | 5.87 | 2.27 | 0.9 | 0.69 | 0.77 | 0.64 | 0.84 | 1.09 | 1.41 | 1.36 | 1.24 | 10 | 7.14 | 4.3 | 2.21 | 2.17 | 1.63 | 1.27 | 1.02 | 0.82 | 0.44 | 0.43 | 0.59 | 1.47 | 1.87 | 2.33 | 7.95 | 6.68 | 5.6 | 7.75 | 9.16 | 6.73 | 4.45 | 2.26 | 2.62 | 2.7 | 3.23 | 2.66 | 1.45 | 0.39 | 0.35 | 5.78 | 6.04 | 6.68 | 5.19 | 3.33 | 1.1 | 1.08 | 1.06 | 0.97 | 0.71 | 0.5 | 0.31 | 0.17 | 0.13 | 0.13 | 5.09 | 5.04 | 4.16 | 3.4 | 1.94 | 0.99 | 0.27 | 0.1 | 0.05 | 0.05 | 0.05 | 0.06 | 0.04 | 0.06 | 0.06 | 33.4 | 30.5 | 30.4 | 25.4 | 26.5 | 19.7 | 19 | 14.2 | 14.6 | 11.2 | 11 | 10.2 | 10.8 | 9.6 | 9.1 | 31.3 | 23.9 | 17.1 | 8.9 | 8.7 | 6.5 | 6.8 | 5.4 | 5.1 | 3.9 | 4.9 | 5.7 | 9.2 | 9.8 | 11.5 | 38.2 | 32.6 | 31.2 | 29.5 | 33.7 | 26.8 | 28.8 | 25.6 | 29.9 | 25.5 | 29.1 | 23.6 | 18 | 8.4 | 8.4 | 22.7 | 24.4 | 26.2 | 25.2 | 23 | 23.5 | 22.6 | 21.1 | 18.6 | 15.9 | 15.1 | 12.5 | 10.2 | 8.7 | 8.7 | 23.9 | 22.5 | 23.1 | 18.8 | 16.1 | 12.5 | 7.4 | 4.9 | 3.1 | 3.2 | 3.5 | 3.7 | 2.6 | 3.6 | 3.8 | 1889.7 | 1717 | 1722.4 | 1475.6 | 1440.2 | 965.1 | 865.6 | 646.7 | 671.2 | 517 | 520.7 | 498 | 540.1 | 486.3 | 457.8 | 1848.5 | 1381.5 | 946.9 | 488.8 | 480.5 | 362.2 | 354.9 | 283.4 | 260.6 | 192.3 | 233.3 | 277.6 | 473.2 | 517.2 | 615.4 | 2030.7 | 1731.7 | 1622.4 | 1664.5 | 1922.9 | 1500.8 | 1471 | 1223.4 | 1426.5 | 1241.3 | 1431.5 | 1163.2 | 857.4 | 381.2 | 378.8 | 1265.5 | 1349.8 | 1460.8 | 1346.3 | 1164.1 | 1072.8 | 1028 | 961.2 | 852.9 | 723.7 | 681.2 | 559.8 | 439.9 | 450.1 | 486.1 | 1279.7 | 1216.9 | 1197.2 | 978.5 | 788.7 | 585.8 | 347.1 | 256.8 | 179.4 | 198.2 | 206.8 | 226.7 | 155 | 187.5 | 195.1 | 0.33 | 0.3 | 0.3 | 0.26 | 0.23 | 0.12 | 0.08 | 0.06 | 0.07 | 0.05 | 0.06 | 0.06 | 0.07 | 0.06 | 0.06 | 0.34 | 0.25 | 0.16 | 0.08 | 0.08 | 0.06 | 0.05 | 0.04 | 0.04 | 0.02 | 0.03 | 0.03 | 0.07 | 0.08 | 0.09 | 0.32 | 0.27 | 0.24 | 0.28 | 0.33 | 0.25 | 0.2 | 0.14 | 0.16 | 0.15 | 0.17 | 0.14 | 0.09 | 0.04 | 0.04 | 0.21 | 0.23 | 0.25 | 0.21 | 0.16 | 0.11 | 0.1 | 0.1 | 0.09 | 0.07 | 0.06 | 0.05 | 0.04 | 0.03 | 0.03 | 0.2 | 0.2 | 0.18 | 0.14 | 0.1 | 0.07 | 0.03 | 0.02 | 0.01 | 0.01 | 0.01 | 0.01 | 0.01 | 0.01 | 0.01 | 0.043727
| 3 | 358.3468 | 29.6526 | 4.2102 | 360.2928 | 21.6659 | 1146.8457 | 0.17378 | 53.8236 | 380.0128 | 1176.4982 | 4.384 | 414.1165 | 690.6 | 625.7 | 625.1 | 549.9 | 476.3 | 259.2 | 188.3 | 140.2 | 147.9 | 114.7 | 121.7 | 127.9 | 145.1 | 135.5 | 125.1 | 720.4 | 522.4 | 334.4 | 159.6 | 157.4 | 117 | 106.6 | 84.4 | 72.6 | 47.1 | 57.2 | 71.2 | 140 | 161 | 197 | 665 | 558 | 502.7 | 582.3 | 683 | 510.9 | 420.9 | 295.5 | 345.7 | 315.7 | 367.4 | 300.5 | 204.4 | 83.8 | 81.3 | 453.2 | 478.7 | 521.1 | 438.7 | 331.7 | 234.9 | 226 | 211.9 | 187.5 | 155.6 | 139.7 | 111.8 | 83.5 | 49.5 | 36.3 | 419.8 | 405.1 | 368.1 | 296.3 | 210.2 | 137.4 | 66.7 | 32.9 | 16.2 | 13 | 9.6 | 5.7 | 4 | 2.3 | 1.4 | 65.4 | 59.1 | 59.3 | 53.8 | 41.7 | 17 | 7.1 | 5.3 | 5.9 | 4.7 | 6.1 | 8 | 10 | 9.7 | 8.8 | 72.1 | 51.1 | 30.9 | 14.4 | 14.4 | 10.6 | 8.8 | 7 | 5.6 | 2.9 | 3 | 4.2 | 10.5 | 13.3 | 16.6 | 57.2 | 47.5 | 40.2 | 53.9 | 63.9 | 46.4 | 30.9 | 15.7 | 18.5 | 19 | 23.1 | 19.2 | 11 | 3.2 | 2.9 | 42.1 | 44.1 | 48.4 | 37.4 | 23.9 | 9 | 9 | 8.6 | 7.6 | 5.7 | 4.3 | 2.8 | 1.6 | 1.4 | 1.3 | 36.2 | 35.8 | 29.7 | 23.9 | 13.8 | 7 | 2.2 | 0.9 | 0.5 | 0.5 | 0.6 | 0.6 | 0.4 | 0.6 | 0.6 | 9.39 | 8.48 | 8.51 | 7.74 | 5.95 | 2.35 | 0.91 | 0.68 | 0.76 | 0.61 | 0.82 | 1.1 | 1.4 | 1.36 | 1.23 | 10.39 | 7.37 | 4.44 | 2.07 | 2.06 | 1.52 | 1.24 | 0.99 | 0.79 | 0.4 | 0.4 | 0.58 | 1.48 | 1.89 | 2.36 | 8.16 | 6.77 | 5.7 | 7.73 | 9.17 | 6.65 | 4.34 | 2.13 | 2.5 | 2.61 | 3.19 | 2.65 | 1.49 | 0.41 | 0.36 | 6.03 | 6.33 | 6.95 | 5.33 | 3.35 | 1.15 | 1.15 | 1.11 | 0.99 | 0.71 | 0.52 | 0.32 | 0.17 | 0.14 | 0.13 | 5.17 | 5.11 | 4.22 | 3.39 | 1.91 | 0.94 | 0.28 | 0.1 | 0.05 | 0.05 | 0.06 | 0.06 | 0.04 | 0.06 | 0.06 | 34.3 | 31.3 | 31 | 25.7 | 26.6 | 19.7 | 19.1 | 14.2 | 14.7 | 11.2 | 10.9 | 10.1 | 10.5 | 9.5 | 8.9 | 32.3 | 24.5 | 17.3 | 8.6 | 8.3 | 6.2 | 6.5 | 5.1 | 4.8 | 3.8 | 5 | 5.8 | 9.4 | 9.7 | 11.6 | 38.4 | 32.7 | 31.7 | 29.9 | 34.4 | 27 | 28.9 | 25.7 | 30 | 25.5 | 29.1 | 23.6 | 18 | 8.4 | 8.4 | 23.3 | 24.9 | 26.7 | 25.5 | 23.3 | 23.7 | 22.6 | 21 | 18.5 | 16 | 15.1 | 12.6 | 10.1 | 8.7 | 8.6 | 24.1 | 22.5 | 23 | 18.6 | 16.1 | 12.3 | 7.5 | 4.8 | 3.1 | 3.3 | 3.5 | 3.8 | 2.6 | 3.7 | 3.9 | 1946.5 | 1769.3 | 1761.1 | 1498.1 | 1452.4 | 972.4 | 870 | 647.2 | 674.6 | 518.2 | 514.7 | 492.5 | 527.4 | 481.3 | 450 | 1908.7 | 1418.4 | 963.7 | 469.5 | 460.5 | 343.9 | 343.2 | 270.4 | 246.7 | 182.8 | 238.5 | 280.8 | 482.7 | 517.1 | 621.9 | 2051.6 | 1738.3 | 1650.8 | 1683.2 | 1953.6 | 1505.2 | 1473.6 | 1222.8 | 1427.8 | 1237.6 | 1428.4 | 1163.3 | 863 | 385.6 | 381.7 | 1304.2 | 1387 | 1498.4 | 1368.7 | 1174.8 | 1081.3 | 1031.5 | 962.2 | 848.8 | 727.1 | 678.5 | 562.8 | 435.2 | 450 | 476.8 | 1292.6 | 1221.6 | 1197 | 966.6 | 785.5 | 577.6 | 349.4 | 252.7 | 180.3 | 199.8 | 206.9 | 226.6 | 155.9 | 192.4 | 198.9 | 0.34 | 0.31 | 0.31 | 0.27 | 0.23 | 0.12 | 0.09 | 0.06 | 0.07 | 0.05 | 0.06 | 0.06 | 0.07 | 0.06 | 0.06 | 0.36 | 0.26 | 0.17 | 0.08 | 0.08 | 0.06 | 0.05 | 0.04 | 0.03 | 0.02 | 0.03 | 0.03 | 0.07 | 0.08 | 0.09 | 0.33 | 0.27 | 0.24 | 0.28 | 0.33 | 0.25 | 0.2 | 0.14 | 0.16 | 0.15 | 0.17 | 0.14 | 0.1 | 0.04 | 0.04 | 0.22 | 0.23 | 0.25 | 0.21 | 0.16 | 0.11 | 0.1 | 0.1 | 0.09 | 0.07 | 0.06 | 0.05 | 0.04 | 0.03 | 0.03 | 0.21 | 0.2 | 0.18 | 0.14 | 0.1 | 0.06 | 0.03 | 0.02 | 0.01 | 0.01 | 0.01 | 0.01 | 0.01 | 0.01 | 0.01 | 0.04432
| 4 | 349.0999 | 28.4199 | 4.0306 | 350.9638 | 21.5432 | 1132.0925 | 0.1674 | 53.2862 | 370.6431 | 1160.5125 | 4.198 | 404.2499 | 731.8 | 639.3 | 608.9 | 510.4 | 451.7 | 249.8 | 185.3 | 135.4 | 143.7 | 114 | 124.6 | 130.2 | 145.8 | 130.4 | 117.9 | 760.4 | 546.6 | 338.9 | 151.6 | 148.2 | 111.2 | 100.6 | 82.7 | 72.5 | 48.8 | 55.9 | 72.2 | 139.2 | 159.5 | 191.7 | 687.4 | 569.1 | 504 | 558.4 | 655.7 | 485 | 411.8 | 295.9 | 348.2 | 315.8 | 367.5 | 300.3 | 207.9 | 84.7 | 82.1 | 479.8 | 482.8 | 505.4 | 413.5 | 322.2 | 235.1 | 225.3 | 209.2 | 185.4 | 154.5 | 137.5 | 110 | 80.4 | 47.8 | 35.9 | 433.7 | 413.3 | 367.7 | 291.2 | 206.5 | 133.8 | 66.5 | 32.6 | 16.2 | 12.7 | 9 | 5.9 | 4.1 | 2.5 | 1.4 | 70 | 60.4 | 56.9 | 48.9 | 38.6 | 15.8 | 6.8 | 4.8 | 5.5 | 4.6 | 6.4 | 8.1 | 10 | 9.2 | 8.1 | 76.7 | 53.9 | 31.5 | 13.6 | 13.4 | 10.1 | 8.3 | 7 | 5.8 | 3.1 | 3 | 4.4 | 10.5 | 13.1 | 16 | 60.4 | 49 | 39.9 | 50.4 | 60 | 42.8 | 29.4 | 15.5 | 18.5 | 18.6 | 22.8 | 18.9 | 11.3 | 3.3 | 2.9 | 45 | 44.3 | 46.1 | 34.1 | 22.5 | 8.9 | 8.8 | 8.3 | 7.4 | 5.5 | 4.2 | 2.9 | 1.6 | 1.3 | 1.3 | 37.6 | 36.7 | 29.6 | 23.4 | 13.5 | 6.8 | 2.3 | 0.9 | 0.5 | 0.5 | 0.5 | 0.6 | 0.4 | 0.6 | 0.6 | 10.06 | 8.68 | 8.16 | 7.02 | 5.49 | 2.18 | 0.87 | 0.61 | 0.7 | 0.59 | 0.86 | 1.12 | 1.4 | 1.28 | 1.12 | 11.07 | 7.77 | 4.52 | 1.94 | 1.92 | 1.44 | 1.18 | 1 | 0.81 | 0.43 | 0.41 | 0.61 | 1.48 | 1.85 | 2.28 | 8.62 | 6.99 | 5.65 | 7.21 | 8.58 | 6.11 | 4.12 | 2.09 | 2.5 | 2.54 | 3.14 | 2.61 | 1.53 | 0.42 | 0.37 | 6.45 | 6.35 | 6.6 | 4.85 | 3.14 | 1.14 | 1.13 | 1.06 | 0.96 | 0.7 | 0.5 | 0.34 | 0.17 | 0.13 | 0.13 | 5.37 | 5.24 | 4.19 | 3.32 | 1.87 | 0.92 | 0.29 | 0.1 | 0.05 | 0.05 | 0.05 | 0.06 | 0.04 | 0.06 | 0.06 | 35.7 | 31.9 | 30.9 | 24.8 | 26.2 | 19.5 | 19 | 14 | 14.5 | 11.3 | 11.1 | 10.2 | 10.7 | 9.3 | 8.6 | 33.5 | 25.2 | 17.5 | 8.3 | 7.9 | 6 | 6.1 | 4.9 | 4.6 | 3.8 | 4.8 | 5.7 | 9.3 | 9.7 | 11.4 | 38.5 | 32.8 | 32.1 | 29.9 | 34.3 | 26.8 | 29 | 26 | 30.4 | 25.9 | 29.4 | 23.8 | 18.2 | 8.5 | 8.5 | 24.3 | 25.3 | 26.7 | 25.1 | 23.2 | 23.8 | 22.6 | 20.9 | 18.4 | 15.9 | 14.8 | 12.2 | 9.8 | 8.5 | 8.5 | 24.7 | 22.8 | 23.1 | 18.3 | 15.8 | 12 | 7.3 | 4.7 | 3 | 3.2 | 3.4 | 3.8 | 2.7 | 3.8 | 4.1 | 2041.8 | 1806.6 | 1741.7 | 1423.5 | 1407.9 | 954.3 | 862.1 | 635.3 | 663.9 | 518.5 | 523.6 | 500.7 | 532.5 | 469.1 | 431.6 | 1996.8 | 1471.8 | 972.1 | 450 | 436.3 | 327.6 | 321.6 | 258.9 | 240.2 | 185.2 | 230 | 279.8 | 478.2 | 515.8 | 609.4 | 2085 | 1757.9 | 1667.3 | 1654.5 | 1920.3 | 1469.7 | 1466.1 | 1231.8 | 1442.2 | 1251.4 | 1438.4 | 1171.4 | 873.4 | 389.6 | 385.9 | 1368.5 | 1406 | 1481.9 | 1325.1 | 1162.8 | 1085.3 | 1032.5 | 955.2 | 843.4 | 724 | 668.8 | 547.7 | 417.7 | 433.5 | 463.6 | 1328.5 | 1242.4 | 1200.3 | 951.4 | 773 | 562 | 343.4 | 247.9 | 175.7 | 194.9 | 203.3 | 230.1 | 158.9 | 197.7 | 202.7 | 0.36 | 0.31 | 0.3 | 0.25 | 0.22 | 0.12 | 0.08 | 0.06 | 0.06 | 0.05 | 0.06 | 0.06 | 0.07 | 0.06 | 0.06 | 0.37 | 0.27 | 0.17 | 0.08 | 0.07 | 0.05 | 0.05 | 0.04 | 0.03 | 0.02 | 0.03 | 0.03 | 0.07 | 0.08 | 0.09 | 0.34 | 0.28 | 0.24 | 0.27 | 0.32 | 0.23 | 0.19 | 0.14 | 0.16 | 0.15 | 0.17 | 0.14 | 0.1 | 0.04 | 0.04 | 0.23 | 0.24 | 0.25 | 0.2 | 0.15 | 0.11 | 0.1 | 0.1 | 0.08 | 0.07 | 0.06 | 0.05 | 0.04 | 0.03 | 0.03 | 0.21 | 0.2 | 0.18 | 0.14 | 0.1 | 0.06 | 0.03 | 0.02 | 0.01 | 0.01 | 0.01 | 0.01 | 0.01 | 0.01 | 0.02 | 0.046127
| 5 | 297.2512 | 22.953 | 3.2404 | 298.7525 | 19.4893 | 1002.7501 | 0.14354 | 47.6043 | 316.7404 | 1025.7031 | 3.3839 | 346.3569 | 699.7 | 571.6 | 460.7 | 375 | 365.2 | 237 | 188 | 136.4 | 146.1 | 117.1 | 126.1 | 133.4 | 148.4 | 135 | 119.6 | 718.4 | 513.4 | 280.8 | 115.3 | 114.9 | 94.9 | 95.8 | 77.9 | 69.6 | 45.2 | 53.4 | 68.5 | 140.2 | 161.4 | 197.7 | 668.2 | 533.7 | 402.1 | 400.1 | 516 | 405.8 | 401.9 | 283.5 | 340.4 | 296.1 | 358 | 292.9 | 214.8 | 88.6 | 85.8 | 449.4 | 422.2 | 392.5 | 323 | 274.5 | 234.2 | 219 | 201.7 | 180.3 | 151.6 | 127.9 | 99.1 | 72.5 | 45.2 | 34 | 409.3 | 374.6 | 315.6 | 251.7 | 187.6 | 125.1 | 65 | 32.8 | 15.4 | 11.8 | 8.3 | 5.8 | 4.1 | 2.4 | 1.4 | 66.2 | 53.1 | 40.9 | 34.7 | 29.5 | 14.8 | 7.4 | 5 | 5.7 | 4.8 | 6.5 | 8.4 | 10.2 | 9.6 | 8.2 | 71.4 | 49.8 | 25.1 | 9.8 | 10.2 | 8.6 | 8.1 | 6.7 | 5.5 | 2.8 | 2.8 | 4.2 | 10.8 | 13.4 | 16.8 | 58.2 | 45.2 | 29 | 33.2 | 44.5 | 33.8 | 28.1 | 13.9 | 17.4 | 16.3 | 21.8 | 18 | 11.9 | 3.4 | 3.1 | 41.4 | 37.5 | 33.9 | 24.6 | 17.6 | 8.9 | 8.3 | 7.6 | 7.1 | 5.4 | 3.8 | 2.4 | 1.4 | 1.3 | 1.2 | 34.5 | 32.1 | 23.6 | 19.4 | 11.8 | 6.2 | 2.2 | 1 | 0.5 | 0.5 | 0.5 | 0.6 | 0.4 | 0.6 | 0.6 | 9.51 | 7.61 | 5.85 | 4.97 | 4.19 | 2.04 | 0.94 | 0.64 | 0.74 | 0.62 | 0.87 | 1.17 | 1.43 | 1.34 | 1.14 | 10.29 | 7.17 | 3.59 | 1.4 | 1.45 | 1.24 | 1.15 | 0.96 | 0.78 | 0.39 | 0.37 | 0.57 | 1.52 | 1.9 | 2.38 | 8.3 | 6.44 | 4.07 | 4.72 | 6.34 | 4.81 | 3.92 | 1.86 | 2.34 | 2.22 | 2.99 | 2.48 | 1.61 | 0.44 | 0.38 | 5.93 | 5.37 | 4.83 | 3.47 | 2.44 | 1.13 | 1.06 | 0.96 | 0.92 | 0.68 | 0.45 | 0.27 | 0.14 | 0.13 | 0.12 | 4.91 | 4.57 | 3.33 | 2.74 | 1.63 | 0.83 | 0.27 | 0.11 | 0.05 | 0.05 | 0.05 | 0.06 | 0.04 | 0.06 | 0.06 | 34.8 | 29.3 | 25.4 | 19.4 | 22.7 | 18.7 | 18.9 | 14 | 14.6 | 11.5 | 11.2 | 10.4 | 10.8 | 9.6 | 8.7 | 32.6 | 24.4 | 15.4 | 6.8 | 6.4 | 5.1 | 5.7 | 4.5 | 4.4 | 3.6 | 4.7 | 5.5 | 9.2 | 9.7 | 11.6 | 37.8 | 31.4 | 28.3 | 24.1 | 29.5 | 24.2 | 28.9 | 25.8 | 30.3 | 25.3 | 29 | 23.6 | 18.6 | 8.9 | 8.9 | 23.4 | 23.2 | 22.5 | 21.5 | 21.2 | 23.7 | 22.2 | 20.6 | 18 | 15.6 | 13.9 | 11.2 | 8.8 | 8.2 | 8.2 | 24.2 | 21.7 | 21.4 | 16.6 | 14.8 | 11.4 | 7.3 | 4.7 | 2.9 | 3 | 3.2 | 3.7 | 2.6 | 3.8 | 4 | 1973.8 | 1643.2 | 1383.6 | 1083.5 | 1189.7 | 912.6 | 861.4 | 634.6 | 668.8 | 529.9 | 529.9 | 509.8 | 540.4 | 482 | 436.8 | 1918.4 | 1406.9 | 835.8 | 357.5 | 345.8 | 279.3 | 302.4 | 241.4 | 230.9 | 173.5 | 223.5 | 267.2 | 475.9 | 515.7 | 621 | 2040.8 | 1670.2 | 1418.7 | 1276.7 | 1595.7 | 1292.1 | 1452.5 | 1210.3 | 1431.5 | 1206.8 | 1414.7 | 1154.6 | 894.9 | 407 | 402.9 | 1304 | 1265.3 | 1207.8 | 1099 | 1038.5 | 1081.6 | 1012 | 933.5 | 822.7 | 710.6 | 625.6 | 500.6 | 378.1 | 421.2 | 454.9 | 1285.1 | 1161.4 | 1084.5 | 848.3 | 716.5 | 530.3 | 339.3 | 246.3 | 170.3 | 183.3 | 189.5 | 220.6 | 154.6 | 197.4 | 202.1 | 0.34 | 0.28 | 0.23 | 0.18 | 0.18 | 0.11 | 0.09 | 0.06 | 0.07 | 0.05 | 0.06 | 0.06 | 0.07 | 0.06 | 0.06 | 0.35 | 0.25 | 0.14 | 0.06 | 0.06 | 0.05 | 0.05 | 0.04 | 0.03 | 0.02 | 0.02 | 0.03 | 0.07 | 0.08 | 0.09 | 0.33 | 0.26 | 0.19 | 0.19 | 0.25 | 0.19 | 0.19 | 0.13 | 0.16 | 0.14 | 0.17 | 0.14 | 0.1 | 0.04 | 0.04 | 0.22 | 0.21 | 0.19 | 0.16 | 0.13 | 0.11 | 0.1 | 0.09 | 0.08 | 0.07 | 0.06 | 0.04 | 0.03 | 0.03 | 0.03 | 0.2 | 0.18 | 0.15 | 0.12 | 0.09 | 0.06 | 0.03 | 0.02 | 0.01 | 0.01 | 0.01 | 0.01 | 0.01 | 0.01 | 0.01 | 0.0493
| 6 | 250.677 | 18.2095 | 2.5598 | 251.8652 | 17.4708 | 879.5398 | 0.12069 | 42.1299 | 268.1477 | 897.7492 | 2.6805 | 293.995 | 599.8 | 473.6 | 319.3 | 268.3 | 300 | 229.6 | 198.4 | 139.5 | 152 | 127.6 | 133 | 139.8 | 152.6 | 144.8 | 128.1 | 611.5 | 438.1 | 206.1 | 95.1 | 92.5 | 81 | 92.5 | 79 | 74.2 | 43.5 | 51.6 | 65.3 | 139.5 | 163 | 201 | 612.9 | 475.1 | 306 | 288.4 | 411.5 | 346.6 | 388.6 | 279.5 | 338.3 | 278.6 | 354 | 290.6 | 229.1 | 96.8 | 93.9 | 374.3 | 344 | 290.9 | 267.9 | 254.6 | 244.6 | 220.6 | 197.4 | 176.1 | 151.6 | 122.5 | 91 | 65.1 | 42.2 | 32.1 | 368.3 | 333.2 | 274.5 | 227.2 | 176.5 | 118.1 | 62.9 | 31.2 | 15 | 11.3 | 7.9 | 5.8 | 4.3 | 2.3 | 1.6 | 54.8 | 42.5 | 26.5 | 24 | 23.1 | 14.3 | 8.6 | 5.4 | 6.4 | 5.8 | 7 | 8.9 | 10.5 | 10.4 | 8.9 | 59 | 41.4 | 17.4 | 8 | 8 | 7.2 | 7.6 | 6.7 | 5.8 | 2.6 | 2.5 | 3.8 | 10.7 | 13.5 | 17 | 51.2 | 38.3 | 19.3 | 21.9 | 33.8 | 27.6 | 26.6 | 13.8 | 17.2 | 14.7 | 21.6 | 18.1 | 13.3 | 4 | 3.6 | 33.1 | 29.2 | 23.6 | 19.3 | 16 | 10.3 | 8.8 | 7.3 | 6.8 | 5.5 | 3.6 | 2.3 | 1.3 | 1.2 | 1.2 | 30 | 27.8 | 19.8 | 17.2 | 10.9 | 5.8 | 2.2 | 0.9 | 0.4 | 0.5 | 0.5 | 0.6 | 0.4 | 0.6 | 0.7 | 7.86 | 6.08 | 3.78 | 3.44 | 3.26 | 1.97 | 1.13 | 0.69 | 0.84 | 0.77 | 0.95 | 1.22 | 1.46 | 1.46 | 1.24 | 8.5 | 5.95 | 2.48 | 1.14 | 1.14 | 1.03 | 1.09 | 0.96 | 0.82 | 0.35 | 0.33 | 0.52 | 1.51 | 1.92 | 2.42 | 7.3 | 5.44 | 2.69 | 3.09 | 4.79 | 3.9 | 3.71 | 1.84 | 2.31 | 1.99 | 2.98 | 2.49 | 1.81 | 0.52 | 0.47 | 4.74 | 4.17 | 3.36 | 2.71 | 2.21 | 1.34 | 1.14 | 0.93 | 0.87 | 0.69 | 0.43 | 0.26 | 0.13 | 0.12 | 0.12 | 4.27 | 3.95 | 2.79 | 2.43 | 1.51 | 0.77 | 0.27 | 0.1 | 0.04 | 0.05 | 0.05 | 0.06 | 0.04 | 0.06 | 0.07 | 31.6 | 25.7 | 19.3 | 14.6 | 19.7 | 18.2 | 19.1 | 14 | 14.8 | 12 | 11.6 | 10.9 | 11.1 | 10.2 | 9.3 | 29.4 | 21.9 | 12.2 | 5.7 | 5.3 | 4.5 | 5.6 | 4.6 | 4.8 | 3.6 | 4.7 | 5.4 | 9.2 | 9.8 | 11.8 | 36.8 | 29.8 | 24.1 | 19.2 | 25.1 | 21.9 | 28.4 | 25.3 | 30.2 | 24.3 | 28.6 | 23.2 | 19.3 | 9.5 | 9.4 | 20.7 | 20.1 | 18 | 18.9 | 20 | 23.8 | 22 | 20.2 | 17.8 | 15.6 | 13.3 | 10.3 | 7.9 | 7.7 | 7.9 | 22.7 | 20 | 19.3 | 15.2 | 14.1 | 10.8 | 7 | 4.5 | 2.8 | 3 | 3.3 | 3.7 | 2.7 | 3.9 | 4.4 | 1745.4 | 1403.7 | 1011.7 | 797.8 | 1012.5 | 884 | 881.5 | 640.3 | 680.7 | 557.8 | 551.5 | 533.9 | 556.9 | 514.5 | 464.8 | 1681.1 | 1232.4 | 642.8 | 296.9 | 285.3 | 243.9 | 296.6 | 246.3 | 247.7 | 172.7 | 222 | 259.5 | 474.1 | 522.5 | 633 | 1929.4 | 1538.4 | 1157.1 | 980.1 | 1325.2 | 1144.4 | 1419.4 | 1190.7 | 1425.1 | 1154.8 | 1394.4 | 1138.4 | 932.5 | 436.2 | 431.4 | 1122.2 | 1069.6 | 937.8 | 945.3 | 973.2 | 1097.1 | 1004.3 | 916.3 | 810.3 | 710.2 | 598.8 | 458.5 | 339.4 | 402.4 | 440.1 | 1184.2 | 1054 | 963.1 | 774.4 | 678.9 | 503.3 | 329.6 | 239.7 | 166.7 | 182.3 | 195.6 | 224.8 | 156.5 | 200.9 | 218.5 | 0.3 | 0.24 | 0.16 | 0.13 | 0.14 | 0.11 | 0.09 | 0.06 | 0.07 | 0.06 | 0.06 | 0.07 | 0.07 | 0.07 | 0.06 | 0.31 | 0.22 | 0.1 | 0.05 | 0.05 | 0.04 | 0.04 | 0.04 | 0.04 | 0.02 | 0.02 | 0.03 | 0.07 | 0.08 | 0.1 | 0.31 | 0.24 | 0.15 | 0.14 | 0.2 | 0.17 | 0.18 | 0.13 | 0.16 | 0.13 | 0.17 | 0.14 | 0.11 | 0.04 | 0.04 | 0.19 | 0.17 | 0.14 | 0.13 | 0.12 | 0.11 | 0.1 | 0.09 | 0.08 | 0.07 | 0.05 | 0.04 | 0.03 | 0.03 | 0.03 | 0.18 | 0.16 | 0.14 | 0.11 | 0.08 | 0.06 | 0.03 | 0.02 | 0.01 | 0.01 | 0.01 | 0.01 | 0.01 | 0.01 | 0.02 | 0.0526
| 7 | 213.8421 | 15.093 | 2.1148 | 214.8251 | 15.3498 | 764.2748 | 0.1027 | 36.7767 | 229.1919 | 779.3678 | 2.2175 | 251.6018 | 531.4 | 395.5 | 210.1 | 174.4 | 250.1 | 221.2 | 208.8 | 141.8 | 161.2 | 137.7 | 141.1 | 142.7 | 155.5 | 151.4 | 136.8 | 532.7 | 381.6 | 149.3 | 71.7 | 68.8 | 66.5 | 93.1 | 83 | 82.1 | 45.1 | 52.5 | 65.9 | 147.5 | 175 | 216.8 | 578.7 | 436.4 | 237.6 | 198.9 | 326.9 | 295.7 | 375.3 | 271.1 | 333.4 | 261.1 | 351.1 | 289.4 | 243.3 | 103.5 | 99.6 | 322.4 | 279.5 | 197.4 | 205.9 | 228.1 | 252.7 | 223.9 | 198 | 178.5 | 153.5 | 119.6 | 86.7 | 62.7 | 41.6 | 30.8 | 334.7 | 288 | 225 | 190.8 | 163.5 | 113.7 | 62.1 | 29.9 | 15.3 | 11.9 | 8.4 | 6.1 | 4.4 | 2.3 | 1.7 | 47.6 | 34.9 | 16.8 | 15.5 | 18.9 | 14.1 | 10.2 | 6 | 7.6 | 7 | 8 | 9.2 | 10.9 | 10.9 | 9.5 | 50.1 | 35.1 | 12 | 5.9 | 5.7 | 5.7 | 7.6 | 7.1 | 6.5 | 2.6 | 2.6 | 3.9 | 11.6 | 14.6 | 18.5 | 46.7 | 33.9 | 13.5 | 14 | 26.1 | 22.8 | 25.4 | 13.2 | 16.9 | 13.3 | 21.7 | 18.4 | 15 | 4.8 | 4.2 | 28 | 23 | 14.9 | 13.6 | 13.9 | 11.6 | 9.4 | 7.2 | 6.8 | 5.4 | 3.4 | 2 | 1.2 | 1.2 | 1.2 | 26.6 | 23.3 | 15.3 | 13.7 | 9.6 | 5.4 | 2.1 | 0.8 | 0.5 | 0.5 | 0.5 | 0.6 | 0.4 | 0.6 | 0.7 | 6.82 | 4.99 | 2.39 | 2.22 | 2.66 | 1.95 | 1.37 | 0.78 | 1.01 | 0.94 | 1.09 | 1.28 | 1.52 | 1.53 | 1.33 | 7.21 | 5.05 | 1.7 | 0.84 | 0.81 | 0.81 | 1.08 | 1.01 | 0.92 | 0.36 | 0.34 | 0.54 | 1.64 | 2.08 | 2.63 | 6.65 | 4.82 | 1.85 | 1.96 | 3.69 | 3.22 | 3.53 | 1.76 | 2.26 | 1.79 | 2.99 | 2.54 | 2.06 | 0.63 | 0.55 | 4 | 3.27 | 2.11 | 1.9 | 1.91 | 1.53 | 1.22 | 0.92 | 0.86 | 0.67 | 0.41 | 0.22 | 0.12 | 0.12 | 0.12 | 3.78 | 3.31 | 2.13 | 1.92 | 1.32 | 0.72 | 0.26 | 0.09 | 0.05 | 0.05 | 0.05 | 0.06 | 0.04 | 0.06 | 0.07 | 29 | 22.1 | 13.3 | 9.6 | 16.8 | 17.2 | 19.1 | 13.9 | 15 | 12.3 | 11.9 | 10.9 | 11.2 | 10.6 | 9.9 | 26.9 | 20 | 9.4 | 4.4 | 4.2 | 3.9 | 5.7 | 4.8 | 5.2 | 3.7 | 4.8 | 5.4 | 9.5 | 10.4 | 12.6 | 36.3 | 28.6 | 20.1 | 14.3 | 20.6 | 19.3 | 27.8 | 24.7 | 29.8 | 23.3 | 28.1 | 22.8 | 19.6 | 9.7 | 9.7 | 18.4 | 17.1 | 13.3 | 15.6 | 18.3 | 23.8 | 21.9 | 20.3 | 18.1 | 15.9 | 13.1 | 9.9 | 7.6 | 7.7 | 7.7 | 21.4 | 18 | 16.7 | 13.5 | 13.5 | 10.5 | 7 | 4.5 | 3 | 3.2 | 3.4 | 3.9 | 2.8 | 3.9 | 4.3 | 1566.9 | 1183.5 | 684.1 | 521.5 | 857.9 | 842.4 | 891.4 | 636 | 697.3 | 581.2 | 569.7 | 538.6 | 561 | 536 | 494.8 | 1497.3 | 1095.1 | 483.6 | 228.8 | 219.2 | 207 | 300.3 | 259.5 | 271.7 | 180.2 | 224.5 | 259.9 | 492.5 | 556.1 | 677 | 1859.9 | 1443.7 | 942.6 | 712.3 | 1076.2 | 999.4 | 1381.8 | 1159.8 | 1406.8 | 1098.2 | 1374.1 | 1119.9 | 959 | 451.9 | 446.3 | 978.5 | 888.2 | 668.9 | 763.1 | 886.4 | 1104.1 | 1006.2 | 922.6 | 824.8 | 723.8 | 588.1 | 440.7 | 327.2 | 402.3 | 437.8 | 1092 | 928.9 | 818.6 | 674.3 | 645.2 | 488.7 | 328.4 | 242.6 | 177.6 | 197.9 | 203.8 | 239.2 | 164.7 | 208.3 | 218.2 | 0.27 | 0.2 | 0.11 | 0.09 | 0.12 | 0.1 | 0.1 | 0.06 | 0.07 | 0.06 | 0.06 | 0.07 | 0.07 | 0.07 | 0.06 | 0.27 | 0.2 | 0.08 | 0.04 | 0.03 | 0.03 | 0.04 | 0.04 | 0.04 | 0.02 | 0.02 | 0.03 | 0.07 | 0.08 | 0.1 | 0.3 | 0.22 | 0.12 | 0.1 | 0.16 | 0.14 | 0.18 | 0.12 | 0.15 | 0.12 | 0.16 | 0.14 | 0.11 | 0.05 | 0.05 | 0.16 | 0.14 | 0.1 | 0.1 | 0.11 | 0.12 | 0.1 | 0.09 | 0.08 | 0.07 | 0.05 | 0.04 | 0.03 | 0.03 | 0.03 | 0.17 | 0.15 | 0.11 | 0.09 | 0.08 | 0.05 | 0.03 | 0.02 | 0.01 | 0.01 | 0.01 | 0.01 | 0.01 | 0.01 | 0.02 | 0.0546
| 8 | 189.5519 | 12.9727 | 1.8135 | 190.3957 | 13.9744 | 688.3275 | 0.093279 | 33.2723 | 203.5263 | 701.3002 | 1.9067 | 223.668 | 480.3 | 341 | 135.1 | 114.1 | 221.9 | 216.5 | 220.9 | 143.4 | 166.7 | 141.3 | 143.2 | 141.3 | 152.2 | 149.1 | 134.4 | 479.8 | 341.8 | 107 | 56.9 | 57.5 | 59.2 | 91.2 | 80.7 | 82.5 | 44.3 | 53.5 | 66.9 | 146.6 | 173.4 | 214.1 | 552.1 | 403.7 | 174.7 | 121.1 | 257.9 | 259.4 | 370.9 | 269.3 | 330.6 | 251.3 | 349.8 | 289.7 | 251 | 106.6 | 102.4 | 281.5 | 233.9 | 137.5 | 174.8 | 218.4 | 259.8 | 225 | 198.9 | 180.3 | 156.8 | 117.3 | 83.5 | 59.2 | 40.6 | 28.8 | 312.8 | 257.6 | 193.4 | 166.7 | 153.7 | 105.8 | 59.2 | 28.5 | 14.8 | 11.4 | 8 | 6.1 | 4.2 | 2.2 | 1.5 | 41.9 | 29.4 | 10 | 9.9 | 16.6 | 14.2 | 12 | 6.2 | 8.3 | 7.3 | 8.2 | 9.1 | 10.6 | 10.7 | 9.3 | 43.9 | 30.7 | 8.1 | 4.5 | 4.6 | 4.9 | 7.5 | 6.9 | 6.6 | 2.6 | 2.6 | 4.1 | 11.4 | 14.5 | 18.1 | 43.2 | 30.3 | 8 | 6.7 | 19.6 | 19.4 | 25.1 | 13.2 | 16.5 | 12.3 | 21.7 | 18.6 | 16 | 5.1 | 4.6 | 23.8 | 18.6 | 9.4 | 11 | 13.3 | 12.7 | 9.8 | 7.5 | 7 | 5.8 | 3.5 | 2 | 1.1 | 1.2 | 1.1 | 24.3 | 20.2 | 12.5 | 11.4 | 8.8 | 4.8 | 2 | 0.8 | 0.5 | 0.5 | 0.5 | 0.6 | 0.4 | 0.6 | 0.7 | 6.02 | 4.22 | 1.41 | 1.42 | 2.34 | 1.96 | 1.62 | 0.81 | 1.11 | 0.99 | 1.12 | 1.25 | 1.48 | 1.49 | 1.3 | 6.33 | 4.42 | 1.14 | 0.65 | 0.65 | 0.7 | 1.06 | 0.98 | 0.93 | 0.35 | 0.35 | 0.56 | 1.61 | 2.06 | 2.57 | 6.16 | 4.3 | 1.07 | 0.92 | 2.77 | 2.73 | 3.5 | 1.76 | 2.22 | 1.65 | 2.99 | 2.58 | 2.21 | 0.68 | 0.61 | 3.41 | 2.65 | 1.32 | 1.52 | 1.84 | 1.7 | 1.28 | 0.95 | 0.9 | 0.73 | 0.42 | 0.22 | 0.12 | 0.12 | 0.11 | 3.45 | 2.87 | 1.74 | 1.59 | 1.2 | 0.64 | 0.25 | 0.09 | 0.05 | 0.05 | 0.05 | 0.06 | 0.04 | 0.06 | 0.07 | 27.4 | 19.8 | 9.3 | 6.5 | 15 | 16.5 | 19.1 | 13.9 | 15.1 | 12.5 | 11.9 | 10.9 | 11 | 10.5 | 9.8 | 25.5 | 18.7 | 7.3 | 3.6 | 3.6 | 3.6 | 5.6 | 4.7 | 5.2 | 3.7 | 4.9 | 5.4 | 9.5 | 10.3 | 12.6 | 36.1 | 27.6 | 16.6 | 10.3 | 17.1 | 17.5 | 27.4 | 24.5 | 29.7 | 22.8 | 27.9 | 22.6 | 19.8 | 9.8 | 9.7 | 16.8 | 15 | 10.2 | 13.8 | 17.5 | 23.7 | 21.7 | 20.3 | 18.1 | 16 | 12.7 | 9.5 | 7.2 | 7.5 | 7.5 | 20.6 | 16.8 | 15 | 12.3 | 12.9 | 10 | 6.7 | 4.4 | 3 | 3.1 | 3.5 | 4 | 2.8 | 3.8 | 4.2 | 1434.5 | 1030.3 | 462.3 | 347.7 | 765.2 | 812.3 | 906.5 | 638.2 | 707.2 | 590.4 | 574 | 536.3 | 552 | 530.7 | 488.9 | 1370.4 | 994.1 | 361.1 | 184.2 | 188.2 | 188.4 | 294.6 | 252 | 271.8 | 176.5 | 229.2 | 261 | 493.5 | 551.5 | 674.2 | 1800.9 | 1358.7 | 749.5 | 488.5 | 878.7 | 896.5 | 1364.1 | 1150.2 | 1400.7 | 1072.6 | 1366.2 | 1114.2 | 972.8 | 459.3 | 450.1 | 865 | 757.6 | 494.3 | 666.1 | 847.7 | 1108.4 | 1000.2 | 921.3 | 826.3 | 729.9 | 572.8 | 423.2 | 308.7 | 396.9 | 427.3 | 1030.1 | 844 | 722.1 | 605.8 | 614.5 | 460.6 | 317.6 | 235.2 | 176.3 | 194.9 | 207.2 | 243.8 | 168.5 | 205.4 | 213.8 | 0.26 | 0.18 | 0.07 | 0.06 | 0.11 | 0.1 | 0.1 | 0.07 | 0.08 | 0.06 | 0.07 | 0.07 | 0.07 | 0.07 | 0.06 | 0.26 | 0.18 | 0.06 | 0.03 | 0.03 | 0.03 | 0.04 | 0.04 | 0.04 | 0.02 | 0.02 | 0.03 | 0.07 | 0.08 | 0.1 | 0.3 | 0.21 | 0.09 | 0.06 | 0.12 | 0.12 | 0.17 | 0.12 | 0.15 | 0.12 | 0.16 | 0.14 | 0.12 | 0.05 | 0.05 | 0.15 | 0.12 | 0.07 | 0.08 | 0.1 | 0.12 | 0.1 | 0.09 | 0.08 | 0.07 | 0.05 | 0.04 | 0.03 | 0.03 | 0.03 | 0.17 | 0.13 | 0.1 | 0.08 | 0.07 | 0.05 | 0.03 | 0.02 | 0.01 | 0.01 | 0.01 | 0.01 | 0.01 | 0.01 | 0.02 | 0.055773
| 9 | 181.3397 | 12.1847 | 1.6994 | 182.1312 | 13.6096 | 665.0547 | 0.088095 | 32.2545 | 194.9493 | 677.2394 | 1.7875 | 214.3857 | 467.7 | 329.7 | 119.5 | 97.2 | 210.2 | 210.1 | 219.4 | 138.2 | 162.2 | 141.1 | 143 | 142 | 154.2 | 155.8 | 142.6 | 461.9 | 328.4 | 93.4 | 52.4 | 51.5 | 53.3 | 86.9 | 79.6 | 82.4 | 43.9 | 51.9 | 64.9 | 147.8 | 174.7 | 217.8 | 543.7 | 394.8 | 162.5 | 108.8 | 246.1 | 250.3 | 366.1 | 267.2 | 330.5 | 246.7 | 348.7 | 289 | 258.5 | 111.8 | 109.3 | 271.9 | 224.5 | 127 | 170.1 | 218.1 | 261.2 | 223.2 | 199.1 | 183.4 | 161 | 116.9 | 80.8 | 58.7 | 41.7 | 29.5 | 306.2 | 250.4 | 184.4 | 157.9 | 148.3 | 102.8 | 59.7 | 28.5 | 14.9 | 11.6 | 8.3 | 6.4 | 4.5 | 2.3 | 1.8 | 39.9 | 27.9 | 8.8 | 8.4 | 15.6 | 13.7 | 12 | 5.7 | 7.7 | 7.1 | 8.1 | 9.2 | 10.8 | 11.1 | 9.8 | 41.2 | 28.8 | 6.9 | 4.1 | 4 | 4.3 | 6.9 | 6.7 | 6.5 | 2.4 | 2.4 | 3.8 | 11.6 | 14.7 | 18.6 | 41.6 | 29 | 7 | 5.7 | 18.2 | 18 | 23.9 | 12.5 | 16.1 | 11.6 | 21.4 | 18.4 | 16.5 | 5.4 | 5.2 | 22.5 | 17.5 | 8.7 | 10.6 | 13.3 | 12.8 | 9.6 | 7.4 | 7.2 | 6.1 | 3.5 | 1.8 | 1.2 | 1.2 | 1.2 | 23.2 | 19.3 | 11.8 | 10.6 | 8.3 | 4.6 | 2.1 | 0.8 | 0.5 | 0.5 | 0.6 | 0.7 | 0.5 | 0.6 | 0.7 | 5.74 | 4 | 1.24 | 1.2 | 2.19 | 1.9 | 1.63 | 0.74 | 1.02 | 0.95 | 1.1 | 1.27 | 1.5 | 1.56 | 1.37 | 5.94 | 4.15 | 0.97 | 0.59 | 0.57 | 0.62 | 0.98 | 0.95 | 0.91 | 0.33 | 0.31 | 0.52 | 1.63 | 2.09 | 2.65 | 5.93 | 4.11 | 0.94 | 0.77 | 2.56 | 2.53 | 3.31 | 1.66 | 2.14 | 1.55 | 2.95 | 2.54 | 2.28 | 0.72 | 0.68 | 3.23 | 2.5 | 1.22 | 1.47 | 1.84 | 1.71 | 1.25 | 0.94 | 0.92 | 0.77 | 0.42 | 0.2 | 0.12 | 0.12 | 0.12 | 3.3 | 2.75 | 1.65 | 1.49 | 1.13 | 0.6 | 0.26 | 0.09 | 0.05 | 0.05 | 0.06 | 0.07 | 0.05 | 0.06 | 0.07 | 27.7 | 19.7 | 8.3 | 5.6 | 14.4 | 16.1 | 18.9 | 13.6 | 15.1 | 12.7 | 12 | 10.9 | 11.1 | 11 | 10.4 | 25.7 | 18.7 | 6.5 | 3.4 | 3.4 | 3.3 | 5.5 | 4.7 | 5.3 | 3.8 | 4.9 | 5.3 | 9.5 | 10.3 | 12.6 | 36.6 | 27.7 | 15.8 | 9.6 | 16.8 | 17.5 | 27.9 | 24.8 | 30.2 | 22.8 | 28 | 22.7 | 20.3 | 10.3 | 10.2 | 16.7 | 14.8 | 9.4 | 13.4 | 17.5 | 23.8 | 21.7 | 20.4 | 18.4 | 16.3 | 12.7 | 9.3 | 7.1 | 7.6 | 7.6 | 20.8 | 16.7 | 14.4 | 11.8 | 12.7 | 9.8 | 6.7 | 4.4 | 3 | 3.3 | 3.6 | 4.2 | 2.9 | 3.9 | 4.3 | 1411.4 | 1003.8 | 409.8 | 298.7 | 730 | 789.3 | 897.8 | 624.7 | 702.2 | 596.8 | 576.5 | 536.8 | 557.2 | 554.5 | 519.2 | 1338.8 | 967.8 | 318.9 | 170.7 | 172.1 | 172.7 | 286.4 | 252.6 | 275.8 | 179.2 | 227.1 | 256.9 | 494.6 | 552.7 | 680.6 | 1788.2 | 1339.9 | 706.7 | 451 | 855.7 | 885.6 | 1375.7 | 1159.2 | 1415.6 | 1067.1 | 1367.9 | 1117.2 | 998.5 | 480.2 | 473.8 | 841.5 | 731.3 | 455.7 | 649.7 | 846.4 | 1114.5 | 996.4 | 924.2 | 839.1 | 745.5 | 570 | 412.4 | 305.7 | 400.7 | 429.1 | 1016.8 | 824.6 | 688.9 | 578.6 | 599.1 | 452.3 | 318.1 | 237.8 | 178.2 | 202.2 | 218 | 255 | 176.4 | 208.3 | 218.3 | 0.26 | 0.18 | 0.06 | 0.05 | 0.1 | 0.1 | 0.1 | 0.06 | 0.07 | 0.06 | 0.07 | 0.07 | 0.07 | 0.07 | 0.07 | 0.25 | 0.18 | 0.05 | 0.03 | 0.03 | 0.03 | 0.04 | 0.04 | 0.04 | 0.02 | 0.02 | 0.03 | 0.07 | 0.08 | 0.1 | 0.3 | 0.22 | 0.09 | 0.05 | 0.12 | 0.12 | 0.17 | 0.12 | 0.15 | 0.11 | 0.16 | 0.14 | 0.12 | 0.05 | 0.05 | 0.15 | 0.12 | 0.07 | 0.08 | 0.1 | 0.12 | 0.1 | 0.09 | 0.08 | 0.07 | 0.05 | 0.04 | 0.03 | 0.03 | 0.03 | 0.17 | 0.13 | 0.09 | 0.08 | 0.07 | 0.05 | 0.03 | 0.02 | 0.01 | 0.01 | 0.01 | 0.02 | 0.01 | 0.01 | 0.02 | 0.056773
| 10 | 178.0024 | 11.7022 | 1.63 | 178.762 | 13.6104 | 659.9929 | 0.086952 | 32.1133 | 191.6128 | 671.6952 | 1.717 | 210.8753 | 469 | 327.8 | 113 | 87.7 | 204.1 | 206.8 | 219 | 137.1 | 160.7 | 141.1 | 143.5 | 145.1 | 155.7 | 156.3 | 139.6 | 463.1 | 328.7 | 92.3 | 51.8 | 51.5 | 53 | 83.4 | 74.8 | 78.5 | 43.2 | 52.9 | 65.3 | 150.8 | 175.4 | 219.2 | 543.6 | 393.9 | 160.6 | 106.9 | 249.9 | 256.3 | 372.7 | 269.5 | 332.5 | 248.5 | 347.2 | 287.5 | 258.9 | 113.9 | 110.9 | 272 | 222.5 | 120.9 | 164.5 | 218.9 | 266.6 | 227.9 | 198.2 | 178.8 | 157.5 | 114.5 | 80.8 | 58.4 | 41.7 | 29 | 308 | 254.1 | 186.2 | 158.9 | 148.6 | 103.6 | 61.4 | 28.5 | 15.3 | 11.8 | 8.5 | 6.4 | 4.6 | 2.5 | 1.8 | 39.4 | 27.3 | 8.1 | 7.4 | 14.8 | 13.2 | 11.8 | 5.6 | 7.4 | 7 | 8 | 9.3 | 10.8 | 11.1 | 9.5 | 40.7 | 28.4 | 6.8 | 4.1 | 4 | 4.3 | 6.3 | 5.9 | 5.8 | 2.3 | 2.5 | 3.8 | 11.8 | 14.7 | 18.6 | 41.1 | 28.6 | 7 | 5.6 | 18.7 | 18.5 | 24.2 | 12.4 | 15.9 | 11.6 | 20.8 | 17.8 | 16 | 5.3 | 5 | 22.2 | 17.1 | 8 | 10 | 13.4 | 13.5 | 10.2 | 7.2 | 6.6 | 5.6 | 3.3 | 1.8 | 1.1 | 1.2 | 1.2 | 23.1 | 19.6 | 12.1 | 10.9 | 8.3 | 4.7 | 2.3 | 0.9 | 0.5 | 0.5 | 0.6 | 0.7 | 0.5 | 0.6 | 0.7 | 5.66 | 3.92 | 1.15 | 1.06 | 2.07 | 1.82 | 1.6 | 0.72 | 0.98 | 0.93 | 1.08 | 1.29 | 1.51 | 1.55 | 1.32 | 5.86 | 4.09 | 0.96 | 0.58 | 0.56 | 0.61 | 0.89 | 0.84 | 0.82 | 0.32 | 0.33 | 0.52 | 1.67 | 2.09 | 2.65 | 5.86 | 4.06 | 0.94 | 0.76 | 2.63 | 2.6 | 3.35 | 1.63 | 2.11 | 1.54 | 2.86 | 2.45 | 2.21 | 0.7 | 0.65 | 3.19 | 2.44 | 1.12 | 1.38 | 1.85 | 1.81 | 1.34 | 0.92 | 0.84 | 0.7 | 0.39 | 0.2 | 0.12 | 0.12 | 0.12 | 3.29 | 2.8 | 1.69 | 1.52 | 1.13 | 0.62 | 0.28 | 0.09 | 0.05 | 0.05 | 0.06 | 0.07 | 0.05 | 0.06 | 0.07 | 28.5 | 20.1 | 8 | 5.2 | 14.3 | 16.1 | 19.1 | 13.6 | 15.1 | 12.8 | 12.2 | 11.2 | 11.3 | 11.1 | 10.3 | 26.5 | 19.3 | 6.5 | 3.3 | 3.4 | 3.3 | 5.6 | 4.8 | 5.3 | 3.7 | 4.9 | 5.4 | 9.7 | 10.4 | 12.8 | 37.2 | 28 | 15.6 | 9.4 | 16.9 | 17.9 | 28.6 | 25.3 | 30.6 | 23.1 | 28.4 | 23.1 | 20.8 | 10.6 | 10.5 | 17.1 | 14.9 | 9.2 | 13.2 | 17.5 | 24 | 21.7 | 20.4 | 18.2 | 16.3 | 12.5 | 9.3 | 7.1 | 7.7 | 7.6 | 21.2 | 16.9 | 14.4 | 11.7 | 12.7 | 9.9 | 6.8 | 4.4 | 3.1 | 3.3 | 3.6 | 4.2 | 2.9 | 4.1 | 4.5 | 1425.9 | 1005.5 | 393.2 | 273.7 | 719.8 | 787.2 | 901.6 | 621.5 | 701.1 | 601.2 | 584 | 549.7 | 564.7 | 558.8 | 511.8 | 1354.5 | 976.7 | 315.3 | 168.8 | 172.9 | 172.4 | 284.4 | 247.6 | 272.1 | 177.3 | 230 | 259.8 | 504.5 | 556.8 | 687 | 1794.8 | 1340.8 | 696.7 | 441.4 | 862.9 | 904.5 | 1404.8 | 1176.9 | 1432.3 | 1078.1 | 1378.6 | 1127.1 | 1015.8 | 495.7 | 488.6 | 847.3 | 729.5 | 441.8 | 636.9 | 847.5 | 1125.3 | 1004.3 | 924 | 830.2 | 739.6 | 563.2 | 413.4 | 304.3 | 406.2 | 433.2 | 1025.4 | 833.6 | 690.2 | 577.8 | 599.8 | 454 | 324.2 | 241.7 | 185.5 | 205.8 | 216 | 253 | 175.8 | 218.7 | 229.6 | 0.27 | 0.18 | 0.06 | 0.04 | 0.1 | 0.1 | 0.1 | 0.06 | 0.07 | 0.06 | 0.07 | 0.07 | 0.07 | 0.07 | 0.07 | 0.26 | 0.19 | 0.05 | 0.03 | 0.03 | 0.03 | 0.04 | 0.04 | 0.04 | 0.02 | 0.02 | 0.03 | 0.07 | 0.08 | 0.1 | 0.31 | 0.22 | 0.08 | 0.05 | 0.12 | 0.12 | 0.17 | 0.12 | 0.15 | 0.11 | 0.16 | 0.13 | 0.12 | 0.05 | 0.05 | 0.15 | 0.12 | 0.06 | 0.08 | 0.1 | 0.12 | 0.1 | 0.09 | 0.08 | 0.07 | 0.05 | 0.04 | 0.03 | 0.03 | 0.03 | 0.17 | 0.14 | 0.09 | 0.08 | 0.07 | 0.05 | 0.03 | 0.02 | 0.01 | 0.01 | 0.01 | 0.02 | 0.01 | 0.02 | 0.02 | 0.0575
| 11 | 176.5055 | 11.4676 | 1.598 | 177.2501 | 13.6113 | 657.9289 | 0.086676 | 32.0563 | 190.1168 | 669.3965 | 1.6847 | 209.3064 | 467 | 326.3 | 110.6 | 83.6 | 199.3 | 203.2 | 217 | 137.5 | 161.4 | 145.1 | 145 | 143.6 | 151 | 149.8 | 133.7 | 462.2 | 326.9 | 88.5 | 49.5 | 50.3 | 51.8 | 81.6 | 72.9 | 77.6 | 42.3 | 51.2 | 64 | 151.8 | 177 | 220.6 | 541.5 | 392.7 | 159.4 | 105.2 | 248.4 | 256.3 | 373.9 | 269.6 | 332.7 | 247.4 | 345.6 | 286.7 | 260.8 | 118.4 | 115 | 270.8 | 221.8 | 118.6 | 161.8 | 215.5 | 263.5 | 225.8 | 197.6 | 179.8 | 157.8 | 113.7 | 80.4 | 58.8 | 42.5 | 29.2 | 306.3 | 251 | 182.2 | 154.3 | 145.1 | 101.4 | 61.4 | 29.6 | 16.3 | 12.3 | 8.8 | 6.7 | 4.8 | 2.5 | 1.8 | 38.7 | 26.8 | 7.9 | 7 | 14.1 | 12.6 | 11.5 | 5.6 | 7.6 | 7.5 | 8.1 | 9.1 | 10.2 | 10.3 | 8.8 | 40 | 27.8 | 6.3 | 3.9 | 3.9 | 4.2 | 6.2 | 5.8 | 5.8 | 2.3 | 2.4 | 3.8 | 12 | 14.9 | 18.9 | 40.3 | 28.1 | 6.9 | 5.4 | 18.2 | 18.2 | 23.7 | 12 | 15.6 | 11.4 | 20.3 | 17.3 | 15.7 | 5.5 | 5.1 | 21.9 | 16.9 | 7.8 | 9.7 | 13 | 13 | 9.9 | 7.2 | 6.8 | 5.7 | 3.2 | 1.8 | 1.1 | 1.2 | 1.2 | 22.6 | 19.1 | 11.6 | 10.4 | 8 | 4.5 | 2.3 | 0.9 | 0.5 | 0.5 | 0.6 | 0.7 | 0.5 | 0.7 | 0.7 | 5.56 | 3.85 | 1.12 | 0.99 | 1.98 | 1.74 | 1.55 | 0.73 | 1 | 1.01 | 1.11 | 1.25 | 1.42 | 1.44 | 1.22 | 5.78 | 4.01 | 0.9 | 0.55 | 0.55 | 0.59 | 0.88 | 0.82 | 0.82 | 0.31 | 0.32 | 0.52 | 1.7 | 2.12 | 2.69 | 5.75 | 4 | 0.92 | 0.74 | 2.56 | 2.55 | 3.28 | 1.58 | 2.07 | 1.5 | 2.78 | 2.37 | 2.16 | 0.72 | 0.67 | 3.14 | 2.41 | 1.09 | 1.34 | 1.79 | 1.74 | 1.3 | 0.9 | 0.86 | 0.72 | 0.38 | 0.19 | 0.12 | 0.12 | 0.12 | 3.22 | 2.72 | 1.62 | 1.45 | 1.09 | 0.6 | 0.29 | 0.1 | 0.05 | 0.05 | 0.06 | 0.07 | 0.05 | 0.07 | 0.07 | 28.9 | 20.4 | 7.9 | 5 | 14.2 | 16.1 | 19.1 | 13.6 | 15.1 | 12.9 | 12.2 | 11.2 | 11.2 | 10.9 | 10.1 | 27 | 19.5 | 6.4 | 3.3 | 3.3 | 3.3 | 5.4 | 4.6 | 5.2 | 3.6 | 4.7 | 5.2 | 9.6 | 10.4 | 12.7 | 37.7 | 28.3 | 15.5 | 9.3 | 17.1 | 18.2 | 29.1 | 25.6 | 30.9 | 23.2 | 28.6 | 23.4 | 21.3 | 11.1 | 11 | 17.3 | 15 | 9.1 | 13.2 | 17.4 | 23.9 | 21.7 | 20.4 | 18.3 | 16.2 | 12.5 | 9.3 | 7.1 | 7.8 | 7.5 | 21.4 | 17 | 14.2 | 11.5 | 12.5 | 9.7 | 6.8 | 4.6 | 3.2 | 3.4 | 3.7 | 4.3 | 3.1 | 4.2 | 4.4 | 1434.6 | 1010.1 | 385.7 | 264.1 | 711.7 | 782.6 | 899.6 | 622.3 | 700.8 | 608.6 | 587.2 | 549.1 | 557.2 | 546 | 499.4 | 1364.6 | 980.6 | 306.9 | 163 | 169.4 | 169.4 | 277.4 | 241 | 268.2 | 173 | 221.8 | 252 | 503.5 | 558.6 | 688 | 1802.3 | 1345.5 | 692.6 | 437.4 | 866.9 | 915.1 | 1424.2 | 1188.1 | 1442.3 | 1079.7 | 1385.3 | 1137.6 | 1035.4 | 516.4 | 507.7 | 850.7 | 731 | 434.6 | 631.2 | 840.5 | 1120.9 | 1000.3 | 922.8 | 832.2 | 738.5 | 559.3 | 411.7 | 306.4 | 405.2 | 426.7 | 1028.5 | 830.2 | 680.8 | 565.8 | 589.1 | 445.1 | 324.8 | 250 | 194.4 | 212.8 | 221.6 | 262.9 | 182.9 | 223.3 | 227.6 | 0.27 | 0.18 | 0.06 | 0.04 | 0.09 | 0.1 | 0.1 | 0.06 | 0.07 | 0.07 | 0.07 | 0.07 | 0.07 | 0.07 | 0.06 | 0.26 | 0.19 | 0.05 | 0.03 | 0.02 | 0.02 | 0.04 | 0.03 | 0.04 | 0.02 | 0.02 | 0.03 | 0.07 | 0.08 | 0.11 | 0.31 | 0.22 | 0.08 | 0.05 | 0.12 | 0.12 | 0.18 | 0.12 | 0.15 | 0.11 | 0.16 | 0.13 | 0.12 | 0.05 | 0.05 | 0.15 | 0.12 | 0.06 | 0.08 | 0.1 | 0.12 | 0.1 | 0.09 | 0.08 | 0.07 | 0.05 | 0.04 | 0.03 | 0.03 | 0.03 | 0.17 | 0.14 | 0.09 | 0.08 | 0.07 | 0.05 | 0.03 | 0.02 | 0.01 | 0.01 | 0.01 | 0.02 | 0.01 | 0.02 | 0.02 | 0.057987
| 12 | 175.6041 | 11.3053 | 1.5743 | 176.3378 | 13.624 | 657.6294 | 0.087753 | 32.0609 | 189.2281 | 668.9347 | 1.662 | 208.3987 | 463.3 | 323.4 | 108.8 | 85.8 | 200.8 | 204.4 | 215.1 | 135.6 | 159.2 | 142.9 | 143.3 | 143.6 | 151.1 | 148.7 | 131.1 | 460.8 | 326.3 | 89.7 | 48.9 | 49.5 | 50.6 | 79.6 | 70.1 | 74.7 | 40.2 | 50.1 | 63.2 | 149.2 | 174 | 216.8 | 539.6 | 392 | 159.3 | 103.7 | 248.1 | 255.9 | 376.4 | 271.5 | 335.5 | 250.3 | 348.7 | 289.5 | 261.6 | 119.4 | 116 | 268.5 | 220 | 116.7 | 159.1 | 214.5 | 264.2 | 227.5 | 197.2 | 179.1 | 158 | 114.5 | 80.9 | 59 | 42.5 | 28.8 | 305.6 | 254.9 | 186.5 | 157.9 | 142.9 | 99.1 | 59.4 | 29.1 | 16.3 | 12.5 | 8.8 | 6.6 | 4.5 | 2.4 | 1.7 | 37.9 | 26.2 | 7.6 | 7.2 | 14.4 | 12.9 | 11.3 | 5.4 | 7.1 | 7.1 | 7.8 | 9.1 | 10.3 | 10.4 | 8.8 | 39.4 | 27.4 | 6.4 | 3.8 | 3.8 | 4.1 | 6.1 | 5.5 | 5.6 | 2.2 | 2.4 | 3.8 | 11.8 | 14.7 | 18.5 | 39.8 | 27.8 | 6.8 | 5.2 | 18.1 | 18.1 | 23.9 | 12.1 | 15.6 | 11.4 | 20.4 | 17.4 | 15.7 | 5.4 | 5.1 | 21.4 | 16.5 | 7.5 | 9.3 | 13 | 13.2 | 10.3 | 7.3 | 6.8 | 5.8 | 3.3 | 1.8 | 1.2 | 1.2 | 1.2 | 22.3 | 19.4 | 12.1 | 10.8 | 7.8 | 4.4 | 2.2 | 0.9 | 0.5 | 0.5 | 0.6 | 0.7 | 0.5 | 0.7 | 0.7 | 5.44 | 3.76 | 1.08 | 1.03 | 2.01 | 1.78 | 1.53 | 0.69 | 0.94 | 0.95 | 1.06 | 1.26 | 1.43 | 1.45 | 1.22 | 5.68 | 3.95 | 0.9 | 0.54 | 0.54 | 0.58 | 0.86 | 0.78 | 0.78 | 0.29 | 0.32 | 0.52 | 1.67 | 2.09 | 2.63 | 5.68 | 3.94 | 0.91 | 0.7 | 2.55 | 2.54 | 3.3 | 1.59 | 2.07 | 1.51 | 2.79 | 2.39 | 2.16 | 0.71 | 0.67 | 3.07 | 2.36 | 1.05 | 1.28 | 1.78 | 1.77 | 1.36 | 0.92 | 0.86 | 0.73 | 0.4 | 0.2 | 0.12 | 0.12 | 0.12 | 3.18 | 2.76 | 1.69 | 1.5 | 1.06 | 0.58 | 0.28 | 0.1 | 0.05 | 0.05 | 0.06 | 0.07 | 0.05 | 0.07 | 0.07 | 29.1 | 20.5 | 7.9 | 5.1 | 14.2 | 16.1 | 18.9 | 13.6 | 15.1 | 12.9 | 12.3 | 11.2 | 11.1 | 10.7 | 9.8 | 27.4 | 19.8 | 6.5 | 3.2 | 3.3 | 3.2 | 5.3 | 4.5 | 5.1 | 3.5 | 4.6 | 5.1 | 9.5 | 10.2 | 12.6 | 37.9 | 28.5 | 15.6 | 9.3 | 17.1 | 18.2 | 29.3 | 25.8 | 31.2 | 23.5 | 29 | 23.7 | 21.4 | 11.3 | 11.1 | 17.3 | 15.1 | 9.1 | 13.2 | 17.3 | 23.8 | 21.6 | 20.2 | 18.2 | 16.1 | 12.5 | 9.3 | 7.1 | 7.8 | 7.6 | 21.6 | 17.3 | 14.5 | 11.7 | 12.4 | 9.5 | 6.6 | 4.5 | 3.2 | 3.4 | 3.7 | 4.2 | 3 | 4.1 | 4.4 | 1437.4 | 1011.8 | 382.5 | 269.2 | 713.3 | 782.6 | 893.4 | 619 | 701.6 | 608.2 | 586.8 | 548.1 | 554.6 | 537.3 | 485.3 | 1376.1 | 988.7 | 311.5 | 161.7 | 166.9 | 165.9 | 270.5 | 232.7 | 258.7 | 165.5 | 216.6 | 247.5 | 495.5 | 549.1 | 677.1 | 1807.8 | 1352 | 695.1 | 435.5 | 867.9 | 914.7 | 1434.2 | 1196.8 | 1457.8 | 1094.1 | 1399.6 | 1150.8 | 1041.5 | 524.4 | 514.1 | 850.6 | 731.3 | 431.6 | 627.8 | 837 | 1118.5 | 998.1 | 917 | 827.8 | 736.4 | 561 | 413 | 307.3 | 412.5 | 436.6 | 1032.2 | 842.9 | 691.5 | 574.9 | 581.9 | 436.3 | 316.1 | 245.3 | 193.3 | 212.3 | 222.2 | 257.9 | 177.9 | 219.3 | 227.4 | 0.26 | 0.18 | 0.06 | 0.04 | 0.1 | 0.1 | 0.1 | 0.06 | 0.07 | 0.07 | 0.07 | 0.07 | 0.07 | 0.07 | 0.06 | 0.26 | 0.19 | 0.05 | 0.03 | 0.02 | 0.02 | 0.04 | 0.03 | 0.04 | 0.02 | 0.02 | 0.03 | 0.07 | 0.08 | 0.1 | 0.31 | 0.22 | 0.08 | 0.05 | 0.12 | 0.12 | 0.18 | 0.12 | 0.15 | 0.11 | 0.16 | 0.14 | 0.12 | 0.05 | 0.05 | 0.15 | 0.12 | 0.06 | 0.08 | 0.1 | 0.12 | 0.1 | 0.09 | 0.08 | 0.07 | 0.05 | 0.04 | 0.03 | 0.03 | 0.03 | 0.17 | 0.14 | 0.1 | 0.08 | 0.07 | 0.05 | 0.03 | 0.02 | 0.01 | 0.01 | 0.01 | 0.02 | 0.01 | 0.02 | 0.02 | 0.0584
| 13 | 175.4806 | 11.2835 | 1.5683 | 176.2121 | 13.6541 | 657.1113 | 0.088238 | 32.0766 | 189.1347 | 668.3948 | 1.6566 | 208.2887 | 465.3 | 326.5 | 112.1 | 87.7 | 200.4 | 203 | 212.7 | 131.9 | 156.7 | 140.3 | 143.7 | 142 | 149.7 | 147.5 | 131.9 | 460.5 | 326.2 | 89.6 | 49.1 | 49.8 | 51.2 | 79.9 | 69.8 | 74.3 | 40.4 | 50 | 62.2 | 147.2 | 172.2 | 215.3 | 541.2 | 393 | 160 | 104.8 | 252.6 | 260.1 | 379.9 | 272.4 | 335.3 | 251 | 345.9 | 286.8 | 258 | 118.4 | 116.1 | 269.6 | 222.2 | 121 | 162.1 | 213.8 | 260.5 | 222.8 | 193.5 | 174.1 | 154.1 | 112.2 | 82.4 | 60.6 | 43.8 | 29.1 | 306.2 | 256.9 | 189.5 | 161.6 | 145.3 | 100.9 | 59.7 | 28.9 | 15.7 | 11.9 | 8.4 | 6.5 | 4.5 | 2.4 | 1.7 | 37.9 | 26.4 | 8 | 7.4 | 14.3 | 12.7 | 11.1 | 5 | 7 | 6.8 | 7.8 | 8.9 | 10.1 | 10.3 | 8.9 | 39.2 | 27.3 | 6.4 | 3.8 | 3.8 | 4.1 | 6.2 | 5.6 | 5.6 | 2.1 | 2.3 | 3.7 | 11.6 | 14.5 | 18.3 | 39.8 | 27.8 | 6.8 | 5.3 | 18.5 | 18.5 | 24 | 12 | 15.3 | 11.4 | 19.8 | 16.9 | 15 | 5.2 | 5 | 21.4 | 16.7 | 8 | 9.7 | 12.9 | 12.8 | 9.7 | 6.9 | 6.4 | 5.5 | 3.2 | 1.8 | 1.2 | 1.2 | 1.2 | 22.3 | 19.5 | 12.3 | 11.1 | 8.1 | 4.6 | 2.3 | 0.9 | 0.5 | 0.5 | 0.6 | 0.7 | 0.5 | 0.6 | 0.7 | 5.45 | 3.8 | 1.12 | 1.05 | 2 | 1.75 | 1.49 | 0.64 | 0.91 | 0.91 | 1.06 | 1.23 | 1.41 | 1.44 | 1.23 | 5.66 | 3.94 | 0.9 | 0.54 | 0.54 | 0.59 | 0.87 | 0.79 | 0.78 | 0.29 | 0.3 | 0.51 | 1.64 | 2.06 | 2.6 | 5.68 | 3.94 | 0.91 | 0.71 | 2.6 | 2.59 | 3.32 | 1.57 | 2.02 | 1.5 | 2.71 | 2.31 | 2.05 | 0.68 | 0.65 | 3.07 | 2.39 | 1.12 | 1.33 | 1.77 | 1.72 | 1.28 | 0.87 | 0.81 | 0.7 | 0.37 | 0.2 | 0.12 | 0.13 | 0.12 | 3.17 | 2.78 | 1.72 | 1.55 | 1.1 | 0.61 | 0.29 | 0.1 | 0.05 | 0.05 | 0.06 | 0.07 | 0.05 | 0.06 | 0.07 | 29.5 | 20.8 | 8.1 | 5.2 | 14.2 | 16.1 | 18.8 | 13.4 | 15 | 12.8 | 12.3 | 11.1 | 11.1 | 10.6 | 9.8 | 27.6 | 20 | 6.5 | 3.3 | 3.3 | 3.2 | 5.3 | 4.4 | 5 | 3.6 | 4.7 | 5.1 | 9.4 | 10.2 | 12.6 | 38.2 | 28.7 | 15.7 | 9.4 | 17.4 | 18.5 | 29.7 | 26.1 | 31.5 | 23.7 | 29.1 | 23.8 | 21.6 | 11.4 | 11.3 | 17.6 | 15.3 | 9.3 | 13.2 | 17.3 | 23.7 | 21.4 | 20 | 17.8 | 15.9 | 12.3 | 9.5 | 7.3 | 7.9 | 7.5 | 21.8 | 17.5 | 14.7 | 11.9 | 12.4 | 9.5 | 6.6 | 4.4 | 3.1 | 3.3 | 3.6 | 4.1 | 2.9 | 4.1 | 4.5 | 1442.6 | 1018.9 | 391.4 | 274.7 | 712.8 | 780.5 | 886.6 | 608.7 | 691.8 | 600.5 | 588.9 | 544.7 | 551 | 533.3 | 487.9 | 1375.6 | 989.5 | 311.2 | 163 | 167.9 | 167.1 | 270.2 | 230.4 | 256.3 | 168.4 | 218.3 | 245.1 | 489.4 | 545 | 675.5 | 1812 | 1355.1 | 699.3 | 440.4 | 882.6 | 927.6 | 1450.3 | 1206.1 | 1466.1 | 1100.2 | 1401.5 | 1151.2 | 1042.2 | 526 | 519.1 | 854 | 736.2 | 442.6 | 633.8 | 835.6 | 1109.4 | 988 | 907.1 | 809.7 | 722 | 553.2 | 421.8 | 315.9 | 413.2 | 428.7 | 1033.8 | 848.4 | 700.1 | 585.8 | 587.6 | 440 | 313.2 | 240.5 | 186.4 | 206.1 | 215.3 | 249.6 | 171.3 | 218 | 231.3 | 0.27 | 0.19 | 0.06 | 0.04 | 0.1 | 0.1 | 0.1 | 0.06 | 0.07 | 0.06 | 0.07 | 0.07 | 0.07 | 0.07 | 0.06 | 0.27 | 0.19 | 0.05 | 0.03 | 0.02 | 0.02 | 0.04 | 0.03 | 0.04 | 0.02 | 0.02 | 0.03 | 0.07 | 0.08 | 0.1 | 0.31 | 0.22 | 0.08 | 0.05 | 0.12 | 0.12 | 0.18 | 0.12 | 0.15 | 0.12 | 0.16 | 0.13 | 0.12 | 0.05 | 0.05 | 0.16 | 0.12 | 0.06 | 0.08 | 0.1 | 0.12 | 0.1 | 0.09 | 0.08 | 0.07 | 0.05 | 0.04 | 0.03 | 0.03 | 0.03 | 0.18 | 0.14 | 0.1 | 0.08 | 0.07 | 0.05 | 0.03 | 0.02 | 0.01 | 0.01 | 0.01 | 0.02 | 0.01 | 0.02 | 0.02 | 0.058673
| 14 | 175.8688 | 11.2306 | 1.5635 | 176.5976 | 13.7537 | 660.4507 | 0.086533 | 32.2692 | 189.6225 | 671.6813 | 1.65 | 208.8668 | 471.9 | 334.4 | 121 | 94.1 | 198 | 198.3 | 208.4 | 131.8 | 151.8 | 134.5 | 138.4 | 139.5 | 148.1 | 145.8 | 130.6 | 466.2 | 330.4 | 94.2 | 50 | 49.4 | 49.9 | 79 | 70.8 | 73.3 | 41 | 50.2 | 64.2 | 148.2 | 173.2 | 215.6 | 544.4 | 396.9 | 165 | 111.6 | 255.9 | 262.4 | 379.3 | 274.1 | 334.4 | 250.2 | 344.7 | 285.3 | 257.6 | 118.2 | 117.9 | 273.7 | 228.8 | 128.8 | 168.1 | 214.3 | 258.5 | 221.5 | 193.5 | 174.4 | 154.3 | 112.7 | 82.1 | 60.5 | 43.7 | 29.8 | 309.1 | 261.1 | 193.4 | 165.2 | 147.4 | 102.9 | 60.9 | 29.6 | 16 | 12.7 | 8.7 | 6.6 | 4.7 | 2.6 | 1.8 | 38.5 | 27.1 | 8.8 | 8 | 13.9 | 12 | 10.5 | 5 | 6.4 | 6.2 | 7.3 | 8.7 | 10 | 10.1 | 8.7 | 39.7 | 27.6 | 6.7 | 3.8 | 3.8 | 4 | 6.1 | 5.8 | 5.7 | 2.4 | 2.4 | 3.9 | 11.7 | 14.6 | 18.4 | 40.1 | 28.1 | 7.3 | 5.9 | 18.9 | 18.7 | 23.9 | 12.1 | 15.2 | 11.2 | 19.6 | 16.7 | 15 | 5.2 | 5.2 | 21.7 | 17.3 | 8.7 | 10.2 | 12.9 | 12.6 | 9.6 | 7 | 6.5 | 5.6 | 3.2 | 1.9 | 1.2 | 1.2 | 1.2 | 22.4 | 19.8 | 12.6 | 11.5 | 8.3 | 4.8 | 2.4 | 0.9 | 0.5 | 0.5 | 0.6 | 0.7 | 0.5 | 0.7 | 0.7 | 5.54 | 3.9 | 1.25 | 1.14 | 1.94 | 1.65 | 1.4 | 0.64 | 0.83 | 0.83 | 0.99 | 1.2 | 1.39 | 1.42 | 1.21 | 5.73 | 3.98 | 0.95 | 0.54 | 0.53 | 0.57 | 0.87 | 0.82 | 0.8 | 0.32 | 0.32 | 0.54 | 1.66 | 2.08 | 2.62 | 5.73 | 4 | 0.97 | 0.8 | 2.65 | 2.62 | 3.31 | 1.58 | 2 | 1.47 | 2.67 | 2.28 | 2.05 | 0.68 | 0.68 | 3.12 | 2.47 | 1.22 | 1.41 | 1.77 | 1.68 | 1.26 | 0.88 | 0.83 | 0.71 | 0.39 | 0.2 | 0.12 | 0.12 | 0.12 | 3.2 | 2.83 | 1.77 | 1.61 | 1.13 | 0.63 | 0.3 | 0.1 | 0.05 | 0.05 | 0.06 | 0.07 | 0.05 | 0.07 | 0.07 | 29.9 | 21.3 | 8.5 | 5.5 | 14.3 | 16 | 18.8 | 13.4 | 14.8 | 12.6 | 12.1 | 11 | 11 | 10.5 | 9.8 | 27.9 | 20.3 | 6.8 | 3.4 | 3.3 | 3.2 | 5.2 | 4.3 | 4.8 | 3.4 | 4.6 | 5.1 | 9.4 | 10.2 | 12.5 | 38.3 | 28.9 | 16 | 9.8 | 17.6 | 18.6 | 29.7 | 26.2 | 31.5 | 23.7 | 29.1 | 23.7 | 21.5 | 11.3 | 11.3 | 17.8 | 15.6 | 9.7 | 13.6 | 17.4 | 23.7 | 21.4 | 20 | 17.8 | 15.8 | 12.3 | 9.4 | 7.3 | 7.9 | 7.6 | 22 | 17.8 | 14.9 | 12 | 12.5 | 9.7 | 6.7 | 4.5 | 3.1 | 3.3 | 3.6 | 4.1 | 2.9 | 4.1 | 4.5 | 1459.9 | 1040.6 | 416.2 | 291.7 | 712.6 | 773.7 | 881.9 | 608.2 | 680.8 | 585.8 | 574.6 | 536.8 | 545.7 | 528.1 | 484.6 | 1392.4 | 1003.8 | 327.2 | 168.5 | 167.4 | 163.9 | 265.9 | 228.7 | 247.3 | 163.8 | 215.2 | 249.8 | 492.5 | 546.7 | 674.1 | 1819 | 1365.4 | 713.4 | 459.3 | 890.6 | 934.5 | 1449.5 | 1212.8 | 1465.7 | 1100.8 | 1401.1 | 1148.1 | 1040.6 | 524.1 | 522.8 | 866.8 | 755.5 | 464.7 | 651.4 | 838.5 | 1105.4 | 984.4 | 905.3 | 809.1 | 720.3 | 553.8 | 419.4 | 315.1 | 409.8 | 427.8 | 1043.9 | 861.9 | 712.4 | 594.8 | 592.9 | 446.4 | 320 | 241.2 | 185.7 | 203.5 | 212.3 | 248.4 | 170.9 | 218.5 | 228.3 | 0.27 | 0.19 | 0.06 | 0.05 | 0.09 | 0.09 | 0.1 | 0.06 | 0.07 | 0.06 | 0.06 | 0.06 | 0.07 | 0.07 | 0.06 | 0.27 | 0.19 | 0.05 | 0.03 | 0.02 | 0.02 | 0.04 | 0.03 | 0.03 | 0.02 | 0.02 | 0.03 | 0.07 | 0.08 | 0.1 | 0.31 | 0.23 | 0.09 | 0.05 | 0.12 | 0.13 | 0.18 | 0.13 | 0.15 | 0.11 | 0.16 | 0.13 | 0.12 | 0.05 | 0.05 | 0.16 | 0.13 | 0.07 | 0.08 | 0.1 | 0.12 | 0.1 | 0.09 | 0.08 | 0.07 | 0.05 | 0.04 | 0.03 | 0.03 | 0.03 | 0.18 | 0.15 | 0.1 | 0.08 | 0.07 | 0.05 | 0.03 | 0.02 | 0.01 | 0.01 | 0.01 | 0.02 | 0.01 | 0.02 | 0.02 | 0.058787
| 15 | 190.1318 | 12.4826 | 1.7407 | 190.9426 | 14.5507 | 703.6566 | 0.096985 | 34.2788 | 204.6826 | 716.1392 | 1.8377 | 225.2215 | 497.9 | 362 | 159.8 | 130.9 | 222.8 | 205.9 | 207 | 129.9 | 146.6 | 128 | 133.5 | 134.8 | 143.5 | 143 | 130.4 | 495.9 | 354.2 | 115.2 | 61.1 | 56.8 | 54.3 | 73.7 | 64.3 | 67.8 | 40.2 | 49.7 | 60.8 | 145.6 | 170.2 | 213.4 | 553.5 | 406.1 | 179.3 | 138.9 | 284.7 | 289.4 | 389.4 | 282.5 | 339.7 | 257.5 | 349.7 | 288.4 | 260.5 | 120.6 | 120.2 | 291.3 | 249.8 | 159.9 | 186.5 | 223.7 | 255.4 | 225.4 | 196.4 | 174.8 | 152.8 | 114 | 86.5 | 64.5 | 46 | 31.8 | 322.7 | 281.5 | 216.6 | 187.1 | 158.6 | 109.4 | 62.7 | 30.9 | 16.5 | 13 | 9 | 7 | 5.1 | 2.9 | 2 | 41 | 29.6 | 12.4 | 11.4 | 16.2 | 12.6 | 10.1 | 4.7 | 5.7 | 5.6 | 6.9 | 8.2 | 9.3 | 9.6 | 8.5 | 42.6 | 29.8 | 8.6 | 4.7 | 4.4 | 4.4 | 5.6 | 5.1 | 5.1 | 2.4 | 2.6 | 3.7 | 11.5 | 14.2 | 18 | 41.1 | 29 | 8.4 | 8.5 | 21.4 | 20.8 | 24.3 | 12.4 | 15.6 | 11.9 | 20.1 | 17 | 14.9 | 4.9 | 4.8 | 23.4 | 19.2 | 11.7 | 11.8 | 13.6 | 11.9 | 9.7 | 7.2 | 6.7 | 5.6 | 3.2 | 2 | 1.3 | 1.3 | 1.2 | 23.6 | 21.6 | 14.7 | 13.6 | 9.4 | 5.3 | 2.4 | 0.9 | 0.5 | 0.5 | 0.6 | 0.7 | 0.5 | 0.7 | 0.7 | 5.89 | 4.25 | 1.76 | 1.63 | 2.27 | 1.73 | 1.36 | 0.59 | 0.74 | 0.73 | 0.92 | 1.13 | 1.3 | 1.34 | 1.19 | 6.14 | 4.3 | 1.23 | 0.67 | 0.63 | 0.63 | 0.79 | 0.73 | 0.72 | 0.33 | 0.35 | 0.51 | 1.63 | 2.02 | 2.56 | 5.87 | 4.13 | 1.13 | 1.17 | 3.01 | 2.92 | 3.36 | 1.63 | 2.06 | 1.58 | 2.75 | 2.32 | 2.04 | 0.64 | 0.62 | 3.35 | 2.75 | 1.65 | 1.63 | 1.87 | 1.58 | 1.27 | 0.91 | 0.85 | 0.71 | 0.38 | 0.21 | 0.13 | 0.13 | 0.12 | 3.37 | 3.09 | 2.07 | 1.91 | 1.29 | 0.7 | 0.3 | 0.1 | 0.05 | 0.05 | 0.06 | 0.07 | 0.05 | 0.07 | 0.07 | 31.1 | 22.8 | 10.5 | 7.4 | 15.5 | 16.6 | 18.9 | 13.4 | 14.7 | 12.3 | 11.8 | 10.8 | 10.9 | 10.6 | 9.9 | 29.4 | 21.5 | 7.9 | 4.1 | 3.7 | 3.3 | 4.9 | 4.1 | 4.5 | 3.3 | 4.4 | 4.9 | 9.3 | 10.1 | 12.5 | 38.6 | 29.3 | 16.9 | 11.2 | 19.2 | 20.3 | 30.7 | 27 | 31.9 | 24.1 | 29.3 | 23.9 | 22 | 11.9 | 12 | 18.7 | 16.7 | 11.2 | 14.6 | 18 | 23.8 | 21.8 | 20.2 | 17.7 | 15.6 | 12.5 | 9.9 | 7.8 | 8.1 | 7.7 | 22.8 | 18.9 | 16.1 | 13.1 | 13.1 | 10.1 | 6.9 | 4.6 | 3.1 | 3.3 | 3.7 | 4.3 | 3 | 4.2 | 4.5 | 1532.6 | 1122.3 | 527.2 | 397.6 | 783.5 | 800.8 | 883.1 | 607.2 | 671.5 | 568.4 | 560.2 | 525 | 539.1 | 527.1 | 489.1 | 1471 | 1069.9 | 387.8 | 203.2 | 189.4 | 175 | 251.2 | 211.7 | 232 | 158.6 | 208 | 236.5 | 483.8 | 541.8 | 672.6 | 1841.2 | 1389.2 | 761.3 | 537 | 978.3 | 1022.5 | 1495.9 | 1249.5 | 1483.6 | 1120.5 | 1413.5 | 1158.1 | 1059.6 | 545.6 | 548.8 | 918.6 | 817.2 | 551.8 | 708.3 | 871.2 | 1107.9 | 1002.9 | 915.1 | 806.2 | 711.3 | 561.5 | 442.1 | 336.2 | 410.9 | 421.6 | 1085.7 | 923.2 | 779.9 | 655.6 | 623.7 | 468.4 | 326.1 | 242.2 | 180.4 | 202.4 | 217 | 253.4 | 174.1 | 217.8 | 228.3 | 0.29 | 0.21 | 0.08 | 0.07 | 0.11 | 0.1 | 0.1 | 0.06 | 0.07 | 0.06 | 0.06 | 0.06 | 0.07 | 0.07 | 0.06 | 0.29 | 0.2 | 0.06 | 0.03 | 0.03 | 0.03 | 0.04 | 0.03 | 0.03 | 0.02 | 0.02 | 0.03 | 0.07 | 0.08 | 0.1 | 0.32 | 0.23 | 0.09 | 0.07 | 0.14 | 0.14 | 0.18 | 0.13 | 0.16 | 0.12 | 0.16 | 0.13 | 0.12 | 0.05 | 0.05 | 0.17 | 0.14 | 0.08 | 0.09 | 0.11 | 0.12 | 0.1 | 0.09 | 0.08 | 0.07 | 0.05 | 0.04 | 0.03 | 0.03 | 0.03 | 0.18 | 0.16 | 0.11 | 0.09 | 0.08 | 0.05 | 0.03 | 0.02 | 0.01 | 0.01 | 0.01 | 0.02 | 0.01 | 0.02 | 0.02 | 0.0589
| 16 | 229.7876 | 15.6058 | 2.1862 | 230.8039 | 17.1344 | 833.7714 | 0.11304 | 40.5099 | 246.922 | 849.3773 | 2.2992 | 271.3139 | 553.7 | 433.6 | 268.6 | 227.6 | 276.7 | 220.5 | 201.3 | 131.2 | 143.2 | 124.4 | 132.5 | 138.5 | 146.9 | 140.8 | 124.3 | 561.9 | 408.5 | 176.2 | 88.5 | 74.9 | 62.4 | 74.1 | 64.5 | 64.2 | 39.5 | 49.3 | 61.4 | 144.8 | 168.8 | 211.9 | 581 | 440.9 | 248.5 | 229.9 | 374.4 | 350.2 | 414.9 | 299.1 | 353 | 279 | 359.6 | 297.4 | 257.8 | 125 | 124.3 | 336 | 310.2 | 256.8 | 256.2 | 257.7 | 251.1 | 227.1 | 200.1 | 177.5 | 151.3 | 118 | 92.4 | 70.6 | 50.3 | 35.8 | 351.5 | 328.2 | 273 | 229.6 | 174.7 | 114.9 | 65.8 | 33.3 | 17.8 | 14 | 9.8 | 7.2 | 5.3 | 3 | 2.3 | 45.4 | 35.2 | 21.4 | 19.8 | 20.7 | 13.5 | 9.1 | 4.7 | 5.2 | 5 | 6.4 | 8.2 | 9.4 | 9.2 | 7.8 | 48.6 | 34.4 | 13.7 | 6.7 | 5.9 | 5.2 | 5.7 | 5.2 | 4.9 | 2.4 | 2.6 | 3.7 | 11.4 | 14.2 | 18.1 | 43.4 | 31.8 | 13.9 | 16 | 29 | 25.8 | 26.2 | 13.3 | 16.5 | 13.5 | 20.4 | 17 | 13.7 | 4.8 | 4.6 | 26.9 | 24 | 20.1 | 17.9 | 16.3 | 10.9 | 9.3 | 7.5 | 7 | 5.6 | 3.4 | 2.1 | 1.4 | 1.4 | 1.3 | 25.5 | 25.4 | 19.5 | 17.4 | 10.7 | 5.5 | 2.5 | 0.9 | 0.5 | 0.5 | 0.6 | 0.7 | 0.5 | 0.7 | 0.8 | 6.52 | 5.05 | 3.05 | 2.83 | 2.91 | 1.86 | 1.2 | 0.59 | 0.66 | 0.65 | 0.86 | 1.13 | 1.3 | 1.28 | 1.07 | 7 | 4.95 | 1.95 | 0.94 | 0.84 | 0.74 | 0.8 | 0.74 | 0.69 | 0.33 | 0.35 | 0.51 | 1.61 | 2.01 | 2.58 | 6.19 | 4.53 | 1.91 | 2.25 | 4.1 | 3.64 | 3.63 | 1.75 | 2.19 | 1.8 | 2.79 | 2.31 | 1.85 | 0.61 | 0.59 | 3.85 | 3.43 | 2.86 | 2.51 | 2.25 | 1.42 | 1.21 | 0.96 | 0.91 | 0.7 | 0.41 | 0.23 | 0.14 | 0.14 | 0.13 | 3.64 | 3.63 | 2.75 | 2.46 | 1.48 | 0.74 | 0.31 | 0.1 | 0.05 | 0.05 | 0.06 | 0.07 | 0.05 | 0.07 | 0.08 | 34.7 | 27.5 | 17.2 | 13 | 18.8 | 17.7 | 19.1 | 13.6 | 14.7 | 12.3 | 12.1 | 11.3 | 11.4 | 10.7 | 9.8 | 32.9 | 24.8 | 11.6 | 6 | 4.8 | 3.8 | 4.9 | 4 | 4.3 | 3.2 | 4.3 | 4.9 | 9.2 | 10 | 12.3 | 40.2 | 31.5 | 21.3 | 16.7 | 24.4 | 24 | 32.4 | 28.5 | 32.8 | 25.5 | 30.4 | 25.1 | 22.7 | 12.6 | 12.6 | 21.6 | 20.6 | 16.7 | 18.5 | 20.2 | 24.2 | 22.4 | 20.4 | 17.7 | 15.5 | 12.9 | 10.6 | 8.5 | 8.6 | 8.3 | 25 | 21.8 | 19.5 | 15.4 | 14 | 10.6 | 7.2 | 4.8 | 3.1 | 3.4 | 3.8 | 4.2 | 3 | 4.5 | 5 | 1713.5 | 1357.9 | 869.6 | 692.3 | 953.1 | 855.6 | 883.8 | 615 | 667.7 | 565.1 | 568.3 | 545.5 | 557.7 | 528.1 | 477.6 | 1662.7 | 1238.8 | 580.6 | 299.1 | 247.4 | 198.5 | 252 | 211.2 | 219.3 | 153.5 | 205.5 | 239.8 | 482.5 | 534.6 | 661.7 | 1931.6 | 1503.6 | 989.1 | 823.8 | 1255.7 | 1216.5 | 1582 | 1318.8 | 1531.7 | 1195.7 | 1462.3 | 1210.6 | 1082.8 | 576.8 | 576.8 | 1062.8 | 1011.5 | 843.5 | 917.7 | 981.3 | 1116.3 | 1024.3 | 925.7 | 809.7 | 704.8 | 579.1 | 471 | 367.8 | 436.1 | 446.5 | 1189.6 | 1071.8 | 953.5 | 780 | 672.6 | 492 | 336.9 | 246.5 | 178.4 | 198.8 | 215.9 | 246 | 170 | 225.6 | 246.3 | 0.32 | 0.24 | 0.14 | 0.11 | 0.13 | 0.1 | 0.09 | 0.06 | 0.06 | 0.06 | 0.06 | 0.06 | 0.07 | 0.07 | 0.06 | 0.32 | 0.23 | 0.09 | 0.05 | 0.04 | 0.03 | 0.04 | 0.03 | 0.03 | 0.02 | 0.02 | 0.03 | 0.07 | 0.08 | 0.1 | 0.33 | 0.25 | 0.13 | 0.11 | 0.18 | 0.17 | 0.2 | 0.14 | 0.16 | 0.13 | 0.17 | 0.14 | 0.12 | 0.06 | 0.06 | 0.19 | 0.17 | 0.13 | 0.13 | 0.12 | 0.12 | 0.1 | 0.09 | 0.08 | 0.07 | 0.05 | 0.04 | 0.03 | 0.03 | 0.03 | 0.2 | 0.18 | 0.14 | 0.11 | 0.08 | 0.05 | 0.03 | 0.02 | 0.01 | 0.01 | 0.01 | 0.02 | 0.01 | 0.02 | 0.02 | 0.0591
| 17 | 280.2826 | 18.8974 | 2.6484 | 281.5136 | 21.0525 | 1016.6593 | 0.14213 | 49.5566 | 301.3351 | 1035.5567 | 2.7905 | 331.0702 | 611.8 | 513.4 | 398.2 | 342.5 | 346.8 | 240.9 | 201.5 | 135.4 | 147.8 | 128.6 | 141 | 145.6 | 153.6 | 145.1 | 129.4 | 625 | 462.3 | 239.9 | 116.1 | 93 | 71.1 | 75.8 | 64.1 | 60.8 | 38.8 | 49.8 | 62.6 | 145.5 | 168.1 | 210.3 | 607.4 | 476.8 | 323.5 | 332.2 | 468.4 | 417.3 | 439.5 | 325.7 | 375.5 | 311.7 | 379.9 | 316.1 | 269.5 | 141.1 | 141 | 384.3 | 380.2 | 360.5 | 334.1 | 296.6 | 256.7 | 232.8 | 206.5 | 185.3 | 157.2 | 128 | 101.3 | 79.5 | 56 | 41.5 | 382.2 | 378.6 | 333.2 | 275.3 | 192.1 | 124 | 70.7 | 36.4 | 19.8 | 15.4 | 11.5 | 7.9 | 5.7 | 3.4 | 2.2 | 49.3 | 40.3 | 30.6 | 28.1 | 25.6 | 14.5 | 8.4 | 4.8 | 5.3 | 4.9 | 6.4 | 8.1 | 9.3 | 9.2 | 8 | 53.4 | 38.1 | 18.1 | 8.1 | 7.1 | 5.9 | 6 | 5.3 | 4.6 | 2.4 | 2.6 | 3.8 | 11.4 | 14.1 | 18 | 45.7 | 34.5 | 19.3 | 23.3 | 35.4 | 30 | 27.1 | 14.5 | 17.8 | 15.6 | 21.4 | 17.5 | 13.3 | 4.8 | 4.5 | 30.3 | 28.8 | 27.3 | 23.1 | 18.4 | 10.5 | 9 | 7.7 | 7.4 | 5.7 | 3.7 | 2.4 | 1.5 | 1.5 | 1.4 | 27.2 | 28.8 | 23.5 | 20.6 | 11.8 | 6 | 2.6 | 1 | 0.5 | 0.6 | 0.6 | 0.7 | 0.5 | 0.7 | 0.8 | 7.08 | 5.77 | 4.35 | 4.01 | 3.62 | 2 | 1.09 | 0.6 | 0.66 | 0.62 | 0.84 | 1.1 | 1.29 | 1.28 | 1.1 | 7.7 | 5.48 | 2.58 | 1.15 | 1 | 0.84 | 0.85 | 0.75 | 0.65 | 0.33 | 0.36 | 0.53 | 1.62 | 2.01 | 2.56 | 6.51 | 4.91 | 2.68 | 3.28 | 5 | 4.22 | 3.75 | 1.91 | 2.36 | 2.08 | 2.92 | 2.38 | 1.78 | 0.59 | 0.56 | 4.35 | 4.11 | 3.88 | 3.25 | 2.55 | 1.37 | 1.15 | 0.98 | 0.96 | 0.73 | 0.45 | 0.26 | 0.16 | 0.15 | 0.14 | 3.87 | 4.1 | 3.32 | 2.91 | 1.64 | 0.8 | 0.34 | 0.11 | 0.05 | 0.06 | 0.06 | 0.07 | 0.05 | 0.08 | 0.08 | 39.2 | 33.8 | 26.6 | 21.2 | 23.8 | 19.5 | 19.8 | 14.1 | 15.3 | 13 | 13.3 | 12.4 | 12.3 | 11.3 | 10.3 | 37.2 | 28.8 | 16.3 | 8.5 | 6.2 | 4.3 | 4.8 | 3.9 | 4 | 3.1 | 4.4 | 5 | 9.3 | 10 | 12.1 | 41.7 | 33.9 | 26.5 | 24.1 | 31.5 | 29.5 | 35 | 31 | 34.7 | 28.1 | 32.3 | 27.2 | 24.7 | 14.8 | 15 | 25.2 | 25.9 | 24.5 | 24.5 | 23.6 | 25.3 | 23.5 | 21.1 | 18.5 | 16.1 | 13.9 | 11.6 | 9.6 | 9.5 | 9.2 | 27.8 | 25.7 | 24.1 | 18.8 | 15.4 | 11.4 | 7.7 | 5.2 | 3.4 | 3.6 | 4.1 | 4.6 | 3.3 | 4.7 | 5.1 | 1914.5 | 1645.8 | 1315.1 | 1084.6 | 1195.3 | 940.1 | 906 | 636.6 | 693.5 | 594.2 | 618 | 591.8 | 597.9 | 552.8 | 500.1 | 1867 | 1424 | 799.8 | 406.9 | 312.2 | 225.5 | 251.3 | 205.9 | 206.9 | 150.9 | 206.7 | 243.7 | 485.6 | 532.8 | 655.3 | 2017.4 | 1627.6 | 1249.5 | 1177.9 | 1591.2 | 1465.8 | 1693.1 | 1432.3 | 1621.9 | 1320.4 | 1549.1 | 1301.2 | 1163.6 | 669.9 | 676.9 | 1225.6 | 1254.6 | 1201.8 | 1190.8 | 1132 | 1157.2 | 1067.1 | 955.8 | 842 | 732.6 | 626.3 | 515.1 | 414.4 | 477.6 | 494.7 | 1307.8 | 1249.9 | 1166.6 | 937.5 | 736.1 | 528.9 | 358.9 | 266.5 | 194.8 | 211.6 | 231.5 | 261.5 | 183.9 | 233 | 246.7 | 0.35 | 0.29 | 0.21 | 0.18 | 0.17 | 0.11 | 0.09 | 0.06 | 0.07 | 0.06 | 0.06 | 0.07 | 0.07 | 0.07 | 0.06 | 0.36 | 0.26 | 0.13 | 0.06 | 0.05 | 0.03 | 0.04 | 0.03 | 0.03 | 0.02 | 0.02 | 0.03 | 0.07 | 0.08 | 0.1 | 0.34 | 0.26 | 0.17 | 0.17 | 0.23 | 0.21 | 0.21 | 0.15 | 0.17 | 0.14 | 0.18 | 0.15 | 0.12 | 0.06 | 0.06 | 0.22 | 0.21 | 0.19 | 0.17 | 0.15 | 0.12 | 0.11 | 0.1 | 0.09 | 0.07 | 0.06 | 0.04 | 0.04 | 0.04 | 0.03 | 0.22 | 0.21 | 0.18 | 0.14 | 0.1 | 0.06 | 0.04 | 0.02 | 0.01 | 0.01 | 0.02 | 0.02 | 0.01 | 0.02 | 0.02 | 0.0594
| 18 | 328.347 | 21.69 | 3.0452 | 329.7613 | 25.1689 | 1196.5851 | 0.17387 | 58.7194 | 353.5159 | 1218.2751 | 3.219 | 388.4806 | 671.3 | 589.2 | 526.9 | 453.1 | 419.5 | 260 | 203.8 | 139.5 | 147.1 | 125.4 | 141.4 | 149.3 | 159.8 | 145.8 | 129.6 | 690.5 | 515.8 | 305.7 | 145.9 | 114.5 | 78.4 | 75.3 | 63.1 | 58.3 | 38.5 | 47.8 | 61.2 | 142.4 | 167.4 | 209.4 | 637.2 | 517.6 | 397.9 | 420.6 | 534.6 | 450.8 | 439.2 | 335.4 | 383.6 | 342 | 399.4 | 336.6 | 268.5 | 142.9 | 142.2 | 432.2 | 444 | 464.7 | 408.9 | 336.7 | 255.6 | 233.8 | 209 | 185.6 | 158.2 | 133.8 | 109.5 | 87.2 | 60.2 | 46.5 | 412.4 | 429.3 | 394.1 | 321.1 | 209.5 | 132.6 | 76.1 | 39.7 | 20.5 | 16.2 | 12.1 | 8.1 | 5.8 | 3.4 | 2.3 | 54.5 | 45.5 | 38.3 | 34.1 | 29.8 | 15.4 | 8.4 | 4.9 | 5.2 | 4.5 | 6.3 | 8.1 | 9.7 | 9.1 | 7.9 | 59.8 | 42.7 | 22.5 | 9.4 | 8.1 | 6.3 | 5.9 | 5.1 | 4.5 | 2.4 | 2.5 | 3.7 | 11.1 | 13.9 | 17.7 | 48.7 | 37.7 | 23.9 | 28 | 38.7 | 31.2 | 26.6 | 14.6 | 18 | 17.2 | 22.5 | 18.7 | 13.2 | 4.9 | 4.5 | 34.3 | 32.9 | 32.9 | 26.3 | 19.7 | 9.9 | 8.7 | 7.6 | 7.2 | 5.7 | 3.9 | 2.7 | 1.7 | 1.6 | 1.6 | 29.5 | 32.9 | 27.7 | 23.8 | 12.6 | 6.5 | 2.9 | 1.2 | 0.5 | 0.6 | 0.7 | 0.7 | 0.5 | 0.7 | 0.8 | 7.83 | 6.51 | 5.46 | 4.86 | 4.2 | 2.11 | 1.09 | 0.62 | 0.65 | 0.58 | 0.82 | 1.1 | 1.33 | 1.26 | 1.09 | 8.61 | 6.14 | 3.21 | 1.32 | 1.14 | 0.9 | 0.83 | 0.73 | 0.63 | 0.32 | 0.33 | 0.51 | 1.56 | 1.97 | 2.51 | 6.94 | 5.35 | 3.32 | 3.94 | 5.46 | 4.38 | 3.67 | 1.91 | 2.39 | 2.3 | 3.07 | 2.55 | 1.76 | 0.61 | 0.54 | 4.91 | 4.69 | 4.67 | 3.69 | 2.73 | 1.28 | 1.11 | 0.97 | 0.93 | 0.71 | 0.47 | 0.3 | 0.18 | 0.16 | 0.16 | 4.2 | 4.69 | 3.91 | 3.38 | 1.75 | 0.88 | 0.38 | 0.14 | 0.06 | 0.06 | 0.07 | 0.07 | 0.05 | 0.08 | 0.08 | 42.6 | 39.5 | 37.4 | 31 | 30.2 | 21.4 | 20.1 | 14.5 | 15.3 | 12.9 | 13.5 | 12.8 | 12.9 | 11.4 | 10.4 | 40.2 | 31.9 | 21.5 | 11.6 | 8.3 | 4.9 | 4.9 | 3.9 | 3.8 | 3.1 | 4.2 | 4.9 | 9.2 | 10.1 | 12.3 | 42.9 | 36.6 | 32.6 | 32.1 | 37.7 | 33.1 | 35.4 | 32.2 | 35.6 | 30.8 | 33.9 | 28.9 | 24.7 | 15 | 15.2 | 28.1 | 31.1 | 33.9 | 32.1 | 28 | 25.7 | 23.9 | 21.5 | 18.7 | 16.3 | 14.6 | 12.4 | 10.5 | 10.1 | 10 | 29.8 | 28.9 | 28.7 | 22.1 | 17.1 | 12.1 | 8.1 | 5.4 | 3.5 | 3.8 | 4.3 | 4.7 | 3.3 | 4.7 | 5.2 | 2094.6 | 1910.8 | 1785.7 | 1507.7 | 1470.5 | 1021.2 | 920 | 654.8 | 691.4 | 585.2 | 624.4 | 611.1 | 624.2 | 559.3 | 504.3 | 2050.7 | 1588.4 | 1029.1 | 530.5 | 399.7 | 253.1 | 252.2 | 204.1 | 198.1 | 149.9 | 199.7 | 239.3 | 479.1 | 535.8 | 660.7 | 2105.2 | 1765.2 | 1526.9 | 1521.2 | 1855.7 | 1611.2 | 1706 | 1486.2 | 1661.8 | 1443.8 | 1625.4 | 1380.7 | 1160.8 | 677.3 | 685.2 | 1374.9 | 1484.3 | 1600.6 | 1502.1 | 1310.4 | 1168.4 | 1081.8 | 971.5 | 849.4 | 740.1 | 652.5 | 552.5 | 452.9 | 513.8 | 541.9 | 1409.9 | 1412.1 | 1380.1 | 1094.8 | 808.3 | 560.9 | 379 | 277.1 | 195.1 | 218.1 | 239.8 | 266.1 | 181.6 | 231.8 | 249.4 | 0.38 | 0.34 | 0.3 | 0.25 | 0.22 | 0.12 | 0.09 | 0.06 | 0.07 | 0.06 | 0.06 | 0.07 | 0.07 | 0.07 | 0.06 | 0.39 | 0.29 | 0.17 | 0.08 | 0.06 | 0.04 | 0.04 | 0.03 | 0.03 | 0.02 | 0.02 | 0.03 | 0.07 | 0.08 | 0.1 | 0.35 | 0.28 | 0.21 | 0.23 | 0.28 | 0.23 | 0.21 | 0.16 | 0.18 | 0.16 | 0.19 | 0.16 | 0.12 | 0.06 | 0.06 | 0.25 | 0.25 | 0.26 | 0.22 | 0.17 | 0.12 | 0.11 | 0.1 | 0.09 | 0.07 | 0.06 | 0.05 | 0.04 | 0.04 | 0.04 | 0.23 | 0.24 | 0.21 | 0.17 | 0.11 | 0.06 | 0.04 | 0.02 | 0.01 | 0.01 | 0.02 | 0.02 | 0.01 | 0.02 | 0.02 | 0.0589
| 19 | 339.4037 | 23.1817 | 3.2588 | 340.9164 | 25.2629 | 1216.6554 | 0.17707 | 59.3762 | 364.6666 | 1239.8371 | 3.4359 | 400.2926 | 711 | 628 | 576.4 | 479.4 | 427.7 | 253.2 | 195.4 | 135 | 140.9 | 117.6 | 131.2 | 138.2 | 148.5 | 133.8 | 119.6 | 730.3 | 543.4 | 331.3 | 146.7 | 115.9 | 80.4 | 72.7 | 58.3 | 51.6 | 36.6 | 46.6 | 60 | 137.7 | 162.2 | 203.8 | 669 | 550.6 | 451.2 | 466.5 | 564.6 | 452.6 | 424.5 | 322.2 | 375.9 | 344 | 399.9 | 333.9 | 253.6 | 127.5 | 125.5 | 462.8 | 473.6 | 496.6 | 418.1 | 332.1 | 245.7 | 228.7 | 205.6 | 180.8 | 151.6 | 131.7 | 107.4 | 83.9 | 54.9 | 43.3 | 426.3 | 440.3 | 402.1 | 321.8 | 205.7 | 129.4 | 70.5 | 36 | 17 | 13.5 | 10.1 | 7.1 | 5 | 2.8 | 1.9 | 60.3 | 50.3 | 43.5 | 36.8 | 31 | 15 | 7.9 | 4.7 | 4.9 | 4.2 | 5.8 | 7.5 | 9 | 8.5 | 7.5 | 65.2 | 46.5 | 25.4 | 9.9 | 8.6 | 6.7 | 5.6 | 4.7 | 3.8 | 2.2 | 2.3 | 3.6 | 10.7 | 13.4 | 17.1 | 53.4 | 41.6 | 28.6 | 31.9 | 41.7 | 32.1 | 26.1 | 14 | 17.8 | 17.4 | 22.6 | 18.5 | 12.5 | 4.4 | 4.1 | 38.3 | 36.3 | 36.3 | 27.5 | 20 | 9.6 | 8.5 | 7.5 | 7 | 5.3 | 3.8 | 2.5 | 1.7 | 1.5 | 1.5 | 31.8 | 34.9 | 29.4 | 24.7 | 12.9 | 6.4 | 2.6 | 1 | 0.5 | 0.5 | 0.6 | 0.7 | 0.5 | 0.7 | 0.7 | 8.66 | 7.2 | 6.19 | 5.24 | 4.38 | 2.07 | 1.01 | 0.59 | 0.61 | 0.53 | 0.76 | 1.02 | 1.23 | 1.17 | 1.03 | 9.38 | 6.68 | 3.61 | 1.41 | 1.22 | 0.96 | 0.8 | 0.66 | 0.53 | 0.29 | 0.31 | 0.5 | 1.51 | 1.9 | 2.43 | 7.61 | 5.9 | 3.99 | 4.5 | 5.9 | 4.52 | 3.61 | 1.84 | 2.37 | 2.33 | 3.08 | 2.51 | 1.68 | 0.55 | 0.5 | 5.49 | 5.18 | 5.16 | 3.86 | 2.77 | 1.23 | 1.08 | 0.94 | 0.9 | 0.67 | 0.45 | 0.28 | 0.17 | 0.15 | 0.15 | 4.52 | 4.98 | 4.15 | 3.51 | 1.79 | 0.86 | 0.33 | 0.11 | 0.05 | 0.05 | 0.06 | 0.07 | 0.05 | 0.07 | 0.07 | 42.3 | 40.2 | 39.4 | 32.2 | 30.1 | 20.7 | 19.4 | 14.1 | 14.7 | 12.1 | 12.5 | 11.9 | 12 | 10.4 | 9.4 | 40.5 | 32 | 22.2 | 11.1 | 8 | 4.8 | 4.7 | 3.6 | 3.6 | 3 | 4.2 | 4.8 | 8.9 | 9.8 | 12.1 | 42.7 | 37.3 | 35.5 | 34.7 | 39 | 32.4 | 33.8 | 30.9 | 34.7 | 30.9 | 34 | 28.8 | 23.3 | 13.3 | 13.4 | 28.4 | 31.8 | 35 | 32.2 | 27.1 | 24.7 | 23.3 | 21.2 | 18.2 | 15.7 | 14.4 | 12.3 | 10.1 | 9.4 | 9.5 | 29.3 | 28.4 | 28.1 | 21.3 | 16.3 | 11.8 | 7.6 | 5 | 3 | 3.4 | 3.8 | 4.3 | 3 | 4.2 | 4.6 | 2166.7 | 1997 | 1917.1 | 1576.9 | 1480.2 | 993.8 | 888 | 636.2 | 664.6 | 550.5 | 580.5 | 566.8 | 580.9 | 510.6 | 459.9 | 2132.9 | 1643 | 1095.8 | 520.4 | 393.6 | 253.4 | 244.1 | 190.5 | 181.1 | 145 | 197.5 | 234.5 | 464.1 | 520.5 | 645.1 | 2161.4 | 1848.8 | 1691.2 | 1662.4 | 1931.4 | 1593 | 1638.7 | 1428 | 1623.6 | 1449.6 | 1628.8 | 1373.7 | 1096.6 | 601.5 | 601.6 | 1441.7 | 1556.4 | 1686.1 | 1519.8 | 1279.2 | 1125 | 1059.4 | 958.6 | 829.4 | 713.2 | 646.2 | 544.2 | 435.8 | 475.4 | 510.4 | 1434.2 | 1425.4 | 1385.3 | 1076 | 782.1 | 548.5 | 353.2 | 259 | 173.8 | 202 | 219.8 | 246 | 168 | 207.6 | 222.5 | 0.39 | 0.35 | 0.32 | 0.26 | 0.22 | 0.12 | 0.09 | 0.06 | 0.06 | 0.05 | 0.06 | 0.06 | 0.07 | 0.06 | 0.06 | 0.39 | 0.29 | 0.18 | 0.08 | 0.06 | 0.04 | 0.03 | 0.03 | 0.02 | 0.02 | 0.02 | 0.03 | 0.07 | 0.08 | 0.1 | 0.35 | 0.29 | 0.23 | 0.25 | 0.29 | 0.23 | 0.2 | 0.15 | 0.17 | 0.16 | 0.19 | 0.16 | 0.12 | 0.06 | 0.06 | 0.25 | 0.26 | 0.27 | 0.23 | 0.17 | 0.11 | 0.11 | 0.09 | 0.08 | 0.07 | 0.06 | 0.05 | 0.04 | 0.04 | 0.04 | 0.23 | 0.23 | 0.21 | 0.16 | 0.1 | 0.06 | 0.03 | 0.02 | 0.01 | 0.01 | 0.01 | 0.02 | 0.01 | 0.02 | 0.02 | 0.0578
| 20 | 336.9073 | 24.0923 | 3.398 | 338.4823 | 23.9593 | 1181.9383 | 0.17017 | 57.0987 | 360.8666 | 1206.0306 | 3.5682 | 395.581 | 720.1 | 629.6 | 580.7 | 476.8 | 426 | 248.6 | 191.3 | 132.8 | 137.1 | 110.5 | 120.7 | 128.7 | 141 | 128.7 | 114.4 | 742.7 | 547.7 | 336.4 | 143.5 | 119.9 | 84.3 | 76.6 | 59.7 | 53.9 | 38.4 | 46.2 | 60 | 133.4 | 157.8 | 195.6 | 675 | 561.6 | 475 | 486.1 | 571.5 | 442.8 | 409.7 | 308.2 | 360.2 | 326.5 | 382.9 | 319.5 | 241 | 116.6 | 114.2 | 472.8 | 477.7 | 497.5 | 408.3 | 323.4 | 239.5 | 226 | 204 | 179.4 | 150.2 | 130.9 | 107.2 | 81.7 | 52.2 | 40 | 427.8 | 433.6 | 395.1 | 315.3 | 206.9 | 129.1 | 67.8 | 33.3 | 15.9 | 12.6 | 9.3 | 6.6 | 4.8 | 2.9 | 1.8 | 63.6 | 53.2 | 46.7 | 38.7 | 32 | 14.7 | 7.4 | 4.5 | 4.7 | 3.9 | 5.3 | 7.3 | 8.8 | 8.4 | 7.3 | 69 | 49.1 | 27.5 | 10.5 | 9.5 | 7.3 | 6 | 4.7 | 4 | 2.4 | 2.4 | 3.6 | 10.2 | 12.9 | 16.2 | 56 | 44.9 | 33.2 | 36.7 | 44.7 | 33.1 | 25.8 | 13.9 | 17.2 | 16.9 | 21.9 | 18.1 | 12.1 | 4.1 | 3.8 | 40.9 | 39 | 39 | 28.5 | 20.1 | 9.2 | 8.6 | 7.6 | 7.1 | 5.4 | 3.8 | 2.6 | 1.6 | 1.4 | 1.4 | 33.5 | 35.4 | 29.8 | 24.7 | 13.5 | 6.5 | 2.6 | 0.9 | 0.4 | 0.5 | 0.6 | 0.7 | 0.5 | 0.7 | 0.7 | 9.12 | 7.62 | 6.66 | 5.53 | 4.53 | 2.02 | 0.96 | 0.57 | 0.59 | 0.49 | 0.7 | 0.99 | 1.21 | 1.17 | 1 | 9.92 | 7.05 | 3.92 | 1.49 | 1.34 | 1.04 | 0.84 | 0.67 | 0.56 | 0.32 | 0.32 | 0.5 | 1.44 | 1.82 | 2.3 | 7.98 | 6.38 | 4.65 | 5.19 | 6.34 | 4.67 | 3.56 | 1.83 | 2.29 | 2.28 | 2.99 | 2.47 | 1.63 | 0.52 | 0.47 | 5.86 | 5.56 | 5.55 | 4.02 | 2.79 | 1.17 | 1.1 | 0.97 | 0.91 | 0.68 | 0.46 | 0.3 | 0.17 | 0.14 | 0.14 | 4.76 | 5.05 | 4.21 | 3.49 | 1.87 | 0.88 | 0.33 | 0.1 | 0.04 | 0.05 | 0.06 | 0.07 | 0.05 | 0.07 | 0.07 | 40.2 | 37.4 | 36.8 | 29.8 | 28.9 | 20.4 | 19.2 | 13.9 | 14.4 | 11.4 | 11.5 | 10.8 | 11.1 | 9.8 | 8.9 | 38.4 | 30 | 20.9 | 10.1 | 7.8 | 4.9 | 5 | 3.8 | 3.7 | 3.1 | 4.1 | 4.8 | 8.8 | 9.7 | 11.8 | 40.9 | 35.6 | 34.4 | 32.8 | 37.1 | 30.1 | 32.1 | 29.1 | 33.1 | 28.9 | 32.3 | 27.1 | 21.9 | 12.1 | 12 | 27.2 | 29.7 | 32.5 | 29.8 | 25.8 | 24.2 | 22.9 | 20.8 | 17.9 | 15.5 | 14.3 | 12.2 | 9.9 | 9 | 9 | 27.8 | 26.8 | 26.7 | 20.5 | 15.9 | 11.6 | 7.2 | 4.7 | 2.9 | 3.2 | 3.6 | 4.2 | 3 | 4.2 | 4.6 | 2144.9 | 1943.5 | 1863.3 | 1515.9 | 1447.4 | 976.9 | 877 | 628.5 | 649.4 | 518.6 | 534.2 | 518.8 | 542.3 | 482 | 436.1 | 2109.6 | 1606.4 | 1070.1 | 489.4 | 392.6 | 260.2 | 257.1 | 196.9 | 188.2 | 148.9 | 193.9 | 234.9 | 453.9 | 512.2 | 627.1 | 2134.1 | 1826.1 | 1699.5 | 1645.9 | 1893.5 | 1516.6 | 1566.7 | 1353 | 1550.7 | 1364.1 | 1553.1 | 1303.5 | 1037.7 | 547.7 | 544 | 1435.4 | 1518 | 1625.1 | 1443.8 | 1230.6 | 1102.2 | 1041.5 | 944.6 | 818.4 | 703.2 | 640.3 | 540.1 | 424.9 | 455.7 | 483.3 | 1406.4 | 1383.8 | 1340.7 | 1046.2 | 772.4 | 542.1 | 339.5 | 244.6 | 166.5 | 192 | 212.1 | 243.9 | 169.4 | 210.8 | 222.9 | 0.37 | 0.33 | 0.3 | 0.25 | 0.22 | 0.12 | 0.09 | 0.06 | 0.06 | 0.05 | 0.05 | 0.06 | 0.07 | 0.06 | 0.05 | 0.38 | 0.28 | 0.17 | 0.08 | 0.06 | 0.04 | 0.04 | 0.03 | 0.03 | 0.02 | 0.02 | 0.03 | 0.06 | 0.08 | 0.09 | 0.34 | 0.28 | 0.23 | 0.25 | 0.29 | 0.22 | 0.19 | 0.14 | 0.16 | 0.15 | 0.18 | 0.15 | 0.11 | 0.05 | 0.05 | 0.24 | 0.25 | 0.26 | 0.21 | 0.16 | 0.11 | 0.1 | 0.09 | 0.08 | 0.07 | 0.06 | 0.05 | 0.04 | 0.03 | 0.03 | 0.22 | 0.22 | 0.2 | 0.16 | 0.1 | 0.06 | 0.03 | 0.02 | 0.01 | 0.01 | 0.01 | 0.02 | 0.01 | 0.02 | 0.02 | 0.0559
| 21 | 345.2586 | 26.6015 | 3.7621 | 347.0004 | 22.6979 | 1161.6578 | 0.16793 | 55.2688 | 367.9565 | 1188.2593 | 3.9301 | 402.2692 | 733.4 | 643.5 | 606.8 | 501 | 442.3 | 248.2 | 185.9 | 130.4 | 137 | 109 | 117.8 | 121.6 | 133.2 | 120.9 | 109.8 | 756.8 | 552.8 | 346.5 | 146.1 | 130 | 93 | 84 | 64.6 | 55.3 | 38.3 | 46.2 | 59.3 | 133.1 | 158.3 | 197.3 | 685 | 574.1 | 504.8 | 527 | 610.4 | 458.8 | 407.1 | 298 | 349.1 | 315.6 | 370.5 | 305.3 | 221.6 | 99.1 | 96.6 | 483.3 | 488.5 | 510.6 | 413.6 | 321.7 | 233.3 | 224.7 | 205 | 182.5 | 150.4 | 134.5 | 108.9 | 82.1 | 49.7 | 37.8 | 435 | 433.7 | 392.5 | 313.4 | 208.9 | 133 | 66.7 | 33 | 15.7 | 12.5 | 9.1 | 6.3 | 4.6 | 2.7 | 1.6 | 68 | 58.2 | 53.2 | 44.5 | 35.6 | 15.2 | 7 | 4.4 | 4.8 | 4 | 5.4 | 7 | 8.5 | 8.1 | 7.2 | 73.5 | 52.3 | 30.5 | 11.9 | 10.9 | 8.1 | 6.6 | 5.3 | 4.1 | 2.3 | 2.3 | 3.6 | 10.2 | 13 | 16.5 | 59 | 48 | 38.2 | 43.9 | 51.9 | 37.2 | 27 | 14.1 | 17.3 | 17.1 | 21.8 | 18.1 | 11.6 | 3.7 | 3.3 | 44 | 42.8 | 43.5 | 31.3 | 21 | 8.7 | 8.8 | 7.9 | 7.5 | 5.4 | 4 | 2.7 | 1.6 | 1.4 | 1.3 | 36.1 | 37.2 | 31 | 25.1 | 13.8 | 6.8 | 2.5 | 0.9 | 0.4 | 0.5 | 0.6 | 0.6 | 0.5 | 0.6 | 0.7 | 9.77 | 8.34 | 7.62 | 6.38 | 5.05 | 2.09 | 0.9 | 0.55 | 0.6 | 0.5 | 0.71 | 0.96 | 1.18 | 1.13 | 1 | 10.59 | 7.52 | 4.37 | 1.7 | 1.55 | 1.15 | 0.93 | 0.75 | 0.58 | 0.32 | 0.31 | 0.49 | 1.44 | 1.85 | 2.34 | 8.41 | 6.84 | 5.39 | 6.25 | 7.39 | 5.28 | 3.75 | 1.88 | 2.32 | 2.31 | 2.99 | 2.48 | 1.56 | 0.47 | 0.41 | 6.3 | 6.12 | 6.21 | 4.43 | 2.92 | 1.11 | 1.13 | 1.01 | 0.97 | 0.68 | 0.48 | 0.31 | 0.17 | 0.14 | 0.14 | 5.14 | 5.31 | 4.39 | 3.56 | 1.91 | 0.92 | 0.32 | 0.11 | 0.04 | 0.05 | 0.06 | 0.06 | 0.05 | 0.06 | 0.07 | 37.7 | 34.5 | 34 | 27.6 | 27.7 | 19.9 | 18.9 | 13.7 | 14.2 | 11.2 | 11 | 10.1 | 10.3 | 9 | 8.3 | 35.9 | 27.6 | 19.4 | 9.1 | 7.8 | 5.3 | 5.5 | 4 | 3.8 | 3.1 | 4.1 | 4.8 | 8.7 | 9.6 | 11.8 | 39.3 | 34.2 | 33.7 | 31.6 | 35.6 | 28.4 | 30.6 | 27.5 | 31.5 | 27.2 | 30.7 | 25.3 | 19.8 | 10.1 | 10.1 | 25.6 | 27.4 | 29.9 | 27.7 | 24.6 | 23.7 | 22.5 | 20.7 | 18 | 15.5 | 14.6 | 12.3 | 9.9 | 8.8 | 8.9 | 26.3 | 25.1 | 25.2 | 19.8 | 15.9 | 11.9 | 7.2 | 4.7 | 2.9 | 3.1 | 3.5 | 4 | 2.9 | 4.1 | 4.4 | 2104.9 | 1893.2 | 1831.9 | 1494.2 | 1439.5 | 962.4 | 858.7 | 619.6 | 645.2 | 508.5 | 514.6 | 485.2 | 505.5 | 446.1 | 411.4 | 2068.4 | 1552.6 | 1042.2 | 467.1 | 409.6 | 285.6 | 281.4 | 209.3 | 191.9 | 148.7 | 194.8 | 232.4 | 451 | 509.8 | 628.1 | 2113.5 | 1814.6 | 1723.2 | 1672.8 | 1907.3 | 1490.7 | 1514.6 | 1287.5 | 1483.9 | 1296.6 | 1486 | 1225.5 | 944.1 | 461.1 | 458.6 | 1414.4 | 1479.6 | 1582.3 | 1404 | 1201.2 | 1081.4 | 1027.8 | 942.1 | 826 | 704.5 | 657.1 | 548.1 | 427.2 | 453 | 487.4 | 1380.9 | 1340.2 | 1297.7 | 1025.2 | 776.8 | 556.3 | 335.5 | 241.7 | 164.6 | 187.7 | 207 | 239.3 | 168.8 | 206.5 | 215.4 | 0.36 | 0.32 | 0.3 | 0.25 | 0.22 | 0.12 | 0.08 | 0.06 | 0.06 | 0.05 | 0.05 | 0.06 | 0.06 | 0.06 | 0.05 | 0.38 | 0.28 | 0.17 | 0.07 | 0.06 | 0.05 | 0.04 | 0.03 | 0.03 | 0.02 | 0.02 | 0.03 | 0.06 | 0.08 | 0.09 | 0.33 | 0.28 | 0.24 | 0.26 | 0.3 | 0.22 | 0.19 | 0.14 | 0.16 | 0.15 | 0.17 | 0.14 | 0.1 | 0.04 | 0.04 | 0.24 | 0.24 | 0.25 | 0.2 | 0.16 | 0.11 | 0.1 | 0.09 | 0.08 | 0.07 | 0.06 | 0.05 | 0.04 | 0.03 | 0.03 | 0.21 | 0.21 | 0.19 | 0.15 | 0.1 | 0.06 | 0.03 | 0.02 | 0.01 | 0.01 | 0.01 | 0.01 | 0.01 | 0.02 | 0.02 | 0.0526
| 22 | 349.4102 | 27.9737 | 3.9627 | 351.2436 | 22.0013 | 1147.3738 | 0.16779 | 54.1722 | 371.4115 | 1175.3475 | 4.1305 | 405.4158 | 716.3 | 641.1 | 616.2 | 523.8 | 452.1 | 249.8 | 182 | 130.9 | 137.2 | 108.4 | 115.9 | 120.1 | 136.1 | 125.6 | 117.1 | 746 | 542.9 | 342.4 | 155.1 | 147.6 | 109.5 | 97 | 73.5 | 63.9 | 44.3 | 51.6 | 62.7 | 133 | 157.4 | 195.6 | 672.7 | 570 | 511.5 | 565.8 | 650.5 | 482.4 | 411.4 | 295 | 344.3 | 310.8 | 360.7 | 295.5 | 205.5 | 88.2 | 87.1 | 470 | 487.3 | 514.7 | 423.5 | 321 | 230 | 222.9 | 207.3 | 183.8 | 152.7 | 136.2 | 109.7 | 80.7 | 47.2 | 35.9 | 436.6 | 430 | 383.8 | 307.5 | 208.7 | 140.1 | 67.7 | 33 | 15.4 | 12.4 | 8.9 | 6.1 | 4.4 | 2.6 | 1.6 | 67.4 | 59.6 | 56.4 | 49.1 | 38 | 15.7 | 6.6 | 4.4 | 4.8 | 4 | 5.5 | 7.2 | 9.1 | 8.8 | 8 | 73.8 | 52.5 | 31 | 13.5 | 13.1 | 9.8 | 7.8 | 6 | 4.9 | 2.8 | 2.8 | 3.8 | 10.3 | 13.1 | 16.7 | 57.9 | 48.1 | 39.9 | 50.1 | 58.5 | 41.7 | 28.8 | 15 | 17.8 | 17.6 | 21.6 | 17.9 | 10.7 | 3.3 | 3.1 | 43.2 | 44 | 46 | 34.3 | 22.1 | 8.6 | 8.8 | 8.1 | 7.5 | 5.6 | 4.1 | 2.9 | 1.6 | 1.3 | 1.3 | 37.3 | 37.9 | 30.8 | 24.8 | 13.6 | 7.5 | 2.6 | 1 | 0.4 | 0.5 | 0.5 | 0.6 | 0.4 | 0.6 | 0.7 | 9.68 | 8.54 | 8.08 | 7.05 | 5.4 | 2.18 | 0.84 | 0.54 | 0.6 | 0.51 | 0.73 | 0.99 | 1.27 | 1.23 | 1.11 | 10.63 | 7.56 | 4.44 | 1.94 | 1.87 | 1.41 | 1.11 | 0.86 | 0.69 | 0.39 | 0.38 | 0.52 | 1.46 | 1.87 | 2.38 | 8.26 | 6.85 | 5.64 | 7.16 | 8.36 | 5.94 | 4.03 | 2.01 | 2.39 | 2.4 | 2.96 | 2.46 | 1.44 | 0.42 | 0.39 | 6.2 | 6.3 | 6.58 | 4.87 | 3.08 | 1.09 | 1.13 | 1.05 | 0.97 | 0.7 | 0.5 | 0.34 | 0.16 | 0.13 | 0.13 | 5.32 | 5.41 | 4.37 | 3.52 | 1.89 | 1.01 | 0.33 | 0.11 | 0.04 | 0.05 | 0.05 | 0.06 | 0.04 | 0.06 | 0.07 | 36 | 32.9 | 32.4 | 26.4 | 26.8 | 19.6 | 18.7 | 13.8 | 14.3 | 11.1 | 10.7 | 9.7 | 10.1 | 9 | 8.6 | 34.2 | 26 | 18.4 | 8.8 | 8.2 | 5.9 | 6.1 | 4.5 | 4.2 | 3.5 | 4.5 | 5.1 | 8.6 | 9.4 | 11.3 | 38.7 | 33.7 | 33.2 | 31.2 | 35 | 27.5 | 29.5 | 26.3 | 30.5 | 26.1 | 29.6 | 24.1 | 18.5 | 8.9 | 9 | 24.5 | 26.2 | 28.1 | 26.3 | 23.5 | 23.4 | 22.3 | 20.8 | 18.2 | 15.6 | 14.7 | 12.2 | 9.7 | 8.5 | 8.6 | 25.4 | 24 | 24.1 | 19.2 | 16 | 12.3 | 7.3 | 4.7 | 2.8 | 3.2 | 3.5 | 4 | 2.8 | 4 | 4.3 | 2033.4 | 1843.8 | 1798.1 | 1492 | 1427.8 | 955.6 | 849.6 | 622.9 | 648 | 504.4 | 501.8 | 470.2 | 502.9 | 453.6 | 429.3 | 2003.8 | 1494.4 | 1007.1 | 470.8 | 444.4 | 325.4 | 315.6 | 235.9 | 218.1 | 169 | 212.4 | 246.1 | 447.7 | 500.9 | 611.2 | 2075.6 | 1790.3 | 1711.6 | 1706.9 | 1936.2 | 1489.7 | 1482.7 | 1243 | 1442.4 | 1253.2 | 1439.5 | 1175.6 | 879.6 | 408.1 | 408.7 | 1365.1 | 1441.1 | 1536.3 | 1375.6 | 1168.5 | 1066.8 | 1018.2 | 948.8 | 832.4 | 712.8 | 661.8 | 547.2 | 419.6 | 445.9 | 486 | 1356.4 | 1300.7 | 1253.7 | 1001.7 | 781.3 | 577.6 | 339.1 | 243.7 | 165.3 | 193 | 205.2 | 239 | 164.9 | 209.4 | 215.7 | 0.35 | 0.31 | 0.3 | 0.26 | 0.22 | 0.12 | 0.08 | 0.06 | 0.06 | 0.05 | 0.05 | 0.06 | 0.06 | 0.06 | 0.05 | 0.37 | 0.27 | 0.17 | 0.08 | 0.07 | 0.05 | 0.05 | 0.04 | 0.03 | 0.02 | 0.02 | 0.03 | 0.06 | 0.08 | 0.09 | 0.33 | 0.28 | 0.25 | 0.27 | 0.31 | 0.23 | 0.19 | 0.14 | 0.16 | 0.14 | 0.17 | 0.14 | 0.1 | 0.04 | 0.04 | 0.23 | 0.24 | 0.25 | 0.2 | 0.15 | 0.1 | 0.1 | 0.09 | 0.08 | 0.07 | 0.06 | 0.05 | 0.04 | 0.03 | 0.03 | 0.21 | 0.21 | 0.19 | 0.15 | 0.1 | 0.07 | 0.03 | 0.02 | 0.01 | 0.01 | 0.01 | 0.01 | 0.01 | 0.01 | 0.02 | 0.049213
| 23 | 350.2515 | 28.4764 | 4.0442 | 352.1205 | 21.6166 | 1136.2864 | 0.1665 | 53.4767 | 371.868 | 1164.7628 | 4.2107 | 405.5972 | 684.9 | 618.6 | 609.9 | 537.7 | 465.9 | 253.4 | 182.9 | 134.2 | 142.1 | 110.3 | 117.3 | 121.3 | 138.2 | 126.7 | 117 | 721.6 | 524 | 337.4 | 161.4 | 159.3 | 115.9 | 104 | 83.2 | 73.7 | 52.1 | 57.2 | 68.2 | 134.4 | 158.3 | 194.4 | 664.5 | 560.1 | 509.3 | 586.8 | 682.4 | 506.7 | 418.2 | 294.2 | 344.6 | 312.5 | 364.9 | 296.2 | 200.9 | 80.7 | 79 | 449.2 | 473.4 | 509.5 | 428.8 | 324.1 | 228.5 | 220.3 | 207 | 184 | 154 | 137.6 | 109.7 | 80.9 | 47.3 | 36 | 421.2 | 415.6 | 374.6 | 311.5 | 215.6 | 145.7 | 66.9 | 33.1 | 15.3 | 12.4 | 9.1 | 5.9 | 4 | 2.4 | 1.5 | 64.5 | 57.7 | 56.6 | 51.7 | 40.2 | 16.3 | 6.8 | 4.7 | 5.3 | 4.3 | 5.7 | 7.4 | 9.4 | 9 | 8.1 | 72.1 | 51.2 | 31 | 14.5 | 14.5 | 10.6 | 8.6 | 7 | 5.9 | 3.6 | 3.2 | 4 | 10 | 12.9 | 16.3 | 57.2 | 47.5 | 40.7 | 54.2 | 63.8 | 45.8 | 30.4 | 15.4 | 18.2 | 18.3 | 22.6 | 18.5 | 10.6 | 3 | 2.7 | 41.4 | 43.1 | 46.3 | 35.8 | 23 | 8.5 | 8.4 | 8.1 | 7.4 | 5.6 | 4.1 | 2.7 | 1.6 | 1.3 | 1.3 | 36 | 36.5 | 29.8 | 25.2 | 14.4 | 8 | 2.4 | 0.9 | 0.4 | 0.5 | 0.5 | 0.6 | 0.4 | 0.6 | 0.6 | 9.26 | 8.29 | 8.12 | 7.43 | 5.74 | 2.27 | 0.86 | 0.6 | 0.68 | 0.55 | 0.76 | 1.01 | 1.3 | 1.26 | 1.13 | 10.39 | 7.37 | 4.45 | 2.08 | 2.08 | 1.52 | 1.22 | 1 | 0.83 | 0.5 | 0.43 | 0.54 | 1.41 | 1.83 | 2.32 | 8.16 | 6.77 | 5.77 | 7.77 | 9.15 | 6.55 | 4.26 | 2.08 | 2.46 | 2.51 | 3.11 | 2.55 | 1.43 | 0.37 | 0.34 | 5.93 | 6.17 | 6.64 | 5.09 | 3.22 | 1.08 | 1.07 | 1.04 | 0.96 | 0.71 | 0.5 | 0.31 | 0.16 | 0.13 | 0.13 | 5.13 | 5.21 | 4.23 | 3.58 | 2.01 | 1.09 | 0.3 | 0.1 | 0.04 | 0.05 | 0.05 | 0.06 | 0.04 | 0.06 | 0.06 | 34.4 | 31.5 | 31.3 | 25.9 | 26.6 | 19.5 | 18.7 | 13.9 | 14.4 | 11.1 | 10.7 | 9.7 | 10.2 | 9 | 8.5 | 32.4 | 24.6 | 17.7 | 8.8 | 8.4 | 6.1 | 6.3 | 4.9 | 4.7 | 3.8 | 4.9 | 5.6 | 9.1 | 9.7 | 11.5 | 38.3 | 32.9 | 32.2 | 30.3 | 34.5 | 27 | 29 | 25.8 | 30.1 | 25.7 | 29.2 | 23.6 | 17.9 | 8.3 | 8.3 | 23.4 | 25.2 | 27 | 25.6 | 23 | 23.3 | 22.3 | 20.8 | 18.3 | 15.8 | 14.9 | 12.4 | 9.8 | 8.4 | 8.5 | 24.5 | 23.3 | 23.8 | 19.4 | 16.2 | 12.5 | 7.3 | 4.7 | 2.8 | 3.2 | 3.5 | 3.9 | 2.7 | 3.8 | 4.1 | 1942.9 | 1770.1 | 1756.2 | 1493.7 | 1438.4 | 957.7 | 850 | 630.6 | 658.3 | 506.8 | 503.4 | 473.4 | 508.7 | 453.5 | 425 | 1916.2 | 1426 | 979.2 | 477.2 | 466.3 | 338.5 | 332.6 | 261.9 | 243.5 | 190.7 | 232.5 | 271.3 | 464.6 | 512.8 | 616.3 | 2050.5 | 1749.9 | 1673.2 | 1701.4 | 1954.7 | 1500.7 | 1473.1 | 1225.3 | 1430.6 | 1238.9 | 1431.2 | 1159.5 | 854.5 | 376.9 | 374.5 | 1302.6 | 1389.8 | 1495.6 | 1360.3 | 1158.1 | 1060.5 | 1015.8 | 948.7 | 836 | 718.1 | 670.7 | 551.9 | 422 | 440.5 | 477.7 | 1307.9 | 1260.7 | 1231.1 | 1012.5 | 796.2 | 593.5 | 340.4 | 245 | 164.6 | 190.9 | 205.8 | 233.6 | 161.2 | 200.7 | 208.2 | 0.34 | 0.3 | 0.3 | 0.26 | 0.22 | 0.12 | 0.08 | 0.06 | 0.06 | 0.05 | 0.05 | 0.06 | 0.06 | 0.06 | 0.05 | 0.36 | 0.26 | 0.17 | 0.08 | 0.08 | 0.06 | 0.05 | 0.04 | 0.04 | 0.02 | 0.03 | 0.03 | 0.06 | 0.08 | 0.09 | 0.33 | 0.27 | 0.25 | 0.28 | 0.33 | 0.24 | 0.2 | 0.14 | 0.16 | 0.14 | 0.17 | 0.14 | 0.09 | 0.04 | 0.04 | 0.22 | 0.23 | 0.25 | 0.21 | 0.15 | 0.1 | 0.1 | 0.09 | 0.08 | 0.07 | 0.06 | 0.05 | 0.04 | 0.03 | 0.03 | 0.21 | 0.2 | 0.18 | 0.15 | 0.1 | 0.07 | 0.03 | 0.02 | 0.01 | 0.01 | 0.01 | 0.01 | 0.01 | 0.01 | 0.02 | 0.04672
NEWEc | 0 | 278.2355 | 5.6535 | 0.59515 | 278.5515 | 32.7987 | 1437.6577 | 0.12679 | 73.0867 | 311.0342 | 1443.3112 | 0.72194 | 351.6382 | 304.2 | 311.1 | 321.2 | 314.8 | 291.6 | 268.4 | 256.9 | 250.6 | 241.3 | 239.3 | 235.1 | 216.1 | 171.2 | 148.8 | 134.7 | 247.4 | 268.2 | 308.8 | 304.3 | 297.9 | 270.6 | 233.5 | 162.6 | 163.5 | 180.8 | 209.3 | 174.8 | 138.2 | 144.7 | 151.2 | 508.9 | 434.4 | 299.5 | 293.2 | 280.9 | 267 | 255 | 265.8 | 275.2 | 266.5 | 250.6 | 231.6 | 231.6 | 227.4 | 224.4 | 343.1 | 334.9 | 313.9 | 308.2 | 281.4 | 254.3 | 227.2 | 219.7 | 195.8 | 181.2 | 156.7 | 128.9 | 94.3 | 55 | 41.8 | 340.8 | 323.2 | 285.7 | 253.3 | 213.8 | 153.8 | 100.4 | 51.6 | 30.2 | 20.4 | 15.9 | 12.1 | 11.5 | 8.3 | 6 | 9 | 8.2 | 6.3 | 6.2 | 5.7 | 5.2 | 4.9 | 4.7 | 4.6 | 4.5 | 4.5 | 4.5 | 3.8 | 3.4 | 3 | 7 | 6.8 | 6.3 | 6.1 | 6 | 5.6 | 4.9 | 3.5 | 3.3 | 3.5 | 4 | 3.4 | 2.8 | 3 | 3.1 | 21.7 | 16.3 | 5.9 | 5.6 | 5.4 | 5.1 | 4.9 | 5.1 | 5.4 | 5.3 | 5 | 4.5 | 4.4 | 4.3 | 4.3 | 12 | 10.1 | 6.2 | 6 | 5.4 | 4.8 | 4.3 | 4.2 | 3.7 | 3.4 | 3 | 2.5 | 1.8 | 1.3 | 1.2 | 11.9 | 9.8 | 5.7 | 5 | 4.2 | 3 | 2 | 1.1 | 0.7 | 0.6 | 0.7 | 1.1 | 1 | 1.1 | 0.8 | 1.1 | 0.96 | 0.66 | 0.65 | 0.59 | 0.53 | 0.49 | 0.47 | 0.46 | 0.46 | 0.46 | 0.47 | 0.41 | 0.38 | 0.33 | 0.84 | 0.78 | 0.66 | 0.64 | 0.62 | 0.58 | 0.51 | 0.37 | 0.35 | 0.36 | 0.4 | 0.34 | 0.29 | 0.31 | 0.33 | 2.87 | 2.1 | 0.61 | 0.57 | 0.54 | 0.52 | 0.5 | 0.52 | 0.55 | 0.54 | 0.51 | 0.46 | 0.45 | 0.44 | 0.43 | 1.52 | 1.24 | 0.65 | 0.62 | 0.55 | 0.49 | 0.44 | 0.42 | 0.37 | 0.35 | 0.3 | 0.25 | 0.18 | 0.13 | 0.12 | 1.51 | 1.2 | 0.6 | 0.52 | 0.44 | 0.31 | 0.2 | 0.12 | 0.07 | 0.06 | 0.07 | 0.11 | 0.1 | 0.11 | 0.08 | 33.1 | 34.8 | 37.9 | 37 | 34.5 | 32.1 | 31 | 30.2 | 28.9 | 28.4 | 27.8 | 25.2 | 19.7 | 17 | 15.5 | 27.3 | 30.3 | 36.3 | 35.8 | 35.3 | 32.2 | 27.9 | 19.4 | 19.5 | 21.5 | 24.9 | 20.7 | 16.2 | 16.9 | 17.7 | 49.6 | 44.3 | 35.3 | 34.6 | 33.2 | 31.6 | 30.3 | 31.6 | 32.6 | 31.4 | 29.5 | 27.3 | 27.3 | 26.8 | 26.5 | 35.8 | 36.3 | 37 | 36.4 | 33.3 | 30.3 | 27.3 | 26.4 | 23.5 | 21.6 | 18.6 | 15.3 | 12.2 | 9.2 | 8.9 | 35.5 | 35 | 33.6 | 29.7 | 25.3 | 18.4 | 12.3 | 6.7 | 4.2 | 4.1 | 5 | 8.2 | 7.3 | 7.9 | 5.5 | 1473.4 | 1540 | 1658.7 | 1629.3 | 1515.8 | 1399.9 | 1342.6 | 1310.8 | 1261.3 | 1250.7 | 1226.9 | 1118.1 | 877.5 | 757.4 | 688.5 | 1209.4 | 1336.3 | 1589.8 | 1571.4 | 1543.6 | 1400.5 | 1206.2 | 837 | 846.9 | 942.2 | 1093.2 | 911.3 | 717.4 | 748.3 | 781 | 2242.4 | 1991.2 | 1547.9 | 1528.5 | 1465.4 | 1392.9 | 1330.4 | 1385.9 | 1432.4 | 1386.3 | 1303.2 | 1207.7 | 1209.4 | 1187.1 | 1171.2 | 1600.3 | 1613.8 | 1621 | 1599.6 | 1466.5 | 1327.8 | 1186.7 | 1148.9 | 1023.6 | 946.6 | 818.5 | 672.8 | 493.8 | 393.1 | 377.2 | 1590.4 | 1557.6 | 1475.8 | 1312 | 1110.4 | 800 | 536.6 | 306.6 | 205 | 200.8 | 254.4 | 410 | 365.9 | 377.4 | 257.8 | 0.14 | 0.15 | 0.15 | 0.14 | 0.13 | 0.12 | 0.12 | 0.11 | 0.11 | 0.11 | 0.1 | 0.09 | 0.08 | 0.07 | 0.06 | 0.12 | 0.13 | 0.14 | 0.14 | 0.13 | 0.12 | 0.11 | 0.07 | 0.07 | 0.08 | 0.09 | 0.08 | 0.06 | 0.06 | 0.07 | 0.25 | 0.21 | 0.14 | 0.13 | 0.12 | 0.12 | 0.11 | 0.12 | 0.12 | 0.12 | 0.11 | 0.1 | 0.1 | 0.1 | 0.1 | 0.17 | 0.16 | 0.15 | 0.14 | 0.12 | 0.11 | 0.1 | 0.1 | 0.09 | 0.08 | 0.07 | 0.06 | 0.05 | 0.03 | 0.03 | 0.16 | 0.15 | 0.13 | 0.11 | 0.1 | 0.07 | 0.05 | 0.03 | 0.02 | 0.02 | 0.02 | 0.03 | 0.03 | 0.03 | 0.02 | 0.043213
| 1 | 277.2025 | 5.6555 | 0.5958 | 277.5187 | 32.6595 | 1430.9793 | 0.12503 | 72.7601 | 309.862 | 1436.6347 | 0.72084 | 350.2788 | 304.1 | 310.6 | 320.5 | 313.5 | 290.4 | 266.8 | 255.4 | 249.2 | 240.8 | 238.7 | 234 | 213.2 | 167.6 | 146.2 | 132.9 | 247.2 | 267.1 | 307.3 | 302.3 | 296 | 269.2 | 230.9 | 159.3 | 159.3 | 177.8 | 208.1 | 174.5 | 138.4 | 145.5 | 151.9 | 506.7 | 432.7 | 298.1 | 290.8 | 278.5 | 264.5 | 254.5 | 265.1 | 274.9 | 267.2 | 252 | 232.6 | 231.7 | 226.6 | 224.1 | 342.3 | 333.9 | 313.6 | 308.4 | 281.5 | 253.5 | 225.4 | 218.9 | 195.2 | 178.9 | 153.9 | 125.9 | 94.1 | 55 | 42.6 | 340.5 | 321.8 | 284.4 | 250.6 | 212.6 | 150.8 | 98.4 | 49.2 | 30.1 | 20.4 | 15.8 | 12.2 | 11.8 | 8.8 | 6.2 | 9 | 8.2 | 6.4 | 6.2 | 5.7 | 5.1 | 4.9 | 4.7 | 4.6 | 4.5 | 4.5 | 4.4 | 3.7 | 3.4 | 3 | 7 | 6.8 | 6.3 | 6.2 | 6 | 5.5 | 4.7 | 3.4 | 3.2 | 3.4 | 4 | 3.4 | 2.8 | 3 | 3.2 | 21.5 | 16.1 | 5.8 | 5.6 | 5.4 | 5.1 | 4.9 | 5.1 | 5.3 | 5.2 | 4.9 | 4.5 | 4.5 | 4.3 | 4.3 | 12 | 10.1 | 6.2 | 6 | 5.4 | 4.8 | 4.3 | 4.1 | 3.7 | 3.4 | 2.9 | 2.4 | 1.8 | 1.3 | 1.2 | 12 | 9.8 | 5.6 | 4.9 | 4.2 | 3 | 2 | 1.1 | 0.7 | 0.6 | 0.7 | 1.1 | 1 | 1.2 | 0.9 | 1.1 | 0.96 | 0.68 | 0.65 | 0.59 | 0.52 | 0.49 | 0.47 | 0.46 | 0.46 | 0.45 | 0.46 | 0.4 | 0.37 | 0.33 | 0.84 | 0.79 | 0.67 | 0.65 | 0.62 | 0.57 | 0.5 | 0.35 | 0.33 | 0.35 | 0.4 | 0.34 | 0.28 | 0.31 | 0.33 | 2.84 | 2.07 | 0.6 | 0.57 | 0.54 | 0.51 | 0.49 | 0.51 | 0.54 | 0.53 | 0.5 | 0.46 | 0.45 | 0.44 | 0.43 | 1.53 | 1.24 | 0.65 | 0.62 | 0.55 | 0.48 | 0.43 | 0.42 | 0.37 | 0.34 | 0.3 | 0.24 | 0.18 | 0.13 | 0.12 | 1.52 | 1.2 | 0.59 | 0.51 | 0.43 | 0.31 | 0.2 | 0.11 | 0.07 | 0.06 | 0.07 | 0.11 | 0.1 | 0.12 | 0.09 | 33.2 | 34.8 | 37.7 | 36.8 | 34.3 | 31.9 | 30.9 | 30.1 | 28.8 | 28.3 | 27.6 | 24.9 | 19.3 | 16.7 | 15.2 | 27.3 | 30.2 | 36 | 35.6 | 35.1 | 32.3 | 27.9 | 19.2 | 19.1 | 21.2 | 24.8 | 20.7 | 16.3 | 17.1 | 17.8 | 49.5 | 44.2 | 35.2 | 34.3 | 32.9 | 31.4 | 30.3 | 31.5 | 32.6 | 31.6 | 29.7 | 27.4 | 27.3 | 26.7 | 26.4 | 35.6 | 36.2 | 36.9 | 36.4 | 33.3 | 30.3 | 27.1 | 26.4 | 23.4 | 21.3 | 18.3 | 14.9 | 12.2 | 9.3 | 9.2 | 35.4 | 34.8 | 33.5 | 29.5 | 25.2 | 18 | 12.1 | 6.5 | 4.4 | 4.2 | 5.1 | 8.4 | 7.5 | 8.2 | 5.7 | 1468.3 | 1534.2 | 1651 | 1621.6 | 1508.5 | 1391.3 | 1334.9 | 1303 | 1258.4 | 1247 | 1220.6 | 1103.3 | 859.1 | 744.6 | 679.2 | 1207.1 | 1329.6 | 1579.7 | 1558.1 | 1532.7 | 1395.4 | 1195.2 | 822.3 | 826.2 | 927.7 | 1087.4 | 910.5 | 719 | 752.8 | 784.8 | 2238 | 1987.4 | 1542.6 | 1515 | 1452.1 | 1380.3 | 1328.3 | 1383.1 | 1433.4 | 1392.5 | 1312.7 | 1212.4 | 1209.2 | 1183.1 | 1169.5 | 1594.7 | 1608.4 | 1619.4 | 1601.5 | 1467.9 | 1324.4 | 1178.5 | 1144.8 | 1020.7 | 934.6 | 803.3 | 657.2 | 492.9 | 397.9 | 388.4 | 1586.8 | 1549.7 | 1470.3 | 1301.1 | 1105.8 | 783.9 | 530.9 | 300.6 | 214.6 | 210 | 263.4 | 417.1 | 370.3 | 385.9 | 266.9 | 0.15 | 0.15 | 0.15 | 0.14 | 0.13 | 0.12 | 0.11 | 0.11 | 0.11 | 0.1 | 0.1 | 0.09 | 0.07 | 0.06 | 0.06 | 0.12 | 0.13 | 0.14 | 0.14 | 0.13 | 0.12 | 0.11 | 0.07 | 0.07 | 0.08 | 0.09 | 0.08 | 0.06 | 0.06 | 0.07 | 0.25 | 0.21 | 0.14 | 0.13 | 0.12 | 0.12 | 0.11 | 0.12 | 0.12 | 0.12 | 0.11 | 0.1 | 0.1 | 0.1 | 0.1 | 0.17 | 0.16 | 0.14 | 0.14 | 0.12 | 0.11 | 0.1 | 0.1 | 0.09 | 0.08 | 0.07 | 0.06 | 0.05 | 0.04 | 0.04 | 0.16 | 0.15 | 0.13 | 0.11 | 0.09 | 0.07 | 0.05 | 0.02 | 0.02 | 0.02 | 0.02 | 0.03 | 0.03 | 0.03 | 0.02 | 0.04124
| 2 | 276.1388 | 5.633 | 0.59372 | 276.4539 | 32.5442 | 1425.7271 | 0.12503 | 72.4977 | 308.683 | 1431.3601 | 0.71875 | 348.9515 | 304 | 309.8 | 319.5 | 311.3 | 288.8 | 265 | 254.7 | 248.3 | 240.9 | 238.1 | 233.4 | 213.1 | 167.9 | 145.5 | 130.4 | 245.7 | 265.9 | 305.3 | 301.8 | 296 | 268.4 | 231.3 | 159 | 160 | 176.9 | 207 | 173.4 | 137.9 | 144.5 | 150.3 | 506.7 | 432.6 | 297.6 | 290.5 | 277.9 | 263.6 | 253.1 | 264 | 274.7 | 267.7 | 252.8 | 233.1 | 231.6 | 225.9 | 222.4 | 341.2 | 333.1 | 313.1 | 308 | 281.1 | 252.7 | 224.5 | 218.5 | 194.2 | 179.4 | 153.4 | 126.3 | 94.9 | 56.9 | 45.6 | 338.9 | 319.9 | 283.3 | 250.6 | 212.6 | 150.4 | 96.7 | 48.1 | 29.8 | 20.9 | 16.4 | 11.8 | 11.3 | 8.3 | 5.9 | 9 | 8.1 | 6.4 | 6.2 | 5.7 | 5.1 | 4.8 | 4.7 | 4.6 | 4.5 | 4.5 | 4.4 | 3.7 | 3.4 | 2.9 | 6.8 | 6.7 | 6.3 | 6.2 | 6.1 | 5.6 | 4.9 | 3.4 | 3.3 | 3.4 | 3.9 | 3.3 | 2.7 | 3 | 3.2 | 21.6 | 16.2 | 5.8 | 5.6 | 5.3 | 5 | 4.9 | 5.1 | 5.4 | 5.2 | 5 | 4.5 | 4.5 | 4.3 | 4.3 | 11.9 | 10 | 6.2 | 6 | 5.4 | 4.8 | 4.3 | 4.1 | 3.7 | 3.4 | 2.9 | 2.4 | 1.8 | 1.3 | 1.3 | 11.8 | 9.7 | 5.7 | 5 | 4.3 | 3 | 1.9 | 1 | 0.6 | 0.6 | 0.7 | 1.1 | 1 | 1.1 | 0.9 | 1.09 | 0.95 | 0.68 | 0.65 | 0.59 | 0.52 | 0.49 | 0.47 | 0.46 | 0.45 | 0.45 | 0.46 | 0.4 | 0.37 | 0.32 | 0.81 | 0.77 | 0.67 | 0.66 | 0.63 | 0.59 | 0.51 | 0.37 | 0.34 | 0.35 | 0.39 | 0.34 | 0.28 | 0.32 | 0.34 | 2.85 | 2.08 | 0.6 | 0.56 | 0.54 | 0.51 | 0.49 | 0.51 | 0.55 | 0.54 | 0.51 | 0.46 | 0.45 | 0.44 | 0.43 | 1.5 | 1.22 | 0.65 | 0.62 | 0.55 | 0.48 | 0.43 | 0.41 | 0.37 | 0.34 | 0.29 | 0.24 | 0.18 | 0.14 | 0.13 | 1.49 | 1.18 | 0.6 | 0.52 | 0.44 | 0.3 | 0.2 | 0.11 | 0.06 | 0.06 | 0.07 | 0.11 | 0.1 | 0.11 | 0.09 | 33.2 | 34.7 | 37.6 | 36.6 | 34.1 | 31.7 | 30.8 | 30 | 28.9 | 28.2 | 27.5 | 24.9 | 19.4 | 16.6 | 15 | 27.2 | 30.1 | 35.8 | 35.5 | 35.1 | 32.1 | 27.9 | 19.1 | 19.1 | 21.1 | 24.7 | 20.6 | 16.2 | 16.9 | 17.6 | 49.4 | 44.1 | 35.1 | 34.3 | 32.9 | 31.3 | 30.1 | 31.4 | 32.5 | 31.6 | 29.7 | 27.5 | 27.3 | 26.6 | 26.2 | 35.6 | 36.2 | 36.9 | 36.3 | 33.2 | 30.2 | 27 | 26.4 | 23.3 | 21.4 | 18.2 | 15 | 12.4 | 9.6 | 9.7 | 35.3 | 34.6 | 33.2 | 29.4 | 25.1 | 18 | 11.9 | 6.3 | 4.2 | 4.2 | 5.1 | 8.4 | 7.5 | 8.3 | 5.7 | 1471.6 | 1532.7 | 1646.2 | 1610.1 | 1499.9 | 1381.6 | 1330.9 | 1298.5 | 1258.9 | 1243.8 | 1217.3 | 1102.4 | 860.8 | 741 | 666.4 | 1204.3 | 1327 | 1570 | 1555.4 | 1530.1 | 1387.9 | 1194.2 | 818.2 | 828.8 | 921.8 | 1081.5 | 905 | 716.5 | 747 | 775 | 2234.2 | 1984.7 | 1541.3 | 1514.5 | 1449.3 | 1376.2 | 1320.5 | 1377.2 | 1429.7 | 1393.5 | 1315 | 1215.5 | 1208.7 | 1178.7 | 1160 | 1593.8 | 1606.6 | 1616 | 1597 | 1464.4 | 1319.8 | 1173.6 | 1142.4 | 1015.3 | 937.3 | 801.4 | 659.5 | 497.3 | 407.4 | 403.6 | 1585.1 | 1543.7 | 1463.3 | 1297.8 | 1103.4 | 782 | 517.7 | 288.8 | 205.2 | 209 | 259.1 | 410.2 | 363.4 | 384.6 | 265.2 | 0.15 | 0.15 | 0.15 | 0.14 | 0.13 | 0.12 | 0.11 | 0.11 | 0.11 | 0.1 | 0.1 | 0.09 | 0.07 | 0.06 | 0.06 | 0.12 | 0.13 | 0.14 | 0.14 | 0.13 | 0.12 | 0.11 | 0.07 | 0.07 | 0.08 | 0.09 | 0.08 | 0.06 | 0.06 | 0.07 | 0.25 | 0.21 | 0.14 | 0.13 | 0.12 | 0.12 | 0.11 | 0.12 | 0.12 | 0.12 | 0.11 | 0.1 | 0.1 | 0.1 | 0.1 | 0.16 | 0.16 | 0.14 | 0.14 | 0.12 | 0.11 | 0.1 | 0.1 | 0.09 | 0.08 | 0.07 | 0.06 | 0.05 | 0.04 | 0.04 | 0.16 | 0.15 | 0.13 | 0.11 | 0.09 | 0.07 | 0.04 | 0.02 | 0.02 | 0.02 | 0.02 | 0.03 | 0.03 | 0.03 | 0.02 | 0.04014
| 3 | 275.7614 | 5.6299 | 0.59271 | 276.0761 | 32.507 | 1424.1707 | 0.12503 | 72.4169 | 308.2684 | 1429.8005 | 0.71775 | 348.493 | 302.8 | 309.4 | 319.1 | 313 | 290.2 | 265.8 | 253.5 | 246.8 | 239.4 | 236.2 | 231.1 | 211.3 | 168.1 | 147.4 | 133.3 | 245.3 | 265.9 | 305.6 | 302.5 | 296.6 | 268.7 | 231 | 158.6 | 160.1 | 177.7 | 208.3 | 175.3 | 138.8 | 145.5 | 150.9 | 504.6 | 431.5 | 296.6 | 291.2 | 278.6 | 265.4 | 253.6 | 264.5 | 274.3 | 266.6 | 252.4 | 232.2 | 231.8 | 225 | 222.3 | 339.7 | 332 | 312.3 | 308.6 | 282 | 253.8 | 225 | 218.2 | 193.1 | 178.7 | 153.3 | 127.1 | 94.1 | 56 | 43.6 | 338.3 | 320.4 | 283.9 | 251.6 | 213.2 | 150 | 96.1 | 47.2 | 29.7 | 20.9 | 16.5 | 12.4 | 12 | 9 | 6.2 | 9 | 8.2 | 6.4 | 6.2 | 5.7 | 5.1 | 4.8 | 4.7 | 4.5 | 4.5 | 4.4 | 4.3 | 3.7 | 3.4 | 3 | 6.8 | 6.6 | 6.3 | 6.2 | 6.1 | 5.5 | 4.8 | 3.4 | 3.3 | 3.5 | 4 | 3.4 | 2.8 | 3 | 3.2 | 21.4 | 16.1 | 5.8 | 5.6 | 5.4 | 5.1 | 4.9 | 5.1 | 5.4 | 5.2 | 5 | 4.5 | 4.5 | 4.3 | 4.3 | 11.8 | 10 | 6.2 | 6.1 | 5.5 | 4.8 | 4.3 | 4.1 | 3.7 | 3.4 | 2.9 | 2.4 | 1.8 | 1.3 | 1.2 | 11.8 | 9.7 | 5.7 | 5 | 4.3 | 3 | 1.9 | 1 | 0.6 | 0.6 | 0.7 | 1.1 | 1 | 1.1 | 0.9 | 1.09 | 0.96 | 0.67 | 0.65 | 0.58 | 0.52 | 0.49 | 0.47 | 0.46 | 0.45 | 0.45 | 0.45 | 0.4 | 0.38 | 0.33 | 0.81 | 0.76 | 0.67 | 0.66 | 0.64 | 0.58 | 0.51 | 0.37 | 0.35 | 0.36 | 0.4 | 0.34 | 0.28 | 0.31 | 0.33 | 2.83 | 2.07 | 0.6 | 0.57 | 0.54 | 0.51 | 0.49 | 0.52 | 0.55 | 0.53 | 0.51 | 0.46 | 0.45 | 0.44 | 0.43 | 1.49 | 1.22 | 0.65 | 0.63 | 0.56 | 0.49 | 0.43 | 0.41 | 0.37 | 0.34 | 0.29 | 0.24 | 0.18 | 0.13 | 0.12 | 1.49 | 1.18 | 0.6 | 0.52 | 0.44 | 0.3 | 0.2 | 0.11 | 0.07 | 0.06 | 0.07 | 0.11 | 0.1 | 0.11 | 0.09 | 33 | 34.6 | 37.5 | 36.8 | 34.3 | 31.8 | 30.7 | 29.9 | 28.7 | 28 | 27.3 | 24.7 | 19.4 | 16.8 | 15.3 | 27.2 | 30.1 | 35.8 | 35.5 | 35.1 | 32.2 | 27.8 | 18.9 | 19 | 21.1 | 24.8 | 20.8 | 16.3 | 17 | 17.6 | 49.2 | 44.1 | 35 | 34.3 | 32.9 | 31.5 | 30.2 | 31.5 | 32.5 | 31.4 | 29.7 | 27.4 | 27.3 | 26.5 | 26.2 | 35.5 | 36.1 | 36.7 | 36.3 | 33.3 | 30.3 | 27.1 | 26.4 | 23.2 | 21.3 | 18.2 | 15.1 | 12.5 | 9.6 | 9.6 | 35.3 | 34.7 | 33.3 | 29.5 | 25.2 | 17.9 | 11.7 | 6.2 | 4.2 | 4.3 | 5.2 | 8.5 | 7.6 | 8.3 | 5.6 | 1467.1 | 1530.7 | 1646.1 | 1618.9 | 1507.7 | 1386.4 | 1324.7 | 1290.6 | 1251.5 | 1233.9 | 1205.5 | 1093.3 | 862 | 750.5 | 680.4 | 1203.9 | 1328.4 | 1570.7 | 1558.6 | 1533.6 | 1390.8 | 1193.2 | 815.1 | 827 | 924.4 | 1087.7 | 914.8 | 721.1 | 752.4 | 778.4 | 2228.1 | 1982 | 1535.9 | 1517.6 | 1452.1 | 1385.1 | 1323.5 | 1379.7 | 1427.7 | 1387.3 | 1313.1 | 1210.9 | 1209.4 | 1173.7 | 1159.9 | 1588.2 | 1601.9 | 1612.4 | 1599.8 | 1468.8 | 1325.4 | 1176.1 | 1140.9 | 1009.9 | 933.5 | 800.7 | 663.4 | 493 | 397.4 | 385.2 | 1582.8 | 1547 | 1466.7 | 1303.5 | 1106.8 | 779.7 | 514.3 | 285.5 | 205.6 | 212.5 | 265.8 | 420.3 | 369.7 | 384.4 | 262.7 | 0.14 | 0.15 | 0.15 | 0.14 | 0.13 | 0.12 | 0.11 | 0.11 | 0.11 | 0.1 | 0.1 | 0.09 | 0.07 | 0.06 | 0.06 | 0.12 | 0.12 | 0.14 | 0.14 | 0.13 | 0.12 | 0.11 | 0.07 | 0.07 | 0.08 | 0.09 | 0.08 | 0.06 | 0.06 | 0.07 | 0.25 | 0.21 | 0.14 | 0.13 | 0.12 | 0.12 | 0.11 | 0.12 | 0.12 | 0.12 | 0.11 | 0.1 | 0.1 | 0.1 | 0.1 | 0.16 | 0.16 | 0.14 | 0.14 | 0.12 | 0.11 | 0.1 | 0.1 | 0.09 | 0.08 | 0.07 | 0.06 | 0.05 | 0.04 | 0.04 | 0.16 | 0.15 | 0.13 | 0.11 | 0.09 | 0.07 | 0.04 | 0.02 | 0.02 | 0.02 | 0.02 | 0.03 | 0.03 | 0.03 | 0.02 | 0.039813
| 4 | 273.7976 | 5.5774 | 0.58691 | 274.1093 | 32.2692 | 1414.3118 | 0.12503 | 71.903 | 306.0668 | 1419.8891 | 0.71195 | 346.0123 | 304 | 309.5 | 317.2 | 309.1 | 286.3 | 263.1 | 252.3 | 246.2 | 238.9 | 234.1 | 228.1 | 207 | 163.7 | 141.3 | 126.6 | 247.9 | 267.7 | 305 | 298.6 | 290.3 | 259.7 | 220.2 | 148.3 | 152.9 | 175.1 | 207.5 | 172.1 | 133.6 | 138.9 | 145.5 | 503.6 | 430.3 | 296.7 | 289.5 | 276.6 | 263.1 | 253 | 263.9 | 272.1 | 264.6 | 250 | 232.3 | 229.6 | 220.1 | 214.1 | 340.8 | 331.9 | 310 | 305.1 | 279 | 251.3 | 223 | 214.9 | 190.7 | 174.1 | 147.7 | 121.6 | 89.7 | 53.6 | 40.6 | 340.1 | 321.1 | 282.7 | 249.1 | 207.6 | 145.7 | 90.7 | 45.5 | 27.6 | 20.3 | 15.6 | 11.7 | 11.2 | 8.3 | 5.9 | 9 | 8.2 | 6.3 | 6.1 | 5.6 | 5 | 4.8 | 4.7 | 4.5 | 4.4 | 4.4 | 4.3 | 3.7 | 3.3 | 2.9 | 7 | 6.8 | 6.3 | 6 | 5.9 | 5.3 | 4.7 | 3.3 | 3.2 | 3.5 | 3.9 | 3.3 | 2.7 | 2.8 | 3 | 21.3 | 16 | 5.8 | 5.5 | 5.3 | 5 | 4.8 | 5.1 | 5.3 | 5.1 | 4.9 | 4.5 | 4.4 | 4.2 | 4.1 | 11.7 | 9.9 | 6.1 | 6 | 5.4 | 4.8 | 4.2 | 4.1 | 3.6 | 3.3 | 2.8 | 2.3 | 1.7 | 1.3 | 1.1 | 11.8 | 9.7 | 5.7 | 5 | 4.1 | 2.9 | 1.8 | 1 | 0.6 | 0.6 | 0.7 | 1.1 | 1 | 1.1 | 0.8 | 1.09 | 0.96 | 0.67 | 0.64 | 0.57 | 0.51 | 0.48 | 0.47 | 0.45 | 0.45 | 0.44 | 0.45 | 0.4 | 0.37 | 0.32 | 0.83 | 0.78 | 0.67 | 0.64 | 0.61 | 0.56 | 0.5 | 0.36 | 0.34 | 0.35 | 0.4 | 0.33 | 0.27 | 0.3 | 0.32 | 2.81 | 2.05 | 0.6 | 0.56 | 0.54 | 0.51 | 0.49 | 0.51 | 0.53 | 0.52 | 0.5 | 0.46 | 0.45 | 0.42 | 0.41 | 1.48 | 1.21 | 0.64 | 0.62 | 0.55 | 0.48 | 0.42 | 0.41 | 0.36 | 0.33 | 0.28 | 0.23 | 0.17 | 0.13 | 0.11 | 1.49 | 1.18 | 0.6 | 0.52 | 0.43 | 0.29 | 0.19 | 0.1 | 0.06 | 0.06 | 0.07 | 0.11 | 0.1 | 0.11 | 0.08 | 33.2 | 34.6 | 37.3 | 36.3 | 33.9 | 31.5 | 30.5 | 29.8 | 28.6 | 27.8 | 26.9 | 24.1 | 18.8 | 16.1 | 14.5 | 27.4 | 30.3 | 35.8 | 35.2 | 34.5 | 31.1 | 26.5 | 17.6 | 18.1 | 20.8 | 24.8 | 20.5 | 15.7 | 16.3 | 17 | 49.2 | 44 | 35 | 34.2 | 32.7 | 31.2 | 30.1 | 31.4 | 32.3 | 31.3 | 29.5 | 27.4 | 27.1 | 26 | 25.3 | 35.7 | 36.1 | 36.5 | 35.9 | 33 | 30 | 26.9 | 26 | 22.9 | 20.8 | 17.6 | 14.4 | 11.9 | 9.1 | 9 | 35.6 | 34.8 | 33.2 | 29.2 | 24.5 | 17.4 | 11.1 | 5.9 | 3.9 | 3.9 | 4.7 | 8 | 7.1 | 7.7 | 5 | 1472.8 | 1530.7 | 1635.6 | 1599.4 | 1489.8 | 1373.3 | 1318.8 | 1287.7 | 1248.7 | 1223.4 | 1189.7 | 1069.8 | 837.7 | 717.2 | 645.6 | 1213.5 | 1334.1 | 1567.6 | 1541.4 | 1503.1 | 1344.2 | 1134.6 | 759.9 | 788.2 | 911.1 | 1084.3 | 898.4 | 694.1 | 719.2 | 752 | 2226.1 | 1977.5 | 1535.8 | 1509 | 1442.6 | 1373.7 | 1320.7 | 1376.7 | 1418.3 | 1378.8 | 1302.7 | 1211.6 | 1198.6 | 1148.8 | 1117.8 | 1596.8 | 1604.2 | 1602.3 | 1583 | 1453.8 | 1312.7 | 1165.8 | 1123.8 | 997.1 | 910 | 771.5 | 635.4 | 470.2 | 381.3 | 364 | 1590.6 | 1549 | 1457.9 | 1289.9 | 1077.7 | 757.7 | 485.5 | 266.9 | 182.7 | 186.6 | 236.7 | 389.5 | 349 | 359.3 | 235.3 | 0.14 | 0.15 | 0.15 | 0.14 | 0.13 | 0.12 | 0.11 | 0.11 | 0.11 | 0.1 | 0.1 | 0.09 | 0.07 | 0.06 | 0.06 | 0.12 | 0.13 | 0.14 | 0.14 | 0.13 | 0.12 | 0.1 | 0.07 | 0.07 | 0.08 | 0.09 | 0.08 | 0.06 | 0.06 | 0.06 | 0.25 | 0.21 | 0.14 | 0.13 | 0.12 | 0.12 | 0.11 | 0.12 | 0.12 | 0.12 | 0.11 | 0.1 | 0.1 | 0.1 | 0.09 | 0.16 | 0.16 | 0.14 | 0.14 | 0.12 | 0.11 | 0.1 | 0.1 | 0.08 | 0.08 | 0.06 | 0.05 | 0.04 | 0.03 | 0.03 | 0.16 | 0.15 | 0.13 | 0.11 | 0.09 | 0.07 | 0.04 | 0.02 | 0.01 | 0.01 | 0.02 | 0.03 | 0.03 | 0.03 | 0.02 | 0.04052
| 5 | 265.4697 | 5.3686 | 0.55951 | 265.7683 | 31.3299 | 1372.9088 | 0.11974 | 69.8031 | 296.7996 | 1378.2774 | 0.67925 | 335.5714 | 306.8 | 307.6 | 306.6 | 295 | 275.1 | 255.2 | 245.5 | 239.1 | 233.2 | 226.4 | 217.7 | 192.3 | 147.6 | 121 | 105.1 | 248.7 | 265.4 | 296.9 | 281.3 | 266.8 | 228.7 | 190.4 | 120.8 | 131.2 | 163.2 | 201.4 | 164 | 125 | 127 | 139.4 | 504 | 430.4 | 293.5 | 282.3 | 268.3 | 255.5 | 246.6 | 252.2 | 253 | 246.5 | 236.4 | 226.2 | 220.8 | 206.6 | 198.2 | 343.3 | 330.3 | 300.5 | 289 | 264.9 | 240 | 216.1 | 203.1 | 179.6 | 158.2 | 130.2 | 104 | 77 | 47.5 | 35.8 | 341.4 | 319.6 | 274 | 238 | 190.8 | 128.9 | 72.8 | 34.2 | 19.4 | 15.4 | 11.6 | 9.3 | 8.9 | 6.6 | 4.8 | 9.1 | 8.1 | 5.9 | 5.7 | 5.3 | 4.9 | 4.7 | 4.5 | 4.4 | 4.3 | 4.2 | 4 | 3.3 | 2.9 | 2.5 | 7 | 6.6 | 6 | 5.6 | 5.4 | 4.7 | 4 | 2.6 | 2.7 | 3.1 | 3.8 | 3.1 | 2.5 | 2.6 | 2.9 | 21.3 | 16 | 5.7 | 5.4 | 5.1 | 4.9 | 4.7 | 4.9 | 4.9 | 4.8 | 4.6 | 4.4 | 4.2 | 3.9 | 3.8 | 11.9 | 9.9 | 5.8 | 5.6 | 5.1 | 4.5 | 4.1 | 3.8 | 3.4 | 3 | 2.5 | 2 | 1.5 | 1.1 | 1 | 11.9 | 9.7 | 5.4 | 4.7 | 3.8 | 2.5 | 1.5 | 0.8 | 0.4 | 0.4 | 0.5 | 0.9 | 0.8 | 0.9 | 0.6 | 1.11 | 0.95 | 0.61 | 0.58 | 0.54 | 0.49 | 0.47 | 0.45 | 0.44 | 0.43 | 0.42 | 0.42 | 0.37 | 0.33 | 0.28 | 0.83 | 0.76 | 0.63 | 0.58 | 0.57 | 0.5 | 0.43 | 0.28 | 0.28 | 0.32 | 0.38 | 0.32 | 0.26 | 0.27 | 0.31 | 2.81 | 2.05 | 0.59 | 0.55 | 0.52 | 0.5 | 0.48 | 0.49 | 0.49 | 0.48 | 0.47 | 0.44 | 0.43 | 0.4 | 0.38 | 1.51 | 1.21 | 0.61 | 0.57 | 0.51 | 0.46 | 0.41 | 0.39 | 0.34 | 0.3 | 0.25 | 0.2 | 0.15 | 0.11 | 0.1 | 1.5 | 1.18 | 0.56 | 0.49 | 0.39 | 0.26 | 0.15 | 0.08 | 0.04 | 0.04 | 0.05 | 0.09 | 0.08 | 0.09 | 0.06 | 33.4 | 34.5 | 36.2 | 34.8 | 32.6 | 30.5 | 29.7 | 28.9 | 27.9 | 26.9 | 25.7 | 22.4 | 16.9 | 13.7 | 12 | 27.5 | 30.1 | 35 | 33.2 | 31.6 | 27.3 | 22.9 | 14.5 | 15.7 | 19.5 | 24 | 19.5 | 14.7 | 14.9 | 16.3 | 49.3 | 44 | 34.7 | 33.3 | 31.7 | 30.3 | 29.4 | 30 | 30 | 29.2 | 27.9 | 26.7 | 26.1 | 24.4 | 23.4 | 35.8 | 35.9 | 35.5 | 34.1 | 31.3 | 28.7 | 26.1 | 24.6 | 21.6 | 18.9 | 15.5 | 12.3 | 10.1 | 7.9 | 7.7 | 35.6 | 34.6 | 32.2 | 28 | 22.6 | 15.3 | 8.9 | 4.4 | 2.8 | 2.9 | 3.4 | 6.6 | 6.1 | 6.6 | 3.9 | 1483.8 | 1522.8 | 1587 | 1532.6 | 1433.1 | 1331.9 | 1283.3 | 1250.3 | 1219.1 | 1183.4 | 1136 | 993.6 | 753.9 | 612.3 | 533.3 | 1218.3 | 1326.1 | 1530.3 | 1454.9 | 1380.5 | 1182.4 | 981.6 | 621.2 | 679.9 | 851.2 | 1052.6 | 856 | 648.8 | 657 | 720.4 | 2228.6 | 1978.5 | 1519.7 | 1472.2 | 1400 | 1332.9 | 1287 | 1315.8 | 1319.4 | 1285 | 1233 | 1180.3 | 1152.9 | 1079 | 1034.8 | 1604.7 | 1593.9 | 1555.2 | 1501.7 | 1381.9 | 1254.3 | 1129.9 | 1062.2 | 938.8 | 826.8 | 680.5 | 543.2 | 403.3 | 332.8 | 314 | 1597.7 | 1541.8 | 1418.4 | 1234.1 | 991.3 | 669.7 | 387.7 | 203 | 132.1 | 135.8 | 160.1 | 315 | 294 | 308.6 | 180 | 0.15 | 0.15 | 0.14 | 0.13 | 0.12 | 0.11 | 0.11 | 0.11 | 0.1 | 0.1 | 0.1 | 0.08 | 0.06 | 0.05 | 0.05 | 0.12 | 0.13 | 0.14 | 0.13 | 0.12 | 0.1 | 0.09 | 0.06 | 0.06 | 0.07 | 0.09 | 0.07 | 0.05 | 0.06 | 0.06 | 0.25 | 0.21 | 0.14 | 0.12 | 0.12 | 0.11 | 0.11 | 0.11 | 0.11 | 0.11 | 0.1 | 0.1 | 0.1 | 0.09 | 0.09 | 0.17 | 0.16 | 0.14 | 0.13 | 0.12 | 0.11 | 0.1 | 0.09 | 0.08 | 0.07 | 0.06 | 0.05 | 0.04 | 0.03 | 0.03 | 0.16 | 0.15 | 0.12 | 0.11 | 0.08 | 0.06 | 0.03 | 0.02 | 0.01 | 0.01 | 0.01 | 0.03 | 0.02 | 0.03 | 0.01 | 0.043113
| 6 | 254.3871 | 5.1313 | 0.53342 | 254.6721 | 30.0083 | 1317.5938 | 0.11336 | 66.9309 | 284.3953 | 1322.7251 | 0.64678 | 321.603 | 311.8 | 305 | 291.6 | 274.7 | 259.5 | 244.9 | 237.1 | 229.7 | 225.5 | 216.9 | 206.9 | 176.3 | 132.2 | 102.8 | 88.4 | 257.5 | 268.5 | 288.2 | 258 | 236.6 | 194.7 | 159.7 | 94.5 | 109.5 | 151.8 | 194.4 | 155.9 | 117.3 | 114.9 | 132.6 | 498.9 | 424.8 | 285.9 | 269.5 | 256.6 | 245.7 | 238.6 | 237.6 | 231.3 | 227.8 | 225.4 | 224.9 | 214.2 | 193 | 179.8 | 345.4 | 325.9 | 285.4 | 266.4 | 246.6 | 225.8 | 207.8 | 188.4 | 167 | 142.1 | 116.2 | 89.9 | 66.5 | 41.9 | 31.2 | 345.8 | 318.4 | 262.7 | 221.5 | 170.1 | 113.2 | 58.8 | 27.3 | 13.8 | 12 | 8.7 | 7.7 | 7.3 | 5.5 | 4 | 9.1 | 7.9 | 5.6 | 5.3 | 5 | 4.7 | 4.5 | 4.3 | 4.3 | 4.1 | 4 | 3.7 | 3.1 | 2.6 | 2.2 | 7 | 6.6 | 5.6 | 5 | 4.6 | 3.9 | 3.3 | 2 | 2.2 | 2.9 | 3.7 | 3 | 2.4 | 2.4 | 2.8 | 20.7 | 15.6 | 5.6 | 5.2 | 4.9 | 4.7 | 4.6 | 4.6 | 4.5 | 4.4 | 4.4 | 4.4 | 4.1 | 3.7 | 3.4 | 11.7 | 9.6 | 5.5 | 5.1 | 4.7 | 4.3 | 3.9 | 3.6 | 3.2 | 2.7 | 2.2 | 1.7 | 1.3 | 1 | 0.9 | 11.7 | 9.5 | 5.1 | 4.3 | 3.3 | 2.2 | 1.2 | 0.6 | 0.3 | 0.3 | 0.4 | 0.8 | 0.7 | 0.8 | 0.4 | 1.09 | 0.92 | 0.58 | 0.54 | 0.5 | 0.47 | 0.45 | 0.43 | 0.43 | 0.41 | 0.4 | 0.39 | 0.34 | 0.3 | 0.25 | 0.84 | 0.75 | 0.58 | 0.51 | 0.47 | 0.4 | 0.34 | 0.21 | 0.22 | 0.29 | 0.37 | 0.3 | 0.24 | 0.25 | 0.29 | 2.72 | 1.99 | 0.58 | 0.52 | 0.5 | 0.47 | 0.46 | 0.46 | 0.45 | 0.45 | 0.45 | 0.44 | 0.42 | 0.37 | 0.35 | 1.46 | 1.17 | 0.57 | 0.52 | 0.48 | 0.43 | 0.39 | 0.36 | 0.32 | 0.27 | 0.22 | 0.17 | 0.13 | 0.1 | 0.09 | 1.46 | 1.14 | 0.52 | 0.44 | 0.34 | 0.23 | 0.12 | 0.07 | 0.03 | 0.03 | 0.04 | 0.08 | 0.07 | 0.08 | 0.04 | 34 | 34.2 | 34.4 | 32.4 | 30.8 | 29.3 | 28.7 | 27.7 | 27 | 25.7 | 24.4 | 20.5 | 15.1 | 11.5 | 10 | 28.6 | 30.6 | 34.1 | 30.5 | 28.2 | 23.4 | 19.4 | 11.4 | 13.1 | 18.2 | 23.2 | 18.5 | 13.8 | 13.5 | 15.6 | 49.1 | 43.6 | 33.7 | 31.8 | 30.3 | 29.1 | 28.4 | 28.3 | 27.4 | 26.9 | 26.5 | 26.5 | 25.3 | 22.8 | 21.2 | 36.3 | 35.5 | 33.7 | 31.4 | 29.2 | 27 | 25 | 22.8 | 20.1 | 16.9 | 13.8 | 10.7 | 8.7 | 6.8 | 6.5 | 36.3 | 34.6 | 30.9 | 26.1 | 20.1 | 13.4 | 7.1 | 3.5 | 2 | 2.3 | 2.7 | 5.8 | 5.4 | 5.6 | 2.9 | 1520.3 | 1518.6 | 1514.2 | 1429.9 | 1353.1 | 1279.1 | 1239.3 | 1201.4 | 1179.3 | 1133.7 | 1079.8 | 909.5 | 673.3 | 516.4 | 445.4 | 1266.3 | 1345.7 | 1492 | 1340.3 | 1230.7 | 1012.1 | 827.5 | 488.8 | 569 | 793.2 | 1016.3 | 814.4 | 609.2 | 594.4 | 684.8 | 2220.4 | 1962 | 1480 | 1405.3 | 1338.5 | 1282.6 | 1245 | 1238.8 | 1205.8 | 1187.6 | 1174.5 | 1172.8 | 1117.7 | 1007.7 | 938.3 | 1630.5 | 1583.5 | 1482.1 | 1386.7 | 1286.3 | 1179.6 | 1086.3 | 985.2 | 873.4 | 742.9 | 607.2 | 469.7 | 348.4 | 288.1 | 266.7 | 1633.6 | 1547.7 | 1365.3 | 1152.4 | 885.1 | 587.9 | 311.5 | 158.6 | 92.6 | 101.7 | 118.8 | 278.6 | 265.5 | 271.1 | 133.6 | 0.14 | 0.14 | 0.13 | 0.12 | 0.11 | 0.11 | 0.11 | 0.1 | 0.1 | 0.1 | 0.09 | 0.08 | 0.06 | 0.05 | 0.04 | 0.12 | 0.13 | 0.13 | 0.12 | 0.11 | 0.09 | 0.07 | 0.04 | 0.05 | 0.07 | 0.09 | 0.07 | 0.05 | 0.05 | 0.06 | 0.25 | 0.2 | 0.13 | 0.12 | 0.11 | 0.11 | 0.11 | 0.11 | 0.1 | 0.1 | 0.1 | 0.1 | 0.09 | 0.08 | 0.08 | 0.16 | 0.15 | 0.13 | 0.12 | 0.11 | 0.1 | 0.09 | 0.08 | 0.07 | 0.06 | 0.05 | 0.04 | 0.03 | 0.03 | 0.03 | 0.16 | 0.15 | 0.12 | 0.1 | 0.08 | 0.05 | 0.03 | 0.01 | 0.01 | 0.01 | 0.01 | 0.02 | 0.02 | 0.02 | 0.01 | 0.048047
| 7 | 242.0117 | 4.9019 | 0.51149 | 242.2845 | 28.5393 | 1251.8651 | 0.10869 | 63.6203 | 270.551 | 1256.767 | 0.62018 | 305.9048 | 312.7 | 299.7 | 276.8 | 254.1 | 243.2 | 232.6 | 227.9 | 220.4 | 218.1 | 205.1 | 190.4 | 155.5 | 116.3 | 87.7 | 75.1 | 262 | 266.9 | 278 | 234.5 | 207.7 | 160.7 | 127 | 67.8 | 85.9 | 136.9 | 180.8 | 145.5 | 109.5 | 106.8 | 128 | 494.3 | 420.6 | 277.6 | 254.7 | 241.6 | 234 | 230.3 | 222.4 | 210.4 | 209 | 213.9 | 217.3 | 200.7 | 171.6 | 156 | 345.4 | 319.2 | 268.8 | 245.6 | 231.3 | 214.6 | 198.9 | 173.7 | 153.1 | 123.3 | 98.8 | 76.4 | 59.4 | 39.7 | 28.1 | 344.7 | 312.9 | 249.2 | 204.9 | 148.9 | 97.1 | 45.8 | 22.8 | 9.9 | 8.8 | 6 | 6 | 6.3 | 5.1 | 3.6 | 9 | 7.8 | 5.4 | 4.9 | 4.7 | 4.4 | 4.3 | 4.2 | 4.1 | 3.9 | 3.7 | 3.3 | 2.8 | 2.3 | 1.9 | 7.1 | 6.5 | 5.4 | 4.5 | 4.1 | 3.2 | 2.6 | 1.4 | 1.7 | 2.6 | 3.4 | 2.8 | 2.2 | 2.2 | 2.7 | 20.1 | 15.1 | 5.4 | 4.9 | 4.6 | 4.5 | 4.4 | 4.3 | 4.1 | 4.1 | 4.2 | 4.2 | 3.9 | 3.3 | 3 | 11.6 | 9.4 | 5.2 | 4.7 | 4.4 | 4.1 | 3.8 | 3.3 | 2.9 | 2.3 | 1.9 | 1.5 | 1.1 | 0.9 | 0.8 | 11.5 | 9.3 | 4.9 | 4 | 2.9 | 1.9 | 1 | 0.5 | 0.2 | 0.2 | 0.3 | 0.7 | 0.7 | 0.7 | 0.4 | 1.09 | 0.91 | 0.56 | 0.5 | 0.47 | 0.45 | 0.43 | 0.42 | 0.41 | 0.39 | 0.37 | 0.35 | 0.31 | 0.27 | 0.22 | 0.84 | 0.74 | 0.56 | 0.46 | 0.42 | 0.33 | 0.27 | 0.15 | 0.17 | 0.26 | 0.34 | 0.28 | 0.23 | 0.24 | 0.28 | 2.63 | 1.93 | 0.56 | 0.49 | 0.47 | 0.45 | 0.44 | 0.43 | 0.41 | 0.41 | 0.43 | 0.43 | 0.39 | 0.33 | 0.3 | 1.45 | 1.15 | 0.54 | 0.48 | 0.45 | 0.41 | 0.38 | 0.33 | 0.29 | 0.23 | 0.19 | 0.15 | 0.11 | 0.09 | 0.08 | 1.45 | 1.13 | 0.51 | 0.41 | 0.3 | 0.2 | 0.1 | 0.06 | 0.02 | 0.02 | 0.03 | 0.07 | 0.07 | 0.07 | 0.04 | 34.3 | 33.6 | 32.7 | 30 | 28.8 | 27.9 | 27.5 | 26.6 | 26.1 | 24.3 | 22.4 | 18 | 13.2 | 9.7 | 8.4 | 29.2 | 30.4 | 32.8 | 27.7 | 24.7 | 19.3 | 15.3 | 8.1 | 10.3 | 16.4 | 21.6 | 17.3 | 12.9 | 12.5 | 15 | 49.1 | 43.5 | 32.7 | 30 | 28.5 | 27.7 | 27.4 | 26.4 | 24.9 | 24.6 | 25.2 | 25.6 | 23.7 | 20.2 | 18.4 | 36.4 | 34.8 | 31.7 | 29 | 27.4 | 25.7 | 24 | 21 | 18.4 | 14.7 | 11.7 | 9 | 7.7 | 6.4 | 5.8 | 36.3 | 34 | 29.3 | 24.1 | 17.6 | 11.5 | 5.5 | 2.9 | 1.5 | 1.8 | 1.9 | 5.1 | 4.9 | 5.1 | 2.3 | 1522 | 1487 | 1433.9 | 1320.7 | 1267.9 | 1215.1 | 1191.9 | 1152.4 | 1140.3 | 1071.9 | 993.1 | 800.6 | 589.5 | 436.9 | 376.1 | 1288.8 | 1336.8 | 1439.4 | 1218.2 | 1080 | 834.4 | 657.1 | 350.4 | 446.8 | 715.3 | 945 | 759.7 | 568.3 | 551.5 | 660.3 | 2212.7 | 1950.2 | 1437.8 | 1327.7 | 1260.2 | 1221.3 | 1202.6 | 1160.3 | 1097 | 1089 | 1114.4 | 1133.3 | 1047.6 | 895.6 | 813.9 | 1630 | 1546.9 | 1393.3 | 1277.5 | 1206.9 | 1121 | 1039.4 | 908.3 | 800.3 | 644.4 | 516 | 399.2 | 311.1 | 269.6 | 240.2 | 1627.1 | 1516 | 1291.8 | 1064 | 775 | 503 | 242.2 | 133.2 | 70.7 | 78.1 | 84.8 | 250.1 | 246.8 | 254.2 | 110.5 | 0.15 | 0.14 | 0.13 | 0.11 | 0.11 | 0.1 | 0.1 | 0.1 | 0.1 | 0.09 | 0.08 | 0.07 | 0.05 | 0.04 | 0.03 | 0.13 | 0.13 | 0.13 | 0.11 | 0.09 | 0.07 | 0.06 | 0.03 | 0.04 | 0.06 | 0.08 | 0.06 | 0.05 | 0.05 | 0.06 | 0.24 | 0.2 | 0.13 | 0.11 | 0.11 | 0.1 | 0.1 | 0.1 | 0.09 | 0.09 | 0.09 | 0.09 | 0.09 | 0.07 | 0.07 | 0.17 | 0.15 | 0.12 | 0.11 | 0.1 | 0.1 | 0.09 | 0.08 | 0.07 | 0.05 | 0.04 | 0.03 | 0.03 | 0.02 | 0.02 | 0.16 | 0.15 | 0.11 | 0.09 | 0.07 | 0.04 | 0.02 | 0.01 | 0.01 | 0.01 | 0.01 | 0.02 | 0.02 | 0.02 | 0.01 | 0.0521
| 8 | 231.3081 | 4.7208 | 0.49424 | 231.5713 | 27.2527 | 1194.517 | 0.10555 | 60.7272 | 258.5609 | 1199.2378 | 0.59979 | 292.2985 | 312.9 | 294.5 | 262.1 | 233.9 | 227.2 | 223 | 221.5 | 213.3 | 211.8 | 197 | 179.7 | 144.5 | 108.8 | 81.5 | 69.5 | 264.4 | 264.6 | 267.4 | 214 | 184.3 | 136.6 | 106.5 | 52.9 | 73.4 | 128.9 | 172.8 | 138.5 | 104.3 | 100.5 | 123.9 | 492.9 | 419.7 | 269.5 | 240.9 | 226.3 | 222.4 | 221.5 | 208.1 | 193.7 | 195.6 | 206.8 | 213.4 | 192.8 | 158.9 | 142.9 | 345.2 | 315.5 | 257 | 227.5 | 215.5 | 203.3 | 191.8 | 163.9 | 144.8 | 113 | 88.4 | 68 | 54.5 | 38.1 | 25.7 | 346.1 | 313 | 242.8 | 193.8 | 133.3 | 86.7 | 38.3 | 19.9 | 7.8 | 6.8 | 4.4 | 4.7 | 5.7 | 4.7 | 3.4 | 9 | 7.7 | 5.2 | 4.6 | 4.4 | 4.3 | 4.2 | 4 | 4 | 3.7 | 3.5 | 3.1 | 2.6 | 2.2 | 1.8 | 7.3 | 6.6 | 5.3 | 4.2 | 3.6 | 2.8 | 2.2 | 1.1 | 1.4 | 2.5 | 3.3 | 2.7 | 2.1 | 2.1 | 2.6 | 19.8 | 14.9 | 5.2 | 4.6 | 4.3 | 4.3 | 4.2 | 4 | 3.8 | 3.8 | 4.1 | 4.2 | 3.7 | 3.1 | 2.8 | 11.5 | 9.4 | 5.1 | 4.4 | 4.1 | 3.9 | 3.6 | 3.1 | 2.7 | 2.1 | 1.7 | 1.3 | 1 | 0.9 | 0.7 | 11.6 | 9.3 | 4.8 | 3.8 | 2.7 | 1.7 | 0.8 | 0.5 | 0.2 | 0.2 | 0.2 | 0.6 | 0.6 | 0.7 | 0.3 | 1.09 | 0.9 | 0.54 | 0.47 | 0.45 | 0.43 | 0.42 | 0.4 | 0.4 | 0.38 | 0.35 | 0.34 | 0.3 | 0.26 | 0.21 | 0.87 | 0.76 | 0.56 | 0.43 | 0.38 | 0.29 | 0.24 | 0.12 | 0.15 | 0.25 | 0.33 | 0.27 | 0.22 | 0.22 | 0.27 | 2.59 | 1.9 | 0.54 | 0.47 | 0.44 | 0.43 | 0.43 | 0.41 | 0.38 | 0.39 | 0.42 | 0.42 | 0.38 | 0.31 | 0.28 | 1.45 | 1.14 | 0.53 | 0.46 | 0.42 | 0.39 | 0.36 | 0.31 | 0.27 | 0.21 | 0.17 | 0.13 | 0.1 | 0.09 | 0.07 | 1.45 | 1.13 | 0.51 | 0.39 | 0.27 | 0.18 | 0.09 | 0.05 | 0.02 | 0.02 | 0.02 | 0.06 | 0.06 | 0.07 | 0.03 | 34.3 | 33 | 30.9 | 27.5 | 26.9 | 26.7 | 26.8 | 25.7 | 25.3 | 23.4 | 21.2 | 16.7 | 12.3 | 9 | 7.7 | 29.4 | 30 | 31.5 | 25.3 | 21.9 | 16.4 | 12.8 | 6.4 | 8.8 | 15.4 | 20.6 | 16.4 | 12.2 | 11.8 | 14.5 | 49.1 | 43.5 | 31.8 | 28.4 | 26.7 | 26.3 | 26.3 | 24.7 | 22.9 | 23 | 24.3 | 25.1 | 22.7 | 18.7 | 16.8 | 36.4 | 34.4 | 30.3 | 26.8 | 25.5 | 24.3 | 23.2 | 19.9 | 17.4 | 13.5 | 10.5 | 8 | 7.1 | 6.1 | 5.4 | 36.5 | 34.1 | 28.5 | 22.8 | 15.7 | 10.3 | 4.6 | 2.5 | 1.2 | 1.4 | 1.4 | 4.7 | 4.7 | 4.7 | 1.8 | 1522.4 | 1458.3 | 1352.1 | 1212.7 | 1183 | 1164.1 | 1157.9 | 1115.4 | 1107 | 1029.3 | 937 | 742.7 | 550.2 | 404.1 | 346.6 | 1296.9 | 1320.5 | 1378.6 | 1109.3 | 956.3 | 707.6 | 549.7 | 272.7 | 381.9 | 673.1 | 902.8 | 722.7 | 540.9 | 519.3 | 640.3 | 2210.6 | 1949 | 1394 | 1256 | 1180.4 | 1160.7 | 1155.9 | 1085.5 | 1009.6 | 1018.5 | 1077.2 | 1112.5 | 1005.9 | 828.8 | 745.3 | 1627.1 | 1524.8 | 1325.5 | 1180.7 | 1124.1 | 1062.4 | 1002.8 | 857.3 | 757 | 590.6 | 461.7 | 355.1 | 285.3 | 256.8 | 221.4 | 1632.5 | 1515.5 | 1253.9 | 1005.3 | 692.5 | 448.6 | 203.2 | 116.1 | 56.6 | 59.5 | 63.2 | 229.7 | 235.1 | 235.9 | 85.7 | 0.15 | 0.14 | 0.12 | 0.11 | 0.1 | 0.1 | 0.1 | 0.1 | 0.09 | 0.09 | 0.08 | 0.06 | 0.05 | 0.04 | 0.03 | 0.13 | 0.13 | 0.12 | 0.1 | 0.08 | 0.06 | 0.05 | 0.02 | 0.03 | 0.06 | 0.08 | 0.06 | 0.05 | 0.04 | 0.05 | 0.24 | 0.2 | 0.12 | 0.11 | 0.1 | 0.1 | 0.1 | 0.09 | 0.09 | 0.09 | 0.09 | 0.09 | 0.08 | 0.07 | 0.06 | 0.17 | 0.15 | 0.12 | 0.1 | 0.1 | 0.09 | 0.09 | 0.07 | 0.06 | 0.05 | 0.04 | 0.03 | 0.03 | 0.02 | 0.02 | 0.17 | 0.15 | 0.11 | 0.09 | 0.06 | 0.04 | 0.02 | 0.01 | 0 | 0.01 | 0.01 | 0.02 | 0.02 | 0.02 | 0.01 | 0.0545
| 9 | 228.4292 | 4.7066 | 0.49452 | 228.6921 | 26.8893 | 1178.533 | 0.10441 | 59.9159 | 255.3185 | 1183.2396 | 0.59893 | 288.608 | 318.6 | 296.6 | 257.9 | 225.9 | 220.7 | 219.9 | 220.4 | 212.5 | 211.5 | 195 | 175.1 | 138.3 | 104 | 77.5 | 65.7 | 266.8 | 267.7 | 267.1 | 211.5 | 177.7 | 129.8 | 101.1 | 49.4 | 70.7 | 125.3 | 167.4 | 132.6 | 100.5 | 98.6 | 123.7 | 495.3 | 423.3 | 270.3 | 236.8 | 220.8 | 218.1 | 221.2 | 202.5 | 186.7 | 189.4 | 205.6 | 213.8 | 190.8 | 155.4 | 139.8 | 350 | 316.5 | 253.3 | 220.2 | 210.4 | 200.2 | 190.2 | 160.6 | 141.2 | 108.9 | 84.7 | 65.2 | 53.1 | 37.7 | 25.7 | 351.6 | 316.6 | 241.1 | 189.8 | 127.8 | 84.6 | 36.6 | 19.9 | 7.4 | 6.2 | 3.6 | 4.3 | 5.4 | 4.6 | 3.3 | 9.3 | 7.9 | 5.2 | 4.5 | 4.3 | 4.2 | 4.2 | 4 | 4 | 3.7 | 3.4 | 3 | 2.6 | 2.2 | 1.8 | 7.3 | 6.7 | 5.3 | 4.1 | 3.5 | 2.6 | 2.1 | 1.1 | 1.4 | 2.4 | 3.2 | 2.5 | 2 | 2 | 2.6 | 19.9 | 15.1 | 5.3 | 4.6 | 4.2 | 4.2 | 4.2 | 3.9 | 3.6 | 3.7 | 4 | 4.2 | 3.7 | 3 | 2.7 | 11.7 | 9.5 | 5.1 | 4.3 | 4 | 3.8 | 3.6 | 3 | 2.7 | 2.1 | 1.6 | 1.2 | 1 | 0.9 | 0.7 | 11.7 | 9.4 | 4.9 | 3.8 | 2.6 | 1.7 | 0.8 | 0.5 | 0.2 | 0.2 | 0.2 | 0.6 | 0.6 | 0.7 | 0.2 | 1.12 | 0.93 | 0.55 | 0.46 | 0.44 | 0.42 | 0.42 | 0.4 | 0.4 | 0.37 | 0.34 | 0.32 | 0.29 | 0.25 | 0.21 | 0.88 | 0.77 | 0.56 | 0.43 | 0.36 | 0.27 | 0.22 | 0.12 | 0.14 | 0.24 | 0.32 | 0.26 | 0.21 | 0.21 | 0.27 | 2.61 | 1.92 | 0.56 | 0.46 | 0.43 | 0.42 | 0.43 | 0.4 | 0.37 | 0.38 | 0.41 | 0.42 | 0.38 | 0.3 | 0.27 | 1.47 | 1.16 | 0.54 | 0.44 | 0.41 | 0.38 | 0.36 | 0.3 | 0.27 | 0.21 | 0.16 | 0.13 | 0.1 | 0.09 | 0.07 | 1.47 | 1.15 | 0.52 | 0.4 | 0.27 | 0.18 | 0.08 | 0.05 | 0.02 | 0.02 | 0.02 | 0.06 | 0.06 | 0.07 | 0.02 | 34.9 | 33.2 | 30.3 | 26.6 | 26.2 | 26.3 | 26.6 | 25.6 | 25.3 | 23.1 | 20.6 | 16 | 11.8 | 8.5 | 7.3 | 29.6 | 30.4 | 31.5 | 25 | 21.1 | 15.6 | 12.2 | 5.9 | 8.4 | 15 | 20 | 15.8 | 11.8 | 11.5 | 14.5 | 49.4 | 43.9 | 31.9 | 27.9 | 26.1 | 25.8 | 26.3 | 24 | 22.1 | 22.3 | 24.2 | 25.2 | 22.5 | 18.3 | 16.5 | 36.9 | 34.4 | 29.8 | 26 | 24.9 | 24 | 22.9 | 19.4 | 17 | 13 | 10 | 7.7 | 6.9 | 5.9 | 5.2 | 37.1 | 34.4 | 28.3 | 22.3 | 15.1 | 10 | 4.4 | 2.5 | 1.1 | 1.2 | 1.2 | 4.5 | 4.5 | 4.6 | 1.7 | 1547.7 | 1465.2 | 1327.3 | 1169.1 | 1148.9 | 1148.2 | 1152.5 | 1111.3 | 1105.9 | 1019.2 | 913.1 | 710.1 | 524.9 | 383.1 | 326.3 | 1307.3 | 1334.2 | 1376.1 | 1094.7 | 922.5 | 673 | 522 | 254 | 367.2 | 654.4 | 874.7 | 692 | 521.2 | 509.8 | 639.5 | 2216.6 | 1962.8 | 1392.5 | 1233.5 | 1151.6 | 1138.1 | 1154.6 | 1056 | 973.1 | 986.1 | 1071.3 | 1114.6 | 995.3 | 810.8 | 728.8 | 1649.5 | 1527.4 | 1303.9 | 1141.6 | 1097.7 | 1046.3 | 994.4 | 839.6 | 738 | 569.4 | 442.5 | 340.5 | 278.1 | 254.3 | 220 | 1659.3 | 1531.7 | 1241.6 | 982.5 | 662.9 | 437.6 | 194.3 | 116.7 | 55.5 | 55.8 | 57 | 225.5 | 233.1 | 232.5 | 81.3 | 0.15 | 0.14 | 0.12 | 0.1 | 0.1 | 0.1 | 0.1 | 0.1 | 0.09 | 0.09 | 0.08 | 0.06 | 0.05 | 0.03 | 0.03 | 0.13 | 0.13 | 0.12 | 0.1 | 0.08 | 0.06 | 0.05 | 0.02 | 0.03 | 0.06 | 0.07 | 0.06 | 0.04 | 0.04 | 0.05 | 0.25 | 0.21 | 0.13 | 0.1 | 0.1 | 0.1 | 0.1 | 0.09 | 0.08 | 0.08 | 0.09 | 0.09 | 0.08 | 0.07 | 0.06 | 0.17 | 0.15 | 0.12 | 0.1 | 0.09 | 0.09 | 0.09 | 0.07 | 0.06 | 0.05 | 0.04 | 0.03 | 0.03 | 0.02 | 0.02 | 0.17 | 0.15 | 0.11 | 0.08 | 0.06 | 0.04 | 0.02 | 0.01 | 0 | 0 | 0 | 0.02 | 0.02 | 0.02 | 0.01 | 0.0564
| 10 | 229.0306 | 4.7269 | 0.50228 | 229.296 | 26.99 | 1177.2656 | 0.1069 | 59.9818 | 256.0206 | 1181.9925 | 0.60919 | 289.2778 | 324.3 | 300.9 | 258.6 | 221.5 | 216.6 | 219.1 | 223 | 214.6 | 214.1 | 197.7 | 176.6 | 138.4 | 102.4 | 76 | 63.8 | 272.1 | 272.9 | 271 | 211.4 | 174.8 | 125.9 | 96.5 | 45.6 | 69.7 | 125.7 | 168.4 | 132.5 | 101.3 | 98.7 | 123.8 | 501.5 | 428 | 273.2 | 234.8 | 218.9 | 216.2 | 222.1 | 205.4 | 189.4 | 193.2 | 209 | 218.1 | 193.6 | 153.5 | 137.7 | 355.1 | 320.5 | 253.5 | 217 | 207.1 | 200.6 | 192.2 | 161 | 141.8 | 108.3 | 84.2 | 63.8 | 51.6 | 37.1 | 24.9 | 355.6 | 320.2 | 240.5 | 186.8 | 122.4 | 82.5 | 34.6 | 19.3 | 6.9 | 6 | 3.7 | 4.3 | 5.4 | 4.6 | 3.3 | 9.4 | 8 | 5.3 | 4.4 | 4.2 | 4.2 | 4.2 | 4.1 | 4.1 | 3.7 | 3.4 | 3 | 2.5 | 2.1 | 1.7 | 7.5 | 6.9 | 5.6 | 4.2 | 3.4 | 2.6 | 2 | 1 | 1.4 | 2.4 | 3.2 | 2.5 | 2 | 2 | 2.6 | 20 | 15.2 | 5.5 | 4.6 | 4.2 | 4.2 | 4.3 | 4 | 3.7 | 3.8 | 4.1 | 4.3 | 3.8 | 3 | 2.7 | 11.7 | 9.5 | 5.1 | 4.3 | 4 | 3.8 | 3.6 | 3 | 2.7 | 2.1 | 1.6 | 1.2 | 1 | 0.8 | 0.7 | 11.8 | 9.5 | 4.9 | 3.7 | 2.4 | 1.7 | 0.7 | 0.5 | 0.2 | 0.2 | 0.2 | 0.6 | 0.6 | 0.6 | 0.2 | 1.15 | 0.96 | 0.57 | 0.46 | 0.43 | 0.42 | 0.42 | 0.41 | 0.41 | 0.38 | 0.34 | 0.32 | 0.28 | 0.25 | 0.2 | 0.91 | 0.81 | 0.61 | 0.44 | 0.36 | 0.27 | 0.21 | 0.1 | 0.14 | 0.24 | 0.32 | 0.26 | 0.21 | 0.22 | 0.27 | 2.64 | 1.95 | 0.59 | 0.47 | 0.43 | 0.42 | 0.43 | 0.4 | 0.37 | 0.39 | 0.42 | 0.44 | 0.38 | 0.3 | 0.27 | 1.48 | 1.17 | 0.56 | 0.45 | 0.4 | 0.38 | 0.36 | 0.31 | 0.27 | 0.21 | 0.16 | 0.12 | 0.1 | 0.08 | 0.07 | 1.49 | 1.17 | 0.54 | 0.39 | 0.25 | 0.17 | 0.08 | 0.05 | 0.02 | 0.02 | 0.02 | 0.06 | 0.06 | 0.06 | 0.02 | 35.7 | 33.8 | 30.5 | 26.1 | 25.7 | 26.2 | 26.9 | 25.9 | 25.6 | 23.4 | 20.8 | 16 | 11.6 | 8.3 | 7.1 | 30.2 | 31 | 31.9 | 25 | 20.8 | 15.1 | 11.7 | 5.5 | 8.3 | 15 | 20.1 | 15.7 | 11.9 | 11.5 | 14.5 | 50.4 | 44.6 | 32.3 | 27.6 | 25.8 | 25.6 | 26.4 | 24.3 | 22.4 | 22.7 | 24.5 | 25.6 | 22.8 | 18.1 | 16.2 | 37.8 | 35.1 | 29.9 | 25.6 | 24.6 | 24 | 23.2 | 19.5 | 17.1 | 12.9 | 10 | 7.5 | 6.7 | 5.9 | 5.2 | 37.8 | 35 | 28.3 | 22 | 14.4 | 9.8 | 4.2 | 2.5 | 1.1 | 1.2 | 1.3 | 4.5 | 4.5 | 4.5 | 1.6 | 1561.9 | 1473.5 | 1316.9 | 1141.5 | 1126.1 | 1143.6 | 1165.7 | 1121.9 | 1118.7 | 1032.9 | 921 | 710.7 | 516.7 | 375.3 | 316.6 | 1327.8 | 1350.2 | 1380.9 | 1086.4 | 905.6 | 652.5 | 498.3 | 234.7 | 363.2 | 656.8 | 880.2 | 691.3 | 525.4 | 509.9 | 640.2 | 2231 | 1974.5 | 1395 | 1221.3 | 1140.2 | 1126.6 | 1158.6 | 1070.7 | 986.7 | 1005.1 | 1087.3 | 1135.9 | 1009.6 | 800.9 | 718.3 | 1665.2 | 1537.7 | 1292.7 | 1120.6 | 1079.4 | 1048.1 | 1004.9 | 841.8 | 741.2 | 566 | 439.7 | 333 | 270.3 | 250.8 | 215.2 | 1667.4 | 1537.2 | 1224.9 | 962.9 | 634.7 | 426.9 | 184.4 | 112.9 | 51.9 | 53.5 | 57.1 | 226 | 233.2 | 230.4 | 77.6 | 0.16 | 0.15 | 0.13 | 0.1 | 0.1 | 0.1 | 0.1 | 0.1 | 0.09 | 0.09 | 0.08 | 0.06 | 0.05 | 0.03 | 0.03 | 0.13 | 0.14 | 0.13 | 0.1 | 0.08 | 0.06 | 0.04 | 0.02 | 0.03 | 0.06 | 0.07 | 0.06 | 0.04 | 0.04 | 0.05 | 0.26 | 0.22 | 0.14 | 0.1 | 0.1 | 0.1 | 0.1 | 0.09 | 0.08 | 0.08 | 0.09 | 0.1 | 0.08 | 0.07 | 0.06 | 0.18 | 0.16 | 0.13 | 0.1 | 0.09 | 0.09 | 0.09 | 0.07 | 0.06 | 0.05 | 0.04 | 0.03 | 0.03 | 0.02 | 0.02 | 0.18 | 0.16 | 0.12 | 0.09 | 0.05 | 0.04 | 0.02 | 0.01 | 0 | 0 | 0 | 0.02 | 0.02 | 0.02 | 0.01 | 0.0578
| 11 | 230.2734 | 4.777 | 0.5102 | 230.5424 | 27.1577 | 1181.3602 | 0.10904 | 60.2647 | 257.4312 | 1186.1372 | 0.61925 | 290.8071 | 328.8 | 304.6 | 261.2 | 219.8 | 214.1 | 217.3 | 224.3 | 217.2 | 217.2 | 200.9 | 179.5 | 139.4 | 103.4 | 75.8 | 64.9 | 277.1 | 275.8 | 276.1 | 212.1 | 176 | 123.5 | 95.8 | 44.3 | 69 | 122.8 | 166 | 129.7 | 101.3 | 98.9 | 124.7 | 506.7 | 432.5 | 279.3 | 239.9 | 223.5 | 219.5 | 225.5 | 207.7 | 191.2 | 194.2 | 211.5 | 219.7 | 195.6 | 155.3 | 140.1 | 360.6 | 324.3 | 258.9 | 219.5 | 209.8 | 200.5 | 193 | 161.8 | 143.5 | 108.7 | 84.3 | 63.2 | 51.8 | 37.3 | 24.9 | 361.6 | 323.8 | 245.6 | 188.9 | 123.8 | 81.6 | 33.8 | 19.6 | 6.6 | 5.7 | 3.3 | 4.2 | 5.4 | 4.5 | 3.2 | 9.6 | 8.1 | 5.4 | 4.4 | 4.2 | 4.2 | 4.3 | 4.1 | 4.1 | 3.8 | 3.5 | 3 | 2.5 | 2.1 | 1.8 | 7.7 | 7 | 5.7 | 4.2 | 3.5 | 2.5 | 2 | 0.9 | 1.3 | 2.3 | 3.1 | 2.5 | 2 | 2.1 | 2.6 | 20.3 | 15.3 | 5.7 | 4.7 | 4.3 | 4.2 | 4.3 | 4 | 3.7 | 3.8 | 4.2 | 4.3 | 3.8 | 3 | 2.7 | 12 | 9.7 | 5.4 | 4.3 | 4 | 3.8 | 3.7 | 3.1 | 2.7 | 2.1 | 1.6 | 1.2 | 1 | 0.8 | 0.7 | 12.1 | 9.7 | 5.2 | 3.9 | 2.5 | 1.7 | 0.7 | 0.5 | 0.2 | 0.2 | 0.2 | 0.6 | 0.6 | 0.6 | 0.2 | 1.19 | 0.98 | 0.6 | 0.46 | 0.43 | 0.42 | 0.43 | 0.41 | 0.41 | 0.38 | 0.35 | 0.33 | 0.29 | 0.25 | 0.21 | 0.94 | 0.83 | 0.63 | 0.45 | 0.36 | 0.26 | 0.21 | 0.1 | 0.14 | 0.23 | 0.32 | 0.25 | 0.21 | 0.22 | 0.27 | 2.69 | 1.98 | 0.62 | 0.48 | 0.44 | 0.43 | 0.44 | 0.41 | 0.38 | 0.39 | 0.43 | 0.44 | 0.39 | 0.3 | 0.27 | 1.54 | 1.21 | 0.6 | 0.46 | 0.41 | 0.38 | 0.37 | 0.31 | 0.27 | 0.21 | 0.16 | 0.12 | 0.1 | 0.08 | 0.07 | 1.55 | 1.22 | 0.58 | 0.41 | 0.26 | 0.17 | 0.08 | 0.05 | 0.02 | 0.02 | 0.02 | 0.06 | 0.06 | 0.06 | 0.02 | 36.3 | 34.3 | 30.8 | 25.9 | 25.4 | 26 | 27.1 | 26.2 | 26 | 23.8 | 21.2 | 16.1 | 11.7 | 8.3 | 7.2 | 30.9 | 31.4 | 32.6 | 25.1 | 21 | 14.8 | 11.6 | 5.3 | 8.2 | 14.7 | 19.8 | 15.4 | 11.9 | 11.6 | 14.6 | 51.1 | 45.2 | 33 | 28.3 | 26.4 | 26 | 26.8 | 24.6 | 22.6 | 22.8 | 24.9 | 25.8 | 23 | 18.3 | 16.5 | 38.4 | 35.5 | 30.5 | 25.9 | 24.9 | 24 | 23.3 | 19.6 | 17.3 | 13 | 10 | 7.5 | 6.7 | 5.8 | 5.1 | 38.5 | 35.4 | 28.8 | 22.2 | 14.6 | 9.7 | 4.1 | 2.5 | 1 | 1.1 | 1.2 | 4.4 | 4.5 | 4.5 | 1.5 | 1569.7 | 1482.6 | 1321.7 | 1132.6 | 1112.4 | 1134.9 | 1172.4 | 1135.7 | 1134.8 | 1049.4 | 936.1 | 716 | 521.7 | 373.7 | 321.9 | 1341.1 | 1354.8 | 1399.4 | 1086.8 | 911 | 640.9 | 495.3 | 228.4 | 359 | 641.9 | 867.7 | 677.1 | 525.4 | 511.1 | 644.7 | 2240 | 1984.5 | 1417.5 | 1246.8 | 1164.4 | 1144.4 | 1176.6 | 1082.9 | 996.2 | 1010.8 | 1100.7 | 1144.8 | 1020.4 | 810.1 | 730.6 | 1674.5 | 1544.6 | 1310 | 1132.2 | 1092 | 1047.9 | 1009.3 | 845.9 | 749.9 | 567.9 | 440.1 | 329.8 | 270.9 | 252 | 216 | 1677.5 | 1539.8 | 1237.8 | 970.6 | 641.2 | 422.3 | 179.9 | 113.8 | 49.9 | 50.8 | 53.8 | 224.2 | 232.6 | 229.1 | 75.9 | 0.17 | 0.16 | 0.13 | 0.1 | 0.1 | 0.1 | 0.1 | 0.1 | 0.1 | 0.09 | 0.08 | 0.06 | 0.05 | 0.03 | 0.03 | 0.14 | 0.14 | 0.14 | 0.1 | 0.08 | 0.06 | 0.04 | 0.02 | 0.03 | 0.05 | 0.07 | 0.06 | 0.04 | 0.04 | 0.05 | 0.28 | 0.23 | 0.14 | 0.11 | 0.1 | 0.1 | 0.1 | 0.09 | 0.08 | 0.08 | 0.09 | 0.1 | 0.09 | 0.07 | 0.06 | 0.19 | 0.17 | 0.13 | 0.1 | 0.09 | 0.09 | 0.09 | 0.07 | 0.06 | 0.05 | 0.04 | 0.03 | 0.03 | 0.02 | 0.02 | 0.19 | 0.17 | 0.13 | 0.09 | 0.06 | 0.04 | 0.02 | 0.01 | 0 | 0 | 0 | 0.02 | 0.02 | 0.02 | 0.01 | 0.058693
| 12 | 232.5488 | 4.8167 | 0.51708 | 232.8207 | 27.3997 | 1192.3337 | 0.1114 | 60.8146 | 259.9485 | 1197.1504 | 0.62848 | 293.6352 | 328.7 | 307 | 265.9 | 225.1 | 217.7 | 219.2 | 225.1 | 218 | 217.9 | 201.4 | 179 | 139.1 | 103.5 | 76.1 | 64.8 | 277.9 | 275.1 | 275.7 | 210 | 174.8 | 122.4 | 96.6 | 46 | 70.2 | 124.3 | 167.1 | 131 | 102.1 | 100.9 | 127.4 | 509.4 | 434.3 | 280 | 241.8 | 225.9 | 222.1 | 227.9 | 210.2 | 194.4 | 197.4 | 214 | 221.4 | 196.5 | 155 | 138.3 | 361.4 | 327.5 | 262.6 | 222.1 | 209.9 | 200.2 | 192.9 | 161.8 | 143.2 | 109 | 84.3 | 62.7 | 50.9 | 36.4 | 24.4 | 360.9 | 325.8 | 247.2 | 191.3 | 124.2 | 82.1 | 34.2 | 19.5 | 6.8 | 5.8 | 3.4 | 4.2 | 5.4 | 4.5 | 3.2 | 9.6 | 8.2 | 5.5 | 4.5 | 4.3 | 4.2 | 4.3 | 4.1 | 4.1 | 3.8 | 3.4 | 3 | 2.6 | 2.1 | 1.8 | 7.8 | 7 | 5.7 | 4.2 | 3.5 | 2.5 | 2 | 1 | 1.4 | 2.4 | 3.2 | 2.5 | 2.1 | 2.1 | 2.6 | 20.4 | 15.5 | 5.7 | 4.7 | 4.3 | 4.3 | 4.4 | 4.1 | 3.8 | 3.9 | 4.2 | 4.3 | 3.8 | 3 | 2.7 | 12 | 9.8 | 5.4 | 4.4 | 4.1 | 3.8 | 3.7 | 3.1 | 2.7 | 2.1 | 1.6 | 1.2 | 1 | 0.8 | 0.7 | 12 | 9.7 | 5.2 | 3.9 | 2.6 | 1.7 | 0.7 | 0.5 | 0.2 | 0.2 | 0.2 | 0.6 | 0.6 | 0.6 | 0.2 | 1.19 | 0.99 | 0.61 | 0.48 | 0.44 | 0.43 | 0.43 | 0.41 | 0.41 | 0.38 | 0.35 | 0.33 | 0.29 | 0.25 | 0.21 | 0.96 | 0.84 | 0.63 | 0.45 | 0.36 | 0.26 | 0.21 | 0.1 | 0.14 | 0.24 | 0.32 | 0.25 | 0.21 | 0.22 | 0.27 | 2.72 | 2 | 0.63 | 0.48 | 0.44 | 0.43 | 0.44 | 0.41 | 0.38 | 0.39 | 0.43 | 0.44 | 0.39 | 0.3 | 0.27 | 1.54 | 1.21 | 0.6 | 0.46 | 0.41 | 0.38 | 0.37 | 0.31 | 0.27 | 0.21 | 0.16 | 0.12 | 0.1 | 0.08 | 0.07 | 1.53 | 1.21 | 0.58 | 0.42 | 0.27 | 0.17 | 0.08 | 0.05 | 0.02 | 0.02 | 0.02 | 0.06 | 0.06 | 0.06 | 0.02 | 36.4 | 34.6 | 31.4 | 26.5 | 25.7 | 26.2 | 27.1 | 26.3 | 26 | 23.9 | 21.1 | 16.1 | 11.7 | 8.3 | 7.2 | 31 | 31.3 | 32.5 | 24.8 | 20.8 | 14.7 | 11.7 | 5.5 | 8.4 | 14.8 | 19.9 | 15.6 | 12 | 11.8 | 14.9 | 51.3 | 45.4 | 33.1 | 28.5 | 26.7 | 26.3 | 27 | 24.9 | 22.9 | 23.2 | 25.2 | 26.1 | 23.2 | 18.3 | 16.3 | 38.6 | 36 | 31 | 26.2 | 24.9 | 24 | 23.3 | 19.6 | 17.2 | 13 | 10 | 7.4 | 6.6 | 5.8 | 5.1 | 38.6 | 35.8 | 29.1 | 22.5 | 14.6 | 9.7 | 4.1 | 2.5 | 1.1 | 1.2 | 1.2 | 4.5 | 4.5 | 4.5 | 1.5 | 1567.9 | 1492.7 | 1346.4 | 1157.7 | 1129.5 | 1143.2 | 1176.4 | 1139.6 | 1139 | 1052.2 | 933.6 | 714 | 522.1 | 375.3 | 321.7 | 1336.2 | 1344.5 | 1394.7 | 1074.1 | 903.6 | 634.9 | 499.6 | 236.9 | 365.4 | 649.4 | 873.4 | 683.4 | 529.4 | 521.7 | 658.8 | 2245.5 | 1987.2 | 1420.8 | 1255.7 | 1176.2 | 1157.1 | 1187.8 | 1095.5 | 1012.4 | 1027.7 | 1114.8 | 1154.3 | 1025.2 | 808.5 | 721.4 | 1677.8 | 1559.2 | 1329.3 | 1144 | 1091.5 | 1045.8 | 1008.2 | 846 | 748.4 | 569.8 | 440.4 | 327.6 | 266.5 | 248.3 | 214.4 | 1678.1 | 1551.1 | 1247.3 | 978.8 | 640.9 | 424.2 | 181.2 | 114 | 51.8 | 53.2 | 55.3 | 225.1 | 233.1 | 228.4 | 74.8 | 0.18 | 0.16 | 0.14 | 0.11 | 0.1 | 0.1 | 0.1 | 0.1 | 0.1 | 0.09 | 0.08 | 0.06 | 0.05 | 0.03 | 0.03 | 0.15 | 0.15 | 0.14 | 0.1 | 0.08 | 0.06 | 0.04 | 0.02 | 0.03 | 0.05 | 0.07 | 0.06 | 0.04 | 0.04 | 0.06 | 0.28 | 0.23 | 0.14 | 0.11 | 0.1 | 0.1 | 0.1 | 0.09 | 0.09 | 0.09 | 0.09 | 0.1 | 0.09 | 0.07 | 0.06 | 0.19 | 0.17 | 0.14 | 0.1 | 0.09 | 0.09 | 0.09 | 0.07 | 0.06 | 0.05 | 0.04 | 0.03 | 0.02 | 0.02 | 0.02 | 0.19 | 0.17 | 0.13 | 0.09 | 0.06 | 0.04 | 0.02 | 0.01 | 0 | 0 | 0 | 0.02 | 0.02 | 0.02 | 0.01 | 0.059
| 13 | 232.282 | 4.8416 | 0.52194 | 232.5559 | 27.3572 | 1188.2118 | 0.11268 | 60.657 | 259.6392 | 1193.0534 | 0.63463 | 293.2129 | 331.5 | 306.3 | 264.9 | 222.6 | 218.2 | 219.6 | 225.9 | 218.3 | 218.1 | 201.4 | 179.2 | 140 | 105.6 | 79.2 | 67.9 | 279.5 | 277.5 | 279.3 | 212.4 | 176.7 | 122.9 | 96.6 | 45.1 | 67.7 | 120.6 | 162.3 | 128.8 | 101.4 | 101.4 | 127.1 | 515.2 | 439.3 | 284.1 | 245.4 | 228.7 | 222.9 | 229.2 | 213 | 199.5 | 201.4 | 216.4 | 221.6 | 196.5 | 155.1 | 138.3 | 364.3 | 327.6 | 260.2 | 219.4 | 210 | 201.9 | 194.4 | 162.4 | 144.3 | 109.6 | 85 | 63.3 | 52 | 37.5 | 25.3 | 364.7 | 326.9 | 246.7 | 190.4 | 125.2 | 83.8 | 35 | 20.2 | 7.4 | 6.3 | 3.7 | 4.5 | 5.6 | 4.7 | 3.3 | 9.8 | 8.3 | 5.6 | 4.5 | 4.3 | 4.2 | 4.3 | 4.1 | 4.1 | 3.8 | 3.4 | 3 | 2.6 | 2.2 | 1.8 | 7.9 | 7.2 | 5.8 | 4.3 | 3.5 | 2.5 | 2 | 1 | 1.3 | 2.3 | 3.1 | 2.5 | 2.1 | 2.1 | 2.6 | 20.8 | 15.7 | 5.8 | 4.8 | 4.4 | 4.3 | 4.4 | 4.1 | 3.9 | 3.9 | 4.2 | 4.3 | 3.8 | 3 | 2.7 | 12.3 | 9.9 | 5.5 | 4.4 | 4.1 | 3.8 | 3.7 | 3.1 | 2.7 | 2.1 | 1.6 | 1.2 | 1 | 0.8 | 0.7 | 12.2 | 9.9 | 5.3 | 3.9 | 2.6 | 1.7 | 0.7 | 0.5 | 0.2 | 0.2 | 0.2 | 0.6 | 0.6 | 0.7 | 0.2 | 1.24 | 1.01 | 0.62 | 0.48 | 0.45 | 0.43 | 0.43 | 0.41 | 0.41 | 0.38 | 0.35 | 0.33 | 0.29 | 0.26 | 0.21 | 0.98 | 0.87 | 0.66 | 0.47 | 0.37 | 0.26 | 0.21 | 0.1 | 0.14 | 0.23 | 0.31 | 0.25 | 0.21 | 0.22 | 0.28 | 2.78 | 2.05 | 0.64 | 0.49 | 0.45 | 0.43 | 0.44 | 0.41 | 0.39 | 0.4 | 0.43 | 0.44 | 0.39 | 0.3 | 0.27 | 1.59 | 1.24 | 0.62 | 0.47 | 0.43 | 0.39 | 0.37 | 0.31 | 0.27 | 0.21 | 0.16 | 0.12 | 0.1 | 0.08 | 0.07 | 1.58 | 1.25 | 0.6 | 0.42 | 0.27 | 0.18 | 0.08 | 0.05 | 0.02 | 0.02 | 0.02 | 0.06 | 0.06 | 0.07 | 0.02 | 36.6 | 34.5 | 31.2 | 26.2 | 25.8 | 26.2 | 27.2 | 26.3 | 26.1 | 23.9 | 21.1 | 16.2 | 11.9 | 8.7 | 7.5 | 31.2 | 31.6 | 33 | 25.1 | 21 | 14.7 | 11.7 | 5.4 | 8.1 | 14.4 | 19.3 | 15.3 | 11.9 | 11.8 | 14.8 | 52 | 46 | 33.6 | 28.9 | 27 | 26.4 | 27.2 | 25.2 | 23.6 | 23.7 | 25.5 | 26.1 | 23.2 | 18.3 | 16.3 | 38.9 | 35.9 | 30.6 | 25.9 | 24.9 | 24.2 | 23.4 | 19.6 | 17.3 | 13 | 10.1 | 7.5 | 6.7 | 5.9 | 5.2 | 39 | 35.9 | 29 | 22.4 | 14.7 | 9.9 | 4.2 | 2.6 | 1.1 | 1.2 | 1.3 | 4.5 | 4.6 | 4.5 | 1.6 | 1564.8 | 1478.6 | 1334.5 | 1143.3 | 1129.8 | 1145 | 1179.9 | 1140.9 | 1139.8 | 1052 | 934.4 | 719.1 | 533.3 | 391.9 | 338.2 | 1335.6 | 1347.5 | 1404.9 | 1081.3 | 911.2 | 637 | 499.4 | 232.2 | 352.2 | 630.2 | 848.1 | 672.3 | 525.6 | 523.8 | 656.7 | 2254.9 | 1997.5 | 1435.9 | 1271.2 | 1189.1 | 1161.4 | 1194.8 | 1110.4 | 1039.5 | 1048.8 | 1127.4 | 1155.3 | 1025.1 | 809.3 | 721 | 1674.6 | 1548.7 | 1308.8 | 1126.7 | 1087.8 | 1054.5 | 1016 | 848.9 | 754.1 | 572.8 | 444 | 330.3 | 272 | 250.7 | 214.6 | 1677.6 | 1541.5 | 1236.6 | 971.6 | 645 | 432.8 | 185.8 | 118 | 55.1 | 56.3 | 59.7 | 229.8 | 237.1 | 232 | 78.9 | 0.19 | 0.17 | 0.14 | 0.11 | 0.1 | 0.1 | 0.1 | 0.1 | 0.1 | 0.09 | 0.08 | 0.06 | 0.05 | 0.04 | 0.03 | 0.15 | 0.15 | 0.15 | 0.11 | 0.08 | 0.06 | 0.04 | 0.02 | 0.03 | 0.05 | 0.07 | 0.06 | 0.04 | 0.04 | 0.06 | 0.29 | 0.24 | 0.15 | 0.11 | 0.1 | 0.1 | 0.1 | 0.09 | 0.09 | 0.09 | 0.09 | 0.1 | 0.09 | 0.07 | 0.06 | 0.2 | 0.18 | 0.14 | 0.1 | 0.1 | 0.09 | 0.09 | 0.07 | 0.06 | 0.05 | 0.04 | 0.03 | 0.03 | 0.02 | 0.02 | 0.2 | 0.18 | 0.13 | 0.09 | 0.06 | 0.04 | 0.02 | 0.01 | 0 | 0 | 0 | 0.02 | 0.02 | 0.02 | 0.01 | 0.0593
| 14 | 235.3402 | 4.9483 | 0.5378 | 235.6213 | 27.6969 | 1200.3902 | 0.11389 | 61.338 | 263.0371 | 1205.3385 | 0.6517 | 296.9593 | 333.8 | 309.6 | 270.5 | 225.8 | 220.3 | 221 | 229.3 | 221.9 | 220.6 | 203.7 | 181.5 | 143.6 | 109.7 | 83.6 | 72.2 | 281.2 | 278.7 | 281.8 | 215 | 182.2 | 129.5 | 104.6 | 51 | 74.4 | 126.8 | 168.4 | 132.4 | 104.4 | 105.1 | 131.6 | 516.1 | 440.3 | 290.9 | 253.8 | 237.2 | 227.3 | 231.2 | 216 | 202.3 | 203.2 | 218.5 | 223.5 | 201.9 | 161.7 | 146.8 | 367.3 | 331.2 | 268 | 225.3 | 214.5 | 204.1 | 198 | 168.7 | 150.2 | 116.5 | 90.3 | 67.9 | 54.3 | 38.6 | 25.6 | 367.2 | 328.7 | 252.8 | 195.4 | 132.8 | 87.3 | 38.2 | 20.5 | 7.5 | 6.5 | 4 | 4.8 | 5.8 | 4.8 | 3.5 | 10.1 | 8.5 | 5.9 | 4.6 | 4.3 | 4.2 | 4.3 | 4.2 | 4.2 | 3.9 | 3.5 | 3.1 | 2.7 | 2.3 | 1.9 | 8.1 | 7.3 | 6 | 4.3 | 3.6 | 2.6 | 2.2 | 1.1 | 1.5 | 2.4 | 3.2 | 2.5 | 2.1 | 2.2 | 2.7 | 20.9 | 15.8 | 6 | 5 | 4.6 | 4.4 | 4.4 | 4.2 | 3.9 | 4 | 4.3 | 4.3 | 3.9 | 3.1 | 2.8 | 12.6 | 10.2 | 5.9 | 4.6 | 4.2 | 3.9 | 3.8 | 3.2 | 2.8 | 2.2 | 1.7 | 1.3 | 1 | 0.9 | 0.7 | 12.5 | 10.1 | 5.6 | 4.1 | 2.8 | 1.8 | 0.8 | 0.5 | 0.2 | 0.2 | 0.2 | 0.6 | 0.7 | 0.7 | 0.3 | 1.28 | 1.05 | 0.67 | 0.49 | 0.45 | 0.43 | 0.44 | 0.42 | 0.42 | 0.39 | 0.35 | 0.33 | 0.3 | 0.26 | 0.22 | 1.01 | 0.89 | 0.68 | 0.48 | 0.38 | 0.27 | 0.23 | 0.11 | 0.15 | 0.24 | 0.32 | 0.26 | 0.22 | 0.23 | 0.29 | 2.8 | 2.07 | 0.68 | 0.52 | 0.48 | 0.45 | 0.45 | 0.42 | 0.4 | 0.4 | 0.43 | 0.44 | 0.39 | 0.31 | 0.29 | 1.64 | 1.29 | 0.68 | 0.49 | 0.44 | 0.39 | 0.38 | 0.32 | 0.29 | 0.22 | 0.17 | 0.13 | 0.1 | 0.09 | 0.07 | 1.62 | 1.28 | 0.65 | 0.45 | 0.3 | 0.18 | 0.09 | 0.05 | 0.02 | 0.02 | 0.02 | 0.06 | 0.07 | 0.07 | 0.03 | 36.8 | 34.8 | 31.8 | 26.6 | 26.1 | 26.4 | 27.6 | 26.7 | 26.3 | 24.1 | 21.4 | 16.6 | 12.4 | 9.2 | 8 | 31.4 | 31.8 | 33.3 | 25.5 | 21.7 | 15.5 | 12.6 | 6.1 | 8.9 | 15.1 | 20 | 15.7 | 12.2 | 12.3 | 15.4 | 52.1 | 46.1 | 34.5 | 29.9 | 28 | 26.9 | 27.4 | 25.6 | 23.9 | 23.9 | 25.7 | 26.3 | 23.8 | 19 | 17.3 | 39.1 | 36.2 | 31.5 | 26.5 | 25.4 | 24.4 | 23.8 | 20.4 | 18 | 13.9 | 10.7 | 8 | 7 | 6 | 5.2 | 39.2 | 36 | 29.7 | 22.9 | 15.6 | 10.3 | 4.6 | 2.6 | 1.1 | 1.3 | 1.4 | 4.7 | 4.7 | 4.6 | 1.7 | 1565.2 | 1484.7 | 1349.9 | 1155.2 | 1139.2 | 1152.6 | 1197.6 | 1159.6 | 1152.6 | 1064 | 947 | 738.1 | 554.9 | 414.9 | 360.6 | 1333.8 | 1346.1 | 1410.1 | 1093.3 | 939.5 | 671.3 | 540.7 | 262.9 | 387 | 662.4 | 879.8 | 691 | 541.3 | 543.3 | 680.2 | 2250.5 | 1994.5 | 1460.5 | 1309.5 | 1229.4 | 1182.5 | 1204.5 | 1126 | 1053.7 | 1058.1 | 1138.5 | 1165.9 | 1053.5 | 843.4 | 765.6 | 1675.7 | 1554 | 1333.5 | 1150.9 | 1108.9 | 1065.5 | 1034.4 | 881.2 | 785 | 608.8 | 472 | 354.6 | 284 | 257.3 | 217.2 | 1678.3 | 1541.5 | 1253.7 | 991.5 | 680 | 451.5 | 202.2 | 119.4 | 55.1 | 57.9 | 64.1 | 234.2 | 239.9 | 234.9 | 83 | 0.19 | 0.17 | 0.15 | 0.11 | 0.1 | 0.1 | 0.1 | 0.1 | 0.1 | 0.09 | 0.08 | 0.06 | 0.05 | 0.04 | 0.03 | 0.16 | 0.16 | 0.15 | 0.11 | 0.09 | 0.06 | 0.05 | 0.02 | 0.03 | 0.06 | 0.07 | 0.06 | 0.05 | 0.05 | 0.06 | 0.3 | 0.25 | 0.16 | 0.12 | 0.11 | 0.1 | 0.1 | 0.1 | 0.09 | 0.09 | 0.1 | 0.1 | 0.09 | 0.07 | 0.06 | 0.21 | 0.18 | 0.15 | 0.11 | 0.1 | 0.09 | 0.09 | 0.08 | 0.07 | 0.05 | 0.04 | 0.03 | 0.03 | 0.02 | 0.02 | 0.21 | 0.18 | 0.14 | 0.1 | 0.06 | 0.04 | 0.02 | 0.01 | 0 | 0 | 0.01 | 0.02 | 0.02 | 0.02 | 0.01 | 0.0592
| 15 | 247.6332 | 5.2186 | 0.56831 | 247.9299 | 29.0963 | 1262.3416 | 0.11957 | 64.4736 | 276.7295 | 1267.5601 | 0.68788 | 312.4035 | 337.8 | 318 | 285.6 | 245 | 235.5 | 233.1 | 239.3 | 232.4 | 229.2 | 214 | 192.9 | 156.1 | 119.2 | 95.1 | 84.2 | 284.6 | 285 | 292.4 | 232.5 | 205.9 | 158.8 | 134.9 | 73.9 | 92.2 | 134.6 | 174.7 | 138.3 | 109.5 | 112.2 | 135.3 | 518.9 | 444.6 | 298.2 | 263.8 | 246.6 | 237.1 | 240.3 | 230.1 | 218.7 | 216.5 | 225.8 | 227.3 | 211.6 | 178 | 167.1 | 370.4 | 338.5 | 282.1 | 241.8 | 227.6 | 214.7 | 207.5 | 182 | 162.6 | 131.9 | 105.1 | 78.7 | 60.1 | 40.4 | 28.4 | 370.9 | 336.4 | 266 | 211.6 | 152 | 102.3 | 49.4 | 24.3 | 9.6 | 7.7 | 5 | 5.9 | 6.7 | 5.2 | 3.7 | 10.3 | 8.7 | 6.3 | 5 | 4.7 | 4.5 | 4.5 | 4.4 | 4.3 | 4.1 | 3.7 | 3.3 | 2.8 | 2.5 | 2.1 | 8.2 | 7.4 | 6.3 | 4.7 | 4.1 | 3.2 | 2.7 | 1.5 | 1.8 | 2.6 | 3.3 | 2.7 | 2.2 | 2.3 | 2.8 | 21 | 16 | 6.2 | 5.2 | 4.8 | 4.6 | 4.6 | 4.4 | 4.2 | 4.2 | 4.4 | 4.4 | 4.1 | 3.4 | 3.2 | 12.7 | 10.4 | 6.2 | 4.9 | 4.5 | 4.1 | 3.9 | 3.4 | 3.1 | 2.5 | 2 | 1.5 | 1.1 | 0.9 | 0.8 | 12.7 | 10.4 | 6.1 | 4.5 | 3.2 | 2.1 | 1 | 0.6 | 0.2 | 0.2 | 0.2 | 0.7 | 0.7 | 0.7 | 0.3 | 1.31 | 1.08 | 0.72 | 0.54 | 0.49 | 0.45 | 0.46 | 0.44 | 0.44 | 0.41 | 0.37 | 0.36 | 0.31 | 0.28 | 0.24 | 1.04 | 0.91 | 0.72 | 0.51 | 0.43 | 0.33 | 0.29 | 0.16 | 0.19 | 0.26 | 0.33 | 0.27 | 0.23 | 0.24 | 0.29 | 2.82 | 2.09 | 0.7 | 0.55 | 0.5 | 0.47 | 0.47 | 0.45 | 0.43 | 0.43 | 0.45 | 0.45 | 0.41 | 0.34 | 0.32 | 1.66 | 1.31 | 0.72 | 0.54 | 0.48 | 0.41 | 0.4 | 0.35 | 0.31 | 0.25 | 0.2 | 0.15 | 0.11 | 0.09 | 0.08 | 1.66 | 1.32 | 0.72 | 0.5 | 0.35 | 0.21 | 0.11 | 0.06 | 0.02 | 0.02 | 0.02 | 0.07 | 0.07 | 0.07 | 0.03 | 37.2 | 35.7 | 33.5 | 28.8 | 27.8 | 27.8 | 28.7 | 27.9 | 27.3 | 25.4 | 22.7 | 18.1 | 13.6 | 10.6 | 9.5 | 31.8 | 32.5 | 34.5 | 27.5 | 24.4 | 19 | 16.2 | 8.9 | 11 | 16 | 20.8 | 16.4 | 12.8 | 13.1 | 15.8 | 52.4 | 46.6 | 35.3 | 31.1 | 29.1 | 28 | 28.5 | 27.3 | 25.8 | 25.5 | 26.6 | 26.8 | 24.9 | 21 | 19.7 | 39.4 | 37.1 | 33.1 | 28.5 | 26.9 | 25.6 | 24.9 | 21.9 | 19.4 | 15.7 | 12.4 | 9.3 | 7.7 | 6.4 | 5.8 | 39.5 | 36.9 | 31.1 | 24.8 | 17.8 | 12.1 | 6 | 3.1 | 1.4 | 1.5 | 1.8 | 5.1 | 5 | 5.1 | 2.3 | 1580.3 | 1524.6 | 1421.8 | 1251.5 | 1215.2 | 1215.5 | 1250.3 | 1213.9 | 1197.2 | 1117.8 | 1006.3 | 803.8 | 605.1 | 475.7 | 423.7 | 1342.7 | 1374.4 | 1460.9 | 1185 | 1062.2 | 824.1 | 699 | 382 | 479.7 | 702.4 | 912.6 | 721 | 567.3 | 580.4 | 699.6 | 2259.5 | 2011.7 | 1495.4 | 1360.6 | 1278.3 | 1232.9 | 1251.5 | 1199.1 | 1138.9 | 1127.3 | 1176.3 | 1185.4 | 1104.2 | 928.8 | 872 | 1688.8 | 1590.3 | 1401.3 | 1233.6 | 1173.1 | 1121.1 | 1083.7 | 950.9 | 849.6 | 689.6 | 549 | 411 | 314.4 | 276.2 | 245.9 | 1691 | 1573.8 | 1312.2 | 1070.3 | 777.4 | 529 | 261.6 | 141.1 | 68.6 | 69.4 | 84.7 | 256.5 | 257.2 | 253.8 | 107.8 | 0.19 | 0.18 | 0.16 | 0.12 | 0.11 | 0.1 | 0.11 | 0.1 | 0.1 | 0.09 | 0.08 | 0.07 | 0.05 | 0.04 | 0.04 | 0.16 | 0.16 | 0.16 | 0.12 | 0.1 | 0.07 | 0.06 | 0.03 | 0.04 | 0.06 | 0.08 | 0.06 | 0.05 | 0.05 | 0.06 | 0.3 | 0.25 | 0.16 | 0.12 | 0.11 | 0.11 | 0.11 | 0.1 | 0.1 | 0.09 | 0.1 | 0.1 | 0.09 | 0.08 | 0.07 | 0.21 | 0.19 | 0.16 | 0.12 | 0.11 | 0.1 | 0.09 | 0.08 | 0.07 | 0.06 | 0.05 | 0.03 | 0.03 | 0.02 | 0.02 | 0.21 | 0.19 | 0.15 | 0.11 | 0.07 | 0.05 | 0.02 | 0.01 | 0.01 | 0.01 | 0.01 | 0.02 | 0.02 | 0.02 | 0.01 | 0.0593
| 16 | 268.4594 | 5.6911 | 0.62778 | 268.7851 | 31.6015 | 1360.9203 | 0.13569 | 69.7432 | 300.0609 | 1366.6114 | 0.76346 | 338.5283 | 346.2 | 334.6 | 316.3 | 279.4 | 261.3 | 250.1 | 253 | 247.6 | 242.7 | 230.1 | 211.6 | 177.4 | 135.2 | 110.4 | 97.3 | 292.7 | 298.9 | 314.7 | 263.9 | 237.5 | 190.1 | 159 | 91.2 | 110.4 | 152.2 | 193.5 | 153.1 | 120.7 | 126 | 147.3 | 524.4 | 450.8 | 314.8 | 285.8 | 268.8 | 259.1 | 258.6 | 255.1 | 246 | 240.3 | 242.7 | 238 | 230 | 206 | 200.5 | 378.2 | 353.6 | 313.3 | 278.3 | 256.1 | 232.4 | 219.9 | 201.3 | 183.7 | 155.9 | 123.6 | 91.1 | 66.3 | 44.2 | 31.8 | 378.5 | 350 | 290.6 | 236.5 | 175 | 115.3 | 59 | 28.4 | 13 | 10.6 | 6.9 | 7.1 | 7.2 | 5.4 | 3.9 | 10.5 | 9.2 | 7.1 | 5.8 | 5.2 | 4.8 | 4.8 | 4.7 | 4.6 | 4.4 | 4.1 | 3.7 | 3.1 | 2.8 | 2.3 | 8.4 | 7.8 | 6.8 | 5.4 | 4.7 | 3.8 | 3.2 | 1.8 | 2.1 | 2.9 | 3.7 | 2.9 | 2.4 | 2.6 | 3 | 21.2 | 16.2 | 6.7 | 5.7 | 5.3 | 5.1 | 5 | 4.9 | 4.7 | 4.6 | 4.7 | 4.6 | 4.4 | 3.9 | 3.8 | 13 | 10.8 | 7 | 5.7 | 5.1 | 4.4 | 4.2 | 3.8 | 3.5 | 3 | 2.3 | 1.7 | 1.3 | 1 | 0.9 | 13 | 10.7 | 6.7 | 5.1 | 3.7 | 2.3 | 1.2 | 0.6 | 0.3 | 0.3 | 0.3 | 0.8 | 0.7 | 0.8 | 0.4 | 1.35 | 1.15 | 0.84 | 0.65 | 0.56 | 0.49 | 0.48 | 0.47 | 0.46 | 0.44 | 0.41 | 0.4 | 0.34 | 0.31 | 0.26 | 1.07 | 0.97 | 0.8 | 0.6 | 0.5 | 0.39 | 0.33 | 0.19 | 0.22 | 0.29 | 0.37 | 0.3 | 0.25 | 0.27 | 0.32 | 2.87 | 2.13 | 0.78 | 0.61 | 0.56 | 0.52 | 0.51 | 0.5 | 0.48 | 0.47 | 0.48 | 0.47 | 0.45 | 0.4 | 0.39 | 1.71 | 1.38 | 0.83 | 0.63 | 0.54 | 0.45 | 0.42 | 0.38 | 0.35 | 0.3 | 0.24 | 0.17 | 0.13 | 0.1 | 0.09 | 1.71 | 1.38 | 0.81 | 0.58 | 0.4 | 0.24 | 0.13 | 0.07 | 0.03 | 0.03 | 0.03 | 0.08 | 0.07 | 0.08 | 0.04 | 38.3 | 37.8 | 37.2 | 33 | 30.9 | 29.8 | 30.3 | 29.7 | 28.9 | 27.2 | 25 | 20.6 | 15.5 | 12.4 | 11 | 32.9 | 34.3 | 37.3 | 31.3 | 28.2 | 22.7 | 19.1 | 11 | 13.2 | 18.1 | 23 | 18.1 | 14.2 | 14.8 | 17.3 | 53.2 | 47.4 | 37.3 | 33.7 | 31.7 | 30.6 | 30.7 | 30.2 | 29.1 | 28.3 | 28.6 | 28 | 27.1 | 24.3 | 23.6 | 40.5 | 39 | 36.9 | 32.9 | 30.3 | 27.7 | 26.4 | 24.2 | 21.9 | 18.5 | 14.6 | 10.8 | 8.4 | 6.9 | 6.3 | 40.4 | 38.6 | 34 | 27.7 | 20.5 | 13.6 | 7.1 | 3.6 | 1.8 | 1.9 | 2.2 | 5.4 | 5.2 | 5.3 | 2.5 | 1608.3 | 1589.7 | 1551.2 | 1410 | 1340 | 1302.2 | 1321.6 | 1293.6 | 1267.7 | 1202.2 | 1104.1 | 914.9 | 688.5 | 556 | 492.3 | 1371.7 | 1428.3 | 1553.3 | 1333.3 | 1221.3 | 987.7 | 825.8 | 473.6 | 574.7 | 793.4 | 1008.1 | 796.6 | 624.9 | 652.1 | 762.3 | 2265.6 | 2027.9 | 1558.9 | 1467.9 | 1387.8 | 1344.5 | 1344.9 | 1328.2 | 1281 | 1252 | 1265.3 | 1242.1 | 1200.7 | 1075.1 | 1046.8 | 1711.4 | 1647.4 | 1538.1 | 1407.5 | 1314.9 | 1211.8 | 1148.1 | 1051 | 959.3 | 814.5 | 645.7 | 475.9 | 347 | 299 | 268.4 | 1712.4 | 1625.5 | 1419.3 | 1188.3 | 893.4 | 596.7 | 311.8 | 163.4 | 86.8 | 87.1 | 100.5 | 268.5 | 264 | 263.1 | 120.8 | 0.21 | 0.2 | 0.19 | 0.15 | 0.13 | 0.11 | 0.11 | 0.11 | 0.11 | 0.1 | 0.09 | 0.08 | 0.06 | 0.05 | 0.04 | 0.18 | 0.18 | 0.18 | 0.14 | 0.11 | 0.09 | 0.07 | 0.04 | 0.05 | 0.07 | 0.09 | 0.07 | 0.05 | 0.06 | 0.06 | 0.32 | 0.26 | 0.18 | 0.14 | 0.12 | 0.12 | 0.12 | 0.11 | 0.11 | 0.11 | 0.11 | 0.1 | 0.1 | 0.09 | 0.09 | 0.23 | 0.21 | 0.18 | 0.14 | 0.12 | 0.1 | 0.1 | 0.09 | 0.08 | 0.07 | 0.05 | 0.04 | 0.03 | 0.03 | 0.02 | 0.23 | 0.21 | 0.17 | 0.12 | 0.08 | 0.05 | 0.03 | 0.01 | 0.01 | 0.01 | 0.01 | 0.02 | 0.02 | 0.02 | 0.01 | 0.060387
| 17 | 293.753 | 6.2156 | 0.69643 | 294.1116 | 34.6705 | 1479.9705 | 0.15293 | 76.1502 | 328.4235 | 1486.1861 | 0.84936 | 370.2618 | 356.6 | 353.1 | 348.8 | 323.9 | 296.9 | 275.3 | 268.2 | 264.7 | 258.1 | 248.4 | 234.4 | 203.5 | 156.1 | 132.4 | 118.4 | 304.7 | 315.1 | 337.8 | 293.6 | 268.4 | 219.9 | 180.2 | 103.9 | 126.8 | 171.2 | 218.4 | 173.5 | 133.7 | 136.6 | 153 | 527.4 | 457 | 329.3 | 308.1 | 290 | 278.9 | 274.3 | 280.8 | 283 | 272.4 | 263.5 | 249.8 | 251.9 | 242.4 | 241 | 388.1 | 371.8 | 345.7 | 318.5 | 286.5 | 253.4 | 234.5 | 221.8 | 207 | 183.4 | 147.9 | 108.8 | 75.6 | 50.2 | 36.4 | 388.8 | 365 | 318.5 | 266.3 | 204.6 | 132.6 | 70.5 | 33.3 | 16 | 13.4 | 9.1 | 9.1 | 8.5 | 6.1 | 4.1 | 10.8 | 9.7 | 7.8 | 6.7 | 6 | 5.3 | 5.1 | 5 | 4.9 | 4.7 | 4.5 | 4.2 | 3.5 | 3.1 | 2.7 | 9 | 8.4 | 7.6 | 6 | 5.4 | 4.3 | 3.6 | 2 | 2.4 | 3.3 | 4.2 | 3.3 | 2.7 | 2.8 | 3.1 | 21.3 | 16.3 | 7 | 6.1 | 5.7 | 5.5 | 5.3 | 5.4 | 5.5 | 5.3 | 5.1 | 4.8 | 4.8 | 4.6 | 4.6 | 13.3 | 11.3 | 7.8 | 6.7 | 5.8 | 4.8 | 4.5 | 4.2 | 3.9 | 3.5 | 2.8 | 2.1 | 1.4 | 1.2 | 1 | 13.3 | 11.2 | 7.6 | 5.9 | 4.5 | 2.7 | 1.4 | 0.7 | 0.3 | 0.3 | 0.4 | 0.9 | 0.8 | 0.9 | 0.5 | 1.42 | 1.23 | 0.95 | 0.77 | 0.66 | 0.55 | 0.51 | 0.51 | 0.49 | 0.47 | 0.45 | 0.44 | 0.38 | 0.35 | 0.3 | 1.18 | 1.07 | 0.92 | 0.69 | 0.58 | 0.45 | 0.37 | 0.21 | 0.25 | 0.33 | 0.43 | 0.34 | 0.28 | 0.29 | 0.33 | 2.88 | 2.15 | 0.83 | 0.66 | 0.61 | 0.57 | 0.55 | 0.56 | 0.56 | 0.54 | 0.52 | 0.49 | 0.49 | 0.47 | 0.47 | 1.77 | 1.46 | 0.97 | 0.77 | 0.65 | 0.5 | 0.45 | 0.43 | 0.4 | 0.35 | 0.28 | 0.21 | 0.14 | 0.12 | 0.1 | 1.77 | 1.46 | 0.94 | 0.7 | 0.51 | 0.28 | 0.15 | 0.08 | 0.03 | 0.03 | 0.04 | 0.09 | 0.08 | 0.09 | 0.05 | 39.7 | 40.2 | 41.3 | 38.4 | 35.2 | 32.8 | 32.1 | 31.7 | 30.7 | 29.4 | 27.6 | 23.7 | 18 | 15.1 | 13.5 | 34.3 | 36.2 | 39.9 | 34.9 | 32 | 26.3 | 21.7 | 12.5 | 15.1 | 20.4 | 26 | 20.6 | 15.7 | 16 | 17.9 | 53.7 | 48.3 | 39.1 | 36.4 | 34.3 | 33 | 32.6 | 33.3 | 33.5 | 32.1 | 31 | 29.4 | 29.7 | 28.6 | 28.4 | 41.8 | 41.3 | 40.9 | 37.8 | 34 | 30.2 | 28.1 | 26.6 | 24.7 | 21.8 | 17.5 | 12.9 | 9.5 | 7.8 | 7.1 | 41.8 | 40.5 | 37.4 | 31.3 | 24 | 15.7 | 8.5 | 4.2 | 2.2 | 2.4 | 2.9 | 6.2 | 5.7 | 5.9 | 3.3 | 1635 | 1662 | 1690.3 | 1617.2 | 1505.9 | 1427.6 | 1399.4 | 1381 | 1347.3 | 1296.6 | 1222.5 | 1052.4 | 799 | 672.9 | 603.4 | 1398.2 | 1482.3 | 1642.4 | 1472.6 | 1372.6 | 1140.6 | 936.1 | 539.9 | 660.4 | 890.7 | 1135 | 900.1 | 691 | 707.6 | 791.2 | 2276.8 | 2054 | 1627.3 | 1575.9 | 1490.2 | 1439.7 | 1421.5 | 1458.6 | 1473.2 | 1417.8 | 1373.7 | 1303.8 | 1314.9 | 1265.1 | 1257.7 | 1736.8 | 1717.4 | 1669.1 | 1587.3 | 1450.7 | 1317.2 | 1222.1 | 1156.5 | 1080 | 958.1 | 772.4 | 568.1 | 395.3 | 342.8 | 311.1 | 1741 | 1678.9 | 1527.1 | 1314.4 | 1025.5 | 683.3 | 371 | 189.3 | 103.2 | 106.8 | 134.2 | 303.2 | 290.3 | 289.8 | 154.1 | 0.23 | 0.22 | 0.22 | 0.18 | 0.15 | 0.13 | 0.12 | 0.12 | 0.11 | 0.11 | 0.1 | 0.09 | 0.07 | 0.06 | 0.05 | 0.2 | 0.2 | 0.21 | 0.16 | 0.13 | 0.1 | 0.08 | 0.05 | 0.06 | 0.08 | 0.1 | 0.08 | 0.06 | 0.06 | 0.07 | 0.32 | 0.27 | 0.19 | 0.15 | 0.14 | 0.13 | 0.13 | 0.13 | 0.13 | 0.12 | 0.12 | 0.11 | 0.11 | 0.11 | 0.11 | 0.25 | 0.23 | 0.22 | 0.18 | 0.15 | 0.12 | 0.11 | 0.1 | 0.09 | 0.08 | 0.06 | 0.05 | 0.04 | 0.03 | 0.03 | 0.25 | 0.23 | 0.2 | 0.15 | 0.11 | 0.06 | 0.03 | 0.02 | 0.01 | 0.01 | 0.01 | 0.02 | 0.02 | 0.02 | 0.01 | 0.0616
| 18 | 304.7862 | 6.4557 | 0.73347 | 305.1614 | 36.0109 | 1529.2135 | 0.1637 | 78.8723 | 340.7972 | 1535.6693 | 0.89716 | 384.0336 | 354.7 | 358.7 | 365 | 346.3 | 313.4 | 285.7 | 273.6 | 270.9 | 263.5 | 255.1 | 246.1 | 218.7 | 169.4 | 144.8 | 129.7 | 300.2 | 314 | 343.1 | 308.4 | 285.7 | 236.6 | 190.5 | 110.4 | 133.7 | 177.2 | 224.6 | 178.8 | 136.2 | 139 | 152.3 | 530.1 | 460.3 | 336.5 | 318.8 | 300.3 | 288 | 281.6 | 293.3 | 301.2 | 288 | 272.6 | 255.4 | 262.4 | 262.6 | 262.2 | 388.1 | 377.7 | 360.5 | 339.9 | 302.6 | 264.5 | 239 | 229.4 | 218.1 | 200 | 162.8 | 119.1 | 83.9 | 57.8 | 46 | 386.8 | 367.6 | 332.4 | 285.5 | 224.8 | 145.2 | 79.4 | 38.2 | 20.5 | 18.3 | 14.2 | 13.9 | 11.7 | 8 | 5.1 | 10.6 | 9.7 | 8.1 | 7.4 | 6.4 | 5.6 | 5.2 | 5.1 | 5 | 4.8 | 4.7 | 4.5 | 3.7 | 3.3 | 2.9 | 8.7 | 8.2 | 7.5 | 6.4 | 5.8 | 4.7 | 3.8 | 2.2 | 2.6 | 3.4 | 4.3 | 3.4 | 2.7 | 2.8 | 3.1 | 21.4 | 16.4 | 7.2 | 6.4 | 6 | 5.7 | 5.5 | 5.7 | 5.8 | 5.6 | 5.3 | 4.9 | 5 | 5 | 5 | 13.3 | 11.4 | 8.2 | 7.3 | 6.3 | 5.1 | 4.6 | 4.4 | 4.1 | 3.8 | 3.1 | 2.3 | 1.6 | 1.3 | 1.2 | 13.2 | 11.2 | 8 | 6.6 | 5.2 | 3 | 1.6 | 0.9 | 0.4 | 0.5 | 0.6 | 1.1 | 1 | 1 | 0.7 | 1.39 | 1.24 | 1.01 | 0.87 | 0.72 | 0.58 | 0.53 | 0.52 | 0.5 | 0.49 | 0.48 | 0.47 | 0.4 | 0.37 | 0.32 | 1.13 | 1.04 | 0.91 | 0.73 | 0.63 | 0.5 | 0.39 | 0.22 | 0.26 | 0.34 | 0.43 | 0.35 | 0.28 | 0.29 | 0.32 | 2.9 | 2.17 | 0.86 | 0.7 | 0.65 | 0.6 | 0.57 | 0.59 | 0.6 | 0.57 | 0.54 | 0.5 | 0.51 | 0.5 | 0.5 | 1.77 | 1.49 | 1.03 | 0.86 | 0.71 | 0.53 | 0.46 | 0.44 | 0.42 | 0.38 | 0.31 | 0.23 | 0.16 | 0.13 | 0.12 | 1.75 | 1.45 | 1.01 | 0.8 | 0.62 | 0.33 | 0.18 | 0.09 | 0.04 | 0.05 | 0.06 | 0.11 | 0.1 | 0.1 | 0.07 | 39.6 | 40.9 | 43.4 | 41.1 | 37.2 | 34 | 32.7 | 32.4 | 31.4 | 30.2 | 29 | 25.5 | 19.5 | 16.6 | 14.9 | 33.9 | 36.2 | 40.8 | 36.7 | 34 | 28.3 | 22.9 | 13.3 | 16 | 21.1 | 26.7 | 21.2 | 16 | 16.3 | 17.8 | 53.9 | 48.6 | 40 | 37.7 | 35.6 | 34.1 | 33.4 | 34.8 | 35.6 | 34 | 32.1 | 30.1 | 31 | 31 | 30.9 | 41.8 | 42 | 42.8 | 40.3 | 35.9 | 31.5 | 28.6 | 27.5 | 26 | 23.7 | 19.3 | 14.1 | 10.5 | 8.9 | 8.5 | 41.7 | 40.9 | 39.1 | 33.5 | 26.3 | 17.3 | 9.6 | 4.8 | 2.8 | 3.2 | 4.2 | 7.6 | 6.7 | 6.9 | 4.3 | 1629.9 | 1685.1 | 1756.2 | 1710.3 | 1577.2 | 1475.1 | 1425.8 | 1411.9 | 1374.6 | 1332 | 1284.3 | 1132.3 | 869.1 | 737.7 | 663 | 1383.9 | 1482.6 | 1669.8 | 1539.6 | 1452.1 | 1220.4 | 988.7 | 573.9 | 696.8 | 924 | 1169.9 | 930.2 | 705.7 | 720.6 | 788.5 | 2287.6 | 2066.2 | 1653.4 | 1619.3 | 1533.4 | 1480.8 | 1456.1 | 1519.7 | 1564.9 | 1496.1 | 1419.5 | 1333.2 | 1370.2 | 1371.2 | 1368.9 | 1735 | 1739.6 | 1725.2 | 1676.3 | 1519.4 | 1369 | 1243.9 | 1194 | 1136.5 | 1043.9 | 850.2 | 621.7 | 438.8 | 387.7 | 369.2 | 1735.6 | 1692.2 | 1579.7 | 1387.7 | 1104.4 | 737.3 | 410.8 | 213.3 | 127.2 | 145.1 | 193.4 | 364.9 | 332.6 | 329.9 | 197.6 | 0.23 | 0.23 | 0.24 | 0.2 | 0.17 | 0.14 | 0.12 | 0.12 | 0.12 | 0.11 | 0.11 | 0.1 | 0.07 | 0.06 | 0.06 | 0.2 | 0.2 | 0.21 | 0.17 | 0.15 | 0.11 | 0.09 | 0.05 | 0.06 | 0.08 | 0.1 | 0.08 | 0.06 | 0.06 | 0.07 | 0.32 | 0.27 | 0.2 | 0.16 | 0.15 | 0.14 | 0.13 | 0.13 | 0.14 | 0.13 | 0.12 | 0.11 | 0.11 | 0.11 | 0.11 | 0.25 | 0.24 | 0.24 | 0.2 | 0.16 | 0.12 | 0.11 | 0.1 | 0.1 | 0.09 | 0.07 | 0.05 | 0.04 | 0.03 | 0.03 | 0.24 | 0.23 | 0.22 | 0.17 | 0.13 | 0.07 | 0.04 | 0.02 | 0.01 | 0.01 | 0.02 | 0.03 | 0.03 | 0.03 | 0.02 | 0.0613
| 19 | 303.5892 | 6.3701 | 0.71471 | 303.957 | 35.8979 | 1529.5855 | 0.1589 | 78.7684 | 339.4871 | 1535.9555 | 0.87361 | 382.7254 | 347.3 | 352.8 | 361.7 | 346.4 | 314.1 | 286.4 | 273 | 270.3 | 262.1 | 254.4 | 247.3 | 221.7 | 172.2 | 148.1 | 133 | 294.1 | 309.4 | 339.3 | 309.7 | 287.6 | 239.5 | 191.3 | 111.8 | 134.9 | 177.6 | 223.3 | 176.5 | 132.5 | 136.4 | 149.6 | 528.7 | 456.1 | 330.3 | 314.2 | 298.5 | 286.6 | 279.6 | 292.3 | 301.1 | 287.4 | 270.5 | 254.6 | 262.1 | 265 | 263.5 | 381.7 | 372.9 | 356.3 | 338.5 | 301.6 | 265 | 239 | 229.2 | 216.8 | 199.5 | 163 | 120.2 | 86.2 | 59.7 | 48.8 | 380.2 | 361.9 | 327.2 | 282.5 | 223.4 | 144.6 | 78.5 | 37.4 | 21.7 | 21.1 | 17 | 15.6 | 12.3 | 8.4 | 5.3 | 10.3 | 9.4 | 7.9 | 7.2 | 6.4 | 5.6 | 5.2 | 5.1 | 5 | 4.8 | 4.7 | 4.5 | 3.8 | 3.4 | 3 | 8.4 | 7.9 | 7.3 | 6.3 | 5.8 | 4.8 | 3.8 | 2.2 | 2.6 | 3.4 | 4.2 | 3.4 | 2.6 | 2.8 | 3 | 21.4 | 16.3 | 6.9 | 6.2 | 5.9 | 5.6 | 5.4 | 5.7 | 5.8 | 5.6 | 5.3 | 4.9 | 5 | 5.1 | 5 | 13 | 11.2 | 7.9 | 7.1 | 6.1 | 5.1 | 4.5 | 4.4 | 4.1 | 3.8 | 3.1 | 2.3 | 1.6 | 1.4 | 1.3 | 12.9 | 10.9 | 7.5 | 6.3 | 4.9 | 2.9 | 1.6 | 0.8 | 0.5 | 0.5 | 0.7 | 1.1 | 1 | 1 | 0.7 | 1.33 | 1.19 | 0.96 | 0.84 | 0.71 | 0.58 | 0.52 | 0.52 | 0.5 | 0.48 | 0.48 | 0.47 | 0.41 | 0.37 | 0.33 | 1.07 | 0.99 | 0.86 | 0.72 | 0.63 | 0.5 | 0.39 | 0.23 | 0.26 | 0.34 | 0.42 | 0.34 | 0.27 | 0.29 | 0.32 | 2.9 | 2.15 | 0.81 | 0.67 | 0.63 | 0.58 | 0.56 | 0.58 | 0.6 | 0.57 | 0.54 | 0.5 | 0.51 | 0.51 | 0.51 | 1.72 | 1.44 | 0.97 | 0.82 | 0.68 | 0.53 | 0.46 | 0.44 | 0.42 | 0.38 | 0.31 | 0.23 | 0.17 | 0.14 | 0.13 | 1.7 | 1.4 | 0.93 | 0.74 | 0.57 | 0.32 | 0.17 | 0.09 | 0.05 | 0.06 | 0.07 | 0.12 | 0.1 | 0.1 | 0.07 | 38.7 | 40.2 | 43.1 | 41.2 | 37.3 | 34.1 | 32.7 | 32.3 | 31.2 | 30.1 | 29.2 | 25.9 | 19.9 | 16.9 | 15.3 | 33.2 | 35.6 | 40.3 | 36.9 | 34.3 | 28.6 | 23 | 13.4 | 16.1 | 21.1 | 26.5 | 20.9 | 15.6 | 16 | 17.5 | 53.6 | 48 | 39.3 | 37.2 | 35.4 | 34 | 33.2 | 34.7 | 35.6 | 33.9 | 31.9 | 30 | 30.9 | 31.3 | 31.1 | 41 | 41.4 | 42.4 | 40.2 | 35.8 | 31.5 | 28.6 | 27.4 | 25.8 | 23.7 | 19.3 | 14.2 | 10.8 | 9.1 | 8.8 | 40.8 | 40.1 | 38.6 | 33.3 | 26.3 | 17.2 | 9.5 | 4.7 | 2.9 | 3.7 | 4.7 | 8.1 | 7 | 7 | 4.4 | 1614.1 | 1673.8 | 1755.9 | 1719.5 | 1586 | 1480.7 | 1424.3 | 1410.2 | 1368.3 | 1328.3 | 1289.9 | 1147.5 | 883.2 | 754.9 | 680.3 | 1375.5 | 1475.9 | 1669 | 1551.9 | 1466.7 | 1234.5 | 992.6 | 580.3 | 703.1 | 927.7 | 1166.1 | 921 | 688.3 | 707.2 | 775.1 | 2287.6 | 2054.9 | 1634.6 | 1605.8 | 1531 | 1478.8 | 1448.1 | 1514.9 | 1564.2 | 1493.3 | 1408.6 | 1328.8 | 1368 | 1383.7 | 1375.8 | 1722.7 | 1731 | 1724.9 | 1682.2 | 1525.2 | 1373.5 | 1245.6 | 1194.6 | 1129.9 | 1041.4 | 850.4 | 627.6 | 450.3 | 396.6 | 382.6 | 1720.7 | 1681.1 | 1578 | 1390.8 | 1110.2 | 736.9 | 407.9 | 211.6 | 134.9 | 166.5 | 218.9 | 387.2 | 344.4 | 336.9 | 202.2 | 0.21 | 0.21 | 0.23 | 0.2 | 0.17 | 0.13 | 0.12 | 0.12 | 0.12 | 0.11 | 0.11 | 0.1 | 0.08 | 0.07 | 0.06 | 0.18 | 0.19 | 0.2 | 0.17 | 0.15 | 0.11 | 0.09 | 0.05 | 0.06 | 0.08 | 0.1 | 0.08 | 0.06 | 0.06 | 0.07 | 0.32 | 0.26 | 0.19 | 0.16 | 0.15 | 0.14 | 0.13 | 0.13 | 0.14 | 0.13 | 0.12 | 0.11 | 0.11 | 0.12 | 0.11 | 0.23 | 0.23 | 0.23 | 0.19 | 0.16 | 0.12 | 0.11 | 0.1 | 0.1 | 0.09 | 0.07 | 0.05 | 0.04 | 0.03 | 0.03 | 0.23 | 0.22 | 0.21 | 0.16 | 0.12 | 0.07 | 0.04 | 0.02 | 0.01 | 0.01 | 0.02 | 0.03 | 0.03 | 0.03 | 0.02 | 0.0604
| 20 | 299.4059 | 6.2578 | 0.69213 | 299.7646 | 35.3524 | 1516.3591 | 0.15212 | 77.8507 | 334.7583 | 1522.6169 | 0.84424 | 377.6153 | 340.2 | 346.7 | 354.5 | 340.5 | 309.5 | 284.4 | 271.7 | 267.3 | 258.6 | 251.2 | 244.6 | 220.5 | 174.9 | 152.3 | 138.5 | 286.6 | 302.2 | 334.2 | 305.9 | 286.4 | 240.3 | 193.9 | 114.1 | 134.2 | 176.8 | 222.6 | 179.8 | 135.4 | 139.7 | 150.9 | 529.8 | 455 | 326.8 | 310.6 | 296.1 | 283.2 | 275.6 | 287 | 294.6 | 281.4 | 265.4 | 250.8 | 258.7 | 262 | 261.3 | 375.8 | 367.9 | 348.4 | 333 | 297.4 | 264.3 | 237.7 | 227.3 | 211.3 | 194.1 | 159.3 | 120 | 84.5 | 55.9 | 44 | 374.3 | 355.6 | 318.8 | 276.2 | 219.1 | 144.5 | 79.7 | 38.8 | 20.8 | 17.8 | 12.9 | 11.6 | 9.9 | 7 | 4.7 | 10.1 | 9.3 | 7.6 | 7 | 6.2 | 5.5 | 5.2 | 5.1 | 4.9 | 4.8 | 4.7 | 4.5 | 3.8 | 3.5 | 3.1 | 8.2 | 7.7 | 7.1 | 6.2 | 5.7 | 4.8 | 3.9 | 2.3 | 2.6 | 3.3 | 4.2 | 3.4 | 2.7 | 2.8 | 3.1 | 21.7 | 16.4 | 6.8 | 6.1 | 5.8 | 5.5 | 5.3 | 5.5 | 5.7 | 5.5 | 5.2 | 4.8 | 5 | 5 | 5 | 12.8 | 11 | 7.5 | 6.9 | 5.9 | 5.1 | 4.5 | 4.3 | 4 | 3.7 | 3 | 2.3 | 1.6 | 1.3 | 1.2 | 12.7 | 10.7 | 7.2 | 6.1 | 4.8 | 2.9 | 1.6 | 0.8 | 0.4 | 0.5 | 0.5 | 1 | 0.9 | 1 | 0.6 | 1.29 | 1.16 | 0.91 | 0.8 | 0.67 | 0.56 | 0.52 | 0.51 | 0.49 | 0.48 | 0.48 | 0.47 | 0.41 | 0.38 | 0.34 | 1.03 | 0.95 | 0.81 | 0.68 | 0.61 | 0.5 | 0.4 | 0.23 | 0.26 | 0.34 | 0.42 | 0.35 | 0.28 | 0.29 | 0.32 | 2.93 | 2.16 | 0.79 | 0.65 | 0.61 | 0.56 | 0.54 | 0.56 | 0.58 | 0.56 | 0.53 | 0.49 | 0.5 | 0.51 | 0.51 | 1.67 | 1.41 | 0.9 | 0.78 | 0.64 | 0.52 | 0.45 | 0.43 | 0.4 | 0.37 | 0.3 | 0.23 | 0.16 | 0.13 | 0.12 | 1.66 | 1.36 | 0.86 | 0.7 | 0.54 | 0.3 | 0.17 | 0.09 | 0.04 | 0.05 | 0.05 | 0.1 | 0.09 | 0.1 | 0.06 | 37.7 | 39.4 | 42.1 | 40.4 | 36.7 | 33.8 | 32.5 | 32 | 30.8 | 29.7 | 28.9 | 25.7 | 20.2 | 17.4 | 15.9 | 32.1 | 34.6 | 39.6 | 36.3 | 34.1 | 28.7 | 23.3 | 13.7 | 16 | 21 | 26.5 | 21.3 | 15.9 | 16.4 | 17.7 | 53.3 | 47.6 | 38.8 | 36.7 | 35 | 33.5 | 32.7 | 34 | 34.8 | 33.2 | 31.3 | 29.6 | 30.5 | 30.9 | 30.8 | 40.2 | 40.7 | 41.3 | 39.5 | 35.2 | 31.4 | 28.4 | 27.2 | 25.2 | 23 | 18.8 | 14.2 | 10.6 | 8.7 | 8.3 | 40.1 | 39.3 | 37.4 | 32.3 | 25.6 | 17.1 | 9.6 | 4.9 | 2.8 | 3.2 | 3.8 | 7.1 | 6.3 | 6.6 | 4 | 1596.4 | 1655.9 | 1740.9 | 1704 | 1576 | 1476.4 | 1418.2 | 1395.9 | 1350.5 | 1311.7 | 1275.3 | 1141.2 | 897.3 | 777 | 708.5 | 1356.6 | 1460.6 | 1667.1 | 1549.7 | 1469.8 | 1243.1 | 1006.6 | 592 | 699.6 | 923.4 | 1162.8 | 938.2 | 703.5 | 724.6 | 782.2 | 2293.6 | 2054.4 | 1627.6 | 1596.4 | 1523.8 | 1469 | 1433.6 | 1494.1 | 1533.8 | 1464.1 | 1382.3 | 1308.7 | 1350.6 | 1367.7 | 1363.4 | 1711.8 | 1720.4 | 1711.2 | 1670.2 | 1517.6 | 1373.6 | 1240.4 | 1187.2 | 1103.6 | 1014 | 831.9 | 626.7 | 442.3 | 378.4 | 359 | 1706.4 | 1665 | 1561.8 | 1378.7 | 1105.1 | 744.6 | 419 | 222.5 | 133.1 | 147.5 | 177.2 | 342.8 | 311.7 | 316.9 | 184.7 | 0.2 | 0.2 | 0.21 | 0.19 | 0.16 | 0.13 | 0.12 | 0.12 | 0.11 | 0.11 | 0.11 | 0.1 | 0.08 | 0.07 | 0.06 | 0.17 | 0.17 | 0.19 | 0.16 | 0.14 | 0.11 | 0.09 | 0.05 | 0.06 | 0.08 | 0.1 | 0.08 | 0.06 | 0.06 | 0.07 | 0.31 | 0.26 | 0.19 | 0.15 | 0.14 | 0.13 | 0.12 | 0.13 | 0.13 | 0.12 | 0.12 | 0.11 | 0.11 | 0.11 | 0.11 | 0.22 | 0.22 | 0.21 | 0.18 | 0.15 | 0.12 | 0.11 | 0.1 | 0.09 | 0.09 | 0.07 | 0.05 | 0.04 | 0.03 | 0.03 | 0.22 | 0.21 | 0.19 | 0.15 | 0.11 | 0.07 | 0.04 | 0.02 | 0.01 | 0.01 | 0.01 | 0.03 | 0.02 | 0.02 | 0.01 | 0.0592
| 21 | 294.1574 | 6.076 | 0.65407 | 294.5008 | 34.5989 | 1506.563 | 0.13904 | 76.8195 | 328.7563 | 1512.639 | 0.79311 | 371.3204 | 330.1 | 336.1 | 342.9 | 331.6 | 304.3 | 281.6 | 270.2 | 264.7 | 255.9 | 250.7 | 245 | 222.2 | 174.9 | 150.9 | 135.4 | 276.5 | 292.9 | 327.5 | 306.5 | 292.5 | 249.5 | 205.7 | 124.8 | 140.4 | 177.3 | 220.8 | 178.3 | 134.3 | 138.4 | 150 | 519.9 | 446.6 | 319.3 | 307 | 293.2 | 279.2 | 270.5 | 281.1 | 288.4 | 275.9 | 259.9 | 246.6 | 252.5 | 254 | 251.3 | 365.3 | 356.9 | 336.5 | 324.6 | 292.9 | 263 | 237.3 | 228.3 | 209.9 | 191.4 | 155.8 | 117.8 | 81.3 | 52.3 | 40 | 363.6 | 345.7 | 307.5 | 269.4 | 215.9 | 143 | 79 | 37.1 | 20.9 | 17.2 | 12.2 | 10.9 | 9.6 | 6.7 | 4.6 | 9.7 | 8.9 | 7.2 | 6.7 | 6.1 | 5.4 | 5.1 | 5 | 4.9 | 4.7 | 4.7 | 4.6 | 3.9 | 3.5 | 3 | 7.7 | 7.3 | 6.7 | 6.1 | 5.8 | 5 | 4.1 | 2.5 | 2.7 | 3.4 | 4.2 | 3.4 | 2.7 | 2.8 | 3.1 | 21.4 | 16.2 | 6.5 | 6 | 5.7 | 5.4 | 5.2 | 5.4 | 5.6 | 5.4 | 5.1 | 4.8 | 4.9 | 4.9 | 4.8 | 12.5 | 10.6 | 7 | 6.5 | 5.8 | 5 | 4.5 | 4.3 | 4 | 3.6 | 3 | 2.2 | 1.5 | 1.2 | 1.1 | 12.3 | 10.4 | 6.7 | 5.8 | 4.6 | 2.8 | 1.6 | 0.8 | 0.4 | 0.4 | 0.5 | 1 | 0.9 | 0.9 | 0.6 | 1.21 | 1.07 | 0.8 | 0.73 | 0.64 | 0.55 | 0.52 | 0.5 | 0.49 | 0.48 | 0.48 | 0.48 | 0.42 | 0.39 | 0.33 | 0.95 | 0.86 | 0.73 | 0.65 | 0.61 | 0.51 | 0.42 | 0.26 | 0.28 | 0.34 | 0.42 | 0.34 | 0.27 | 0.29 | 0.32 | 2.85 | 2.09 | 0.72 | 0.62 | 0.59 | 0.54 | 0.52 | 0.55 | 0.57 | 0.55 | 0.52 | 0.48 | 0.49 | 0.49 | 0.49 | 1.59 | 1.32 | 0.78 | 0.7 | 0.6 | 0.51 | 0.45 | 0.43 | 0.4 | 0.36 | 0.3 | 0.23 | 0.15 | 0.12 | 0.11 | 1.58 | 1.29 | 0.75 | 0.63 | 0.49 | 0.29 | 0.16 | 0.09 | 0.04 | 0.04 | 0.05 | 0.1 | 0.09 | 0.09 | 0.06 | 36.3 | 37.9 | 40.4 | 39.1 | 35.9 | 33.5 | 32.3 | 31.6 | 30.4 | 29.7 | 28.9 | 25.9 | 20.1 | 17.2 | 15.5 | 30.8 | 33.4 | 38.6 | 36.3 | 34.7 | 29.7 | 24.6 | 14.9 | 16.7 | 21.1 | 26.2 | 21.1 | 15.8 | 16.2 | 17.6 | 51.9 | 46.4 | 37.7 | 36.2 | 34.6 | 33.1 | 32.1 | 33.3 | 34.1 | 32.5 | 30.6 | 29 | 29.8 | 29.9 | 29.6 | 38.6 | 39.1 | 39.7 | 38.3 | 34.6 | 31.3 | 28.3 | 27.3 | 25 | 22.7 | 18.4 | 13.9 | 10.3 | 8.2 | 7.8 | 38.5 | 37.8 | 35.9 | 31.4 | 25.3 | 16.9 | 9.5 | 4.7 | 2.9 | 3.2 | 3.7 | 7 | 6.2 | 6.5 | 3.9 | 1579.3 | 1641.1 | 1729.9 | 1691.3 | 1565.8 | 1466.1 | 1411.2 | 1383 | 1336.7 | 1309.7 | 1278 | 1148.8 | 895.9 | 767.9 | 692.1 | 1334 | 1444.5 | 1666.6 | 1573.8 | 1509.7 | 1293.6 | 1067.7 | 647.4 | 731.3 | 926 | 1153.9 | 930.8 | 697.9 | 717.9 | 776.9 | 2281.2 | 2040.4 | 1622.4 | 1591.3 | 1521.1 | 1454.2 | 1410.6 | 1465.9 | 1502.2 | 1436.7 | 1353.7 | 1286 | 1317.9 | 1325.8 | 1311.5 | 1694.4 | 1705.4 | 1701.2 | 1660.4 | 1511.1 | 1369.6 | 1239.4 | 1193.1 | 1097 | 1000.2 | 814.1 | 615.2 | 425.3 | 359.5 | 338.5 | 1688.6 | 1651.3 | 1548.5 | 1369.7 | 1104.3 | 740.1 | 416.5 | 214.3 | 133.7 | 144.1 | 176 | 341.3 | 313.8 | 312.7 | 180.5 | 0.17 | 0.17 | 0.18 | 0.16 | 0.14 | 0.13 | 0.12 | 0.12 | 0.11 | 0.11 | 0.11 | 0.1 | 0.08 | 0.07 | 0.06 | 0.14 | 0.15 | 0.16 | 0.15 | 0.14 | 0.11 | 0.09 | 0.06 | 0.06 | 0.08 | 0.1 | 0.08 | 0.06 | 0.06 | 0.07 | 0.28 | 0.23 | 0.16 | 0.14 | 0.13 | 0.12 | 0.12 | 0.12 | 0.13 | 0.12 | 0.11 | 0.11 | 0.11 | 0.11 | 0.11 | 0.19 | 0.18 | 0.17 | 0.16 | 0.14 | 0.12 | 0.11 | 0.1 | 0.09 | 0.08 | 0.07 | 0.05 | 0.04 | 0.03 | 0.03 | 0.19 | 0.18 | 0.16 | 0.13 | 0.1 | 0.07 | 0.04 | 0.02 | 0.01 | 0.01 | 0.01 | 0.03 | 0.02 | 0.02 | 0.01 | 0.0561
| 22 | 288.3209 | 5.8406 | 0.61123 | 288.6464 | 33.9138 | 1489.8814 | 0.12959 | 75.6648 | 322.2347 | 1495.7221 | 0.74082 | 364.3112 | 316.3 | 322.8 | 330 | 325.4 | 301.8 | 281 | 266.8 | 260.5 | 251.3 | 248 | 242.2 | 223.8 | 179.7 | 159.2 | 143.7 | 262.2 | 279.9 | 316.8 | 309.8 | 303.7 | 271.7 | 229.1 | 149.2 | 155.2 | 181.7 | 220.6 | 180.6 | 137.3 | 140.4 | 148.9 | 507 | 434.9 | 308.5 | 301.5 | 289.6 | 274.6 | 264.6 | 276.3 | 285.8 | 273.1 | 256.4 | 240.2 | 246.6 | 246.8 | 244.5 | 352.2 | 344.4 | 323.8 | 318.8 | 290.5 | 263.4 | 234.7 | 227.4 | 207.2 | 191.9 | 159.1 | 123.8 | 85.3 | 52.1 | 39 | 351.2 | 331.5 | 293.7 | 261 | 218.2 | 150.4 | 86.9 | 39.9 | 21.3 | 17.1 | 12.6 | 11.2 | 10 | 7 | 4.9 | 9.2 | 8.3 | 6.5 | 6.4 | 5.9 | 5.4 | 5.1 | 4.9 | 4.8 | 4.7 | 4.7 | 4.6 | 4 | 3.7 | 3.2 | 7.2 | 6.8 | 6.3 | 6.2 | 6.1 | 5.5 | 4.7 | 3 | 3.1 | 3.5 | 4.2 | 3.4 | 2.7 | 2.8 | 3.1 | 20.8 | 15.7 | 6 | 5.8 | 5.5 | 5.3 | 5.1 | 5.3 | 5.6 | 5.3 | 5 | 4.6 | 4.7 | 4.7 | 4.7 | 11.9 | 10.1 | 6.4 | 6.3 | 5.6 | 5 | 4.4 | 4.3 | 3.9 | 3.6 | 3 | 2.4 | 1.6 | 1.2 | 1.1 | 11.9 | 9.8 | 6 | 5.3 | 4.4 | 3 | 1.7 | 0.9 | 0.5 | 0.5 | 0.6 | 1 | 0.9 | 1 | 0.6 | 1.11 | 0.97 | 0.68 | 0.67 | 0.6 | 0.55 | 0.51 | 0.49 | 0.48 | 0.47 | 0.47 | 0.48 | 0.43 | 0.4 | 0.35 | 0.86 | 0.78 | 0.66 | 0.64 | 0.64 | 0.58 | 0.49 | 0.32 | 0.31 | 0.35 | 0.42 | 0.35 | 0.28 | 0.29 | 0.32 | 2.73 | 2.01 | 0.62 | 0.58 | 0.56 | 0.53 | 0.51 | 0.54 | 0.57 | 0.54 | 0.51 | 0.47 | 0.48 | 0.48 | 0.47 | 1.49 | 1.22 | 0.67 | 0.65 | 0.57 | 0.51 | 0.45 | 0.43 | 0.39 | 0.37 | 0.31 | 0.24 | 0.16 | 0.12 | 0.11 | 1.49 | 1.19 | 0.63 | 0.55 | 0.46 | 0.3 | 0.18 | 0.09 | 0.05 | 0.05 | 0.06 | 0.1 | 0.09 | 0.1 | 0.06 | 34.6 | 36.3 | 38.9 | 38.3 | 35.6 | 33.4 | 31.9 | 31.2 | 29.9 | 29.4 | 28.6 | 26.1 | 20.7 | 18.2 | 16.5 | 29.1 | 31.8 | 37.3 | 36.5 | 35.9 | 32.2 | 27.3 | 17.7 | 18.4 | 21.6 | 26.2 | 21.4 | 16.1 | 16.5 | 17.4 | 50.1 | 44.9 | 36.4 | 35.6 | 34.2 | 32.5 | 31.4 | 32.8 | 33.8 | 32.2 | 30.2 | 28.3 | 29.1 | 29.1 | 28.8 | 37.1 | 37.6 | 38.1 | 37.6 | 34.3 | 31.3 | 28.1 | 27.2 | 24.7 | 22.8 | 18.8 | 14.6 | 10.9 | 8.4 | 8 | 36.9 | 36.1 | 34.4 | 30.6 | 25.7 | 17.8 | 10.5 | 5.1 | 3 | 3.3 | 3.9 | 7.2 | 6.4 | 6.7 | 4.2 | 1538.5 | 1602.2 | 1703.2 | 1684.5 | 1568.5 | 1464.8 | 1394 | 1361.7 | 1313.1 | 1295.4 | 1263.4 | 1157.8 | 920.8 | 811.2 | 735 | 1289 | 1404.1 | 1637.2 | 1605 | 1573.1 | 1406.4 | 1186.2 | 772.7 | 807.3 | 948.6 | 1152.6 | 943 | 713.6 | 728 | 770.9 | 2260.8 | 2012.4 | 1597 | 1572.2 | 1510.8 | 1433 | 1380.7 | 1440.9 | 1488.9 | 1422.3 | 1335.1 | 1252.9 | 1287 | 1288.1 | 1276.4 | 1657.9 | 1669.9 | 1670.7 | 1651.8 | 1511.6 | 1375.1 | 1226.5 | 1188.7 | 1082.9 | 1002.5 | 831 | 646.2 | 446.6 | 363.2 | 339.9 | 1653.3 | 1606.5 | 1512.9 | 1348.9 | 1129.6 | 781.6 | 460.1 | 234.3 | 142.4 | 154.5 | 189.7 | 353.4 | 321.2 | 322.8 | 194.4 | 0.15 | 0.15 | 0.15 | 0.15 | 0.13 | 0.12 | 0.12 | 0.12 | 0.11 | 0.11 | 0.11 | 0.1 | 0.08 | 0.07 | 0.06 | 0.12 | 0.13 | 0.14 | 0.14 | 0.14 | 0.12 | 0.1 | 0.07 | 0.07 | 0.08 | 0.1 | 0.08 | 0.06 | 0.06 | 0.07 | 0.25 | 0.21 | 0.14 | 0.13 | 0.13 | 0.12 | 0.12 | 0.12 | 0.13 | 0.12 | 0.11 | 0.1 | 0.11 | 0.11 | 0.11 | 0.17 | 0.16 | 0.15 | 0.14 | 0.13 | 0.12 | 0.1 | 0.1 | 0.09 | 0.08 | 0.07 | 0.05 | 0.04 | 0.03 | 0.03 | 0.17 | 0.16 | 0.13 | 0.12 | 0.1 | 0.07 | 0.04 | 0.02 | 0.01 | 0.01 | 0.01 | 0.03 | 0.02 | 0.03 | 0.02 | 0.0513
| 23 | 282.9092 | 5.7535 | 0.60227 | 283.2299 | 33.2539 | 1462.2302 | 0.12679 | 74.2299 | 316.1631 | 1467.9837 | 0.72907 | 357.4598 | 310.7 | 316.4 | 324.5 | 318.8 | 296.2 | 274.6 | 262.3 | 256 | 247 | 242.6 | 238.5 | 221.6 | 179.1 | 157.4 | 141.3 | 254.4 | 273.3 | 310.9 | 309.2 | 304.9 | 280.2 | 242.1 | 169 | 170.1 | 187.7 | 218.5 | 181.2 | 140.8 | 147.3 | 154 | 508.1 | 436 | 304.1 | 296.7 | 283.3 | 268.8 | 258.5 | 269.4 | 279.9 | 269.2 | 253.3 | 234.9 | 239.3 | 236.1 | 233.6 | 347.1 | 338.7 | 317.4 | 311.5 | 284.3 | 257.8 | 230.1 | 224.6 | 201.9 | 190.7 | 164.6 | 134.5 | 95.5 | 55.3 | 41.7 | 345.7 | 327.4 | 289.5 | 255.9 | 215.8 | 154.7 | 99.1 | 50 | 27.6 | 19 | 14.6 | 12.2 | 11.4 | 8.2 | 5.8 | 9.2 | 8.3 | 6.4 | 6.3 | 5.8 | 5.3 | 5 | 4.8 | 4.7 | 4.6 | 4.6 | 4.6 | 3.9 | 3.6 | 3.2 | 7 | 6.7 | 6.2 | 6.1 | 6.1 | 5.8 | 5 | 3.6 | 3.4 | 3.6 | 4.2 | 3.5 | 2.8 | 3 | 3.2 | 21.4 | 16.1 | 5.9 | 5.7 | 5.4 | 5.1 | 4.9 | 5.2 | 5.4 | 5.3 | 5 | 4.6 | 4.6 | 4.5 | 4.5 | 12 | 10.1 | 6.3 | 6 | 5.4 | 4.9 | 4.4 | 4.2 | 3.8 | 3.6 | 3.1 | 2.6 | 1.8 | 1.3 | 1.2 | 12 | 9.8 | 5.9 | 5.1 | 4.3 | 3 | 2 | 1.1 | 0.6 | 0.5 | 0.7 | 1.1 | 1 | 1 | 0.7 | 1.12 | 0.97 | 0.67 | 0.65 | 0.59 | 0.54 | 0.5 | 0.49 | 0.47 | 0.46 | 0.46 | 0.48 | 0.43 | 0.4 | 0.35 | 0.83 | 0.76 | 0.65 | 0.63 | 0.63 | 0.6 | 0.53 | 0.38 | 0.35 | 0.37 | 0.42 | 0.35 | 0.29 | 0.32 | 0.34 | 2.82 | 2.07 | 0.62 | 0.57 | 0.55 | 0.52 | 0.5 | 0.52 | 0.55 | 0.54 | 0.51 | 0.46 | 0.47 | 0.46 | 0.45 | 1.52 | 1.23 | 0.65 | 0.62 | 0.55 | 0.49 | 0.44 | 0.43 | 0.38 | 0.37 | 0.32 | 0.26 | 0.18 | 0.13 | 0.12 | 1.51 | 1.2 | 0.62 | 0.54 | 0.45 | 0.31 | 0.2 | 0.11 | 0.06 | 0.05 | 0.07 | 0.11 | 0.1 | 0.1 | 0.07 | 33.8 | 35.4 | 38.2 | 37.5 | 34.9 | 32.6 | 31.5 | 30.7 | 29.5 | 28.7 | 28.1 | 25.8 | 20.7 | 18 | 16.2 | 28.2 | 31.1 | 36.6 | 36.5 | 36.1 | 33.2 | 28.7 | 19.9 | 20.1 | 22.3 | 25.9 | 21.4 | 16.5 | 17.2 | 18 | 49.7 | 44.6 | 35.9 | 35 | 33.5 | 31.9 | 30.8 | 32 | 33.1 | 31.7 | 29.8 | 27.7 | 28.2 | 27.8 | 27.5 | 36.3 | 36.8 | 37.4 | 36.8 | 33.6 | 30.7 | 27.6 | 27 | 24.1 | 22.6 | 19.5 | 15.9 | 12.2 | 9 | 8.7 | 36.1 | 35.5 | 33.9 | 30 | 25.4 | 18.4 | 12 | 6.4 | 3.8 | 3.8 | 4.7 | 8 | 7.1 | 7.3 | 4.8 | 1504.4 | 1567.2 | 1674.9 | 1652.8 | 1541.2 | 1431.9 | 1371.3 | 1338.6 | 1290.9 | 1267.5 | 1244.4 | 1146.2 | 918.5 | 802.3 | 722.8 | 1251.3 | 1371.1 | 1606 | 1601.7 | 1580.6 | 1449.5 | 1250.7 | 871.1 | 882.4 | 978.5 | 1140.5 | 944.6 | 731.7 | 761.9 | 795.4 | 2249.8 | 2007.4 | 1573.6 | 1547.4 | 1478.1 | 1403.3 | 1349.8 | 1405.6 | 1458.3 | 1401.3 | 1318.6 | 1225 | 1249.3 | 1232.4 | 1219.5 | 1624.7 | 1636.9 | 1639.6 | 1617.9 | 1482.9 | 1346.7 | 1203 | 1174.2 | 1055.7 | 996 | 859.3 | 702 | 500 | 386.7 | 364.5 | 1617.9 | 1582 | 1491.6 | 1325.1 | 1118.4 | 804.8 | 526 | 291.8 | 182.3 | 187.7 | 238 | 397.4 | 349.9 | 346.9 | 221.4 | 0.15 | 0.15 | 0.15 | 0.14 | 0.13 | 0.12 | 0.12 | 0.11 | 0.11 | 0.11 | 0.1 | 0.1 | 0.08 | 0.07 | 0.06 | 0.12 | 0.13 | 0.14 | 0.14 | 0.14 | 0.13 | 0.11 | 0.08 | 0.08 | 0.08 | 0.1 | 0.08 | 0.06 | 0.06 | 0.07 | 0.25 | 0.21 | 0.14 | 0.13 | 0.12 | 0.12 | 0.11 | 0.12 | 0.12 | 0.12 | 0.11 | 0.1 | 0.1 | 0.1 | 0.1 | 0.17 | 0.16 | 0.15 | 0.14 | 0.13 | 0.11 | 0.1 | 0.1 | 0.09 | 0.08 | 0.07 | 0.06 | 0.05 | 0.03 | 0.03 | 0.17 | 0.15 | 0.13 | 0.11 | 0.1 | 0.07 | 0.05 | 0.02 | 0.01 | 0.01 | 0.02 | 0.03 | 0.03 | 0.03 | 0.02 | 0.0466
NWPPc | 0 | 261.5903 | 9.0054 | 1.1256 | 262.1408 | 27.2544 | 1237.7616 | 0.11669 | 61.9426 | 288.8447 | 1246.767 | 1.2423 | 324.0834 | 403 | 346.6 | 293.2 | 286.4 | 302.5 | 272.8 | 259.1 | 219.2 | 212.3 | 160.8 | 171.4 | 172.2 | 187.1 | 176.3 | 159.5 | 255.2 | 251.1 | 226 | 237 | 198.6 | 126.5 | 72.6 | 33.2 | 25.1 | 17 | 22.9 | 28.2 | 48.5 | 58.6 | 68.5 | 473.7 | 416.9 | 336.8 | 303.2 | 289.1 | 256.6 | 258.4 | 250.1 | 247.5 | 237.5 | 238.7 | 217.1 | 208.6 | 188 | 192.9 | 367.8 | 351.3 | 344.6 | 321.5 | 292.2 | 243 | 219.8 | 198 | 172.2 | 148.2 | 119.9 | 97.5 | 63.5 | 42.9 | 28.5 | 360.8 | 334.6 | 298.6 | 264.8 | 209.4 | 138.2 | 66.7 | 34.4 | 19 | 14.9 | 10.6 | 6.4 | 4.9 | 2.8 | 2 | 25.5 | 19.1 | 13.7 | 9.1 | 9.3 | 7.9 | 6.5 | 5.2 | 4.9 | 3.3 | 3.6 | 3.7 | 4.2 | 4.1 | 3.8 | 12.6 | 11.8 | 10.4 | 12.8 | 11.6 | 7.7 | 3.7 | 1.7 | 1.1 | 0.6 | 0.7 | 0.8 | 1.4 | 1.7 | 2.1 | 26.9 | 20 | 12.1 | 7.5 | 7.6 | 6.6 | 6.6 | 6.2 | 6.1 | 5.5 | 5.7 | 5 | 4.6 | 3.8 | 3.9 | 23.6 | 19.2 | 16.5 | 10.9 | 9.3 | 6.6 | 5.3 | 4.7 | 4 | 3.1 | 2.4 | 1.9 | 1.2 | 1 | 0.9 | 19.6 | 17 | 15.1 | 13 | 9.9 | 5.2 | 1.5 | 0.8 | 0.5 | 0.4 | 0.5 | 0.6 | 0.5 | 0.6 | 0.6 | 3.52 | 2.6 | 1.82 | 1.11 | 1.13 | 0.94 | 0.74 | 0.58 | 0.54 | 0.35 | 0.39 | 0.39 | 0.45 | 0.45 | 0.42 | 1.68 | 1.56 | 1.37 | 1.74 | 1.59 | 1.06 | 0.49 | 0.23 | 0.15 | 0.08 | 0.08 | 0.1 | 0.17 | 0.21 | 0.25 | 3.7 | 2.68 | 1.54 | 0.84 | 0.87 | 0.76 | 0.76 | 0.7 | 0.69 | 0.61 | 0.64 | 0.55 | 0.49 | 0.39 | 0.4 | 3.28 | 2.6 | 2.21 | 1.36 | 1.14 | 0.76 | 0.6 | 0.52 | 0.45 | 0.32 | 0.25 | 0.19 | 0.12 | 0.1 | 0.09 | 2.67 | 2.29 | 2.04 | 1.73 | 1.31 | 0.66 | 0.17 | 0.09 | 0.05 | 0.04 | 0.05 | 0.06 | 0.05 | 0.06 | 0.06 | 31.5 | 29.6 | 27.3 | 30.5 | 32.5 | 29.8 | 29.2 | 25 | 24.3 | 18.8 | 19.9 | 20 | 21.5 | 20.2 | 18.2 | 23.2 | 23.4 | 21.3 | 20.6 | 16.5 | 10.3 | 6.6 | 3 | 2.4 | 1.8 | 2.5 | 3.1 | 5.3 | 6.4 | 7.4 | 39.9 | 38.4 | 34.7 | 34.2 | 32.2 | 28.7 | 28.9 | 28.2 | 28 | 27.1 | 27.2 | 24.9 | 24.2 | 22.1 | 22.7 | 28.4 | 30.2 | 31.7 | 33.6 | 31.1 | 26.9 | 24.9 | 22.6 | 19.7 | 17.3 | 14 | 11.5 | 8 | 6.9 | 6.1 | 31.2 | 30 | 26.8 | 24.2 | 19.5 | 14.1 | 10.2 | 7.1 | 5.5 | 3 | 2.9 | 3.7 | 3 | 4 | 3.7 | 1535.2 | 1410.6 | 1270.4 | 1381 | 1466.8 | 1339.8 | 1303.5 | 1113 | 1081 | 832 | 883.4 | 886.8 | 958.4 | 898.6 | 810.2 | 1083.2 | 1085.8 | 983.5 | 972.9 | 789.3 | 494 | 306.5 | 139.2 | 110.2 | 80 | 111.7 | 138.4 | 237.6 | 286.3 | 333.2 | 1885.1 | 1779.8 | 1565.7 | 1529.8 | 1444.2 | 1285.1 | 1295.3 | 1260.7 | 1249.4 | 1208.6 | 1215 | 1112.1 | 1076.5 | 975.2 | 1001.1 | 1387.9 | 1433.3 | 1477.3 | 1524.8 | 1406.5 | 1207.5 | 1110.8 | 1005.8 | 875.1 | 766.5 | 621.3 | 508.6 | 332 | 292.9 | 252.3 | 1469 | 1401.8 | 1250.4 | 1129.9 | 905.3 | 639 | 372.9 | 225.6 | 156.2 | 123.6 | 134 | 165.1 | 136.1 | 175.4 | 161.5 | 0.19 | 0.16 | 0.14 | 0.13 | 0.13 | 0.12 | 0.11 | 0.1 | 0.09 | 0.07 | 0.07 | 0.08 | 0.08 | 0.08 | 0.07 | 0.12 | 0.12 | 0.11 | 0.11 | 0.1 | 0.06 | 0.03 | 0.02 | 0.01 | 0.01 | 0.01 | 0.01 | 0.02 | 0.03 | 0.03 | 0.23 | 0.2 | 0.16 | 0.13 | 0.13 | 0.11 | 0.11 | 0.11 | 0.11 | 0.1 | 0.11 | 0.1 | 0.09 | 0.08 | 0.08 | 0.18 | 0.17 | 0.16 | 0.15 | 0.13 | 0.11 | 0.1 | 0.09 | 0.08 | 0.07 | 0.05 | 0.04 | 0.03 | 0.03 | 0.02 | 0.17 | 0.16 | 0.14 | 0.12 | 0.1 | 0.06 | 0.04 | 0.03 | 0.02 | 0.01 | 0.01 | 0.01 | 0.01 | 0.01 | 0.01 | 0.0455
| 1 | 261.9071 | 9.1101 | 1.14 | 262.4643 | 27.195 | 1236.399 | 0.11852 | 61.8456 | 289.1021 | 1245.5091 | 1.2585 | 324.3099 | 403.8 | 344.8 | 292.5 | 286.4 | 305.6 | 274.4 | 259.4 | 219.3 | 212 | 161.6 | 172.2 | 173.8 | 187.5 | 177.2 | 160.1 | 257.6 | 253.6 | 226.2 | 238.4 | 200.4 | 128.7 | 73.7 | 32.9 | 25.2 | 17.3 | 23.6 | 29.2 | 50.1 | 59.9 | 69.7 | 469.7 | 413.7 | 335.2 | 302.9 | 289 | 257 | 258.5 | 250.2 | 248.2 | 237.7 | 239.3 | 217.7 | 209.7 | 188.9 | 193.5 | 366.1 | 349 | 343.4 | 322.3 | 294.4 | 244.4 | 221.2 | 199.7 | 173.9 | 149 | 120 | 97.2 | 63.2 | 42.9 | 28.7 | 360.8 | 334 | 299.6 | 266.5 | 211.8 | 139.3 | 67.1 | 34.7 | 19.5 | 15.4 | 11.2 | 6.6 | 5 | 2.8 | 2 | 25.6 | 19.1 | 13.8 | 9.3 | 9.6 | 8.1 | 6.6 | 5.2 | 4.9 | 3.3 | 3.7 | 3.8 | 4.2 | 4.1 | 3.8 | 12.6 | 11.8 | 10.3 | 12.8 | 11.6 | 7.7 | 3.6 | 1.6 | 1.1 | 0.6 | 0.7 | 0.8 | 1.5 | 1.8 | 2.1 | 26.5 | 19.7 | 12 | 7.4 | 7.5 | 6.6 | 6.6 | 6.2 | 6.2 | 5.6 | 5.8 | 5 | 4.6 | 3.8 | 3.9 | 23.4 | 19 | 16.6 | 11.1 | 9.5 | 6.6 | 5.5 | 4.8 | 4.1 | 3.1 | 2.4 | 1.9 | 1.2 | 1 | 0.9 | 19.5 | 16.9 | 15.4 | 13.3 | 10.2 | 5.3 | 1.5 | 0.8 | 0.5 | 0.4 | 0.5 | 0.6 | 0.5 | 0.6 | 0.6 | 3.54 | 2.6 | 1.84 | 1.14 | 1.18 | 0.97 | 0.75 | 0.58 | 0.53 | 0.35 | 0.39 | 0.4 | 0.46 | 0.45 | 0.42 | 1.69 | 1.57 | 1.36 | 1.73 | 1.58 | 1.05 | 0.48 | 0.22 | 0.14 | 0.08 | 0.08 | 0.1 | 0.18 | 0.21 | 0.26 | 3.63 | 2.64 | 1.52 | 0.84 | 0.87 | 0.76 | 0.76 | 0.7 | 0.7 | 0.61 | 0.65 | 0.55 | 0.5 | 0.39 | 0.4 | 3.24 | 2.58 | 2.22 | 1.39 | 1.17 | 0.78 | 0.62 | 0.54 | 0.46 | 0.32 | 0.25 | 0.19 | 0.12 | 0.1 | 0.09 | 2.66 | 2.28 | 2.08 | 1.78 | 1.36 | 0.68 | 0.16 | 0.09 | 0.05 | 0.04 | 0.05 | 0.06 | 0.05 | 0.06 | 0.06 | 31.5 | 29.3 | 27.1 | 30.3 | 32.6 | 29.8 | 29.2 | 25 | 24.3 | 18.9 | 20 | 20.1 | 21.5 | 20.2 | 18.2 | 23.5 | 23.7 | 21.4 | 20.8 | 16.8 | 10.6 | 6.8 | 3 | 2.5 | 1.8 | 2.6 | 3.2 | 5.5 | 6.5 | 7.5 | 39.8 | 38.3 | 34.6 | 34.2 | 32.3 | 28.7 | 29 | 28.2 | 28 | 27.1 | 27.2 | 25 | 24.3 | 22.2 | 22.8 | 28.4 | 30.1 | 31.5 | 33.6 | 31.2 | 27 | 25 | 22.7 | 19.8 | 17.4 | 14.1 | 11.5 | 7.9 | 6.9 | 6.2 | 31.3 | 29.9 | 26.7 | 24.1 | 19.5 | 14.2 | 10.2 | 7.2 | 5.6 | 3.1 | 3 | 3.7 | 3.1 | 4 | 3.8 | 1536.8 | 1398.6 | 1262.3 | 1374.4 | 1474.5 | 1343.1 | 1303.7 | 1113.3 | 1081.5 | 836.7 | 887.2 | 892.9 | 958.4 | 901.8 | 813 | 1095.7 | 1098.9 | 987.8 | 983.1 | 801.5 | 506.6 | 314.9 | 140.6 | 113 | 81.6 | 115.8 | 143.5 | 245.3 | 292.6 | 338.9 | 1876.1 | 1771.3 | 1560.5 | 1528.7 | 1445.3 | 1286.8 | 1295.9 | 1260.6 | 1250.8 | 1208.5 | 1216.8 | 1115.1 | 1081.8 | 980.1 | 1005 | 1386.8 | 1424.4 | 1468.1 | 1522.4 | 1413 | 1213 | 1115.1 | 1011.5 | 882.4 | 771.1 | 622.1 | 506.7 | 330.2 | 292.3 | 252.4 | 1471.6 | 1399.9 | 1248.1 | 1129.4 | 909.7 | 642.9 | 375.6 | 226.7 | 158.5 | 126.7 | 139.4 | 168.2 | 137.7 | 178.2 | 166.1 | 0.19 | 0.16 | 0.14 | 0.13 | 0.14 | 0.12 | 0.11 | 0.1 | 0.09 | 0.07 | 0.08 | 0.08 | 0.08 | 0.08 | 0.07 | 0.12 | 0.12 | 0.11 | 0.11 | 0.1 | 0.06 | 0.04 | 0.02 | 0.01 | 0.01 | 0.01 | 0.01 | 0.02 | 0.03 | 0.03 | 0.23 | 0.2 | 0.16 | 0.13 | 0.13 | 0.11 | 0.11 | 0.11 | 0.11 | 0.1 | 0.11 | 0.1 | 0.09 | 0.08 | 0.08 | 0.17 | 0.16 | 0.16 | 0.15 | 0.13 | 0.11 | 0.1 | 0.09 | 0.08 | 0.07 | 0.05 | 0.04 | 0.03 | 0.03 | 0.02 | 0.17 | 0.16 | 0.14 | 0.13 | 0.1 | 0.07 | 0.04 | 0.03 | 0.02 | 0.01 | 0.01 | 0.01 | 0.01 | 0.02 | 0.01 | 0.04458
| 2 | 261.3316 | 9.0299 | 1.1284 | 261.8835 | 27.1658 | 1234.9593 | 0.11852 | 61.776 | 288.4974 | 1243.9892 | 1.2469 | 323.6595 | 405.3 | 345.3 | 292.7 | 285.1 | 304.3 | 273.1 | 258.3 | 218.6 | 211.4 | 161.3 | 172.2 | 174 | 188.5 | 178 | 161.4 | 254.7 | 251.5 | 225.9 | 238.3 | 200.5 | 129.6 | 74.6 | 33.9 | 26 | 17.4 | 23.7 | 29.2 | 50.8 | 60.5 | 70.5 | 468.6 | 412.8 | 334.3 | 301.4 | 287.6 | 256.6 | 258.6 | 251 | 248.3 | 238.5 | 239.6 | 218.8 | 210.2 | 189.2 | 193.3 | 369.1 | 351.4 | 344.6 | 321.8 | 293.8 | 244.3 | 220.6 | 198.6 | 173 | 149 | 120.5 | 98 | 63.5 | 42.9 | 28.6 | 361.6 | 333.2 | 301.5 | 270.5 | 216.9 | 141.4 | 67.2 | 34.8 | 19.8 | 15.3 | 11.2 | 6.5 | 4.9 | 2.8 | 2 | 25.7 | 19.2 | 13.8 | 9 | 9.4 | 8 | 6.5 | 5.1 | 4.8 | 3.3 | 3.7 | 3.8 | 4.3 | 4.2 | 3.9 | 12.5 | 11.7 | 10.2 | 12.7 | 11.5 | 7.7 | 3.7 | 1.7 | 1.1 | 0.6 | 0.7 | 0.9 | 1.5 | 1.8 | 2.2 | 26.4 | 19.6 | 12 | 7.3 | 7.4 | 6.5 | 6.6 | 6.2 | 6.1 | 5.6 | 5.8 | 5.1 | 4.6 | 3.8 | 3.9 | 23.7 | 19.3 | 16.7 | 11 | 9.3 | 6.6 | 5.4 | 4.7 | 4.1 | 3.1 | 2.4 | 1.9 | 1.2 | 1 | 0.9 | 19.6 | 17 | 15.7 | 13.8 | 10.7 | 5.5 | 1.5 | 0.8 | 0.5 | 0.4 | 0.5 | 0.6 | 0.5 | 0.6 | 0.6 | 3.56 | 2.61 | 1.83 | 1.1 | 1.15 | 0.95 | 0.74 | 0.57 | 0.53 | 0.35 | 0.39 | 0.41 | 0.46 | 0.46 | 0.43 | 1.67 | 1.55 | 1.35 | 1.72 | 1.56 | 1.06 | 0.49 | 0.23 | 0.14 | 0.07 | 0.08 | 0.1 | 0.18 | 0.22 | 0.27 | 3.61 | 2.63 | 1.52 | 0.82 | 0.85 | 0.75 | 0.75 | 0.7 | 0.69 | 0.62 | 0.65 | 0.56 | 0.5 | 0.39 | 0.4 | 3.28 | 2.63 | 2.23 | 1.37 | 1.14 | 0.77 | 0.61 | 0.53 | 0.45 | 0.32 | 0.25 | 0.19 | 0.12 | 0.1 | 0.09 | 2.67 | 2.29 | 2.12 | 1.85 | 1.44 | 0.71 | 0.16 | 0.09 | 0.05 | 0.04 | 0.05 | 0.06 | 0.05 | 0.06 | 0.06 | 31.5 | 29.3 | 27.2 | 30.4 | 32.6 | 29.7 | 29.1 | 24.9 | 24.2 | 18.8 | 19.9 | 20.1 | 21.6 | 20.3 | 18.3 | 23.2 | 23.5 | 21.4 | 20.9 | 16.9 | 10.7 | 6.8 | 3.1 | 2.5 | 1.8 | 2.6 | 3.2 | 5.5 | 6.5 | 7.6 | 39.7 | 38.2 | 34.5 | 34.1 | 32.2 | 28.8 | 29 | 28.3 | 28 | 27.2 | 27.2 | 25.1 | 24.4 | 22.2 | 22.7 | 28.5 | 30.1 | 31.6 | 33.6 | 31.3 | 27.1 | 24.9 | 22.6 | 19.7 | 17.4 | 14.1 | 11.6 | 8 | 6.9 | 6.2 | 31.3 | 29.8 | 26.7 | 24.2 | 19.7 | 14.2 | 10.3 | 7.2 | 5.6 | 3.1 | 3 | 3.7 | 3 | 4 | 3.8 | 1540.1 | 1399.5 | 1265.4 | 1374.6 | 1473.3 | 1337.8 | 1298.2 | 1110.6 | 1078.4 | 834.2 | 886.5 | 894.2 | 963.5 | 905 | 818.1 | 1083.5 | 1089.5 | 989.1 | 984.4 | 805.1 | 510 | 318.4 | 144 | 116.5 | 83.2 | 116.6 | 143 | 247.8 | 294.2 | 341.4 | 1873.7 | 1768.4 | 1556.1 | 1523.7 | 1441.8 | 1287.4 | 1298.7 | 1266.5 | 1253.3 | 1212 | 1218.3 | 1120.9 | 1085.5 | 981.9 | 1003.6 | 1394.2 | 1429.4 | 1472.6 | 1523.5 | 1415.8 | 1213.6 | 1113 | 1006.9 | 878.9 | 771.2 | 624.4 | 510.9 | 332 | 292.8 | 252.4 | 1473.3 | 1394.5 | 1250.6 | 1137 | 922.7 | 647.5 | 375.9 | 227.5 | 159.5 | 125.5 | 138.2 | 165.8 | 136 | 178.2 | 168.1 | 0.19 | 0.16 | 0.14 | 0.13 | 0.14 | 0.12 | 0.11 | 0.1 | 0.09 | 0.07 | 0.08 | 0.08 | 0.08 | 0.08 | 0.07 | 0.12 | 0.12 | 0.11 | 0.11 | 0.1 | 0.06 | 0.04 | 0.02 | 0.01 | 0.01 | 0.01 | 0.01 | 0.02 | 0.03 | 0.03 | 0.23 | 0.2 | 0.16 | 0.13 | 0.13 | 0.11 | 0.11 | 0.11 | 0.11 | 0.1 | 0.11 | 0.1 | 0.09 | 0.08 | 0.08 | 0.18 | 0.17 | 0.16 | 0.15 | 0.13 | 0.11 | 0.1 | 0.09 | 0.08 | 0.07 | 0.05 | 0.04 | 0.03 | 0.03 | 0.02 | 0.17 | 0.16 | 0.15 | 0.13 | 0.1 | 0.07 | 0.04 | 0.03 | 0.02 | 0.01 | 0.01 | 0.01 | 0.01 | 0.02 | 0.01 | 0.0443
| 3 | 260.214 | 9.014 | 1.1279 | 260.7653 | 27.0406 | 1229.0362 | 0.11852 | 61.485 | 287.2546 | 1238.0502 | 1.2465 | 322.2503 | 405.3 | 344.4 | 291.2 | 283.1 | 303.4 | 271.9 | 257.4 | 216.7 | 210.6 | 160.9 | 172 | 173.7 | 188.2 | 177.9 | 161.3 | 253.9 | 251.8 | 225.4 | 236.6 | 196.7 | 127.1 | 73.1 | 33.5 | 26.1 | 17.3 | 23.9 | 29.1 | 50.6 | 60.1 | 70 | 471.5 | 414.2 | 334.1 | 300.3 | 287.1 | 255.4 | 258 | 250.3 | 248.6 | 239.3 | 240.5 | 218.8 | 209.2 | 187.4 | 191.4 | 368 | 349.8 | 341.9 | 318.1 | 290.9 | 242.9 | 219.4 | 197.4 | 172.1 | 149 | 120.6 | 98.1 | 63.7 | 43.2 | 28.9 | 360.2 | 332.8 | 300.3 | 269 | 215 | 140.6 | 67.4 | 35.2 | 20.3 | 15.4 | 11.1 | 6.5 | 5 | 2.8 | 2 | 25.7 | 19.1 | 13.7 | 9 | 9.5 | 7.9 | 6.5 | 5.1 | 4.9 | 3.3 | 3.7 | 3.8 | 4.3 | 4.2 | 3.9 | 12.3 | 11.6 | 10 | 12.5 | 11.1 | 7.5 | 3.5 | 1.6 | 1.1 | 0.6 | 0.6 | 0.8 | 1.5 | 1.8 | 2.2 | 26.8 | 19.9 | 12 | 7.2 | 7.4 | 6.5 | 6.6 | 6.2 | 6.1 | 5.6 | 5.8 | 5.1 | 4.6 | 3.8 | 3.9 | 23.4 | 19 | 16.5 | 10.7 | 9.2 | 6.5 | 5.4 | 4.7 | 4 | 3.1 | 2.4 | 1.9 | 1.2 | 1 | 0.9 | 19.4 | 16.8 | 15.4 | 13.6 | 10.6 | 5.5 | 1.5 | 0.8 | 0.5 | 0.4 | 0.5 | 0.6 | 0.5 | 0.6 | 0.6 | 3.55 | 2.6 | 1.83 | 1.1 | 1.15 | 0.95 | 0.74 | 0.57 | 0.54 | 0.35 | 0.39 | 0.41 | 0.46 | 0.46 | 0.43 | 1.64 | 1.54 | 1.32 | 1.69 | 1.51 | 1.03 | 0.47 | 0.22 | 0.15 | 0.07 | 0.07 | 0.09 | 0.18 | 0.22 | 0.27 | 3.68 | 2.66 | 1.52 | 0.81 | 0.84 | 0.75 | 0.75 | 0.7 | 0.69 | 0.62 | 0.66 | 0.56 | 0.5 | 0.39 | 0.4 | 3.24 | 2.58 | 2.2 | 1.33 | 1.12 | 0.76 | 0.62 | 0.52 | 0.45 | 0.32 | 0.25 | 0.19 | 0.12 | 0.1 | 0.09 | 2.63 | 2.26 | 2.09 | 1.82 | 1.41 | 0.71 | 0.17 | 0.09 | 0.05 | 0.04 | 0.05 | 0.06 | 0.05 | 0.06 | 0.06 | 31.6 | 29.3 | 27 | 30.1 | 32.5 | 29.6 | 28.9 | 24.7 | 24.1 | 18.8 | 19.9 | 20.1 | 21.6 | 20.3 | 18.3 | 23.3 | 23.6 | 21.5 | 20.8 | 16.7 | 10.6 | 6.8 | 3.1 | 2.5 | 1.8 | 2.7 | 3.2 | 5.5 | 6.5 | 7.5 | 39.7 | 38.2 | 34.5 | 34 | 32.2 | 28.6 | 28.9 | 28.2 | 28.1 | 27.3 | 27.4 | 25.1 | 24.3 | 22 | 22.5 | 28.7 | 30.2 | 31.4 | 33.4 | 31 | 26.9 | 24.8 | 22.5 | 19.7 | 17.4 | 14.1 | 11.6 | 8 | 7 | 6.2 | 31.3 | 29.9 | 26.8 | 24.2 | 19.6 | 14.1 | 10.2 | 7.2 | 5.6 | 3.1 | 3 | 3.7 | 3.1 | 4.1 | 3.8 | 1542.4 | 1397 | 1257.6 | 1363.2 | 1467.9 | 1332.6 | 1292.9 | 1099.6 | 1072.7 | 832 | 885.4 | 892.4 | 961.4 | 904.2 | 817.2 | 1084.9 | 1093.6 | 990.6 | 981.4 | 794.5 | 502.9 | 314.3 | 143.1 | 116.7 | 83 | 119.1 | 143.9 | 247.5 | 292.5 | 338.9 | 1875.9 | 1768.1 | 1554.8 | 1519.7 | 1439.7 | 1281.2 | 1295.2 | 1262 | 1253.6 | 1215.6 | 1223.1 | 1121 | 1079.5 | 971.7 | 993.1 | 1398 | 1430.3 | 1463.7 | 1510.6 | 1402.8 | 1207.8 | 1105.9 | 1001.2 | 874.8 | 770.9 | 624.8 | 511.4 | 333.2 | 295 | 255.2 | 1472.8 | 1398.7 | 1251 | 1135.5 | 916.7 | 643.4 | 376.6 | 229 | 161.6 | 125.4 | 137.9 | 165.9 | 136.7 | 179.6 | 169.9 | 0.19 | 0.16 | 0.14 | 0.13 | 0.14 | 0.12 | 0.11 | 0.1 | 0.09 | 0.07 | 0.08 | 0.08 | 0.08 | 0.08 | 0.07 | 0.12 | 0.12 | 0.11 | 0.11 | 0.09 | 0.06 | 0.03 | 0.02 | 0.01 | 0.01 | 0.01 | 0.01 | 0.02 | 0.03 | 0.03 | 0.23 | 0.2 | 0.16 | 0.13 | 0.13 | 0.11 | 0.11 | 0.11 | 0.11 | 0.11 | 0.11 | 0.1 | 0.09 | 0.08 | 0.08 | 0.18 | 0.17 | 0.16 | 0.14 | 0.13 | 0.11 | 0.1 | 0.09 | 0.08 | 0.07 | 0.05 | 0.04 | 0.03 | 0.03 | 0.02 | 0.17 | 0.16 | 0.14 | 0.13 | 0.1 | 0.07 | 0.04 | 0.03 | 0.02 | 0.01 | 0.01 | 0.01 | 0.01 | 0.02 | 0.01 | 0.0448
| 4 | 259.1576 | 9.0356 | 1.13 | 259.7101 | 26.8958 | 1222.6796 | 0.11344 | 61.1609 | 286.0534 | 1231.7152 | 1.2434 | 320.8709 | 411.4 | 347.7 | 290 | 279.2 | 300.6 | 269.9 | 256.5 | 214.8 | 210.1 | 160.5 | 171.3 | 172.5 | 186.8 | 177.8 | 161.5 | 252.3 | 248.6 | 219.7 | 227.3 | 188.6 | 121 | 70.5 | 31.6 | 24.8 | 16.7 | 23.2 | 29.2 | 49.7 | 59.1 | 67.9 | 476 | 416.3 | 331.4 | 294.7 | 282.5 | 253.5 | 258 | 249.7 | 248.7 | 238.8 | 240.4 | 217.6 | 206.5 | 184.3 | 187.9 | 371.7 | 351.6 | 339.2 | 313.6 | 286.6 | 240.5 | 217 | 194.5 | 169.1 | 146.4 | 118.6 | 97.3 | 63.6 | 43.3 | 28.5 | 364.5 | 337 | 299.9 | 266.2 | 210.3 | 138.4 | 66.5 | 34.7 | 20 | 15.3 | 11.1 | 6.5 | 4.9 | 2.8 | 2 | 26.2 | 19.4 | 13.6 | 8.8 | 9.4 | 8 | 6.6 | 5.2 | 4.9 | 3.3 | 3.7 | 3.7 | 4.2 | 4.2 | 3.9 | 12.2 | 11.3 | 9.6 | 11.7 | 10.5 | 7.1 | 3.4 | 1.5 | 1 | 0.5 | 0.6 | 0.8 | 1.4 | 1.8 | 2.1 | 27.3 | 20.2 | 11.8 | 6.8 | 7 | 6.4 | 6.6 | 6.2 | 6.2 | 5.6 | 5.9 | 5 | 4.6 | 3.7 | 3.8 | 23.8 | 19.2 | 16.2 | 10.5 | 9 | 6.4 | 5.3 | 4.6 | 3.9 | 3 | 2.4 | 1.9 | 1.2 | 1 | 0.9 | 19.9 | 17.3 | 15.4 | 13.4 | 10.3 | 5.4 | 1.5 | 0.8 | 0.5 | 0.4 | 0.5 | 0.6 | 0.5 | 0.6 | 0.6 | 3.63 | 2.64 | 1.8 | 1.08 | 1.15 | 0.95 | 0.76 | 0.58 | 0.54 | 0.35 | 0.39 | 0.4 | 0.46 | 0.46 | 0.43 | 1.62 | 1.5 | 1.26 | 1.58 | 1.43 | 0.97 | 0.45 | 0.2 | 0.13 | 0.07 | 0.07 | 0.1 | 0.17 | 0.21 | 0.25 | 3.75 | 2.71 | 1.49 | 0.76 | 0.79 | 0.74 | 0.76 | 0.71 | 0.7 | 0.63 | 0.66 | 0.55 | 0.49 | 0.39 | 0.39 | 3.3 | 2.62 | 2.17 | 1.31 | 1.09 | 0.74 | 0.6 | 0.51 | 0.43 | 0.31 | 0.25 | 0.19 | 0.12 | 0.1 | 0.09 | 2.72 | 2.33 | 2.08 | 1.79 | 1.37 | 0.69 | 0.17 | 0.09 | 0.05 | 0.04 | 0.05 | 0.06 | 0.05 | 0.06 | 0.06 | 31.9 | 29.5 | 27 | 29.8 | 32.1 | 29.3 | 28.7 | 24.4 | 24 | 18.7 | 19.9 | 20 | 21.5 | 20.3 | 18.3 | 23.2 | 23.4 | 21.1 | 20.3 | 16.2 | 10.1 | 6.5 | 2.9 | 2.4 | 1.8 | 2.6 | 3.2 | 5.4 | 6.4 | 7.3 | 39.9 | 38.2 | 34.3 | 33.7 | 31.9 | 28.4 | 28.9 | 28.1 | 28 | 27.2 | 27.3 | 25 | 24 | 21.6 | 22.1 | 28.8 | 30.2 | 31.2 | 32.9 | 30.6 | 26.7 | 24.6 | 22.2 | 19.3 | 17.1 | 13.9 | 11.5 | 8 | 7 | 6.2 | 31.4 | 30.1 | 26.8 | 24 | 19.3 | 13.9 | 10 | 7.1 | 5.5 | 3 | 3 | 3.7 | 3 | 4.1 | 3.8 | 1560.2 | 1408.2 | 1255.3 | 1346.4 | 1452.4 | 1320.2 | 1284.9 | 1087 | 1068.5 | 829.8 | 882.3 | 887.2 | 955.5 | 904 | 818 | 1078.9 | 1084.3 | 971 | 951.1 | 765.3 | 480 | 303.5 | 136.1 | 112 | 80.1 | 115.3 | 144 | 243.8 | 288.1 | 329.9 | 1887.3 | 1770.8 | 1545.1 | 1499.4 | 1424.6 | 1272.8 | 1292.9 | 1256.9 | 1252.4 | 1212.3 | 1222.7 | 1116.1 | 1066.5 | 955.4 | 975.5 | 1405.3 | 1432.2 | 1454.5 | 1490.8 | 1384.7 | 1198 | 1095.9 | 987.7 | 860.2 | 757.6 | 615.1 | 507.2 | 332.2 | 296.3 | 254.1 | 1479.8 | 1407.4 | 1248.9 | 1124.9 | 898.5 | 634 | 371.2 | 226.8 | 161.1 | 125.7 | 137.8 | 166.5 | 136.8 | 179.8 | 168.6 | 0.2 | 0.16 | 0.13 | 0.12 | 0.13 | 0.12 | 0.11 | 0.09 | 0.09 | 0.07 | 0.07 | 0.08 | 0.08 | 0.08 | 0.07 | 0.12 | 0.12 | 0.1 | 0.11 | 0.09 | 0.06 | 0.03 | 0.01 | 0.01 | 0.01 | 0.01 | 0.01 | 0.02 | 0.03 | 0.03 | 0.23 | 0.2 | 0.16 | 0.13 | 0.12 | 0.11 | 0.11 | 0.11 | 0.11 | 0.1 | 0.11 | 0.1 | 0.09 | 0.08 | 0.08 | 0.18 | 0.17 | 0.16 | 0.14 | 0.13 | 0.11 | 0.1 | 0.09 | 0.07 | 0.06 | 0.05 | 0.04 | 0.03 | 0.03 | 0.02 | 0.18 | 0.16 | 0.14 | 0.13 | 0.1 | 0.06 | 0.04 | 0.03 | 0.02 | 0.01 | 0.01 | 0.01 | 0.01 | 0.02 | 0.01 | 0.0467
| 5 | 249.8415 | 8.6841 | 1.0859 | 250.3724 | 25.9584 | 1179.106 | 0.11134 | 59.0029 | 275.8 | 1187.7901 | 1.1972 | 309.3754 | 413 | 351.9 | 279.7 | 259.1 | 272.7 | 253 | 247.4 | 211.2 | 208.6 | 161.7 | 166.5 | 163.4 | 174.7 | 170.4 | 155.9 | 256.9 | 247.4 | 205.3 | 203.6 | 164.1 | 105.4 | 62.9 | 29.3 | 23.5 | 17.2 | 23.7 | 29.2 | 48.5 | 57.3 | 65.9 | 487.8 | 422.6 | 329 | 287.7 | 275.7 | 247.9 | 253.6 | 244.2 | 243.3 | 231.4 | 232.8 | 208.3 | 194 | 172.7 | 176.3 | 374.3 | 355 | 329.8 | 295.9 | 261.8 | 223.1 | 202.7 | 181.9 | 159 | 137.8 | 113.3 | 92.3 | 61.6 | 41.7 | 27.4 | 367.6 | 340.4 | 296.4 | 254.3 | 195 | 127.3 | 62.1 | 31.9 | 18.4 | 14.8 | 10.9 | 6.3 | 4.7 | 2.6 | 1.9 | 26.8 | 19.8 | 13.1 | 7.8 | 8.2 | 7.3 | 6.4 | 5.1 | 4.9 | 3.4 | 3.6 | 3.5 | 3.9 | 4 | 3.8 | 12.9 | 11.7 | 8.7 | 9.9 | 8.6 | 6 | 3 | 1.4 | 1 | 0.6 | 0.7 | 0.8 | 1.4 | 1.7 | 2 | 28.7 | 21.1 | 11.8 | 6.6 | 6.7 | 6.3 | 6.5 | 6.1 | 6.1 | 5.5 | 5.7 | 4.9 | 4.3 | 3.5 | 3.5 | 24.4 | 19.6 | 15.7 | 9.4 | 7.8 | 5.6 | 4.8 | 4.2 | 3.6 | 2.8 | 2.3 | 1.8 | 1.2 | 1 | 0.8 | 20.3 | 17.6 | 15 | 12.5 | 9.3 | 4.9 | 1.4 | 0.8 | 0.4 | 0.4 | 0.5 | 0.6 | 0.5 | 0.6 | 0.5 | 3.72 | 2.7 | 1.74 | 0.94 | 0.99 | 0.86 | 0.73 | 0.57 | 0.54 | 0.37 | 0.39 | 0.38 | 0.42 | 0.45 | 0.43 | 1.74 | 1.56 | 1.13 | 1.32 | 1.16 | 0.81 | 0.4 | 0.19 | 0.13 | 0.07 | 0.08 | 0.09 | 0.16 | 0.2 | 0.24 | 3.95 | 2.84 | 1.5 | 0.72 | 0.75 | 0.72 | 0.75 | 0.7 | 0.69 | 0.61 | 0.64 | 0.54 | 0.46 | 0.36 | 0.36 | 3.38 | 2.66 | 2.1 | 1.15 | 0.93 | 0.64 | 0.53 | 0.46 | 0.4 | 0.3 | 0.24 | 0.18 | 0.12 | 0.1 | 0.08 | 2.78 | 2.37 | 2.02 | 1.67 | 1.23 | 0.62 | 0.16 | 0.08 | 0.04 | 0.04 | 0.05 | 0.06 | 0.05 | 0.06 | 0.05 | 31.6 | 29.7 | 26 | 28 | 29.5 | 27.7 | 27.7 | 24 | 23.8 | 18.8 | 19.2 | 18.9 | 20.1 | 19.4 | 17.6 | 23.1 | 22.9 | 20 | 18.7 | 14.6 | 9 | 5.8 | 2.7 | 2.3 | 1.8 | 2.6 | 3.2 | 5.3 | 6.3 | 7.1 | 40.2 | 38.2 | 33.9 | 33 | 31.2 | 27.8 | 28.4 | 27.5 | 27.4 | 26.3 | 26.4 | 23.9 | 22.6 | 20.3 | 20.8 | 28.6 | 30.4 | 30.5 | 31.5 | 28.4 | 25.1 | 23.1 | 20.9 | 18.2 | 16.1 | 13.3 | 10.9 | 7.7 | 6.7 | 6 | 31.4 | 30.2 | 26.7 | 23.2 | 18.1 | 12.9 | 9.4 | 6.6 | 5.2 | 3 | 2.9 | 3.5 | 2.9 | 3.7 | 3.5 | 1551.6 | 1418.4 | 1209.5 | 1261.2 | 1328.4 | 1243.8 | 1239.5 | 1068.8 | 1060.2 | 832.9 | 855.3 | 840.2 | 894.6 | 865 | 786.6 | 1081.4 | 1065.2 | 917 | 870.2 | 683.9 | 425.6 | 270.7 | 125.9 | 105.5 | 81.3 | 116.5 | 145 | 239 | 280.8 | 320.2 | 1912.3 | 1779.1 | 1529.7 | 1467.5 | 1394.4 | 1245.1 | 1270.2 | 1228.8 | 1225.3 | 1174.1 | 1182.9 | 1067.5 | 1002.9 | 895.8 | 916.9 | 1402.2 | 1441.5 | 1416.6 | 1421.9 | 1278.9 | 1121.6 | 1030.3 | 927.7 | 811 | 712.4 | 587.4 | 481.6 | 322.2 | 285.2 | 244.6 | 1485 | 1417.3 | 1242.9 | 1084 | 841.3 | 586.3 | 349.1 | 212.4 | 152.6 | 122.6 | 134.9 | 159.6 | 130 | 164.9 | 152.7 | 0.2 | 0.16 | 0.13 | 0.12 | 0.12 | 0.11 | 0.11 | 0.09 | 0.09 | 0.07 | 0.07 | 0.07 | 0.08 | 0.07 | 0.07 | 0.12 | 0.12 | 0.1 | 0.1 | 0.08 | 0.05 | 0.03 | 0.01 | 0.01 | 0.01 | 0.01 | 0.01 | 0.02 | 0.03 | 0.03 | 0.24 | 0.2 | 0.16 | 0.13 | 0.12 | 0.11 | 0.11 | 0.11 | 0.11 | 0.1 | 0.1 | 0.09 | 0.09 | 0.08 | 0.08 | 0.18 | 0.17 | 0.15 | 0.13 | 0.12 | 0.1 | 0.09 | 0.08 | 0.07 | 0.06 | 0.05 | 0.04 | 0.03 | 0.03 | 0.02 | 0.18 | 0.16 | 0.14 | 0.12 | 0.09 | 0.06 | 0.04 | 0.03 | 0.02 | 0.01 | 0.01 | 0.01 | 0.01 | 0.01 | 0.01 | 0.0502
| 6 | 233.9242 | 8.2333 | 1.0328 | 234.4284 | 24.2312 | 1100.9004 | 0.10594 | 55.0845 | 258.1554 | 1109.1338 | 1.1387 | 289.5129 | 408.4 | 348.7 | 265.2 | 238 | 246.5 | 227.5 | 227.1 | 191.9 | 198.7 | 154.6 | 155.5 | 149.1 | 157 | 156.8 | 141.2 | 260.3 | 247.4 | 191.3 | 184.3 | 142.6 | 92.8 | 55.6 | 26.5 | 22.7 | 16.9 | 22.6 | 27.2 | 45.2 | 52.9 | 60 | 494.7 | 424.3 | 323.6 | 281 | 269 | 241.1 | 246.1 | 237.5 | 237.1 | 222.2 | 222.6 | 193.7 | 173.1 | 148.9 | 152.5 | 369.4 | 351.8 | 317 | 277.2 | 237.1 | 203.3 | 185.7 | 165.6 | 144.3 | 123.7 | 102.1 | 81.2 | 55.3 | 37.6 | 25.9 | 366.4 | 340.5 | 288.6 | 235.5 | 171.8 | 110.9 | 56.6 | 29.1 | 16.2 | 13.4 | 10.5 | 6.3 | 4.4 | 2.3 | 1.6 | 26.3 | 19.7 | 12.6 | 7.3 | 7.4 | 6.4 | 5.8 | 4.6 | 4.7 | 3.3 | 3.4 | 3.2 | 3.5 | 3.7 | 3.4 | 13.3 | 12 | 8.3 | 9.2 | 7.7 | 5.4 | 2.8 | 1.3 | 1 | 0.6 | 0.6 | 0.7 | 1.3 | 1.6 | 1.9 | 29.3 | 21.5 | 11.7 | 6.5 | 6.7 | 6.2 | 6.4 | 6 | 6.1 | 5.5 | 5.8 | 4.8 | 4 | 3 | 3 | 23.9 | 19.4 | 15.6 | 9.4 | 7.5 | 5.3 | 4.3 | 3.8 | 3.3 | 2.6 | 2.1 | 1.6 | 1.1 | 0.9 | 0.8 | 20.1 | 17.5 | 14.5 | 11.6 | 8.1 | 4.2 | 1.3 | 0.7 | 0.4 | 0.4 | 0.4 | 0.5 | 0.4 | 0.5 | 0.4 | 3.65 | 2.68 | 1.69 | 0.88 | 0.89 | 0.76 | 0.67 | 0.51 | 0.52 | 0.35 | 0.36 | 0.34 | 0.38 | 0.41 | 0.38 | 1.8 | 1.61 | 1.09 | 1.23 | 1.04 | 0.73 | 0.38 | 0.18 | 0.13 | 0.07 | 0.08 | 0.09 | 0.16 | 0.19 | 0.23 | 4.05 | 2.89 | 1.49 | 0.72 | 0.76 | 0.71 | 0.74 | 0.69 | 0.7 | 0.62 | 0.66 | 0.54 | 0.43 | 0.32 | 0.31 | 3.32 | 2.64 | 2.09 | 1.18 | 0.92 | 0.61 | 0.48 | 0.42 | 0.36 | 0.27 | 0.22 | 0.16 | 0.11 | 0.09 | 0.08 | 2.74 | 2.37 | 1.96 | 1.55 | 1.08 | 0.53 | 0.14 | 0.08 | 0.04 | 0.04 | 0.04 | 0.05 | 0.04 | 0.05 | 0.04 | 31.4 | 29.4 | 24.5 | 25.6 | 26.7 | 25 | 25.5 | 21.9 | 22.6 | 18 | 18 | 17.3 | 18.1 | 17.9 | 16 | 23.2 | 22.6 | 18.5 | 16.7 | 12.4 | 7.8 | 5.1 | 2.4 | 2.2 | 1.8 | 2.5 | 3 | 4.9 | 5.7 | 6.4 | 40.6 | 38.1 | 33.3 | 32.1 | 30.3 | 27 | 27.5 | 26.7 | 26.5 | 25.1 | 25 | 22 | 20 | 17.4 | 18 | 28.4 | 30.1 | 28.8 | 29 | 25.3 | 22.7 | 21.2 | 19 | 16.5 | 14.4 | 11.9 | 9.6 | 7 | 6.2 | 5.7 | 31.5 | 30.3 | 26 | 21.5 | 16 | 11.3 | 8.7 | 6.1 | 4.8 | 2.8 | 2.9 | 3.4 | 2.8 | 3.2 | 2.8 | 1538.7 | 1404.2 | 1139.9 | 1155.4 | 1201.6 | 1122.5 | 1138.6 | 973.2 | 1008.4 | 796.6 | 798.6 | 766.8 | 803.7 | 796.8 | 714.4 | 1087.5 | 1054.9 | 846.6 | 781.2 | 586 | 370.7 | 235 | 113 | 100.8 | 80.1 | 111.1 | 135.3 | 221.3 | 257.3 | 289.6 | 1932.4 | 1778.3 | 1502.1 | 1429.4 | 1355.1 | 1208.9 | 1230.5 | 1192.7 | 1187.8 | 1119.9 | 1121.9 | 984.6 | 891.2 | 771 | 792.5 | 1387.8 | 1428.5 | 1345.5 | 1312.3 | 1142.3 | 1016.3 | 944.2 | 843.9 | 735.2 | 638.4 | 528.7 | 423.7 | 289.3 | 260.5 | 232 | 1486.1 | 1418.7 | 1210.3 | 1003.1 | 741.5 | 513.1 | 321.3 | 197.9 | 141.8 | 116.7 | 132.6 | 155.8 | 124.1 | 142.5 | 124.6 | 0.19 | 0.16 | 0.12 | 0.11 | 0.11 | 0.1 | 0.1 | 0.09 | 0.09 | 0.07 | 0.07 | 0.07 | 0.07 | 0.07 | 0.06 | 0.12 | 0.12 | 0.09 | 0.09 | 0.07 | 0.05 | 0.03 | 0.01 | 0.01 | 0.01 | 0.01 | 0.01 | 0.02 | 0.02 | 0.03 | 0.24 | 0.2 | 0.15 | 0.12 | 0.12 | 0.11 | 0.11 | 0.11 | 0.1 | 0.1 | 0.1 | 0.09 | 0.08 | 0.07 | 0.07 | 0.18 | 0.17 | 0.15 | 0.13 | 0.11 | 0.09 | 0.08 | 0.07 | 0.06 | 0.05 | 0.05 | 0.04 | 0.03 | 0.02 | 0.02 | 0.18 | 0.16 | 0.14 | 0.11 | 0.08 | 0.05 | 0.04 | 0.03 | 0.02 | 0.01 | 0.01 | 0.01 | 0.01 | 0.01 | 0.01 | 0.054007
| 7 | 215.8759 | 8.0648 | 1.0279 | 216.3741 | 21.9256 | 1000.4005 | 0.096082 | 49.9623 | 237.8015 | 1008.4653 | 1.124 | 266.3364 | 406.4 | 346.2 | 243.2 | 210 | 214.5 | 201.2 | 208.5 | 173.8 | 187.9 | 146.6 | 145.3 | 136.7 | 140.5 | 145 | 129.1 | 263 | 240.4 | 169.9 | 152.6 | 117.3 | 79 | 52.8 | 25.6 | 22.6 | 16.5 | 22.9 | 27.1 | 44.1 | 50.1 | 56 | 501.5 | 426.9 | 320.5 | 277.5 | 265.2 | 233.9 | 239.5 | 231.4 | 231.9 | 213.4 | 213.4 | 178.9 | 153.5 | 119.9 | 122.6 | 369.8 | 352.3 | 301 | 256.1 | 209.9 | 184 | 169.1 | 150.2 | 129.2 | 109.8 | 89.6 | 69.6 | 49.5 | 34.8 | 25.1 | 372.8 | 345.1 | 279 | 213.3 | 147.3 | 94.6 | 53.1 | 26.3 | 13.7 | 11.7 | 9.7 | 6.1 | 3.9 | 2 | 1.3 | 26.9 | 20.2 | 12.1 | 6.8 | 6.7 | 6 | 5.8 | 4.6 | 4.8 | 3.3 | 3.3 | 3.1 | 3.2 | 3.5 | 3.3 | 14.3 | 12.2 | 7.4 | 7.6 | 6.6 | 4.8 | 2.9 | 1.4 | 1 | 0.6 | 0.7 | 0.7 | 1.3 | 1.5 | 1.8 | 30.5 | 22.2 | 11.7 | 6.6 | 6.8 | 6 | 6.3 | 5.9 | 6.1 | 5.4 | 5.7 | 4.6 | 3.7 | 2.5 | 2.5 | 24.7 | 20.1 | 15.4 | 9.4 | 7.2 | 5.2 | 4.2 | 3.7 | 3 | 2.3 | 1.8 | 1.3 | 1 | 0.9 | 0.8 | 21.3 | 18.5 | 14.2 | 10.7 | 7 | 3.5 | 1.3 | 0.7 | 0.4 | 0.3 | 0.4 | 0.5 | 0.4 | 0.4 | 0.3 | 3.75 | 2.78 | 1.62 | 0.84 | 0.82 | 0.72 | 0.68 | 0.53 | 0.56 | 0.36 | 0.36 | 0.33 | 0.35 | 0.4 | 0.37 | 1.94 | 1.64 | 0.98 | 1.02 | 0.89 | 0.66 | 0.39 | 0.19 | 0.14 | 0.07 | 0.08 | 0.08 | 0.16 | 0.18 | 0.22 | 4.21 | 3 | 1.5 | 0.74 | 0.77 | 0.69 | 0.73 | 0.68 | 0.7 | 0.62 | 0.67 | 0.53 | 0.41 | 0.27 | 0.27 | 3.45 | 2.76 | 2.08 | 1.2 | 0.9 | 0.61 | 0.48 | 0.41 | 0.34 | 0.25 | 0.19 | 0.14 | 0.1 | 0.09 | 0.08 | 2.91 | 2.51 | 1.92 | 1.43 | 0.93 | 0.44 | 0.14 | 0.07 | 0.04 | 0.03 | 0.04 | 0.05 | 0.04 | 0.04 | 0.03 | 30.6 | 28.5 | 22 | 22.3 | 23 | 21.8 | 23 | 19.4 | 21.1 | 16.9 | 16.6 | 15.7 | 16.1 | 16.4 | 14.5 | 22.7 | 21.5 | 16.3 | 13.8 | 10.1 | 6.5 | 4.6 | 2.2 | 2.1 | 1.7 | 2.5 | 3 | 4.8 | 5.4 | 6 | 40.5 | 37.8 | 32.9 | 31.6 | 29.8 | 26.2 | 26.7 | 25.9 | 25.8 | 24 | 23.8 | 20.2 | 17.6 | 14 | 14.4 | 27.7 | 29.5 | 26.8 | 26.1 | 21.9 | 20.2 | 19.1 | 17 | 14.8 | 12.8 | 10.5 | 8.2 | 6.3 | 5.8 | 5.5 | 31.3 | 30 | 25 | 19.3 | 13.7 | 9.8 | 8.1 | 5.7 | 4.4 | 2.6 | 2.7 | 3.2 | 2.5 | 2.7 | 2.2 | 1507.4 | 1371 | 1030 | 1006.2 | 1036 | 981.9 | 1031.4 | 866.9 | 941.2 | 748.9 | 740.9 | 699.8 | 716.4 | 732.4 | 648.1 | 1073.6 | 1008.7 | 748.6 | 645.9 | 475 | 309 | 216.5 | 105.1 | 98.5 | 77.4 | 111.3 | 134.8 | 215.7 | 243.8 | 269.3 | 1936.6 | 1770.6 | 1483.1 | 1406.5 | 1330.8 | 1171.7 | 1195.4 | 1160.1 | 1157.4 | 1071.2 | 1069.2 | 903.9 | 784.9 | 618.6 | 634.3 | 1363.5 | 1406.4 | 1256.7 | 1189.1 | 992.7 | 907.8 | 850.7 | 758.2 | 656.4 | 566 | 463.7 | 363 | 258.9 | 244.8 | 225.8 | 1486 | 1415.2 | 1164.8 | 902.6 | 634.6 | 440.8 | 303 | 183.9 | 128.8 | 107.3 | 125.4 | 146.5 | 113.8 | 117.5 | 96.2 | 0.19 | 0.16 | 0.11 | 0.09 | 0.1 | 0.09 | 0.09 | 0.08 | 0.08 | 0.06 | 0.06 | 0.06 | 0.06 | 0.06 | 0.06 | 0.12 | 0.11 | 0.08 | 0.07 | 0.06 | 0.04 | 0.03 | 0.01 | 0.01 | 0.01 | 0.01 | 0.01 | 0.02 | 0.02 | 0.03 | 0.25 | 0.21 | 0.15 | 0.12 | 0.12 | 0.1 | 0.11 | 0.1 | 0.1 | 0.09 | 0.09 | 0.08 | 0.07 | 0.05 | 0.05 | 0.18 | 0.17 | 0.14 | 0.12 | 0.09 | 0.08 | 0.08 | 0.07 | 0.06 | 0.05 | 0.04 | 0.03 | 0.02 | 0.02 | 0.02 | 0.18 | 0.17 | 0.14 | 0.1 | 0.07 | 0.04 | 0.03 | 0.02 | 0.02 | 0.01 | 0.01 | 0.01 | 0.01 | 0.01 | 0.01 | 0.056227
| 8 | 209.6478 | 8.0424 | 1.0289 | 210.1457 | 21.1217 | 965.4012 | 0.095389 | 48.1782 | 230.7695 | 973.4436 | 1.1243 | 258.3239 | 412.9 | 350.9 | 239.5 | 202.5 | 205.5 | 190.2 | 199.9 | 160.5 | 180.8 | 140.4 | 141.1 | 131.1 | 132.8 | 139.9 | 124.2 | 264.7 | 237.2 | 161.1 | 138 | 106 | 71.5 | 51.5 | 24.7 | 22.6 | 15.9 | 22.9 | 26.8 | 44 | 49.2 | 54.2 | 504.4 | 429.4 | 322.9 | 279.5 | 267 | 235.9 | 241.9 | 233 | 232 | 210.4 | 210 | 173.2 | 146.1 | 109.2 | 111.6 | 376.9 | 356.8 | 297.1 | 245.6 | 197.5 | 173.6 | 160.3 | 141 | 120.4 | 102 | 82.6 | 62.7 | 45.6 | 32.7 | 25.1 | 379.4 | 349.2 | 274.7 | 203 | 135.7 | 87.6 | 51.1 | 26.3 | 13.9 | 12 | 9.8 | 6.2 | 3.9 | 2 | 1.2 | 28 | 20.9 | 12 | 6.6 | 6.5 | 5.8 | 5.7 | 4.4 | 4.8 | 3.2 | 3.3 | 3 | 3.1 | 3.4 | 3.2 | 14.3 | 11.9 | 7 | 7 | 6.2 | 4.4 | 2.7 | 1.3 | 1 | 0.5 | 0.7 | 0.7 | 1.3 | 1.5 | 1.7 | 31 | 22.5 | 12 | 6.8 | 7 | 6.3 | 6.6 | 6.2 | 6.3 | 5.5 | 5.8 | 4.6 | 3.6 | 2.4 | 2.4 | 25.8 | 20.8 | 15.3 | 8.9 | 6.7 | 4.8 | 3.9 | 3.4 | 2.8 | 2.2 | 1.7 | 1.2 | 0.9 | 0.8 | 0.8 | 22.2 | 18.9 | 13.9 | 10 | 6.5 | 3.2 | 1.2 | 0.7 | 0.4 | 0.3 | 0.4 | 0.5 | 0.4 | 0.4 | 0.3 | 3.9 | 2.87 | 1.61 | 0.81 | 0.8 | 0.7 | 0.68 | 0.51 | 0.56 | 0.36 | 0.36 | 0.33 | 0.34 | 0.39 | 0.36 | 1.94 | 1.61 | 0.92 | 0.95 | 0.84 | 0.61 | 0.37 | 0.17 | 0.13 | 0.07 | 0.08 | 0.08 | 0.15 | 0.18 | 0.21 | 4.28 | 3.05 | 1.53 | 0.77 | 0.8 | 0.73 | 0.77 | 0.72 | 0.73 | 0.64 | 0.68 | 0.53 | 0.4 | 0.25 | 0.25 | 3.61 | 2.86 | 2.07 | 1.13 | 0.83 | 0.56 | 0.44 | 0.38 | 0.31 | 0.23 | 0.18 | 0.12 | 0.09 | 0.08 | 0.08 | 3.05 | 2.58 | 1.87 | 1.35 | 0.87 | 0.41 | 0.13 | 0.07 | 0.04 | 0.03 | 0.04 | 0.05 | 0.04 | 0.04 | 0.03 | 30.6 | 28.6 | 21.6 | 21.5 | 21.9 | 20.6 | 21.9 | 17.8 | 20.1 | 16.1 | 16.1 | 15 | 15.2 | 15.8 | 13.9 | 22.9 | 21.3 | 15.5 | 12.4 | 8.9 | 5.8 | 4.6 | 2.2 | 2.2 | 1.7 | 2.5 | 3 | 4.8 | 5.3 | 5.8 | 40.4 | 37.9 | 33 | 31.6 | 29.8 | 26.2 | 26.8 | 25.9 | 25.7 | 23.5 | 23.3 | 19.4 | 16.7 | 12.7 | 13 | 27.6 | 29.5 | 26.4 | 25.2 | 20.7 | 19.2 | 18.2 | 16.1 | 13.8 | 11.9 | 9.6 | 7.4 | 5.8 | 5.5 | 5.4 | 31.4 | 30.2 | 24.7 | 18.5 | 12.5 | 9 | 7.9 | 5.6 | 4.3 | 2.6 | 2.7 | 3.3 | 2.5 | 2.5 | 1.9 | 1513.1 | 1378.6 | 1010.7 | 970.3 | 989.8 | 925.2 | 983.7 | 796.2 | 900.7 | 715.4 | 718 | 669.4 | 676.5 | 706.5 | 623.8 | 1082.9 | 998.3 | 710.9 | 579.2 | 421.4 | 277.3 | 214.2 | 103.3 | 99.9 | 75.6 | 112.6 | 134.4 | 216 | 239.1 | 260.7 | 1937.9 | 1774.6 | 1489.1 | 1411.6 | 1335 | 1174.2 | 1200.7 | 1159.7 | 1152 | 1051.4 | 1047.4 | 871 | 744.7 | 561.4 | 575.2 | 1370 | 1411.6 | 1236.7 | 1144.7 | 937.2 | 860.4 | 808.9 | 713.2 | 612 | 525.4 | 426.9 | 327.1 | 238.5 | 232.6 | 224.2 | 1496 | 1424.8 | 1150.2 | 861.9 | 582.3 | 406.9 | 292.9 | 185.4 | 131.3 | 111.1 | 126.6 | 148.1 | 114.1 | 111.2 | 86.3 | 0.2 | 0.17 | 0.11 | 0.09 | 0.09 | 0.09 | 0.09 | 0.07 | 0.08 | 0.06 | 0.06 | 0.06 | 0.06 | 0.06 | 0.05 | 0.13 | 0.11 | 0.08 | 0.07 | 0.05 | 0.04 | 0.02 | 0.01 | 0.01 | 0.01 | 0.01 | 0.01 | 0.02 | 0.02 | 0.02 | 0.25 | 0.21 | 0.15 | 0.12 | 0.12 | 0.1 | 0.11 | 0.1 | 0.1 | 0.09 | 0.09 | 0.08 | 0.06 | 0.05 | 0.05 | 0.18 | 0.17 | 0.14 | 0.11 | 0.09 | 0.08 | 0.07 | 0.06 | 0.05 | 0.05 | 0.04 | 0.03 | 0.02 | 0.02 | 0.02 | 0.18 | 0.17 | 0.13 | 0.1 | 0.06 | 0.04 | 0.03 | 0.02 | 0.02 | 0.01 | 0.01 | 0.01 | 0.01 | 0.01 | 0.01 | 0.057
| 9 | 206.9773 | 7.9505 | 1.0187 | 207.4699 | 20.8266 | 952.128 | 0.094373 | 47.5112 | 227.8039 | 960.0785 | 1.1131 | 254.9811 | 416.6 | 352.4 | 240.6 | 199.5 | 203.7 | 186.4 | 196.5 | 153 | 174.9 | 134.6 | 139.7 | 130.5 | 134.8 | 141.4 | 126.5 | 264.3 | 236.9 | 160.4 | 135.8 | 103.4 | 69.4 | 50.3 | 23.7 | 20.6 | 14.4 | 21.5 | 27 | 44.5 | 49.4 | 54 | 503.6 | 430 | 325 | 281.3 | 267.3 | 235.1 | 241.5 | 232.8 | 231.8 | 210 | 210.3 | 174.3 | 148.6 | 113 | 116.7 | 377.7 | 357.1 | 293.8 | 239.8 | 192.6 | 172.8 | 160.4 | 139.9 | 118.6 | 100.8 | 80.7 | 61.5 | 44.6 | 32.9 | 25.7 | 379.5 | 348.7 | 274.6 | 201.5 | 134.9 | 86.8 | 51.6 | 26.5 | 14.3 | 12.3 | 10.1 | 6.3 | 4 | 2.1 | 1.3 | 28.4 | 21.1 | 12.3 | 6.4 | 6.5 | 5.6 | 5.5 | 4.1 | 4.5 | 2.9 | 3.1 | 2.9 | 3.1 | 3.4 | 3.1 | 14 | 11.8 | 7 | 6.9 | 6 | 4.2 | 2.6 | 1.1 | 0.8 | 0.4 | 0.6 | 0.7 | 1.3 | 1.5 | 1.7 | 30.9 | 22.5 | 12.1 | 6.8 | 6.9 | 6.1 | 6.5 | 6.2 | 6.2 | 5.4 | 5.8 | 4.6 | 3.7 | 2.5 | 2.5 | 25.9 | 20.8 | 15.1 | 8.4 | 6.3 | 4.7 | 3.9 | 3.3 | 2.7 | 2.1 | 1.7 | 1.2 | 0.9 | 0.8 | 0.8 | 22.1 | 18.8 | 13.9 | 10 | 6.5 | 3.2 | 1.2 | 0.7 | 0.4 | 0.3 | 0.4 | 0.5 | 0.4 | 0.4 | 0.3 | 3.97 | 2.9 | 1.66 | 0.79 | 0.79 | 0.67 | 0.66 | 0.47 | 0.52 | 0.32 | 0.34 | 0.31 | 0.34 | 0.38 | 0.35 | 1.9 | 1.58 | 0.92 | 0.94 | 0.82 | 0.58 | 0.34 | 0.15 | 0.11 | 0.05 | 0.06 | 0.08 | 0.15 | 0.18 | 0.21 | 4.28 | 3.05 | 1.55 | 0.76 | 0.79 | 0.71 | 0.76 | 0.71 | 0.72 | 0.62 | 0.67 | 0.54 | 0.42 | 0.27 | 0.27 | 3.62 | 2.85 | 2.04 | 1.06 | 0.78 | 0.55 | 0.44 | 0.37 | 0.3 | 0.22 | 0.17 | 0.12 | 0.09 | 0.08 | 0.08 | 3.04 | 2.56 | 1.88 | 1.34 | 0.87 | 0.4 | 0.14 | 0.07 | 0.04 | 0.03 | 0.04 | 0.05 | 0.04 | 0.04 | 0.03 | 30.7 | 28.6 | 21.4 | 21.2 | 21.7 | 20.2 | 21.6 | 17.1 | 19.6 | 15.6 | 16.1 | 15 | 15.4 | 16.1 | 14.3 | 23.1 | 21.4 | 15.4 | 12.2 | 8.7 | 5.7 | 4.6 | 2.2 | 2.1 | 1.6 | 2.4 | 3 | 4.9 | 5.3 | 5.8 | 40.4 | 37.9 | 33.1 | 31.9 | 30 | 26.3 | 26.8 | 25.9 | 25.7 | 23.5 | 23.3 | 19.5 | 16.9 | 13.1 | 13.6 | 27.7 | 29.6 | 26.2 | 24.9 | 20.3 | 19.2 | 18.2 | 16 | 13.6 | 11.7 | 9.4 | 7.3 | 5.7 | 5.6 | 5.6 | 31.4 | 30.2 | 24.7 | 18.3 | 12.4 | 8.9 | 7.9 | 5.7 | 4.4 | 2.7 | 2.8 | 3.4 | 2.6 | 2.6 | 2 | 1520.4 | 1379.7 | 1006.5 | 957.4 | 980.9 | 908.8 | 968.9 | 762 | 875.8 | 691.2 | 714.7 | 668.3 | 687.3 | 716.8 | 639.1 | 1090.4 | 1001.2 | 707.2 | 569.1 | 411.9 | 270.2 | 211.8 | 101.7 | 94 | 70.3 | 107.8 | 135.4 | 219.4 | 240.4 | 260.3 | 1935.1 | 1777.7 | 1496.7 | 1423.1 | 1340 | 1175 | 1200.3 | 1161 | 1153 | 1051.9 | 1049 | 875.6 | 755.9 | 580.4 | 600.8 | 1372.3 | 1414.3 | 1224.2 | 1125.3 | 920 | 858.3 | 810.9 | 710.1 | 604.1 | 519.9 | 417.3 | 320.5 | 233.2 | 235.1 | 228.9 | 1497.8 | 1425.2 | 1147.5 | 855.2 | 577.6 | 403.4 | 294.6 | 184.9 | 132.5 | 112.2 | 128.9 | 152.3 | 117.4 | 115.3 | 88.1 | 0.2 | 0.17 | 0.11 | 0.09 | 0.09 | 0.08 | 0.09 | 0.07 | 0.08 | 0.06 | 0.06 | 0.06 | 0.06 | 0.06 | 0.06 | 0.13 | 0.11 | 0.08 | 0.06 | 0.05 | 0.03 | 0.02 | 0.01 | 0.01 | 0.01 | 0.01 | 0.01 | 0.02 | 0.02 | 0.02 | 0.25 | 0.21 | 0.15 | 0.12 | 0.12 | 0.1 | 0.11 | 0.1 | 0.1 | 0.09 | 0.09 | 0.08 | 0.07 | 0.05 | 0.05 | 0.18 | 0.17 | 0.14 | 0.11 | 0.09 | 0.08 | 0.07 | 0.06 | 0.05 | 0.04 | 0.04 | 0.03 | 0.02 | 0.02 | 0.02 | 0.18 | 0.17 | 0.13 | 0.09 | 0.06 | 0.04 | 0.03 | 0.02 | 0.02 | 0.01 | 0.01 | 0.01 | 0.01 | 0.01 | 0.01 | 0.0573
| 10 | 205.374 | 7.8547 | 1.0009 | 205.8591 | 20.7031 | 946.5232 | 0.094373 | 47.2308 | 226.0771 | 954.3778 | 1.0952 | 253.0899 | 416.1 | 353.1 | 239.4 | 197.8 | 200.5 | 184.5 | 194.7 | 150.5 | 172.2 | 133 | 138.9 | 130.3 | 134.9 | 142 | 127.5 | 259.4 | 233.2 | 156.9 | 133.7 | 100.2 | 67.8 | 49.3 | 24.1 | 20.7 | 14.4 | 21.4 | 27.2 | 44.1 | 49.1 | 53.2 | 502.8 | 430.5 | 326.2 | 283.4 | 269.3 | 233.8 | 240.3 | 231.6 | 232.9 | 210.6 | 209.9 | 174.3 | 148.8 | 116.3 | 121.2 | 378.1 | 357.7 | 294.4 | 238.4 | 190.2 | 170.4 | 159.4 | 139.5 | 118.8 | 100.5 | 80.2 | 61.9 | 45.3 | 33.7 | 25.7 | 378.1 | 348.2 | 273.3 | 199.8 | 132.5 | 85.9 | 51.2 | 26.5 | 14 | 12 | 9.8 | 6.3 | 4.1 | 2.1 | 1.3 | 28.5 | 21.2 | 12.3 | 6.3 | 6.2 | 5.4 | 5.4 | 3.9 | 4.3 | 2.9 | 3.1 | 2.9 | 3.1 | 3.4 | 3.2 | 13.7 | 11.5 | 6.8 | 6.7 | 5.8 | 4.1 | 2.5 | 1.2 | 0.8 | 0.4 | 0.6 | 0.7 | 1.3 | 1.5 | 1.7 | 31 | 22.6 | 12.2 | 6.8 | 6.9 | 6.1 | 6.5 | 6.1 | 6.3 | 5.4 | 5.7 | 4.6 | 3.6 | 2.5 | 2.5 | 26 | 20.9 | 15.2 | 8.3 | 6.1 | 4.6 | 3.9 | 3.3 | 2.7 | 2.1 | 1.6 | 1.2 | 0.9 | 0.8 | 0.8 | 22 | 18.9 | 13.9 | 9.9 | 6.3 | 3.1 | 1.2 | 0.7 | 0.4 | 0.3 | 0.4 | 0.5 | 0.4 | 0.4 | 0.3 | 3.98 | 2.92 | 1.65 | 0.77 | 0.75 | 0.64 | 0.63 | 0.45 | 0.49 | 0.3 | 0.33 | 0.32 | 0.34 | 0.38 | 0.36 | 1.86 | 1.55 | 0.89 | 0.91 | 0.79 | 0.57 | 0.33 | 0.16 | 0.11 | 0.05 | 0.06 | 0.08 | 0.15 | 0.18 | 0.2 | 4.29 | 3.06 | 1.57 | 0.77 | 0.8 | 0.7 | 0.76 | 0.71 | 0.73 | 0.62 | 0.67 | 0.53 | 0.41 | 0.26 | 0.27 | 3.63 | 2.86 | 2.05 | 1.04 | 0.75 | 0.53 | 0.43 | 0.37 | 0.3 | 0.22 | 0.17 | 0.12 | 0.09 | 0.08 | 0.08 | 3.02 | 2.57 | 1.88 | 1.33 | 0.84 | 0.39 | 0.13 | 0.07 | 0.04 | 0.03 | 0.04 | 0.05 | 0.04 | 0.04 | 0.03 | 30.5 | 28.6 | 21.3 | 21.1 | 21.5 | 20.1 | 21.5 | 16.9 | 19.4 | 15.4 | 16 | 15 | 15.4 | 16.1 | 14.4 | 22.7 | 21.2 | 15.2 | 12.1 | 8.5 | 5.5 | 4.5 | 2.2 | 2.1 | 1.6 | 2.4 | 3 | 4.9 | 5.3 | 5.7 | 40.2 | 37.9 | 33.2 | 32.1 | 30.2 | 26.1 | 26.6 | 25.8 | 25.8 | 23.6 | 23.3 | 19.5 | 17 | 13.5 | 14.2 | 27.7 | 29.6 | 26.2 | 24.8 | 20.3 | 19 | 18.1 | 15.9 | 13.6 | 11.7 | 9.4 | 7.3 | 5.7 | 5.7 | 5.6 | 31.4 | 30.1 | 24.5 | 18.1 | 12.3 | 8.9 | 7.9 | 5.7 | 4.4 | 2.7 | 2.7 | 3.4 | 2.7 | 2.7 | 2.1 | 1515.2 | 1380.3 | 1001.1 | 952.2 | 970.8 | 904.2 | 963.9 | 753.2 | 866 | 684.2 | 711.9 | 667.2 | 687.9 | 718.9 | 642.3 | 1069.8 | 987.4 | 694.8 | 563 | 401 | 264.4 | 208 | 102.6 | 94 | 70.4 | 107.1 | 136.2 | 217.5 | 239.5 | 256.8 | 1927 | 1777.9 | 1500.4 | 1433.5 | 1349.1 | 1168.2 | 1193.5 | 1154.7 | 1158.2 | 1055.5 | 1048 | 876.8 | 757.7 | 598.8 | 626.4 | 1373.1 | 1415 | 1225.6 | 1122 | 914.4 | 848.2 | 806.1 | 707.4 | 605.5 | 518.3 | 414.7 | 322.4 | 236.7 | 239.1 | 228.7 | 1494.2 | 1421 | 1140.1 | 847.8 | 570.3 | 400.3 | 292.5 | 185.2 | 131.4 | 110.5 | 127.3 | 153 | 119.6 | 118.8 | 91.5 | 0.2 | 0.17 | 0.11 | 0.09 | 0.09 | 0.08 | 0.09 | 0.07 | 0.08 | 0.06 | 0.06 | 0.06 | 0.06 | 0.06 | 0.06 | 0.12 | 0.11 | 0.08 | 0.06 | 0.05 | 0.03 | 0.02 | 0.01 | 0.01 | 0.01 | 0.01 | 0.01 | 0.02 | 0.02 | 0.02 | 0.25 | 0.21 | 0.15 | 0.13 | 0.12 | 0.1 | 0.11 | 0.1 | 0.1 | 0.09 | 0.09 | 0.08 | 0.07 | 0.05 | 0.05 | 0.18 | 0.17 | 0.14 | 0.11 | 0.09 | 0.08 | 0.07 | 0.06 | 0.05 | 0.04 | 0.04 | 0.03 | 0.02 | 0.02 | 0.02 | 0.18 | 0.17 | 0.13 | 0.09 | 0.06 | 0.04 | 0.03 | 0.02 | 0.02 | 0.01 | 0.01 | 0.01 | 0.01 | 0.01 | 0.01 | 0.0573
| 11 | 204.5978 | 7.8142 | 0.99785 | 205.081 | 20.6369 | 942.5716 | 0.094373 | 47.0539 | 225.2347 | 950.3858 | 1.0922 | 252.1349 | 416.7 | 353 | 238.6 | 196.6 | 198.6 | 183 | 193.2 | 150.6 | 172.4 | 132.6 | 138.6 | 130.3 | 135.3 | 143 | 128.8 | 256.7 | 230.6 | 155.3 | 132.6 | 101.1 | 68 | 50.7 | 24.5 | 21.1 | 14.5 | 21.2 | 26.6 | 44.4 | 49.9 | 54.9 | 503.5 | 430.8 | 325.6 | 282 | 267.7 | 231.2 | 237.4 | 228.8 | 231.9 | 210 | 209.3 | 173.7 | 148.5 | 118.3 | 124.7 | 377 | 357.1 | 292.7 | 237.2 | 189.2 | 169.1 | 158.6 | 138.7 | 119.1 | 100.8 | 80.4 | 62.3 | 45.5 | 33.9 | 25.6 | 378.3 | 348.3 | 272 | 197.6 | 130.5 | 85.1 | 51.6 | 26.9 | 14.2 | 12 | 9.6 | 6.3 | 4.1 | 2.1 | 1.4 | 28.8 | 21.3 | 12.3 | 6.1 | 6.1 | 5.3 | 5.3 | 3.9 | 4.3 | 2.9 | 3.1 | 2.9 | 3.1 | 3.4 | 3.2 | 13.5 | 11.4 | 6.8 | 6.7 | 5.9 | 4.1 | 2.6 | 1.2 | 0.9 | 0.4 | 0.5 | 0.7 | 1.3 | 1.5 | 1.8 | 31.1 | 22.7 | 12.3 | 6.8 | 6.8 | 6 | 6.3 | 5.9 | 6.1 | 5.3 | 5.6 | 4.5 | 3.6 | 2.5 | 2.6 | 26 | 20.9 | 15.2 | 8.2 | 6.1 | 4.5 | 3.8 | 3.3 | 2.7 | 2.1 | 1.7 | 1.2 | 0.9 | 0.8 | 0.8 | 22.1 | 18.9 | 13.8 | 9.7 | 6.1 | 3.1 | 1.2 | 0.7 | 0.4 | 0.3 | 0.4 | 0.5 | 0.4 | 0.4 | 0.3 | 4.02 | 2.93 | 1.66 | 0.74 | 0.74 | 0.63 | 0.63 | 0.45 | 0.49 | 0.3 | 0.33 | 0.31 | 0.34 | 0.38 | 0.36 | 1.84 | 1.53 | 0.89 | 0.91 | 0.8 | 0.57 | 0.36 | 0.17 | 0.11 | 0.05 | 0.06 | 0.08 | 0.15 | 0.19 | 0.22 | 4.32 | 3.08 | 1.58 | 0.76 | 0.78 | 0.69 | 0.73 | 0.68 | 0.7 | 0.6 | 0.64 | 0.51 | 0.4 | 0.27 | 0.27 | 3.64 | 2.87 | 2.05 | 1.03 | 0.74 | 0.52 | 0.43 | 0.36 | 0.3 | 0.22 | 0.17 | 0.12 | 0.09 | 0.08 | 0.08 | 3.03 | 2.58 | 1.86 | 1.29 | 0.81 | 0.39 | 0.14 | 0.08 | 0.04 | 0.03 | 0.04 | 0.05 | 0.04 | 0.04 | 0.03 | 30.4 | 28.5 | 21.2 | 21.1 | 21.3 | 20 | 21.4 | 16.9 | 19.4 | 15.4 | 16 | 15 | 15.5 | 16.2 | 14.5 | 22.5 | 20.9 | 15 | 11.9 | 8.5 | 5.6 | 4.5 | 2.2 | 2.1 | 1.6 | 2.4 | 3 | 4.9 | 5.4 | 5.8 | 40.1 | 37.9 | 33 | 32 | 30 | 25.9 | 26.4 | 25.6 | 25.9 | 23.7 | 23.4 | 19.6 | 17 | 13.8 | 14.6 | 27.5 | 29.5 | 26 | 24.7 | 20.1 | 18.8 | 18 | 15.8 | 13.7 | 11.7 | 9.4 | 7.4 | 5.8 | 5.7 | 5.6 | 31.3 | 30.1 | 24.4 | 18.1 | 12.2 | 8.8 | 7.9 | 5.7 | 4.4 | 2.7 | 2.7 | 3.4 | 2.6 | 2.8 | 2.2 | 1510 | 1377 | 994.5 | 950.2 | 962.6 | 897.8 | 956.4 | 753.1 | 866.6 | 682 | 710.4 | 667.3 | 690.4 | 724.2 | 648.8 | 1059.7 | 975.7 | 684.7 | 556.9 | 403.1 | 265.3 | 211.9 | 103.4 | 95 | 70.9 | 106.9 | 133.7 | 218.6 | 241.8 | 263.5 | 1925.7 | 1776.1 | 1493.8 | 1427.6 | 1343.2 | 1157.3 | 1183.1 | 1144.8 | 1158.1 | 1057.1 | 1050.1 | 876.9 | 758.2 | 609.1 | 644.2 | 1364.8 | 1410.3 | 1216.1 | 1116.6 | 909.1 | 842.1 | 802.5 | 703.9 | 607.5 | 520.2 | 416 | 324.7 | 237.6 | 240.5 | 229.3 | 1491.6 | 1419.8 | 1136.4 | 842.6 | 565.4 | 397.9 | 294.5 | 187.7 | 132.4 | 110.9 | 125.4 | 152 | 118.1 | 121.8 | 96.7 | 0.2 | 0.17 | 0.11 | 0.09 | 0.09 | 0.08 | 0.09 | 0.07 | 0.08 | 0.06 | 0.06 | 0.06 | 0.06 | 0.06 | 0.06 | 0.12 | 0.11 | 0.07 | 0.06 | 0.05 | 0.03 | 0.02 | 0.01 | 0.01 | 0.01 | 0.01 | 0.01 | 0.02 | 0.02 | 0.03 | 0.25 | 0.21 | 0.15 | 0.12 | 0.12 | 0.1 | 0.11 | 0.1 | 0.1 | 0.09 | 0.09 | 0.08 | 0.07 | 0.05 | 0.05 | 0.18 | 0.17 | 0.14 | 0.11 | 0.09 | 0.08 | 0.07 | 0.06 | 0.05 | 0.04 | 0.04 | 0.03 | 0.02 | 0.02 | 0.02 | 0.18 | 0.17 | 0.13 | 0.09 | 0.06 | 0.04 | 0.03 | 0.02 | 0.02 | 0.01 | 0.01 | 0.01 | 0.01 | 0.01 | 0.01 | 0.0571
| 12 | 204.1488 | 7.8057 | 0.99975 | 204.6323 | 20.5808 | 940.1744 | 0.094373 | 46.9307 | 224.7296 | 947.9801 | 1.0941 | 251.563 | 412 | 349.7 | 236.1 | 197.1 | 199.5 | 184.6 | 194.2 | 151.1 | 171.6 | 131.5 | 138.3 | 129.6 | 135.4 | 141 | 126.6 | 254.2 | 228.3 | 155 | 132.7 | 102.3 | 68.9 | 50.9 | 24.2 | 20.6 | 14.2 | 21.1 | 26.5 | 43.8 | 49.4 | 54.5 | 501.1 | 428.5 | 324.2 | 283.4 | 269.7 | 232.2 | 236.5 | 228.1 | 231.6 | 209.7 | 209 | 173.1 | 148.3 | 116.3 | 122.1 | 373 | 354.3 | 290.1 | 236.5 | 188.8 | 169.5 | 158.9 | 139.1 | 119.4 | 101.8 | 81.1 | 62.7 | 45.8 | 34 | 25.9 | 376.4 | 346.4 | 270.1 | 196.3 | 129.8 | 85.1 | 51.7 | 27.2 | 14.5 | 12.3 | 9.7 | 6.4 | 4.1 | 2.1 | 1.3 | 28.2 | 21 | 12.1 | 6.3 | 6.2 | 5.4 | 5.4 | 4 | 4.3 | 2.8 | 3.1 | 2.9 | 3.1 | 3.3 | 3.1 | 13.4 | 11.3 | 6.8 | 6.7 | 5.9 | 4.3 | 2.7 | 1.2 | 0.8 | 0.4 | 0.5 | 0.7 | 1.3 | 1.5 | 1.7 | 30.9 | 22.5 | 12.2 | 6.9 | 7 | 6.1 | 6.2 | 5.8 | 6 | 5.2 | 5.5 | 4.5 | 3.6 | 2.5 | 2.5 | 25.6 | 20.6 | 15.1 | 8.4 | 6.2 | 4.6 | 3.8 | 3.3 | 2.7 | 2.1 | 1.7 | 1.2 | 0.9 | 0.8 | 0.8 | 21.8 | 18.7 | 13.6 | 9.6 | 6 | 3.1 | 1.2 | 0.7 | 0.4 | 0.3 | 0.4 | 0.5 | 0.4 | 0.4 | 0.4 | 3.94 | 2.89 | 1.64 | 0.77 | 0.76 | 0.65 | 0.64 | 0.46 | 0.49 | 0.3 | 0.33 | 0.31 | 0.34 | 0.37 | 0.35 | 1.81 | 1.51 | 0.9 | 0.91 | 0.81 | 0.59 | 0.36 | 0.16 | 0.11 | 0.05 | 0.06 | 0.08 | 0.15 | 0.18 | 0.21 | 4.28 | 3.05 | 1.57 | 0.78 | 0.8 | 0.7 | 0.72 | 0.67 | 0.69 | 0.59 | 0.64 | 0.51 | 0.4 | 0.26 | 0.27 | 3.57 | 2.83 | 2.04 | 1.06 | 0.77 | 0.53 | 0.43 | 0.36 | 0.3 | 0.23 | 0.17 | 0.12 | 0.09 | 0.08 | 0.08 | 3 | 2.55 | 1.84 | 1.28 | 0.8 | 0.39 | 0.14 | 0.08 | 0.04 | 0.03 | 0.04 | 0.05 | 0.04 | 0.04 | 0.04 | 30.2 | 28.3 | 21 | 21 | 21.4 | 20.1 | 21.4 | 16.9 | 19.4 | 15.3 | 15.9 | 14.9 | 15.5 | 16 | 14.3 | 22.3 | 20.7 | 14.9 | 11.9 | 8.6 | 5.6 | 4.5 | 2.2 | 2 | 1.6 | 2.4 | 3 | 4.8 | 5.3 | 5.8 | 40 | 37.7 | 32.9 | 32.1 | 30.2 | 25.9 | 26.4 | 25.6 | 25.9 | 23.7 | 23.4 | 19.5 | 17 | 13.5 | 14.3 | 27.4 | 29.3 | 25.7 | 24.5 | 20 | 18.8 | 18.1 | 15.9 | 13.7 | 11.9 | 9.5 | 7.4 | 5.8 | 5.7 | 5.6 | 31.3 | 30 | 24.3 | 18 | 12.2 | 8.8 | 7.9 | 5.8 | 4.4 | 2.7 | 2.8 | 3.4 | 2.7 | 2.8 | 2.2 | 1499.1 | 1365.9 | 985.6 | 947.5 | 964.6 | 902.7 | 959.9 | 754.8 | 863.8 | 676.8 | 708.7 | 664.5 | 691.5 | 715.7 | 639.1 | 1050.3 | 967.1 | 682.4 | 557.9 | 406.7 | 266.8 | 211.1 | 102.1 | 93.1 | 69.5 | 106.1 | 132.7 | 215.4 | 239.7 | 262.3 | 1919.2 | 1767.7 | 1488.8 | 1431.1 | 1350 | 1160.2 | 1181 | 1144.6 | 1159.5 | 1057.3 | 1049.9 | 874.3 | 756.9 | 599 | 630.9 | 1355.1 | 1401.9 | 1203.2 | 1107.4 | 902.3 | 842.6 | 803.7 | 706.5 | 609.2 | 525 | 419.3 | 326.9 | 239 | 240.6 | 229.6 | 1488.8 | 1414.3 | 1130.6 | 837.5 | 563.8 | 397.7 | 295 | 188.6 | 133.3 | 111.7 | 127.6 | 155 | 120.6 | 123.7 | 98.2 | 0.2 | 0.17 | 0.11 | 0.09 | 0.09 | 0.08 | 0.09 | 0.07 | 0.08 | 0.06 | 0.06 | 0.06 | 0.06 | 0.06 | 0.06 | 0.12 | 0.11 | 0.07 | 0.06 | 0.05 | 0.03 | 0.02 | 0.01 | 0.01 | 0.01 | 0.01 | 0.01 | 0.02 | 0.02 | 0.02 | 0.25 | 0.21 | 0.15 | 0.13 | 0.12 | 0.1 | 0.1 | 0.1 | 0.1 | 0.09 | 0.09 | 0.08 | 0.07 | 0.05 | 0.05 | 0.18 | 0.17 | 0.14 | 0.11 | 0.09 | 0.08 | 0.07 | 0.06 | 0.05 | 0.04 | 0.04 | 0.03 | 0.02 | 0.02 | 0.02 | 0.18 | 0.17 | 0.13 | 0.09 | 0.06 | 0.04 | 0.03 | 0.02 | 0.02 | 0.01 | 0.01 | 0.01 | 0.01 | 0.01 | 0.01 | 0.056953
| 13 | 201.55 | 7.7275 | 0.98693 | 202.0279 | 20.316 | 927.9962 | 0.093087 | 46.3245 | 221.866 | 935.7236 | 1.08 | 248.3524 | 408.3 | 347.1 | 232.2 | 194.1 | 196.3 | 181.7 | 191.1 | 148.7 | 170.3 | 130.5 | 136.9 | 128.9 | 134.9 | 140.7 | 126.1 | 250 | 224.5 | 152.1 | 129.8 | 98.5 | 65.7 | 47.7 | 22.7 | 19.9 | 14 | 21 | 26.1 | 43.9 | 49.1 | 54.4 | 500.7 | 429.1 | 324.1 | 283.6 | 268.9 | 232.3 | 237.2 | 228.7 | 231 | 208.8 | 208.4 | 172.6 | 148.6 | 116.7 | 122.8 | 370 | 351.9 | 287.4 | 234.9 | 186.8 | 167.1 | 156.4 | 137.4 | 118.9 | 102 | 81.3 | 62.8 | 45.6 | 33.7 | 26 | 374.8 | 344.4 | 268.8 | 195.1 | 129.5 | 84.4 | 51.4 | 27.1 | 14.6 | 12.3 | 9.7 | 6.4 | 4.1 | 2.2 | 1.4 | 28 | 20.9 | 12 | 6.3 | 6.2 | 5.4 | 5.2 | 3.8 | 4.2 | 2.8 | 3 | 2.9 | 3.1 | 3.4 | 3.1 | 13.2 | 11.1 | 6.7 | 6.6 | 5.7 | 4 | 2.4 | 1.1 | 0.8 | 0.4 | 0.5 | 0.7 | 1.3 | 1.5 | 1.8 | 30.9 | 22.5 | 12.1 | 6.8 | 6.9 | 6.1 | 6.3 | 5.9 | 6 | 5.2 | 5.5 | 4.4 | 3.6 | 2.6 | 2.6 | 25.4 | 20.5 | 15 | 8.4 | 6.1 | 4.5 | 3.7 | 3.2 | 2.7 | 2.1 | 1.7 | 1.2 | 0.9 | 0.8 | 0.8 | 21.8 | 18.7 | 13.6 | 9.5 | 6 | 3 | 1.2 | 0.7 | 0.4 | 0.3 | 0.4 | 0.5 | 0.4 | 0.4 | 0.4 | 3.92 | 2.88 | 1.62 | 0.77 | 0.75 | 0.65 | 0.61 | 0.43 | 0.47 | 0.3 | 0.32 | 0.31 | 0.34 | 0.38 | 0.36 | 1.79 | 1.5 | 0.88 | 0.89 | 0.78 | 0.55 | 0.32 | 0.15 | 0.1 | 0.05 | 0.06 | 0.07 | 0.15 | 0.18 | 0.22 | 4.28 | 3.05 | 1.55 | 0.77 | 0.79 | 0.7 | 0.73 | 0.67 | 0.69 | 0.59 | 0.63 | 0.51 | 0.41 | 0.28 | 0.28 | 3.55 | 2.82 | 2.03 | 1.06 | 0.76 | 0.52 | 0.42 | 0.36 | 0.29 | 0.23 | 0.17 | 0.12 | 0.09 | 0.08 | 0.08 | 2.99 | 2.54 | 1.84 | 1.27 | 0.8 | 0.38 | 0.14 | 0.08 | 0.04 | 0.03 | 0.04 | 0.05 | 0.04 | 0.04 | 0.04 | 29.9 | 28.1 | 20.6 | 20.6 | 21 | 19.7 | 21.2 | 16.7 | 19.3 | 15.2 | 15.8 | 14.8 | 15.5 | 16 | 14.2 | 21.9 | 20.3 | 14.6 | 11.6 | 8.3 | 5.4 | 4.4 | 2.1 | 2 | 1.5 | 2.4 | 2.9 | 4.8 | 5.3 | 5.8 | 40 | 37.8 | 33 | 32.2 | 30.1 | 25.9 | 26.4 | 25.6 | 25.8 | 23.5 | 23.3 | 19.4 | 17 | 13.5 | 14.3 | 27.1 | 29.1 | 25.4 | 24.2 | 19.7 | 18.6 | 17.8 | 15.7 | 13.7 | 11.9 | 9.5 | 7.4 | 5.8 | 5.7 | 5.6 | 31.1 | 29.8 | 24.1 | 17.8 | 12.1 | 8.8 | 7.9 | 5.7 | 4.4 | 2.7 | 2.8 | 3.4 | 2.7 | 2.8 | 2.3 | 1483.3 | 1354.2 | 968.1 | 930.9 | 947.2 | 887.8 | 947.6 | 745.4 | 859.3 | 672.1 | 702.3 | 659.7 | 688.5 | 712.7 | 635.3 | 1030.7 | 948.9 | 668.2 | 544.3 | 393.3 | 257 | 202.1 | 97.8 | 91 | 68.5 | 105.6 | 131.1 | 215.5 | 238.1 | 260.9 | 1917.3 | 1771.1 | 1491.3 | 1434.4 | 1346.7 | 1160 | 1182.5 | 1145.9 | 1156.1 | 1051.9 | 1046.9 | 871.8 | 757.7 | 598.5 | 631.6 | 1344 | 1391.5 | 1190.1 | 1097.7 | 892.9 | 831.5 | 791.9 | 697.9 | 606.8 | 526.6 | 420.9 | 327.1 | 238.3 | 239 | 230.2 | 1480.4 | 1404.6 | 1122.4 | 832 | 561.3 | 395.7 | 293.9 | 188.2 | 134.1 | 112.3 | 127.8 | 154.2 | 119.7 | 125.1 | 100.7 | 0.2 | 0.16 | 0.11 | 0.09 | 0.09 | 0.08 | 0.09 | 0.07 | 0.08 | 0.06 | 0.06 | 0.06 | 0.06 | 0.06 | 0.06 | 0.12 | 0.11 | 0.07 | 0.06 | 0.05 | 0.03 | 0.02 | 0.01 | 0.01 | 0.01 | 0.01 | 0.01 | 0.02 | 0.02 | 0.02 | 0.25 | 0.21 | 0.15 | 0.13 | 0.12 | 0.1 | 0.11 | 0.1 | 0.1 | 0.09 | 0.09 | 0.08 | 0.07 | 0.05 | 0.05 | 0.18 | 0.17 | 0.14 | 0.11 | 0.08 | 0.07 | 0.07 | 0.06 | 0.05 | 0.05 | 0.04 | 0.03 | 0.02 | 0.02 | 0.02 | 0.18 | 0.17 | 0.13 | 0.09 | 0.06 | 0.04 | 0.03 | 0.02 | 0.02 | 0.01 | 0.01 | 0.01 | 0.01 | 0.01 | 0.01 | 0.0568
| 14 | 201.815 | 7.6352 | 0.97611 | 202.2875 | 20.4083 | 931.2124 | 0.092566 | 46.5067 | 222.2233 | 938.8476 | 1.0687 | 248.7942 | 408.3 | 348.2 | 236.5 | 196.1 | 196.8 | 181.4 | 189 | 146.4 | 167.7 | 129.4 | 137.8 | 130.3 | 137.5 | 142.2 | 127.9 | 251.5 | 228 | 156.5 | 134.2 | 99.5 | 65.4 | 46.8 | 22.8 | 20.2 | 13.8 | 20.5 | 25.7 | 43.2 | 49 | 54.5 | 501 | 431.4 | 332.2 | 291.2 | 274.5 | 232.8 | 237.1 | 229 | 232.3 | 210.3 | 210.1 | 175.3 | 152.6 | 121.2 | 127.5 | 371.8 | 354.5 | 290.6 | 234.6 | 185.8 | 166.4 | 156.7 | 138 | 120.3 | 105 | 83.6 | 64.4 | 45.9 | 33.9 | 26.2 | 373.2 | 344.5 | 270.5 | 197.1 | 130.3 | 85.1 | 52.4 | 28.1 | 14.9 | 12 | 9.4 | 6.4 | 4.2 | 2.2 | 1.4 | 27.8 | 20.8 | 12.3 | 6.3 | 6 | 5.1 | 4.9 | 3.6 | 4 | 2.8 | 3 | 2.9 | 3.1 | 3.4 | 3.2 | 13.3 | 11.4 | 6.9 | 6.8 | 5.6 | 3.9 | 2.4 | 1.2 | 0.9 | 0.4 | 0.5 | 0.6 | 1.2 | 1.5 | 1.8 | 30.8 | 22.5 | 12.5 | 7.1 | 7.1 | 6.2 | 6.3 | 5.9 | 6.1 | 5.3 | 5.6 | 4.5 | 3.7 | 2.6 | 2.7 | 25.4 | 20.7 | 15.2 | 8.2 | 5.8 | 4.3 | 3.7 | 3.2 | 2.7 | 2.2 | 1.7 | 1.3 | 0.9 | 0.8 | 0.8 | 21.4 | 18.6 | 13.8 | 9.8 | 6.2 | 3.1 | 1.3 | 0.7 | 0.4 | 0.3 | 0.4 | 0.5 | 0.4 | 0.5 | 0.4 | 3.88 | 2.86 | 1.67 | 0.78 | 0.73 | 0.61 | 0.56 | 0.4 | 0.45 | 0.29 | 0.33 | 0.32 | 0.34 | 0.38 | 0.36 | 1.8 | 1.53 | 0.91 | 0.91 | 0.76 | 0.54 | 0.32 | 0.16 | 0.11 | 0.05 | 0.06 | 0.07 | 0.14 | 0.18 | 0.22 | 4.27 | 3.05 | 1.6 | 0.8 | 0.82 | 0.71 | 0.73 | 0.68 | 0.7 | 0.6 | 0.65 | 0.52 | 0.42 | 0.28 | 0.29 | 3.55 | 2.84 | 2.06 | 1.03 | 0.71 | 0.49 | 0.41 | 0.35 | 0.3 | 0.24 | 0.18 | 0.13 | 0.09 | 0.08 | 0.08 | 2.94 | 2.53 | 1.87 | 1.31 | 0.82 | 0.39 | 0.14 | 0.08 | 0.04 | 0.03 | 0.04 | 0.05 | 0.04 | 0.05 | 0.04 | 30.1 | 28.3 | 20.9 | 20.8 | 21.2 | 19.9 | 21.2 | 16.6 | 19.1 | 15 | 15.9 | 15 | 15.8 | 16.1 | 14.4 | 22.1 | 20.6 | 15 | 12.1 | 8.5 | 5.4 | 4.3 | 2.1 | 2 | 1.5 | 2.3 | 2.9 | 4.8 | 5.3 | 5.8 | 40.1 | 38.1 | 33.8 | 32.9 | 30.7 | 25.9 | 26.4 | 25.6 | 25.9 | 23.7 | 23.5 | 19.7 | 17.4 | 14.1 | 14.9 | 27.3 | 29.3 | 25.7 | 24.4 | 19.9 | 18.6 | 17.9 | 15.8 | 13.8 | 12.2 | 9.8 | 7.6 | 5.8 | 5.7 | 5.6 | 31.2 | 29.9 | 24.2 | 17.9 | 12.1 | 8.8 | 8 | 5.8 | 4.4 | 2.6 | 2.7 | 3.4 | 2.7 | 2.9 | 2.3 | 1491.2 | 1362.1 | 980.4 | 940.1 | 955.1 | 893.5 | 945.3 | 738.5 | 850 | 666.6 | 706.3 | 666.8 | 701.7 | 719.9 | 643.3 | 1037.4 | 961.6 | 686.7 | 564.2 | 402.6 | 257 | 197.9 | 96.1 | 89.9 | 66.7 | 102.7 | 129.4 | 213.2 | 238 | 261.9 | 1920.2 | 1783.6 | 1526.4 | 1469.3 | 1372.4 | 1160 | 1181.1 | 1145.5 | 1159.9 | 1057.4 | 1053.4 | 885 | 778 | 622.9 | 657.4 | 1352.9 | 1400.7 | 1201.6 | 1101.6 | 896.5 | 832.8 | 795 | 702 | 614 | 541.1 | 432.2 | 335.7 | 239.8 | 241.3 | 232.9 | 1481.8 | 1408.1 | 1126.4 | 835 | 562.1 | 397.2 | 298.3 | 192.8 | 135 | 110 | 125.3 | 155.9 | 122.2 | 128.8 | 103.2 | 0.2 | 0.17 | 0.11 | 0.09 | 0.09 | 0.08 | 0.08 | 0.07 | 0.07 | 0.06 | 0.06 | 0.06 | 0.06 | 0.06 | 0.06 | 0.12 | 0.11 | 0.08 | 0.06 | 0.05 | 0.03 | 0.02 | 0.01 | 0.01 | 0.01 | 0.01 | 0.01 | 0.02 | 0.02 | 0.02 | 0.25 | 0.21 | 0.16 | 0.13 | 0.12 | 0.1 | 0.11 | 0.1 | 0.1 | 0.09 | 0.09 | 0.08 | 0.07 | 0.05 | 0.06 | 0.18 | 0.17 | 0.14 | 0.11 | 0.08 | 0.07 | 0.07 | 0.06 | 0.05 | 0.05 | 0.04 | 0.03 | 0.02 | 0.02 | 0.02 | 0.18 | 0.17 | 0.13 | 0.09 | 0.06 | 0.04 | 0.03 | 0.02 | 0.02 | 0.01 | 0.01 | 0.01 | 0.01 | 0.01 | 0.01 | 0.0567
| 15 | 209.8215 | 7.8265 | 0.99461 | 210.3042 | 21.3529 | 972.1537 | 0.095998 | 48.5986 | 231.1744 | 979.9802 | 1.0906 | 258.9028 | 411 | 353.7 | 254.6 | 214.7 | 212.1 | 187.5 | 190 | 147.9 | 166.8 | 130.7 | 143.8 | 138.3 | 147.8 | 147.6 | 134 | 248.6 | 233.2 | 171.5 | 157.7 | 118.3 | 78.5 | 50 | 23.8 | 20.1 | 13.6 | 19.8 | 25.3 | 43.5 | 49.5 | 55.1 | 497.9 | 433 | 341.1 | 301.8 | 281.7 | 235.8 | 237.1 | 231 | 234.9 | 215.3 | 214.1 | 183 | 165.2 | 135.5 | 142 | 372.9 | 357.5 | 303.3 | 248.9 | 200.7 | 174.1 | 163.1 | 144.2 | 128.8 | 115.4 | 93.7 | 72.8 | 50.2 | 36.2 | 27.2 | 372.8 | 345.2 | 278.5 | 211.9 | 146.8 | 97.3 | 57.1 | 30.9 | 16.9 | 13.6 | 10.2 | 6.4 | 4.4 | 2.4 | 1.6 | 27.5 | 20.7 | 13 | 6.8 | 6.5 | 5.3 | 4.8 | 3.5 | 3.9 | 2.8 | 3.2 | 3.1 | 3.4 | 3.5 | 3.3 | 12.5 | 11.1 | 7.3 | 7.9 | 6.4 | 4.6 | 2.5 | 1.2 | 0.9 | 0.5 | 0.6 | 0.7 | 1.2 | 1.5 | 1.7 | 30.3 | 22.3 | 12.9 | 7.3 | 7.2 | 6 | 5.9 | 5.6 | 6 | 5.4 | 5.6 | 4.6 | 3.9 | 2.8 | 2.9 | 25.1 | 20.4 | 15.4 | 8.3 | 6 | 4.3 | 3.8 | 3.3 | 2.9 | 2.4 | 1.9 | 1.4 | 1 | 0.9 | 0.8 | 21.2 | 18.4 | 14.2 | 10.5 | 6.9 | 3.6 | 1.4 | 0.8 | 0.4 | 0.4 | 0.4 | 0.6 | 0.4 | 0.5 | 0.4 | 3.84 | 2.84 | 1.75 | 0.84 | 0.79 | 0.62 | 0.54 | 0.39 | 0.43 | 0.3 | 0.34 | 0.34 | 0.37 | 0.39 | 0.37 | 1.69 | 1.49 | 0.96 | 1.06 | 0.88 | 0.63 | 0.33 | 0.16 | 0.12 | 0.06 | 0.07 | 0.08 | 0.14 | 0.17 | 0.2 | 4.19 | 3.01 | 1.65 | 0.83 | 0.82 | 0.68 | 0.67 | 0.64 | 0.69 | 0.61 | 0.65 | 0.52 | 0.43 | 0.3 | 0.3 | 3.5 | 2.8 | 2.08 | 1.04 | 0.73 | 0.49 | 0.42 | 0.36 | 0.32 | 0.26 | 0.2 | 0.14 | 0.1 | 0.09 | 0.08 | 2.9 | 2.5 | 1.92 | 1.41 | 0.92 | 0.46 | 0.15 | 0.08 | 0.04 | 0.04 | 0.04 | 0.06 | 0.04 | 0.05 | 0.04 | 30.7 | 29.2 | 22.8 | 22.9 | 22.8 | 20.6 | 21.4 | 16.9 | 19.1 | 15.2 | 16.6 | 15.9 | 16.9 | 16.8 | 15.1 | 22.4 | 21.5 | 16.7 | 14.3 | 10.3 | 6.5 | 4.6 | 2.1 | 1.9 | 1.4 | 2.2 | 2.8 | 4.8 | 5.4 | 5.9 | 40.2 | 38.6 | 34.6 | 34.2 | 31.6 | 26.5 | 26.7 | 26.1 | 26.3 | 24.2 | 24 | 20.7 | 19 | 15.8 | 16.7 | 27.8 | 30 | 27.2 | 26.2 | 21.7 | 19.7 | 18.7 | 16.6 | 14.8 | 13.4 | 11 | 8.6 | 6.3 | 6 | 5.9 | 31.4 | 30.2 | 25 | 19.2 | 13.7 | 10 | 8.6 | 6.3 | 4.8 | 2.8 | 2.8 | 3.5 | 2.8 | 3.2 | 2.7 | 1515 | 1397.6 | 1064.8 | 1030.6 | 1028.4 | 924.7 | 955.1 | 750.9 | 848.8 | 672.4 | 737 | 707.6 | 754.2 | 748.4 | 676.6 | 1044.6 | 999 | 761.9 | 666.2 | 483.7 | 310.2 | 213 | 99.9 | 88.8 | 64.6 | 97.6 | 126.4 | 215.1 | 241.9 | 267.7 | 1919.2 | 1801.5 | 1566.8 | 1523.8 | 1412.1 | 1184.1 | 1193.2 | 1166.3 | 1177.9 | 1082.8 | 1075.6 | 927.4 | 847.2 | 699.4 | 735.4 | 1369.5 | 1425.7 | 1268.7 | 1179.9 | 976.2 | 877.5 | 829.5 | 735.3 | 657.7 | 595.2 | 485 | 379 | 261.8 | 255.5 | 242.1 | 1488 | 1417.2 | 1161.7 | 898.3 | 633.6 | 450.8 | 322.7 | 208.1 | 146.2 | 118.1 | 130.2 | 159.2 | 126.6 | 143 | 120.7 | 0.2 | 0.17 | 0.12 | 0.1 | 0.1 | 0.08 | 0.08 | 0.07 | 0.07 | 0.06 | 0.06 | 0.06 | 0.06 | 0.06 | 0.06 | 0.12 | 0.11 | 0.08 | 0.08 | 0.06 | 0.04 | 0.02 | 0.01 | 0.01 | 0.01 | 0.01 | 0.01 | 0.02 | 0.02 | 0.02 | 0.25 | 0.21 | 0.16 | 0.13 | 0.12 | 0.1 | 0.1 | 0.1 | 0.1 | 0.1 | 0.1 | 0.08 | 0.07 | 0.06 | 0.06 | 0.18 | 0.17 | 0.15 | 0.12 | 0.09 | 0.08 | 0.07 | 0.06 | 0.06 | 0.05 | 0.04 | 0.03 | 0.02 | 0.02 | 0.02 | 0.18 | 0.17 | 0.14 | 0.1 | 0.07 | 0.05 | 0.04 | 0.03 | 0.02 | 0.01 | 0.01 | 0.01 | 0.01 | 0.01 | 0.01 | 0.05698
| 16 | 232.3973 | 8.0867 | 1.0137 | 232.8923 | 24.1341 | 1095.2436 | 0.10493 | 54.8287 | 256.5314 | 1103.3303 | 1.1186 | 287.721 | 409.5 | 358.1 | 282.3 | 251.4 | 249.6 | 218.1 | 213.8 | 171.6 | 181.7 | 140 | 155.5 | 152.4 | 166.2 | 159.6 | 145.5 | 250.1 | 242.9 | 199 | 194.2 | 150 | 94.1 | 55.7 | 25.3 | 20.3 | 13.4 | 20.4 | 26.5 | 47.7 | 56.1 | 64.8 | 490.4 | 430.3 | 348.1 | 308 | 289.1 | 247.7 | 248.9 | 242.9 | 242.4 | 226.7 | 224.6 | 198.1 | 184.9 | 159.9 | 166.4 | 373.2 | 359.9 | 328 | 284 | 240.5 | 201.8 | 184.8 | 164.6 | 146.2 | 129.8 | 105.5 | 84.9 | 57.7 | 41.4 | 30 | 368.7 | 346.3 | 295.7 | 243.8 | 179 | 118.9 | 62.5 | 33.3 | 18.2 | 14.7 | 10.5 | 6.7 | 4.9 | 2.8 | 1.9 | 26.4 | 19.9 | 13.6 | 7.4 | 7.1 | 5.8 | 5.1 | 4 | 4.1 | 2.9 | 3.3 | 3.3 | 3.7 | 3.7 | 3.4 | 12 | 11.2 | 8.6 | 9.8 | 8.1 | 5.5 | 2.7 | 1.2 | 0.9 | 0.4 | 0.5 | 0.7 | 1.4 | 1.7 | 2 | 28.6 | 21.2 | 12.9 | 7.2 | 7 | 6.1 | 6.1 | 5.9 | 5.9 | 5.4 | 5.5 | 4.7 | 4.1 | 3.3 | 3.3 | 24.5 | 19.8 | 16 | 8.9 | 6.9 | 4.8 | 4.2 | 3.7 | 3.3 | 2.7 | 2.1 | 1.7 | 1.1 | 1 | 0.9 | 20.2 | 17.9 | 15.1 | 12.2 | 8.6 | 4.6 | 1.5 | 0.8 | 0.4 | 0.4 | 0.5 | 0.6 | 0.5 | 0.6 | 0.6 | 3.67 | 2.72 | 1.82 | 0.89 | 0.84 | 0.67 | 0.57 | 0.44 | 0.45 | 0.3 | 0.35 | 0.35 | 0.4 | 0.4 | 0.38 | 1.61 | 1.49 | 1.13 | 1.32 | 1.1 | 0.75 | 0.36 | 0.16 | 0.11 | 0.05 | 0.06 | 0.08 | 0.16 | 0.2 | 0.24 | 3.94 | 2.85 | 1.66 | 0.79 | 0.79 | 0.68 | 0.69 | 0.66 | 0.67 | 0.59 | 0.61 | 0.52 | 0.44 | 0.34 | 0.34 | 3.4 | 2.7 | 2.15 | 1.09 | 0.82 | 0.53 | 0.46 | 0.4 | 0.36 | 0.28 | 0.22 | 0.17 | 0.11 | 0.1 | 0.09 | 2.75 | 2.42 | 2.05 | 1.64 | 1.14 | 0.59 | 0.16 | 0.09 | 0.04 | 0.04 | 0.05 | 0.06 | 0.05 | 0.06 | 0.06 | 31.5 | 30.4 | 25.9 | 27.3 | 27.4 | 24.3 | 24.3 | 19.7 | 20.9 | 16.3 | 18 | 17.7 | 19.1 | 18.3 | 16.6 | 23 | 22.8 | 19.2 | 17.5 | 13.1 | 7.9 | 5.2 | 2.3 | 2 | 1.4 | 2.3 | 3 | 5.2 | 6.1 | 7 | 40.7 | 39.2 | 35.5 | 35.2 | 32.7 | 28 | 28.1 | 27.5 | 27.4 | 25.8 | 25.5 | 22.7 | 21.5 | 18.7 | 19.6 | 28.4 | 30.8 | 29.9 | 30.4 | 26.3 | 23 | 21.2 | 19 | 16.8 | 15.1 | 12.3 | 10 | 7.2 | 6.8 | 6.4 | 31.8 | 30.8 | 26.4 | 22 | 16.5 | 12 | 9.4 | 6.7 | 5.1 | 3 | 2.9 | 3.8 | 3.1 | 3.9 | 3.5 | 1539.6 | 1447.8 | 1207.3 | 1227.6 | 1227.7 | 1086.9 | 1082.4 | 873.4 | 928.5 | 723.5 | 800.6 | 784.4 | 850.7 | 813.9 | 738.6 | 1068.5 | 1052 | 880 | 817.2 | 615.6 | 374.5 | 239.7 | 108.2 | 90.7 | 64.8 | 101.6 | 132.9 | 234.9 | 274.7 | 314.6 | 1927.5 | 1820.1 | 1604.9 | 1565.6 | 1459.5 | 1250.2 | 1255.6 | 1228.7 | 1223.5 | 1150.5 | 1141.9 | 1013.7 | 954.4 | 828.2 | 864 | 1390.9 | 1459.4 | 1393.5 | 1366.8 | 1180.4 | 1023.4 | 943.7 | 841.7 | 747.7 | 670.2 | 546.3 | 442.4 | 301.5 | 287.3 | 263.3 | 1495.3 | 1439.6 | 1231.5 | 1031.1 | 769.1 | 546.1 | 350.1 | 220.5 | 152.9 | 124.2 | 135.3 | 170.9 | 138.9 | 173.2 | 154.9 | 0.2 | 0.17 | 0.13 | 0.11 | 0.11 | 0.1 | 0.09 | 0.08 | 0.08 | 0.06 | 0.07 | 0.07 | 0.07 | 0.07 | 0.06 | 0.12 | 0.12 | 0.09 | 0.09 | 0.07 | 0.05 | 0.03 | 0.01 | 0.01 | 0.01 | 0.01 | 0.01 | 0.02 | 0.03 | 0.03 | 0.24 | 0.21 | 0.17 | 0.14 | 0.13 | 0.11 | 0.11 | 0.11 | 0.11 | 0.1 | 0.1 | 0.09 | 0.08 | 0.07 | 0.07 | 0.18 | 0.17 | 0.16 | 0.13 | 0.11 | 0.09 | 0.08 | 0.07 | 0.06 | 0.06 | 0.05 | 0.04 | 0.03 | 0.03 | 0.02 | 0.18 | 0.17 | 0.14 | 0.11 | 0.08 | 0.06 | 0.04 | 0.03 | 0.02 | 0.01 | 0.01 | 0.01 | 0.01 | 0.01 | 0.01 | 0.057907
| 17 | 256.295 | 8.8452 | 1.1056 | 256.8357 | 26.6683 | 1210.0931 | 0.11606 | 60.5817 | 282.9633 | 1218.9383 | 1.2217 | 317.4174 | 414.7 | 365.9 | 306.5 | 286.4 | 291.4 | 252.3 | 242.5 | 194.9 | 199.1 | 150.7 | 166.1 | 165.5 | 181.6 | 173 | 157.2 | 253.3 | 249.2 | 215.7 | 211.7 | 167.3 | 102.7 | 60.5 | 26.4 | 20.8 | 13.8 | 20.5 | 26.1 | 47.1 | 56.8 | 66.6 | 493.3 | 434.5 | 354.7 | 316.4 | 299.8 | 261.5 | 262 | 254.7 | 252.4 | 240.4 | 238 | 213 | 201.9 | 181.5 | 188.7 | 377.2 | 365.3 | 348.9 | 314.9 | 277.6 | 230.6 | 209.1 | 183.7 | 159.2 | 139.2 | 112.8 | 92.8 | 61.6 | 43.8 | 30.7 | 372.5 | 352.2 | 309.5 | 264.5 | 199.5 | 132.5 | 67.7 | 35.8 | 19.8 | 16.2 | 11.5 | 7.4 | 5.2 | 3 | 2.1 | 26.6 | 20.1 | 14.4 | 8.7 | 8.6 | 6.9 | 6 | 4.6 | 4.6 | 3.1 | 3.5 | 3.5 | 4 | 4 | 3.7 | 12.3 | 11.6 | 9.5 | 10.8 | 9.1 | 6 | 2.9 | 1.2 | 0.8 | 0.4 | 0.6 | 0.7 | 1.4 | 1.7 | 2 | 28.6 | 21.2 | 13 | 7.4 | 7.4 | 6.5 | 6.6 | 6.2 | 6.2 | 5.7 | 5.8 | 5 | 4.5 | 3.7 | 3.8 | 24.6 | 19.9 | 16.8 | 10.1 | 8.4 | 5.8 | 5 | 4.3 | 3.7 | 2.9 | 2.3 | 1.8 | 1.2 | 1.1 | 0.9 | 20.3 | 18.2 | 16 | 13.2 | 9.4 | 4.9 | 1.6 | 0.9 | 0.5 | 0.4 | 0.5 | 0.6 | 0.5 | 0.7 | 0.6 | 3.7 | 2.74 | 1.92 | 1.05 | 1.04 | 0.8 | 0.68 | 0.51 | 0.5 | 0.32 | 0.37 | 0.37 | 0.44 | 0.44 | 0.41 | 1.64 | 1.55 | 1.25 | 1.46 | 1.23 | 0.82 | 0.39 | 0.16 | 0.11 | 0.05 | 0.07 | 0.08 | 0.16 | 0.2 | 0.24 | 3.93 | 2.84 | 1.66 | 0.81 | 0.84 | 0.74 | 0.75 | 0.7 | 0.7 | 0.63 | 0.65 | 0.55 | 0.48 | 0.39 | 0.4 | 3.42 | 2.71 | 2.25 | 1.24 | 1.01 | 0.66 | 0.55 | 0.47 | 0.4 | 0.3 | 0.24 | 0.18 | 0.12 | 0.11 | 0.09 | 2.78 | 2.47 | 2.17 | 1.77 | 1.25 | 0.63 | 0.17 | 0.09 | 0.05 | 0.04 | 0.05 | 0.06 | 0.05 | 0.07 | 0.06 | 32.1 | 31.3 | 28.4 | 30.9 | 31.6 | 27.9 | 27.4 | 22.2 | 22.8 | 17.6 | 19.3 | 19.2 | 20.9 | 19.8 | 17.9 | 23.3 | 23.3 | 20.7 | 19 | 14.6 | 8.6 | 5.6 | 2.5 | 2.1 | 1.5 | 2.3 | 2.9 | 5.2 | 6.2 | 7.2 | 41.1 | 39.8 | 36.4 | 36.1 | 33.9 | 29.5 | 29.5 | 28.8 | 28.5 | 27.4 | 27.1 | 24.4 | 23.4 | 21.2 | 22.1 | 28.9 | 31.5 | 32.1 | 33.5 | 30 | 26 | 23.8 | 21 | 18.2 | 16.3 | 13.2 | 11 | 7.7 | 7.1 | 6.6 | 32.1 | 31.3 | 27.5 | 23.9 | 18.5 | 13.5 | 10.2 | 7.2 | 5.5 | 3.2 | 3.2 | 4 | 3.3 | 4.2 | 3.8 | 1561.9 | 1485.2 | 1321 | 1390.1 | 1422.1 | 1251.5 | 1221.9 | 989.6 | 1015.4 | 780.2 | 857.1 | 852.3 | 930.6 | 881.8 | 798.5 | 1077.8 | 1074.8 | 949.5 | 888 | 685.6 | 408.4 | 260.6 | 114.6 | 94.1 | 66.7 | 101.2 | 129.4 | 231.7 | 278.4 | 324.9 | 1943.1 | 1843 | 1641.1 | 1607.8 | 1510.9 | 1316.8 | 1317.9 | 1286.2 | 1274 | 1219.7 | 1209.1 | 1089.1 | 1041.2 | 939.8 | 978.2 | 1408.1 | 1487.4 | 1491.5 | 1508.7 | 1350.7 | 1159.5 | 1060.8 | 934.5 | 811.3 | 720 | 584.4 | 483.8 | 321.7 | 303.2 | 271.9 | 1509.8 | 1461.8 | 1285 | 1119.1 | 861.9 | 614.2 | 377 | 233 | 160.9 | 134.7 | 147.2 | 183.1 | 146.7 | 185.6 | 169.5 | 0.2 | 0.17 | 0.14 | 0.13 | 0.13 | 0.11 | 0.11 | 0.09 | 0.09 | 0.07 | 0.07 | 0.07 | 0.08 | 0.08 | 0.07 | 0.12 | 0.12 | 0.1 | 0.1 | 0.08 | 0.05 | 0.03 | 0.01 | 0.01 | 0.01 | 0.01 | 0.01 | 0.02 | 0.03 | 0.03 | 0.25 | 0.21 | 0.17 | 0.14 | 0.13 | 0.12 | 0.12 | 0.11 | 0.11 | 0.11 | 0.11 | 0.09 | 0.09 | 0.08 | 0.08 | 0.18 | 0.17 | 0.17 | 0.14 | 0.12 | 0.1 | 0.09 | 0.08 | 0.07 | 0.06 | 0.05 | 0.04 | 0.03 | 0.03 | 0.03 | 0.18 | 0.17 | 0.15 | 0.12 | 0.09 | 0.06 | 0.04 | 0.03 | 0.02 | 0.01 | 0.01 | 0.02 | 0.01 | 0.02 | 0.01 | 0.0589
| 18 | 263.5267 | 9.0927 | 1.1369 | 264.0826 | 27.4356 | 1244.376 | 0.11957 | 62.3098 | 290.9622 | 1253.4687 | 1.2565 | 326.3923 | 417.2 | 368.1 | 311.8 | 293.9 | 299.2 | 263.1 | 252.2 | 206.9 | 207.4 | 156.2 | 170.8 | 170.2 | 187.2 | 176.2 | 159.3 | 257.3 | 251.5 | 219.6 | 215.9 | 173.3 | 106.4 | 62.5 | 27.2 | 20.6 | 13.9 | 19.9 | 25.2 | 45.3 | 55.5 | 65.9 | 493.3 | 434.7 | 354.4 | 317 | 299.7 | 262.1 | 263.1 | 256.5 | 255.2 | 243.9 | 242.6 | 218 | 208.3 | 188.8 | 195.4 | 379.7 | 367.7 | 354.2 | 321.4 | 284.6 | 237.9 | 216.3 | 191.4 | 166 | 143.9 | 116.6 | 96.6 | 63.7 | 44.9 | 30.1 | 373 | 353.9 | 317.3 | 275.1 | 212.5 | 141.4 | 72.7 | 37.1 | 19.6 | 15.6 | 10.9 | 7 | 5.2 | 3 | 2.1 | 26.8 | 20.3 | 14.7 | 9 | 8.9 | 7.2 | 6.3 | 4.9 | 4.8 | 3.2 | 3.6 | 3.6 | 4.2 | 4.1 | 3.8 | 12.6 | 11.8 | 9.7 | 11.1 | 9.5 | 6.3 | 3 | 1.3 | 0.8 | 0.5 | 0.6 | 0.7 | 1.3 | 1.6 | 2 | 28.7 | 21.3 | 12.9 | 7.5 | 7.4 | 6.5 | 6.6 | 6.3 | 6.2 | 5.7 | 5.9 | 5.1 | 4.6 | 3.9 | 4 | 24.5 | 20 | 16.9 | 10.3 | 8.5 | 6.1 | 5.2 | 4.5 | 3.8 | 3 | 2.4 | 1.9 | 1.2 | 1.1 | 0.9 | 20.3 | 18.4 | 16.6 | 13.9 | 10 | 5.3 | 1.7 | 0.9 | 0.5 | 0.4 | 0.5 | 0.6 | 0.5 | 0.7 | 0.6 | 3.72 | 2.77 | 1.96 | 1.09 | 1.07 | 0.85 | 0.71 | 0.55 | 0.52 | 0.33 | 0.38 | 0.39 | 0.45 | 0.45 | 0.42 | 1.69 | 1.57 | 1.28 | 1.49 | 1.29 | 0.86 | 0.4 | 0.17 | 0.11 | 0.06 | 0.07 | 0.08 | 0.16 | 0.2 | 0.24 | 3.95 | 2.86 | 1.65 | 0.83 | 0.84 | 0.74 | 0.74 | 0.7 | 0.7 | 0.63 | 0.66 | 0.57 | 0.5 | 0.41 | 0.42 | 3.41 | 2.73 | 2.25 | 1.27 | 1.02 | 0.69 | 0.58 | 0.5 | 0.42 | 0.31 | 0.25 | 0.19 | 0.12 | 0.11 | 0.09 | 2.78 | 2.5 | 2.25 | 1.87 | 1.34 | 0.67 | 0.19 | 0.09 | 0.05 | 0.04 | 0.05 | 0.06 | 0.05 | 0.07 | 0.06 | 32.3 | 31.5 | 28.9 | 31.6 | 32.4 | 29.1 | 28.4 | 23.6 | 23.8 | 18.2 | 19.8 | 19.7 | 21.5 | 20.1 | 18.1 | 23.5 | 23.4 | 21.1 | 19.3 | 15 | 8.8 | 5.8 | 2.6 | 2 | 1.5 | 2.2 | 2.8 | 5 | 6.1 | 7.1 | 41 | 39.7 | 36.4 | 36.1 | 33.8 | 29.6 | 29.6 | 29 | 28.9 | 27.8 | 27.6 | 25 | 24.1 | 22.1 | 22.9 | 29.3 | 31.7 | 32.7 | 34.2 | 30.8 | 26.7 | 24.6 | 21.9 | 19 | 16.8 | 13.6 | 11.4 | 7.9 | 7.2 | 6.5 | 32.2 | 31.3 | 28.1 | 24.7 | 19.8 | 14.5 | 10.8 | 7.4 | 5.5 | 3.1 | 3 | 3.9 | 3.2 | 4.3 | 4.1 | 1569.8 | 1491.3 | 1343.6 | 1423.9 | 1458.9 | 1303.5 | 1269.5 | 1049.8 | 1057.2 | 808.7 | 881.3 | 876.2 | 958.2 | 897.8 | 808.3 | 1091.4 | 1083.4 | 966.4 | 904.3 | 707.2 | 420.5 | 268 | 118.1 | 93.6 | 66.4 | 98.4 | 125.3 | 222.5 | 271.7 | 320.8 | 1939.7 | 1841.1 | 1640.7 | 1608.1 | 1509.7 | 1320.6 | 1324.7 | 1296.1 | 1289.3 | 1239.1 | 1232 | 1113.8 | 1072.7 | 976.7 | 1011.6 | 1424.4 | 1497.5 | 1519.6 | 1540.4 | 1388.1 | 1193.4 | 1095.1 | 973.2 | 845.1 | 743.9 | 603.7 | 503.4 | 332.5 | 309.1 | 269.3 | 1511.8 | 1464.4 | 1311.3 | 1158.9 | 917.6 | 655.8 | 401.6 | 239.7 | 159.3 | 129.3 | 141.4 | 177.2 | 144.5 | 191 | 179.1 | 0.2 | 0.18 | 0.15 | 0.13 | 0.13 | 0.12 | 0.11 | 0.09 | 0.09 | 0.07 | 0.07 | 0.07 | 0.08 | 0.08 | 0.07 | 0.12 | 0.12 | 0.1 | 0.1 | 0.08 | 0.05 | 0.03 | 0.01 | 0.01 | 0.01 | 0.01 | 0.01 | 0.02 | 0.03 | 0.03 | 0.25 | 0.21 | 0.17 | 0.14 | 0.13 | 0.12 | 0.12 | 0.11 | 0.11 | 0.11 | 0.11 | 0.1 | 0.09 | 0.08 | 0.09 | 0.18 | 0.18 | 0.17 | 0.15 | 0.13 | 0.11 | 0.1 | 0.08 | 0.07 | 0.06 | 0.05 | 0.04 | 0.03 | 0.03 | 0.03 | 0.18 | 0.17 | 0.15 | 0.13 | 0.1 | 0.07 | 0.04 | 0.03 | 0.02 | 0.01 | 0.01 | 0.01 | 0.01 | 0.02 | 0.02 | 0.0589
| 19 | 264.3502 | 9.0561 | 1.1281 | 264.9027 | 27.5818 | 1251.4918 | 0.11783 | 62.6548 | 291.932 | 1260.5479 | 1.2459 | 327.5575 | 415.3 | 365 | 307.5 | 291.3 | 298.6 | 267.3 | 257.3 | 213.9 | 210.9 | 158.9 | 171.4 | 171 | 186.8 | 175.7 | 158.3 | 253.1 | 248.3 | 217.5 | 216.5 | 173.5 | 106.1 | 61 | 26.5 | 20 | 13.8 | 19.8 | 25.3 | 44.7 | 55 | 65 | 491.7 | 432.8 | 350.5 | 313.8 | 296.8 | 260.4 | 261 | 253.9 | 253 | 241.9 | 241.5 | 217.9 | 208.3 | 188.3 | 193.1 | 378.5 | 365.4 | 352 | 320.6 | 285.3 | 238.9 | 218 | 194.2 | 168.8 | 146.3 | 118.4 | 97.5 | 63.6 | 44.4 | 29.7 | 370.9 | 351 | 312.1 | 272.4 | 210.6 | 141.4 | 71.6 | 36.2 | 19.2 | 15.3 | 10.8 | 6.6 | 5 | 2.9 | 2.1 | 26.7 | 20.2 | 14.4 | 8.8 | 8.8 | 7.3 | 6.4 | 5.1 | 4.9 | 3.2 | 3.6 | 3.7 | 4.2 | 4 | 3.7 | 12.5 | 11.7 | 9.5 | 11.1 | 9.4 | 6.2 | 2.9 | 1.2 | 0.8 | 0.5 | 0.6 | 0.7 | 1.3 | 1.6 | 2 | 28.6 | 21.2 | 12.7 | 7.3 | 7.3 | 6.4 | 6.5 | 6.2 | 6.1 | 5.6 | 5.8 | 5 | 4.6 | 3.8 | 3.9 | 24.5 | 19.8 | 16.7 | 10.2 | 8.6 | 6.1 | 5.3 | 4.6 | 3.9 | 3 | 2.4 | 1.9 | 1.2 | 1.1 | 0.9 | 20.2 | 18.2 | 16 | 13.7 | 9.9 | 5.3 | 1.7 | 0.9 | 0.5 | 0.4 | 0.5 | 0.6 | 0.5 | 0.7 | 0.6 | 3.71 | 2.75 | 1.91 | 1.06 | 1.05 | 0.85 | 0.73 | 0.57 | 0.53 | 0.34 | 0.38 | 0.39 | 0.45 | 0.44 | 0.41 | 1.67 | 1.57 | 1.26 | 1.49 | 1.28 | 0.85 | 0.38 | 0.16 | 0.11 | 0.06 | 0.07 | 0.08 | 0.15 | 0.19 | 0.24 | 3.94 | 2.84 | 1.61 | 0.81 | 0.82 | 0.72 | 0.73 | 0.69 | 0.69 | 0.62 | 0.65 | 0.55 | 0.49 | 0.4 | 0.4 | 3.41 | 2.7 | 2.22 | 1.26 | 1.03 | 0.7 | 0.59 | 0.51 | 0.43 | 0.32 | 0.25 | 0.19 | 0.12 | 0.11 | 0.09 | 2.75 | 2.46 | 2.17 | 1.84 | 1.32 | 0.68 | 0.19 | 0.09 | 0.05 | 0.04 | 0.05 | 0.06 | 0.05 | 0.07 | 0.06 | 32 | 31.1 | 28.6 | 31.5 | 32.4 | 29.6 | 29 | 24.4 | 24.1 | 18.6 | 19.9 | 19.8 | 21.5 | 20.1 | 18 | 23 | 23 | 20.9 | 19.4 | 15.1 | 8.9 | 5.7 | 2.5 | 2 | 1.5 | 2.2 | 2.8 | 4.9 | 6 | 7.1 | 40.9 | 39.6 | 36.1 | 35.8 | 33.5 | 29.4 | 29.5 | 28.8 | 28.7 | 27.6 | 27.5 | 25 | 24.2 | 22.1 | 22.7 | 29 | 31.5 | 32.6 | 34.1 | 30.8 | 26.8 | 24.7 | 22.2 | 19.3 | 17.1 | 13.9 | 11.5 | 7.9 | 7.2 | 6.4 | 32 | 31.1 | 27.8 | 24.6 | 19.6 | 14.4 | 10.6 | 7.3 | 5.4 | 3 | 2.9 | 3.8 | 3.1 | 4.3 | 4.1 | 1563.7 | 1480 | 1330.9 | 1417.5 | 1460.4 | 1325.6 | 1294.7 | 1085.2 | 1074.8 | 822.6 | 884.2 | 879.9 | 956.4 | 895.6 | 804 | 1071.8 | 1067.8 | 959.1 | 907.5 | 711.1 | 421.9 | 264.2 | 116.1 | 90.7 | 65.8 | 98.1 | 125.5 | 219.4 | 269.1 | 317 | 1935.4 | 1834.5 | 1627.8 | 1595.3 | 1497.7 | 1313.5 | 1316 | 1284.2 | 1279.9 | 1231.4 | 1230.2 | 1117.1 | 1075.1 | 975.9 | 1001.5 | 1418.7 | 1490.9 | 1514.7 | 1539.7 | 1389.8 | 1197.8 | 1103 | 986.3 | 859.3 | 756.7 | 613.1 | 508.2 | 332.3 | 306.6 | 266.5 | 1506.5 | 1457.3 | 1299.8 | 1151.2 | 911.4 | 653.4 | 396.2 | 235.1 | 157.3 | 126.2 | 136.8 | 170.4 | 140 | 189.6 | 179.4 | 0.2 | 0.17 | 0.14 | 0.13 | 0.13 | 0.12 | 0.11 | 0.09 | 0.09 | 0.07 | 0.08 | 0.07 | 0.08 | 0.08 | 0.07 | 0.12 | 0.12 | 0.1 | 0.1 | 0.08 | 0.05 | 0.03 | 0.01 | 0.01 | 0.01 | 0.01 | 0.01 | 0.02 | 0.02 | 0.03 | 0.24 | 0.21 | 0.17 | 0.14 | 0.13 | 0.11 | 0.11 | 0.11 | 0.11 | 0.11 | 0.11 | 0.1 | 0.09 | 0.08 | 0.08 | 0.18 | 0.17 | 0.17 | 0.15 | 0.13 | 0.11 | 0.1 | 0.09 | 0.07 | 0.06 | 0.05 | 0.04 | 0.03 | 0.03 | 0.02 | 0.18 | 0.17 | 0.15 | 0.13 | 0.1 | 0.07 | 0.04 | 0.03 | 0.02 | 0.01 | 0.01 | 0.01 | 0.01 | 0.02 | 0.02 | 0.0583
| 20 | 264.4395 | 9.0555 | 1.1243 | 264.9909 | 27.5843 | 1252.7155 | 0.11873 | 62.6918 | 292.0237 | 1261.7709 | 1.243 | 327.6827 | 416.8 | 365.7 | 307.1 | 289.9 | 297 | 267.5 | 258.1 | 215.6 | 211.5 | 159.6 | 171.7 | 170.6 | 186.1 | 175.1 | 158.3 | 253 | 248.9 | 218.7 | 218.5 | 175.6 | 108.6 | 62.6 | 27.5 | 20.7 | 14.1 | 20.2 | 25.8 | 45.3 | 55.5 | 65.7 | 491.9 | 432.2 | 349.2 | 313.2 | 296.4 | 260.2 | 260.2 | 253.1 | 251.3 | 240 | 239.4 | 217.1 | 207.7 | 188.3 | 192.2 | 377.6 | 364 | 351.2 | 321 | 286.2 | 239.7 | 218.4 | 195.1 | 169 | 146.8 | 118.4 | 97.3 | 63 | 43.9 | 29.3 | 370.4 | 348.9 | 308.9 | 269.6 | 208.7 | 140.3 | 70.9 | 36 | 18.6 | 14.4 | 10.3 | 6.5 | 4.9 | 2.9 | 2.1 | 26.9 | 20.4 | 14.3 | 8.7 | 8.7 | 7.3 | 6.4 | 5.1 | 4.9 | 3.3 | 3.6 | 3.6 | 4.1 | 4 | 3.7 | 12.7 | 11.9 | 9.7 | 11.3 | 9.6 | 6.4 | 3 | 1.3 | 0.9 | 0.5 | 0.6 | 0.7 | 1.3 | 1.6 | 2 | 28.8 | 21.3 | 12.6 | 7.4 | 7.3 | 6.4 | 6.4 | 6.1 | 6.1 | 5.6 | 5.7 | 5 | 4.5 | 3.8 | 3.9 | 24.5 | 19.9 | 16.7 | 10.4 | 8.7 | 6.1 | 5.3 | 4.5 | 3.9 | 3 | 2.4 | 1.9 | 1.2 | 1.1 | 0.9 | 20.3 | 18 | 15.7 | 13.3 | 9.8 | 5.2 | 1.6 | 0.9 | 0.4 | 0.4 | 0.4 | 0.6 | 0.5 | 0.7 | 0.6 | 3.74 | 2.77 | 1.9 | 1.05 | 1.03 | 0.85 | 0.72 | 0.56 | 0.53 | 0.34 | 0.38 | 0.39 | 0.44 | 0.44 | 0.41 | 1.7 | 1.59 | 1.28 | 1.52 | 1.31 | 0.88 | 0.4 | 0.17 | 0.11 | 0.06 | 0.07 | 0.08 | 0.16 | 0.2 | 0.24 | 3.97 | 2.86 | 1.6 | 0.82 | 0.83 | 0.73 | 0.72 | 0.69 | 0.68 | 0.62 | 0.63 | 0.54 | 0.48 | 0.39 | 0.4 | 3.4 | 2.7 | 2.23 | 1.28 | 1.05 | 0.7 | 0.59 | 0.5 | 0.42 | 0.31 | 0.25 | 0.19 | 0.12 | 0.11 | 0.09 | 2.76 | 2.43 | 2.12 | 1.79 | 1.3 | 0.66 | 0.18 | 0.09 | 0.04 | 0.04 | 0.04 | 0.06 | 0.05 | 0.07 | 0.06 | 32.1 | 31.1 | 28.6 | 31.3 | 32.3 | 29.6 | 29.1 | 24.6 | 24.2 | 18.6 | 19.9 | 19.8 | 21.4 | 20 | 18 | 22.8 | 22.9 | 20.9 | 19.5 | 15.2 | 9 | 5.8 | 2.6 | 2 | 1.5 | 2.2 | 2.9 | 4.9 | 6 | 7.1 | 40.7 | 39.4 | 35.9 | 35.7 | 33.4 | 29.4 | 29.4 | 28.7 | 28.5 | 27.4 | 27.3 | 25 | 24.2 | 22.1 | 22.6 | 29 | 31.3 | 32.4 | 34 | 30.8 | 26.9 | 24.8 | 22.3 | 19.4 | 17.1 | 13.9 | 11.5 | 7.9 | 7.1 | 6.3 | 31.9 | 31 | 27.7 | 24.5 | 19.5 | 14.3 | 10.6 | 7.3 | 5.4 | 3 | 2.9 | 3.7 | 3.1 | 4.2 | 4 | 1567.9 | 1480.4 | 1330.7 | 1411.7 | 1455 | 1328.1 | 1300.6 | 1095.5 | 1078.3 | 826.5 | 885.3 | 878.3 | 953.8 | 892.7 | 804.2 | 1065.3 | 1066.8 | 962.2 | 914.2 | 717 | 430 | 268.9 | 118.6 | 92.6 | 67.1 | 99.7 | 128 | 221.7 | 271.1 | 319.1 | 1931 | 1828 | 1622.3 | 1590.6 | 1494.2 | 1311.9 | 1313.2 | 1280.3 | 1271.3 | 1221.7 | 1221.2 | 1114.9 | 1074.7 | 976.4 | 997.7 | 1415.9 | 1484.3 | 1509.7 | 1537.1 | 1390.5 | 1201.8 | 1105.8 | 992.7 | 861.6 | 759.6 | 613.4 | 507.2 | 329.3 | 303 | 263.4 | 1502.6 | 1452.6 | 1292.5 | 1145.6 | 904.2 | 650.6 | 393.8 | 235.1 | 154.9 | 122.5 | 133.5 | 167 | 137.4 | 186.1 | 176.8 | 0.2 | 0.17 | 0.14 | 0.13 | 0.13 | 0.12 | 0.11 | 0.1 | 0.09 | 0.07 | 0.08 | 0.07 | 0.08 | 0.08 | 0.07 | 0.12 | 0.12 | 0.1 | 0.1 | 0.08 | 0.05 | 0.03 | 0.01 | 0.01 | 0.01 | 0.01 | 0.01 | 0.02 | 0.03 | 0.03 | 0.24 | 0.21 | 0.16 | 0.14 | 0.13 | 0.11 | 0.11 | 0.11 | 0.11 | 0.11 | 0.11 | 0.1 | 0.09 | 0.08 | 0.08 | 0.18 | 0.17 | 0.16 | 0.14 | 0.13 | 0.11 | 0.1 | 0.09 | 0.07 | 0.06 | 0.05 | 0.04 | 0.03 | 0.03 | 0.02 | 0.18 | 0.17 | 0.15 | 0.13 | 0.1 | 0.07 | 0.04 | 0.03 | 0.02 | 0.01 | 0.01 | 0.01 | 0.01 | 0.02 | 0.02 | 0.0568
| 21 | 263.5097 | 8.9913 | 1.1215 | 264.0587 | 27.5199 | 1248.97 | 0.11798 | 62.5223 | 291.0296 | 1257.9613 | 1.2395 | 326.581 | 411.8 | 361.6 | 303 | 290.4 | 298.1 | 269 | 257 | 215.6 | 210.7 | 159.7 | 170.8 | 170.3 | 185.6 | 174.6 | 157.8 | 255.6 | 251.3 | 220.9 | 220.8 | 178.3 | 110.5 | 64.2 | 28.5 | 21.5 | 15.5 | 21.4 | 27.4 | 47.1 | 57.4 | 67 | 487.3 | 428.6 | 347.9 | 312.6 | 295.7 | 258.7 | 259.6 | 252.2 | 249.5 | 237.2 | 236.8 | 215.3 | 206.5 | 186.9 | 190.6 | 374.2 | 361.4 | 349.6 | 322.6 | 287.9 | 240.2 | 218.3 | 196.1 | 170.8 | 148.1 | 119.4 | 98.5 | 64.4 | 44.7 | 29.5 | 367.6 | 346.6 | 306.3 | 269 | 208 | 139.8 | 70 | 36 | 19.8 | 15.6 | 11.1 | 6.7 | 5.1 | 3 | 2.1 | 26.4 | 20 | 13.9 | 8.8 | 8.9 | 7.5 | 6.4 | 5 | 4.8 | 3.3 | 3.6 | 3.6 | 4.1 | 4 | 3.7 | 12.9 | 12 | 9.7 | 11.1 | 9.5 | 6.3 | 3.1 | 1.4 | 0.9 | 0.5 | 0.6 | 0.8 | 1.4 | 1.7 | 2 | 28.2 | 20.9 | 12.6 | 7.6 | 7.5 | 6.4 | 6.5 | 6.1 | 6.1 | 5.5 | 5.7 | 4.9 | 4.5 | 3.8 | 3.8 | 24.2 | 19.6 | 16.6 | 10.6 | 8.9 | 6.2 | 5.2 | 4.5 | 3.9 | 3 | 2.4 | 1.9 | 1.2 | 1.1 | 0.9 | 20.1 | 17.9 | 15.6 | 13.3 | 9.7 | 5.2 | 1.6 | 0.9 | 0.5 | 0.4 | 0.5 | 0.6 | 0.5 | 0.7 | 0.6 | 3.66 | 2.72 | 1.85 | 1.07 | 1.06 | 0.89 | 0.73 | 0.56 | 0.52 | 0.34 | 0.38 | 0.39 | 0.44 | 0.44 | 0.41 | 1.74 | 1.61 | 1.27 | 1.49 | 1.29 | 0.87 | 0.41 | 0.19 | 0.12 | 0.07 | 0.08 | 0.1 | 0.17 | 0.21 | 0.24 | 3.88 | 2.81 | 1.61 | 0.85 | 0.86 | 0.73 | 0.73 | 0.69 | 0.69 | 0.61 | 0.63 | 0.53 | 0.48 | 0.39 | 0.39 | 3.37 | 2.67 | 2.21 | 1.3 | 1.08 | 0.71 | 0.58 | 0.5 | 0.43 | 0.32 | 0.25 | 0.19 | 0.13 | 0.11 | 0.09 | 2.75 | 2.42 | 2.1 | 1.77 | 1.28 | 0.66 | 0.18 | 0.09 | 0.05 | 0.04 | 0.05 | 0.06 | 0.05 | 0.07 | 0.06 | 31.8 | 30.8 | 28.4 | 31.3 | 32.3 | 29.6 | 29 | 24.6 | 24.2 | 18.7 | 19.9 | 19.7 | 21.4 | 20 | 18 | 22.9 | 23.2 | 21.2 | 19.9 | 15.6 | 9.4 | 5.9 | 2.6 | 2.1 | 1.6 | 2.3 | 3 | 5.1 | 6.2 | 7.3 | 40.6 | 39.2 | 35.8 | 35.4 | 33.2 | 29.2 | 29.3 | 28.5 | 28.2 | 27.1 | 27 | 24.8 | 24.1 | 21.9 | 22.4 | 28.7 | 31.2 | 32.3 | 34.1 | 30.9 | 26.9 | 24.8 | 22.4 | 19.6 | 17.3 | 14 | 11.6 | 8 | 7.2 | 6.4 | 31.6 | 30.8 | 27.5 | 24.5 | 19.5 | 14.3 | 10.5 | 7.3 | 5.5 | 3.1 | 3 | 3.8 | 3.2 | 4.3 | 4.1 | 1555.7 | 1468.8 | 1319.4 | 1411.2 | 1455.5 | 1328.8 | 1294.2 | 1096.1 | 1076.3 | 827.3 | 881.5 | 876.9 | 951.2 | 890.4 | 802.5 | 1073.5 | 1077.4 | 975.2 | 932.6 | 735.9 | 442.8 | 275.5 | 121 | 96.6 | 72.7 | 104.7 | 134 | 229.6 | 280.2 | 326.3 | 1923.4 | 1819.2 | 1614.6 | 1580.6 | 1485.1 | 1303.5 | 1307.8 | 1274.4 | 1260.6 | 1207.8 | 1207.5 | 1106.5 | 1068.7 | 969.6 | 989.6 | 1405.3 | 1475.6 | 1504.7 | 1542.2 | 1395.5 | 1202.7 | 1105.7 | 998.6 | 870.9 | 766.6 | 618.6 | 513.9 | 336.5 | 308.3 | 265.8 | 1490.3 | 1441.8 | 1281.1 | 1145.2 | 903.5 | 648.3 | 389 | 235.4 | 161.4 | 129.3 | 138.3 | 172 | 141.4 | 191.2 | 179.2 | 0.2 | 0.17 | 0.14 | 0.13 | 0.13 | 0.12 | 0.11 | 0.1 | 0.09 | 0.07 | 0.07 | 0.07 | 0.08 | 0.08 | 0.07 | 0.12 | 0.12 | 0.1 | 0.1 | 0.09 | 0.05 | 0.03 | 0.01 | 0.01 | 0.01 | 0.01 | 0.01 | 0.02 | 0.03 | 0.03 | 0.24 | 0.21 | 0.16 | 0.14 | 0.13 | 0.11 | 0.11 | 0.11 | 0.11 | 0.1 | 0.1 | 0.09 | 0.09 | 0.08 | 0.08 | 0.18 | 0.17 | 0.16 | 0.15 | 0.13 | 0.11 | 0.1 | 0.09 | 0.08 | 0.07 | 0.05 | 0.04 | 0.03 | 0.03 | 0.02 | 0.18 | 0.17 | 0.15 | 0.13 | 0.1 | 0.07 | 0.04 | 0.03 | 0.02 | 0.01 | 0.01 | 0.01 | 0.01 | 0.02 | 0.02 | 0.0539
| 22 | 261.3716 | 8.8698 | 1.1039 | 261.9125 | 27.3246 | 1240.347 | 0.11669 | 62.0852 | 288.6961 | 1249.2168 | 1.2206 | 323.9977 | 402.4 | 352.1 | 297.3 | 287.9 | 298.4 | 269.5 | 256.8 | 216.1 | 210.3 | 159.8 | 170.5 | 170.4 | 184.9 | 174.7 | 158.2 | 251.8 | 246.8 | 218 | 223.3 | 184.2 | 115.6 | 66.9 | 29.8 | 23.3 | 16 | 22.1 | 27.6 | 47.7 | 58 | 67.9 | 476.8 | 419.7 | 340.6 | 306.2 | 291.5 | 257.7 | 258.6 | 249.9 | 247.2 | 236 | 236.6 | 214.9 | 206.2 | 186.2 | 190.6 | 367.3 | 354.8 | 345.6 | 321.5 | 288.6 | 241.4 | 218.3 | 196.5 | 171.4 | 148.1 | 119 | 97.2 | 63.2 | 43.4 | 28.9 | 360.9 | 338.9 | 302.1 | 266.7 | 207.6 | 138.3 | 67.7 | 34.9 | 19.2 | 15 | 10.6 | 6.5 | 5 | 2.9 | 2.1 | 25.1 | 19 | 13.6 | 8.9 | 9 | 7.7 | 6.4 | 5.1 | 4.8 | 3.2 | 3.6 | 3.6 | 4.1 | 4 | 3.7 | 12.2 | 11.5 | 9.8 | 11.8 | 10.4 | 6.9 | 3.3 | 1.5 | 1 | 0.5 | 0.7 | 0.8 | 1.4 | 1.7 | 2.1 | 26.8 | 19.9 | 12.1 | 7.3 | 7.4 | 6.6 | 6.6 | 6.1 | 6 | 5.5 | 5.7 | 4.9 | 4.5 | 3.7 | 3.8 | 23.2 | 18.9 | 16.2 | 10.4 | 8.8 | 6.3 | 5.2 | 4.6 | 4 | 3 | 2.4 | 1.9 | 1.2 | 1 | 0.9 | 19.3 | 17 | 15.4 | 13.1 | 9.8 | 5.2 | 1.6 | 0.8 | 0.5 | 0.4 | 0.5 | 0.6 | 0.5 | 0.7 | 0.6 | 3.47 | 2.58 | 1.81 | 1.08 | 1.08 | 0.91 | 0.73 | 0.56 | 0.52 | 0.34 | 0.38 | 0.38 | 0.44 | 0.44 | 0.41 | 1.63 | 1.52 | 1.3 | 1.59 | 1.42 | 0.94 | 0.44 | 0.2 | 0.13 | 0.07 | 0.08 | 0.1 | 0.17 | 0.21 | 0.25 | 3.67 | 2.66 | 1.54 | 0.82 | 0.85 | 0.75 | 0.75 | 0.69 | 0.68 | 0.61 | 0.64 | 0.54 | 0.48 | 0.39 | 0.39 | 3.21 | 2.56 | 2.15 | 1.29 | 1.06 | 0.73 | 0.59 | 0.51 | 0.44 | 0.32 | 0.25 | 0.19 | 0.12 | 0.11 | 0.09 | 2.62 | 2.29 | 2.07 | 1.75 | 1.31 | 0.66 | 0.17 | 0.09 | 0.05 | 0.04 | 0.05 | 0.06 | 0.05 | 0.07 | 0.06 | 31.8 | 30.4 | 27.9 | 30.9 | 32.2 | 29.5 | 28.9 | 24.7 | 24.1 | 18.7 | 19.8 | 19.8 | 21.3 | 20 | 18 | 23.1 | 23.1 | 20.7 | 19.7 | 15.7 | 9.6 | 6.1 | 2.7 | 2.2 | 1.7 | 2.4 | 3 | 5.2 | 6.3 | 7.3 | 40.5 | 38.9 | 35.2 | 34.8 | 32.7 | 28.9 | 29 | 28.2 | 28 | 26.9 | 27 | 24.7 | 24 | 21.9 | 22.4 | 28.7 | 30.9 | 32.1 | 34.1 | 31.1 | 27 | 24.8 | 22.5 | 19.6 | 17.3 | 13.9 | 11.5 | 7.9 | 7 | 6.2 | 31.5 | 30.5 | 27.1 | 24.3 | 19.3 | 14.1 | 10.2 | 7.2 | 5.5 | 3 | 2.9 | 3.7 | 3.1 | 4.1 | 3.8 | 1544.2 | 1444.2 | 1295.6 | 1394.7 | 1453.4 | 1327.4 | 1292.3 | 1098 | 1073.6 | 828 | 879.7 | 877.9 | 947.5 | 891.5 | 804.8 | 1075.3 | 1069.7 | 954.4 | 926.8 | 743.5 | 456.1 | 284.7 | 126.6 | 103 | 76.2 | 108 | 135.3 | 232.7 | 282.9 | 329.7 | 1909.2 | 1800 | 1588 | 1551.5 | 1463.4 | 1293.4 | 1298.2 | 1261.5 | 1248.7 | 1200.6 | 1204.9 | 1102.6 | 1065.9 | 966.3 | 989.9 | 1398.8 | 1461 | 1493.5 | 1539.5 | 1402.7 | 1206.7 | 1105.6 | 999.6 | 872.5 | 766.1 | 616.5 | 507 | 330.2 | 297.3 | 256.6 | 1479.5 | 1426.5 | 1263.9 | 1136.9 | 897.1 | 640.8 | 377.7 | 228.5 | 156.9 | 124.3 | 134.1 | 168.1 | 139 | 182.2 | 167.5 | 0.19 | 0.16 | 0.14 | 0.13 | 0.13 | 0.12 | 0.11 | 0.1 | 0.09 | 0.07 | 0.07 | 0.07 | 0.08 | 0.08 | 0.07 | 0.12 | 0.12 | 0.1 | 0.11 | 0.09 | 0.06 | 0.03 | 0.01 | 0.01 | 0.01 | 0.01 | 0.01 | 0.02 | 0.03 | 0.03 | 0.23 | 0.2 | 0.16 | 0.13 | 0.13 | 0.11 | 0.11 | 0.11 | 0.11 | 0.1 | 0.1 | 0.09 | 0.09 | 0.08 | 0.08 | 0.18 | 0.17 | 0.16 | 0.15 | 0.13 | 0.11 | 0.1 | 0.09 | 0.08 | 0.07 | 0.05 | 0.04 | 0.03 | 0.03 | 0.02 | 0.17 | 0.16 | 0.15 | 0.12 | 0.1 | 0.06 | 0.04 | 0.03 | 0.02 | 0.01 | 0.01 | 0.01 | 0.01 | 0.02 | 0.01 | 0.0503
| 23 | 261.6602 | 8.9623 | 1.1146 | 262.2066 | 27.309 | 1239.7617 | 0.11669 | 62.0533 | 288.9693 | 1248.724 | 1.2313 | 324.2598 | 406.1 | 351.3 | 295.6 | 286.4 | 299.9 | 271.3 | 258.2 | 217.8 | 211.2 | 159.9 | 171.2 | 171.9 | 187.2 | 176.7 | 160.4 | 253.8 | 248.4 | 222.5 | 231.7 | 192.4 | 120.9 | 68.1 | 31 | 23.8 | 16.7 | 22.8 | 28 | 48.3 | 57.9 | 68 | 475.7 | 419 | 337.5 | 304 | 289.1 | 256.9 | 258.1 | 248.7 | 246.1 | 235.5 | 237.7 | 216.3 | 208.4 | 188 | 192.6 | 368 | 353.1 | 345.2 | 321.4 | 290.9 | 243.4 | 220.1 | 197.9 | 172 | 148.6 | 120.1 | 97.5 | 63.1 | 42.8 | 28.8 | 360.9 | 335.7 | 299.1 | 264.3 | 207.9 | 137.9 | 66.6 | 34.3 | 19 | 15.1 | 10.9 | 6.5 | 5 | 2.9 | 2.1 | 25.8 | 19.4 | 13.7 | 8.9 | 9.1 | 7.8 | 6.4 | 5.1 | 4.8 | 3.3 | 3.6 | 3.7 | 4.2 | 4.1 | 3.8 | 12.3 | 11.5 | 10.1 | 12.4 | 11.1 | 7.3 | 3.3 | 1.5 | 1.1 | 0.6 | 0.7 | 0.8 | 1.5 | 1.7 | 2.1 | 26.9 | 20 | 12 | 7.4 | 7.4 | 6.6 | 6.6 | 6.1 | 6 | 5.5 | 5.7 | 5 | 4.6 | 3.8 | 3.9 | 23.4 | 19 | 16.4 | 10.6 | 9 | 6.5 | 5.3 | 4.6 | 4 | 3.1 | 2.4 | 1.9 | 1.2 | 1 | 0.9 | 19.4 | 16.9 | 15.1 | 12.8 | 9.7 | 5.1 | 1.5 | 0.8 | 0.5 | 0.4 | 0.5 | 0.6 | 0.5 | 0.6 | 0.6 | 3.57 | 2.64 | 1.81 | 1.08 | 1.09 | 0.92 | 0.73 | 0.56 | 0.53 | 0.34 | 0.38 | 0.39 | 0.45 | 0.45 | 0.42 | 1.65 | 1.52 | 1.33 | 1.68 | 1.52 | 1 | 0.45 | 0.21 | 0.14 | 0.07 | 0.08 | 0.1 | 0.18 | 0.21 | 0.25 | 3.7 | 2.68 | 1.52 | 0.83 | 0.85 | 0.76 | 0.75 | 0.69 | 0.68 | 0.61 | 0.64 | 0.55 | 0.49 | 0.39 | 0.4 | 3.25 | 2.58 | 2.18 | 1.31 | 1.1 | 0.75 | 0.6 | 0.51 | 0.45 | 0.32 | 0.25 | 0.19 | 0.12 | 0.1 | 0.09 | 2.64 | 2.27 | 2.04 | 1.71 | 1.29 | 0.65 | 0.17 | 0.09 | 0.05 | 0.04 | 0.05 | 0.06 | 0.05 | 0.06 | 0.06 | 31.6 | 30 | 27.6 | 30.7 | 32.4 | 29.7 | 29.1 | 24.9 | 24.2 | 18.7 | 19.9 | 19.9 | 21.5 | 20.2 | 18.3 | 23.2 | 23.3 | 21.1 | 20.2 | 16.1 | 9.9 | 6.3 | 2.8 | 2.3 | 1.7 | 2.5 | 3 | 5.2 | 6.3 | 7.3 | 40.2 | 38.7 | 34.9 | 34.4 | 32.3 | 28.8 | 28.9 | 28.1 | 27.8 | 26.9 | 27.1 | 24.9 | 24.2 | 22.1 | 22.7 | 28.6 | 30.6 | 32 | 33.9 | 31.2 | 27.1 | 24.9 | 22.6 | 19.6 | 17.4 | 14.1 | 11.5 | 7.9 | 6.9 | 6.2 | 31.4 | 30.2 | 26.9 | 24.2 | 19.4 | 14.1 | 10.2 | 7.1 | 5.5 | 3 | 3 | 3.7 | 3.1 | 4 | 3.7 | 1543.5 | 1428.8 | 1284.8 | 1386.9 | 1459.7 | 1335 | 1300.3 | 1107.2 | 1077.5 | 827.9 | 882.7 | 884.7 | 958.8 | 900.5 | 814.6 | 1081.9 | 1078.6 | 973.3 | 955 | 768.6 | 474 | 290.4 | 131.3 | 105.4 | 78.6 | 110.9 | 136.5 | 234.8 | 282 | 329.7 | 1897.2 | 1791.9 | 1574.5 | 1537 | 1448.2 | 1287.8 | 1295.2 | 1254.4 | 1242.9 | 1198.5 | 1210.2 | 1108.6 | 1076.1 | 975.4 | 1000.3 | 1395 | 1447.4 | 1486.7 | 1533.3 | 1407.7 | 1212.8 | 1113.1 | 1005.5 | 874.2 | 768.6 | 622.2 | 508.7 | 329.6 | 293.3 | 254.5 | 1474.9 | 1411.2 | 1254.4 | 1131.3 | 901.5 | 640.2 | 372.7 | 225.8 | 156.6 | 125.6 | 136.4 | 167.3 | 137.8 | 177.8 | 164.5 | 0.19 | 0.16 | 0.14 | 0.13 | 0.13 | 0.12 | 0.11 | 0.1 | 0.09 | 0.07 | 0.07 | 0.08 | 0.08 | 0.08 | 0.07 | 0.12 | 0.12 | 0.1 | 0.11 | 0.09 | 0.06 | 0.03 | 0.01 | 0.01 | 0.01 | 0.01 | 0.01 | 0.02 | 0.03 | 0.03 | 0.23 | 0.2 | 0.16 | 0.13 | 0.13 | 0.11 | 0.11 | 0.11 | 0.11 | 0.1 | 0.1 | 0.1 | 0.09 | 0.08 | 0.08 | 0.18 | 0.17 | 0.16 | 0.15 | 0.13 | 0.11 | 0.1 | 0.09 | 0.08 | 0.07 | 0.05 | 0.04 | 0.03 | 0.03 | 0.02 | 0.17 | 0.16 | 0.14 | 0.12 | 0.1 | 0.06 | 0.04 | 0.03 | 0.02 | 0.01 | 0.01 | 0.01 | 0.01 | 0.02 | 0.01 | 0.0473
NYSTc | 0 | 178.8379 | 4.9869 | 0.60206 | 179.1371 | 19.9354 | 869.1324 | 0.090765 | 44.2951 | 198.7733 | 874.1193 | 0.69283 | 223.4322 | 288.3 | 293.5 | 295.2 | 264 | 204.4 | 142.7 | 108.3 | 83.5 | 71.2 | 85.1 | 104 | 118.1 | 99.7 | 94.1 | 80.5 | 226.3 | 245.3 | 285.6 | 272.6 | 237.4 | 198.2 | 165.8 | 129.9 | 112.2 | 108.1 | 124.5 | 113.7 | 83.3 | 77.6 | 70.4 | 485.1 | 387.1 | 235.4 | 222.4 | 195.8 | 162.1 | 127.2 | 143.1 | 139.9 | 131.4 | 109.3 | 96.5 | 97 | 101.4 | 96.3 | 320.2 | 315.9 | 295.2 | 273.4 | 215.8 | 156.4 | 121.9 | 98.6 | 94.9 | 99 | 117.4 | 100.6 | 69.3 | 38.7 | 29.1 | 318.5 | 296.2 | 278.7 | 240.3 | 205.7 | 130.2 | 85.9 | 44 | 27.4 | 23.8 | 19.7 | 12.7 | 9.5 | 6.3 | 4.3 | 11.2 | 10.5 | 9 | 7.5 | 5.5 | 3.3 | 2.2 | 1.6 | 1.4 | 1.6 | 2.1 | 2.5 | 2.2 | 2.1 | 1.7 | 8.9 | 8.6 | 8.5 | 7.4 | 6.3 | 5.2 | 4.2 | 3.2 | 2.5 | 2.2 | 2.5 | 2.3 | 1.7 | 1.8 | 1.6 | 22.4 | 16.2 | 6.2 | 5.3 | 4.8 | 3.4 | 2.5 | 2.9 | 2.8 | 2.7 | 2.3 | 2.1 | 2.1 | 2.2 | 2.1 | 13.6 | 12.1 | 8.8 | 7.3 | 5.2 | 3.3 | 2.5 | 1.9 | 1.8 | 1.9 | 2.3 | 1.9 | 1.3 | 1 | 0.9 | 13.3 | 11.6 | 9.1 | 7.5 | 5.7 | 2.8 | 1.8 | 1.1 | 0.7 | 0.8 | 0.9 | 0.8 | 0.6 | 0.6 | 0.7 | 1.47 | 1.37 | 1.14 | 0.92 | 0.64 | 0.36 | 0.23 | 0.16 | 0.14 | 0.16 | 0.21 | 0.26 | 0.24 | 0.23 | 0.18 | 1.17 | 1.1 | 1.05 | 0.89 | 0.74 | 0.6 | 0.47 | 0.36 | 0.28 | 0.24 | 0.25 | 0.24 | 0.18 | 0.19 | 0.18 | 3.03 | 2.15 | 0.75 | 0.6 | 0.55 | 0.37 | 0.26 | 0.29 | 0.29 | 0.29 | 0.25 | 0.22 | 0.22 | 0.23 | 0.23 | 1.82 | 1.59 | 1.11 | 0.87 | 0.6 | 0.35 | 0.26 | 0.19 | 0.18 | 0.19 | 0.23 | 0.2 | 0.13 | 0.1 | 0.09 | 1.77 | 1.53 | 1.16 | 0.92 | 0.67 | 0.3 | 0.19 | 0.11 | 0.07 | 0.08 | 0.09 | 0.08 | 0.06 | 0.06 | 0.07 | 29.3 | 30.7 | 32.3 | 29.3 | 22.9 | 16.5 | 12.8 | 10 | 8.5 | 10.1 | 12.2 | 13.7 | 11.5 | 10.8 | 9.3 | 22.9 | 25.8 | 31.4 | 30.5 | 26.7 | 22.4 | 19 | 14.9 | 13 | 12.7 | 14.7 | 13.4 | 9.7 | 8.9 | 8.1 | 46 | 38.2 | 26.5 | 25.3 | 22.2 | 18.9 | 15 | 16.8 | 16.5 | 15.3 | 12.7 | 11.2 | 11.3 | 11.8 | 11.1 | 31.5 | 32.3 | 32.4 | 30.7 | 24.6 | 18.3 | 14.4 | 11.8 | 11.3 | 11.7 | 13.9 | 11.9 | 8.3 | 6.2 | 5.9 | 31.5 | 30 | 29.9 | 26 | 22.9 | 15.3 | 10.6 | 6.1 | 4.6 | 5 | 5.6 | 5.3 | 4 | 4 | 4.2 | 1288.5 | 1336.4 | 1391.7 | 1271.8 | 1007.1 | 725.6 | 560.5 | 436.1 | 371.7 | 444.1 | 541 | 609.2 | 511 | 482.2 | 414.6 | 1011.5 | 1127.1 | 1363.4 | 1331.2 | 1175.1 | 989.5 | 834 | 655.2 | 573.6 | 558.9 | 647.9 | 590.3 | 430.4 | 396.7 | 358.5 | 2058.1 | 1702.2 | 1149.8 | 1121.3 | 985 | 834.6 | 661.1 | 743 | 727.1 | 678.2 | 562.5 | 496.2 | 500.2 | 522.3 | 494.6 | 1394.6 | 1414.7 | 1400.7 | 1338.8 | 1084.3 | 806.3 | 631.9 | 514.1 | 494.9 | 516.1 | 612.4 | 524.3 | 362.4 | 322.2 | 331.9 | 1394.9 | 1318.9 | 1302.5 | 1146.9 | 1013.7 | 667.3 | 472.9 | 306.3 | 251.8 | 291.5 | 337 | 320.9 | 237.5 | 209.7 | 214.3 | 0.16 | 0.16 | 0.16 | 0.14 | 0.1 | 0.06 | 0.05 | 0.04 | 0.03 | 0.04 | 0.05 | 0.05 | 0.04 | 0.04 | 0.04 | 0.12 | 0.13 | 0.15 | 0.14 | 0.11 | 0.09 | 0.07 | 0.06 | 0.05 | 0.05 | 0.05 | 0.05 | 0.04 | 0.03 | 0.03 | 0.26 | 0.2 | 0.12 | 0.1 | 0.09 | 0.07 | 0.06 | 0.06 | 0.06 | 0.06 | 0.05 | 0.04 | 0.04 | 0.04 | 0.04 | 0.17 | 0.17 | 0.16 | 0.14 | 0.1 | 0.07 | 0.05 | 0.04 | 0.04 | 0.04 | 0.05 | 0.04 | 0.03 | 0.02 | 0.02 | 0.17 | 0.16 | 0.15 | 0.12 | 0.09 | 0.06 | 0.04 | 0.02 | 0.02 | 0.02 | 0.02 | 0.02 | 0.01 | 0.01 | 0.02 | 0.0442
| 1 | 179.4469 | 4.9692 | 0.60092 | 179.7453 | 20.0288 | 872.6559 | 0.090765 | 44.4872 | 199.4757 | 877.6251 | 0.69168 | 224.2325 | 288.3 | 296.7 | 298 | 266.5 | 203.8 | 141.6 | 107.9 | 82.9 | 70.8 | 84.2 | 103.3 | 114.6 | 95.3 | 89.3 | 77.6 | 225.4 | 243.2 | 283 | 269.8 | 235.2 | 195.2 | 163.3 | 127.4 | 110.1 | 106.2 | 124.7 | 114.5 | 85.5 | 79 | 72.1 | 482.7 | 386 | 235.1 | 222.6 | 195.5 | 161 | 126.8 | 143.1 | 140.2 | 132.3 | 111 | 98.7 | 100.2 | 102.7 | 97.6 | 319.8 | 315.1 | 295.7 | 275.3 | 217.7 | 157.1 | 121.2 | 98.3 | 94.4 | 97 | 112.7 | 95.6 | 67.5 | 40 | 31.9 | 317.4 | 294.5 | 277.5 | 239.5 | 206.4 | 129.1 | 85.4 | 42.9 | 27.6 | 23.5 | 19.2 | 12.5 | 9.2 | 6.4 | 4.1 | 10.9 | 10.5 | 9 | 7.6 | 5.3 | 3.3 | 2.2 | 1.6 | 1.4 | 1.6 | 2 | 2.4 | 2.1 | 2 | 1.7 | 8.8 | 8.4 | 8.3 | 7.2 | 6.2 | 4.9 | 4 | 3 | 2.4 | 2.2 | 2.4 | 2.3 | 1.7 | 1.7 | 1.6 | 22.1 | 16 | 6.1 | 5.3 | 4.8 | 3.4 | 2.5 | 2.8 | 2.7 | 2.7 | 2.4 | 2.1 | 2.1 | 2.2 | 2.1 | 13.4 | 11.9 | 8.8 | 7.3 | 5.3 | 3.3 | 2.4 | 1.9 | 1.8 | 1.9 | 2.2 | 1.9 | 1.3 | 1 | 1 | 13.1 | 11.4 | 8.9 | 7.2 | 5.5 | 2.7 | 1.8 | 1.1 | 0.7 | 0.8 | 0.9 | 0.8 | 0.6 | 0.7 | 0.7 | 1.44 | 1.37 | 1.13 | 0.93 | 0.63 | 0.36 | 0.23 | 0.16 | 0.14 | 0.16 | 0.21 | 0.25 | 0.22 | 0.21 | 0.18 | 1.15 | 1.08 | 1.02 | 0.87 | 0.73 | 0.56 | 0.45 | 0.34 | 0.26 | 0.23 | 0.24 | 0.23 | 0.18 | 0.19 | 0.18 | 2.98 | 2.12 | 0.72 | 0.6 | 0.54 | 0.36 | 0.26 | 0.29 | 0.28 | 0.28 | 0.25 | 0.23 | 0.23 | 0.23 | 0.22 | 1.8 | 1.56 | 1.1 | 0.87 | 0.6 | 0.35 | 0.25 | 0.19 | 0.18 | 0.19 | 0.22 | 0.19 | 0.13 | 0.1 | 0.1 | 1.74 | 1.5 | 1.12 | 0.88 | 0.65 | 0.29 | 0.19 | 0.11 | 0.07 | 0.08 | 0.09 | 0.08 | 0.06 | 0.07 | 0.07 | 29.6 | 31.2 | 32.7 | 29.5 | 22.9 | 16.4 | 12.8 | 10 | 8.4 | 9.9 | 12.1 | 13.4 | 11 | 10.3 | 9 | 22.9 | 25.7 | 31.3 | 30.3 | 26.5 | 22.3 | 18.9 | 14.7 | 12.8 | 12.5 | 14.8 | 13.5 | 10 | 9.1 | 8.3 | 46 | 38.2 | 26.6 | 25.4 | 22.2 | 18.8 | 15 | 16.9 | 16.5 | 15.5 | 12.9 | 11.4 | 11.6 | 11.9 | 11.3 | 31.6 | 32.4 | 32.5 | 30.9 | 24.8 | 18.4 | 14.4 | 11.8 | 11.2 | 11.4 | 13.3 | 11.3 | 8.1 | 6.4 | 6.3 | 31.6 | 30 | 29.9 | 26 | 23.1 | 15.2 | 10.6 | 6.1 | 4.7 | 5.1 | 5.7 | 5.5 | 4.1 | 4.3 | 4.3 | 1294 | 1352.6 | 1406.8 | 1284.7 | 1007.6 | 719.6 | 558.1 | 433.3 | 369.6 | 439.4 | 537.4 | 592.2 | 489.3 | 457.4 | 399 | 1010.4 | 1120.5 | 1354.3 | 1319.4 | 1165.3 | 980.2 | 825.3 | 646.1 | 564.3 | 550 | 650.4 | 595.6 | 443.2 | 404.8 | 367.8 | 2053.5 | 1701.3 | 1152.5 | 1122.5 | 983.5 | 830.2 | 659.7 | 744.3 | 729.5 | 685.1 | 571.5 | 506.8 | 516.2 | 529.4 | 502.5 | 1395.6 | 1413.9 | 1403.2 | 1349.3 | 1094.1 | 810.4 | 628.8 | 512.6 | 492.4 | 505.2 | 587.1 | 497.7 | 352.9 | 333.5 | 353.1 | 1395.3 | 1318.3 | 1305.3 | 1152.9 | 1023.2 | 663.6 | 478.6 | 311.6 | 264.4 | 300 | 346.7 | 340 | 251.3 | 226.3 | 226 | 0.16 | 0.16 | 0.16 | 0.14 | 0.1 | 0.06 | 0.05 | 0.04 | 0.03 | 0.04 | 0.05 | 0.05 | 0.04 | 0.04 | 0.03 | 0.12 | 0.13 | 0.15 | 0.14 | 0.11 | 0.09 | 0.07 | 0.06 | 0.05 | 0.05 | 0.05 | 0.05 | 0.04 | 0.03 | 0.03 | 0.26 | 0.2 | 0.12 | 0.1 | 0.09 | 0.07 | 0.06 | 0.06 | 0.06 | 0.06 | 0.05 | 0.04 | 0.04 | 0.04 | 0.04 | 0.17 | 0.17 | 0.16 | 0.14 | 0.1 | 0.07 | 0.05 | 0.04 | 0.04 | 0.04 | 0.05 | 0.04 | 0.03 | 0.02 | 0.02 | 0.17 | 0.16 | 0.14 | 0.12 | 0.09 | 0.06 | 0.04 | 0.02 | 0.02 | 0.02 | 0.02 | 0.02 | 0.02 | 0.02 | 0.02 | 0.0425
| 2 | 177.7679 | 4.839 | 0.58387 | 178.0581 | 19.9204 | 867.2177 | 0.090009 | 44.2264 | 197.6883 | 872.0568 | 0.67388 | 222.2845 | 286.4 | 293.5 | 294.3 | 263.1 | 202.4 | 141.1 | 107.7 | 82.7 | 71 | 83.2 | 101.6 | 113 | 95.5 | 89.1 | 77.1 | 223.1 | 242.8 | 284.5 | 270.8 | 235.7 | 194.4 | 162.9 | 124.7 | 108.3 | 105.2 | 123.3 | 113.5 | 86.3 | 82.7 | 76.4 | 480.8 | 385.1 | 237.7 | 224.5 | 196.8 | 160.3 | 126.7 | 144.1 | 142 | 133.4 | 111.4 | 99 | 101 | 102.7 | 96.6 | 316.6 | 312.5 | 293.9 | 275.5 | 218.2 | 156.8 | 120.3 | 97.5 | 94 | 96.7 | 112 | 94.5 | 67.1 | 40.3 | 32.8 | 317.7 | 293.7 | 277.1 | 239.6 | 207.1 | 130.3 | 85.5 | 43.3 | 28.7 | 24.4 | 20.1 | 12.2 | 9.4 | 6.5 | 4.2 | 10.7 | 10.2 | 8.7 | 7.3 | 5.2 | 3.2 | 2.2 | 1.6 | 1.4 | 1.6 | 2 | 2.4 | 2.1 | 2 | 1.7 | 8.4 | 8.3 | 8.4 | 7.4 | 6.3 | 4.9 | 4 | 3.1 | 2.5 | 2.2 | 2.4 | 2.3 | 1.8 | 1.9 | 1.8 | 22 | 15.9 | 6.2 | 5.5 | 4.9 | 3.4 | 2.5 | 2.9 | 2.9 | 2.8 | 2.4 | 2.2 | 2.2 | 2.2 | 2.1 | 12.9 | 11.5 | 8.5 | 7.2 | 5.3 | 3.2 | 2.4 | 1.9 | 1.8 | 1.9 | 2.2 | 1.8 | 1.3 | 1 | 1 | 13 | 11.2 | 8.7 | 7 | 5.4 | 2.8 | 1.8 | 1.1 | 0.7 | 0.8 | 0.9 | 0.8 | 0.6 | 0.7 | 0.7 | 1.39 | 1.32 | 1.09 | 0.89 | 0.61 | 0.36 | 0.24 | 0.16 | 0.14 | 0.16 | 0.21 | 0.25 | 0.23 | 0.22 | 0.18 | 1.1 | 1.06 | 1.04 | 0.9 | 0.74 | 0.57 | 0.45 | 0.35 | 0.27 | 0.24 | 0.24 | 0.23 | 0.19 | 0.21 | 0.21 | 2.97 | 2.11 | 0.75 | 0.62 | 0.56 | 0.36 | 0.26 | 0.29 | 0.3 | 0.3 | 0.26 | 0.23 | 0.23 | 0.24 | 0.23 | 1.72 | 1.5 | 1.06 | 0.86 | 0.6 | 0.34 | 0.25 | 0.19 | 0.18 | 0.19 | 0.22 | 0.19 | 0.13 | 0.1 | 0.1 | 1.73 | 1.47 | 1.09 | 0.85 | 0.62 | 0.3 | 0.19 | 0.11 | 0.08 | 0.08 | 0.09 | 0.08 | 0.06 | 0.07 | 0.07 | 29.5 | 31 | 32.5 | 29.3 | 22.8 | 16.3 | 12.8 | 10 | 8.5 | 9.8 | 11.9 | 13.1 | 11 | 10.3 | 8.9 | 22.9 | 25.8 | 31.3 | 30.3 | 26.5 | 22.2 | 18.8 | 14.3 | 12.6 | 12.3 | 14.6 | 13.4 | 10.1 | 9.5 | 8.7 | 45.8 | 38.1 | 26.8 | 25.5 | 22.3 | 18.7 | 14.9 | 17 | 16.7 | 15.5 | 12.9 | 11.4 | 11.7 | 11.9 | 11.1 | 31.6 | 32.5 | 32.5 | 31 | 24.8 | 18.4 | 14.3 | 11.7 | 11.2 | 11.4 | 13.2 | 11.2 | 8.1 | 6.5 | 6.4 | 31.7 | 30 | 30 | 26.2 | 23.3 | 15.3 | 10.6 | 6.1 | 4.8 | 5.1 | 5.7 | 5.3 | 4.1 | 4.3 | 4.4 | 1294.9 | 1345.2 | 1395.5 | 1273.8 | 1003.9 | 717.9 | 556.3 | 432.1 | 370.5 | 434.4 | 528.2 | 582.4 | 489.4 | 456.3 | 396.5 | 1006.8 | 1120.2 | 1358.7 | 1319.7 | 1166.5 | 974.6 | 821.6 | 629.1 | 552.5 | 542.2 | 642.3 | 589.9 | 445.9 | 421.5 | 386.7 | 2047.9 | 1698.9 | 1161.6 | 1128.8 | 987.5 | 827 | 658.8 | 749.2 | 736.8 | 687.4 | 571.5 | 508 | 520.1 | 528 | 495.2 | 1394.6 | 1413.9 | 1403.3 | 1353.5 | 1097 | 810 | 624.5 | 508.6 | 491 | 503.8 | 584 | 492.6 | 350.8 | 335.3 | 358.1 | 1398 | 1318.6 | 1310 | 1161.6 | 1032.8 | 669.7 | 475.5 | 309.4 | 265.7 | 299.2 | 340.4 | 328.3 | 247.7 | 231.1 | 232.2 | 0.15 | 0.16 | 0.16 | 0.14 | 0.1 | 0.06 | 0.05 | 0.04 | 0.03 | 0.04 | 0.04 | 0.05 | 0.04 | 0.04 | 0.03 | 0.12 | 0.13 | 0.15 | 0.14 | 0.11 | 0.09 | 0.07 | 0.06 | 0.05 | 0.05 | 0.05 | 0.05 | 0.04 | 0.04 | 0.03 | 0.26 | 0.2 | 0.12 | 0.1 | 0.09 | 0.07 | 0.06 | 0.06 | 0.06 | 0.06 | 0.05 | 0.04 | 0.04 | 0.04 | 0.04 | 0.17 | 0.17 | 0.16 | 0.14 | 0.1 | 0.07 | 0.05 | 0.04 | 0.04 | 0.04 | 0.05 | 0.04 | 0.03 | 0.02 | 0.02 | 0.17 | 0.16 | 0.14 | 0.12 | 0.09 | 0.06 | 0.04 | 0.02 | 0.02 | 0.02 | 0.02 | 0.02 | 0.02 | 0.02 | 0.02 | 0.0415
| 3 | 179.3914 | 4.9828 | 0.60165 | 179.6904 | 20.0166 | 872.3638 | 0.090009 | 44.4666 | 199.408 | 877.3466 | 0.69166 | 224.157 | 289.2 | 296.6 | 298.4 | 267.5 | 205.2 | 142.5 | 107.2 | 82.6 | 70.9 | 82.7 | 100.1 | 110.9 | 95.4 | 90.8 | 80.5 | 224.2 | 243.4 | 284.7 | 272.1 | 235.7 | 194.6 | 161.3 | 125.1 | 109.2 | 105.9 | 124.6 | 114.4 | 87.3 | 82.5 | 76.2 | 479.7 | 384.4 | 235.4 | 224.1 | 196.4 | 162.2 | 126.8 | 144 | 141.7 | 133.9 | 112.2 | 101.6 | 101.2 | 103.8 | 95.6 | 318.6 | 316.2 | 297 | 278.3 | 218.3 | 157.4 | 119.9 | 97.4 | 94.1 | 97.3 | 112.3 | 95.3 | 65.8 | 39 | 30 | 318.3 | 294.9 | 279.5 | 241.7 | 208.7 | 131 | 86.5 | 43.8 | 29.3 | 24.5 | 20.2 | 11.9 | 9 | 6.2 | 4 | 11.1 | 10.6 | 9.1 | 7.5 | 5.3 | 3.3 | 2.2 | 1.6 | 1.4 | 1.6 | 2 | 2.3 | 2.1 | 2 | 1.8 | 8.6 | 8.4 | 8.6 | 7.7 | 6.5 | 5.1 | 4 | 3 | 2.5 | 2.3 | 2.5 | 2.3 | 1.8 | 1.8 | 1.8 | 22.1 | 16 | 6.2 | 5.4 | 4.9 | 3.4 | 2.5 | 2.8 | 2.9 | 2.8 | 2.5 | 2.2 | 2.2 | 2.2 | 2.1 | 13.3 | 12 | 9 | 7.5 | 5.3 | 3.3 | 2.4 | 1.9 | 1.8 | 1.9 | 2.2 | 1.9 | 1.2 | 1 | 0.9 | 13.2 | 11.5 | 9.1 | 7.4 | 5.7 | 2.8 | 1.8 | 1.1 | 0.8 | 0.8 | 0.9 | 0.8 | 0.6 | 0.6 | 0.6 | 1.46 | 1.38 | 1.15 | 0.92 | 0.62 | 0.36 | 0.23 | 0.16 | 0.14 | 0.16 | 0.2 | 0.25 | 0.23 | 0.22 | 0.19 | 1.13 | 1.08 | 1.07 | 0.93 | 0.77 | 0.6 | 0.45 | 0.34 | 0.27 | 0.24 | 0.25 | 0.23 | 0.19 | 0.2 | 0.2 | 2.98 | 2.12 | 0.74 | 0.62 | 0.56 | 0.36 | 0.25 | 0.29 | 0.3 | 0.3 | 0.26 | 0.24 | 0.23 | 0.24 | 0.22 | 1.77 | 1.58 | 1.12 | 0.89 | 0.6 | 0.35 | 0.25 | 0.19 | 0.18 | 0.19 | 0.22 | 0.19 | 0.12 | 0.1 | 0.09 | 1.75 | 1.51 | 1.16 | 0.91 | 0.67 | 0.3 | 0.19 | 0.11 | 0.08 | 0.08 | 0.09 | 0.08 | 0.06 | 0.06 | 0.06 | 29.5 | 31 | 32.6 | 29.7 | 23.2 | 16.5 | 12.8 | 9.9 | 8.4 | 9.8 | 11.8 | 12.9 | 11 | 10.4 | 9.3 | 22.8 | 25.7 | 31.2 | 30.2 | 26.3 | 22 | 18.6 | 14.4 | 12.7 | 12.4 | 14.7 | 13.5 | 10.2 | 9.5 | 8.7 | 45.6 | 38 | 26.6 | 25.5 | 22.2 | 18.9 | 15 | 17 | 16.6 | 15.6 | 13 | 11.7 | 11.7 | 12 | 11 | 31.5 | 32.4 | 32.5 | 31.2 | 24.9 | 18.5 | 14.3 | 11.7 | 11.2 | 11.5 | 13.3 | 11.2 | 7.9 | 6.2 | 6 | 31.6 | 30 | 29.9 | 26.2 | 23.3 | 15.4 | 10.7 | 6.2 | 4.8 | 5.1 | 5.7 | 5.2 | 3.9 | 4 | 4.1 | 1296.9 | 1350.3 | 1406 | 1292 | 1017.6 | 724.8 | 554.8 | 431.5 | 370 | 431.6 | 520.6 | 572.1 | 488.6 | 464.3 | 412.6 | 1008.4 | 1120.3 | 1354.3 | 1319.3 | 1159.8 | 969.6 | 813.9 | 632.2 | 556.9 | 545.5 | 647.8 | 595.1 | 452 | 422 | 387.5 | 2039 | 1693.5 | 1149.6 | 1126.7 | 984.9 | 836.8 | 660.1 | 748.8 | 734.5 | 690.2 | 575.8 | 520.9 | 521.1 | 533.9 | 491.3 | 1397.6 | 1421 | 1410.4 | 1362.5 | 1099.6 | 811.8 | 622.3 | 508 | 491.2 | 507.1 | 585.4 | 496.9 | 344.1 | 320.2 | 330.8 | 1398.4 | 1319.5 | 1308.9 | 1160.6 | 1032.7 | 673.2 | 481.3 | 312.9 | 265.7 | 300.7 | 344.8 | 326.8 | 237.7 | 208.8 | 210.9 | 0.15 | 0.16 | 0.16 | 0.14 | 0.1 | 0.06 | 0.05 | 0.04 | 0.03 | 0.04 | 0.04 | 0.05 | 0.04 | 0.04 | 0.04 | 0.12 | 0.13 | 0.15 | 0.14 | 0.11 | 0.09 | 0.07 | 0.06 | 0.05 | 0.05 | 0.05 | 0.05 | 0.04 | 0.04 | 0.03 | 0.26 | 0.2 | 0.12 | 0.1 | 0.09 | 0.07 | 0.06 | 0.06 | 0.06 | 0.06 | 0.05 | 0.04 | 0.04 | 0.05 | 0.04 | 0.17 | 0.17 | 0.16 | 0.14 | 0.1 | 0.07 | 0.05 | 0.04 | 0.04 | 0.04 | 0.05 | 0.04 | 0.03 | 0.02 | 0.02 | 0.17 | 0.16 | 0.15 | 0.12 | 0.1 | 0.06 | 0.04 | 0.02 | 0.02 | 0.02 | 0.02 | 0.02 | 0.01 | 0.01 | 0.02 | 0.0413
| 4 | 174.7315 | 4.8204 | 0.58056 | 175.0203 | 19.546 | 851.2017 | 0.087789 | 43.4029 | 194.2774 | 856.022 | 0.66835 | 218.4231 | 289.9 | 293.1 | 287.9 | 254.4 | 196.1 | 139.5 | 107.3 | 82.7 | 71 | 82.5 | 97.9 | 107.4 | 91.8 | 88.3 | 78.6 | 222.9 | 241.6 | 277 | 263.2 | 228.6 | 191.6 | 160.5 | 124.1 | 109.6 | 106.9 | 123.4 | 111.5 | 81.9 | 77.8 | 71.7 | 478 | 384.1 | 230 | 214.9 | 186.2 | 158.2 | 126.4 | 142.1 | 138.1 | 130 | 109.6 | 99.4 | 98.7 | 99.6 | 91.7 | 317.5 | 310.2 | 285.2 | 265.8 | 211.1 | 155.9 | 119.7 | 97.3 | 94.1 | 96.6 | 109.1 | 90.8 | 61.2 | 36.1 | 27.3 | 317.1 | 294.1 | 271.4 | 234.8 | 199.9 | 128.4 | 82.1 | 41.7 | 26.8 | 23.2 | 18.6 | 11.4 | 8.5 | 5.7 | 3.6 | 11 | 10.4 | 8.7 | 7.1 | 5 | 3.2 | 2.2 | 1.6 | 1.4 | 1.6 | 2 | 2.3 | 2.1 | 2 | 1.8 | 8.4 | 8.1 | 8.1 | 7.2 | 6.3 | 5.1 | 4.1 | 3.2 | 2.6 | 2.3 | 2.4 | 2.2 | 1.6 | 1.7 | 1.7 | 21.9 | 15.9 | 5.9 | 5 | 4.4 | 3.2 | 2.5 | 2.8 | 2.8 | 2.7 | 2.3 | 2.1 | 2.1 | 2.1 | 1.9 | 12.9 | 11.6 | 8.7 | 7.4 | 5.3 | 3.2 | 2.4 | 1.9 | 1.8 | 1.9 | 2.1 | 1.8 | 1.2 | 0.9 | 0.8 | 12.8 | 11.2 | 8.8 | 7.2 | 5.5 | 2.8 | 1.7 | 1 | 0.7 | 0.7 | 0.8 | 0.8 | 0.6 | 0.6 | 0.6 | 1.44 | 1.35 | 1.09 | 0.87 | 0.59 | 0.35 | 0.23 | 0.16 | 0.14 | 0.16 | 0.2 | 0.24 | 0.23 | 0.22 | 0.19 | 1.1 | 1.05 | 1.01 | 0.87 | 0.75 | 0.59 | 0.47 | 0.36 | 0.29 | 0.25 | 0.25 | 0.23 | 0.17 | 0.19 | 0.18 | 2.95 | 2.1 | 0.7 | 0.56 | 0.5 | 0.34 | 0.25 | 0.29 | 0.28 | 0.29 | 0.25 | 0.23 | 0.22 | 0.22 | 0.2 | 1.71 | 1.51 | 1.1 | 0.89 | 0.61 | 0.34 | 0.24 | 0.19 | 0.18 | 0.19 | 0.22 | 0.18 | 0.12 | 0.09 | 0.08 | 1.7 | 1.48 | 1.11 | 0.89 | 0.64 | 0.3 | 0.18 | 0.1 | 0.07 | 0.07 | 0.08 | 0.08 | 0.06 | 0.06 | 0.06 | 29.7 | 30.8 | 31.6 | 28.3 | 22.1 | 16.2 | 12.7 | 10 | 8.5 | 9.8 | 11.5 | 12.4 | 10.5 | 10.1 | 9 | 22.8 | 25.7 | 30.6 | 29.4 | 25.5 | 21.7 | 18.4 | 14.2 | 12.6 | 12.4 | 14.6 | 13.2 | 9.6 | 9 | 8.2 | 45.6 | 38.1 | 26.1 | 24.6 | 21.3 | 18.5 | 14.9 | 16.8 | 16.2 | 15.2 | 12.7 | 11.5 | 11.5 | 11.6 | 10.6 | 31.8 | 32 | 31.2 | 29.6 | 23.9 | 18.4 | 14.3 | 11.7 | 11.2 | 11.4 | 12.9 | 10.7 | 7.4 | 5.7 | 5.3 | 31.8 | 30.1 | 29.1 | 25.4 | 22.3 | 15 | 10.2 | 5.7 | 4.3 | 4.6 | 5.2 | 4.9 | 3.7 | 3.8 | 3.9 | 1303.8 | 1337.6 | 1360.6 | 1231.5 | 973.8 | 710.1 | 554.4 | 432.1 | 371 | 430.6 | 508.4 | 552.6 | 468.3 | 449.9 | 401.7 | 1005.8 | 1116.4 | 1322.4 | 1280.4 | 1124.6 | 953.5 | 805.5 | 623.2 | 555.5 | 548.4 | 641.8 | 579.9 | 424.9 | 398.6 | 364.8 | 2033.1 | 1694.7 | 1127.7 | 1087.3 | 940.2 | 819 | 658.3 | 739.1 | 717.3 | 671.4 | 564.2 | 510.9 | 509.8 | 514 | 472.9 | 1402.8 | 1398.4 | 1346.6 | 1292.4 | 1055.5 | 805.4 | 622.1 | 507.8 | 491.7 | 503 | 568.7 | 472.8 | 319.9 | 289.1 | 293.2 | 1402.7 | 1320.4 | 1272.3 | 1124.7 | 988.3 | 658.3 | 456.7 | 285.5 | 231.4 | 262 | 306.4 | 297.5 | 222.6 | 202 | 203.2 | 0.16 | 0.16 | 0.16 | 0.13 | 0.09 | 0.06 | 0.05 | 0.04 | 0.03 | 0.04 | 0.04 | 0.05 | 0.04 | 0.04 | 0.03 | 0.12 | 0.13 | 0.15 | 0.13 | 0.11 | 0.09 | 0.07 | 0.06 | 0.05 | 0.05 | 0.05 | 0.05 | 0.04 | 0.03 | 0.03 | 0.26 | 0.2 | 0.12 | 0.1 | 0.08 | 0.07 | 0.06 | 0.06 | 0.06 | 0.06 | 0.05 | 0.04 | 0.04 | 0.04 | 0.04 | 0.17 | 0.17 | 0.15 | 0.13 | 0.1 | 0.07 | 0.05 | 0.04 | 0.04 | 0.04 | 0.05 | 0.04 | 0.03 | 0.02 | 0.02 | 0.17 | 0.16 | 0.14 | 0.11 | 0.09 | 0.06 | 0.04 | 0.02 | 0.02 | 0.02 | 0.02 | 0.02 | 0.01 | 0.01 | 0.01 | 0.0422
| 5 | 156.9729 | 4.1574 | 0.49714 | 157.221 | 17.7182 | 769.4028 | 0.080716 | 39.2828 | 174.6911 | 773.5602 | 0.57786 | 196.5039 | 292 | 274.6 | 246.8 | 205.4 | 167 | 129.5 | 106.6 | 82 | 70.8 | 80.5 | 93.4 | 98.5 | 82.1 | 76.2 | 66.8 | 229.7 | 237.6 | 256 | 226.7 | 199.6 | 173.2 | 154.2 | 116.3 | 103.3 | 103.3 | 120.6 | 108.2 | 80 | 77.6 | 73.9 | 477.6 | 385.2 | 217.2 | 191 | 160.6 | 144.8 | 121.8 | 129.8 | 120.6 | 115.5 | 103.6 | 98.2 | 89.6 | 85.4 | 75.3 | 321.4 | 294.9 | 247.3 | 213.1 | 176.6 | 141 | 118.7 | 95.7 | 93.3 | 94.2 | 101.9 | 82.4 | 53.5 | 31.9 | 22.3 | 320.8 | 287.5 | 243.7 | 201.4 | 170.6 | 112.7 | 70.3 | 34.3 | 20.8 | 18.2 | 13.7 | 9 | 6.7 | 4.3 | 3 | 11 | 9.5 | 7.1 | 5.4 | 4.1 | 2.9 | 2.2 | 1.6 | 1.3 | 1.5 | 1.8 | 2 | 1.8 | 1.7 | 1.5 | 8.8 | 8.1 | 7.6 | 6.2 | 5.6 | 4.8 | 4.3 | 3.2 | 2.6 | 2.3 | 2.4 | 2.1 | 1.7 | 1.8 | 1.8 | 21.8 | 15.8 | 5.5 | 4.4 | 3.8 | 3 | 2.4 | 2.6 | 2.4 | 2.4 | 2.2 | 2.1 | 1.8 | 1.8 | 1.6 | 13.3 | 11 | 7.3 | 5.6 | 4.3 | 2.9 | 2.3 | 1.8 | 1.8 | 1.8 | 2 | 1.6 | 1 | 0.7 | 0.6 | 13.2 | 11.2 | 8 | 6.3 | 4.8 | 2.5 | 1.4 | 0.8 | 0.5 | 0.5 | 0.6 | 0.6 | 0.4 | 0.4 | 0.5 | 1.45 | 1.24 | 0.88 | 0.64 | 0.47 | 0.32 | 0.23 | 0.16 | 0.14 | 0.15 | 0.19 | 0.21 | 0.19 | 0.18 | 0.16 | 1.15 | 1.04 | 0.95 | 0.75 | 0.67 | 0.56 | 0.5 | 0.38 | 0.29 | 0.25 | 0.24 | 0.22 | 0.17 | 0.2 | 0.2 | 2.94 | 2.1 | 0.65 | 0.49 | 0.42 | 0.32 | 0.24 | 0.26 | 0.24 | 0.25 | 0.23 | 0.22 | 0.19 | 0.18 | 0.17 | 1.76 | 1.45 | 0.92 | 0.66 | 0.48 | 0.3 | 0.24 | 0.18 | 0.18 | 0.18 | 0.2 | 0.16 | 0.1 | 0.07 | 0.06 | 1.75 | 1.48 | 1.02 | 0.79 | 0.56 | 0.28 | 0.15 | 0.08 | 0.05 | 0.05 | 0.06 | 0.06 | 0.04 | 0.04 | 0.05 | 30 | 29 | 27.5 | 23.2 | 19 | 15.1 | 12.7 | 9.9 | 8.5 | 9.5 | 11 | 11.5 | 9.5 | 8.8 | 7.7 | 23.5 | 25.2 | 28.2 | 25.4 | 22.2 | 19.4 | 17.3 | 13 | 11.8 | 12 | 14.3 | 12.8 | 9.3 | 8.9 | 8.4 | 45.6 | 38.3 | 24.8 | 21.9 | 18.4 | 16.9 | 14.4 | 15.3 | 14.2 | 13.5 | 12.1 | 11.4 | 10.5 | 10 | 8.8 | 32 | 30.4 | 27.3 | 24.1 | 20.1 | 16.6 | 14.1 | 11.5 | 11.1 | 11.1 | 12 | 9.7 | 6.4 | 4.8 | 4.1 | 31.9 | 29.2 | 26 | 21.7 | 18.9 | 13.1 | 8.6 | 4.7 | 3.3 | 3.4 | 3.8 | 3.7 | 2.9 | 2.8 | 2.9 | 1312.9 | 1256.8 | 1174.5 | 1004.6 | 835.4 | 662.1 | 552.3 | 428 | 369.9 | 420.5 | 486.4 | 509.7 | 421.1 | 390.2 | 342.1 | 1035 | 1095.5 | 1217 | 1101.9 | 978.5 | 856.8 | 763 | 574.8 | 519.7 | 529.7 | 627.8 | 562.7 | 413.5 | 395.7 | 374.4 | 2032 | 1701.1 | 1065.7 | 967.7 | 811.7 | 747.2 | 634.1 | 675.2 | 627.7 | 597.3 | 534.9 | 506.2 | 463.7 | 441.7 | 389 | 1412 | 1326 | 1171.6 | 1046 | 889.4 | 729.5 | 616.8 | 499.4 | 487.3 | 491.4 | 531.7 | 429.8 | 280 | 236.3 | 220.9 | 1411.7 | 1283.3 | 1136.6 | 959.7 | 840.8 | 574.9 | 385.1 | 230.7 | 173.4 | 190.7 | 221.6 | 220 | 170.1 | 142.5 | 145.5 | 0.16 | 0.15 | 0.14 | 0.11 | 0.08 | 0.06 | 0.05 | 0.04 | 0.03 | 0.04 | 0.04 | 0.04 | 0.04 | 0.03 | 0.03 | 0.12 | 0.13 | 0.14 | 0.12 | 0.09 | 0.08 | 0.07 | 0.05 | 0.05 | 0.05 | 0.05 | 0.05 | 0.04 | 0.03 | 0.03 | 0.26 | 0.2 | 0.11 | 0.09 | 0.07 | 0.06 | 0.05 | 0.06 | 0.05 | 0.05 | 0.05 | 0.04 | 0.04 | 0.04 | 0.03 | 0.17 | 0.16 | 0.14 | 0.11 | 0.08 | 0.06 | 0.05 | 0.04 | 0.04 | 0.04 | 0.04 | 0.04 | 0.02 | 0.02 | 0.02 | 0.17 | 0.15 | 0.13 | 0.1 | 0.08 | 0.05 | 0.03 | 0.02 | 0.01 | 0.01 | 0.01 | 0.01 | 0.01 | 0.01 | 0.01 | 0.045
| 6 | 142.251 | 3.7879 | 0.45314 | 142.4771 | 16.0991 | 694.4786 | 0.074324 | 35.5642 | 158.3501 | 698.2666 | 0.52746 | 178.0413 | 301.8 | 266.7 | 215.7 | 162.8 | 138.8 | 119 | 105 | 80.3 | 70.4 | 78 | 87.8 | 87 | 75.6 | 67.3 | 61.9 | 239 | 239 | 230.1 | 188 | 161.5 | 151 | 140.4 | 104.3 | 95.1 | 97.9 | 115.1 | 101.8 | 77.6 | 79.4 | 80.1 | 470.6 | 385.7 | 213.7 | 172 | 136.3 | 127.2 | 115.4 | 114.6 | 101 | 101.6 | 101.1 | 98.4 | 80.1 | 68.9 | 59.5 | 329.1 | 285.5 | 213.4 | 166.9 | 144.5 | 129 | 116 | 93.1 | 91.7 | 91.3 | 92.8 | 71.2 | 42.9 | 26.2 | 16.6 | 329.1 | 287 | 217.1 | 161.9 | 129.5 | 90.8 | 58.2 | 28.6 | 15.1 | 12.5 | 8.7 | 6.1 | 4 | 2.2 | 1.6 | 11.4 | 9.4 | 6.3 | 4.2 | 3.4 | 2.6 | 2.2 | 1.5 | 1.3 | 1.5 | 1.7 | 1.8 | 1.7 | 1.5 | 1.4 | 9 | 8 | 6.4 | 4.6 | 4 | 3.8 | 3.6 | 2.6 | 2.2 | 2 | 2.2 | 2 | 1.6 | 1.8 | 1.8 | 21.2 | 15.6 | 5.7 | 4 | 3.2 | 2.6 | 2.2 | 2.2 | 2 | 2.1 | 2.2 | 2.2 | 1.7 | 1.5 | 1.3 | 13.5 | 10.8 | 6.2 | 4.2 | 3.3 | 2.6 | 2.3 | 1.8 | 1.7 | 1.7 | 1.8 | 1.3 | 0.8 | 0.6 | 0.5 | 13.5 | 11.2 | 6.9 | 4.8 | 3.2 | 1.9 | 1.2 | 0.7 | 0.4 | 0.3 | 0.4 | 0.4 | 0.3 | 0.2 | 0.3 | 1.5 | 1.23 | 0.8 | 0.5 | 0.38 | 0.28 | 0.23 | 0.15 | 0.13 | 0.15 | 0.17 | 0.19 | 0.18 | 0.17 | 0.15 | 1.19 | 1.04 | 0.8 | 0.54 | 0.46 | 0.43 | 0.41 | 0.3 | 0.24 | 0.21 | 0.23 | 0.2 | 0.17 | 0.19 | 0.2 | 2.86 | 2.06 | 0.69 | 0.45 | 0.36 | 0.26 | 0.23 | 0.23 | 0.2 | 0.23 | 0.24 | 0.23 | 0.18 | 0.15 | 0.14 | 1.8 | 1.43 | 0.78 | 0.49 | 0.36 | 0.27 | 0.23 | 0.18 | 0.18 | 0.17 | 0.18 | 0.14 | 0.08 | 0.06 | 0.05 | 1.8 | 1.48 | 0.88 | 0.58 | 0.37 | 0.21 | 0.12 | 0.07 | 0.04 | 0.03 | 0.04 | 0.04 | 0.03 | 0.02 | 0.03 | 31.1 | 28.2 | 24.1 | 18.6 | 15.9 | 13.9 | 12.5 | 9.7 | 8.4 | 9.2 | 10.3 | 10.1 | 8.7 | 7.7 | 7.1 | 24.5 | 25.6 | 25.8 | 21.7 | 18.5 | 17.3 | 16.1 | 11.9 | 11 | 11.5 | 13.6 | 12 | 9.1 | 9.2 | 9.2 | 45.3 | 38.6 | 24.2 | 19.7 | 15.6 | 14.9 | 13.6 | 13.5 | 11.9 | 11.8 | 11.7 | 11.4 | 9.3 | 8 | 6.9 | 32.9 | 29.4 | 23.8 | 19.1 | 16.7 | 15.2 | 13.8 | 11.2 | 10.9 | 10.8 | 11 | 8.4 | 5.2 | 3.8 | 3 | 32.9 | 29.2 | 23.6 | 17.8 | 14.8 | 10.7 | 7.2 | 3.8 | 2.4 | 2.3 | 2.5 | 2.4 | 1.8 | 1.5 | 1.7 | 1352.9 | 1211 | 1013.7 | 793.7 | 695.1 | 610.7 | 542.5 | 419.4 | 367.9 | 407.6 | 457.4 | 449.9 | 386.9 | 344 | 316.4 | 1075.3 | 1099.5 | 1098 | 925.3 | 808.1 | 759.9 | 704.4 | 524.1 | 485 | 506.1 | 600 | 530.7 | 401.8 | 407 | 408.2 | 2006.3 | 1708.8 | 1036.5 | 870.2 | 688 | 659.6 | 601.2 | 596.9 | 525.8 | 524 | 519.3 | 504.8 | 412.9 | 355.3 | 305.6 | 1443.2 | 1274.6 | 1007.1 | 821.4 | 735.4 | 668.6 | 603.4 | 486 | 478.8 | 476.8 | 485.1 | 371.9 | 224.5 | 180.4 | 152.3 | 1444.5 | 1275.3 | 1014 | 779.1 | 650.6 | 466.1 | 319.3 | 186.2 | 124.2 | 120.3 | 143.6 | 137.6 | 105.3 | 75.1 | 83 | 0.17 | 0.15 | 0.13 | 0.09 | 0.07 | 0.05 | 0.05 | 0.04 | 0.03 | 0.03 | 0.04 | 0.04 | 0.03 | 0.03 | 0.03 | 0.13 | 0.13 | 0.13 | 0.1 | 0.08 | 0.07 | 0.06 | 0.05 | 0.04 | 0.04 | 0.05 | 0.04 | 0.03 | 0.03 | 0.04 | 0.26 | 0.2 | 0.11 | 0.08 | 0.06 | 0.06 | 0.05 | 0.05 | 0.04 | 0.04 | 0.04 | 0.04 | 0.04 | 0.03 | 0.03 | 0.18 | 0.16 | 0.12 | 0.09 | 0.07 | 0.06 | 0.05 | 0.04 | 0.04 | 0.04 | 0.04 | 0.03 | 0.02 | 0.01 | 0.01 | 0.18 | 0.16 | 0.12 | 0.08 | 0.06 | 0.04 | 0.03 | 0.01 | 0.01 | 0.01 | 0.01 | 0.01 | 0.01 | 0.01 | 0.01 | 0.0491
| 7 | 129.6505 | 3.5042 | 0.42695 | 129.8617 | 14.6169 | 628.3811 | 0.069068 | 32.2299 | 144.2673 | 631.8853 | 0.49602 | 162.0916 | 308.2 | 258 | 186.8 | 129.3 | 117.9 | 113.1 | 103.6 | 78.9 | 69.4 | 74.2 | 79.2 | 72.6 | 64.7 | 57.2 | 55.7 | 251.6 | 242.3 | 208.7 | 160.2 | 136.1 | 137.2 | 130.6 | 97.2 | 88.7 | 90.7 | 102.9 | 91.3 | 71.9 | 77.5 | 79.9 | 474 | 389.8 | 205.8 | 155.2 | 117.3 | 114.3 | 109.1 | 102.2 | 86.1 | 90.2 | 96.6 | 93.1 | 69.6 | 52.1 | 45.5 | 333.8 | 275.9 | 180 | 126.8 | 116.6 | 119.4 | 112.6 | 90.1 | 87.6 | 82.6 | 78.1 | 58.8 | 36.2 | 25 | 14.6 | 334 | 286 | 196.6 | 136.2 | 103.9 | 78.2 | 50.6 | 24 | 12.1 | 10 | 6.9 | 4.7 | 3 | 1.6 | 1.2 | 11.9 | 9.4 | 5.6 | 3.4 | 2.8 | 2.5 | 2.1 | 1.5 | 1.3 | 1.4 | 1.5 | 1.5 | 1.4 | 1.3 | 1.2 | 9.9 | 8.6 | 6.1 | 4.1 | 3.4 | 3.4 | 3.3 | 2.4 | 2 | 1.9 | 2 | 1.7 | 1.5 | 1.7 | 1.8 | 21.4 | 15.8 | 5.5 | 3.7 | 2.9 | 2.4 | 2.1 | 2 | 1.7 | 1.9 | 2.1 | 2.1 | 1.5 | 1.1 | 1 | 13.8 | 10.7 | 5.4 | 3.2 | 2.6 | 2.4 | 2.2 | 1.7 | 1.7 | 1.6 | 1.5 | 1.1 | 0.7 | 0.6 | 0.4 | 13.8 | 11.4 | 6.4 | 4.1 | 2.5 | 1.7 | 1 | 0.6 | 0.3 | 0.3 | 0.3 | 0.3 | 0.2 | 0.2 | 0.2 | 1.59 | 1.25 | 0.73 | 0.41 | 0.32 | 0.27 | 0.22 | 0.15 | 0.13 | 0.14 | 0.16 | 0.16 | 0.15 | 0.14 | 0.13 | 1.33 | 1.14 | 0.78 | 0.49 | 0.39 | 0.39 | 0.38 | 0.27 | 0.22 | 0.2 | 0.2 | 0.18 | 0.15 | 0.18 | 0.2 | 2.92 | 2.1 | 0.67 | 0.41 | 0.33 | 0.25 | 0.22 | 0.2 | 0.17 | 0.2 | 0.23 | 0.23 | 0.16 | 0.12 | 0.1 | 1.86 | 1.44 | 0.69 | 0.39 | 0.28 | 0.25 | 0.23 | 0.17 | 0.17 | 0.16 | 0.15 | 0.11 | 0.07 | 0.06 | 0.04 | 1.86 | 1.53 | 0.82 | 0.51 | 0.28 | 0.18 | 0.11 | 0.06 | 0.03 | 0.03 | 0.03 | 0.03 | 0.02 | 0.02 | 0.02 | 31.8 | 27.1 | 20.7 | 14.7 | 13.5 | 13.2 | 12.3 | 9.5 | 8.3 | 8.8 | 9.3 | 8.5 | 7.5 | 6.6 | 6.4 | 25.6 | 25.6 | 23.2 | 18.3 | 15.6 | 15.7 | 15 | 11.1 | 10.3 | 10.7 | 12.2 | 10.8 | 8.4 | 9 | 9.2 | 45.9 | 39.2 | 23.3 | 17.7 | 13.3 | 13.3 | 12.9 | 12 | 10.2 | 10.5 | 11.2 | 10.7 | 8.1 | 6 | 5.3 | 33.5 | 28.4 | 20 | 14.5 | 13.5 | 14.1 | 13.4 | 10.8 | 10.4 | 9.8 | 9.3 | 7 | 4.3 | 3.5 | 2.6 | 33.5 | 29.1 | 21.3 | 14.8 | 11.9 | 9.2 | 6.2 | 3.2 | 1.9 | 1.8 | 2 | 1.9 | 1.4 | 1.2 | 1.3 | 1354.7 | 1147.7 | 866.3 | 626.5 | 592 | 579.5 | 535.9 | 412 | 362.6 | 387.6 | 413 | 375.7 | 331.3 | 292.2 | 285.1 | 1105.4 | 1089.1 | 982.4 | 779.7 | 679.1 | 691 | 656.3 | 489.5 | 452.9 | 469 | 536.9 | 476.5 | 372.6 | 398.4 | 408 | 1993.9 | 1710.4 | 994.2 | 782.7 | 588.4 | 590.4 | 567.9 | 532.2 | 448.9 | 464.8 | 495.7 | 476.5 | 358.2 | 268.5 | 234.2 | 1440.4 | 1207.3 | 836.9 | 620 | 595.4 | 618.2 | 585.2 | 470 | 457.6 | 432.1 | 408.5 | 307.6 | 189.2 | 169.4 | 134.4 | 1443.2 | 1249.3 | 907 | 649.1 | 524.5 | 401.2 | 274.8 | 154.4 | 97.6 | 93.7 | 110.8 | 107.9 | 82.8 | 58.8 | 64.8 | 0.18 | 0.16 | 0.11 | 0.07 | 0.06 | 0.05 | 0.05 | 0.04 | 0.03 | 0.03 | 0.03 | 0.03 | 0.03 | 0.03 | 0.02 | 0.15 | 0.14 | 0.12 | 0.09 | 0.07 | 0.06 | 0.06 | 0.04 | 0.04 | 0.04 | 0.05 | 0.04 | 0.03 | 0.03 | 0.04 | 0.28 | 0.22 | 0.11 | 0.07 | 0.05 | 0.05 | 0.05 | 0.04 | 0.04 | 0.04 | 0.04 | 0.04 | 0.03 | 0.02 | 0.02 | 0.2 | 0.17 | 0.11 | 0.07 | 0.05 | 0.05 | 0.05 | 0.04 | 0.04 | 0.04 | 0.03 | 0.03 | 0.02 | 0.01 | 0.01 | 0.2 | 0.17 | 0.11 | 0.07 | 0.05 | 0.04 | 0.02 | 0.01 | 0.01 | 0.01 | 0.01 | 0.01 | 0.01 | 0 | 0 | 0.0525
| 8 | 117.6925 | 3.3849 | 0.41881 | 117.8983 | 13.1136 | 563.599 | 0.062304 | 28.9109 | 130.8061 | 566.9839 | 0.48111 | 146.8091 | 309.7 | 245.3 | 160.3 | 97.6 | 99.7 | 106.3 | 102.6 | 77.9 | 68.7 | 71.7 | 74 | 63.4 | 56.6 | 47.7 | 47.8 | 258 | 240.5 | 193 | 131.7 | 112.1 | 121.9 | 124.2 | 90.7 | 82.2 | 82.3 | 92.2 | 81.5 | 64.9 | 74.7 | 79.1 | 473.9 | 390.5 | 199 | 138.2 | 99.2 | 101.4 | 103.4 | 90.9 | 72.4 | 79.5 | 92.1 | 91.2 | 64.8 | 43.5 | 38 | 335.4 | 263.1 | 155.6 | 94.5 | 97.9 | 109.8 | 110.3 | 87.7 | 85 | 78.6 | 71.4 | 51.9 | 30.5 | 21 | 10.9 | 335.8 | 284.3 | 181.5 | 118.3 | 85.3 | 70.8 | 46.3 | 22.7 | 10 | 7 | 4.5 | 3.3 | 2.3 | 1 | 0.7 | 12.3 | 9.4 | 5.5 | 2.9 | 2.5 | 2.4 | 2.1 | 1.5 | 1.3 | 1.4 | 1.4 | 1.3 | 1.2 | 1.1 | 1.1 | 10.9 | 9.2 | 6.4 | 3.5 | 2.9 | 3.1 | 3.2 | 2.2 | 2 | 1.8 | 1.8 | 1.6 | 1.3 | 1.6 | 1.8 | 21.2 | 15.6 | 5.4 | 3.2 | 2.4 | 2.1 | 2 | 1.8 | 1.4 | 1.7 | 2 | 2 | 1.4 | 1 | 0.9 | 14.2 | 10.7 | 5.3 | 2.6 | 2.2 | 2.2 | 2.2 | 1.7 | 1.6 | 1.5 | 1.4 | 1 | 0.6 | 0.5 | 0.3 | 14.2 | 11.7 | 6.6 | 3.9 | 2.2 | 1.5 | 1 | 0.5 | 0.2 | 0.2 | 0.2 | 0.2 | 0.2 | 0.1 | 0.1 | 1.66 | 1.27 | 0.73 | 0.36 | 0.29 | 0.26 | 0.22 | 0.15 | 0.13 | 0.14 | 0.15 | 0.13 | 0.13 | 0.11 | 0.11 | 1.47 | 1.24 | 0.83 | 0.43 | 0.34 | 0.35 | 0.36 | 0.25 | 0.22 | 0.19 | 0.18 | 0.16 | 0.14 | 0.17 | 0.19 | 2.9 | 2.09 | 0.67 | 0.36 | 0.27 | 0.22 | 0.21 | 0.18 | 0.14 | 0.19 | 0.22 | 0.22 | 0.15 | 0.1 | 0.1 | 1.93 | 1.46 | 0.7 | 0.31 | 0.24 | 0.23 | 0.23 | 0.17 | 0.16 | 0.15 | 0.14 | 0.1 | 0.06 | 0.05 | 0.03 | 1.93 | 1.59 | 0.88 | 0.5 | 0.25 | 0.16 | 0.1 | 0.06 | 0.02 | 0.02 | 0.02 | 0.02 | 0.02 | 0.01 | 0.01 | 31.7 | 25.4 | 17.2 | 10.8 | 11.3 | 12.4 | 12.2 | 9.4 | 8.2 | 8.5 | 8.7 | 7.4 | 6.5 | 5.5 | 5.5 | 25.7 | 24.8 | 20.8 | 14.9 | 12.7 | 14 | 14.2 | 10.4 | 9.5 | 9.6 | 10.9 | 9.6 | 7.6 | 8.7 | 9.1 | 46.2 | 39.6 | 22.4 | 15.8 | 11.3 | 11.8 | 12.2 | 10.7 | 8.5 | 9.2 | 10.6 | 10.5 | 7.5 | 5 | 4.4 | 33.5 | 26.7 | 16.7 | 10.7 | 11.3 | 13 | 13.1 | 10.5 | 10.1 | 9.3 | 8.4 | 6.1 | 3.7 | 3 | 2.1 | 33.5 | 28.6 | 19 | 12.6 | 9.6 | 8.3 | 5.7 | 3 | 1.6 | 1.2 | 1.4 | 1.4 | 1.1 | 0.7 | 0.8 | 1343.9 | 1070.3 | 720.9 | 461.8 | 496.7 | 543.3 | 530.8 | 406.8 | 358.7 | 374.5 | 385.2 | 328.3 | 290.5 | 244.1 | 244.8 | 1108.1 | 1058.2 | 884.9 | 634.7 | 556.5 | 612.9 | 623.2 | 457.3 | 417.1 | 424.3 | 480.7 | 425.1 | 336 | 384.2 | 404.3 | 1986.7 | 1709.6 | 955 | 699.2 | 499.7 | 524.2 | 538.3 | 473.1 | 377.7 | 407.8 | 472 | 466.5 | 333.5 | 223.3 | 194 | 1430.6 | 1131.2 | 701.1 | 454.9 | 499.1 | 569.4 | 573.2 | 457.4 | 443.9 | 410.7 | 372.8 | 270.8 | 159.6 | 144.2 | 108.3 | 1432.7 | 1224 | 811.6 | 551.3 | 426 | 363 | 254.1 | 142.7 | 80.4 | 62.6 | 80.7 | 78.4 | 62.2 | 32.1 | 37.2 | 0.19 | 0.15 | 0.1 | 0.05 | 0.05 | 0.05 | 0.05 | 0.03 | 0.03 | 0.03 | 0.03 | 0.03 | 0.02 | 0.02 | 0.02 | 0.15 | 0.14 | 0.11 | 0.07 | 0.05 | 0.06 | 0.06 | 0.04 | 0.04 | 0.04 | 0.04 | 0.04 | 0.03 | 0.03 | 0.03 | 0.29 | 0.23 | 0.11 | 0.06 | 0.05 | 0.04 | 0.05 | 0.04 | 0.03 | 0.03 | 0.04 | 0.04 | 0.03 | 0.02 | 0.02 | 0.2 | 0.16 | 0.1 | 0.05 | 0.04 | 0.05 | 0.05 | 0.04 | 0.04 | 0.03 | 0.03 | 0.02 | 0.01 | 0.01 | 0.01 | 0.2 | 0.17 | 0.11 | 0.06 | 0.04 | 0.03 | 0.02 | 0.01 | 0.01 | 0 | 0.01 | 0.01 | 0 | 0 | 0 | 0.055
| 9 | 112.2018 | 3.2934 | 0.41412 | 112.4038 | 12.4899 | 530.6122 | 0.062657 | 27.3636 | 124.6917 | 533.9057 | 0.47677 | 139.7674 | 320.7 | 246.2 | 149.9 | 80.5 | 89.1 | 100.6 | 102.1 | 77.5 | 68.4 | 69.5 | 68.9 | 55.7 | 49.6 | 42.2 | 43.4 | 265.4 | 244.2 | 188.6 | 120.1 | 101.1 | 113.1 | 121.2 | 87.8 | 79.6 | 77.3 | 84.8 | 75.5 | 62.7 | 75.9 | 80.6 | 481 | 397 | 198.5 | 132.6 | 91.8 | 97 | 101.5 | 86.4 | 66.5 | 75.2 | 91.1 | 89.7 | 61.1 | 37 | 33 | 345.1 | 262.9 | 145.7 | 77.8 | 88.4 | 105 | 110.8 | 87.6 | 84.1 | 75.8 | 66.4 | 47.2 | 27.7 | 20.1 | 10 | 345 | 290 | 177.7 | 113 | 79.5 | 69.2 | 44.9 | 21.9 | 8.6 | 5.4 | 3.1 | 2.6 | 1.9 | 0.8 | 0.6 | 12.8 | 9.6 | 5.3 | 2.5 | 2.3 | 2.3 | 2.1 | 1.5 | 1.3 | 1.3 | 1.3 | 1.1 | 1.1 | 0.9 | 0.9 | 11 | 9.3 | 6.3 | 3.2 | 2.6 | 2.9 | 3.2 | 2.2 | 1.8 | 1.6 | 1.6 | 1.4 | 1.2 | 1.6 | 1.7 | 21.2 | 15.7 | 5.5 | 3.2 | 2.3 | 2 | 2 | 1.7 | 1.3 | 1.6 | 2 | 2 | 1.3 | 0.8 | 0.7 | 14.6 | 10.8 | 5.2 | 2.2 | 2 | 2.1 | 2.2 | 1.7 | 1.6 | 1.4 | 1.3 | 0.9 | 0.5 | 0.4 | 0.3 | 14.4 | 11.9 | 6.7 | 3.9 | 2.1 | 1.5 | 0.9 | 0.5 | 0.2 | 0.2 | 0.2 | 0.2 | 0.2 | 0.1 | 0.1 | 1.79 | 1.33 | 0.72 | 0.31 | 0.27 | 0.25 | 0.22 | 0.15 | 0.13 | 0.13 | 0.13 | 0.12 | 0.12 | 0.1 | 0.1 | 1.53 | 1.27 | 0.84 | 0.4 | 0.31 | 0.33 | 0.37 | 0.25 | 0.2 | 0.17 | 0.16 | 0.15 | 0.13 | 0.16 | 0.18 | 2.95 | 2.14 | 0.69 | 0.36 | 0.26 | 0.21 | 0.2 | 0.17 | 0.13 | 0.17 | 0.21 | 0.22 | 0.14 | 0.08 | 0.08 | 2.04 | 1.5 | 0.7 | 0.27 | 0.22 | 0.22 | 0.23 | 0.17 | 0.16 | 0.15 | 0.13 | 0.09 | 0.05 | 0.04 | 0.03 | 2.01 | 1.65 | 0.9 | 0.5 | 0.25 | 0.17 | 0.1 | 0.06 | 0.02 | 0.02 | 0.02 | 0.02 | 0.02 | 0.01 | 0.01 | 33.3 | 25.7 | 16 | 8.8 | 10.1 | 11.7 | 12.1 | 9.3 | 8.2 | 8.2 | 8.1 | 6.5 | 5.7 | 4.9 | 5 | 27.1 | 25.6 | 20.4 | 13.6 | 11.5 | 12.9 | 13.8 | 10.1 | 9.2 | 9.1 | 10.1 | 8.9 | 7.4 | 8.9 | 9.4 | 47.9 | 40.8 | 22.5 | 15.1 | 10.4 | 11.3 | 12 | 10.2 | 7.9 | 8.7 | 10.5 | 10.3 | 7.1 | 4.3 | 3.8 | 35.1 | 26.9 | 15.6 | 8.7 | 10.2 | 12.4 | 13.2 | 10.5 | 10 | 9 | 7.9 | 5.6 | 3.3 | 2.8 | 1.9 | 35.2 | 29.7 | 18.6 | 11.9 | 8.9 | 8.1 | 5.5 | 2.9 | 1.4 | 1 | 1.2 | 1.2 | 1 | 0.6 | 0.7 | 1340.9 | 1040.3 | 659.7 | 379.9 | 442.7 | 512.7 | 528.4 | 404.5 | 357.4 | 362.9 | 359.4 | 288.9 | 254.5 | 216.6 | 223.3 | 1108.8 | 1049.6 | 850 | 573.3 | 500.5 | 566.4 | 605.6 | 441.9 | 405.6 | 399.9 | 442.7 | 393.9 | 325.7 | 392.6 | 415.7 | 1976.4 | 1706.5 | 936.2 | 664.4 | 460.9 | 500.5 | 528.6 | 449.8 | 347.2 | 386.5 | 467.5 | 459.6 | 314.4 | 190.6 | 169.4 | 1426.7 | 1099.1 | 640.1 | 373.9 | 449.5 | 544 | 574.8 | 456.8 | 438.6 | 396 | 346.7 | 246.4 | 144.7 | 135 | 97.2 | 1431.3 | 1217.9 | 777.4 | 520.5 | 395 | 353.4 | 244.5 | 139.5 | 72.7 | 53.7 | 69.1 | 70.8 | 59.6 | 28 | 32.6 | 0.23 | 0.17 | 0.1 | 0.04 | 0.04 | 0.05 | 0.05 | 0.03 | 0.03 | 0.03 | 0.03 | 0.02 | 0.02 | 0.02 | 0.02 | 0.18 | 0.17 | 0.12 | 0.07 | 0.05 | 0.05 | 0.06 | 0.04 | 0.04 | 0.03 | 0.04 | 0.03 | 0.03 | 0.03 | 0.04 | 0.33 | 0.25 | 0.12 | 0.06 | 0.04 | 0.04 | 0.04 | 0.04 | 0.03 | 0.03 | 0.04 | 0.04 | 0.03 | 0.02 | 0.01 | 0.24 | 0.18 | 0.1 | 0.04 | 0.04 | 0.05 | 0.05 | 0.04 | 0.04 | 0.03 | 0.03 | 0.02 | 0.01 | 0.01 | 0.01 | 0.24 | 0.2 | 0.11 | 0.06 | 0.04 | 0.03 | 0.02 | 0.01 | 0.01 | 0 | 0 | 0 | 0 | 0 | 0 | 0.0569
| 10 | 112.4263 | 3.3724 | 0.43315 | 112.6355 | 12.5366 | 523.341 | 0.067855 | 27.2081 | 124.9629 | 526.7135 | 0.50101 | 139.8436 | 327.8 | 252.3 | 153.8 | 78.2 | 85.7 | 98.1 | 102.8 | 77.7 | 68.6 | 68.9 | 66.2 | 51.3 | 45.6 | 39.8 | 42.3 | 273.3 | 249.4 | 192 | 117.1 | 98 | 108.7 | 115.4 | 80 | 72.8 | 73.5 | 83.4 | 74.3 | 60.1 | 72.9 | 77.2 | 491.6 | 404.7 | 200.8 | 131.5 | 90.3 | 96.9 | 101.9 | 86.2 | 65.7 | 75.4 | 93.3 | 91.6 | 61.7 | 34.6 | 30.8 | 353.7 | 270.1 | 149.6 | 75.3 | 84.4 | 102.2 | 111 | 87.8 | 83.2 | 76.4 | 65.7 | 46.4 | 25.1 | 18.9 | 9.4 | 353.3 | 296.7 | 179.3 | 110.2 | 74.6 | 67 | 44.1 | 21.7 | 8.2 | 4.6 | 2.6 | 2.2 | 1.8 | 0.7 | 0.6 | 13.2 | 10 | 5.7 | 2.5 | 2.2 | 2.2 | 2.1 | 1.5 | 1.3 | 1.3 | 1.3 | 1 | 1 | 0.9 | 0.9 | 11.6 | 9.7 | 6.8 | 3.2 | 2.5 | 2.7 | 2.9 | 1.9 | 1.6 | 1.5 | 1.6 | 1.4 | 1.2 | 1.5 | 1.6 | 21.6 | 16 | 5.7 | 3.2 | 2.2 | 2 | 2 | 1.7 | 1.3 | 1.7 | 2.1 | 2.1 | 1.3 | 0.7 | 0.7 | 15.1 | 11.3 | 5.5 | 2.1 | 1.9 | 2.1 | 2.2 | 1.7 | 1.6 | 1.5 | 1.2 | 0.9 | 0.5 | 0.4 | 0.3 | 14.9 | 12.4 | 6.9 | 3.8 | 1.9 | 1.5 | 0.9 | 0.5 | 0.2 | 0.1 | 0.2 | 0.2 | 0.1 | 0.1 | 0.1 | 1.88 | 1.41 | 0.8 | 0.32 | 0.26 | 0.24 | 0.22 | 0.15 | 0.13 | 0.13 | 0.13 | 0.11 | 0.11 | 0.09 | 0.1 | 1.65 | 1.38 | 0.93 | 0.41 | 0.3 | 0.31 | 0.33 | 0.2 | 0.17 | 0.16 | 0.16 | 0.15 | 0.12 | 0.16 | 0.17 | 3.06 | 2.22 | 0.74 | 0.37 | 0.26 | 0.22 | 0.21 | 0.17 | 0.13 | 0.18 | 0.23 | 0.23 | 0.14 | 0.08 | 0.07 | 2.15 | 1.59 | 0.77 | 0.27 | 0.21 | 0.22 | 0.23 | 0.17 | 0.16 | 0.15 | 0.13 | 0.09 | 0.05 | 0.04 | 0.03 | 2.12 | 1.75 | 0.96 | 0.51 | 0.22 | 0.16 | 0.1 | 0.06 | 0.02 | 0.01 | 0.02 | 0.02 | 0.01 | 0.01 | 0.01 | 34.4 | 26.6 | 16.4 | 8.6 | 9.7 | 11.4 | 12.2 | 9.3 | 8.2 | 8.1 | 7.8 | 6 | 5.3 | 4.6 | 4.9 | 28.2 | 26.4 | 20.7 | 13.4 | 11.2 | 12.5 | 13.3 | 9.3 | 8.5 | 8.7 | 9.9 | 8.8 | 7.1 | 8.5 | 9 | 49.6 | 42.1 | 22.8 | 15 | 10.2 | 11.3 | 12 | 10.1 | 7.8 | 8.7 | 10.7 | 10.5 | 7.1 | 4 | 3.5 | 36.2 | 27.9 | 16 | 8.5 | 9.8 | 12.1 | 13.2 | 10.5 | 9.9 | 9.1 | 7.8 | 5.5 | 3 | 2.7 | 1.8 | 36.3 | 30.6 | 18.9 | 11.8 | 8.5 | 7.8 | 5.4 | 2.9 | 1.3 | 0.8 | 1.1 | 1.1 | 1 | 0.5 | 0.6 | 1335.6 | 1037.5 | 653.7 | 361.6 | 424.9 | 500.6 | 530.8 | 405.2 | 358.1 | 359.7 | 345.6 | 266.4 | 234.6 | 204.4 | 217.2 | 1096.5 | 1030.4 | 833.1 | 546.6 | 484.8 | 546 | 581.3 | 407.2 | 374.7 | 380.6 | 435.5 | 387.5 | 312 | 377.1 | 398.3 | 1976.4 | 1705.4 | 927.7 | 654.4 | 453 | 498.6 | 529.4 | 447.5 | 342.8 | 386.5 | 477.3 | 467.5 | 317.3 | 177.9 | 157.8 | 1424.1 | 1098.7 | 635 | 355 | 429.3 | 529.7 | 576.1 | 458 | 434.5 | 399.4 | 343.2 | 242.3 | 131.5 | 127.2 | 91.6 | 1428.8 | 1209 | 757.3 | 495.9 | 372.9 | 342.2 | 243.2 | 136.6 | 68.6 | 40.1 | 63.1 | 64.1 | 58.3 | 23.7 | 28.8 | 0.26 | 0.2 | 0.11 | 0.05 | 0.04 | 0.04 | 0.05 | 0.03 | 0.03 | 0.03 | 0.03 | 0.02 | 0.02 | 0.02 | 0.02 | 0.21 | 0.19 | 0.14 | 0.08 | 0.05 | 0.05 | 0.05 | 0.04 | 0.03 | 0.03 | 0.04 | 0.03 | 0.03 | 0.03 | 0.03 | 0.37 | 0.28 | 0.13 | 0.07 | 0.04 | 0.04 | 0.05 | 0.04 | 0.03 | 0.03 | 0.04 | 0.04 | 0.03 | 0.02 | 0.01 | 0.27 | 0.21 | 0.11 | 0.04 | 0.04 | 0.05 | 0.05 | 0.04 | 0.04 | 0.03 | 0.03 | 0.02 | 0.01 | 0.01 | 0.01 | 0.27 | 0.22 | 0.13 | 0.07 | 0.03 | 0.03 | 0.02 | 0.01 | 0 | 0 | 0 | 0 | 0 | 0 | 0 | 0.0582
| 11 | 112.4872 | 3.4231 | 0.44668 | 112.7014 | 12.5324 | 518.6245 | 0.071256 | 27.0728 | 125.0196 | 522.0476 | 0.51793 | 139.7742 | 333.7 | 256.4 | 155.6 | 75.4 | 82.8 | 96.4 | 103.3 | 78.2 | 69 | 69.1 | 65.9 | 49.2 | 43.8 | 37.8 | 41.9 | 278.5 | 249.6 | 192.6 | 112.7 | 96.1 | 105.4 | 113.3 | 77.6 | 70.3 | 71 | 80.8 | 71 | 57.8 | 71.4 | 76.5 | 498.1 | 409.5 | 203.4 | 131.9 | 90.3 | 96.8 | 102.3 | 86.1 | 64.8 | 74.3 | 92.7 | 90.2 | 61.1 | 33.7 | 31.6 | 359.6 | 274 | 152.4 | 73.3 | 82.5 | 100.4 | 111.4 | 88.3 | 84.1 | 75.4 | 64.1 | 44.7 | 24.8 | 18.6 | 8.8 | 358.8 | 300.3 | 181.8 | 109.2 | 72.6 | 65.1 | 43 | 21.7 | 7.9 | 4.3 | 2.4 | 2 | 1.7 | 0.6 | 0.5 | 13.6 | 10.2 | 6 | 2.4 | 2.2 | 2.2 | 2.1 | 1.5 | 1.3 | 1.3 | 1.3 | 1 | 0.9 | 0.8 | 0.9 | 12.2 | 10 | 7.1 | 3.1 | 2.5 | 2.6 | 2.8 | 1.8 | 1.5 | 1.4 | 1.5 | 1.4 | 1.2 | 1.5 | 1.7 | 22 | 16.4 | 6 | 3.3 | 2.3 | 2 | 2 | 1.7 | 1.2 | 1.6 | 2 | 2 | 1.3 | 0.7 | 0.7 | 15.6 | 11.5 | 5.8 | 2.1 | 1.9 | 2 | 2.2 | 1.7 | 1.6 | 1.4 | 1.2 | 0.9 | 0.5 | 0.4 | 0.3 | 15.3 | 12.7 | 7.3 | 3.9 | 1.9 | 1.4 | 0.9 | 0.5 | 0.2 | 0.1 | 0.2 | 0.2 | 0.1 | 0.1 | 0.1 | 1.95 | 1.47 | 0.84 | 0.32 | 0.26 | 0.24 | 0.23 | 0.15 | 0.13 | 0.13 | 0.13 | 0.1 | 0.1 | 0.09 | 0.1 | 1.75 | 1.43 | 0.98 | 0.4 | 0.29 | 0.29 | 0.31 | 0.2 | 0.16 | 0.15 | 0.15 | 0.14 | 0.12 | 0.16 | 0.18 | 3.14 | 2.29 | 0.79 | 0.38 | 0.26 | 0.22 | 0.21 | 0.17 | 0.13 | 0.17 | 0.22 | 0.22 | 0.14 | 0.08 | 0.07 | 2.23 | 1.65 | 0.83 | 0.27 | 0.21 | 0.21 | 0.23 | 0.17 | 0.16 | 0.14 | 0.12 | 0.09 | 0.05 | 0.04 | 0.03 | 2.2 | 1.81 | 1.02 | 0.52 | 0.22 | 0.16 | 0.09 | 0.06 | 0.02 | 0.01 | 0.02 | 0.02 | 0.01 | 0.01 | 0.01 | 35.1 | 27.1 | 16.5 | 8.3 | 9.3 | 11.2 | 12.2 | 9.4 | 8.2 | 8.2 | 7.8 | 5.8 | 5.1 | 4.4 | 4.8 | 28.3 | 26.2 | 20.7 | 13 | 11 | 12.1 | 13.1 | 9 | 8.3 | 8.4 | 9.6 | 8.4 | 6.8 | 8.3 | 8.9 | 50.3 | 42.6 | 23 | 15 | 10.2 | 11.3 | 12.1 | 10.1 | 7.7 | 8.6 | 10.7 | 10.4 | 7.1 | 3.9 | 3.7 | 36.8 | 28.4 | 16.2 | 8.3 | 9.6 | 11.9 | 13.3 | 10.6 | 10 | 8.9 | 7.6 | 5.3 | 3 | 2.7 | 1.7 | 36.9 | 30.9 | 19 | 11.5 | 8.1 | 7.6 | 5.3 | 2.8 | 1.3 | 0.7 | 1 | 1 | 1 | 0.4 | 0.5 | 1337.9 | 1037.5 | 646.7 | 344 | 409.5 | 492.5 | 533.8 | 407.7 | 359.8 | 360.8 | 344 | 255.9 | 226 | 194.7 | 215.5 | 1101.3 | 1018.7 | 821.2 | 521.9 | 473 | 531.3 | 571.9 | 395.1 | 362 | 368.7 | 421.9 | 370.5 | 299.3 | 368.2 | 393.5 | 1982.2 | 1708.6 | 926.2 | 652.5 | 451.9 | 498.5 | 531.3 | 447.2 | 338.3 | 381.8 | 475 | 461.7 | 314.3 | 173.7 | 162.4 | 1425.3 | 1097.5 | 632.8 | 341.5 | 418.9 | 520.9 | 578.6 | 460.6 | 438.5 | 393.8 | 334.9 | 233.2 | 129.6 | 125.2 | 87.7 | 1429.1 | 1209.4 | 756.4 | 489.6 | 360.8 | 332.8 | 236.4 | 135.3 | 66.3 | 35.8 | 60.3 | 61.1 | 58.9 | 20.3 | 24.4 | 0.27 | 0.21 | 0.12 | 0.05 | 0.04 | 0.04 | 0.05 | 0.04 | 0.03 | 0.03 | 0.03 | 0.02 | 0.02 | 0.02 | 0.02 | 0.22 | 0.2 | 0.14 | 0.08 | 0.05 | 0.05 | 0.05 | 0.03 | 0.03 | 0.03 | 0.04 | 0.03 | 0.03 | 0.03 | 0.03 | 0.38 | 0.3 | 0.14 | 0.07 | 0.04 | 0.04 | 0.05 | 0.04 | 0.03 | 0.03 | 0.04 | 0.04 | 0.03 | 0.01 | 0.01 | 0.29 | 0.22 | 0.12 | 0.05 | 0.04 | 0.04 | 0.05 | 0.04 | 0.04 | 0.03 | 0.03 | 0.02 | 0.01 | 0.01 | 0.01 | 0.29 | 0.23 | 0.13 | 0.07 | 0.03 | 0.03 | 0.02 | 0.01 | 0 | 0 | 0 | 0 | 0 | 0 | 0 | 0.0589
| 12 | 114.3812 | 3.5251 | 0.46286 | 114.6026 | 12.7435 | 524.2013 | 0.072542 | 27.4404 | 127.1248 | 527.7263 | 0.5354 | 142.043 | 336.9 | 259.7 | 158.9 | 79.7 | 86.2 | 98.5 | 103.4 | 78.2 | 68.7 | 69 | 66.2 | 50.1 | 43.6 | 37.9 | 41.3 | 280.2 | 249.2 | 194.3 | 114.6 | 98.7 | 105.9 | 112.6 | 77.4 | 70.3 | 70.8 | 80.2 | 70.3 | 55.8 | 69.8 | 74.2 | 504.3 | 412 | 204.5 | 132.2 | 92.3 | 97.7 | 102.7 | 87 | 66.5 | 75.4 | 92.4 | 89 | 60.7 | 34.3 | 32.6 | 362.5 | 277.2 | 156.3 | 78.7 | 86.6 | 102.8 | 111.1 | 88 | 83.2 | 75.5 | 64 | 44.1 | 23.6 | 17.5 | 8.3 | 361.3 | 303 | 185.4 | 111.8 | 74.6 | 64.7 | 42.8 | 21.1 | 7.7 | 4.5 | 2.3 | 2.1 | 1.7 | 0.6 | 0.5 | 13.8 | 10.4 | 6.1 | 2.6 | 2.4 | 2.3 | 2.2 | 1.5 | 1.3 | 1.3 | 1.3 | 1 | 0.9 | 0.8 | 0.9 | 12.2 | 10 | 7.2 | 3.3 | 2.6 | 2.6 | 2.7 | 1.8 | 1.6 | 1.4 | 1.5 | 1.4 | 1.1 | 1.4 | 1.6 | 22.3 | 16.5 | 6 | 3.3 | 2.3 | 2.1 | 2 | 1.7 | 1.3 | 1.6 | 2 | 2 | 1.3 | 0.7 | 0.7 | 15.7 | 11.6 | 5.9 | 2.3 | 2.1 | 2.1 | 2.2 | 1.7 | 1.6 | 1.4 | 1.2 | 0.8 | 0.4 | 0.4 | 0.2 | 15.4 | 12.8 | 7.4 | 4 | 2 | 1.4 | 0.9 | 0.5 | 0.2 | 0.1 | 0.2 | 0.2 | 0.1 | 0.1 | 0.1 | 2 | 1.5 | 0.87 | 0.35 | 0.29 | 0.26 | 0.23 | 0.15 | 0.13 | 0.13 | 0.13 | 0.1 | 0.1 | 0.08 | 0.09 | 1.76 | 1.44 | 1.02 | 0.45 | 0.32 | 0.29 | 0.31 | 0.2 | 0.17 | 0.15 | 0.15 | 0.14 | 0.12 | 0.15 | 0.16 | 3.2 | 2.32 | 0.81 | 0.39 | 0.27 | 0.22 | 0.21 | 0.18 | 0.13 | 0.18 | 0.22 | 0.22 | 0.14 | 0.08 | 0.08 | 2.26 | 1.67 | 0.84 | 0.3 | 0.23 | 0.22 | 0.23 | 0.17 | 0.16 | 0.15 | 0.12 | 0.09 | 0.04 | 0.04 | 0.02 | 2.23 | 1.83 | 1.04 | 0.54 | 0.24 | 0.16 | 0.09 | 0.05 | 0.02 | 0.01 | 0.02 | 0.02 | 0.01 | 0.01 | 0.01 | 35.5 | 27.6 | 16.9 | 8.7 | 9.6 | 11.4 | 12.2 | 9.4 | 8.2 | 8.2 | 7.8 | 5.9 | 5.1 | 4.4 | 4.8 | 28.8 | 26.3 | 20.8 | 13 | 11.3 | 12.2 | 13.1 | 9 | 8.2 | 8.4 | 9.5 | 8.3 | 6.5 | 8.2 | 8.6 | 51.2 | 43 | 23.2 | 15.1 | 10.4 | 11.4 | 12.1 | 10.2 | 7.8 | 8.7 | 10.7 | 10.2 | 7 | 4 | 3.8 | 37.3 | 28.8 | 16.8 | 8.9 | 10 | 12.1 | 13.2 | 10.5 | 9.9 | 8.9 | 7.6 | 5.2 | 2.8 | 2.5 | 1.6 | 37.3 | 31.4 | 19.5 | 11.9 | 8.3 | 7.6 | 5.2 | 2.8 | 1.2 | 0.8 | 1 | 1 | 0.9 | 0.4 | 0.5 | 1337.8 | 1042.3 | 656.4 | 360.5 | 420.8 | 499.7 | 533.5 | 408.1 | 358.8 | 360.2 | 345 | 260.1 | 225 | 195.3 | 213.1 | 1096.4 | 1003.2 | 815.8 | 519.8 | 480.1 | 534.6 | 568.8 | 392.9 | 359.8 | 367.3 | 418.6 | 366.7 | 289.4 | 360.9 | 382.6 | 1987.9 | 1704.5 | 924.2 | 652 | 459.3 | 501.5 | 533.2 | 452.3 | 346.4 | 387 | 473.3 | 455.2 | 312.6 | 176.4 | 167.7 | 1427 | 1104.5 | 647.8 | 364 | 435 | 531.3 | 576.6 | 459 | 433.9 | 394.1 | 333.8 | 230 | 123.4 | 120.1 | 85.9 | 1427.6 | 1208.4 | 764.3 | 494.6 | 368 | 330.3 | 232 | 131.3 | 63.9 | 40.8 | 57.9 | 59.6 | 55.7 | 21.1 | 24.7 | 0.28 | 0.22 | 0.12 | 0.05 | 0.04 | 0.04 | 0.05 | 0.04 | 0.03 | 0.03 | 0.03 | 0.02 | 0.02 | 0.02 | 0.02 | 0.23 | 0.2 | 0.15 | 0.08 | 0.05 | 0.05 | 0.05 | 0.04 | 0.03 | 0.03 | 0.04 | 0.03 | 0.02 | 0.03 | 0.03 | 0.4 | 0.31 | 0.14 | 0.07 | 0.04 | 0.04 | 0.05 | 0.04 | 0.03 | 0.03 | 0.04 | 0.04 | 0.03 | 0.01 | 0.01 | 0.3 | 0.23 | 0.12 | 0.05 | 0.04 | 0.05 | 0.05 | 0.04 | 0.04 | 0.03 | 0.03 | 0.02 | 0.01 | 0.01 | 0.01 | 0.3 | 0.24 | 0.14 | 0.07 | 0.03 | 0.03 | 0.02 | 0.01 | 0 | 0 | 0 | 0 | 0 | 0 | 0 | 0.0593
| 13 | 115.5707 | 3.6209 | 0.47279 | 115.7974 | 12.7989 | 528.6117 | 0.073557 | 27.6195 | 128.3696 | 532.2326 | 0.54635 | 143.4169 | 340.4 | 261.3 | 160.8 | 81.6 | 89.2 | 100.5 | 103.8 | 78.3 | 68.9 | 68.7 | 65.8 | 49.3 | 41.1 | 35 | 37.6 | 284.4 | 251.2 | 197 | 118.4 | 102.3 | 107.1 | 108.7 | 73.1 | 66 | 69.5 | 80.8 | 71 | 56.2 | 69.5 | 74.7 | 510 | 415.2 | 206.7 | 134.9 | 95.8 | 99.4 | 103.4 | 88.9 | 69.6 | 76.3 | 90.9 | 85.8 | 60.2 | 34.7 | 33.5 | 365.8 | 278.1 | 157.3 | 80.6 | 90.4 | 105.9 | 112.2 | 88.4 | 83.4 | 75.3 | 64.5 | 45.3 | 25 | 18.5 | 8.8 | 365.7 | 305.7 | 188.9 | 114.3 | 76.7 | 65.1 | 42 | 20.9 | 7.4 | 4.4 | 2.3 | 2.1 | 1.8 | 0.7 | 0.6 | 14.3 | 10.7 | 6.4 | 2.6 | 2.5 | 2.4 | 2.2 | 1.5 | 1.3 | 1.3 | 1.3 | 1 | 0.8 | 0.7 | 0.8 | 12.8 | 10.4 | 7.6 | 3.4 | 2.7 | 2.6 | 2.6 | 1.6 | 1.4 | 1.4 | 1.5 | 1.4 | 1.1 | 1.5 | 1.6 | 22.8 | 16.8 | 6.2 | 3.3 | 2.4 | 2.1 | 2 | 1.7 | 1.3 | 1.7 | 2 | 1.9 | 1.3 | 0.7 | 0.7 | 16.1 | 11.9 | 6.3 | 2.4 | 2.2 | 2.2 | 2.2 | 1.7 | 1.6 | 1.4 | 1.2 | 0.9 | 0.5 | 0.4 | 0.2 | 16.1 | 13.2 | 7.8 | 4.1 | 2.1 | 1.4 | 0.9 | 0.5 | 0.2 | 0.1 | 0.2 | 0.2 | 0.1 | 0.1 | 0.1 | 2.08 | 1.54 | 0.91 | 0.34 | 0.3 | 0.26 | 0.23 | 0.15 | 0.13 | 0.13 | 0.13 | 0.1 | 0.09 | 0.08 | 0.08 | 1.87 | 1.5 | 1.07 | 0.45 | 0.33 | 0.3 | 0.29 | 0.18 | 0.14 | 0.14 | 0.15 | 0.14 | 0.12 | 0.15 | 0.17 | 3.29 | 2.38 | 0.83 | 0.39 | 0.28 | 0.22 | 0.21 | 0.18 | 0.13 | 0.18 | 0.22 | 0.21 | 0.14 | 0.08 | 0.08 | 2.34 | 1.71 | 0.89 | 0.3 | 0.25 | 0.23 | 0.23 | 0.17 | 0.16 | 0.14 | 0.12 | 0.09 | 0.05 | 0.04 | 0.02 | 2.32 | 1.9 | 1.11 | 0.55 | 0.25 | 0.16 | 0.09 | 0.05 | 0.02 | 0.01 | 0.02 | 0.02 | 0.01 | 0.01 | 0.01 | 35.7 | 27.6 | 16.8 | 8.9 | 9.9 | 11.6 | 12.2 | 9.4 | 8.2 | 8.1 | 7.8 | 5.8 | 4.8 | 4.1 | 4.4 | 29 | 26.4 | 20.9 | 13.5 | 11.7 | 12.3 | 12.6 | 8.6 | 7.8 | 8.2 | 9.6 | 8.4 | 6.6 | 8.1 | 8.7 | 51.8 | 43.3 | 23.4 | 15.4 | 10.9 | 11.6 | 12.2 | 10.5 | 8.2 | 8.8 | 10.5 | 9.9 | 7 | 4 | 3.9 | 37.4 | 28.8 | 16.6 | 9 | 10.4 | 12.5 | 13.3 | 10.6 | 9.9 | 8.9 | 7.6 | 5.3 | 3 | 2.5 | 1.6 | 37.4 | 31.4 | 19.5 | 12.1 | 8.6 | 7.6 | 5.1 | 2.7 | 1.2 | 0.8 | 1 | 1 | 1 | 0.5 | 0.6 | 1333.1 | 1039.9 | 661.1 | 375 | 435.5 | 509.5 | 534.3 | 408.3 | 359.5 | 358.9 | 343.2 | 256.4 | 212.8 | 180.9 | 194.6 | 1090.1 | 995.6 | 818.8 | 537.6 | 496.3 | 540.1 | 550.2 | 373.7 | 340.5 | 361.8 | 422.2 | 370.9 | 291.5 | 358.7 | 383.6 | 1989.5 | 1700.7 | 928.8 | 664.7 | 477.5 | 512.2 | 537.2 | 462.8 | 362.9 | 391.5 | 465.3 | 438.5 | 310 | 178.9 | 172.4 | 1421.7 | 1099.1 | 644.4 | 376.1 | 451.6 | 547.6 | 582 | 461.3 | 435.1 | 393.3 | 336.7 | 236.2 | 130.4 | 119.1 | 79.6 | 1428.9 | 1207.3 | 771.4 | 504.9 | 377 | 331.5 | 228.1 | 130.5 | 62.9 | 39.6 | 59.3 | 61.6 | 58.6 | 23 | 27.1 | 0.29 | 0.22 | 0.12 | 0.05 | 0.04 | 0.05 | 0.05 | 0.04 | 0.03 | 0.03 | 0.03 | 0.02 | 0.02 | 0.02 | 0.02 | 0.24 | 0.21 | 0.15 | 0.08 | 0.06 | 0.05 | 0.05 | 0.03 | 0.03 | 0.03 | 0.04 | 0.03 | 0.02 | 0.03 | 0.03 | 0.41 | 0.32 | 0.15 | 0.07 | 0.05 | 0.04 | 0.05 | 0.04 | 0.03 | 0.03 | 0.04 | 0.04 | 0.03 | 0.02 | 0.01 | 0.31 | 0.23 | 0.12 | 0.05 | 0.04 | 0.05 | 0.05 | 0.04 | 0.04 | 0.03 | 0.03 | 0.02 | 0.01 | 0.01 | 0.01 | 0.3 | 0.25 | 0.14 | 0.07 | 0.04 | 0.03 | 0.02 | 0.01 | 0 | 0 | 0 | 0 | 0 | 0 | 0 | 0.0594
| 14 | 119.1922 | 3.8374 | 0.51071 | 119.435 | 13.1202 | 538.5981 | 0.078275 | 28.2217 | 132.3125 | 542.4355 | 0.58898 | 147.6567 | 342.8 | 266.9 | 169.8 | 89.3 | 93.2 | 101.4 | 104.8 | 79 | 69.2 | 69.7 | 67.7 | 52.1 | 44.8 | 38.6 | 41.6 | 287.5 | 250 | 198.4 | 119 | 106.3 | 108.6 | 110.2 | 74.8 | 67.1 | 70 | 82.4 | 72.3 | 57.6 | 68.7 | 73.1 | 514.1 | 416.6 | 208.8 | 137.2 | 99.7 | 101.1 | 103.9 | 90.8 | 72.3 | 76.6 | 88.3 | 83.3 | 60 | 37.3 | 35.9 | 369.9 | 286.2 | 168.8 | 91.9 | 96.5 | 107.9 | 112.8 | 89.1 | 83.9 | 76.4 | 66 | 48.4 | 27.4 | 20.3 | 9.1 | 368.9 | 309.6 | 196.7 | 121.1 | 83.3 | 67.1 | 43.3 | 20.7 | 7.6 | 5 | 2.9 | 2.5 | 2 | 0.9 | 0.8 | 14.8 | 11.2 | 7.1 | 3 | 2.7 | 2.4 | 2.2 | 1.5 | 1.3 | 1.3 | 1.3 | 1 | 0.9 | 0.8 | 0.9 | 13.1 | 10.5 | 7.8 | 3.4 | 2.9 | 2.7 | 2.6 | 1.6 | 1.3 | 1.4 | 1.6 | 1.4 | 1.2 | 1.5 | 1.6 | 23.2 | 17.1 | 6.4 | 3.4 | 2.6 | 2.1 | 2 | 1.8 | 1.4 | 1.6 | 1.9 | 1.8 | 1.3 | 0.8 | 0.8 | 16.8 | 12.6 | 7 | 2.8 | 2.5 | 2.2 | 2.3 | 1.7 | 1.6 | 1.5 | 1.3 | 0.9 | 0.5 | 0.4 | 0.2 | 16.5 | 13.6 | 8.4 | 4.6 | 2.5 | 1.5 | 0.9 | 0.5 | 0.2 | 0.1 | 0.2 | 0.2 | 0.2 | 0.1 | 0.1 | 2.16 | 1.63 | 1.01 | 0.41 | 0.33 | 0.28 | 0.24 | 0.15 | 0.13 | 0.13 | 0.13 | 0.11 | 0.1 | 0.09 | 0.09 | 1.93 | 1.53 | 1.1 | 0.46 | 0.36 | 0.31 | 0.29 | 0.17 | 0.14 | 0.14 | 0.16 | 0.14 | 0.12 | 0.16 | 0.18 | 3.36 | 2.42 | 0.86 | 0.41 | 0.3 | 0.23 | 0.21 | 0.18 | 0.14 | 0.17 | 0.21 | 0.2 | 0.14 | 0.09 | 0.08 | 2.45 | 1.82 | 1 | 0.38 | 0.29 | 0.24 | 0.24 | 0.18 | 0.16 | 0.15 | 0.13 | 0.09 | 0.05 | 0.04 | 0.02 | 2.4 | 1.97 | 1.2 | 0.62 | 0.31 | 0.16 | 0.1 | 0.05 | 0.02 | 0.01 | 0.02 | 0.02 | 0.02 | 0.01 | 0.01 | 35.5 | 27.9 | 17.6 | 9.7 | 10.3 | 11.6 | 12.4 | 9.5 | 8.2 | 8.2 | 8 | 6.1 | 5.2 | 4.5 | 4.8 | 29.3 | 26.2 | 21 | 13.5 | 12.1 | 12.5 | 12.9 | 8.8 | 8 | 8.3 | 9.8 | 8.6 | 6.7 | 8 | 8.4 | 52 | 43.3 | 23.5 | 15.6 | 11.3 | 11.8 | 12.3 | 10.7 | 8.5 | 8.9 | 10.2 | 9.6 | 7 | 4.3 | 4.2 | 37.4 | 29.3 | 17.5 | 10.2 | 11 | 12.7 | 13.4 | 10.7 | 10 | 9.1 | 7.8 | 5.7 | 3.3 | 2.8 | 1.6 | 37.6 | 31.7 | 20.1 | 12.7 | 9.2 | 7.8 | 5.3 | 2.7 | 1.2 | 0.9 | 1.1 | 1.1 | 1 | 0.5 | 0.6 | 1326.3 | 1047.1 | 685.1 | 398.6 | 448.3 | 511.3 | 538.1 | 411.2 | 360.9 | 363.8 | 353.2 | 270.8 | 230.7 | 198.7 | 214.4 | 1086 | 979.9 | 818.9 | 540.1 | 511.8 | 545.8 | 558.9 | 384.3 | 348.6 | 364.8 | 430.3 | 377.8 | 298.2 | 353.5 | 374.3 | 1993.3 | 1698.1 | 933 | 674.6 | 492.9 | 518.1 | 538.8 | 472.4 | 377.4 | 394.3 | 453.6 | 426.7 | 309.2 | 191.9 | 184.8 | 1419 | 1114.3 | 680 | 418.2 | 476.4 | 556.1 | 582.8 | 463.5 | 436.9 | 399 | 344.9 | 252.8 | 143.1 | 129.7 | 82.9 | 1422.7 | 1207.6 | 789.5 | 526 | 400.8 | 341.3 | 236 | 130.6 | 65.2 | 47 | 65.7 | 66.8 | 57.9 | 25 | 28.7 | 0.3 | 0.23 | 0.13 | 0.06 | 0.05 | 0.05 | 0.05 | 0.04 | 0.03 | 0.03 | 0.03 | 0.02 | 0.02 | 0.02 | 0.02 | 0.25 | 0.21 | 0.15 | 0.08 | 0.06 | 0.05 | 0.05 | 0.03 | 0.03 | 0.03 | 0.04 | 0.03 | 0.03 | 0.03 | 0.03 | 0.42 | 0.32 | 0.15 | 0.07 | 0.05 | 0.05 | 0.05 | 0.04 | 0.03 | 0.03 | 0.04 | 0.04 | 0.03 | 0.02 | 0.02 | 0.31 | 0.24 | 0.13 | 0.06 | 0.05 | 0.05 | 0.05 | 0.04 | 0.04 | 0.03 | 0.03 | 0.02 | 0.01 | 0.01 | 0.01 | 0.31 | 0.26 | 0.15 | 0.08 | 0.04 | 0.03 | 0.02 | 0.01 | 0 | 0 | 0 | 0 | 0 | 0 | 0 | 0.0595
| 15 | 130.8982 | 4.3696 | 0.58482 | 131.1755 | 14.2901 | 585.3088 | 0.086635 | 30.7017 | 145.1883 | 589.6784 | 0.67146 | 161.8772 | 351.3 | 285 | 196.6 | 117.4 | 108.7 | 107.2 | 106.3 | 80.8 | 70 | 71 | 70.1 | 55.7 | 48.8 | 43 | 46 | 291.2 | 260.3 | 218.7 | 142.5 | 125.3 | 120 | 119 | 81.3 | 72.2 | 72.8 | 85.4 | 74.7 | 58.4 | 68.4 | 71.8 | 521.4 | 421.2 | 221.4 | 155.6 | 118.8 | 112.2 | 108.4 | 99.7 | 83.3 | 84.8 | 91.7 | 81.9 | 64.2 | 43 | 44.3 | 376.4 | 301.4 | 196.3 | 122 | 116 | 114.7 | 114.4 | 90.7 | 85.2 | 79.8 | 72 | 54.7 | 32.2 | 23.4 | 12.2 | 373.9 | 320 | 215.7 | 142.8 | 101.4 | 76.8 | 49.9 | 24.3 | 9.9 | 6.1 | 3.8 | 3.1 | 2.5 | 1 | 0.8 | 15.9 | 12.4 | 8.5 | 4 | 3.3 | 2.6 | 2.2 | 1.6 | 1.3 | 1.3 | 1.3 | 1.1 | 1 | 0.9 | 1 | 13.7 | 11.1 | 8.7 | 4.2 | 3.5 | 3 | 2.9 | 1.8 | 1.5 | 1.4 | 1.6 | 1.4 | 1.2 | 1.5 | 1.6 | 23.8 | 17.5 | 7 | 4.2 | 3.3 | 2.5 | 2.1 | 1.9 | 1.6 | 1.8 | 2 | 1.8 | 1.3 | 0.9 | 0.9 | 17.7 | 13.5 | 8.3 | 3.8 | 3 | 2.4 | 2.3 | 1.8 | 1.6 | 1.5 | 1.4 | 1 | 0.6 | 0.5 | 0.3 | 17.2 | 14.4 | 9.4 | 5.3 | 3 | 1.7 | 1 | 0.6 | 0.2 | 0.2 | 0.2 | 0.2 | 0.2 | 0.1 | 0.1 | 2.33 | 1.81 | 1.21 | 0.54 | 0.4 | 0.29 | 0.24 | 0.16 | 0.14 | 0.14 | 0.14 | 0.11 | 0.11 | 0.1 | 0.1 | 2.01 | 1.62 | 1.24 | 0.57 | 0.44 | 0.35 | 0.32 | 0.2 | 0.16 | 0.14 | 0.16 | 0.15 | 0.13 | 0.16 | 0.17 | 3.46 | 2.5 | 0.96 | 0.51 | 0.4 | 0.28 | 0.22 | 0.2 | 0.16 | 0.19 | 0.21 | 0.19 | 0.14 | 0.1 | 0.1 | 2.58 | 1.97 | 1.18 | 0.5 | 0.36 | 0.25 | 0.24 | 0.18 | 0.17 | 0.15 | 0.14 | 0.1 | 0.06 | 0.05 | 0.03 | 2.52 | 2.09 | 1.34 | 0.72 | 0.36 | 0.19 | 0.11 | 0.06 | 0.02 | 0.02 | 0.02 | 0.02 | 0.02 | 0.01 | 0.01 | 35.9 | 29.5 | 20.1 | 12.7 | 11.9 | 12.3 | 12.5 | 9.7 | 8.3 | 8.4 | 8.3 | 6.5 | 5.7 | 5 | 5.3 | 29.3 | 27.1 | 23 | 16.1 | 14.1 | 13.7 | 13.7 | 9.5 | 8.5 | 8.6 | 10.1 | 8.8 | 6.8 | 7.9 | 8.3 | 52.6 | 43.7 | 24.7 | 17.5 | 13.2 | 13 | 12.8 | 11.8 | 9.8 | 9.9 | 10.6 | 9.5 | 7.5 | 5 | 5.1 | 37.7 | 30.7 | 20.3 | 13.5 | 13.1 | 13.4 | 13.5 | 10.8 | 10.1 | 9.4 | 8.5 | 6.5 | 3.9 | 3.3 | 2.2 | 37.7 | 32.5 | 21.9 | 15.1 | 11.2 | 9 | 6.1 | 3.2 | 1.6 | 1.1 | 1.4 | 1.4 | 1.2 | 0.8 | 0.9 | 1330.3 | 1100.3 | 784.2 | 519.3 | 518.4 | 541.5 | 546.2 | 420.5 | 365 | 370.6 | 365.6 | 289.8 | 252 | 221.8 | 237.4 | 1088.4 | 1013.2 | 896.1 | 642.4 | 599.4 | 601.9 | 601.1 | 414.5 | 372.8 | 379.2 | 445.9 | 389.4 | 301.7 | 351.3 | 367.4 | 2003.4 | 1698.7 | 977.4 | 751.7 | 577.8 | 570.2 | 561.5 | 518.5 | 433.6 | 436.9 | 471.2 | 420.1 | 331.3 | 221.7 | 228.5 | 1421 | 1160.2 | 788 | 553.1 | 568.4 | 591 | 591.1 | 471.8 | 443.9 | 416.7 | 376.2 | 285.8 | 168.5 | 158.2 | 117.5 | 1422.7 | 1233.1 | 863.8 | 623.3 | 490.8 | 391.2 | 271.5 | 154.6 | 82.6 | 61 | 84.6 | 85.1 | 71.7 | 36.8 | 44.5 | 0.31 | 0.25 | 0.15 | 0.08 | 0.06 | 0.05 | 0.05 | 0.04 | 0.03 | 0.03 | 0.03 | 0.02 | 0.02 | 0.02 | 0.02 | 0.26 | 0.22 | 0.17 | 0.1 | 0.07 | 0.05 | 0.05 | 0.04 | 0.03 | 0.03 | 0.04 | 0.03 | 0.03 | 0.03 | 0.03 | 0.43 | 0.33 | 0.16 | 0.08 | 0.06 | 0.05 | 0.05 | 0.04 | 0.04 | 0.04 | 0.04 | 0.04 | 0.03 | 0.02 | 0.02 | 0.32 | 0.25 | 0.15 | 0.08 | 0.06 | 0.05 | 0.05 | 0.04 | 0.04 | 0.03 | 0.03 | 0.02 | 0.01 | 0.01 | 0.01 | 0.32 | 0.27 | 0.16 | 0.09 | 0.05 | 0.04 | 0.02 | 0.01 | 0.01 | 0 | 0.01 | 0.01 | 0 | 0 | 0 | 0.0596
| 16 | 155.894 | 5.1274 | 0.69719 | 156.2223 | 17.2515 | 687.9031 | 0.10915 | 36.5417 | 173.1455 | 693.0305 | 0.80634 | 192.764 | 364.6 | 320.9 | 255.4 | 176.4 | 142 | 118.9 | 110.2 | 83.8 | 72.1 | 75.2 | 77.7 | 68.4 | 60.2 | 52.9 | 52.3 | 299.3 | 281.3 | 259.4 | 188.7 | 159.6 | 138.3 | 130.5 | 90.8 | 81.2 | 81.3 | 97.4 | 85.9 | 67.6 | 73.9 | 75.7 | 527 | 424.3 | 240.7 | 184.2 | 148.8 | 131.4 | 117.2 | 115.8 | 102.8 | 101 | 100.5 | 86.4 | 76.5 | 58.7 | 60.7 | 391 | 337.8 | 254.9 | 184.4 | 152.9 | 130.4 | 120.4 | 96.4 | 91.4 | 88.5 | 82.9 | 64.3 | 36.3 | 25.7 | 13.9 | 388.5 | 344.4 | 263.2 | 185.1 | 135.5 | 88.5 | 58.6 | 27.5 | 11.8 | 8.2 | 5.1 | 3.8 | 2.6 | 0.9 | 0.9 | 16.4 | 13.6 | 10.4 | 5.8 | 4.1 | 2.9 | 2.4 | 1.6 | 1.4 | 1.4 | 1.5 | 1.4 | 1.3 | 1.2 | 1.1 | 13.4 | 11.3 | 9.5 | 5.3 | 4.4 | 3.4 | 3.1 | 1.9 | 1.6 | 1.6 | 1.8 | 1.6 | 1.4 | 1.5 | 1.6 | 24.1 | 17.7 | 7.9 | 5.1 | 4.3 | 3 | 2.3 | 2.3 | 2 | 2.1 | 2.1 | 1.8 | 1.6 | 1.2 | 1.3 | 18.3 | 14.9 | 10.3 | 5.6 | 4 | 2.8 | 2.5 | 1.9 | 1.8 | 1.7 | 1.6 | 1.2 | 0.7 | 0.6 | 0.4 | 18 | 15.3 | 11.2 | 6.7 | 4.2 | 1.9 | 1.2 | 0.6 | 0.3 | 0.2 | 0.3 | 0.2 | 0.2 | 0.1 | 0.2 | 2.42 | 2.01 | 1.51 | 0.8 | 0.52 | 0.33 | 0.26 | 0.17 | 0.14 | 0.14 | 0.15 | 0.14 | 0.14 | 0.12 | 0.12 | 2 | 1.67 | 1.37 | 0.72 | 0.55 | 0.38 | 0.34 | 0.2 | 0.17 | 0.16 | 0.19 | 0.17 | 0.14 | 0.16 | 0.18 | 3.53 | 2.54 | 1.1 | 0.64 | 0.53 | 0.34 | 0.25 | 0.24 | 0.21 | 0.22 | 0.22 | 0.19 | 0.17 | 0.13 | 0.13 | 2.7 | 2.19 | 1.49 | 0.77 | 0.5 | 0.3 | 0.26 | 0.19 | 0.18 | 0.17 | 0.16 | 0.12 | 0.07 | 0.06 | 0.04 | 2.64 | 2.24 | 1.62 | 0.93 | 0.52 | 0.21 | 0.13 | 0.07 | 0.03 | 0.02 | 0.03 | 0.02 | 0.02 | 0.01 | 0.02 | 37.6 | 33.8 | 27 | 19.7 | 15.9 | 13.7 | 12.9 | 10 | 8.6 | 8.9 | 9.2 | 8 | 7 | 6.1 | 6.1 | 30.9 | 30.2 | 28.3 | 21.8 | 18.2 | 15.8 | 15.1 | 10.7 | 9.6 | 9.6 | 11.6 | 10.2 | 7.9 | 8.6 | 8.8 | 53.4 | 44.2 | 26.8 | 20.7 | 16.5 | 15.2 | 13.8 | 13.6 | 12.1 | 11.8 | 11.7 | 10.1 | 8.9 | 6.8 | 7.1 | 39.4 | 35 | 27.1 | 20.9 | 17.5 | 15.3 | 14.2 | 11.5 | 10.9 | 10.5 | 9.8 | 7.6 | 4.3 | 3.6 | 2.5 | 39.3 | 35.5 | 27.1 | 19.8 | 14.8 | 10.3 | 7.1 | 3.6 | 1.8 | 1.4 | 1.6 | 1.5 | 1.2 | 0.8 | 1 | 1368.6 | 1229.5 | 1013.2 | 766 | 666.9 | 596 | 563.6 | 434.4 | 375.2 | 392.4 | 404.8 | 354.3 | 309 | 271.2 | 269.1 | 1115.6 | 1096 | 1066.5 | 846.8 | 755.7 | 696.7 | 662.3 | 467.3 | 419.9 | 423.3 | 508.4 | 447.9 | 350.5 | 381.2 | 389 | 2004.9 | 1695 | 1042.9 | 875.1 | 710.2 | 662.8 | 604.8 | 599.5 | 534.6 | 522.3 | 518.9 | 446 | 395.2 | 303.5 | 313.1 | 1457.7 | 1286.5 | 1011.9 | 814 | 731.6 | 665.5 | 618.6 | 499.2 | 474.6 | 462.2 | 432.6 | 335.5 | 189.6 | 173.2 | 130.8 | 1457.3 | 1312.1 | 1043.4 | 796.5 | 641.1 | 449.5 | 314.9 | 171 | 92 | 73.3 | 92.2 | 88.4 | 71.1 | 37.9 | 48.6 | 0.33 | 0.29 | 0.22 | 0.13 | 0.08 | 0.06 | 0.05 | 0.04 | 0.03 | 0.03 | 0.03 | 0.03 | 0.03 | 0.02 | 0.02 | 0.28 | 0.26 | 0.22 | 0.14 | 0.1 | 0.06 | 0.06 | 0.04 | 0.04 | 0.04 | 0.04 | 0.04 | 0.03 | 0.03 | 0.03 | 0.45 | 0.34 | 0.18 | 0.11 | 0.08 | 0.06 | 0.05 | 0.05 | 0.05 | 0.04 | 0.04 | 0.04 | 0.03 | 0.03 | 0.03 | 0.35 | 0.3 | 0.22 | 0.14 | 0.09 | 0.06 | 0.06 | 0.04 | 0.04 | 0.04 | 0.04 | 0.03 | 0.02 | 0.01 | 0.01 | 0.34 | 0.3 | 0.21 | 0.13 | 0.07 | 0.04 | 0.03 | 0.01 | 0.01 | 0.01 | 0.01 | 0.01 | 0 | 0 | 0 | 0.0599
| 17 | 186.0851 | 6.0179 | 0.84604 | 186.4778 | 21.0026 | 798.4607 | 0.14961 | 43.3992 | 207.0877 | 804.4787 | 0.99565 | 229.8769 | 376.9 | 358.4 | 318.7 | 248.4 | 186.1 | 135.8 | 115.8 | 88.8 | 75.6 | 83.6 | 91.5 | 85.3 | 70.5 | 59.4 | 55.8 | 312.3 | 311.1 | 312.5 | 244.8 | 198.2 | 156.4 | 143 | 99.1 | 87.8 | 87.8 | 109.4 | 98.6 | 73.1 | 71.2 | 66.4 | 536.1 | 431.2 | 255.9 | 210.6 | 175.5 | 153.3 | 128.3 | 135.9 | 125.7 | 118 | 105.3 | 85.5 | 84 | 74.2 | 77.5 | 403.8 | 376.3 | 324.5 | 260.1 | 199.4 | 143.5 | 126.4 | 102.3 | 100.1 | 102.3 | 103.9 | 84.1 | 49 | 31.9 | 17.8 | 403 | 376.7 | 326 | 248.6 | 182.4 | 104.4 | 69.5 | 33.5 | 14.5 | 10.8 | 7.1 | 5.7 | 3.7 | 1.5 | 1.1 | 16.1 | 14.3 | 12.1 | 8.3 | 5.8 | 3.4 | 2.5 | 1.8 | 1.5 | 1.6 | 1.8 | 1.7 | 1.5 | 1.3 | 1.2 | 14.1 | 12.6 | 11.5 | 7.3 | 5.7 | 3.8 | 3.4 | 2.1 | 1.8 | 1.7 | 2.1 | 1.9 | 1.4 | 1.5 | 1.4 | 24.4 | 17.9 | 8.3 | 5.8 | 4.9 | 3.5 | 2.6 | 2.7 | 2.5 | 2.4 | 2.1 | 1.7 | 1.7 | 1.5 | 1.6 | 18.1 | 15.7 | 12.3 | 8.3 | 5.8 | 3.1 | 2.6 | 2 | 2 | 2 | 2 | 1.6 | 0.9 | 0.7 | 0.5 | 17.9 | 16.2 | 13.9 | 9.8 | 6.4 | 2.4 | 1.5 | 0.8 | 0.3 | 0.3 | 0.3 | 0.3 | 0.2 | 0.2 | 0.2 | 2.43 | 2.16 | 1.8 | 1.2 | 0.8 | 0.42 | 0.29 | 0.19 | 0.15 | 0.16 | 0.18 | 0.18 | 0.16 | 0.14 | 0.13 | 2.12 | 1.88 | 1.68 | 1.02 | 0.74 | 0.44 | 0.38 | 0.22 | 0.18 | 0.17 | 0.21 | 0.19 | 0.15 | 0.15 | 0.15 | 3.6 | 2.61 | 1.17 | 0.75 | 0.64 | 0.42 | 0.28 | 0.29 | 0.26 | 0.25 | 0.22 | 0.18 | 0.18 | 0.16 | 0.17 | 2.7 | 2.35 | 1.83 | 1.2 | 0.77 | 0.36 | 0.29 | 0.22 | 0.2 | 0.2 | 0.2 | 0.16 | 0.09 | 0.07 | 0.05 | 2.68 | 2.43 | 2.05 | 1.42 | 0.86 | 0.28 | 0.16 | 0.08 | 0.03 | 0.03 | 0.03 | 0.03 | 0.02 | 0.02 | 0.02 | 40.1 | 39.1 | 35 | 28.2 | 21 | 15.8 | 13.7 | 10.6 | 9 | 9.9 | 10.8 | 10 | 8.2 | 6.9 | 6.5 | 32.4 | 33.6 | 34.5 | 28.3 | 22.6 | 18 | 16.6 | 11.7 | 10.4 | 10.4 | 13 | 11.6 | 8.6 | 8.3 | 7.7 | 54.8 | 45.3 | 28.9 | 24 | 19.9 | 17.9 | 15.1 | 16 | 14.8 | 13.9 | 12.3 | 10 | 9.8 | 8.6 | 9 | 42 | 40.4 | 35.8 | 29.7 | 22.8 | 16.9 | 15 | 12.2 | 11.9 | 12.1 | 12.3 | 9.9 | 5.8 | 4.5 | 3.1 | 42 | 40 | 34.4 | 26.6 | 19.7 | 12.3 | 8.5 | 4.3 | 2.1 | 1.8 | 2.1 | 2.1 | 1.6 | 1.2 | 1.5 | 1398.8 | 1358.7 | 1246.7 | 1024.9 | 820 | 653.6 | 582 | 452.8 | 391.4 | 435.8 | 476.7 | 441.6 | 362.7 | 305.4 | 287.4 | 1143.9 | 1189.1 | 1256.8 | 1060.4 | 912.8 | 780.5 | 724 | 509.2 | 454.3 | 457.4 | 571.1 | 514 | 380.4 | 368.5 | 342.3 | 2011 | 1698 | 1092.7 | 978.1 | 818 | 757.3 | 656.1 | 696.2 | 649.2 | 609.7 | 546.3 | 443.4 | 434.4 | 383.4 | 400 | 1490.5 | 1415.9 | 1266.4 | 1089.8 | 902.2 | 716 | 640.6 | 522.7 | 516.5 | 533.3 | 542.3 | 439.1 | 256.2 | 211.3 | 159.6 | 1490.2 | 1401.1 | 1244.4 | 996.9 | 803.1 | 515.3 | 367.5 | 200.5 | 107.2 | 89.6 | 115.1 | 114.8 | 90.7 | 58.4 | 70.1 | 0.37 | 0.35 | 0.3 | 0.22 | 0.14 | 0.08 | 0.06 | 0.05 | 0.04 | 0.04 | 0.04 | 0.04 | 0.03 | 0.03 | 0.02 | 0.3 | 0.3 | 0.28 | 0.2 | 0.13 | 0.08 | 0.07 | 0.05 | 0.04 | 0.04 | 0.05 | 0.04 | 0.03 | 0.03 | 0.03 | 0.48 | 0.37 | 0.21 | 0.14 | 0.11 | 0.08 | 0.06 | 0.07 | 0.06 | 0.05 | 0.05 | 0.04 | 0.04 | 0.03 | 0.03 | 0.39 | 0.37 | 0.31 | 0.23 | 0.14 | 0.08 | 0.06 | 0.05 | 0.05 | 0.04 | 0.05 | 0.04 | 0.02 | 0.02 | 0.01 | 0.39 | 0.37 | 0.3 | 0.21 | 0.12 | 0.06 | 0.04 | 0.02 | 0.01 | 0.01 | 0.01 | 0.01 | 0.01 | 0 | 0.01 | 0.0602
| 18 | 209.594 | 6.6471 | 0.95339 | 210.0327 | 24.0016 | 884.5125 | 0.18236 | 48.8162 | 233.5955 | 891.1596 | 1.1358 | 258.849 | 366.7 | 373.6 | 367.6 | 313.8 | 229.8 | 152.3 | 117.7 | 90.4 | 76.9 | 89.3 | 103.1 | 104.2 | 82.7 | 70.3 | 60.4 | 299.6 | 311.5 | 340.1 | 286.9 | 232.7 | 172.8 | 147.5 | 103.1 | 93.2 | 95.6 | 120.4 | 105.7 | 74.8 | 66.9 | 60.2 | 534.6 | 427.9 | 263.7 | 228.3 | 196.1 | 167.9 | 135.5 | 150.7 | 143.9 | 133.4 | 109.7 | 86.7 | 91.4 | 90.2 | 93.7 | 395 | 392.7 | 372 | 323.6 | 240.8 | 159.4 | 129.7 | 105.8 | 105.8 | 112.4 | 122.2 | 103 | 63.8 | 39.8 | 24.6 | 394.9 | 383.6 | 367.9 | 299.2 | 227.8 | 126.3 | 85.1 | 43.1 | 19.2 | 14.2 | 10.2 | 7.9 | 5.6 | 2.7 | 2.1 | 14.9 | 14.3 | 13.2 | 10.5 | 7.2 | 4 | 2.6 | 1.8 | 1.5 | 1.7 | 2 | 2.1 | 1.8 | 1.5 | 1.3 | 12.9 | 12 | 11.9 | 8.6 | 6.9 | 4.4 | 3.5 | 2.2 | 1.8 | 1.9 | 2.3 | 2 | 1.5 | 1.4 | 1.3 | 24.2 | 17.7 | 8.3 | 6.2 | 5.4 | 3.9 | 2.8 | 3.1 | 2.9 | 2.7 | 2.2 | 1.7 | 1.8 | 1.8 | 1.9 | 17.1 | 15.8 | 13.5 | 10.6 | 7.3 | 3.7 | 2.8 | 2.2 | 2.1 | 2.1 | 2.3 | 2 | 1.2 | 0.9 | 0.6 | 17 | 16 | 15.7 | 12.4 | 8.8 | 3.2 | 2 | 1.1 | 0.5 | 0.4 | 0.5 | 0.4 | 0.3 | 0.3 | 0.3 | 2.24 | 2.16 | 1.99 | 1.57 | 1.04 | 0.53 | 0.3 | 0.2 | 0.16 | 0.17 | 0.2 | 0.22 | 0.19 | 0.16 | 0.13 | 1.93 | 1.79 | 1.75 | 1.25 | 0.94 | 0.53 | 0.39 | 0.23 | 0.19 | 0.19 | 0.23 | 0.2 | 0.15 | 0.15 | 0.14 | 3.55 | 2.56 | 1.18 | 0.83 | 0.72 | 0.47 | 0.31 | 0.34 | 0.31 | 0.29 | 0.23 | 0.18 | 0.19 | 0.19 | 0.19 | 2.54 | 2.37 | 2.04 | 1.58 | 1.02 | 0.46 | 0.32 | 0.25 | 0.23 | 0.22 | 0.23 | 0.2 | 0.12 | 0.09 | 0.06 | 2.54 | 2.41 | 2.34 | 1.84 | 1.25 | 0.43 | 0.26 | 0.14 | 0.05 | 0.04 | 0.05 | 0.05 | 0.04 | 0.03 | 0.03 | 39.6 | 41.4 | 41.7 | 36.2 | 26.4 | 17.8 | 13.9 | 10.8 | 9.1 | 10.5 | 12.1 | 12.2 | 9.6 | 8.1 | 7 | 31.6 | 34.3 | 38.4 | 33.5 | 26.8 | 20 | 17.1 | 12.2 | 11 | 11.3 | 14.3 | 12.5 | 8.8 | 7.8 | 7 | 54.6 | 44.9 | 30.1 | 26.4 | 22.6 | 19.7 | 16 | 17.8 | 16.9 | 15.7 | 12.9 | 10.2 | 10.7 | 10.6 | 11 | 41.5 | 42.7 | 42 | 37.3 | 27.7 | 18.9 | 15.4 | 12.7 | 12.6 | 13.3 | 14.4 | 12.2 | 7.6 | 5.5 | 4 | 41.6 | 41.2 | 39.1 | 31.9 | 24.4 | 15.1 | 10.4 | 5.5 | 2.7 | 2.3 | 2.8 | 2.8 | 2.2 | 1.8 | 2.1 | 1392.2 | 1429.7 | 1427.4 | 1248 | 967.7 | 705 | 587.4 | 458.7 | 396.9 | 465.3 | 536.4 | 538.5 | 424.6 | 360.7 | 311.6 | 1119 | 1207.3 | 1365.2 | 1207.8 | 1029.9 | 839 | 745.9 | 529.5 | 483.5 | 496.9 | 627.9 | 551.3 | 389.5 | 345.5 | 309.1 | 2027.5 | 1696.4 | 1121.9 | 1043.1 | 897.1 | 816 | 685.7 | 763.7 | 739.1 | 685.4 | 567.6 | 449.4 | 473.4 | 468 | 486.3 | 1485.4 | 1491.8 | 1440.7 | 1308.8 | 1040.8 | 767.7 | 647.7 | 532 | 539.7 | 585.9 | 638.6 | 538.2 | 333.5 | 257.2 | 202 | 1483.6 | 1435 | 1377.7 | 1146.4 | 933.7 | 574.4 | 407.1 | 228.8 | 125.9 | 117.6 | 152.5 | 151.1 | 119.1 | 85.2 | 99.9 | 0.36 | 0.37 | 0.37 | 0.32 | 0.2 | 0.11 | 0.06 | 0.05 | 0.04 | 0.04 | 0.05 | 0.05 | 0.04 | 0.03 | 0.03 | 0.29 | 0.3 | 0.32 | 0.26 | 0.18 | 0.1 | 0.07 | 0.05 | 0.04 | 0.04 | 0.05 | 0.05 | 0.03 | 0.03 | 0.03 | 0.47 | 0.36 | 0.22 | 0.16 | 0.14 | 0.1 | 0.07 | 0.08 | 0.07 | 0.06 | 0.05 | 0.04 | 0.04 | 0.04 | 0.04 | 0.37 | 0.39 | 0.38 | 0.31 | 0.2 | 0.1 | 0.07 | 0.06 | 0.05 | 0.05 | 0.05 | 0.04 | 0.03 | 0.02 | 0.02 | 0.37 | 0.38 | 0.36 | 0.28 | 0.18 | 0.1 | 0.06 | 0.03 | 0.01 | 0.01 | 0.01 | 0.01 | 0.01 | 0.01 | 0.01 | 0.0599
| 19 | 206.116 | 6.2771 | 0.8819 | 206.5254 | 23.6986 | 889.4356 | 0.17379 | 48.6488 | 229.8145 | 895.7128 | 1.0557 | 255.1742 | 353.8 | 357.6 | 355.8 | 306.5 | 229.6 | 153.8 | 116.9 | 90 | 76.8 | 91.8 | 111.5 | 119.8 | 94.2 | 80.6 | 65.2 | 283.2 | 297.7 | 329.1 | 286.2 | 235.1 | 180.4 | 147.8 | 102.9 | 94.9 | 99.5 | 126.6 | 110.6 | 77.6 | 66.3 | 58.6 | 528.7 | 420.5 | 255.6 | 220.5 | 191.4 | 164.7 | 134.4 | 150.2 | 145.5 | 134.5 | 110.1 | 91 | 96.5 | 101.1 | 101.9 | 382.6 | 376.9 | 357.5 | 313 | 237.4 | 160.4 | 128.5 | 105 | 105.9 | 114.6 | 128.1 | 108.5 | 70.3 | 43.4 | 29.9 | 381.5 | 363.5 | 351.2 | 286.8 | 226.1 | 127.1 | 83.2 | 42.8 | 20.6 | 17.6 | 12.7 | 9.7 | 7 | 3.8 | 2.7 | 14.2 | 13.4 | 12.2 | 9.6 | 6.8 | 3.9 | 2.6 | 1.8 | 1.5 | 1.8 | 2.2 | 2.5 | 2.1 | 1.8 | 1.4 | 12 | 11.2 | 11.1 | 8.4 | 6.8 | 4.6 | 3.5 | 2.2 | 1.9 | 1.9 | 2.4 | 2.1 | 1.5 | 1.4 | 1.3 | 23.7 | 17.3 | 7.8 | 5.8 | 5.1 | 3.7 | 2.7 | 3.1 | 2.9 | 2.7 | 2.3 | 1.9 | 2 | 2.1 | 2.1 | 16.4 | 14.8 | 12.3 | 9.6 | 6.8 | 3.7 | 2.7 | 2.1 | 2.1 | 2.2 | 2.5 | 2.1 | 1.3 | 0.9 | 0.8 | 16.2 | 14.8 | 14.1 | 11.1 | 8.2 | 3.2 | 1.9 | 1.1 | 0.5 | 0.5 | 0.5 | 0.5 | 0.4 | 0.4 | 0.4 | 2.1 | 1.98 | 1.81 | 1.42 | 0.97 | 0.5 | 0.29 | 0.19 | 0.16 | 0.18 | 0.23 | 0.27 | 0.23 | 0.2 | 0.15 | 1.77 | 1.64 | 1.62 | 1.2 | 0.92 | 0.57 | 0.39 | 0.24 | 0.2 | 0.19 | 0.24 | 0.21 | 0.16 | 0.15 | 0.14 | 3.45 | 2.47 | 1.09 | 0.76 | 0.67 | 0.43 | 0.3 | 0.33 | 0.31 | 0.29 | 0.24 | 0.19 | 0.21 | 0.21 | 0.22 | 2.41 | 2.19 | 1.84 | 1.41 | 0.94 | 0.45 | 0.3 | 0.23 | 0.22 | 0.22 | 0.25 | 0.21 | 0.14 | 0.1 | 0.08 | 2.38 | 2.18 | 2.09 | 1.63 | 1.17 | 0.43 | 0.25 | 0.14 | 0.05 | 0.05 | 0.06 | 0.06 | 0.04 | 0.04 | 0.04 | 38 | 39.5 | 40.6 | 35.7 | 26.6 | 18 | 13.8 | 10.8 | 9.1 | 10.8 | 13.1 | 13.9 | 10.9 | 9.3 | 7.6 | 29.7 | 32.6 | 37.1 | 33.4 | 27.1 | 20.9 | 17.1 | 12.1 | 11.2 | 11.8 | 15 | 13.1 | 9.1 | 7.7 | 6.8 | 53.8 | 43.9 | 29.3 | 25.6 | 22.1 | 19.4 | 15.9 | 17.7 | 17.1 | 15.8 | 12.9 | 10.6 | 11.3 | 11.8 | 11.9 | 40 | 40.9 | 40.7 | 36.5 | 27.6 | 19 | 15.2 | 12.6 | 12.6 | 13.5 | 15.1 | 12.8 | 8.4 | 6 | 4.8 | 40 | 39 | 37.8 | 31.1 | 24.7 | 15.2 | 10.2 | 5.5 | 2.9 | 2.9 | 3.3 | 3.4 | 2.6 | 2.3 | 2.5 | 1375.9 | 1408.1 | 1420.2 | 1255.7 | 986.3 | 719.4 | 587.4 | 458.7 | 396.8 | 478.2 | 578.8 | 615 | 480.1 | 410.5 | 335.5 | 1090.9 | 1187.9 | 1357.9 | 1227.3 | 1051.3 | 866.5 | 746.4 | 528.2 | 491.1 | 518.2 | 660.7 | 576.9 | 403.6 | 342.4 | 300.9 | 2040.4 | 1694.2 | 1103.9 | 1022 | 886.4 | 811 | 685.1 | 766.2 | 749.9 | 691.8 | 568.8 | 470.9 | 498.6 | 523.6 | 527.7 | 1471.7 | 1470.7 | 1422.8 | 1301.3 | 1045.8 | 777.4 | 649.5 | 533.1 | 542.5 | 596.7 | 668 | 566 | 366 | 278.5 | 233.5 | 1470.8 | 1405.8 | 1360 | 1136.4 | 944.5 | 577.7 | 400.9 | 232.1 | 140.4 | 147 | 177.2 | 181.6 | 141.5 | 112.5 | 121.1 | 0.32 | 0.34 | 0.35 | 0.3 | 0.2 | 0.11 | 0.06 | 0.05 | 0.04 | 0.04 | 0.05 | 0.05 | 0.04 | 0.04 | 0.03 | 0.25 | 0.27 | 0.29 | 0.25 | 0.18 | 0.11 | 0.07 | 0.05 | 0.04 | 0.04 | 0.06 | 0.05 | 0.03 | 0.03 | 0.03 | 0.44 | 0.34 | 0.21 | 0.15 | 0.13 | 0.1 | 0.07 | 0.07 | 0.07 | 0.06 | 0.05 | 0.04 | 0.04 | 0.04 | 0.04 | 0.34 | 0.35 | 0.35 | 0.29 | 0.19 | 0.1 | 0.07 | 0.05 | 0.05 | 0.05 | 0.06 | 0.05 | 0.03 | 0.02 | 0.02 | 0.34 | 0.34 | 0.33 | 0.26 | 0.18 | 0.1 | 0.06 | 0.03 | 0.01 | 0.01 | 0.01 | 0.01 | 0.01 | 0.01 | 0.01 | 0.0593
| 20 | 194.3832 | 5.8488 | 0.79498 | 194.7577 | 22.0805 | 866.5681 | 0.14344 | 46.3824 | 216.4638 | 872.4169 | 0.93842 | 241.1401 | 342.6 | 344.4 | 334.9 | 279.8 | 207.8 | 143.8 | 114.1 | 87.7 | 74.8 | 89.5 | 108.1 | 117.2 | 92.6 | 81 | 65.8 | 273.2 | 287 | 316.2 | 270.7 | 222.9 | 175.6 | 148.6 | 104.2 | 94.1 | 98.9 | 126.7 | 111 | 77.3 | 67.5 | 61.2 | 522.1 | 412.6 | 252.6 | 220.1 | 194 | 164 | 133 | 147.5 | 141.8 | 129 | 106.6 | 89.9 | 98 | 102.8 | 103.4 | 372.7 | 364.9 | 336.2 | 291.8 | 221.4 | 156.9 | 126 | 102.3 | 101.7 | 109.4 | 123.1 | 101.2 | 62.7 | 34.7 | 23.7 | 372.7 | 349.6 | 331.1 | 266.5 | 211.9 | 119.3 | 76.4 | 37.5 | 17.8 | 15.7 | 10.6 | 8.3 | 5.3 | 2.6 | 1.8 | 13.8 | 13 | 11.5 | 8.7 | 6 | 3.4 | 2.4 | 1.7 | 1.4 | 1.7 | 2.1 | 2.4 | 2 | 1.8 | 1.4 | 11.6 | 10.8 | 10.6 | 7.8 | 6.3 | 4.4 | 3.5 | 2.2 | 1.9 | 1.9 | 2.4 | 2.1 | 1.5 | 1.4 | 1.3 | 23.6 | 17.1 | 7.7 | 5.9 | 5.3 | 3.6 | 2.6 | 2.9 | 2.8 | 2.6 | 2.2 | 1.8 | 2 | 2.1 | 2.2 | 15.9 | 14.4 | 11.5 | 8.7 | 5.9 | 3.4 | 2.6 | 2 | 2 | 2.1 | 2.4 | 1.9 | 1.2 | 0.8 | 0.7 | 15.9 | 14.3 | 13.8 | 10.6 | 7.9 | 2.8 | 1.6 | 0.9 | 0.4 | 0.4 | 0.5 | 0.5 | 0.3 | 0.3 | 0.4 | 2 | 1.88 | 1.67 | 1.23 | 0.8 | 0.41 | 0.26 | 0.17 | 0.14 | 0.17 | 0.22 | 0.25 | 0.22 | 0.19 | 0.15 | 1.68 | 1.55 | 1.5 | 1.07 | 0.81 | 0.53 | 0.39 | 0.24 | 0.19 | 0.19 | 0.24 | 0.21 | 0.15 | 0.15 | 0.15 | 3.39 | 2.41 | 1.06 | 0.74 | 0.67 | 0.41 | 0.28 | 0.31 | 0.29 | 0.27 | 0.23 | 0.19 | 0.21 | 0.22 | 0.23 | 2.31 | 2.09 | 1.67 | 1.22 | 0.77 | 0.39 | 0.27 | 0.21 | 0.2 | 0.21 | 0.24 | 0.2 | 0.12 | 0.08 | 0.07 | 2.31 | 2.08 | 1.98 | 1.5 | 1.07 | 0.34 | 0.19 | 0.1 | 0.04 | 0.04 | 0.05 | 0.05 | 0.03 | 0.03 | 0.04 | 36.4 | 37.5 | 37.5 | 32 | 23.8 | 16.7 | 13.4 | 10.5 | 8.9 | 10.6 | 12.7 | 13.7 | 10.7 | 9.4 | 7.6 | 28.3 | 31.1 | 35.3 | 31.2 | 25.5 | 20.2 | 17.2 | 12.2 | 11.1 | 11.7 | 15 | 13.1 | 9.1 | 7.9 | 7.1 | 52.5 | 42.6 | 28.7 | 25.1 | 22.1 | 19.2 | 15.7 | 17.4 | 16.7 | 15.1 | 12.4 | 10.5 | 11.4 | 12 | 12 | 38.6 | 39.1 | 37.9 | 33.7 | 25.7 | 18.5 | 14.9 | 12.2 | 12.1 | 12.9 | 14.5 | 11.9 | 7.5 | 5.1 | 4.3 | 38.6 | 36.9 | 34.5 | 27.8 | 22.3 | 14.1 | 9.3 | 4.9 | 2.7 | 2.8 | 3 | 3 | 2.2 | 2 | 2.2 | 1363.7 | 1390.3 | 1378.2 | 1202.2 | 942.4 | 706.2 | 584.8 | 455.2 | 389.6 | 467.4 | 562.1 | 605.3 | 475.1 | 415.7 | 339.6 | 1079.5 | 1175.2 | 1343.6 | 1205.7 | 1034.6 | 863.6 | 753.4 | 534.2 | 488.7 | 515.2 | 661.5 | 578.8 | 402.2 | 348.4 | 313.9 | 2044.1 | 1688.8 | 1113.4 | 1044.3 | 916.1 | 823.4 | 685.2 | 762.2 | 736.4 | 667.8 | 550.9 | 465.1 | 506.5 | 531 | 533.3 | 1465.5 | 1456.3 | 1380.2 | 1268.2 | 1023.8 | 787 | 647.9 | 529.8 | 527.9 | 570.6 | 642.4 | 528 | 327.7 | 249.8 | 226.5 | 1464.4 | 1385.5 | 1321.9 | 1104.2 | 927.9 | 579.7 | 397.9 | 232.3 | 138.5 | 148 | 167.3 | 171.9 | 126.5 | 98.3 | 107.1 | 0.29 | 0.3 | 0.3 | 0.23 | 0.15 | 0.08 | 0.05 | 0.04 | 0.03 | 0.04 | 0.05 | 0.05 | 0.04 | 0.04 | 0.03 | 0.22 | 0.24 | 0.26 | 0.21 | 0.15 | 0.09 | 0.07 | 0.05 | 0.04 | 0.04 | 0.06 | 0.05 | 0.03 | 0.03 | 0.03 | 0.41 | 0.31 | 0.19 | 0.13 | 0.12 | 0.08 | 0.06 | 0.07 | 0.06 | 0.06 | 0.05 | 0.04 | 0.04 | 0.04 | 0.05 | 0.31 | 0.31 | 0.3 | 0.24 | 0.15 | 0.08 | 0.06 | 0.05 | 0.05 | 0.05 | 0.05 | 0.04 | 0.03 | 0.02 | 0.02 | 0.31 | 0.3 | 0.27 | 0.2 | 0.14 | 0.07 | 0.04 | 0.02 | 0.01 | 0.01 | 0.01 | 0.01 | 0.01 | 0.01 | 0.01 | 0.0578
| 21 | 193.2339 | 5.9544 | 0.768 | 193.6042 | 21.3501 | 893.7889 | 0.11599 | 46.4069 | 214.584 | 899.7433 | 0.88399 | 240.0111 | 320.3 | 331.7 | 330.5 | 286.2 | 211.7 | 146 | 112.8 | 86.6 | 73.7 | 89 | 108.1 | 119.9 | 95.7 | 85.1 | 68.6 | 257.6 | 272.6 | 305.8 | 271.9 | 228.8 | 183.4 | 150.9 | 106.3 | 96.2 | 100.8 | 129.4 | 114.5 | 80.4 | 70.4 | 63.2 | 496.3 | 395.4 | 251.4 | 231.2 | 204.5 | 166.7 | 131.6 | 147.9 | 142.8 | 130.5 | 109.2 | 93.5 | 103.4 | 106.4 | 107.5 | 349.5 | 351.2 | 331.5 | 299.2 | 226.9 | 160.8 | 125.3 | 101.5 | 99.1 | 106.5 | 118.3 | 97.6 | 59.2 | 34 | 23.5 | 349 | 332.1 | 319.6 | 264.2 | 210.4 | 117.6 | 74.5 | 36.5 | 18.3 | 16.1 | 11.1 | 8.8 | 5.6 | 2.9 | 2.2 | 12.8 | 12.7 | 11.8 | 9.3 | 6.2 | 3.5 | 2.4 | 1.7 | 1.4 | 1.7 | 2.2 | 2.6 | 2.2 | 2 | 1.5 | 10.9 | 10.1 | 10.1 | 7.7 | 6.4 | 4.7 | 3.5 | 2.3 | 1.9 | 1.9 | 2.5 | 2.2 | 1.6 | 1.5 | 1.4 | 22.3 | 16.2 | 7.4 | 6.1 | 5.5 | 3.7 | 2.6 | 2.9 | 2.9 | 2.7 | 2.3 | 2 | 2.2 | 2.3 | 2.3 | 14.9 | 14.1 | 11.8 | 9.4 | 6.3 | 3.5 | 2.5 | 1.9 | 1.9 | 2 | 2.3 | 1.9 | 1.1 | 0.8 | 0.7 | 14.9 | 13.8 | 13.2 | 10.4 | 7.4 | 2.6 | 1.5 | 0.8 | 0.4 | 0.5 | 0.5 | 0.5 | 0.4 | 0.4 | 0.4 | 1.77 | 1.75 | 1.61 | 1.24 | 0.78 | 0.4 | 0.25 | 0.17 | 0.14 | 0.17 | 0.22 | 0.28 | 0.24 | 0.22 | 0.16 | 1.51 | 1.39 | 1.35 | 0.99 | 0.79 | 0.55 | 0.38 | 0.24 | 0.2 | 0.2 | 0.25 | 0.22 | 0.16 | 0.15 | 0.14 | 3.1 | 2.21 | 0.95 | 0.74 | 0.67 | 0.4 | 0.27 | 0.3 | 0.3 | 0.28 | 0.24 | 0.21 | 0.23 | 0.24 | 0.25 | 2.07 | 1.95 | 1.61 | 1.24 | 0.78 | 0.39 | 0.26 | 0.2 | 0.19 | 0.21 | 0.23 | 0.19 | 0.11 | 0.08 | 0.07 | 2.06 | 1.91 | 1.82 | 1.4 | 0.96 | 0.29 | 0.17 | 0.09 | 0.04 | 0.05 | 0.05 | 0.05 | 0.04 | 0.04 | 0.04 | 33.2 | 34.9 | 35.5 | 31.3 | 23.6 | 16.8 | 13.2 | 10.3 | 8.7 | 10.5 | 12.7 | 13.9 | 11 | 9.7 | 8 | 26.1 | 28.8 | 33.4 | 30.7 | 25.8 | 20.8 | 17.5 | 12.5 | 11.3 | 11.9 | 15.3 | 13.5 | 9.5 | 8.2 | 7.3 | 48.9 | 40.2 | 28.2 | 26.1 | 23 | 19.3 | 15.5 | 17.4 | 16.7 | 15.2 | 12.7 | 10.9 | 12 | 12.3 | 12.4 | 35.2 | 36.3 | 35.7 | 33 | 25.6 | 18.7 | 14.8 | 12.1 | 11.8 | 12.6 | 14 | 11.5 | 7.1 | 5.1 | 4.4 | 35.2 | 33.8 | 32.4 | 27 | 22.1 | 13.8 | 9 | 4.8 | 2.8 | 3 | 3.3 | 3.4 | 2.5 | 2.2 | 2.5 | 1351.5 | 1414.1 | 1437.7 | 1290.7 | 998.2 | 729.8 | 580.3 | 450.5 | 384.3 | 465 | 561.1 | 615.6 | 487.5 | 433.5 | 353.4 | 1071 | 1178.1 | 1368.6 | 1270.2 | 1095.4 | 910.4 | 768.2 | 547.3 | 499.1 | 524.9 | 675 | 596.6 | 418.4 | 363.8 | 325.5 | 2038.7 | 1689.4 | 1165.9 | 1125.1 | 991.5 | 848.5 | 683.4 | 767.1 | 740.3 | 673.9 | 563.2 | 482.2 | 532.5 | 547.5 | 552.2 | 1452.3 | 1480.4 | 1442.6 | 1361.4 | 1084.7 | 816.1 | 647.6 | 527.9 | 516.3 | 555.6 | 617.4 | 509.4 | 309.3 | 253.8 | 236.5 | 1450.5 | 1389.8 | 1349.6 | 1151.9 | 963.9 | 593.3 | 396.7 | 233.6 | 145.9 | 162.3 | 190.1 | 196.6 | 147.4 | 113.8 | 125.6 | 0.22 | 0.23 | 0.23 | 0.18 | 0.12 | 0.07 | 0.05 | 0.04 | 0.03 | 0.04 | 0.05 | 0.05 | 0.04 | 0.04 | 0.03 | 0.18 | 0.18 | 0.2 | 0.17 | 0.13 | 0.09 | 0.07 | 0.05 | 0.04 | 0.04 | 0.06 | 0.05 | 0.04 | 0.03 | 0.03 | 0.33 | 0.25 | 0.16 | 0.12 | 0.11 | 0.08 | 0.06 | 0.07 | 0.06 | 0.06 | 0.05 | 0.04 | 0.05 | 0.05 | 0.05 | 0.24 | 0.24 | 0.23 | 0.19 | 0.13 | 0.08 | 0.06 | 0.05 | 0.04 | 0.05 | 0.05 | 0.04 | 0.03 | 0.02 | 0.02 | 0.24 | 0.23 | 0.21 | 0.16 | 0.11 | 0.06 | 0.04 | 0.02 | 0.01 | 0.01 | 0.01 | 0.01 | 0.01 | 0.01 | 0.01 | 0.0546
| 22 | 188.3583 | 5.6806 | 0.70488 | 188.7042 | 20.6246 | 897.0169 | 0.098997 | 45.7673 | 208.9829 | 902.6975 | 0.80388 | 234.4714 | 300.8 | 309.4 | 311.3 | 282.2 | 216.6 | 152.5 | 111.5 | 85.5 | 72.9 | 87.8 | 107.8 | 122.4 | 102.3 | 94.1 | 78.7 | 236.4 | 253.7 | 291.6 | 274.4 | 238.6 | 196.8 | 164.1 | 122.3 | 107.7 | 106.1 | 130.7 | 117.3 | 85 | 72.8 | 64.7 | 483.9 | 387.6 | 241.5 | 226.6 | 199.1 | 164.6 | 130.2 | 147.4 | 143.8 | 133.1 | 110.9 | 98 | 106.9 | 113.8 | 113.3 | 330.6 | 328.7 | 309.5 | 290.3 | 227.9 | 166.2 | 124.9 | 100.9 | 98.1 | 104.2 | 120.8 | 100.9 | 63.4 | 33.6 | 22.6 | 329.8 | 312.3 | 298.8 | 258.7 | 214.5 | 130 | 79.8 | 39.5 | 21.3 | 18.7 | 13.5 | 9.5 | 6.3 | 3.7 | 2.6 | 11.8 | 11.6 | 10.6 | 9.1 | 6.4 | 3.9 | 2.3 | 1.6 | 1.4 | 1.7 | 2.1 | 2.6 | 2.3 | 2.2 | 1.8 | 9.4 | 9 | 9.2 | 7.9 | 6.7 | 5.3 | 4.2 | 2.9 | 2.3 | 2.1 | 2.5 | 2.3 | 1.7 | 1.5 | 1.4 | 22.1 | 16 | 6.7 | 5.8 | 5.2 | 3.6 | 2.6 | 2.9 | 2.9 | 2.8 | 2.4 | 2.1 | 2.3 | 2.4 | 2.5 | 13.9 | 12.9 | 10.4 | 8.7 | 5.9 | 3.6 | 2.5 | 1.9 | 1.9 | 2 | 2.3 | 1.9 | 1.2 | 0.8 | 0.7 | 13.7 | 12.6 | 11.2 | 9.1 | 6.6 | 2.8 | 1.6 | 0.9 | 0.5 | 0.6 | 0.6 | 0.6 | 0.4 | 0.4 | 0.4 | 1.57 | 1.53 | 1.38 | 1.16 | 0.78 | 0.44 | 0.24 | 0.16 | 0.14 | 0.17 | 0.22 | 0.28 | 0.26 | 0.24 | 0.19 | 1.24 | 1.18 | 1.17 | 0.97 | 0.81 | 0.62 | 0.48 | 0.32 | 0.24 | 0.22 | 0.26 | 0.23 | 0.17 | 0.16 | 0.15 | 2.99 | 2.14 | 0.82 | 0.68 | 0.61 | 0.39 | 0.27 | 0.3 | 0.3 | 0.29 | 0.25 | 0.22 | 0.25 | 0.26 | 0.26 | 1.86 | 1.73 | 1.35 | 1.08 | 0.7 | 0.39 | 0.26 | 0.2 | 0.19 | 0.2 | 0.23 | 0.2 | 0.12 | 0.08 | 0.07 | 1.84 | 1.69 | 1.48 | 1.17 | 0.81 | 0.31 | 0.17 | 0.1 | 0.05 | 0.06 | 0.06 | 0.06 | 0.04 | 0.04 | 0.04 | 30.7 | 32.1 | 33.2 | 30.4 | 23.7 | 17.2 | 13.1 | 10.2 | 8.6 | 10.4 | 12.7 | 14.2 | 11.7 | 10.7 | 9 | 23.9 | 26.6 | 31.7 | 30.4 | 26.5 | 22.1 | 18.7 | 14 | 12.6 | 12.5 | 15.4 | 13.8 | 10 | 8.5 | 7.5 | 46.4 | 38.5 | 27 | 25.5 | 22.3 | 19 | 15.3 | 17.3 | 16.9 | 15.5 | 12.8 | 11.4 | 12.4 | 13.2 | 13.1 | 32.8 | 33.5 | 33.2 | 31.9 | 25.6 | 19.3 | 14.8 | 12 | 11.6 | 12.3 | 14.2 | 11.9 | 7.6 | 5.2 | 4.5 | 32.9 | 31.5 | 30.8 | 27 | 23.2 | 15.1 | 9.7 | 5.3 | 3.3 | 3.6 | 4 | 3.9 | 2.8 | 2.6 | 2.8 | 1329.1 | 1379.9 | 1420.7 | 1318.5 | 1044 | 763 | 575.5 | 446.2 | 380.3 | 458.1 | 560.4 | 629.1 | 521.4 | 478.5 | 402.7 | 1046.6 | 1153 | 1364 | 1318.2 | 1162.5 | 976.3 | 823.3 | 619.9 | 555.3 | 551.7 | 681.3 | 610.8 | 441.4 | 375.3 | 332.2 | 2047.5 | 1699.3 | 1164.6 | 1127.6 | 988.6 | 843.3 | 676.6 | 765.8 | 746.3 | 687.8 | 570.6 | 504.4 | 549.6 | 586.2 | 582.2 | 1432.4 | 1446 | 1419.2 | 1381.7 | 1127.2 | 852.2 | 647.7 | 525.9 | 511.5 | 543.8 | 630.1 | 526.3 | 331.5 | 262.7 | 248.6 | 1432.7 | 1367.4 | 1341.2 | 1194 | 1031.5 | 664.3 | 428.7 | 258.3 | 176.9 | 206.1 | 235.6 | 233.9 | 171.2 | 135.8 | 143.2 | 0.17 | 0.18 | 0.18 | 0.15 | 0.11 | 0.07 | 0.05 | 0.04 | 0.03 | 0.04 | 0.05 | 0.05 | 0.05 | 0.04 | 0.03 | 0.13 | 0.14 | 0.16 | 0.14 | 0.12 | 0.09 | 0.07 | 0.05 | 0.05 | 0.05 | 0.06 | 0.05 | 0.04 | 0.03 | 0.03 | 0.27 | 0.21 | 0.13 | 0.11 | 0.09 | 0.07 | 0.06 | 0.06 | 0.06 | 0.06 | 0.05 | 0.04 | 0.05 | 0.05 | 0.05 | 0.19 | 0.19 | 0.18 | 0.15 | 0.11 | 0.07 | 0.06 | 0.04 | 0.04 | 0.05 | 0.05 | 0.04 | 0.03 | 0.02 | 0.02 | 0.19 | 0.18 | 0.16 | 0.13 | 0.1 | 0.06 | 0.04 | 0.02 | 0.01 | 0.01 | 0.01 | 0.01 | 0.01 | 0.01 | 0.01 | 0.0506
| 23 | 181.4496 | 5.2642 | 0.64746 | 181.7685 | 20.0672 | 872.3021 | 0.094278 | 44.5166 | 201.5167 | 877.5663 | 0.74174 | 226.2852 | 297 | 299.5 | 299.2 | 266.3 | 207.4 | 146.3 | 110.1 | 84.4 | 71.6 | 85.7 | 104.9 | 120.8 | 102.3 | 96.7 | 81.5 | 229.2 | 245.8 | 284.3 | 272 | 239.3 | 200.4 | 166.8 | 128.7 | 111.9 | 108.8 | 128.2 | 117 | 85.6 | 76.8 | 68.5 | 484 | 387.7 | 235.4 | 219 | 191.1 | 160.3 | 128 | 144.9 | 142.3 | 132.3 | 110 | 97.4 | 103 | 110.3 | 108.1 | 326.5 | 318.7 | 296.2 | 275.3 | 219.3 | 161.5 | 123.2 | 99.8 | 97.1 | 103.4 | 123.4 | 104.9 | 69.8 | 37.2 | 26.5 | 324.4 | 301.3 | 283.7 | 243.5 | 207.6 | 130.4 | 85.1 | 43.7 | 26.6 | 23.4 | 18.6 | 12.2 | 8.1 | 5.1 | 3.4 | 11.8 | 11 | 9.6 | 8 | 5.9 | 3.6 | 2.3 | 1.6 | 1.4 | 1.6 | 2.1 | 2.6 | 2.3 | 2.2 | 1.8 | 8.9 | 8.4 | 8.4 | 7.5 | 6.6 | 5.3 | 4.2 | 3.1 | 2.5 | 2.2 | 2.5 | 2.3 | 1.8 | 1.8 | 1.7 | 22.4 | 16.2 | 6.4 | 5.4 | 4.8 | 3.3 | 2.5 | 2.9 | 2.8 | 2.8 | 2.4 | 2.1 | 2.2 | 2.4 | 2.4 | 13.9 | 12.4 | 9.3 | 7.6 | 5.5 | 3.5 | 2.5 | 1.9 | 1.9 | 2 | 2.4 | 2 | 1.3 | 0.9 | 0.8 | 13.6 | 12 | 10 | 8.1 | 6.2 | 2.8 | 1.8 | 1 | 0.7 | 0.7 | 0.8 | 0.8 | 0.6 | 0.6 | 0.6 | 1.56 | 1.44 | 1.24 | 1 | 0.71 | 0.41 | 0.24 | 0.16 | 0.14 | 0.17 | 0.22 | 0.27 | 0.26 | 0.24 | 0.2 | 1.17 | 1.09 | 1.05 | 0.91 | 0.78 | 0.61 | 0.47 | 0.35 | 0.27 | 0.23 | 0.26 | 0.24 | 0.19 | 0.19 | 0.19 | 3.02 | 2.15 | 0.78 | 0.61 | 0.55 | 0.35 | 0.26 | 0.29 | 0.29 | 0.29 | 0.25 | 0.23 | 0.24 | 0.26 | 0.25 | 1.87 | 1.64 | 1.18 | 0.93 | 0.63 | 0.37 | 0.25 | 0.19 | 0.19 | 0.2 | 0.24 | 0.21 | 0.13 | 0.09 | 0.08 | 1.82 | 1.59 | 1.3 | 1.03 | 0.76 | 0.31 | 0.18 | 0.11 | 0.07 | 0.07 | 0.08 | 0.08 | 0.06 | 0.06 | 0.06 | 30.1 | 31.2 | 32.4 | 29.2 | 23 | 16.7 | 13 | 10.1 | 8.5 | 10.1 | 12.3 | 14 | 11.7 | 11.1 | 9.4 | 23.3 | 26.1 | 31.3 | 30.4 | 26.7 | 22.6 | 19 | 14.7 | 13 | 12.8 | 15.1 | 13.8 | 10 | 8.8 | 7.8 | 46 | 38.3 | 26.4 | 24.9 | 21.6 | 18.7 | 15.1 | 17.1 | 16.7 | 15.4 | 12.8 | 11.3 | 11.9 | 12.8 | 12.5 | 32.1 | 32.5 | 32.3 | 30.8 | 24.9 | 18.8 | 14.6 | 11.9 | 11.5 | 12.2 | 14.6 | 12.4 | 8.4 | 5.8 | 5.3 | 32.1 | 30.5 | 29.8 | 25.8 | 22.6 | 15.2 | 10.4 | 6 | 4.3 | 4.8 | 5.4 | 5.1 | 3.6 | 3.5 | 3.7 | 1314.3 | 1348.1 | 1384.9 | 1264.2 | 1009.2 | 736.6 | 569.2 | 441 | 374.1 | 447.3 | 544.7 | 622.1 | 522 | 493.7 | 417.5 | 1025.9 | 1130 | 1351.2 | 1321.2 | 1176.6 | 999.3 | 839 | 650.6 | 572.9 | 563.2 | 667.6 | 608.4 | 442.4 | 391.2 | 345.9 | 2051.3 | 1704.6 | 1139.5 | 1098.5 | 954.9 | 828.1 | 666.4 | 753.9 | 739.1 | 683.7 | 566.4 | 500.2 | 529 | 567.1 | 555.4 | 1414.7 | 1413.5 | 1381.3 | 1331.4 | 1093.1 | 830 | 639.7 | 520.7 | 506.5 | 539 | 643.6 | 547 | 364.7 | 297.8 | 294 | 1412 | 1332.4 | 1295.5 | 1140.9 | 1005.4 | 668.1 | 464.2 | 294.8 | 229.6 | 280 | 324.1 | 313.8 | 220.4 | 186.1 | 190.4 | 0.16 | 0.17 | 0.17 | 0.14 | 0.1 | 0.07 | 0.05 | 0.04 | 0.03 | 0.04 | 0.05 | 0.05 | 0.05 | 0.04 | 0.04 | 0.12 | 0.13 | 0.15 | 0.14 | 0.11 | 0.09 | 0.07 | 0.06 | 0.05 | 0.05 | 0.06 | 0.05 | 0.04 | 0.03 | 0.03 | 0.26 | 0.2 | 0.12 | 0.1 | 0.09 | 0.07 | 0.06 | 0.06 | 0.06 | 0.06 | 0.05 | 0.04 | 0.05 | 0.05 | 0.05 | 0.18 | 0.18 | 0.17 | 0.14 | 0.1 | 0.07 | 0.05 | 0.04 | 0.04 | 0.05 | 0.05 | 0.05 | 0.03 | 0.02 | 0.02 | 0.18 | 0.17 | 0.15 | 0.12 | 0.1 | 0.06 | 0.04 | 0.02 | 0.02 | 0.02 | 0.02 | 0.02 | 0.01 | 0.01 | 0.01 | 0.0469
RFCEc | 0 | 415.1836 | 21.6788 | 2.9246 | 416.5656 | 36.5431 | 1730.3816 | 0.1898 | 85.0441 | 451.7267 | 1752.0604 | 3.1145 | 501.6097 | 611.3 | 590.8 | 588.2 | 533.7 | 441.6 | 343 | 283.6 | 292.7 | 298.6 | 293.4 | 292 | 302.1 | 313.8 | 316.6 | 310.2 | 604.3 | 567.2 | 565.9 | 508.1 | 471.8 | 437.8 | 382.5 | 330.1 | 281.8 | 220.2 | 245.4 | 220 | 253.2 | 259.9 | 290.2 | 486.4 | 453.3 | 410.5 | 444.6 | 415.8 | 448.5 | 367.5 | 365.6 | 300.7 | 309.6 | 313.3 | 312.5 | 310 | 311.1 | 307.4 | 385.3 | 433 | 431.3 | 400.3 | 301 | 242.5 | 239 | 232.4 | 208.3 | 167.4 | 142.1 | 129.6 | 109 | 70.7 | 50.5 | 380.1 | 404.9 | 354.8 | 317.3 | 236.8 | 193.7 | 120.5 | 55.1 | 21.1 | 16.1 | 12.7 | 8 | 5.9 | 3.7 | 2.7 | 49.6 | 45.7 | 43.6 | 35.1 | 24.3 | 12.4 | 5.5 | 5.8 | 6.4 | 6.4 | 6.9 | 8.4 | 10.4 | 10.8 | 10.2 | 52.2 | 44.5 | 41 | 32 | 28.7 | 26.3 | 20.9 | 17.9 | 12 | 7.6 | 6.2 | 6 | 7.3 | 9.4 | 10 | 31.4 | 25.9 | 19.6 | 24 | 21.6 | 26.6 | 16.8 | 16.8 | 8.4 | 9.5 | 10 | 9.7 | 8.8 | 8.3 | 7.6 | 31.2 | 32.8 | 31.5 | 24.1 | 13.6 | 5.6 | 5.1 | 5 | 4.5 | 3.3 | 2.8 | 2.5 | 2.1 | 1.9 | 1.8 | 30.2 | 30.5 | 25.7 | 19.2 | 10.4 | 5.3 | 2.8 | 1.6 | 0.9 | 1 | 1.3 | 1.7 | 1.3 | 1.4 | 1.4 | 7.03 | 6.45 | 6.14 | 4.88 | 3.3 | 1.57 | 0.56 | 0.59 | 0.69 | 0.69 | 0.76 | 0.99 | 1.29 | 1.34 | 1.25 | 7.44 | 6.3 | 5.76 | 4.43 | 3.96 | 3.62 | 2.84 | 2.43 | 1.57 | 0.95 | 0.7 | 0.7 | 0.86 | 1.18 | 1.24 | 4.35 | 3.54 | 2.6 | 3.25 | 2.91 | 3.65 | 2.22 | 2.21 | 0.99 | 1.14 | 1.22 | 1.18 | 1.04 | 0.96 | 0.87 | 4.43 | 4.62 | 4.42 | 3.31 | 1.78 | 0.62 | 0.55 | 0.54 | 0.48 | 0.34 | 0.28 | 0.26 | 0.21 | 0.19 | 0.18 | 4.27 | 4.29 | 3.61 | 2.65 | 1.37 | 0.63 | 0.3 | 0.17 | 0.09 | 0.1 | 0.13 | 0.17 | 0.13 | 0.14 | 0.14 | 37.7 | 38.6 | 40.1 | 40.4 | 37.7 | 35.2 | 33.4 | 34.4 | 34.5 | 33.9 | 33.3 | 33.2 | 33 | 33.1 | 32.8 | 34.4 | 36.4 | 39.5 | 39.8 | 37.8 | 35.4 | 32.8 | 28.5 | 27.3 | 22.9 | 27.6 | 24.3 | 27.7 | 26.7 | 30.2 | 37.4 | 37.8 | 37.8 | 38.4 | 36.6 | 36.5 | 34.4 | 34.3 | 33.1 | 33.3 | 33.3 | 33.5 | 33.9 | 34.5 | 34.6 | 23.8 | 28.9 | 29.8 | 32.4 | 28.4 | 27.7 | 27.7 | 26.9 | 24.1 | 19.7 | 16.7 | 15.2 | 12.9 | 11.9 | 11.3 | 24.1 | 27.2 | 24.7 | 25.5 | 22.6 | 21.4 | 14.9 | 9.1 | 5.5 | 6.4 | 8.6 | 10.6 | 8.2 | 9 | 8.8 | 1986.7 | 1990.9 | 2040.2 | 1992.6 | 1801.6 | 1604.1 | 1478.9 | 1522.9 | 1535.5 | 1506.7 | 1484.2 | 1493.9 | 1497.1 | 1502.3 | 1484.5 | 1865.5 | 1889.4 | 1992.7 | 1939.8 | 1835.4 | 1714.4 | 1563.2 | 1354.4 | 1260.3 | 1041.6 | 1234 | 1091.6 | 1245.2 | 1215.8 | 1374.7 | 1838.1 | 1818.3 | 1771.2 | 1829.6 | 1736.8 | 1769.2 | 1607.4 | 1598.5 | 1486.1 | 1504.2 | 1508.3 | 1512.9 | 1526.8 | 1549.7 | 1548.7 | 1253.8 | 1479.8 | 1511.7 | 1566.5 | 1323.6 | 1234.7 | 1229.3 | 1194.4 | 1070.6 | 871.2 | 739.9 | 675.1 | 569.4 | 652.3 | 688.6 | 1257 | 1390.7 | 1250 | 1236.9 | 1048.9 | 957.8 | 700 | 517 | 369.9 | 447.1 | 595.1 | 720.6 | 544.2 | 513.4 | 492.8 | 0.29 | 0.28 | 0.28 | 0.25 | 0.2 | 0.15 | 0.12 | 0.13 | 0.13 | 0.13 | 0.13 | 0.13 | 0.14 | 0.14 | 0.14 | 0.29 | 0.27 | 0.27 | 0.24 | 0.22 | 0.2 | 0.18 | 0.15 | 0.13 | 0.1 | 0.11 | 0.1 | 0.11 | 0.12 | 0.13 | 0.23 | 0.21 | 0.19 | 0.2 | 0.19 | 0.21 | 0.17 | 0.17 | 0.13 | 0.14 | 0.14 | 0.14 | 0.14 | 0.14 | 0.14 | 0.18 | 0.21 | 0.21 | 0.19 | 0.14 | 0.11 | 0.1 | 0.1 | 0.09 | 0.07 | 0.06 | 0.06 | 0.05 | 0.04 | 0.04 | 0.18 | 0.19 | 0.17 | 0.15 | 0.11 | 0.09 | 0.06 | 0.03 | 0.02 | 0.02 | 0.03 | 0.04 | 0.03 | 0.03 | 0.03 | 0.0422
| 1 | 411.8678 | 21.1518 | 2.8472 | 413.2145 | 36.5258 | 1727.2185 | 0.1898 | 84.9382 | 448.3936 | 1748.3702 | 3.037 | 498.1527 | 606.2 | 583.2 | 581.6 | 525.2 | 437.6 | 338.5 | 284.6 | 293.6 | 299.2 | 293.9 | 292.7 | 302.6 | 314.3 | 317.5 | 311.7 | 598 | 559 | 557.1 | 501.3 | 467.3 | 433.7 | 380.6 | 332.6 | 284.7 | 221.7 | 244.9 | 220.3 | 256.6 | 263.7 | 296.4 | 486.7 | 453.8 | 412.4 | 446.5 | 417.6 | 442.8 | 362.1 | 360 | 300.1 | 309.6 | 313.8 | 313.7 | 310.8 | 310.7 | 306.5 | 382.3 | 425.9 | 421.7 | 392.7 | 298.4 | 242.2 | 238.1 | 231.5 | 208 | 167.7 | 142.4 | 129.1 | 108.8 | 70.6 | 51 | 377.8 | 397.3 | 345.4 | 309 | 236.2 | 195.3 | 122.5 | 55.3 | 20.8 | 15.7 | 12.3 | 7.6 | 5.6 | 3.6 | 2.6 | 48.8 | 44.6 | 42.6 | 33.9 | 23.7 | 11.7 | 5.5 | 5.8 | 6.5 | 6.4 | 6.9 | 8.4 | 10.4 | 10.7 | 10.1 | 51.5 | 43.9 | 40 | 31.5 | 28.2 | 25.7 | 20.3 | 17.6 | 11.8 | 7.5 | 6 | 5.9 | 7.3 | 9.6 | 10.3 | 31.5 | 26 | 19.9 | 24.3 | 21.9 | 26.2 | 16.5 | 16.4 | 8.3 | 9.4 | 10 | 9.9 | 8.9 | 8.3 | 7.6 | 30.7 | 31.9 | 30.2 | 23.1 | 13.2 | 5.6 | 5.1 | 5 | 4.6 | 3.3 | 2.8 | 2.5 | 2.1 | 1.9 | 1.8 | 29.8 | 29.4 | 24.4 | 18.1 | 10.1 | 5.3 | 2.8 | 1.6 | 0.9 | 1 | 1.4 | 1.7 | 1.3 | 1.4 | 1.4 | 6.92 | 6.29 | 5.98 | 4.71 | 3.21 | 1.47 | 0.56 | 0.6 | 0.7 | 0.69 | 0.76 | 0.98 | 1.28 | 1.33 | 1.24 | 7.34 | 6.21 | 5.61 | 4.35 | 3.88 | 3.53 | 2.75 | 2.37 | 1.54 | 0.93 | 0.67 | 0.69 | 0.86 | 1.21 | 1.29 | 4.36 | 3.55 | 2.64 | 3.29 | 2.95 | 3.6 | 2.18 | 2.16 | 0.97 | 1.13 | 1.23 | 1.2 | 1.06 | 0.97 | 0.86 | 4.35 | 4.49 | 4.23 | 3.17 | 1.73 | 0.61 | 0.55 | 0.54 | 0.49 | 0.34 | 0.28 | 0.26 | 0.21 | 0.19 | 0.18 | 4.21 | 4.14 | 3.41 | 2.48 | 1.31 | 0.61 | 0.3 | 0.17 | 0.09 | 0.1 | 0.14 | 0.17 | 0.13 | 0.14 | 0.14 | 37.8 | 38.5 | 40.1 | 40.3 | 37.7 | 35.1 | 33.5 | 34.4 | 34.5 | 33.9 | 33.4 | 33.3 | 33.1 | 33.2 | 33 | 34.2 | 35.9 | 39.1 | 39.3 | 37.7 | 35.4 | 33.1 | 29.1 | 27.8 | 23.2 | 27.7 | 24.4 | 28.1 | 27 | 30.7 | 37.3 | 37.8 | 37.8 | 38.4 | 36.6 | 36.1 | 34 | 33.8 | 33.1 | 33.3 | 33.3 | 33.5 | 33.9 | 34.5 | 34.6 | 23.9 | 28.8 | 29.7 | 32.2 | 28.4 | 27.7 | 27.5 | 26.7 | 24 | 19.7 | 16.7 | 15.2 | 12.9 | 12 | 11.6 | 24.1 | 27.1 | 24.6 | 25.5 | 22.8 | 21.7 | 15.2 | 9.3 | 5.7 | 6.5 | 8.7 | 10.7 | 8.2 | 9.1 | 9 | 1981.3 | 1981.1 | 2035.3 | 1980.5 | 1797.6 | 1598.8 | 1482.9 | 1525.3 | 1536 | 1508.5 | 1487.6 | 1497.6 | 1501.7 | 1509.8 | 1495.1 | 1850.4 | 1862.9 | 1973 | 1917.6 | 1825.3 | 1709.7 | 1572.2 | 1379.9 | 1283 | 1054.4 | 1237.6 | 1095.4 | 1263.3 | 1232.7 | 1398 | 1836.9 | 1817.8 | 1772.5 | 1831.8 | 1739.1 | 1747.9 | 1586.3 | 1577 | 1485.6 | 1505.6 | 1510.2 | 1514.9 | 1527.8 | 1546.8 | 1544.7 | 1251.6 | 1467.6 | 1497.4 | 1553.3 | 1320.7 | 1234.4 | 1224.1 | 1189.2 | 1067.5 | 872.7 | 741.3 | 672.3 | 568.8 | 663.4 | 707.9 | 1255.5 | 1379.8 | 1237.5 | 1225.5 | 1056.4 | 970.1 | 719.6 | 533.4 | 384.1 | 464.5 | 611.5 | 735.3 | 547.7 | 518.9 | 502.6 | 0.29 | 0.28 | 0.28 | 0.25 | 0.2 | 0.15 | 0.12 | 0.13 | 0.13 | 0.13 | 0.13 | 0.13 | 0.14 | 0.14 | 0.14 | 0.29 | 0.27 | 0.27 | 0.24 | 0.22 | 0.2 | 0.18 | 0.15 | 0.13 | 0.1 | 0.11 | 0.1 | 0.11 | 0.12 | 0.13 | 0.23 | 0.21 | 0.19 | 0.21 | 0.19 | 0.21 | 0.16 | 0.16 | 0.13 | 0.14 | 0.14 | 0.14 | 0.14 | 0.14 | 0.13 | 0.18 | 0.2 | 0.2 | 0.18 | 0.14 | 0.11 | 0.1 | 0.1 | 0.09 | 0.07 | 0.06 | 0.06 | 0.05 | 0.04 | 0.04 | 0.18 | 0.19 | 0.16 | 0.14 | 0.11 | 0.09 | 0.06 | 0.04 | 0.02 | 0.02 | 0.03 | 0.04 | 0.03 | 0.03 | 0.03 | 0.0414
| 2 | 410.4915 | 20.9739 | 2.8153 | 411.8248 | 36.5465 | 1725.655 | 0.1898 | 84.9151 | 447.0379 | 1746.6289 | 3.0051 | 496.7399 | 603.7 | 581.5 | 579.1 | 522.2 | 434.5 | 335.7 | 284.7 | 293.8 | 299.4 | 294.2 | 293.2 | 302.7 | 314.7 | 317.5 | 312.1 | 600.1 | 557.8 | 552.5 | 496 | 464.4 | 431.4 | 381.2 | 333.5 | 285.2 | 224.5 | 247.9 | 223 | 257.9 | 265.1 | 297.8 | 485.2 | 452.1 | 411.7 | 444.8 | 416.8 | 441.6 | 362.4 | 360.1 | 301 | 310 | 313.7 | 313.2 | 310.6 | 310.9 | 306.4 | 381.9 | 423.8 | 416.8 | 389.7 | 297.7 | 242.7 | 238.5 | 231.5 | 209 | 168.7 | 143.2 | 129.9 | 110.9 | 72.8 | 53 | 378.9 | 397.7 | 344.2 | 308.8 | 236.1 | 194.3 | 121.6 | 54.6 | 21.2 | 15.6 | 12.2 | 7.5 | 5.7 | 3.6 | 2.6 | 48.4 | 44.3 | 42.2 | 33.6 | 23.3 | 11.4 | 5.5 | 5.9 | 6.5 | 6.5 | 6.9 | 8.4 | 10.4 | 10.7 | 10.1 | 51.6 | 43.5 | 39.3 | 30.8 | 27.9 | 25.5 | 20.4 | 17.7 | 11.9 | 7.6 | 6.1 | 6 | 7.4 | 9.7 | 10.4 | 31.2 | 25.8 | 19.8 | 24.1 | 21.8 | 26 | 16.5 | 16.3 | 8.4 | 9.5 | 10.1 | 9.8 | 8.9 | 8.4 | 7.6 | 30.6 | 31.6 | 29.5 | 22.8 | 13 | 5.6 | 5.2 | 5.1 | 4.7 | 3.3 | 2.8 | 2.5 | 2.1 | 2 | 1.9 | 30 | 29.4 | 24.1 | 18 | 10 | 5.2 | 2.7 | 1.6 | 0.9 | 1 | 1.4 | 1.7 | 1.3 | 1.5 | 1.5 | 6.86 | 6.25 | 5.92 | 4.65 | 3.15 | 1.41 | 0.56 | 0.6 | 0.7 | 0.69 | 0.76 | 0.98 | 1.28 | 1.33 | 1.24 | 7.35 | 6.15 | 5.5 | 4.25 | 3.83 | 3.5 | 2.76 | 2.4 | 1.54 | 0.95 | 0.69 | 0.7 | 0.88 | 1.22 | 1.31 | 4.32 | 3.52 | 2.64 | 3.26 | 2.94 | 3.57 | 2.17 | 2.15 | 0.99 | 1.15 | 1.24 | 1.2 | 1.06 | 0.97 | 0.87 | 4.34 | 4.46 | 4.13 | 3.12 | 1.7 | 0.61 | 0.56 | 0.55 | 0.5 | 0.34 | 0.29 | 0.26 | 0.21 | 0.2 | 0.19 | 4.24 | 4.13 | 3.37 | 2.46 | 1.31 | 0.61 | 0.29 | 0.17 | 0.09 | 0.1 | 0.14 | 0.17 | 0.13 | 0.15 | 0.15 | 37.8 | 38.5 | 40.2 | 40.3 | 37.7 | 35.1 | 33.5 | 34.4 | 34.6 | 33.9 | 33.4 | 33.3 | 33.1 | 33.2 | 33.1 | 34.4 | 36.1 | 39.2 | 39.3 | 37.6 | 35.3 | 33.1 | 29.1 | 27.8 | 23.5 | 28 | 24.7 | 28.2 | 27.1 | 30.8 | 37.4 | 37.8 | 37.7 | 38.3 | 36.6 | 36.1 | 34.1 | 33.9 | 33.1 | 33.3 | 33.3 | 33.4 | 33.9 | 34.5 | 34.5 | 23.9 | 28.7 | 29.7 | 32.1 | 28.5 | 27.8 | 27.5 | 26.7 | 24 | 19.8 | 16.8 | 15.3 | 13.1 | 12.3 | 11.8 | 24.1 | 27.2 | 24.7 | 25.5 | 22.8 | 21.6 | 15.2 | 9.3 | 5.8 | 6.6 | 8.9 | 10.9 | 8.3 | 9.3 | 9.3 | 1979.4 | 1978.2 | 2033.6 | 1975.1 | 1793.4 | 1595 | 1483.6 | 1526 | 1537.1 | 1509.7 | 1489.6 | 1498 | 1503.2 | 1510.2 | 1497.2 | 1859.4 | 1867.5 | 1969.6 | 1908.5 | 1819.3 | 1703.4 | 1573 | 1379.8 | 1285.1 | 1065.6 | 1250.3 | 1108 | 1267.1 | 1237.1 | 1403.1 | 1835.6 | 1814.5 | 1769.6 | 1827.3 | 1736.6 | 1747.6 | 1588.4 | 1580.2 | 1487.8 | 1504.8 | 1508 | 1513.3 | 1527.2 | 1546.5 | 1542.8 | 1251.8 | 1462.2 | 1489.5 | 1546.2 | 1321.5 | 1237.1 | 1224.2 | 1186.6 | 1069.9 | 877.7 | 745.9 | 676.5 | 579.7 | 675.3 | 718.6 | 1256.3 | 1382.9 | 1239.2 | 1227.4 | 1056.3 | 965.3 | 718 | 535 | 391.2 | 474 | 626.9 | 752.8 | 560.2 | 533.7 | 521.3 | 0.29 | 0.28 | 0.28 | 0.25 | 0.2 | 0.15 | 0.12 | 0.13 | 0.13 | 0.13 | 0.13 | 0.13 | 0.14 | 0.14 | 0.14 | 0.29 | 0.27 | 0.26 | 0.23 | 0.22 | 0.2 | 0.18 | 0.15 | 0.13 | 0.1 | 0.11 | 0.1 | 0.11 | 0.12 | 0.13 | 0.23 | 0.21 | 0.19 | 0.2 | 0.19 | 0.2 | 0.16 | 0.16 | 0.13 | 0.14 | 0.14 | 0.14 | 0.14 | 0.14 | 0.13 | 0.18 | 0.2 | 0.2 | 0.18 | 0.13 | 0.11 | 0.1 | 0.1 | 0.09 | 0.07 | 0.06 | 0.06 | 0.05 | 0.05 | 0.04 | 0.18 | 0.19 | 0.16 | 0.14 | 0.11 | 0.09 | 0.06 | 0.04 | 0.02 | 0.02 | 0.03 | 0.04 | 0.03 | 0.03 | 0.03 | 0.041547
| 3 | 411.8789 | 20.9665 | 2.817 | 413.2125 | 36.7023 | 1733.6617 | 0.1898 | 85.2951 | 448.5811 | 1754.6283 | 3.0069 | 498.5076 | 606.1 | 584.8 | 582.2 | 524.4 | 435.2 | 336.5 | 284.6 | 293.7 | 299.9 | 295.1 | 294.3 | 304.1 | 316.7 | 319.9 | 314.7 | 606.3 | 564.2 | 559.4 | 501.2 | 467 | 431.6 | 382 | 334.5 | 286.8 | 224.4 | 248.7 | 223.7 | 260.9 | 268.5 | 302.4 | 485.3 | 454.1 | 411.4 | 446.4 | 416.5 | 445.3 | 365.6 | 363.5 | 302.5 | 311.8 | 314.9 | 314.7 | 312.5 | 313.4 | 308.4 | 383.6 | 430.1 | 425.9 | 396.9 | 299.8 | 242.7 | 238.8 | 231.8 | 210.2 | 170.1 | 144.3 | 130.5 | 111 | 72.9 | 52.2 | 378.6 | 399.5 | 346.8 | 310.6 | 234.6 | 192.9 | 120.3 | 54.6 | 21 | 16 | 12.7 | 7.6 | 5.7 | 3.7 | 2.7 | 48.8 | 44.5 | 42.3 | 33.4 | 23.2 | 11.3 | 5.5 | 5.8 | 6.5 | 6.5 | 7 | 8.5 | 10.6 | 10.8 | 10.3 | 52.2 | 43.9 | 40 | 31.4 | 28.6 | 25.9 | 20.5 | 17.8 | 11.9 | 7.6 | 6.1 | 6.1 | 7.5 | 9.8 | 10.5 | 31.1 | 25.8 | 19.5 | 24 | 21.7 | 26.1 | 16.5 | 16.4 | 8.5 | 9.7 | 10.2 | 10 | 9.1 | 8.6 | 7.7 | 30.9 | 32.2 | 30.5 | 23.4 | 13.2 | 5.5 | 5.1 | 5 | 4.6 | 3.3 | 2.8 | 2.5 | 2.1 | 2 | 1.9 | 29.9 | 29.5 | 24.3 | 18.1 | 10 | 5.2 | 2.7 | 1.6 | 0.9 | 1 | 1.4 | 1.7 | 1.3 | 1.5 | 1.5 | 6.91 | 6.27 | 5.94 | 4.62 | 3.13 | 1.41 | 0.56 | 0.6 | 0.7 | 0.7 | 0.78 | 1 | 1.31 | 1.35 | 1.26 | 7.44 | 6.2 | 5.61 | 4.34 | 3.94 | 3.55 | 2.78 | 2.4 | 1.54 | 0.94 | 0.69 | 0.71 | 0.89 | 1.23 | 1.32 | 4.3 | 3.52 | 2.58 | 3.26 | 2.92 | 3.58 | 2.17 | 2.15 | 1.01 | 1.18 | 1.25 | 1.22 | 1.08 | 1 | 0.88 | 4.38 | 4.54 | 4.27 | 3.21 | 1.74 | 0.6 | 0.55 | 0.53 | 0.49 | 0.34 | 0.29 | 0.26 | 0.21 | 0.2 | 0.19 | 4.23 | 4.14 | 3.4 | 2.47 | 1.31 | 0.6 | 0.29 | 0.17 | 0.09 | 0.1 | 0.14 | 0.17 | 0.13 | 0.15 | 0.15 | 37.8 | 38.8 | 40.4 | 40.7 | 37.9 | 35.2 | 33.5 | 34.4 | 34.6 | 34 | 33.5 | 33.4 | 33.2 | 33.4 | 33.3 | 34.7 | 36.6 | 39.5 | 39.4 | 37.3 | 35 | 33.1 | 29.2 | 28.1 | 23.5 | 28.1 | 24.8 | 28.5 | 27.5 | 31.4 | 37.5 | 38 | 38 | 38.6 | 36.7 | 36.5 | 34.5 | 34.3 | 33.1 | 33.4 | 33.3 | 33.5 | 34 | 34.6 | 34.7 | 23.9 | 29 | 30 | 32.5 | 28.5 | 27.8 | 27.7 | 26.8 | 24.3 | 20 | 17 | 15.4 | 13.1 | 12.4 | 11.8 | 24.1 | 27.4 | 24.9 | 25.7 | 22.7 | 21.4 | 15.1 | 9.2 | 5.7 | 6.6 | 8.8 | 10.7 | 8.2 | 9.3 | 9.3 | 1983.4 | 1993.3 | 2047.4 | 1993.6 | 1800 | 1600.4 | 1484 | 1526.6 | 1540.2 | 1514.1 | 1493.7 | 1503.5 | 1508.6 | 1519.6 | 1507.1 | 1876.9 | 1892.6 | 1987.8 | 1920.1 | 1812.9 | 1692.5 | 1572.9 | 1384.2 | 1294.1 | 1066 | 1254.4 | 1110.8 | 1282.7 | 1254.1 | 1426.7 | 1841.3 | 1826.4 | 1779.7 | 1838 | 1740.1 | 1766.2 | 1607.3 | 1599.2 | 1491.3 | 1509 | 1511.2 | 1517.2 | 1532.4 | 1554.2 | 1551.9 | 1252.9 | 1481.3 | 1512.8 | 1569.1 | 1326.8 | 1239.5 | 1228.9 | 1192.2 | 1080.2 | 886.1 | 751.6 | 680.3 | 579.9 | 679.7 | 720.4 | 1256.4 | 1391.5 | 1249.3 | 1235.4 | 1048.8 | 958.9 | 713.4 | 534.3 | 390.3 | 468.2 | 613.7 | 736 | 548.8 | 531.9 | 521.3 | 0.29 | 0.28 | 0.28 | 0.25 | 0.2 | 0.15 | 0.12 | 0.13 | 0.13 | 0.13 | 0.13 | 0.13 | 0.14 | 0.14 | 0.14 | 0.29 | 0.27 | 0.27 | 0.24 | 0.22 | 0.2 | 0.18 | 0.15 | 0.13 | 0.1 | 0.11 | 0.1 | 0.12 | 0.12 | 0.14 | 0.23 | 0.21 | 0.19 | 0.21 | 0.19 | 0.21 | 0.17 | 0.16 | 0.13 | 0.14 | 0.14 | 0.14 | 0.14 | 0.14 | 0.14 | 0.18 | 0.21 | 0.2 | 0.19 | 0.14 | 0.11 | 0.1 | 0.1 | 0.09 | 0.07 | 0.06 | 0.06 | 0.05 | 0.05 | 0.04 | 0.18 | 0.19 | 0.16 | 0.14 | 0.11 | 0.09 | 0.06 | 0.04 | 0.02 | 0.02 | 0.03 | 0.04 | 0.03 | 0.03 | 0.03 | 0.0431
| 4 | 419.1302 | 21.9354 | 2.9578 | 420.5282 | 36.8284 | 1745.4824 | 0.19217 | 85.7529 | 455.9586 | 1767.4178 | 3.1499 | 506.281 | 615.5 | 597.7 | 596.3 | 539.7 | 444.7 | 342.4 | 286.6 | 295 | 300.2 | 296 | 295.7 | 306.3 | 318.3 | 321.4 | 316 | 624.2 | 580.8 | 575.8 | 517.4 | 479 | 434.2 | 376.2 | 325.8 | 276.4 | 218.4 | 245.5 | 223.9 | 261.9 | 269.1 | 303.9 | 495.5 | 461.8 | 413.7 | 449.9 | 419.3 | 450.5 | 369.7 | 368.1 | 302.9 | 310.7 | 313.5 | 314.8 | 313.5 | 314.8 | 309.7 | 389.1 | 439 | 439.4 | 408.7 | 306.8 | 243.8 | 240.5 | 233.1 | 213.4 | 172.4 | 145.6 | 128.8 | 107.3 | 70.7 | 49.8 | 384.9 | 410.9 | 358.4 | 320.2 | 230.5 | 181.1 | 107.3 | 48.3 | 20.7 | 16.5 | 13.1 | 8.2 | 6.1 | 3.8 | 2.7 | 50.1 | 46.2 | 44.3 | 35.7 | 24.7 | 12.2 | 5.5 | 5.8 | 6.5 | 6.4 | 7 | 8.6 | 10.7 | 11 | 10.4 | 54.2 | 45.6 | 42.5 | 34.5 | 31.6 | 27.8 | 21 | 18 | 11.6 | 7.5 | 6 | 6.1 | 7.5 | 9.8 | 10.5 | 32.5 | 26.7 | 19.4 | 24.2 | 22 | 26.3 | 16.5 | 16.4 | 8.4 | 9.4 | 9.8 | 9.8 | 9.1 | 8.6 | 7.7 | 31.7 | 33.3 | 32.4 | 25 | 14.3 | 5.6 | 5.2 | 5.1 | 4.7 | 3.4 | 2.8 | 2.5 | 2 | 1.9 | 1.8 | 30.8 | 31 | 25.9 | 19.4 | 10.4 | 5.1 | 2.5 | 1.5 | 0.9 | 1 | 1.4 | 1.7 | 1.3 | 1.5 | 1.4 | 7.11 | 6.52 | 6.23 | 4.96 | 3.36 | 1.53 | 0.56 | 0.6 | 0.69 | 0.69 | 0.77 | 1.01 | 1.33 | 1.37 | 1.28 | 7.73 | 6.45 | 5.97 | 4.81 | 4.38 | 3.85 | 2.86 | 2.45 | 1.52 | 0.93 | 0.67 | 0.72 | 0.89 | 1.24 | 1.32 | 4.51 | 3.65 | 2.58 | 3.28 | 2.96 | 3.6 | 2.17 | 2.16 | 0.99 | 1.13 | 1.2 | 1.2 | 1.08 | 1 | 0.87 | 4.5 | 4.7 | 4.55 | 3.45 | 1.9 | 0.61 | 0.56 | 0.55 | 0.51 | 0.34 | 0.29 | 0.25 | 0.2 | 0.19 | 0.18 | 4.36 | 4.36 | 3.63 | 2.67 | 1.37 | 0.61 | 0.27 | 0.16 | 0.09 | 0.1 | 0.14 | 0.17 | 0.13 | 0.15 | 0.14 | 37.8 | 39 | 40.6 | 40.7 | 37.8 | 35.3 | 33.7 | 34.6 | 34.7 | 34.2 | 33.7 | 33.6 | 33.4 | 33.5 | 33.3 | 35.3 | 37.2 | 39.4 | 38.8 | 36.2 | 33.6 | 31.9 | 27.8 | 26.9 | 22.8 | 27.8 | 24.7 | 28.6 | 27.5 | 31.6 | 37.6 | 38.3 | 38.3 | 38.9 | 36.8 | 37.1 | 35 | 34.9 | 33.3 | 33.5 | 33.5 | 33.6 | 34.2 | 34.8 | 34.9 | 23.9 | 29.2 | 30.1 | 32.6 | 28.5 | 27.9 | 27.8 | 26.9 | 24.6 | 20.3 | 17.1 | 15.2 | 12.7 | 12.1 | 11.5 | 24.1 | 27.5 | 25 | 25.7 | 21.8 | 19.9 | 13.5 | 8.5 | 5.6 | 6.5 | 8.8 | 10.9 | 8.4 | 9.3 | 9.1 | 1995.7 | 2015.6 | 2068.2 | 2010.3 | 1806.6 | 1607.7 | 1493.9 | 1533.8 | 1544.3 | 1520.5 | 1501.8 | 1512 | 1514.8 | 1523.7 | 1510.9 | 1918.4 | 1934.6 | 2004.6 | 1915.4 | 1787.5 | 1646.9 | 1523.8 | 1326.5 | 1240 | 1035.1 | 1241.1 | 1110.6 | 1287.7 | 1256.1 | 1436.3 | 1854.4 | 1843.5 | 1792.8 | 1852.7 | 1747.3 | 1790.6 | 1630.9 | 1624.2 | 1497.4 | 1512.4 | 1514.4 | 1522.2 | 1539.4 | 1562.4 | 1560.4 | 1261.1 | 1499 | 1530.6 | 1585.6 | 1332.8 | 1244.1 | 1235 | 1196.2 | 1094.5 | 898.2 | 758.6 | 671.3 | 560.9 | 669.5 | 710.1 | 1264.6 | 1410.9 | 1265.7 | 1248.3 | 1013.3 | 891.7 | 645.9 | 497.6 | 382.4 | 456.3 | 607.7 | 737.5 | 555.7 | 524.2 | 502.1 | 0.29 | 0.29 | 0.28 | 0.25 | 0.21 | 0.15 | 0.12 | 0.13 | 0.13 | 0.13 | 0.13 | 0.14 | 0.14 | 0.14 | 0.14 | 0.3 | 0.28 | 0.27 | 0.25 | 0.23 | 0.2 | 0.17 | 0.15 | 0.13 | 0.1 | 0.11 | 0.1 | 0.12 | 0.12 | 0.14 | 0.23 | 0.21 | 0.19 | 0.21 | 0.19 | 0.21 | 0.17 | 0.17 | 0.13 | 0.14 | 0.14 | 0.14 | 0.14 | 0.14 | 0.14 | 0.19 | 0.21 | 0.21 | 0.19 | 0.14 | 0.11 | 0.11 | 0.1 | 0.09 | 0.08 | 0.06 | 0.06 | 0.05 | 0.04 | 0.04 | 0.18 | 0.2 | 0.17 | 0.15 | 0.11 | 0.08 | 0.05 | 0.03 | 0.02 | 0.02 | 0.03 | 0.04 | 0.03 | 0.03 | 0.03 | 0.0464
| 5 | 409.134 | 22.7083 | 3.0889 | 410.5883 | 34.7836 | 1661.7676 | 0.18974 | 81.3634 | 443.9176 | 1684.4759 | 3.2786 | 491.9518 | 632.5 | 580.2 | 576 | 507 | 440.9 | 340.5 | 285.6 | 292.1 | 296.7 | 293.6 | 294.4 | 305 | 317.4 | 321.4 | 316.8 | 655.5 | 560.3 | 551.6 | 467.2 | 467.2 | 412.5 | 365 | 310 | 256 | 195.3 | 221.9 | 204 | 249.2 | 267.1 | 311 | 503 | 463.5 | 416.5 | 441 | 412.8 | 413 | 340.4 | 339.3 | 301.1 | 308.5 | 311.3 | 313.3 | 310.8 | 311.6 | 306.5 | 398.1 | 418.3 | 416.5 | 380.1 | 304.7 | 243.6 | 233.5 | 223.3 | 205.6 | 171.2 | 144 | 120.6 | 96 | 62.4 | 44 | 392.9 | 384.2 | 333.9 | 287.6 | 212.7 | 149.8 | 78.6 | 37.1 | 19.3 | 15.8 | 12.4 | 8 | 5.9 | 3.6 | 2.6 | 53.1 | 47.5 | 46.4 | 36.6 | 26.4 | 13 | 5.5 | 5.8 | 6.4 | 6.4 | 6.9 | 8.5 | 10.8 | 11.2 | 10.7 | 58.8 | 47.1 | 44.6 | 34.1 | 33 | 28.1 | 21.8 | 18.3 | 11.5 | 6.7 | 5.3 | 5.6 | 7.3 | 10 | 11.1 | 33.8 | 27.9 | 21.1 | 25.3 | 22.6 | 25.2 | 15.3 | 15.2 | 8.2 | 9.1 | 9.6 | 9.7 | 8.9 | 8.5 | 7.7 | 33.3 | 33.9 | 33.4 | 25.1 | 14.9 | 5.7 | 5.1 | 5 | 4.6 | 3.4 | 2.8 | 2.3 | 1.8 | 1.8 | 1.7 | 32.3 | 30.4 | 26 | 18.8 | 10.9 | 4.7 | 1.8 | 1.2 | 0.8 | 1 | 1.3 | 1.6 | 1.3 | 1.4 | 1.4 | 7.56 | 6.74 | 6.58 | 5.15 | 3.62 | 1.66 | 0.56 | 0.59 | 0.68 | 0.69 | 0.76 | 1.01 | 1.35 | 1.4 | 1.33 | 8.41 | 6.7 | 6.33 | 4.8 | 4.62 | 3.92 | 3 | 2.51 | 1.51 | 0.84 | 0.59 | 0.66 | 0.88 | 1.28 | 1.4 | 4.7 | 3.83 | 2.83 | 3.46 | 3.07 | 3.47 | 2.02 | 2 | 0.96 | 1.1 | 1.17 | 1.17 | 1.06 | 0.99 | 0.88 | 4.74 | 4.81 | 4.74 | 3.49 | 1.99 | 0.63 | 0.55 | 0.54 | 0.5 | 0.34 | 0.29 | 0.24 | 0.18 | 0.18 | 0.17 | 4.58 | 4.31 | 3.68 | 2.61 | 1.47 | 0.57 | 0.2 | 0.12 | 0.08 | 0.1 | 0.13 | 0.16 | 0.13 | 0.14 | 0.14 | 37.4 | 35.5 | 35.9 | 35.4 | 35.8 | 34.3 | 33.6 | 34.3 | 34.3 | 33.9 | 33.6 | 33.5 | 33.1 | 33.3 | 33.2 | 35.4 | 33.2 | 34.3 | 32.4 | 33.4 | 30.4 | 29.7 | 25.4 | 24.3 | 20.3 | 25.2 | 22.5 | 27.1 | 27 | 32 | 37.4 | 37.4 | 37.2 | 36.7 | 35.3 | 33 | 32.1 | 32.1 | 33.3 | 33.4 | 33.4 | 33.6 | 33.9 | 34.4 | 34.5 | 23.7 | 25.9 | 26.1 | 28.7 | 27.7 | 27.8 | 27 | 25.7 | 23.7 | 20.1 | 16.9 | 14.2 | 11.4 | 11.1 | 10.8 | 23.9 | 24.4 | 21.6 | 21.9 | 18.9 | 16.1 | 10.2 | 7.1 | 5.3 | 6.1 | 8.3 | 10.4 | 8.1 | 8.8 | 8.6 | 1998.4 | 1870.6 | 1880 | 1786 | 1730.1 | 1571 | 1489.6 | 1518.9 | 1526.2 | 1507.9 | 1497.2 | 1505.9 | 1505.4 | 1515.9 | 1505.8 | 1953.8 | 1766.1 | 1793.1 | 1632.6 | 1670.5 | 1508.6 | 1430.4 | 1221.9 | 1125.3 | 922.9 | 1124.1 | 1010.7 | 1219.4 | 1237.5 | 1459.6 | 1858.5 | 1814.3 | 1756.7 | 1765.6 | 1688 | 1606.4 | 1497.6 | 1495.3 | 1493.5 | 1507.3 | 1509.1 | 1518.8 | 1528.3 | 1546.6 | 1541.5 | 1261.2 | 1358.2 | 1362.5 | 1413.7 | 1301 | 1239.2 | 1198.3 | 1143.8 | 1052.2 | 891 | 750.1 | 628.4 | 501.7 | 627.2 | 681.5 | 1264.5 | 1269.9 | 1117.9 | 1075.4 | 891.3 | 722.8 | 492.6 | 429.4 | 360.7 | 431.4 | 573 | 701.5 | 532.8 | 497.9 | 473.2 | 0.3 | 0.28 | 0.28 | 0.24 | 0.21 | 0.15 | 0.12 | 0.13 | 0.13 | 0.13 | 0.13 | 0.13 | 0.14 | 0.14 | 0.14 | 0.32 | 0.27 | 0.27 | 0.23 | 0.22 | 0.2 | 0.17 | 0.15 | 0.12 | 0.09 | 0.1 | 0.09 | 0.11 | 0.12 | 0.14 | 0.24 | 0.22 | 0.19 | 0.2 | 0.19 | 0.19 | 0.15 | 0.15 | 0.13 | 0.14 | 0.14 | 0.14 | 0.14 | 0.14 | 0.13 | 0.19 | 0.2 | 0.2 | 0.18 | 0.14 | 0.11 | 0.1 | 0.1 | 0.09 | 0.07 | 0.06 | 0.05 | 0.04 | 0.04 | 0.04 | 0.19 | 0.19 | 0.16 | 0.14 | 0.1 | 0.07 | 0.04 | 0.03 | 0.02 | 0.02 | 0.03 | 0.04 | 0.03 | 0.03 | 0.03 | 0.0503
| 6 | 364.1526 | 20.0025 | 2.7234 | 365.4344 | 31.2267 | 1480.2277 | 0.17179 | 72.7186 | 395.3794 | 1500.2302 | 2.8952 | 438.153 | 617.5 | 520.9 | 483.1 | 396.6 | 378.9 | 312.9 | 278.9 | 281.5 | 284.5 | 283.5 | 287.1 | 295.7 | 305.3 | 304.1 | 297.9 | 636.4 | 511.1 | 488.2 | 384.9 | 416.4 | 370 | 343 | 282.1 | 220.8 | 160.7 | 181.8 | 166.2 | 219.4 | 250 | 305.1 | 510.6 | 454.3 | 401.1 | 390.8 | 374.2 | 341.1 | 297.5 | 296.8 | 293.7 | 302.4 | 306.3 | 305.3 | 295.7 | 290.8 | 284.7 | 389.5 | 364.4 | 339.7 | 305 | 275.8 | 238.1 | 217.9 | 202.7 | 185.9 | 162 | 134.8 | 102.8 | 75.5 | 48.8 | 36.6 | 383.9 | 343.5 | 291 | 234.8 | 180.8 | 112.9 | 55.5 | 28.1 | 17.5 | 14 | 9.9 | 6.8 | 4.9 | 2.8 | 2 | 52.6 | 43.7 | 40.3 | 29.3 | 22.4 | 11.5 | 5.4 | 5.6 | 6.2 | 6.3 | 6.8 | 8.2 | 10.2 | 10.4 | 9.8 | 57.5 | 44.1 | 40.4 | 28.4 | 29.4 | 25.4 | 20.6 | 16.6 | 9.7 | 5.4 | 4.2 | 4.5 | 6.5 | 9.2 | 10.8 | 35.3 | 28.7 | 21.8 | 23.4 | 20.9 | 21.4 | 13.1 | 13 | 7.9 | 9.1 | 9.8 | 9.7 | 8.6 | 7.9 | 7.1 | 33 | 30.3 | 28.2 | 20.1 | 13.2 | 5.7 | 4.9 | 4.6 | 4.2 | 3.2 | 2.6 | 2 | 1.4 | 1.5 | 1.5 | 31.9 | 28.2 | 23.9 | 16.3 | 10 | 3.6 | 1.3 | 0.9 | 0.7 | 0.8 | 1.2 | 1.4 | 1.1 | 1.1 | 1.1 | 7.5 | 6.23 | 5.74 | 4.14 | 3.08 | 1.47 | 0.54 | 0.58 | 0.67 | 0.68 | 0.75 | 0.97 | 1.27 | 1.29 | 1.21 | 8.24 | 6.3 | 5.77 | 4.02 | 4.13 | 3.54 | 2.83 | 2.28 | 1.28 | 0.67 | 0.46 | 0.52 | 0.78 | 1.17 | 1.35 | 4.94 | 3.97 | 2.96 | 3.22 | 2.85 | 2.96 | 1.72 | 1.7 | 0.92 | 1.1 | 1.19 | 1.18 | 1.02 | 0.92 | 0.81 | 4.7 | 4.32 | 4.02 | 2.8 | 1.76 | 0.65 | 0.53 | 0.51 | 0.47 | 0.33 | 0.27 | 0.2 | 0.14 | 0.15 | 0.15 | 4.53 | 4.01 | 3.41 | 2.29 | 1.38 | 0.45 | 0.14 | 0.1 | 0.07 | 0.08 | 0.12 | 0.14 | 0.11 | 0.11 | 0.11 | 36 | 31 | 29.1 | 27.3 | 31 | 31.9 | 32.9 | 33 | 32.9 | 32.7 | 32.7 | 32.6 | 32 | 31.7 | 31.4 | 34.1 | 29.4 | 29.7 | 26.5 | 29.8 | 27.2 | 27.8 | 23.2 | 21.1 | 16.9 | 20.8 | 18.4 | 23.8 | 25.4 | 31.5 | 37.1 | 35.6 | 34.6 | 31.7 | 31.7 | 26.7 | 28.4 | 28.4 | 32.5 | 32.6 | 32.6 | 32.5 | 32.2 | 32.2 | 32 | 22.8 | 21.9 | 20.5 | 23.2 | 25.4 | 27 | 25.1 | 23.3 | 21.3 | 19 | 15.9 | 12.1 | 8.9 | 9.3 | 9.6 | 23.1 | 21 | 17.8 | 17.2 | 15.5 | 12.1 | 7.2 | 5.6 | 4.6 | 5.5 | 7.4 | 9.2 | 7.1 | 7.1 | 6.8 | 1921.2 | 1635.9 | 1521.9 | 1364.9 | 1487.9 | 1452.2 | 1454 | 1461.3 | 1460.3 | 1452.1 | 1457.6 | 1461.7 | 1452.8 | 1441.7 | 1423.8 | 1874.9 | 1563.5 | 1541.9 | 1322.9 | 1483.5 | 1345.4 | 1340.9 | 1114.5 | 975.7 | 764.3 | 926.5 | 826.1 | 1072.4 | 1162.8 | 1435.1 | 1850 | 1730.3 | 1637.9 | 1527.2 | 1514.9 | 1305.3 | 1315.6 | 1316.4 | 1459.3 | 1472.8 | 1474.7 | 1471.9 | 1450.3 | 1444.5 | 1432.2 | 1217.4 | 1150.3 | 1071.1 | 1128.3 | 1183.4 | 1203.2 | 1112.4 | 1032.7 | 946.4 | 842.3 | 702.2 | 535.5 | 394.5 | 536.1 | 612.7 | 1220.3 | 1098.6 | 926.2 | 838.3 | 726.2 | 536.6 | 351.8 | 344.9 | 309.8 | 383.2 | 511.5 | 625.6 | 473.7 | 406.9 | 376.2 | 0.3 | 0.26 | 0.24 | 0.2 | 0.18 | 0.14 | 0.12 | 0.12 | 0.13 | 0.12 | 0.13 | 0.13 | 0.14 | 0.14 | 0.13 | 0.31 | 0.26 | 0.25 | 0.19 | 0.2 | 0.18 | 0.16 | 0.13 | 0.1 | 0.07 | 0.08 | 0.07 | 0.1 | 0.11 | 0.14 | 0.24 | 0.22 | 0.19 | 0.19 | 0.17 | 0.16 | 0.14 | 0.14 | 0.13 | 0.13 | 0.14 | 0.14 | 0.13 | 0.13 | 0.13 | 0.19 | 0.18 | 0.17 | 0.15 | 0.13 | 0.11 | 0.1 | 0.09 | 0.08 | 0.07 | 0.06 | 0.04 | 0.03 | 0.03 | 0.04 | 0.19 | 0.17 | 0.15 | 0.12 | 0.09 | 0.05 | 0.03 | 0.02 | 0.02 | 0.02 | 0.03 | 0.03 | 0.03 | 0.03 | 0.03 | 0.0529
| 7 | 313.4193 | 16.8523 | 2.2886 | 314.4976 | 27.2055 | 1284.5538 | 0.14902 | 63.2125 | 340.6248 | 1301.4061 | 2.4376 | 377.7101 | 574.1 | 446.1 | 381.9 | 287.3 | 314 | 280 | 269.1 | 267.2 | 268.1 | 267.4 | 272.4 | 277.7 | 287.7 | 281.7 | 275.3 | 589.4 | 439.2 | 396 | 282.9 | 345.6 | 317.8 | 318.6 | 259.5 | 193.2 | 130.2 | 141.2 | 128.4 | 185.9 | 228.1 | 290.1 | 507.8 | 435.1 | 365.2 | 323.2 | 320.3 | 264.3 | 253.1 | 253.8 | 286 | 294.4 | 296.7 | 289.6 | 272.9 | 261 | 253.6 | 362.9 | 302.4 | 258.3 | 230.6 | 242.9 | 227.5 | 199 | 179.1 | 162.5 | 147.7 | 120.7 | 85.8 | 56.4 | 36.4 | 25.3 | 360.5 | 290.6 | 234.3 | 177.7 | 150.4 | 85.3 | 38.1 | 21.2 | 15.8 | 12.8 | 8.6 | 6.1 | 4.3 | 2.4 | 1.7 | 49.4 | 38.2 | 32.9 | 21.9 | 18.4 | 10 | 5.2 | 5.4 | 5.9 | 6 | 6.4 | 7.7 | 9.6 | 9.6 | 9 | 53.9 | 38.9 | 33.3 | 20.5 | 23.6 | 21.1 | 18.8 | 15.1 | 8.7 | 4.4 | 3.1 | 3.5 | 5.6 | 8.5 | 10.2 | 35.5 | 28.2 | 20.1 | 19.4 | 17.4 | 15.9 | 10 | 9.9 | 7.9 | 9.1 | 9.6 | 9.3 | 7.9 | 7.1 | 6.4 | 31.1 | 25.8 | 22.1 | 14.7 | 11.1 | 5.6 | 4.5 | 4.1 | 3.7 | 2.9 | 2.3 | 1.7 | 1.1 | 1.2 | 1.3 | 30.4 | 24.4 | 20 | 12.6 | 9 | 3 | 0.9 | 0.8 | 0.7 | 0.8 | 1 | 1.3 | 1 | 0.9 | 0.9 | 7.06 | 5.45 | 4.7 | 3.1 | 2.53 | 1.27 | 0.53 | 0.56 | 0.64 | 0.65 | 0.72 | 0.9 | 1.18 | 1.19 | 1.11 | 7.72 | 5.57 | 4.76 | 2.89 | 3.31 | 2.94 | 2.58 | 2.07 | 1.15 | 0.54 | 0.34 | 0.41 | 0.67 | 1.08 | 1.29 | 4.96 | 3.91 | 2.74 | 2.67 | 2.36 | 2.19 | 1.28 | 1.28 | 0.92 | 1.11 | 1.18 | 1.13 | 0.95 | 0.83 | 0.73 | 4.44 | 3.68 | 3.16 | 2.05 | 1.47 | 0.63 | 0.49 | 0.45 | 0.41 | 0.3 | 0.24 | 0.17 | 0.11 | 0.12 | 0.13 | 4.33 | 3.47 | 2.86 | 1.78 | 1.24 | 0.37 | 0.1 | 0.08 | 0.07 | 0.08 | 0.1 | 0.13 | 0.1 | 0.09 | 0.09 | 33 | 25.9 | 22.1 | 19.2 | 25.9 | 28.8 | 31.7 | 31.3 | 30.9 | 30.7 | 31 | 30.6 | 30.2 | 29.4 | 29.1 | 31 | 24.3 | 23.5 | 19.9 | 25.5 | 24 | 26.2 | 21.5 | 18.3 | 13.7 | 16.3 | 14.2 | 20.1 | 23.2 | 30 | 36.6 | 33.4 | 31.3 | 26.2 | 27.6 | 21.3 | 25.2 | 25.3 | 31.6 | 31.5 | 31.4 | 30.8 | 29.7 | 28.9 | 28.5 | 21 | 17.7 | 15 | 17.9 | 22.8 | 25.8 | 22.9 | 20.5 | 18.6 | 17.4 | 14.2 | 10.1 | 6.7 | 7.7 | 8 | 21.3 | 17.3 | 13.6 | 12.7 | 12.3 | 8.9 | 5.1 | 4.6 | 4.2 | 5 | 6.7 | 8.2 | 6.4 | 5.9 | 5.5 | 1764.8 | 1374.4 | 1167.3 | 965.9 | 1237 | 1308.6 | 1401 | 1385.2 | 1372.9 | 1367.7 | 1381.9 | 1374.4 | 1372.3 | 1337.2 | 1318 | 1717.2 | 1313.8 | 1234.7 | 985.2 | 1254.3 | 1177 | 1255.2 | 1031.3 | 849 | 619.1 | 722.5 | 635.9 | 906.6 | 1059.5 | 1364.7 | 1826.4 | 1633.1 | 1482.6 | 1260.6 | 1311.8 | 1031.8 | 1157.9 | 1162.3 | 1416.8 | 1425.9 | 1423.3 | 1393.5 | 1337.9 | 1295.2 | 1275.2 | 1120.9 | 934.6 | 792.5 | 866.6 | 1058.5 | 1146.6 | 1015.4 | 910.4 | 826 | 768.1 | 628.9 | 447 | 294.6 | 459 | 535.5 | 1129.7 | 913.1 | 722.4 | 625.1 | 583.4 | 398.4 | 252.5 | 296.3 | 284.3 | 349.2 | 462.2 | 563.4 | 428.7 | 344.4 | 313.9 | 0.28 | 0.22 | 0.19 | 0.15 | 0.15 | 0.13 | 0.12 | 0.12 | 0.12 | 0.12 | 0.12 | 0.12 | 0.13 | 0.13 | 0.12 | 0.29 | 0.22 | 0.2 | 0.14 | 0.17 | 0.15 | 0.15 | 0.12 | 0.09 | 0.06 | 0.06 | 0.06 | 0.08 | 0.1 | 0.13 | 0.24 | 0.21 | 0.17 | 0.15 | 0.15 | 0.12 | 0.11 | 0.11 | 0.13 | 0.13 | 0.13 | 0.13 | 0.12 | 0.12 | 0.11 | 0.18 | 0.15 | 0.13 | 0.11 | 0.11 | 0.1 | 0.09 | 0.08 | 0.07 | 0.06 | 0.05 | 0.04 | 0.02 | 0.03 | 0.03 | 0.18 | 0.14 | 0.12 | 0.09 | 0.07 | 0.04 | 0.02 | 0.02 | 0.02 | 0.02 | 0.02 | 0.03 | 0.02 | 0.02 | 0.02 | 0.0546
| 8 | 263.8243 | 13.0937 | 1.7539 | 264.6557 | 23.8541 | 1119.8246 | 0.12164 | 55.2415 | 287.6784 | 1132.9183 | 1.8756 | 319.8972 | 521.9 | 377.2 | 283.5 | 181.7 | 240.2 | 243.5 | 260.6 | 255.5 | 254.6 | 253.7 | 259.6 | 261.7 | 270.2 | 259.1 | 252.2 | 528.2 | 379 | 314.7 | 199.5 | 271 | 264.5 | 289.1 | 231.5 | 163 | 101.6 | 104 | 91.7 | 152.7 | 205.9 | 275 | 503.5 | 416.5 | 332.8 | 260.8 | 270.6 | 204 | 223.6 | 224.1 | 278.6 | 285 | 286.6 | 274 | 253.2 | 237.2 | 231 | 331.6 | 248.7 | 185.3 | 163.4 | 205.9 | 214.1 | 183.1 | 160.2 | 143.5 | 135.5 | 108.3 | 71.5 | 42.7 | 28.1 | 19.1 | 329.3 | 249.5 | 189 | 134 | 122.1 | 64.1 | 28.6 | 15.9 | 12.7 | 9.9 | 6 | 4.6 | 3.3 | 1.7 | 1.1 | 44.8 | 32.2 | 24.5 | 13.1 | 12.5 | 7.6 | 5.1 | 5.2 | 5.7 | 5.7 | 6.2 | 7.2 | 9 | 8.8 | 8.3 | 48.3 | 33.7 | 26.5 | 13.6 | 17.4 | 16.6 | 16.4 | 12.9 | 7.1 | 3.3 | 2.3 | 2.4 | 4.4 | 7.3 | 9.4 | 35.1 | 26.9 | 18.2 | 14.9 | 13.8 | 11 | 7.7 | 7.6 | 7.7 | 8.8 | 9.3 | 8.7 | 7.2 | 6.2 | 5.7 | 28.3 | 21 | 15.8 | 9 | 8.2 | 5 | 4.1 | 3.6 | 3.2 | 2.7 | 2.1 | 1.4 | 0.8 | 1 | 1.1 | 27.6 | 20.7 | 16.3 | 9.3 | 7.4 | 2.1 | 0.7 | 0.6 | 0.6 | 0.7 | 0.9 | 1.1 | 0.9 | 0.7 | 0.7 | 6.39 | 4.59 | 3.5 | 1.85 | 1.69 | 0.93 | 0.52 | 0.54 | 0.61 | 0.62 | 0.68 | 0.84 | 1.11 | 1.09 | 1.02 | 6.92 | 4.83 | 3.78 | 1.9 | 2.42 | 2.3 | 2.24 | 1.76 | 0.93 | 0.41 | 0.25 | 0.28 | 0.53 | 0.92 | 1.17 | 4.92 | 3.74 | 2.48 | 2.03 | 1.86 | 1.48 | 0.96 | 0.94 | 0.9 | 1.07 | 1.15 | 1.05 | 0.85 | 0.72 | 0.64 | 4.04 | 3 | 2.25 | 1.23 | 1.06 | 0.55 | 0.44 | 0.39 | 0.35 | 0.27 | 0.21 | 0.14 | 0.08 | 0.1 | 0.11 | 3.93 | 2.95 | 2.33 | 1.31 | 1.02 | 0.26 | 0.07 | 0.07 | 0.06 | 0.07 | 0.09 | 0.11 | 0.09 | 0.07 | 0.07 | 30.1 | 22 | 16.2 | 12.7 | 21.2 | 26 | 30.6 | 29.9 | 29.3 | 29.2 | 29.5 | 28.9 | 28.4 | 27.1 | 26.6 | 27.8 | 20.8 | 18.6 | 14.8 | 20.9 | 20.8 | 24.4 | 19.7 | 15.7 | 10.7 | 12 | 10.2 | 16.6 | 21.2 | 28.7 | 36.4 | 32 | 28.6 | 21.9 | 24.1 | 17.7 | 23.3 | 23.4 | 30.7 | 30.6 | 30.3 | 29.2 | 27.7 | 26.5 | 26.1 | 19.3 | 14.6 | 10.8 | 14 | 20.4 | 24.4 | 21.1 | 18.4 | 16.5 | 15.9 | 12.7 | 8.4 | 5.1 | 6.5 | 7 | 19.6 | 15 | 10.8 | 9.7 | 9.8 | 6.8 | 3.9 | 3.9 | 3.7 | 4.3 | 5.8 | 7.2 | 5.6 | 4.6 | 4.2 | 1611.7 | 1170.7 | 868.9 | 639.1 | 1000 | 1176.3 | 1357 | 1324.2 | 1303.8 | 1297.7 | 1317.7 | 1297.1 | 1289.4 | 1230.7 | 1206.1 | 1540.2 | 1131.9 | 984.4 | 725.4 | 1022.7 | 1012.2 | 1162.9 | 937.9 | 723.3 | 485.8 | 533.4 | 457.9 | 748.9 | 967.4 | 1302.8 | 1811.3 | 1565.3 | 1354.3 | 1041.8 | 1135.1 | 839.9 | 1058.4 | 1064.7 | 1379.2 | 1381.3 | 1374.3 | 1322 | 1247.7 | 1185.2 | 1166.3 | 1029 | 776.8 | 575.4 | 664.3 | 938.4 | 1088.8 | 938.4 | 818.8 | 733.6 | 705 | 564.2 | 372.1 | 223.4 | 399.6 | 479.1 | 1038.2 | 793 | 581.5 | 483.3 | 475.7 | 306.3 | 193.4 | 256 | 252.8 | 312.9 | 416.5 | 506.2 | 388.3 | 276.9 | 244.9 | 0.26 | 0.19 | 0.14 | 0.09 | 0.11 | 0.11 | 0.11 | 0.11 | 0.11 | 0.11 | 0.11 | 0.12 | 0.12 | 0.12 | 0.11 | 0.26 | 0.19 | 0.16 | 0.1 | 0.13 | 0.12 | 0.14 | 0.11 | 0.07 | 0.05 | 0.05 | 0.04 | 0.07 | 0.09 | 0.12 | 0.24 | 0.2 | 0.16 | 0.12 | 0.13 | 0.09 | 0.1 | 0.1 | 0.12 | 0.13 | 0.13 | 0.12 | 0.11 | 0.1 | 0.1 | 0.16 | 0.12 | 0.09 | 0.08 | 0.09 | 0.09 | 0.08 | 0.07 | 0.06 | 0.06 | 0.05 | 0.03 | 0.02 | 0.02 | 0.03 | 0.16 | 0.12 | 0.09 | 0.06 | 0.06 | 0.03 | 0.01 | 0.01 | 0.01 | 0.02 | 0.02 | 0.03 | 0.02 | 0.02 | 0.02 | 0.0562
| 9 | 243.9676 | 11.5737 | 1.5416 | 244.7002 | 22.5319 | 1051.1558 | 0.11247 | 51.9941 | 266.4996 | 1062.7295 | 1.6541 | 296.6943 | 495.1 | 352.5 | 244.4 | 139.2 | 204.2 | 225.3 | 258.5 | 252.6 | 251.1 | 250.3 | 255.3 | 255.5 | 263.8 | 250.9 | 244.1 | 501.6 | 356.8 | 276.7 | 159.3 | 231.7 | 241.9 | 280.8 | 222 | 148.6 | 84.3 | 84.1 | 74.4 | 138.4 | 195.1 | 266.5 | 504 | 410.9 | 312.5 | 227.8 | 242.2 | 183.9 | 216.9 | 216.9 | 275.2 | 280.8 | 283.4 | 270.4 | 248 | 228.7 | 220.1 | 315.7 | 231.7 | 162.3 | 145.2 | 193.2 | 208.8 | 176.7 | 153 | 135.9 | 129.4 | 101.6 | 63.9 | 37.4 | 25.1 | 18.1 | 315.5 | 234.4 | 173.7 | 121.2 | 114 | 57.9 | 26.2 | 15 | 12.1 | 9.4 | 5.3 | 4.2 | 2.9 | 1.4 | 0.9 | 42.2 | 29.8 | 21.2 | 9.8 | 9.8 | 6.5 | 5.1 | 5.2 | 5.6 | 5.6 | 6 | 7 | 8.9 | 8.7 | 8.3 | 45.3 | 31.4 | 23.2 | 10.2 | 14.1 | 14.6 | 15.6 | 12.2 | 6.5 | 2.7 | 1.8 | 1.9 | 4 | 6.7 | 8.9 | 35 | 26.3 | 16.4 | 11.9 | 11.3 | 9.3 | 7.3 | 7.2 | 7.6 | 8.6 | 9.3 | 8.6 | 7 | 5.9 | 5.3 | 26.7 | 19.4 | 13.9 | 7.6 | 7.5 | 4.9 | 3.9 | 3.4 | 3 | 2.6 | 2 | 1.3 | 0.7 | 1 | 1.1 | 26.2 | 19.2 | 15.2 | 8.6 | 7.2 | 1.9 | 0.6 | 0.6 | 0.5 | 0.6 | 0.9 | 1.1 | 0.8 | 0.7 | 0.6 | 6.01 | 4.25 | 3.03 | 1.37 | 1.31 | 0.78 | 0.53 | 0.54 | 0.61 | 0.61 | 0.67 | 0.81 | 1.1 | 1.08 | 1.03 | 6.49 | 4.49 | 3.31 | 1.42 | 1.94 | 2.01 | 2.13 | 1.65 | 0.85 | 0.33 | 0.19 | 0.22 | 0.47 | 0.84 | 1.1 | 4.9 | 3.65 | 2.23 | 1.61 | 1.5 | 1.25 | 0.9 | 0.89 | 0.89 | 1.05 | 1.14 | 1.05 | 0.83 | 0.68 | 0.59 | 3.8 | 2.76 | 1.99 | 1.03 | 0.96 | 0.54 | 0.42 | 0.37 | 0.33 | 0.26 | 0.2 | 0.13 | 0.07 | 0.1 | 0.11 | 3.72 | 2.73 | 2.17 | 1.21 | 0.99 | 0.24 | 0.07 | 0.06 | 0.05 | 0.06 | 0.09 | 0.11 | 0.08 | 0.07 | 0.06 | 28.9 | 20.8 | 13.9 | 10 | 18.7 | 24.6 | 30.3 | 29.5 | 28.9 | 28.7 | 29.1 | 28.2 | 27.7 | 26.1 | 25.5 | 26.9 | 19.9 | 16.5 | 12.4 | 18.7 | 19.6 | 23.9 | 19.1 | 14.3 | 9 | 9.8 | 8.3 | 15.1 | 20.3 | 28 | 36.7 | 31.9 | 27.5 | 20.1 | 22.5 | 16.5 | 22.8 | 22.8 | 30.3 | 30.1 | 29.9 | 28.8 | 27.2 | 25.6 | 25 | 18.6 | 13.9 | 9.4 | 12.7 | 19.4 | 23.8 | 20.4 | 17.6 | 15.7 | 15.2 | 11.9 | 7.5 | 4.4 | 6 | 6.7 | 19 | 14.3 | 9.8 | 8.6 | 9 | 6.1 | 3.5 | 3.6 | 3.4 | 4.1 | 5.5 | 6.8 | 5.3 | 4.2 | 3.9 | 1536.9 | 1100.1 | 744.6 | 497.3 | 875.8 | 1104.6 | 1342.2 | 1306.5 | 1284.8 | 1279.7 | 1296.7 | 1267.9 | 1255.9 | 1185.6 | 1159.2 | 1476.9 | 1074.2 | 868 | 597.7 | 899.7 | 944.8 | 1138.5 | 906.7 | 660.3 | 405.9 | 432.9 | 372.6 | 680.8 | 923.6 | 1269.8 | 1812.6 | 1548.5 | 1291.9 | 944.3 | 1049.3 | 776.8 | 1032.9 | 1035.9 | 1361.5 | 1361.7 | 1357.4 | 1303.7 | 1222.5 | 1145 | 1115.5 | 986.5 | 729.7 | 500.7 | 601.1 | 887 | 1061.4 | 905.3 | 783.6 | 696 | 672.6 | 528.9 | 332.5 | 195.4 | 371.6 | 455.3 | 1002.3 | 750.7 | 528.9 | 431.7 | 436.1 | 275.1 | 176.4 | 239.6 | 236.9 | 295.6 | 395.8 | 481.1 | 369.6 | 260.9 | 232.5 | 0.25 | 0.18 | 0.12 | 0.07 | 0.09 | 0.1 | 0.11 | 0.11 | 0.11 | 0.11 | 0.11 | 0.11 | 0.12 | 0.11 | 0.11 | 0.25 | 0.18 | 0.14 | 0.08 | 0.11 | 0.11 | 0.13 | 0.1 | 0.07 | 0.04 | 0.04 | 0.03 | 0.06 | 0.09 | 0.12 | 0.25 | 0.2 | 0.15 | 0.11 | 0.11 | 0.08 | 0.1 | 0.1 | 0.12 | 0.12 | 0.13 | 0.12 | 0.11 | 0.1 | 0.1 | 0.16 | 0.12 | 0.08 | 0.07 | 0.09 | 0.09 | 0.08 | 0.07 | 0.06 | 0.06 | 0.04 | 0.03 | 0.02 | 0.02 | 0.02 | 0.16 | 0.12 | 0.09 | 0.06 | 0.05 | 0.03 | 0.01 | 0.01 | 0.01 | 0.02 | 0.02 | 0.03 | 0.02 | 0.02 | 0.01 | 0.0574
| 10 | 240.7457 | 11.3691 | 1.515 | 241.4655 | 22.3281 | 1036.7223 | 0.11133 | 51.3858 | 263.0738 | 1048.0914 | 1.6263 | 292.8513 | 499.1 | 354.6 | 239.5 | 127.7 | 193.7 | 220.3 | 258.9 | 252.6 | 251.1 | 250.6 | 255.2 | 255.1 | 262.4 | 248.5 | 241.2 | 508.2 | 359.2 | 270.7 | 145.1 | 218.8 | 235.1 | 277.2 | 217.2 | 141.9 | 77.9 | 76.9 | 68.5 | 135.7 | 194.6 | 267.5 | 510.5 | 415.9 | 313 | 223.8 | 237.6 | 179 | 213.8 | 213.5 | 274.5 | 280 | 283.7 | 270.8 | 249.1 | 229.9 | 222.7 | 318.4 | 232.9 | 158.1 | 138.1 | 186.1 | 205.9 | 176.7 | 153.3 | 136.4 | 128.1 | 99.9 | 61.9 | 35.9 | 24.3 | 17.5 | 319.5 | 236.2 | 175.1 | 120.3 | 113 | 56.3 | 24.9 | 14.5 | 11.4 | 9 | 5.1 | 4.2 | 2.8 | 1.3 | 0.8 | 41.9 | 29.6 | 21 | 9 | 9.1 | 6.2 | 5.2 | 5.3 | 5.7 | 5.7 | 6.1 | 6.9 | 8.6 | 8.4 | 7.9 | 45.3 | 31.3 | 22.9 | 9.1 | 13.1 | 14.1 | 15.3 | 11.7 | 5.9 | 2.4 | 1.6 | 1.8 | 3.9 | 6.6 | 8.8 | 35.1 | 26.4 | 16.7 | 11.5 | 10.9 | 8.8 | 7 | 6.9 | 7.5 | 8.5 | 9.1 | 8.5 | 7 | 5.9 | 5.4 | 26.5 | 19.2 | 13.6 | 7.1 | 6.8 | 4.6 | 3.9 | 3.5 | 3.1 | 2.5 | 1.9 | 1.2 | 0.7 | 0.9 | 1 | 26.1 | 19.2 | 15.6 | 8.8 | 7.3 | 1.9 | 0.6 | 0.6 | 0.5 | 0.6 | 0.9 | 1.1 | 0.8 | 0.6 | 0.6 | 5.99 | 4.23 | 3.02 | 1.27 | 1.21 | 0.73 | 0.54 | 0.56 | 0.62 | 0.62 | 0.67 | 0.81 | 1.06 | 1.04 | 0.98 | 6.5 | 4.48 | 3.27 | 1.26 | 1.81 | 1.94 | 2.09 | 1.58 | 0.78 | 0.29 | 0.17 | 0.21 | 0.47 | 0.83 | 1.09 | 4.94 | 3.68 | 2.27 | 1.56 | 1.45 | 1.17 | 0.86 | 0.84 | 0.88 | 1.02 | 1.12 | 1.04 | 0.83 | 0.68 | 0.61 | 3.78 | 2.74 | 1.95 | 0.96 | 0.87 | 0.51 | 0.42 | 0.38 | 0.34 | 0.26 | 0.2 | 0.12 | 0.07 | 0.09 | 0.1 | 3.72 | 2.73 | 2.23 | 1.24 | 1.02 | 0.24 | 0.07 | 0.06 | 0.05 | 0.06 | 0.09 | 0.11 | 0.08 | 0.06 | 0.06 | 29.9 | 21.4 | 13.5 | 9.2 | 18 | 24.2 | 30.3 | 29.4 | 28.8 | 28.7 | 29 | 28.2 | 27.7 | 26 | 25.4 | 28.1 | 20.5 | 16.1 | 11.6 | 17.9 | 19.2 | 23.8 | 18.9 | 13.9 | 8.4 | 8.9 | 7.6 | 14.8 | 20.3 | 28.2 | 37.6 | 32.6 | 27.4 | 19.9 | 22.3 | 16.3 | 22.6 | 22.7 | 30.4 | 30.2 | 30.1 | 28.9 | 27.3 | 25.7 | 25.2 | 19.3 | 14.3 | 9.2 | 12.4 | 19 | 23.7 | 20.4 | 17.6 | 15.7 | 15 | 11.7 | 7.3 | 4.3 | 5.8 | 6.5 | 19.8 | 14.7 | 9.6 | 8.3 | 8.7 | 5.9 | 3.4 | 3.6 | 3.4 | 4 | 5.5 | 6.7 | 5.2 | 3.9 | 3.6 | 1549.8 | 1105.8 | 718.1 | 452.6 | 836.3 | 1086.1 | 1341.8 | 1303.7 | 1282 | 1279.1 | 1294.9 | 1265.7 | 1255.2 | 1181 | 1153.9 | 1497.5 | 1080.5 | 836.1 | 546.5 | 848.6 | 917.8 | 1122.7 | 890.9 | 635.6 | 376.8 | 396.6 | 341.7 | 666.5 | 923.2 | 1278.3 | 1829.3 | 1561 | 1281.2 | 927.9 | 1030.4 | 761.8 | 1023.1 | 1024.9 | 1359.6 | 1361.2 | 1360.8 | 1307.5 | 1228.4 | 1151.4 | 1125.5 | 996.2 | 733.3 | 481.2 | 573.3 | 861.3 | 1049.8 | 905.8 | 783 | 696.5 | 665.8 | 520.3 | 322.1 | 187.5 | 363.4 | 446.2 | 1016.1 | 755.3 | 522.4 | 419.7 | 423.6 | 266 | 170.8 | 238.6 | 234.2 | 292.5 | 398.6 | 479.9 | 368.9 | 245.2 | 217.8 | 0.26 | 0.18 | 0.12 | 0.06 | 0.09 | 0.1 | 0.11 | 0.11 | 0.11 | 0.11 | 0.11 | 0.11 | 0.12 | 0.11 | 0.11 | 0.26 | 0.19 | 0.14 | 0.08 | 0.11 | 0.11 | 0.13 | 0.1 | 0.07 | 0.04 | 0.03 | 0.03 | 0.06 | 0.09 | 0.12 | 0.26 | 0.21 | 0.15 | 0.11 | 0.11 | 0.08 | 0.1 | 0.1 | 0.12 | 0.13 | 0.13 | 0.12 | 0.11 | 0.1 | 0.1 | 0.17 | 0.12 | 0.08 | 0.07 | 0.09 | 0.09 | 0.08 | 0.07 | 0.06 | 0.06 | 0.04 | 0.03 | 0.02 | 0.02 | 0.02 | 0.17 | 0.12 | 0.09 | 0.06 | 0.05 | 0.03 | 0.01 | 0.01 | 0.01 | 0.01 | 0.02 | 0.02 | 0.02 | 0.01 | 0.01 | 0.0583
| 11 | 239.7217 | 11.1201 | 1.4812 | 240.4256 | 22.4332 | 1035.7519 | 0.11383 | 51.4644 | 262.1549 | 1046.8721 | 1.5951 | 291.89 | 506.3 | 358.4 | 239.6 | 121.1 | 188 | 217.2 | 259.3 | 253.1 | 251.8 | 250.6 | 255.4 | 255.2 | 264 | 250.4 | 243.6 | 521.5 | 366.9 | 272.1 | 135.1 | 205.4 | 223.8 | 267.6 | 210 | 136.9 | 73.8 | 74.2 | 66.1 | 135.3 | 196.9 | 271.8 | 514.4 | 421 | 318.5 | 225.9 | 237.4 | 178.2 | 213.5 | 213.1 | 273.8 | 279.3 | 282.3 | 269.6 | 248.3 | 230.5 | 224.7 | 323.2 | 235.2 | 158.6 | 133.9 | 182.9 | 203.6 | 175.9 | 152.2 | 135.4 | 128.1 | 99.7 | 60.8 | 34.4 | 22.8 | 16.5 | 325.2 | 239.1 | 177.8 | 118.5 | 111.4 | 53.8 | 24.3 | 14.3 | 11.4 | 8.8 | 5.1 | 4.3 | 2.9 | 1.3 | 0.8 | 41.9 | 29.5 | 20.9 | 8.2 | 8.4 | 5.8 | 5.2 | 5.2 | 5.7 | 5.7 | 6 | 6.9 | 8.5 | 8.3 | 7.8 | 46.4 | 31.8 | 23.2 | 8 | 11.8 | 13 | 14.3 | 10.8 | 5.5 | 2.2 | 1.5 | 1.7 | 4 | 6.7 | 9 | 34.8 | 26.3 | 17 | 11.5 | 10.8 | 8.7 | 6.9 | 6.7 | 7.3 | 8.3 | 8.9 | 8.3 | 6.9 | 5.9 | 5.4 | 26.5 | 19.1 | 13.6 | 6.8 | 6.6 | 4.5 | 3.8 | 3.4 | 3 | 2.5 | 1.9 | 1.2 | 0.7 | 0.9 | 1 | 26.3 | 19.3 | 16 | 8.8 | 7.4 | 1.9 | 0.6 | 0.6 | 0.5 | 0.6 | 0.8 | 1 | 0.8 | 0.6 | 0.6 | 6.01 | 4.23 | 3 | 1.16 | 1.11 | 0.67 | 0.53 | 0.55 | 0.62 | 0.62 | 0.67 | 0.81 | 1.05 | 1.03 | 0.96 | 6.67 | 4.58 | 3.32 | 1.11 | 1.62 | 1.79 | 1.94 | 1.46 | 0.71 | 0.26 | 0.16 | 0.2 | 0.47 | 0.84 | 1.11 | 4.9 | 3.68 | 2.33 | 1.56 | 1.44 | 1.16 | 0.84 | 0.82 | 0.85 | 0.99 | 1.08 | 1 | 0.81 | 0.67 | 0.6 | 3.8 | 2.74 | 1.96 | 0.92 | 0.85 | 0.49 | 0.41 | 0.36 | 0.33 | 0.26 | 0.2 | 0.12 | 0.07 | 0.09 | 0.1 | 3.76 | 2.75 | 2.29 | 1.24 | 1.03 | 0.23 | 0.06 | 0.06 | 0.05 | 0.06 | 0.08 | 0.1 | 0.08 | 0.06 | 0.06 | 31.1 | 22.1 | 13.7 | 9 | 17.9 | 24.1 | 30.4 | 29.5 | 28.9 | 28.7 | 29.1 | 28.2 | 28 | 26.3 | 25.9 | 29.1 | 21.2 | 16.1 | 11.2 | 17.3 | 18.6 | 23.5 | 18.8 | 13.7 | 8 | 8.7 | 7.4 | 14.7 | 20.6 | 28.7 | 38.7 | 33.6 | 27.9 | 20.3 | 22.4 | 16.3 | 22.7 | 22.8 | 30.4 | 30.3 | 30.2 | 29 | 27.4 | 25.9 | 25.5 | 20.1 | 14.8 | 9.3 | 12.1 | 18.8 | 23.5 | 20.4 | 17.6 | 15.6 | 15 | 11.7 | 7.1 | 4.1 | 5.7 | 6.4 | 20.5 | 15.2 | 9.6 | 8.1 | 8.4 | 5.6 | 3.3 | 3.5 | 3.3 | 3.9 | 5.4 | 6.7 | 5.3 | 4 | 3.5 | 1573.8 | 1119.5 | 716.1 | 435.7 | 822.4 | 1080.8 | 1346.8 | 1308.1 | 1287 | 1279.6 | 1296.7 | 1266.6 | 1265.9 | 1193.9 | 1171 | 1525.3 | 1096.2 | 831.5 | 518.6 | 808 | 883.7 | 1097.2 | 873.4 | 621.2 | 360.1 | 383.6 | 330.7 | 663.2 | 933.8 | 1298.9 | 1842.1 | 1578.4 | 1295.1 | 936.7 | 1031.6 | 759.6 | 1023.9 | 1027.2 | 1360.9 | 1361.7 | 1361 | 1307.2 | 1228.5 | 1157.1 | 1138.2 | 1011.6 | 741.1 | 478.7 | 555.6 | 846.3 | 1040.5 | 903.4 | 779.8 | 693.1 | 666 | 519.3 | 316.4 | 179.5 | 354.5 | 438.7 | 1031.2 | 762.3 | 523.8 | 408.6 | 412.2 | 253.5 | 165.5 | 235.9 | 231.7 | 285 | 385.3 | 470.1 | 364.5 | 243 | 210.3 | 0.27 | 0.19 | 0.13 | 0.06 | 0.09 | 0.1 | 0.11 | 0.11 | 0.11 | 0.11 | 0.11 | 0.11 | 0.12 | 0.11 | 0.11 | 0.28 | 0.2 | 0.14 | 0.07 | 0.11 | 0.11 | 0.13 | 0.1 | 0.06 | 0.03 | 0.03 | 0.03 | 0.06 | 0.09 | 0.12 | 0.28 | 0.22 | 0.16 | 0.11 | 0.11 | 0.08 | 0.1 | 0.1 | 0.12 | 0.13 | 0.13 | 0.12 | 0.11 | 0.1 | 0.1 | 0.18 | 0.13 | 0.09 | 0.07 | 0.09 | 0.09 | 0.08 | 0.07 | 0.06 | 0.06 | 0.04 | 0.03 | 0.02 | 0.02 | 0.02 | 0.18 | 0.13 | 0.09 | 0.06 | 0.05 | 0.02 | 0.01 | 0.01 | 0.01 | 0.01 | 0.02 | 0.02 | 0.02 | 0.01 | 0.01 | 0.0589
| 12 | 239.4594 | 11.0125 | 1.4669 | 240.1565 | 22.5558 | 1035.3562 | 0.11512 | 51.5763 | 262.0152 | 1046.3687 | 1.582 | 291.7327 | 511.1 | 361.7 | 240.7 | 118.6 | 185.1 | 214.9 | 258.5 | 253.6 | 252.3 | 250.7 | 255.3 | 255.4 | 266.3 | 253 | 247.3 | 524.6 | 368.9 | 272.9 | 132.6 | 199.1 | 214.4 | 258 | 204.6 | 135 | 74.5 | 74.3 | 66.5 | 135.6 | 198.1 | 273.3 | 516.7 | 422.2 | 321.5 | 227.8 | 240.1 | 177.5 | 212.8 | 211.2 | 272.7 | 278.2 | 282.6 | 270.4 | 248.8 | 230.7 | 225 | 326.1 | 237.4 | 162 | 137 | 186.2 | 204.9 | 175.7 | 152.6 | 135.1 | 128.3 | 99.2 | 61 | 34.8 | 23 | 16.7 | 325.6 | 240.6 | 180.1 | 121.6 | 113.5 | 54.1 | 24 | 13.8 | 11.2 | 9 | 5.3 | 4.3 | 2.9 | 1.3 | 0.8 | 42 | 29.6 | 20.9 | 7.9 | 8.1 | 5.6 | 5.1 | 5.2 | 5.6 | 5.6 | 5.9 | 6.8 | 8.5 | 8.3 | 7.9 | 46.2 | 31.7 | 23.3 | 8 | 11.4 | 12.3 | 13.4 | 10.4 | 5.3 | 2.2 | 1.5 | 1.7 | 3.9 | 6.7 | 9 | 34.3 | 25.9 | 17 | 11.5 | 10.9 | 8.6 | 6.8 | 6.5 | 7.1 | 8 | 8.7 | 8.1 | 6.8 | 5.7 | 5.3 | 26.5 | 19.1 | 13.8 | 6.9 | 6.8 | 4.6 | 3.8 | 3.4 | 3 | 2.6 | 1.9 | 1.2 | 0.7 | 0.9 | 1 | 26 | 19.2 | 16.3 | 9.2 | 7.7 | 1.9 | 0.6 | 0.6 | 0.5 | 0.6 | 0.8 | 1 | 0.8 | 0.6 | 0.6 | 6.03 | 4.24 | 3.01 | 1.12 | 1.07 | 0.65 | 0.52 | 0.54 | 0.6 | 0.6 | 0.66 | 0.8 | 1.05 | 1.03 | 0.97 | 6.65 | 4.56 | 3.34 | 1.11 | 1.57 | 1.69 | 1.82 | 1.4 | 0.69 | 0.26 | 0.16 | 0.2 | 0.47 | 0.83 | 1.11 | 4.85 | 3.62 | 2.32 | 1.56 | 1.45 | 1.15 | 0.84 | 0.79 | 0.83 | 0.96 | 1.06 | 0.98 | 0.79 | 0.65 | 0.59 | 3.8 | 2.75 | 1.99 | 0.94 | 0.87 | 0.5 | 0.41 | 0.37 | 0.33 | 0.26 | 0.2 | 0.12 | 0.07 | 0.09 | 0.1 | 3.73 | 2.75 | 2.33 | 1.3 | 1.07 | 0.24 | 0.07 | 0.06 | 0.05 | 0.06 | 0.08 | 0.1 | 0.08 | 0.06 | 0.06 | 31.8 | 22.7 | 13.9 | 9 | 17.8 | 24 | 30.4 | 29.6 | 29.1 | 28.9 | 29.1 | 28.3 | 28.3 | 26.7 | 26.3 | 29.9 | 21.7 | 16.1 | 11 | 16.9 | 18 | 23 | 18.5 | 13.6 | 8.1 | 8.7 | 7.4 | 14.8 | 20.7 | 28.9 | 39.8 | 34.4 | 28.5 | 20.7 | 22.8 | 16.3 | 22.7 | 22.7 | 30.5 | 30.4 | 30.4 | 29.3 | 27.5 | 26 | 25.6 | 20.6 | 15.1 | 9.6 | 12.5 | 19.2 | 23.6 | 20.3 | 17.6 | 15.5 | 15 | 11.7 | 7.2 | 4.1 | 5.7 | 6.4 | 20.9 | 15.5 | 9.7 | 8.2 | 8.4 | 5.6 | 3.2 | 3.5 | 3.3 | 3.9 | 5.4 | 6.7 | 5.3 | 4 | 3.6 | 1585.9 | 1127.8 | 719.1 | 426.7 | 812.5 | 1072.3 | 1345 | 1312.3 | 1292.6 | 1283.4 | 1298.6 | 1270.5 | 1279.1 | 1208.5 | 1188.5 | 1537 | 1103.5 | 830.3 | 503 | 782.2 | 851.2 | 1065.8 | 854.2 | 613.9 | 363.7 | 384.2 | 332.9 | 664.8 | 940.8 | 1307.3 | 1850.6 | 1584.8 | 1307.7 | 945.3 | 1039.4 | 755.1 | 1020.3 | 1021 | 1358.8 | 1361 | 1365.3 | 1313.4 | 1233.3 | 1162 | 1142.3 | 1019.8 | 746.8 | 487.1 | 564.7 | 857.2 | 1046.4 | 902.5 | 780.8 | 690.6 | 666.1 | 516.3 | 317.1 | 181.8 | 358.3 | 444.4 | 1034.2 | 766.3 | 527.8 | 412.6 | 415.2 | 253.2 | 163 | 234.5 | 231.8 | 286 | 390.3 | 472.7 | 369.4 | 244 | 215 | 0.29 | 0.2 | 0.13 | 0.06 | 0.09 | 0.1 | 0.11 | 0.11 | 0.11 | 0.11 | 0.11 | 0.11 | 0.12 | 0.11 | 0.11 | 0.29 | 0.21 | 0.15 | 0.07 | 0.1 | 0.11 | 0.13 | 0.1 | 0.06 | 0.03 | 0.03 | 0.03 | 0.06 | 0.09 | 0.12 | 0.29 | 0.23 | 0.17 | 0.12 | 0.12 | 0.09 | 0.1 | 0.1 | 0.12 | 0.13 | 0.13 | 0.12 | 0.11 | 0.1 | 0.1 | 0.18 | 0.13 | 0.09 | 0.07 | 0.09 | 0.09 | 0.08 | 0.07 | 0.06 | 0.06 | 0.04 | 0.03 | 0.02 | 0.02 | 0.02 | 0.18 | 0.13 | 0.09 | 0.06 | 0.05 | 0.03 | 0.01 | 0.01 | 0.01 | 0.01 | 0.02 | 0.02 | 0.02 | 0.01 | 0.01 | 0.0593
| 13 | 241.3405 | 11.1314 | 1.4863 | 242.046 | 22.7286 | 1040.4476 | 0.11755 | 51.8922 | 264.069 | 1051.579 | 1.6038 | 293.9383 | 514.8 | 365.9 | 245 | 123.2 | 188.1 | 215.6 | 258.4 | 253.4 | 252.8 | 250.3 | 254.2 | 254.4 | 266.8 | 254 | 248.7 | 527.2 | 372.5 | 277.5 | 134.3 | 195.6 | 207.6 | 250.6 | 198.6 | 132.1 | 72.5 | 75.2 | 67.8 | 137.2 | 199.3 | 274.2 | 520.2 | 426.8 | 325 | 234.1 | 244.5 | 182.8 | 215.1 | 213.2 | 273.3 | 279.1 | 283.2 | 269.3 | 248.6 | 230.9 | 226.8 | 327.6 | 240 | 165 | 140 | 187.3 | 204.9 | 175.9 | 153 | 135.7 | 128.5 | 99.1 | 60 | 33.6 | 22 | 16.3 | 327.5 | 245.5 | 185.8 | 127.8 | 115.6 | 54.6 | 23.5 | 13.6 | 11.2 | 8.7 | 5.1 | 4.2 | 2.9 | 1.3 | 0.8 | 42.1 | 29.7 | 21.4 | 8.3 | 8.4 | 5.7 | 5 | 5.1 | 5.5 | 5.5 | 5.8 | 6.7 | 8.5 | 8.3 | 8 | 45.9 | 31.7 | 23.7 | 8.2 | 11.3 | 11.8 | 12.9 | 10 | 5.2 | 2.1 | 1.6 | 1.7 | 4 | 6.8 | 9 | 34.2 | 25.8 | 17 | 11.8 | 11.3 | 8.9 | 6.9 | 6.6 | 7.2 | 8.1 | 8.7 | 8 | 6.6 | 5.6 | 5.3 | 26.4 | 19.1 | 14.1 | 7.1 | 6.9 | 4.6 | 3.7 | 3.3 | 3 | 2.5 | 1.9 | 1.2 | 0.6 | 0.9 | 1 | 26 | 19.4 | 16.8 | 9.7 | 7.9 | 2 | 0.6 | 0.6 | 0.5 | 0.6 | 0.8 | 1 | 0.8 | 0.6 | 0.6 | 6.06 | 4.27 | 3.07 | 1.18 | 1.12 | 0.66 | 0.51 | 0.53 | 0.59 | 0.59 | 0.64 | 0.78 | 1.04 | 1.03 | 0.98 | 6.64 | 4.57 | 3.4 | 1.15 | 1.56 | 1.62 | 1.75 | 1.35 | 0.67 | 0.26 | 0.16 | 0.2 | 0.47 | 0.84 | 1.12 | 4.86 | 3.64 | 2.34 | 1.62 | 1.51 | 1.2 | 0.85 | 0.81 | 0.83 | 0.97 | 1.06 | 0.96 | 0.77 | 0.64 | 0.59 | 3.81 | 2.75 | 2.02 | 0.97 | 0.89 | 0.5 | 0.4 | 0.36 | 0.32 | 0.26 | 0.2 | 0.12 | 0.07 | 0.09 | 0.1 | 3.73 | 2.79 | 2.4 | 1.37 | 1.1 | 0.25 | 0.06 | 0.06 | 0.05 | 0.06 | 0.08 | 0.1 | 0.08 | 0.06 | 0.06 | 32.4 | 23.3 | 14 | 9.3 | 18 | 24.1 | 30.4 | 29.7 | 29.2 | 28.9 | 29.1 | 28.3 | 28.4 | 26.8 | 26.4 | 30.7 | 22.4 | 16.4 | 11 | 16.5 | 17.6 | 22.5 | 18 | 13.3 | 7.9 | 8.8 | 7.6 | 15 | 20.8 | 28.9 | 40.6 | 35.3 | 29 | 21.3 | 23.1 | 16.7 | 22.9 | 22.9 | 30.5 | 30.5 | 30.5 | 29.3 | 27.7 | 26.1 | 25.9 | 21 | 15.6 | 9.8 | 12.7 | 19.3 | 23.6 | 20.4 | 17.7 | 15.7 | 15.1 | 11.7 | 7 | 4 | 5.4 | 6.2 | 21.4 | 16 | 10 | 8.6 | 8.6 | 5.7 | 3.2 | 3.4 | 3.3 | 3.8 | 5.4 | 6.6 | 5.3 | 3.9 | 3.5 | 1587.9 | 1137.8 | 731 | 441 | 818.4 | 1074.3 | 1344.6 | 1311.7 | 1295.9 | 1282.6 | 1295.5 | 1268.5 | 1282.7 | 1214 | 1193.6 | 1538.4 | 1112 | 841.6 | 503.7 | 761.9 | 824.8 | 1036.4 | 829.6 | 599.4 | 354.1 | 388.8 | 339.7 | 673.1 | 946.1 | 1310.1 | 1849.9 | 1591.5 | 1315.1 | 961.2 | 1049.4 | 774.5 | 1030.5 | 1029.4 | 1360.7 | 1363.6 | 1368.6 | 1311.7 | 1237 | 1166.2 | 1152.4 | 1018.7 | 754.7 | 499.6 | 576 | 859 | 1044.7 | 904.4 | 784 | 695.1 | 667.5 | 516.1 | 312.3 | 175.4 | 338.9 | 420.5 | 1033.6 | 778.4 | 545.5 | 432.6 | 420.7 | 253.6 | 159.8 | 232.5 | 230.3 | 276.4 | 386.1 | 467.4 | 372.8 | 237.3 | 207.1 | 0.3 | 0.21 | 0.13 | 0.07 | 0.09 | 0.1 | 0.11 | 0.11 | 0.11 | 0.11 | 0.11 | 0.11 | 0.12 | 0.11 | 0.11 | 0.31 | 0.22 | 0.15 | 0.08 | 0.1 | 0.1 | 0.13 | 0.1 | 0.06 | 0.03 | 0.03 | 0.03 | 0.06 | 0.09 | 0.12 | 0.31 | 0.25 | 0.18 | 0.13 | 0.12 | 0.09 | 0.1 | 0.1 | 0.12 | 0.13 | 0.13 | 0.12 | 0.11 | 0.1 | 0.1 | 0.19 | 0.14 | 0.09 | 0.07 | 0.09 | 0.09 | 0.08 | 0.07 | 0.06 | 0.06 | 0.04 | 0.03 | 0.01 | 0.02 | 0.02 | 0.19 | 0.14 | 0.09 | 0.06 | 0.06 | 0.03 | 0.01 | 0.01 | 0.01 | 0.01 | 0.02 | 0.02 | 0.02 | 0.01 | 0.01 | 0.0596
| 14 | 244.3913 | 11.3088 | 1.5082 | 245.1076 | 23.0124 | 1051.3239 | 0.12112 | 52.4816 | 267.4037 | 1062.6326 | 1.6293 | 297.5892 | 517.3 | 370.1 | 252.6 | 130.9 | 193.4 | 216.3 | 258.5 | 253.8 | 253.5 | 250.3 | 253.7 | 253.5 | 266.2 | 253.4 | 248.2 | 531.2 | 377.3 | 286.3 | 140.8 | 199.7 | 209.5 | 250.8 | 199.3 | 131.6 | 73.4 | 77.5 | 71.7 | 141.1 | 201.8 | 275.3 | 525.7 | 432.9 | 334.4 | 246 | 254.5 | 190.9 | 217.8 | 216.1 | 274.6 | 279.7 | 283 | 269.8 | 249.8 | 233.7 | 229.3 | 329.9 | 243.4 | 171.7 | 146.2 | 191.9 | 205.1 | 176.7 | 154.9 | 138 | 130.6 | 100.4 | 61.4 | 34.8 | 22.8 | 16.6 | 331.9 | 250.9 | 192 | 135.5 | 122.6 | 60.4 | 26.1 | 14.7 | 11.6 | 9 | 5.4 | 4.4 | 3 | 1.3 | 0.8 | 42.1 | 29.9 | 21.9 | 8.8 | 8.7 | 5.7 | 5.1 | 5.1 | 5.5 | 5.4 | 5.8 | 6.7 | 8.5 | 8.3 | 8 | 46.4 | 32.2 | 24.7 | 9 | 11.9 | 12.2 | 13.1 | 10.2 | 5.2 | 2.2 | 1.6 | 1.8 | 4.1 | 6.8 | 9.1 | 34.5 | 26.1 | 17.6 | 12.4 | 11.8 | 9.5 | 7 | 6.7 | 7.1 | 8 | 8.6 | 7.9 | 6.7 | 5.8 | 5.4 | 26.5 | 19.3 | 14.5 | 7.5 | 7.2 | 4.5 | 3.7 | 3.4 | 3 | 2.6 | 2 | 1.2 | 0.7 | 0.9 | 1 | 26.4 | 19.9 | 17.3 | 10.2 | 8.2 | 2.1 | 0.6 | 0.6 | 0.5 | 0.6 | 0.8 | 1 | 0.8 | 0.6 | 0.5 | 6.07 | 4.3 | 3.14 | 1.24 | 1.16 | 0.65 | 0.52 | 0.53 | 0.59 | 0.58 | 0.63 | 0.78 | 1.05 | 1.03 | 0.98 | 6.72 | 4.65 | 3.55 | 1.27 | 1.65 | 1.68 | 1.78 | 1.39 | 0.68 | 0.27 | 0.17 | 0.21 | 0.48 | 0.85 | 1.12 | 4.92 | 3.69 | 2.43 | 1.71 | 1.59 | 1.28 | 0.87 | 0.82 | 0.82 | 0.96 | 1.04 | 0.95 | 0.78 | 0.65 | 0.6 | 3.83 | 2.78 | 2.09 | 1.03 | 0.93 | 0.49 | 0.4 | 0.37 | 0.33 | 0.27 | 0.2 | 0.12 | 0.07 | 0.09 | 0.1 | 3.8 | 2.86 | 2.49 | 1.44 | 1.15 | 0.27 | 0.07 | 0.06 | 0.05 | 0.06 | 0.08 | 0.1 | 0.08 | 0.06 | 0.05 | 32.9 | 23.8 | 14.6 | 9.9 | 18.4 | 24.2 | 30.4 | 29.7 | 29.4 | 29 | 29.1 | 28.2 | 28.3 | 26.8 | 26.4 | 30.8 | 22.6 | 16.6 | 11.2 | 16.5 | 17.5 | 22.4 | 17.9 | 13.2 | 8 | 9 | 8 | 15.4 | 21.1 | 29 | 41.2 | 36 | 29.9 | 22.4 | 24 | 17.4 | 23.1 | 23.2 | 30.7 | 30.6 | 30.6 | 29.4 | 27.7 | 26.4 | 26.1 | 21.3 | 16 | 10.3 | 13.2 | 19.6 | 23.7 | 20.6 | 18 | 16 | 15.3 | 11.8 | 7.2 | 4.1 | 5.5 | 6.1 | 21.7 | 16.4 | 10.3 | 9.2 | 9.2 | 6.3 | 3.6 | 3.7 | 3.5 | 3.9 | 5.4 | 6.6 | 5.2 | 3.7 | 3.3 | 1592.1 | 1148.5 | 757.4 | 469.7 | 839.2 | 1077.6 | 1343.3 | 1313.5 | 1300.4 | 1284.5 | 1293.8 | 1263.7 | 1278 | 1210.5 | 1190.9 | 1540.6 | 1119.9 | 859.6 | 515.5 | 766.4 | 822.8 | 1031 | 824.9 | 596.3 | 357.4 | 401 | 359.4 | 693.2 | 958.2 | 1315.7 | 1857.4 | 1606.5 | 1344.1 | 1004 | 1085.4 | 803.5 | 1041.6 | 1041.1 | 1368.6 | 1370.2 | 1371.7 | 1316.6 | 1242 | 1178.9 | 1164 | 1022.2 | 763.1 | 518.9 | 596.5 | 874.2 | 1048.6 | 907.4 | 791.9 | 705.2 | 677.6 | 522.7 | 319.7 | 182 | 340.9 | 419 | 1040.8 | 789.8 | 561.3 | 458.6 | 448.4 | 280.1 | 180.2 | 245.7 | 240.4 | 283.9 | 386.3 | 463.8 | 361.5 | 226.1 | 195.2 | 0.31 | 0.22 | 0.14 | 0.07 | 0.1 | 0.1 | 0.11 | 0.11 | 0.11 | 0.11 | 0.11 | 0.11 | 0.12 | 0.11 | 0.11 | 0.31 | 0.22 | 0.16 | 0.08 | 0.11 | 0.11 | 0.13 | 0.1 | 0.06 | 0.03 | 0.03 | 0.03 | 0.06 | 0.09 | 0.12 | 0.32 | 0.26 | 0.19 | 0.14 | 0.13 | 0.09 | 0.1 | 0.1 | 0.12 | 0.13 | 0.13 | 0.12 | 0.11 | 0.1 | 0.1 | 0.2 | 0.15 | 0.1 | 0.08 | 0.1 | 0.09 | 0.08 | 0.07 | 0.06 | 0.06 | 0.04 | 0.03 | 0.02 | 0.02 | 0.02 | 0.2 | 0.15 | 0.1 | 0.07 | 0.06 | 0.03 | 0.01 | 0.01 | 0.01 | 0.01 | 0.02 | 0.02 | 0.02 | 0.01 | 0.01 | 0.06
| 15 | 259.7507 | 12.4329 | 1.6757 | 260.5429 | 24.0977 | 1100.4466 | 0.13219 | 54.9453 | 283.8485 | 1112.8796 | 1.8079 | 315.4882 | 540 | 398.9 | 283.1 | 159.8 | 208.8 | 223.7 | 261.5 | 259.5 | 260.1 | 256.6 | 258.7 | 259.6 | 273.6 | 261.9 | 256.3 | 554.3 | 401.7 | 312.4 | 159.4 | 209.7 | 212.8 | 253.1 | 203.9 | 137.9 | 79.9 | 85.7 | 79.8 | 147.7 | 206.2 | 278.4 | 535.3 | 450.7 | 354.5 | 276.2 | 275.5 | 221.5 | 236.2 | 233.5 | 280.3 | 285.4 | 288.7 | 274.9 | 257.3 | 242.9 | 238.4 | 344.3 | 266.3 | 196.1 | 167.8 | 200.9 | 208.7 | 183.3 | 164.5 | 146.9 | 135.9 | 104.3 | 67.1 | 41 | 27.1 | 19.8 | 344 | 271.5 | 210.2 | 152 | 131.3 | 69.1 | 33.4 | 17.1 | 11.7 | 9.2 | 5.8 | 4.6 | 3.3 | 1.5 | 0.9 | 44.5 | 32.6 | 24.4 | 11.1 | 9.9 | 6.1 | 5.1 | 5.2 | 5.6 | 5.6 | 5.9 | 6.9 | 8.8 | 8.6 | 8.3 | 49 | 34.3 | 26.8 | 10.4 | 12.9 | 12.8 | 13.5 | 10.6 | 5.5 | 2.4 | 1.8 | 2.1 | 4.3 | 7.1 | 9.2 | 35.8 | 27.6 | 18.9 | 14.4 | 13.2 | 11.8 | 8.4 | 8 | 7.4 | 8.2 | 8.8 | 8 | 6.8 | 5.9 | 5.6 | 28.1 | 21.4 | 16.6 | 9.3 | 8 | 4.7 | 3.9 | 3.6 | 3.2 | 2.7 | 2 | 1.3 | 0.8 | 1 | 1 | 27.7 | 21.7 | 18.7 | 11.4 | 8.6 | 2.3 | 0.8 | 0.7 | 0.5 | 0.6 | 0.9 | 1.1 | 0.9 | 0.7 | 0.6 | 6.42 | 4.7 | 3.52 | 1.58 | 1.33 | 0.72 | 0.52 | 0.54 | 0.61 | 0.6 | 0.65 | 0.8 | 1.08 | 1.07 | 1.01 | 7.09 | 4.96 | 3.85 | 1.46 | 1.8 | 1.76 | 1.84 | 1.44 | 0.71 | 0.29 | 0.19 | 0.24 | 0.51 | 0.89 | 1.14 | 5.11 | 3.91 | 2.6 | 1.99 | 1.79 | 1.61 | 1.06 | 1.01 | 0.86 | 0.99 | 1.07 | 0.96 | 0.79 | 0.67 | 0.62 | 4.06 | 3.09 | 2.4 | 1.29 | 1.04 | 0.51 | 0.42 | 0.39 | 0.35 | 0.27 | 0.21 | 0.13 | 0.08 | 0.1 | 0.11 | 3.99 | 3.12 | 2.69 | 1.62 | 1.2 | 0.3 | 0.09 | 0.07 | 0.05 | 0.06 | 0.09 | 0.11 | 0.09 | 0.07 | 0.06 | 33.8 | 25.2 | 16.6 | 11.9 | 19.5 | 24.8 | 30.8 | 30.4 | 30.1 | 29.7 | 29.6 | 28.9 | 29.1 | 27.6 | 27.2 | 31.7 | 24 | 18.3 | 12.5 | 16.9 | 17.4 | 22.2 | 18.1 | 13.8 | 8.7 | 10 | 8.9 | 16.1 | 21.5 | 29.3 | 41.4 | 37 | 31.4 | 24.8 | 25.6 | 19.5 | 24.4 | 24.4 | 31.3 | 31.2 | 31.2 | 30 | 28.6 | 27.5 | 27.2 | 21.9 | 17.2 | 11.8 | 14.6 | 20.2 | 24 | 21.3 | 19 | 17 | 16 | 12.3 | 7.9 | 4.9 | 6.1 | 6.6 | 22.2 | 17.6 | 11.6 | 10.4 | 10.1 | 7.3 | 4.4 | 3.9 | 3.5 | 4 | 5.8 | 7 | 5.6 | 4.3 | 4 | 1646.2 | 1226.8 | 844.2 | 555.3 | 883.8 | 1105.4 | 1359 | 1342.8 | 1332.7 | 1315.3 | 1317.1 | 1292.3 | 1312.1 | 1250.1 | 1229.5 | 1592.9 | 1190.7 | 941.7 | 577.8 | 791.9 | 827.1 | 1035.7 | 841.9 | 626 | 388.8 | 442.9 | 398.1 | 723.4 | 975.7 | 1328.3 | 1874.7 | 1662.4 | 1420.4 | 1114.2 | 1159.7 | 903.1 | 1104.9 | 1101.5 | 1393.8 | 1395.2 | 1396.8 | 1343.4 | 1281.6 | 1226.5 | 1211.6 | 1055.3 | 826 | 588.2 | 659.9 | 901.2 | 1064.6 | 941 | 841.5 | 751.5 | 706.2 | 543.2 | 349.3 | 214.2 | 367.1 | 441.7 | 1069.8 | 851.9 | 622.1 | 514.4 | 485.6 | 322.5 | 217.3 | 258 | 242 | 291.9 | 409.2 | 489.7 | 382.7 | 257.3 | 233.1 | 0.32 | 0.24 | 0.16 | 0.09 | 0.11 | 0.1 | 0.12 | 0.12 | 0.12 | 0.11 | 0.11 | 0.12 | 0.12 | 0.12 | 0.12 | 0.33 | 0.24 | 0.17 | 0.09 | 0.11 | 0.1 | 0.12 | 0.1 | 0.07 | 0.04 | 0.04 | 0.04 | 0.07 | 0.09 | 0.12 | 0.33 | 0.27 | 0.2 | 0.15 | 0.14 | 0.11 | 0.11 | 0.11 | 0.13 | 0.13 | 0.13 | 0.12 | 0.11 | 0.11 | 0.1 | 0.21 | 0.16 | 0.11 | 0.09 | 0.1 | 0.09 | 0.08 | 0.07 | 0.07 | 0.06 | 0.05 | 0.03 | 0.02 | 0.02 | 0.02 | 0.2 | 0.16 | 0.11 | 0.08 | 0.07 | 0.04 | 0.02 | 0.01 | 0.01 | 0.01 | 0.02 | 0.03 | 0.02 | 0.02 | 0.01 | 0.0604
| 16 | 313.2866 | 16.6366 | 2.2727 | 314.3547 | 27.5531 | 1275.482 | 0.15957 | 63.3089 | 340.8397 | 1292.1186 | 2.4323 | 377.6636 | 603.4 | 492.1 | 399.8 | 269.3 | 269.5 | 252.8 | 270.6 | 272.9 | 274.5 | 271.1 | 271 | 275.3 | 290.1 | 282.7 | 277.7 | 616.5 | 485.5 | 411.3 | 249.9 | 265.7 | 245.1 | 270.8 | 220.4 | 161.6 | 100.1 | 111.5 | 105.5 | 171.4 | 222.7 | 289.5 | 550 | 482.9 | 399.9 | 350.2 | 329.6 | 301.2 | 283.6 | 281.9 | 290.3 | 295.6 | 298.7 | 291.1 | 280.5 | 272.2 | 266.6 | 383 | 341.1 | 287.8 | 247.3 | 234.2 | 220.1 | 202.8 | 188.3 | 170.2 | 148.2 | 114.8 | 80.9 | 56.8 | 38.3 | 29.3 | 380.1 | 339.4 | 283.9 | 220.7 | 165.4 | 96.4 | 49.6 | 24.3 | 13.4 | 11 | 7.7 | 6.1 | 4.2 | 2 | 1.4 | 50.9 | 41 | 34.7 | 20.3 | 14.9 | 8 | 5.2 | 5.4 | 5.9 | 5.8 | 6.2 | 7.5 | 9.6 | 9.7 | 9.2 | 55.5 | 41.8 | 35.6 | 18.4 | 18.5 | 16.3 | 15.5 | 12.3 | 6.9 | 3.1 | 2.3 | 2.9 | 5.2 | 8.1 | 10.1 | 37.7 | 30.2 | 22.1 | 19.8 | 17.3 | 18 | 11.9 | 11.7 | 7.7 | 8.6 | 9.1 | 8.6 | 7.6 | 6.9 | 6.5 | 32 | 28.1 | 24.7 | 16 | 10.6 | 5.1 | 4.4 | 4.2 | 3.8 | 2.9 | 2.2 | 1.6 | 1.1 | 1.2 | 1.3 | 31.2 | 27.8 | 25.1 | 17 | 10.6 | 3.4 | 1.2 | 0.8 | 0.6 | 0.7 | 1 | 1.2 | 1 | 0.8 | 0.8 | 7.34 | 5.91 | 5 | 2.89 | 2.05 | 0.98 | 0.53 | 0.56 | 0.63 | 0.62 | 0.68 | 0.88 | 1.19 | 1.2 | 1.14 | 8.05 | 6.04 | 5.13 | 2.62 | 2.61 | 2.28 | 2.12 | 1.69 | 0.91 | 0.38 | 0.25 | 0.34 | 0.62 | 1.03 | 1.27 | 5.37 | 4.26 | 3.05 | 2.75 | 2.37 | 2.5 | 1.55 | 1.52 | 0.89 | 1.03 | 1.11 | 1.03 | 0.89 | 0.79 | 0.73 | 4.62 | 4.05 | 3.56 | 2.25 | 1.42 | 0.57 | 0.48 | 0.46 | 0.42 | 0.3 | 0.23 | 0.16 | 0.11 | 0.12 | 0.13 | 4.5 | 4.01 | 3.61 | 2.42 | 1.48 | 0.43 | 0.12 | 0.08 | 0.06 | 0.07 | 0.1 | 0.12 | 0.1 | 0.08 | 0.08 | 36.8 | 30.4 | 23.1 | 18.4 | 23.1 | 27 | 31.9 | 32 | 31.9 | 31.4 | 31 | 30.4 | 30.5 | 29.5 | 29.2 | 34.2 | 28.7 | 24 | 17.6 | 19.5 | 18.5 | 22.8 | 18.8 | 15.7 | 10.7 | 13 | 11.7 | 18.5 | 22.7 | 30 | 41.6 | 39.1 | 34.8 | 30 | 29.2 | 24.6 | 27.7 | 27.6 | 32.4 | 32.2 | 32.2 | 31.6 | 31 | 30.5 | 30.2 | 23.6 | 21.4 | 17 | 19.4 | 22.3 | 25.2 | 23.5 | 21.7 | 19.6 | 17.4 | 13.5 | 9.5 | 6.7 | 7.6 | 8.1 | 23.9 | 21.3 | 15.8 | 14.6 | 12.8 | 10.1 | 6.4 | 4.9 | 3.8 | 4.5 | 6.4 | 7.8 | 6.1 | 5.3 | 5.1 | 1807.3 | 1492.9 | 1185.7 | 895.8 | 1077 | 1214.2 | 1408.3 | 1414.4 | 1409.4 | 1392 | 1380.6 | 1363.7 | 1382.2 | 1339.4 | 1324.5 | 1740.8 | 1431.2 | 1220.1 | 836.2 | 934.2 | 901.6 | 1076.9 | 883.2 | 717.1 | 481.8 | 573.7 | 522.3 | 833.8 | 1038.5 | 1365.4 | 1907.8 | 1772.3 | 1579.7 | 1366.9 | 1342 | 1166.1 | 1268.5 | 1264.6 | 1442.6 | 1443.3 | 1444.8 | 1419.5 | 1391.1 | 1366.6 | 1347.9 | 1153.2 | 1042.5 | 856.1 | 903.1 | 1008 | 1116.2 | 1037.8 | 960.9 | 867.4 | 769.9 | 597.4 | 421 | 296.6 | 445.3 | 520.7 | 1162.5 | 1046.1 | 840.9 | 732 | 617.2 | 445.9 | 305.8 | 302.7 | 260.3 | 316.9 | 440.1 | 525 | 404.1 | 301.5 | 284.6 | 0.36 | 0.29 | 0.22 | 0.15 | 0.14 | 0.12 | 0.12 | 0.12 | 0.12 | 0.12 | 0.12 | 0.12 | 0.13 | 0.13 | 0.12 | 0.36 | 0.28 | 0.23 | 0.14 | 0.14 | 0.12 | 0.13 | 0.11 | 0.08 | 0.05 | 0.05 | 0.05 | 0.08 | 0.1 | 0.13 | 0.33 | 0.28 | 0.22 | 0.19 | 0.17 | 0.15 | 0.13 | 0.13 | 0.13 | 0.13 | 0.14 | 0.13 | 0.12 | 0.12 | 0.12 | 0.23 | 0.2 | 0.16 | 0.14 | 0.12 | 0.1 | 0.09 | 0.09 | 0.08 | 0.07 | 0.05 | 0.04 | 0.02 | 0.03 | 0.03 | 0.23 | 0.2 | 0.15 | 0.11 | 0.08 | 0.05 | 0.03 | 0.02 | 0.01 | 0.02 | 0.02 | 0.03 | 0.02 | 0.02 | 0.02 | 0.0607
| 17 | 374.2856 | 20.0767 | 2.7804 | 375.5846 | 33.1378 | 1488.7679 | 0.21088 | 74.8792 | 407.4234 | 1508.8446 | 2.9913 | 450.4637 | 656.5 | 581.7 | 525.5 | 401.5 | 349.4 | 292 | 281.5 | 288.3 | 291.6 | 288.6 | 287.6 | 295.7 | 309.9 | 306.7 | 301.9 | 672 | 567.9 | 519 | 357 | 341.1 | 302.8 | 310.6 | 254.1 | 190.4 | 126.9 | 150.8 | 145.6 | 208.9 | 249 | 310 | 557.3 | 505.2 | 439.7 | 421.2 | 387 | 380.2 | 328.3 | 326.8 | 301.2 | 306.2 | 309.3 | 308.6 | 305.9 | 306.1 | 300 | 415.3 | 415.2 | 387.8 | 340.5 | 278 | 235.8 | 226.5 | 217.2 | 200 | 165.1 | 130.4 | 98 | 74.7 | 49.8 | 38.8 | 412.8 | 404.7 | 356.8 | 291.3 | 198.3 | 122.7 | 62 | 30.7 | 14.8 | 12.5 | 9.7 | 7.5 | 5.2 | 2.8 | 1.9 | 54.6 | 46.1 | 42.5 | 28.2 | 20.2 | 10.2 | 5.4 | 5.7 | 6.2 | 6.2 | 6.7 | 8.3 | 10.4 | 10.4 | 9.8 | 60.1 | 47 | 42.5 | 24.7 | 23.5 | 20.6 | 18.6 | 15 | 8.3 | 4 | 3.2 | 3.9 | 6.2 | 9.2 | 11 | 38 | 31.1 | 24.2 | 23.9 | 20.8 | 22.5 | 14.2 | 14 | 7.9 | 8.8 | 9.4 | 9.2 | 8.5 | 7.9 | 7.3 | 34.3 | 32.3 | 30.5 | 21 | 13.1 | 5.7 | 5.1 | 5 | 4.6 | 3.2 | 2.5 | 1.9 | 1.4 | 1.5 | 1.5 | 33.7 | 32.2 | 30 | 21.1 | 12.1 | 4.1 | 1.5 | 1 | 0.6 | 0.7 | 1.1 | 1.4 | 1.1 | 1 | 1 | 7.89 | 6.68 | 6.17 | 4.07 | 2.82 | 1.3 | 0.55 | 0.59 | 0.67 | 0.67 | 0.74 | 0.97 | 1.29 | 1.29 | 1.2 | 8.7 | 6.81 | 6.14 | 3.55 | 3.33 | 2.89 | 2.56 | 2.07 | 1.09 | 0.5 | 0.34 | 0.46 | 0.74 | 1.17 | 1.37 | 5.41 | 4.39 | 3.36 | 3.34 | 2.87 | 3.14 | 1.88 | 1.85 | 0.93 | 1.06 | 1.14 | 1.11 | 1 | 0.91 | 0.82 | 4.96 | 4.68 | 4.44 | 3.01 | 1.78 | 0.64 | 0.57 | 0.56 | 0.52 | 0.33 | 0.26 | 0.19 | 0.14 | 0.15 | 0.15 | 4.86 | 4.65 | 4.33 | 3.02 | 1.7 | 0.54 | 0.16 | 0.1 | 0.06 | 0.07 | 0.11 | 0.14 | 0.11 | 0.1 | 0.1 | 40.8 | 38.7 | 34.2 | 30.2 | 29.6 | 30.4 | 33.2 | 33.9 | 33.9 | 33.5 | 32.9 | 32.5 | 32.5 | 32.1 | 32 | 37.8 | 35.7 | 33 | 27 | 25.4 | 22.5 | 25.3 | 20.9 | 18.3 | 13.5 | 17.5 | 16.1 | 22.6 | 25.3 | 32 | 42.3 | 41.4 | 38.4 | 36.3 | 34.2 | 31.6 | 31.9 | 31.9 | 33.6 | 33.5 | 33.4 | 33.5 | 33.7 | 34.2 | 33.9 | 26 | 28.3 | 26.2 | 28.2 | 26.2 | 26.8 | 26.1 | 24.9 | 22.9 | 19.4 | 15.4 | 11.5 | 8.8 | 9.2 | 9.6 | 26.3 | 26.6 | 21.7 | 21 | 16.1 | 13.1 | 7.9 | 5.6 | 4 | 4.8 | 7 | 8.8 | 6.9 | 6.6 | 6.3 | 1977.7 | 1789 | 1586.2 | 1334.1 | 1342.8 | 1361.3 | 1464 | 1492.9 | 1496.1 | 1480.9 | 1461.2 | 1458.5 | 1472.4 | 1456.3 | 1447.6 | 1908.4 | 1703.1 | 1576.9 | 1207.9 | 1198.4 | 1095.9 | 1210.6 | 994 | 840.8 | 608.8 | 776.4 | 722.8 | 1019.6 | 1158.1 | 1457.9 | 1936.7 | 1862.9 | 1726.6 | 1625.3 | 1546.4 | 1452.4 | 1438.8 | 1436.8 | 1494 | 1496.4 | 1495.6 | 1502.2 | 1512.2 | 1531.2 | 1515.3 | 1257 | 1288.2 | 1183.6 | 1222 | 1165.9 | 1188.3 | 1150 | 1099.2 | 1011 | 857.3 | 679.2 | 510.2 | 390 | 522.1 | 595.3 | 1266.6 | 1255 | 1073 | 972.7 | 747.1 | 563 | 372.7 | 331.4 | 265.6 | 331.2 | 471.7 | 578.9 | 442.8 | 364.6 | 337.1 | 0.4 | 0.37 | 0.34 | 0.27 | 0.2 | 0.14 | 0.13 | 0.13 | 0.13 | 0.13 | 0.13 | 0.13 | 0.14 | 0.14 | 0.14 | 0.4 | 0.35 | 0.32 | 0.23 | 0.19 | 0.15 | 0.15 | 0.12 | 0.09 | 0.06 | 0.07 | 0.06 | 0.09 | 0.11 | 0.14 | 0.34 | 0.3 | 0.25 | 0.24 | 0.21 | 0.21 | 0.17 | 0.16 | 0.14 | 0.14 | 0.14 | 0.14 | 0.14 | 0.14 | 0.13 | 0.25 | 0.27 | 0.26 | 0.23 | 0.15 | 0.11 | 0.1 | 0.1 | 0.09 | 0.07 | 0.06 | 0.04 | 0.03 | 0.03 | 0.04 | 0.25 | 0.25 | 0.21 | 0.18 | 0.11 | 0.07 | 0.03 | 0.02 | 0.01 | 0.02 | 0.03 | 0.03 | 0.03 | 0.02 | 0.02 | 0.0603
| 18 | 427.7257 | 22.1787 | 3.0966 | 429.1673 | 39.0276 | 1691.342 | 0.26459 | 86.4553 | 466.7533 | 1713.5207 | 3.3612 | 515.6226 | 687.1 | 651.9 | 632 | 528.7 | 428.9 | 331.8 | 290.4 | 299.4 | 303.3 | 298.8 | 296.8 | 308.3 | 322 | 323.3 | 318 | 705.6 | 640.2 | 612.9 | 460.4 | 402.6 | 349.5 | 334.3 | 274.9 | 207.8 | 145.9 | 180.6 | 177.7 | 237.1 | 265.6 | 318.7 | 562.7 | 521.2 | 468.6 | 471.1 | 427.7 | 444.9 | 368.5 | 366.2 | 307.8 | 313.7 | 316.8 | 319.8 | 324.1 | 330.2 | 326.4 | 433.5 | 476.3 | 468.8 | 422.5 | 314 | 250.1 | 247.1 | 241.3 | 223.9 | 176.9 | 141.8 | 112.2 | 96.7 | 67.7 | 58.6 | 431.2 | 460.7 | 416.7 | 359.7 | 231.6 | 166.9 | 91.3 | 52 | 18.6 | 15 | 11.9 | 8.9 | 6.2 | 3.4 | 2.4 | 56 | 49 | 46.8 | 33.3 | 23.4 | 11.7 | 5.7 | 6 | 6.5 | 6.5 | 7 | 8.6 | 10.7 | 10.8 | 10.2 | 61.8 | 49.8 | 46.1 | 28.8 | 26.4 | 23.1 | 19.9 | 16.1 | 8.9 | 4.6 | 3.9 | 4.8 | 6.9 | 9.8 | 11.3 | 38.5 | 31.9 | 25.6 | 25.9 | 22.4 | 24.7 | 15.3 | 15.1 | 8.1 | 9.1 | 9.7 | 9.5 | 9 | 8.5 | 7.9 | 35.1 | 34.7 | 33.6 | 24.2 | 14.5 | 6.1 | 5.7 | 5.7 | 5.4 | 3.6 | 2.8 | 2.2 | 1.8 | 1.8 | 1.9 | 34.5 | 35.2 | 33.1 | 24.5 | 13.3 | 5.6 | 2.4 | 1.6 | 0.7 | 0.8 | 1.2 | 1.5 | 1.2 | 1.3 | 1.3 | 8.1 | 7.12 | 6.83 | 4.85 | 3.31 | 1.52 | 0.58 | 0.63 | 0.71 | 0.7 | 0.78 | 1.01 | 1.33 | 1.33 | 1.24 | 8.96 | 7.24 | 6.7 | 4.17 | 3.75 | 3.25 | 2.75 | 2.23 | 1.16 | 0.57 | 0.42 | 0.56 | 0.82 | 1.24 | 1.41 | 5.48 | 4.51 | 3.56 | 3.63 | 3.1 | 3.47 | 2.05 | 2.02 | 0.95 | 1.09 | 1.18 | 1.15 | 1.06 | 0.97 | 0.88 | 5.08 | 5.05 | 4.91 | 3.49 | 1.99 | 0.71 | 0.66 | 0.67 | 0.63 | 0.38 | 0.29 | 0.22 | 0.19 | 0.18 | 0.2 | 4.98 | 5.11 | 4.8 | 3.53 | 1.87 | 0.75 | 0.3 | 0.2 | 0.07 | 0.08 | 0.12 | 0.16 | 0.12 | 0.13 | 0.13 | 44 | 46.4 | 45.9 | 44.2 | 38.3 | 34.9 | 34.2 | 35.2 | 35.2 | 34.6 | 33.9 | 34 | 33.9 | 34 | 33.8 | 41 | 43.7 | 43.4 | 38.4 | 31.5 | 26.8 | 27.4 | 22.8 | 20.2 | 15.6 | 20.9 | 19.7 | 25.8 | 27.1 | 32.9 | 42.6 | 42.9 | 41.3 | 41.6 | 38.5 | 38.9 | 36.6 | 36.5 | 34.4 | 34.3 | 34.2 | 34.7 | 35.7 | 37 | 37 | 27.9 | 35.1 | 35.3 | 37.4 | 30.2 | 28.4 | 28.5 | 27.8 | 25.8 | 20.8 | 16.7 | 13.2 | 11.4 | 11.6 | 12.3 | 28.2 | 32 | 27.6 | 27.8 | 19.9 | 18.3 | 11.4 | 8.1 | 4.5 | 5.2 | 7.8 | 9.8 | 7.6 | 8 | 7.9 | 2088.5 | 2046.7 | 1977.7 | 1804.3 | 1638.2 | 1515.6 | 1506.1 | 1545.9 | 1551.7 | 1530 | 1504.6 | 1520.6 | 1532 | 1540.8 | 1529.3 | 2030.6 | 1973.7 | 1928.3 | 1599.2 | 1431.3 | 1269.9 | 1301.1 | 1077.1 | 924.1 | 701.3 | 927.1 | 882.1 | 1160.2 | 1236.1 | 1498.7 | 1956.9 | 1923.2 | 1834.7 | 1822.5 | 1710.4 | 1716.2 | 1608.3 | 1603.6 | 1525.6 | 1529.9 | 1528.6 | 1556.3 | 1601.6 | 1654.8 | 1650.7 | 1323.6 | 1514.6 | 1487.2 | 1528.7 | 1304.2 | 1246.4 | 1234.7 | 1196.4 | 1106.2 | 907.5 | 734.2 | 583.4 | 504 | 625 | 712.8 | 1330.9 | 1445 | 1277.6 | 1214.6 | 878.4 | 740.8 | 497.7 | 417.4 | 287.9 | 353.5 | 512.8 | 628.2 | 479.2 | 438.5 | 422.9 | 0.43 | 0.45 | 0.45 | 0.4 | 0.28 | 0.18 | 0.13 | 0.14 | 0.14 | 0.14 | 0.13 | 0.14 | 0.15 | 0.15 | 0.14 | 0.42 | 0.43 | 0.42 | 0.33 | 0.24 | 0.19 | 0.17 | 0.14 | 0.1 | 0.07 | 0.08 | 0.08 | 0.11 | 0.12 | 0.14 | 0.34 | 0.31 | 0.28 | 0.29 | 0.25 | 0.27 | 0.2 | 0.2 | 0.14 | 0.15 | 0.15 | 0.14 | 0.14 | 0.15 | 0.14 | 0.27 | 0.34 | 0.35 | 0.31 | 0.19 | 0.12 | 0.12 | 0.13 | 0.12 | 0.08 | 0.06 | 0.05 | 0.04 | 0.04 | 0.05 | 0.27 | 0.3 | 0.27 | 0.24 | 0.14 | 0.11 | 0.06 | 0.04 | 0.02 | 0.02 | 0.03 | 0.04 | 0.03 | 0.03 | 0.03 | 0.0596
| 19 | 446.161 | 23.0988 | 3.2267 | 447.6629 | 40.763 | 1762.992 | 0.27698 | 90.2001 | 486.924 | 1786.0909 | 3.5037 | 537.863 | 691.9 | 659.9 | 662.6 | 579.3 | 474.9 | 356.8 | 290.9 | 299.8 | 304.1 | 299.9 | 299.2 | 313.1 | 326 | 329.1 | 322.1 | 714 | 650.2 | 634 | 501.3 | 440 | 375 | 336.6 | 278.5 | 216.6 | 158.7 | 200.6 | 197 | 251.9 | 270.9 | 318.1 | 563 | 519.3 | 472.3 | 479.7 | 438.3 | 452.6 | 369.8 | 368.3 | 307.9 | 314.3 | 318 | 323.8 | 328.6 | 335.4 | 331.3 | 435.7 | 482 | 487.1 | 441.2 | 329 | 253.8 | 250.2 | 243.9 | 226.4 | 179 | 148.1 | 120.7 | 106.4 | 73.3 | 63.6 | 433.6 | 461.5 | 420.1 | 370.5 | 244.5 | 179.5 | 94.5 | 53.9 | 21.1 | 17.5 | 14.4 | 10 | 6.8 | 3.9 | 2.7 | 57 | 50.2 | 48.8 | 35.5 | 25.1 | 12.5 | 5.7 | 6 | 6.5 | 6.5 | 7.1 | 8.8 | 10.9 | 11 | 10.2 | 62.9 | 50.9 | 47.4 | 30.9 | 28.2 | 24.5 | 20.3 | 16.4 | 9.1 | 5 | 4.4 | 5.3 | 7.3 | 9.8 | 11.1 | 39.5 | 32.5 | 26.4 | 26.7 | 23.3 | 25.5 | 15.6 | 15.5 | 8.2 | 9.1 | 9.8 | 9.7 | 9.2 | 8.6 | 8 | 35.7 | 35.6 | 35 | 25.4 | 15.2 | 6.3 | 5.9 | 5.8 | 5.4 | 3.6 | 2.9 | 2.4 | 2.1 | 2 | 2.1 | 35.2 | 35.5 | 33.5 | 24.7 | 13.8 | 6 | 2.5 | 1.7 | 0.8 | 0.9 | 1.4 | 1.7 | 1.3 | 1.4 | 1.4 | 8.22 | 7.28 | 7.11 | 5.17 | 3.56 | 1.64 | 0.58 | 0.63 | 0.7 | 0.7 | 0.79 | 1.04 | 1.35 | 1.36 | 1.25 | 9.1 | 7.38 | 6.89 | 4.48 | 4.02 | 3.46 | 2.8 | 2.27 | 1.2 | 0.61 | 0.48 | 0.61 | 0.87 | 1.24 | 1.38 | 5.61 | 4.57 | 3.68 | 3.74 | 3.22 | 3.56 | 2.08 | 2.06 | 0.95 | 1.09 | 1.19 | 1.18 | 1.08 | 0.99 | 0.9 | 5.15 | 5.17 | 5.11 | 3.66 | 2.08 | 0.73 | 0.67 | 0.67 | 0.63 | 0.38 | 0.31 | 0.25 | 0.21 | 0.2 | 0.21 | 5.07 | 5.14 | 4.85 | 3.57 | 1.95 | 0.82 | 0.32 | 0.22 | 0.08 | 0.09 | 0.14 | 0.17 | 0.13 | 0.14 | 0.14 | 43.3 | 46.1 | 48.4 | 49.5 | 43.4 | 37.7 | 34.2 | 35.2 | 35.3 | 34.7 | 34.1 | 34.4 | 34.2 | 34.6 | 34.3 | 40.8 | 44 | 45.3 | 42.5 | 35.4 | 29.1 | 27.3 | 22.9 | 21.1 | 17 | 23.2 | 21.9 | 27.5 | 27.7 | 33 | 41.2 | 41.7 | 40.8 | 41.9 | 39.1 | 39.3 | 36.5 | 36.4 | 34.3 | 34.3 | 34.2 | 35 | 36.2 | 37.6 | 37.6 | 27.4 | 34.9 | 36.5 | 38.9 | 31.7 | 28.8 | 28.8 | 28 | 26 | 21.1 | 17.4 | 14.2 | 12.6 | 12.3 | 13 | 27.6 | 31.6 | 27.7 | 29.2 | 21.4 | 19.7 | 11.8 | 8.5 | 4.9 | 5.9 | 8.6 | 10.6 | 8.2 | 8.9 | 8.8 | 2113.5 | 2073.5 | 2084.3 | 1996.6 | 1822.4 | 1619.8 | 1510.7 | 1550.4 | 1558.5 | 1537.1 | 1516.4 | 1542 | 1550.9 | 1568 | 1550.4 | 2066.3 | 2006.7 | 1993.7 | 1737.4 | 1564.2 | 1360.5 | 1307.5 | 1090.7 | 966 | 763.2 | 1024.8 | 976.8 | 1233.5 | 1265.7 | 1501.9 | 1956 | 1920.4 | 1844.7 | 1852.9 | 1743.7 | 1744.3 | 1616 | 1612.4 | 1527.2 | 1534.5 | 1535.8 | 1573.4 | 1621.7 | 1680 | 1675.7 | 1337.2 | 1533.1 | 1547.3 | 1594.7 | 1364 | 1264.7 | 1254.6 | 1215.5 | 1123.9 | 919.8 | 763.5 | 624.1 | 550.5 | 657.9 | 745.1 | 1344.6 | 1454.2 | 1291.5 | 1257.6 | 927.2 | 788.3 | 520.2 | 438.8 | 315.3 | 389.7 | 554.8 | 675.3 | 507.8 | 482.3 | 464.6 | 0.41 | 0.44 | 0.47 | 0.45 | 0.32 | 0.2 | 0.13 | 0.14 | 0.14 | 0.13 | 0.13 | 0.14 | 0.15 | 0.15 | 0.14 | 0.41 | 0.43 | 0.44 | 0.38 | 0.28 | 0.21 | 0.16 | 0.14 | 0.1 | 0.07 | 0.09 | 0.09 | 0.11 | 0.12 | 0.14 | 0.31 | 0.29 | 0.27 | 0.29 | 0.25 | 0.27 | 0.2 | 0.2 | 0.14 | 0.14 | 0.15 | 0.15 | 0.15 | 0.15 | 0.15 | 0.26 | 0.33 | 0.36 | 0.32 | 0.2 | 0.12 | 0.12 | 0.12 | 0.12 | 0.08 | 0.07 | 0.06 | 0.05 | 0.05 | 0.05 | 0.25 | 0.3 | 0.27 | 0.26 | 0.16 | 0.13 | 0.06 | 0.05 | 0.02 | 0.02 | 0.03 | 0.04 | 0.03 | 0.03 | 0.03 | 0.0578
| 20 | 428.7538 | 23.3672 | 3.2323 | 430.2647 | 37.4926 | 1702.8815 | 0.23559 | 85.2358 | 466.2465 | 1726.2487 | 3.4679 | 515.5004 | 688 | 637.9 | 627.8 | 534.9 | 448.7 | 345.1 | 287.8 | 296.4 | 300.7 | 297.2 | 297 | 309.9 | 323.6 | 327 | 321.1 | 708.3 | 620.3 | 599.7 | 466.9 | 432.2 | 373.4 | 334.6 | 277.4 | 220.4 | 165.5 | 203.7 | 195.9 | 247.6 | 267.8 | 314 | 548.1 | 509.7 | 464.6 | 477.3 | 434.4 | 437.8 | 355.6 | 353.8 | 304.1 | 311.3 | 315.8 | 319.5 | 322.4 | 327 | 323.5 | 432 | 459.1 | 457.3 | 409.9 | 317.3 | 250.7 | 243.3 | 235.6 | 216.3 | 174.8 | 145.9 | 121.3 | 99.8 | 65 | 50.4 | 428.9 | 441.2 | 398.9 | 343.1 | 231.9 | 159.5 | 80.6 | 42.1 | 18.2 | 15 | 11.8 | 8.5 | 5.9 | 3.3 | 2.3 | 58.7 | 51.5 | 49.7 | 35.9 | 25.3 | 12.6 | 5.5 | 5.8 | 6.3 | 6.3 | 6.9 | 8.7 | 10.9 | 11.1 | 10.4 | 64.4 | 51.6 | 47.8 | 31 | 28.4 | 24.6 | 19.7 | 16 | 8.9 | 5 | 4.5 | 5.3 | 7.3 | 9.9 | 11 | 38.9 | 32.7 | 26.5 | 28.1 | 24 | 26.1 | 15.5 | 15.4 | 8 | 9 | 9.6 | 9.5 | 9 | 8.5 | 7.9 | 36.6 | 36.2 | 35.7 | 25.7 | 15.4 | 6.3 | 5.5 | 5.5 | 5.1 | 3.4 | 2.8 | 2.3 | 1.9 | 1.8 | 1.8 | 35.9 | 35.8 | 33.5 | 24.2 | 13.4 | 5.2 | 2 | 1.3 | 0.7 | 0.9 | 1.2 | 1.5 | 1.2 | 1.3 | 1.3 | 8.42 | 7.4 | 7.18 | 5.15 | 3.54 | 1.62 | 0.56 | 0.6 | 0.67 | 0.67 | 0.76 | 1.02 | 1.36 | 1.38 | 1.28 | 9.28 | 7.42 | 6.87 | 4.42 | 4.02 | 3.45 | 2.72 | 2.19 | 1.16 | 0.61 | 0.48 | 0.62 | 0.87 | 1.25 | 1.37 | 5.48 | 4.56 | 3.65 | 3.91 | 3.31 | 3.63 | 2.05 | 2.03 | 0.93 | 1.07 | 1.17 | 1.15 | 1.05 | 0.98 | 0.89 | 5.24 | 5.21 | 5.15 | 3.66 | 2.09 | 0.72 | 0.61 | 0.6 | 0.56 | 0.35 | 0.29 | 0.24 | 0.19 | 0.18 | 0.18 | 5.14 | 5.13 | 4.81 | 3.45 | 1.86 | 0.68 | 0.22 | 0.15 | 0.07 | 0.09 | 0.12 | 0.15 | 0.12 | 0.13 | 0.13 | 40.5 | 40.8 | 41.5 | 41.6 | 38.7 | 35.6 | 33.9 | 34.8 | 34.9 | 34.5 | 33.9 | 34 | 33.9 | 34.2 | 34 | 38 | 38.1 | 39.1 | 36.5 | 33.5 | 28.7 | 27.5 | 23.2 | 21.8 | 17.9 | 23.5 | 21.7 | 26.9 | 27.3 | 32.5 | 39.3 | 39.8 | 39.3 | 39.8 | 37.5 | 36.2 | 34.3 | 34.2 | 33.9 | 34 | 34 | 34.6 | 35.5 | 36.5 | 36.5 | 25.7 | 30.3 | 30.8 | 33.3 | 29.4 | 28.3 | 27.9 | 27 | 24.7 | 20.5 | 17.2 | 14.3 | 11.8 | 11.2 | 11.2 | 25.8 | 27.9 | 24.2 | 25.2 | 19.6 | 17.2 | 10.2 | 7.2 | 4.7 | 5.5 | 7.8 | 9.7 | 7.5 | 7.9 | 7.9 | 2095.9 | 1991.4 | 1955.1 | 1843.4 | 1735.3 | 1584.5 | 1500.9 | 1541.3 | 1550.4 | 1530.3 | 1510.8 | 1529.1 | 1536.5 | 1552.5 | 1539.3 | 2037.5 | 1898.2 | 1883.8 | 1635 | 1557.4 | 1364.2 | 1312.5 | 1100.7 | 996.4 | 803.6 | 1045.3 | 972.5 | 1212 | 1246.7 | 1481.2 | 1929.1 | 1900 | 1833.8 | 1836.5 | 1727.4 | 1679.2 | 1559.6 | 1554.8 | 1514.8 | 1526.9 | 1531.4 | 1557.8 | 1593.6 | 1635.9 | 1632.6 | 1324 | 1448.4 | 1436.3 | 1481.1 | 1323.8 | 1256.4 | 1237.9 | 1196.9 | 1096.5 | 908.3 | 759.5 | 631.6 | 520.7 | 611.4 | 670.8 | 1329.9 | 1384.9 | 1218.6 | 1175.9 | 900.8 | 737.3 | 475.6 | 408 | 310.1 | 380.2 | 522.7 | 631.6 | 474.3 | 438.4 | 427.8 | 0.37 | 0.37 | 0.39 | 0.35 | 0.26 | 0.17 | 0.13 | 0.13 | 0.13 | 0.13 | 0.13 | 0.14 | 0.15 | 0.15 | 0.14 | 0.37 | 0.35 | 0.35 | 0.29 | 0.24 | 0.2 | 0.16 | 0.13 | 0.1 | 0.07 | 0.09 | 0.09 | 0.11 | 0.12 | 0.14 | 0.28 | 0.26 | 0.24 | 0.26 | 0.23 | 0.23 | 0.18 | 0.17 | 0.14 | 0.14 | 0.14 | 0.14 | 0.14 | 0.14 | 0.14 | 0.23 | 0.27 | 0.29 | 0.26 | 0.17 | 0.11 | 0.11 | 0.11 | 0.1 | 0.08 | 0.06 | 0.05 | 0.04 | 0.04 | 0.04 | 0.23 | 0.25 | 0.22 | 0.2 | 0.13 | 0.09 | 0.04 | 0.03 | 0.02 | 0.02 | 0.03 | 0.04 | 0.03 | 0.03 | 0.03 | 0.0542
| 21 | 440.1156 | 25.1173 | 3.4535 | 441.7341 | 37.0272 | 1745.9569 | 0.21914 | 85.972 | 477.1428 | 1771.0742 | 3.6727 | 527.7061 | 674.4 | 656.5 | 656.2 | 573.2 | 458.8 | 347 | 287.8 | 296.9 | 300.9 | 296.3 | 295.4 | 307.5 | 319.3 | 322.9 | 316.2 | 691.4 | 628.7 | 618.3 | 495.2 | 442.3 | 376.9 | 337.3 | 282.6 | 235 | 186.2 | 224.9 | 211.6 | 253.6 | 267.3 | 306.9 | 531.8 | 497 | 450 | 485.8 | 444.6 | 474.9 | 378.9 | 377.2 | 303 | 310 | 314.1 | 316.9 | 318.8 | 321.8 | 317.4 | 424.6 | 482.6 | 485.4 | 441.9 | 320.3 | 249.9 | 242.3 | 235 | 213.7 | 172.7 | 144.5 | 122.9 | 97.2 | 61.7 | 43.6 | 419.8 | 455.4 | 411.5 | 357.8 | 228.9 | 154.7 | 78.8 | 37.9 | 17.9 | 14.9 | 11.7 | 8.3 | 5.8 | 3.2 | 2.3 | 58.1 | 54.3 | 53.4 | 41.3 | 27.4 | 13.3 | 5.6 | 5.9 | 6.4 | 6.3 | 6.9 | 8.7 | 10.9 | 11.1 | 10.3 | 63.1 | 52.7 | 49.8 | 34.5 | 29.9 | 24.6 | 19.1 | 15.5 | 8.9 | 5.3 | 4.8 | 5.6 | 7.3 | 9.9 | 10.9 | 37.7 | 31.7 | 24.6 | 29 | 25.1 | 29.8 | 17.9 | 17.8 | 8.2 | 9 | 9.7 | 9.6 | 9.1 | 8.5 | 7.8 | 36.4 | 39.4 | 39.2 | 29.7 | 16.1 | 6.2 | 5.3 | 5.2 | 4.8 | 3.4 | 2.8 | 2.4 | 1.8 | 1.7 | 1.6 | 35.5 | 37.5 | 34.5 | 25.9 | 13.1 | 5.1 | 1.9 | 1.2 | 0.7 | 0.9 | 1.2 | 1.5 | 1.2 | 1.2 | 1.2 | 8.29 | 7.75 | 7.63 | 5.85 | 3.8 | 1.72 | 0.57 | 0.61 | 0.68 | 0.68 | 0.76 | 1.02 | 1.35 | 1.38 | 1.27 | 9.05 | 7.53 | 7.1 | 4.87 | 4.19 | 3.43 | 2.62 | 2.11 | 1.14 | 0.63 | 0.51 | 0.64 | 0.87 | 1.25 | 1.37 | 5.28 | 4.39 | 3.34 | 4 | 3.44 | 4.14 | 2.38 | 2.37 | 0.95 | 1.08 | 1.18 | 1.16 | 1.07 | 0.98 | 0.88 | 5.2 | 5.62 | 5.59 | 4.18 | 2.18 | 0.71 | 0.58 | 0.57 | 0.52 | 0.34 | 0.28 | 0.24 | 0.19 | 0.17 | 0.16 | 5.05 | 5.34 | 4.92 | 3.66 | 1.8 | 0.64 | 0.21 | 0.13 | 0.07 | 0.09 | 0.12 | 0.15 | 0.12 | 0.12 | 0.12 | 38.8 | 40 | 41 | 40.8 | 37.6 | 35 | 33.9 | 34.8 | 34.9 | 34.3 | 33.7 | 33.7 | 33.3 | 33.6 | 33.4 | 36.5 | 37.7 | 39 | 36.3 | 33.1 | 28.9 | 28.4 | 24.2 | 23.8 | 20.4 | 26.1 | 23.6 | 27.7 | 27.2 | 31.7 | 37.8 | 38.6 | 38.7 | 39.7 | 37.6 | 37.5 | 35.1 | 35 | 33.6 | 33.7 | 33.7 | 34.1 | 34.9 | 35.8 | 35.9 | 24.6 | 30 | 30.7 | 33.3 | 28.9 | 28.2 | 27.9 | 27.1 | 24.6 | 20.3 | 17 | 14.5 | 11.5 | 10.8 | 10.3 | 24.7 | 27.8 | 24.6 | 25.1 | 19.2 | 16.4 | 9.9 | 6.7 | 4.7 | 5.6 | 8 | 9.9 | 7.6 | 7.9 | 7.7 | 2073.6 | 2070 | 2080.8 | 1974.1 | 1769.4 | 1586 | 1499.9 | 1543 | 1549.4 | 1525.1 | 1503 | 1516.4 | 1514.2 | 1529.5 | 1513.6 | 2015.2 | 1963 | 1983.5 | 1746.3 | 1602.6 | 1400.7 | 1351.3 | 1149.7 | 1084.5 | 915 | 1157.4 | 1055.7 | 1245.3 | 1243.2 | 1442.5 | 1896.3 | 1883.3 | 1832.9 | 1892 | 1776.9 | 1803.4 | 1633.1 | 1626.7 | 1505.4 | 1518.1 | 1521.7 | 1540.2 | 1569.9 | 1605.5 | 1602.6 | 1310.3 | 1535.7 | 1548 | 1593.8 | 1337.7 | 1255.5 | 1241.1 | 1202.7 | 1092.9 | 899.6 | 753 | 640.1 | 507.7 | 594.1 | 635.1 | 1313.2 | 1448.2 | 1290 | 1244.5 | 909 | 730.3 | 469.6 | 396.2 | 315.8 | 392.4 | 539 | 652.5 | 495.1 | 441.8 | 423.8 | 0.33 | 0.34 | 0.35 | 0.31 | 0.24 | 0.16 | 0.13 | 0.13 | 0.13 | 0.13 | 0.13 | 0.14 | 0.14 | 0.14 | 0.14 | 0.34 | 0.32 | 0.32 | 0.27 | 0.23 | 0.19 | 0.16 | 0.13 | 0.11 | 0.08 | 0.1 | 0.09 | 0.11 | 0.12 | 0.14 | 0.26 | 0.24 | 0.21 | 0.24 | 0.22 | 0.23 | 0.18 | 0.18 | 0.13 | 0.14 | 0.14 | 0.14 | 0.14 | 0.14 | 0.14 | 0.21 | 0.25 | 0.26 | 0.23 | 0.16 | 0.11 | 0.11 | 0.1 | 0.09 | 0.08 | 0.06 | 0.05 | 0.04 | 0.04 | 0.04 | 0.21 | 0.23 | 0.21 | 0.18 | 0.11 | 0.07 | 0.04 | 0.03 | 0.02 | 0.02 | 0.03 | 0.04 | 0.03 | 0.03 | 0.03 | 0.05
| 22 | 431.8091 | 23.6991 | 3.2223 | 433.3266 | 36.9577 | 1759.7494 | 0.20261 | 86.2844 | 468.7668 | 1783.4485 | 3.425 | 519.611 | 633.4 | 623.1 | 631.2 | 568.1 | 459.2 | 348.4 | 286.7 | 296.1 | 300.5 | 294.5 | 292.4 | 303.7 | 316.4 | 320.3 | 313.3 | 646.4 | 611.2 | 612.6 | 535 | 483 | 426.2 | 366.7 | 303.8 | 256.4 | 203.4 | 241.3 | 223.9 | 259.3 | 267.3 | 299.2 | 503.3 | 466.5 | 420.8 | 453.3 | 422.6 | 459.5 | 374.1 | 372.8 | 301.8 | 309.1 | 312.4 | 313.8 | 315 | 318 | 314.2 | 399.3 | 460.8 | 469.2 | 433.1 | 316.2 | 246.6 | 244.9 | 237.7 | 214.4 | 169.9 | 143.5 | 126.7 | 101.2 | 63.6 | 42.9 | 395.4 | 433.5 | 389.4 | 347.2 | 232.3 | 168.7 | 91.6 | 42.4 | 19.3 | 15.1 | 11.6 | 7.8 | 5.5 | 3.3 | 2.3 | 52.4 | 49.6 | 49.2 | 39.5 | 26.7 | 13 | 5.5 | 5.9 | 6.5 | 6.4 | 6.9 | 8.6 | 10.9 | 11.1 | 10.5 | 57.1 | 49.3 | 47.4 | 36.9 | 32.4 | 27.7 | 20.5 | 16.3 | 9.6 | 5.9 | 5.3 | 5.9 | 7.4 | 9.7 | 10.4 | 33.7 | 27.5 | 20.8 | 24.9 | 22.5 | 27.3 | 16.9 | 16.9 | 8.3 | 9.1 | 9.6 | 9.5 | 9 | 8.6 | 7.9 | 33 | 36.2 | 36.6 | 28.3 | 15.6 | 5.9 | 5.4 | 5.3 | 4.8 | 3.3 | 2.8 | 2.5 | 1.9 | 1.7 | 1.6 | 32.1 | 34.2 | 30.8 | 23.7 | 12.1 | 5.4 | 2.1 | 1.3 | 0.8 | 0.9 | 1.3 | 1.6 | 1.2 | 1.3 | 1.3 | 7.45 | 7.02 | 6.97 | 5.53 | 3.65 | 1.66 | 0.56 | 0.61 | 0.7 | 0.69 | 0.76 | 1.02 | 1.36 | 1.39 | 1.29 | 8.15 | 6.99 | 6.7 | 5.17 | 4.52 | 3.85 | 2.79 | 2.21 | 1.22 | 0.7 | 0.57 | 0.69 | 0.88 | 1.23 | 1.31 | 4.68 | 3.78 | 2.79 | 3.39 | 3.04 | 3.75 | 2.22 | 2.22 | 0.97 | 1.1 | 1.17 | 1.15 | 1.06 | 1 | 0.9 | 4.68 | 5.13 | 5.18 | 3.94 | 2.08 | 0.65 | 0.59 | 0.58 | 0.53 | 0.34 | 0.28 | 0.25 | 0.19 | 0.17 | 0.16 | 4.56 | 4.84 | 4.36 | 3.31 | 1.64 | 0.66 | 0.23 | 0.14 | 0.08 | 0.09 | 0.13 | 0.16 | 0.12 | 0.13 | 0.13 | 38.2 | 39.4 | 40.9 | 41.2 | 38 | 35.3 | 33.7 | 34.7 | 34.7 | 34 | 33.3 | 33.3 | 32.9 | 33.2 | 32.9 | 35.7 | 38.1 | 40 | 39 | 36 | 32.6 | 31.1 | 26.4 | 26.1 | 22.2 | 27.8 | 24.9 | 28.4 | 27.4 | 31 | 37.6 | 38.1 | 38 | 38.7 | 36.8 | 37.4 | 35.3 | 35.1 | 33.3 | 33.5 | 33.5 | 33.8 | 34.5 | 35.2 | 35.3 | 24.2 | 29.6 | 30.4 | 33 | 28.7 | 28 | 28.2 | 27.3 | 24.6 | 20 | 16.9 | 14.9 | 12 | 10.9 | 10.2 | 24.4 | 27.7 | 24.8 | 25.5 | 20.5 | 18 | 11.4 | 7.4 | 5 | 6 | 8.2 | 10 | 7.7 | 8.1 | 7.9 | 2024.9 | 2052.4 | 2105.1 | 2044.9 | 1822.4 | 1615.1 | 1494.5 | 1538.3 | 1544.4 | 1512.8 | 1485.9 | 1496.8 | 1497.9 | 1511.8 | 1493.1 | 1955.6 | 1991.6 | 2055.8 | 1933.9 | 1777.8 | 1599.3 | 1482.2 | 1249.2 | 1189.4 | 997.9 | 1237.6 | 1116.1 | 1276.3 | 1248.2 | 1411.3 | 1863.7 | 1843.7 | 1790.2 | 1848.5 | 1748.9 | 1809.7 | 1644 | 1637.2 | 1495.6 | 1511 | 1513.8 | 1526.1 | 1551.2 | 1580.8 | 1579.6 | 1279.4 | 1530.5 | 1565.9 | 1617.8 | 1345.3 | 1250.7 | 1254.4 | 1216.4 | 1095.8 | 884.6 | 747.5 | 660.2 | 528.6 | 602.4 | 628.9 | 1283.2 | 1438.2 | 1290.8 | 1268 | 966.5 | 809.2 | 535.7 | 430.4 | 335 | 422.8 | 565.7 | 679.9 | 508.4 | 455.2 | 436.8 | 0.31 | 0.3 | 0.31 | 0.28 | 0.22 | 0.16 | 0.12 | 0.13 | 0.13 | 0.13 | 0.13 | 0.13 | 0.14 | 0.14 | 0.14 | 0.31 | 0.3 | 0.3 | 0.26 | 0.23 | 0.2 | 0.17 | 0.14 | 0.12 | 0.09 | 0.11 | 0.1 | 0.12 | 0.12 | 0.13 | 0.24 | 0.22 | 0.19 | 0.21 | 0.19 | 0.21 | 0.17 | 0.17 | 0.13 | 0.14 | 0.14 | 0.14 | 0.14 | 0.14 | 0.14 | 0.19 | 0.22 | 0.23 | 0.21 | 0.15 | 0.11 | 0.11 | 0.1 | 0.09 | 0.07 | 0.06 | 0.06 | 0.04 | 0.04 | 0.04 | 0.19 | 0.21 | 0.19 | 0.16 | 0.11 | 0.08 | 0.04 | 0.03 | 0.02 | 0.02 | 0.03 | 0.04 | 0.03 | 0.03 | 0.03 | 0.0463
| 23 | 420.1491 | 22.3298 | 3.0187 | 421.5743 | 36.6417 | 1737.1401 | 0.19554 | 85.3335 | 456.7908 | 1759.4699 | 3.2142 | 506.9077 | 619.3 | 597.5 | 602.9 | 542.4 | 449 | 346.7 | 284.6 | 293.7 | 298.7 | 293 | 291.9 | 302.2 | 315.9 | 319.4 | 314.4 | 617.1 | 569.3 | 573.4 | 516.7 | 490.1 | 452.9 | 388 | 328.5 | 271.8 | 211.6 | 242.1 | 224.7 | 260.2 | 267.7 | 297.4 | 487.9 | 455.3 | 416.2 | 446.7 | 416.8 | 450.5 | 369.5 | 367.5 | 300.4 | 308.4 | 312.1 | 312.1 | 311.8 | 315.2 | 312.6 | 389.1 | 437 | 441.1 | 404.8 | 304.4 | 242.7 | 241.3 | 234.6 | 210.8 | 168.2 | 142.8 | 128.4 | 105 | 66.2 | 45.8 | 384.7 | 410.4 | 366 | 325.2 | 236.7 | 184.9 | 109.7 | 50.1 | 20.9 | 15.9 | 12.2 | 7.9 | 5.6 | 3.4 | 2.4 | 50.6 | 46.4 | 45.7 | 36.3 | 25.4 | 12.9 | 5.5 | 5.8 | 6.4 | 6.4 | 6.9 | 8.4 | 10.7 | 11 | 10.6 | 53.3 | 44.3 | 42.4 | 33.8 | 31.9 | 29.1 | 22 | 18.3 | 11 | 6.7 | 5.4 | 6.1 | 7.6 | 10 | 10.6 | 31.3 | 26.1 | 20.4 | 24.3 | 21.6 | 26.4 | 16.6 | 16.5 | 8.2 | 9.2 | 9.8 | 9.6 | 8.8 | 8.5 | 7.9 | 31.6 | 33.3 | 33 | 24.8 | 14 | 5.5 | 5.1 | 5 | 4.6 | 3.3 | 2.8 | 2.5 | 2 | 1.8 | 1.7 | 30.7 | 31 | 27.3 | 20.3 | 11.2 | 5.5 | 2.5 | 1.5 | 0.8 | 1 | 1.3 | 1.6 | 1.3 | 1.4 | 1.3 | 7.18 | 6.56 | 6.45 | 5.06 | 3.46 | 1.64 | 0.55 | 0.59 | 0.68 | 0.68 | 0.76 | 0.99 | 1.33 | 1.38 | 1.31 | 7.59 | 6.26 | 5.96 | 4.69 | 4.42 | 4.03 | 3 | 2.49 | 1.42 | 0.81 | 0.59 | 0.72 | 0.91 | 1.27 | 1.34 | 4.34 | 3.57 | 2.73 | 3.29 | 2.91 | 3.61 | 2.19 | 2.18 | 0.97 | 1.11 | 1.19 | 1.16 | 1.04 | 0.99 | 0.9 | 4.48 | 4.7 | 4.66 | 3.42 | 1.85 | 0.6 | 0.55 | 0.54 | 0.49 | 0.34 | 0.28 | 0.25 | 0.2 | 0.18 | 0.17 | 4.35 | 4.37 | 3.85 | 2.81 | 1.49 | 0.66 | 0.27 | 0.15 | 0.08 | 0.1 | 0.13 | 0.16 | 0.13 | 0.14 | 0.13 | 37.9 | 38.8 | 40.2 | 40.6 | 37.8 | 35.2 | 33.5 | 34.5 | 34.6 | 33.9 | 33.3 | 33.2 | 33 | 33.2 | 32.9 | 35.2 | 36.9 | 39.2 | 39.4 | 37.5 | 35 | 32.6 | 27.9 | 26.8 | 22.6 | 27.8 | 24.8 | 28.3 | 27.1 | 30.6 | 37.6 | 37.9 | 37.8 | 38.4 | 36.8 | 37 | 34.9 | 34.7 | 33.1 | 33.4 | 33.4 | 33.5 | 34.2 | 34.9 | 35.1 | 24 | 29 | 29.8 | 32.4 | 28.5 | 27.8 | 28 | 27.2 | 24.4 | 19.8 | 16.8 | 15.1 | 12.4 | 11.3 | 10.7 | 24.2 | 27.4 | 24.8 | 25.6 | 21.9 | 20.1 | 13.6 | 8.4 | 5.4 | 6.3 | 8.6 | 10.5 | 8.1 | 8.6 | 8.5 | 2000.9 | 2004.4 | 2055.1 | 2001.8 | 1808.1 | 1609.4 | 1484.3 | 1527.4 | 1537.2 | 1505.6 | 1483.5 | 1493.3 | 1500.5 | 1510.2 | 1495.6 | 1906.2 | 1907.9 | 1990.9 | 1932.9 | 1841.4 | 1714.2 | 1558.6 | 1330.2 | 1233.9 | 1020.8 | 1237.7 | 1113.9 | 1273.6 | 1241.1 | 1394.4 | 1847.3 | 1822.2 | 1776.3 | 1832.5 | 1742.3 | 1788.2 | 1625.3 | 1616.9 | 1488.6 | 1504.9 | 1508.9 | 1514.6 | 1537.9 | 1566.3 | 1570.6 | 1263.6 | 1485 | 1516.9 | 1568.4 | 1328.4 | 1239.4 | 1243.3 | 1207.2 | 1083.7 | 875.3 | 743.6 | 668.8 | 548.5 | 624.3 | 656.5 | 1266.7 | 1405.3 | 1263.8 | 1248 | 1021.8 | 902 | 638.2 | 482.9 | 358.8 | 442.3 | 594.9 | 717.2 | 539.4 | 493.6 | 472.5 | 0.3 | 0.29 | 0.29 | 0.26 | 0.21 | 0.16 | 0.12 | 0.13 | 0.13 | 0.13 | 0.13 | 0.13 | 0.14 | 0.14 | 0.14 | 0.3 | 0.27 | 0.28 | 0.25 | 0.23 | 0.21 | 0.18 | 0.15 | 0.12 | 0.09 | 0.11 | 0.1 | 0.12 | 0.12 | 0.13 | 0.23 | 0.21 | 0.19 | 0.21 | 0.19 | 0.21 | 0.17 | 0.17 | 0.13 | 0.14 | 0.14 | 0.14 | 0.14 | 0.14 | 0.14 | 0.19 | 0.21 | 0.21 | 0.19 | 0.14 | 0.11 | 0.11 | 0.1 | 0.09 | 0.07 | 0.06 | 0.06 | 0.05 | 0.04 | 0.04 | 0.18 | 0.2 | 0.17 | 0.15 | 0.11 | 0.08 | 0.05 | 0.03 | 0.02 | 0.02 | 0.03 | 0.04 | 0.03 | 0.03 | 0.03 | 0.0437
RFCMc | 0 | 391.2225 | 14.7748 | 1.901 | 392.14 | 39.7195 | 1793.9276 | 0.18715 | 89.9991 | 430.942 | 1808.7025 | 2.0882 | 482.1391 | 566.1 | 513.5 | 437.9 | 454.6 | 430.4 | 372 | 337.9 | 340.2 | 342.3 | 301.2 | 261.3 | 274.6 | 286.6 | 310.2 | 274.7 | 565.4 | 509.4 | 427.5 | 486.3 | 470.5 | 389.4 | 310.7 | 309.3 | 331.1 | 288.1 | 280.3 | 240.7 | 218.1 | 221.6 | 241.1 | 504.6 | 453.1 | 361.1 | 380.3 | 397.1 | 400.2 | 395.6 | 389 | 377.4 | 363.8 | 357 | 362.3 | 368.9 | 360.4 | 354.1 | 411.7 | 394.5 | 378.1 | 344.8 | 325.9 | 266.4 | 247.9 | 205.6 | 182.1 | 151.8 | 125.7 | 101.3 | 81.7 | 55.4 | 42.5 | 405.7 | 373.2 | 302.6 | 290.3 | 229.5 | 182.6 | 82.7 | 46.4 | 17.4 | 13 | 9.5 | 6.6 | 4.8 | 2.6 | 1.8 | 37.1 | 28.9 | 17.5 | 21.8 | 19.8 | 12.6 | 6.6 | 6.9 | 8 | 7.3 | 6.8 | 8.3 | 8.8 | 9.5 | 6.9 | 37 | 28.2 | 15.7 | 29.6 | 28.6 | 24.1 | 8 | 7.7 | 6.4 | 5.6 | 5.7 | 5.3 | 5 | 5.8 | 6.3 | 29.7 | 22.1 | 7.8 | 9.5 | 11.2 | 11.6 | 10.7 | 10.4 | 9.8 | 9.5 | 8.6 | 9.2 | 9.6 | 9 | 8.1 | 24.8 | 20.2 | 14.9 | 12.8 | 11.2 | 5.2 | 4.9 | 4.1 | 3.6 | 3 | 2.5 | 2 | 1.5 | 2.2 | 2.6 | 23.8 | 18.6 | 8.1 | 13.7 | 12.4 | 11.3 | 2.8 | 2.4 | 1.9 | 2.3 | 2.5 | 3 | 2.4 | 3.2 | 3 | 5.23 | 3.99 | 2.27 | 2.93 | 2.65 | 1.59 | 0.67 | 0.72 | 0.89 | 0.83 | 0.79 | 1.03 | 1.11 | 1.18 | 0.81 | 5.21 | 3.89 | 2 | 4.12 | 3.96 | 3.35 | 0.92 | 0.89 | 0.65 | 0.58 | 0.59 | 0.58 | 0.56 | 0.68 | 0.74 | 4.13 | 2.99 | 0.83 | 1.08 | 1.34 | 1.4 | 1.26 | 1.22 | 1.14 | 1.11 | 0.97 | 1.06 | 1.12 | 1.05 | 0.91 | 3.46 | 2.75 | 1.92 | 1.63 | 1.4 | 0.53 | 0.51 | 0.42 | 0.37 | 0.31 | 0.25 | 0.2 | 0.16 | 0.22 | 0.26 | 3.31 | 2.52 | 0.95 | 1.82 | 1.69 | 1.57 | 0.36 | 0.27 | 0.19 | 0.24 | 0.25 | 0.3 | 0.24 | 0.32 | 0.3 | 43.8 | 43.9 | 43.5 | 42 | 40.5 | 39.1 | 39.7 | 39.8 | 39 | 34.2 | 29.4 | 29.9 | 31.1 | 33.8 | 31.3 | 43.8 | 44 | 43.8 | 39.4 | 38.1 | 31.3 | 35 | 35 | 39 | 33.9 | 32.8 | 27.8 | 25 | 24.9 | 27 | 42.2 | 41.8 | 41.8 | 42.9 | 43.7 | 43.7 | 44 | 43.3 | 42.3 | 40.8 | 40.7 | 40.8 | 41.5 | 40.8 | 40.9 | 33.8 | 35.5 | 37.8 | 35.1 | 34 | 31.3 | 29.1 | 24.1 | 21.3 | 17.8 | 14.8 | 11.9 | 9.7 | 14 | 16.2 | 33.9 | 34 | 33.6 | 26.9 | 20.1 | 14.8 | 10.4 | 12 | 12.4 | 14.9 | 15.7 | 19.1 | 15.4 | 20.1 | 19.2 | 2050.3 | 2025.8 | 1983.5 | 1931.5 | 1856.6 | 1750.7 | 1759.4 | 1761.8 | 1735.9 | 1517.4 | 1296.4 | 1311.9 | 1358.1 | 1474.6 | 1356.1 | 2051.4 | 2023.2 | 1975.7 | 1858.9 | 1804.9 | 1475 | 1546.6 | 1544.4 | 1722.7 | 1496.3 | 1451.1 | 1229.8 | 1106.5 | 1098.5 | 1195 | 1939.1 | 1899.9 | 1857 | 1911.9 | 1947.2 | 1949.9 | 1954 | 1926.8 | 1873.7 | 1803.6 | 1793.6 | 1804.9 | 1826.7 | 1793.8 | 1785.5 | 1566.6 | 1625.8 | 1720.5 | 1595.9 | 1539 | 1385.1 | 1286.2 | 1067.5 | 946.2 | 788.5 | 654.1 | 526.8 | 427.2 | 933.3 | 1187.9 | 1564.5 | 1553.4 | 1501.2 | 1250.6 | 929.5 | 687.7 | 464.3 | 781.4 | 945.9 | 1233.9 | 1294.9 | 1575.1 | 1269.8 | 1661.8 | 1592.5 | 0.31 | 0.27 | 0.21 | 0.22 | 0.21 | 0.18 | 0.15 | 0.15 | 0.15 | 0.14 | 0.12 | 0.14 | 0.15 | 0.16 | 0.14 | 0.31 | 0.27 | 0.2 | 0.25 | 0.24 | 0.2 | 0.14 | 0.15 | 0.15 | 0.13 | 0.12 | 0.11 | 0.1 | 0.1 | 0.11 | 0.28 | 0.24 | 0.16 | 0.17 | 0.18 | 0.19 | 0.18 | 0.18 | 0.18 | 0.17 | 0.17 | 0.17 | 0.18 | 0.17 | 0.17 | 0.22 | 0.2 | 0.18 | 0.16 | 0.15 | 0.12 | 0.11 | 0.09 | 0.08 | 0.07 | 0.06 | 0.04 | 0.04 | 0.05 | 0.06 | 0.22 | 0.19 | 0.14 | 0.14 | 0.12 | 0.1 | 0.05 | 0.05 | 0.05 | 0.06 | 0.06 | 0.07 | 0.06 | 0.07 | 0.07 | 0.0475
| 1 | 391.3757 | 15.0341 | 1.9382 | 392.3102 | 39.5018 | 1787.7984 | 0.18698 | 89.6097 | 430.8774 | 1802.8326 | 2.1251 | 481.9199 | 567.1 | 514.2 | 439 | 449.9 | 425.5 | 365.7 | 338.6 | 343.3 | 347.9 | 306.8 | 266.1 | 278.9 | 291.4 | 314.3 | 277.8 | 569.8 | 511.2 | 426.6 | 468.2 | 453.4 | 375.4 | 314 | 312 | 330.6 | 287.3 | 279.3 | 239.6 | 216.8 | 220.4 | 239.2 | 508.4 | 455.8 | 362.7 | 385.1 | 402.9 | 403.4 | 395 | 388.4 | 379.3 | 366 | 358.5 | 361.9 | 367.6 | 357.9 | 351.4 | 411.5 | 393.9 | 379.1 | 346.1 | 328.4 | 267.8 | 249.8 | 206.9 | 182.6 | 152.3 | 125.8 | 101.3 | 82.6 | 56.2 | 43.3 | 406.3 | 373.3 | 301.2 | 285.1 | 223.8 | 178.4 | 82.5 | 46.9 | 17.3 | 12.9 | 9.5 | 6.5 | 4.7 | 2.7 | 1.8 | 37.6 | 29.2 | 17.6 | 21.8 | 19.8 | 12.6 | 6.8 | 7.3 | 8.7 | 8 | 7.3 | 8.8 | 9.3 | 10 | 7.2 | 38 | 28.7 | 15.6 | 27.9 | 27 | 22.8 | 8.3 | 8 | 6.3 | 5.6 | 5.6 | 5.3 | 5 | 5.8 | 6.3 | 30.6 | 22.7 | 8.1 | 10.3 | 12.2 | 12.4 | 10.9 | 10.6 | 10.2 | 9.9 | 8.9 | 9.4 | 9.7 | 9 | 8 | 25 | 20.2 | 15.1 | 13 | 11.4 | 5.2 | 4.9 | 4.1 | 3.6 | 3 | 2.5 | 2 | 1.6 | 2.2 | 2.6 | 24.1 | 18.8 | 8 | 13.1 | 11.6 | 10.7 | 2.7 | 2.4 | 1.8 | 2.3 | 2.4 | 2.9 | 2.4 | 3.1 | 3 | 5.29 | 4.03 | 2.29 | 2.94 | 2.65 | 1.59 | 0.7 | 0.78 | 0.98 | 0.92 | 0.86 | 1.1 | 1.18 | 1.25 | 0.86 | 5.36 | 3.96 | 1.99 | 3.87 | 3.74 | 3.17 | 0.97 | 0.93 | 0.64 | 0.57 | 0.58 | 0.57 | 0.56 | 0.67 | 0.73 | 4.27 | 3.09 | 0.88 | 1.2 | 1.49 | 1.52 | 1.29 | 1.24 | 1.21 | 1.17 | 1.02 | 1.09 | 1.14 | 1.05 | 0.89 | 3.48 | 2.75 | 1.95 | 1.67 | 1.44 | 0.53 | 0.5 | 0.42 | 0.37 | 0.31 | 0.25 | 0.21 | 0.16 | 0.22 | 0.26 | 3.35 | 2.55 | 0.93 | 1.73 | 1.58 | 1.48 | 0.34 | 0.27 | 0.18 | 0.23 | 0.24 | 0.29 | 0.24 | 0.31 | 0.3 | 43.5 | 43.7 | 43.5 | 41.4 | 39.9 | 38.2 | 39.7 | 39.8 | 39.2 | 34.3 | 29.5 | 30 | 31.3 | 33.9 | 31.3 | 43.5 | 43.8 | 43.7 | 38.5 | 37.2 | 30.5 | 35.1 | 35.1 | 39 | 33.8 | 32.7 | 27.7 | 24.8 | 24.7 | 26.8 | 41.8 | 41.6 | 41.7 | 42.8 | 43.5 | 43.4 | 43.7 | 43.1 | 42.2 | 40.7 | 40.6 | 40.6 | 41.1 | 40.4 | 40.5 | 33.6 | 35.3 | 37.7 | 35.1 | 34.1 | 31.5 | 29.3 | 24.2 | 21.4 | 17.8 | 14.8 | 11.9 | 9.8 | 14.1 | 16.3 | 33.6 | 33.8 | 33.5 | 26.8 | 19.9 | 14.7 | 10.6 | 12 | 12.3 | 14.7 | 15.4 | 18.7 | 15.1 | 19.8 | 19 | 2049 | 2024.4 | 1987.5 | 1903.5 | 1827.6 | 1714.8 | 1758.3 | 1767.5 | 1749.4 | 1530.1 | 1309.1 | 1322 | 1371 | 1482.4 | 1363.8 | 2048 | 2021.1 | 1975.2 | 1810.1 | 1755 | 1433.1 | 1553.9 | 1551.5 | 1722.9 | 1494.1 | 1446.4 | 1224.9 | 1099.4 | 1093.4 | 1186.1 | 1931.9 | 1894.3 | 1854 | 1914.3 | 1949.2 | 1945.1 | 1944.5 | 1918.2 | 1872.1 | 1803.6 | 1792.9 | 1799.1 | 1818.3 | 1783.4 | 1777.2 | 1565 | 1624.4 | 1723 | 1595.7 | 1545.1 | 1394.5 | 1298.2 | 1074.7 | 948.8 | 790.9 | 654.2 | 526.6 | 431.6 | 938.9 | 1194.2 | 1562.7 | 1551.4 | 1499.1 | 1241.1 | 920.4 | 684.6 | 472.5 | 782.2 | 936.8 | 1216.9 | 1266.7 | 1541 | 1239.7 | 1638 | 1573.7 | 0.31 | 0.27 | 0.21 | 0.22 | 0.21 | 0.17 | 0.15 | 0.15 | 0.16 | 0.14 | 0.12 | 0.14 | 0.15 | 0.16 | 0.14 | 0.31 | 0.27 | 0.2 | 0.24 | 0.23 | 0.2 | 0.15 | 0.15 | 0.15 | 0.13 | 0.12 | 0.11 | 0.1 | 0.1 | 0.11 | 0.28 | 0.24 | 0.16 | 0.17 | 0.19 | 0.19 | 0.18 | 0.18 | 0.18 | 0.17 | 0.17 | 0.17 | 0.17 | 0.17 | 0.17 | 0.22 | 0.2 | 0.18 | 0.16 | 0.15 | 0.12 | 0.11 | 0.09 | 0.08 | 0.07 | 0.06 | 0.04 | 0.04 | 0.05 | 0.06 | 0.22 | 0.19 | 0.13 | 0.13 | 0.11 | 0.09 | 0.05 | 0.05 | 0.05 | 0.05 | 0.06 | 0.07 | 0.06 | 0.07 | 0.07 | 0.0462
| 2 | 389.6733 | 15.0477 | 1.9388 | 390.6084 | 39.2256 | 1780.1229 | 0.18462 | 89.1179 | 428.8989 | 1795.1706 | 2.1234 | 479.7263 | 569.1 | 515.8 | 443 | 443.1 | 418.5 | 357.2 | 339.6 | 344.3 | 347.4 | 305.4 | 265.7 | 278.4 | 292.3 | 314 | 279 | 571.6 | 511.3 | 425 | 458 | 444.8 | 370.6 | 317.8 | 315.4 | 331.1 | 287.8 | 280.3 | 241.2 | 218.2 | 220.7 | 238.3 | 506.5 | 454.4 | 361.5 | 385 | 402.7 | 403.3 | 395.2 | 388.8 | 381.3 | 367.8 | 360.6 | 361.3 | 365.8 | 356.9 | 352.2 | 413 | 395.7 | 380.3 | 346.4 | 328.4 | 267.7 | 249.8 | 206.3 | 182.3 | 151.6 | 125.4 | 101.2 | 83.3 | 56.9 | 44.1 | 406.6 | 373.1 | 300.6 | 282.9 | 220.5 | 174.8 | 81.5 | 47.4 | 18.1 | 12.7 | 9.3 | 6.5 | 4.7 | 2.7 | 1.8 | 38.2 | 29.7 | 18.4 | 21.7 | 19.7 | 12 | 6.8 | 7.3 | 8.4 | 7.7 | 7.1 | 8.7 | 9.4 | 9.9 | 7.4 | 38.6 | 29 | 15.5 | 27.1 | 26.3 | 22.5 | 8.7 | 8.4 | 6.3 | 5.6 | 5.6 | 5.3 | 5.1 | 5.8 | 6.3 | 30.6 | 22.7 | 8 | 10.3 | 12.2 | 12.5 | 11.1 | 10.8 | 10.7 | 10.4 | 9.4 | 9.5 | 9.6 | 8.9 | 8 | 25.4 | 20.7 | 15.3 | 13.2 | 11.4 | 5.2 | 4.9 | 4.1 | 3.6 | 3 | 2.5 | 2 | 1.6 | 2.2 | 2.6 | 24.3 | 18.9 | 7.9 | 12.8 | 11.3 | 10.3 | 2.6 | 2.4 | 1.8 | 2.3 | 2.4 | 2.9 | 2.3 | 3.1 | 3 | 5.38 | 4.1 | 2.4 | 2.92 | 2.63 | 1.5 | 0.7 | 0.77 | 0.95 | 0.88 | 0.84 | 1.08 | 1.18 | 1.25 | 0.89 | 5.43 | 3.99 | 1.98 | 3.73 | 3.63 | 3.12 | 1.03 | 0.98 | 0.64 | 0.57 | 0.58 | 0.58 | 0.56 | 0.68 | 0.74 | 4.25 | 3.08 | 0.87 | 1.2 | 1.49 | 1.52 | 1.31 | 1.28 | 1.28 | 1.25 | 1.1 | 1.11 | 1.12 | 1.02 | 0.9 | 3.54 | 2.81 | 1.99 | 1.68 | 1.43 | 0.53 | 0.51 | 0.42 | 0.37 | 0.31 | 0.25 | 0.2 | 0.16 | 0.22 | 0.26 | 3.38 | 2.56 | 0.92 | 1.69 | 1.53 | 1.43 | 0.32 | 0.26 | 0.18 | 0.23 | 0.24 | 0.29 | 0.23 | 0.31 | 0.3 | 43 | 43.3 | 43.3 | 40.5 | 39 | 37.6 | 39.8 | 40 | 39.4 | 34.4 | 29.6 | 30.1 | 31.4 | 33.8 | 31.3 | 43 | 43.4 | 43.5 | 37.7 | 36.5 | 30.1 | 35.3 | 35.3 | 39.1 | 33.9 | 32.8 | 27.9 | 24.9 | 24.7 | 26.7 | 41.4 | 41.3 | 41.6 | 42.7 | 43.5 | 43.4 | 43.5 | 42.9 | 42 | 40.5 | 40.4 | 40.4 | 41 | 40.4 | 40.6 | 33.2 | 35.1 | 37.6 | 35 | 34.1 | 31.5 | 29.3 | 24.2 | 21.4 | 17.8 | 14.7 | 11.9 | 9.9 | 14.1 | 16.3 | 33.3 | 33.6 | 33.5 | 26.8 | 19.8 | 14.6 | 10.5 | 12 | 12.3 | 14.6 | 15.3 | 18.5 | 15 | 19.6 | 18.8 | 2053.1 | 2027.2 | 1988.1 | 1872.8 | 1796.9 | 1687.3 | 1763.1 | 1774.1 | 1751.7 | 1529.9 | 1312.6 | 1325.5 | 1376 | 1483.1 | 1366.3 | 2055.8 | 2024.8 | 1972.7 | 1790.1 | 1737 | 1422.6 | 1562.6 | 1559.5 | 1725.6 | 1496.7 | 1452.6 | 1233.1 | 1106.7 | 1092.7 | 1179.3 | 1935.1 | 1895.8 | 1851.6 | 1914.4 | 1950.3 | 1945 | 1942.6 | 1913.9 | 1869.8 | 1799.3 | 1789.7 | 1791.9 | 1810.4 | 1782 | 1780.8 | 1568.8 | 1626.6 | 1722.5 | 1595.2 | 1546.5 | 1394.1 | 1297.9 | 1071.4 | 946.6 | 787.5 | 652 | 526.4 | 435 | 936.9 | 1189.4 | 1565.7 | 1552.6 | 1497.2 | 1237.6 | 912.2 | 675.3 | 462.6 | 775.8 | 932.5 | 1208.2 | 1254.9 | 1521.8 | 1227.2 | 1619.6 | 1556.6 | 0.3 | 0.26 | 0.21 | 0.22 | 0.2 | 0.17 | 0.15 | 0.15 | 0.16 | 0.14 | 0.12 | 0.14 | 0.15 | 0.16 | 0.14 | 0.3 | 0.26 | 0.2 | 0.23 | 0.22 | 0.19 | 0.15 | 0.15 | 0.15 | 0.13 | 0.12 | 0.11 | 0.1 | 0.1 | 0.11 | 0.27 | 0.23 | 0.16 | 0.17 | 0.18 | 0.19 | 0.18 | 0.18 | 0.18 | 0.17 | 0.17 | 0.17 | 0.17 | 0.17 | 0.17 | 0.21 | 0.2 | 0.18 | 0.16 | 0.15 | 0.12 | 0.11 | 0.09 | 0.08 | 0.07 | 0.05 | 0.04 | 0.04 | 0.05 | 0.06 | 0.21 | 0.19 | 0.13 | 0.13 | 0.11 | 0.09 | 0.05 | 0.05 | 0.05 | 0.05 | 0.06 | 0.07 | 0.06 | 0.07 | 0.07 | 0.0453
| 3 | 392.4383 | 15.4159 | 1.9919 | 393.3978 | 39.2416 | 1785.4306 | 0.18666 | 89.2831 | 431.6799 | 1800.8466 | 2.1785 | 482.6809 | 567.9 | 515.7 | 444.4 | 450.4 | 425 | 362.1 | 340.1 | 344 | 349.1 | 307.7 | 268.7 | 279.4 | 292 | 313.7 | 278.4 | 569.9 | 510.3 | 427.1 | 469.3 | 455.4 | 377.9 | 315.1 | 312.9 | 330 | 286.6 | 278.1 | 238.6 | 216.4 | 220.9 | 239.2 | 509.9 | 456.2 | 360.6 | 383.8 | 401.6 | 403.1 | 395 | 388.4 | 379.9 | 366.2 | 359 | 361.6 | 367.2 | 358.3 | 352 | 414.5 | 398.3 | 383.2 | 348.5 | 328.3 | 267.5 | 249.6 | 207.2 | 182.6 | 152.4 | 125.7 | 101.6 | 82.2 | 55.8 | 42.3 | 407.5 | 373.4 | 301.2 | 284.3 | 222.1 | 175.4 | 80.4 | 46.4 | 17.5 | 12.7 | 9.3 | 6.5 | 4.7 | 2.7 | 1.8 | 37.9 | 29.6 | 18.6 | 22.7 | 20.6 | 12.6 | 6.7 | 7.2 | 8.7 | 8.2 | 7.6 | 8.9 | 9.3 | 9.8 | 7.2 | 38.3 | 28.7 | 15.8 | 28.3 | 27.6 | 23.2 | 8.4 | 8.2 | 6.3 | 5.6 | 5.6 | 5.2 | 5 | 5.8 | 6.4 | 31.1 | 23 | 7.9 | 10.1 | 12.1 | 12.5 | 11.1 | 10.8 | 10.5 | 10.1 | 9.1 | 9.5 | 9.8 | 9.2 | 8.2 | 25.6 | 21.1 | 15.8 | 13.5 | 11.5 | 5.2 | 4.9 | 4.1 | 3.6 | 3 | 2.4 | 2 | 1.6 | 2.2 | 2.6 | 24.4 | 18.9 | 8 | 13 | 11.5 | 10.4 | 2.5 | 2.3 | 1.8 | 2.3 | 2.4 | 2.9 | 2.3 | 3.1 | 3 | 5.33 | 4.08 | 2.42 | 3.07 | 2.75 | 1.59 | 0.69 | 0.76 | 1 | 0.95 | 0.92 | 1.11 | 1.18 | 1.22 | 0.85 | 5.38 | 3.96 | 2.02 | 3.92 | 3.81 | 3.23 | 1 | 0.96 | 0.65 | 0.57 | 0.58 | 0.56 | 0.55 | 0.68 | 0.75 | 4.33 | 3.13 | 0.85 | 1.18 | 1.46 | 1.53 | 1.32 | 1.28 | 1.25 | 1.2 | 1.05 | 1.11 | 1.16 | 1.07 | 0.92 | 3.57 | 2.87 | 2.06 | 1.74 | 1.45 | 0.52 | 0.5 | 0.43 | 0.37 | 0.31 | 0.25 | 0.2 | 0.16 | 0.22 | 0.26 | 3.39 | 2.56 | 0.93 | 1.72 | 1.57 | 1.45 | 0.31 | 0.25 | 0.18 | 0.23 | 0.24 | 0.29 | 0.23 | 0.31 | 0.3 | 43.1 | 43.4 | 43.3 | 40.5 | 39 | 37.7 | 39.9 | 40 | 39.3 | 34.3 | 29.6 | 30 | 31.4 | 33.9 | 31.4 | 43.1 | 43.4 | 43.5 | 38.1 | 36.9 | 30.4 | 35.2 | 35.1 | 38.9 | 33.7 | 32.6 | 27.6 | 24.8 | 24.7 | 26.7 | 41.4 | 41.2 | 41.6 | 42.7 | 43.5 | 43.3 | 43.5 | 42.8 | 42 | 40.5 | 40.5 | 40.5 | 41 | 40.3 | 40.4 | 33.3 | 35.1 | 37.6 | 34.9 | 34 | 31.5 | 29.3 | 24.3 | 21.4 | 17.9 | 14.8 | 11.9 | 9.8 | 14 | 16.1 | 33.4 | 33.7 | 33.5 | 26.8 | 19.8 | 14.6 | 10.4 | 11.9 | 12.2 | 14.6 | 15.3 | 18.5 | 14.9 | 19.7 | 19 | 2053 | 2027.8 | 1992 | 1885.9 | 1809.7 | 1698.5 | 1767.9 | 1775.5 | 1753.5 | 1529.6 | 1313 | 1324.8 | 1376 | 1487.8 | 1371.1 | 2056.2 | 2025.7 | 1974.8 | 1812.5 | 1757.9 | 1439.3 | 1553.7 | 1548.8 | 1717.9 | 1489.6 | 1441.2 | 1221.1 | 1099.1 | 1093.6 | 1181.7 | 1938.3 | 1896.4 | 1850 | 1912.4 | 1949.5 | 1943.3 | 1940.5 | 1911.4 | 1868.3 | 1798.9 | 1789.6 | 1793.4 | 1810.9 | 1780.3 | 1776.3 | 1569.5 | 1628.4 | 1725.1 | 1596.7 | 1544.2 | 1394.1 | 1297.6 | 1076 | 948.6 | 792.3 | 654.2 | 528.3 | 429.4 | 930.7 | 1180 | 1566.1 | 1552.9 | 1497.8 | 1238.5 | 912.9 | 674.3 | 459.9 | 770 | 921.8 | 1205.9 | 1255 | 1527.3 | 1224.9 | 1627.3 | 1569.2 | 0.3 | 0.27 | 0.21 | 0.22 | 0.2 | 0.17 | 0.15 | 0.15 | 0.16 | 0.14 | 0.13 | 0.14 | 0.15 | 0.16 | 0.14 | 0.3 | 0.26 | 0.2 | 0.23 | 0.23 | 0.19 | 0.15 | 0.15 | 0.15 | 0.13 | 0.12 | 0.11 | 0.1 | 0.1 | 0.11 | 0.27 | 0.23 | 0.16 | 0.17 | 0.18 | 0.19 | 0.18 | 0.18 | 0.18 | 0.17 | 0.17 | 0.17 | 0.17 | 0.17 | 0.17 | 0.22 | 0.2 | 0.18 | 0.16 | 0.15 | 0.12 | 0.11 | 0.09 | 0.08 | 0.07 | 0.06 | 0.04 | 0.04 | 0.05 | 0.06 | 0.21 | 0.19 | 0.13 | 0.13 | 0.11 | 0.09 | 0.05 | 0.05 | 0.05 | 0.05 | 0.06 | 0.07 | 0.06 | 0.07 | 0.07 | 0.0451
| 4 | 390.553 | 14.7517 | 1.8917 | 391.4673 | 39.6035 | 1795.5412 | 0.18256 | 89.9271 | 430.1565 | 1810.2929 | 2.0742 | 481.3944 | 562.3 | 514.3 | 438.9 | 448.6 | 421.5 | 366.8 | 340.5 | 343.4 | 344.2 | 304 | 266 | 279.7 | 292.5 | 314.8 | 281.9 | 567.1 | 509.4 | 419.3 | 464 | 448.7 | 370.4 | 306 | 303 | 328.3 | 286.3 | 280.2 | 239.7 | 216.8 | 220.3 | 238.9 | 502.3 | 451.5 | 361.2 | 381.2 | 399.5 | 402.2 | 397.1 | 388.5 | 376.6 | 362.1 | 355.9 | 361 | 367.6 | 359.8 | 354.5 | 410.7 | 397.1 | 384.5 | 351.3 | 330 | 268.8 | 249.7 | 207 | 182.6 | 153.8 | 127.2 | 102.1 | 81.8 | 55.4 | 42.4 | 405.9 | 373.1 | 302.1 | 287.6 | 224 | 175.9 | 77.8 | 44.5 | 17.5 | 12.9 | 9.5 | 6.6 | 4.8 | 2.7 | 1.9 | 37.1 | 29.4 | 17.5 | 21.5 | 19 | 12.5 | 6.7 | 7.1 | 8 | 7.4 | 6.9 | 8.5 | 9 | 9.7 | 7.4 | 37.7 | 28.5 | 14.4 | 27.2 | 26.2 | 22.1 | 7.3 | 7.1 | 6.3 | 5.6 | 5.7 | 5.2 | 5 | 5.9 | 6.5 | 29.8 | 22.2 | 7.9 | 9.6 | 11.6 | 12.1 | 11.2 | 10.6 | 9.9 | 9.4 | 8.5 | 9.2 | 9.6 | 9 | 8.1 | 25 | 20.9 | 15.9 | 13.8 | 11.6 | 5.3 | 4.9 | 4.1 | 3.6 | 3.1 | 2.5 | 2 | 1.5 | 2.2 | 2.6 | 24.2 | 18.9 | 8.1 | 13.5 | 12 | 11 | 2.5 | 2.3 | 1.8 | 2.3 | 2.4 | 2.9 | 2.3 | 3.1 | 3 | 5.22 | 4.06 | 2.27 | 2.88 | 2.52 | 1.56 | 0.68 | 0.75 | 0.89 | 0.83 | 0.8 | 1.05 | 1.13 | 1.21 | 0.88 | 5.3 | 3.92 | 1.82 | 3.76 | 3.62 | 3.06 | 0.83 | 0.81 | 0.64 | 0.58 | 0.59 | 0.56 | 0.55 | 0.69 | 0.77 | 4.14 | 2.99 | 0.85 | 1.1 | 1.39 | 1.46 | 1.33 | 1.24 | 1.15 | 1.09 | 0.97 | 1.06 | 1.12 | 1.05 | 0.91 | 3.48 | 2.84 | 2.07 | 1.78 | 1.47 | 0.54 | 0.5 | 0.42 | 0.36 | 0.31 | 0.26 | 0.21 | 0.16 | 0.22 | 0.26 | 3.36 | 2.56 | 0.95 | 1.81 | 1.64 | 1.54 | 0.32 | 0.26 | 0.18 | 0.23 | 0.24 | 0.29 | 0.23 | 0.31 | 0.3 | 43 | 43.3 | 43.6 | 41.4 | 40 | 38.4 | 40 | 40 | 39.4 | 34.5 | 29.9 | 30.4 | 31.8 | 34.2 | 31.7 | 43.1 | 43.5 | 43.8 | 38.5 | 37.3 | 30.5 | 34.9 | 34.7 | 38.7 | 33.7 | 32.8 | 27.7 | 24.9 | 24.6 | 26.6 | 41.5 | 41.3 | 41.7 | 42.8 | 43.6 | 43.5 | 43.7 | 43.1 | 42.1 | 40.7 | 40.6 | 40.7 | 41.2 | 40.6 | 40.8 | 33.3 | 35.1 | 37.7 | 35 | 34.1 | 31.6 | 29.4 | 24.3 | 21.5 | 18 | 14.9 | 12 | 9.7 | 13.9 | 16.1 | 33.3 | 33.6 | 33.5 | 26.7 | 19.7 | 14.1 | 10 | 11.6 | 12.1 | 14.6 | 15.4 | 18.6 | 15 | 19.8 | 19.1 | 2048.7 | 2027.4 | 1993 | 1913.5 | 1838.9 | 1730 | 1771.7 | 1774.2 | 1748.1 | 1531.4 | 1321.1 | 1336.8 | 1388.2 | 1495.6 | 1382.4 | 2061.2 | 2029.7 | 1970.6 | 1810.9 | 1756 | 1428.5 | 1537.2 | 1525.4 | 1708.8 | 1485.8 | 1449.9 | 1228.3 | 1103 | 1089.8 | 1176.3 | 1938.5 | 1898.3 | 1854.3 | 1913.4 | 1952.2 | 1951.1 | 1950.7 | 1919.4 | 1868.5 | 1799.6 | 1790.2 | 1799.7 | 1821.9 | 1794.2 | 1792.2 | 1567.2 | 1628.5 | 1728 | 1601.9 | 1548.6 | 1398.2 | 1299.5 | 1076.7 | 950.8 | 798.8 | 661.1 | 530.4 | 427.4 | 929 | 1180.7 | 1565.2 | 1553.3 | 1500.1 | 1238.9 | 906.9 | 655.4 | 436.7 | 755.6 | 923 | 1209.7 | 1258.6 | 1526.7 | 1226.2 | 1638.2 | 1587.1 | 0.3 | 0.26 | 0.2 | 0.22 | 0.2 | 0.17 | 0.15 | 0.15 | 0.15 | 0.14 | 0.12 | 0.14 | 0.15 | 0.16 | 0.14 | 0.3 | 0.26 | 0.2 | 0.24 | 0.23 | 0.19 | 0.14 | 0.14 | 0.15 | 0.13 | 0.12 | 0.11 | 0.1 | 0.1 | 0.11 | 0.26 | 0.23 | 0.16 | 0.17 | 0.18 | 0.18 | 0.18 | 0.18 | 0.17 | 0.17 | 0.17 | 0.17 | 0.17 | 0.17 | 0.17 | 0.21 | 0.2 | 0.18 | 0.16 | 0.15 | 0.12 | 0.11 | 0.09 | 0.08 | 0.07 | 0.06 | 0.04 | 0.04 | 0.05 | 0.06 | 0.21 | 0.19 | 0.13 | 0.14 | 0.12 | 0.1 | 0.05 | 0.05 | 0.05 | 0.05 | 0.06 | 0.07 | 0.06 | 0.07 | 0.07 | 0.0456
| 5 | 375.6278 | 12.8676 | 1.6204 | 376.4175 | 39.3492 | 1764.6276 | 0.17818 | 88.806 | 414.977 | 1777.4952 | 1.7986 | 465.2235 | 558.6 | 503.4 | 416.7 | 405.6 | 387.6 | 344.9 | 342.3 | 344.8 | 342.3 | 302.6 | 265.1 | 281 | 295.1 | 318.7 | 287.6 | 562.7 | 503.5 | 407.3 | 407.5 | 395 | 319.6 | 303.2 | 300.9 | 329.3 | 290.1 | 285.3 | 246 | 222.3 | 225.3 | 244.2 | 502.6 | 451.7 | 360.6 | 373.6 | 381.5 | 382.1 | 382.1 | 380.4 | 369.9 | 356.6 | 353 | 361 | 369.3 | 363.2 | 357.8 | 407.1 | 387.1 | 357.9 | 327.3 | 308.8 | 263.9 | 244.2 | 206.5 | 182.8 | 155.5 | 128.5 | 102 | 78.8 | 52.6 | 39.7 | 402.8 | 369.2 | 299.9 | 266.6 | 203.5 | 148.1 | 71.2 | 39.2 | 17.6 | 13 | 9.5 | 6.6 | 4.8 | 2.7 | 1.8 | 36.3 | 27.5 | 14.4 | 16.8 | 15.6 | 10.4 | 6.7 | 6.9 | 7.4 | 6.8 | 6.5 | 8.4 | 8.9 | 9.4 | 7.1 | 36.6 | 27.3 | 12.3 | 20.3 | 19.7 | 16.3 | 7 | 6.8 | 6.3 | 5.7 | 5.7 | 5.3 | 5 | 5.9 | 6.5 | 29.7 | 22.1 | 7.7 | 9 | 10.1 | 10.1 | 9.6 | 9.2 | 8.8 | 8.3 | 7.9 | 9 | 9.7 | 9.3 | 8.3 | 24.2 | 19.1 | 11.8 | 10.2 | 9.1 | 5.1 | 4.8 | 4.1 | 3.6 | 3.1 | 2.5 | 2 | 1.5 | 2.2 | 2.5 | 23.5 | 18.2 | 7.8 | 12 | 10.7 | 9.1 | 2.3 | 2 | 1.8 | 2.3 | 2.4 | 2.9 | 2.3 | 3.1 | 3 | 5.09 | 3.78 | 1.82 | 2.21 | 2.04 | 1.27 | 0.68 | 0.72 | 0.79 | 0.74 | 0.74 | 1.04 | 1.11 | 1.16 | 0.84 | 5.15 | 3.75 | 1.5 | 2.76 | 2.68 | 2.23 | 0.78 | 0.76 | 0.64 | 0.58 | 0.58 | 0.57 | 0.55 | 0.7 | 0.77 | 4.13 | 2.99 | 0.83 | 1.01 | 1.18 | 1.18 | 1.1 | 1.04 | 0.99 | 0.93 | 0.87 | 1.03 | 1.14 | 1.08 | 0.94 | 3.37 | 2.59 | 1.47 | 1.25 | 1.09 | 0.52 | 0.49 | 0.42 | 0.37 | 0.32 | 0.26 | 0.21 | 0.15 | 0.22 | 0.25 | 3.26 | 2.46 | 0.9 | 1.58 | 1.46 | 1.28 | 0.29 | 0.22 | 0.18 | 0.23 | 0.24 | 0.29 | 0.23 | 0.31 | 0.3 | 43.5 | 43.7 | 43.5 | 40 | 38.5 | 37.4 | 40.3 | 40.4 | 39.7 | 34.8 | 30.1 | 30.8 | 32.3 | 35.1 | 32.8 | 43.7 | 43.9 | 44.3 | 37.3 | 36 | 28.9 | 34.9 | 34.7 | 38.8 | 34.1 | 33.5 | 28.5 | 25.6 | 25.2 | 27.2 | 41.7 | 41.5 | 41.8 | 42.4 | 42.5 | 42.6 | 43.1 | 43.2 | 42.2 | 40.9 | 40.8 | 40.9 | 41.4 | 40.9 | 41.1 | 33.6 | 35.4 | 37.9 | 35.2 | 33.7 | 31.1 | 28.7 | 24.2 | 21.4 | 18.2 | 15.1 | 12 | 9.4 | 13.6 | 15.8 | 33.6 | 33.8 | 33.5 | 25.3 | 18.1 | 12.1 | 9.1 | 10.8 | 11.8 | 14.5 | 15.2 | 18.4 | 14.8 | 19.5 | 18.8 | 2045.9 | 2016.6 | 1954.1 | 1804.5 | 1741.2 | 1667.7 | 1783.3 | 1787.5 | 1756.7 | 1542.2 | 1328.9 | 1345.1 | 1403.2 | 1523.3 | 1421.1 | 2056.6 | 2022.4 | 1960.4 | 1692 | 1641 | 1310.9 | 1528.9 | 1521.3 | 1715.6 | 1508.7 | 1481.1 | 1263 | 1134.1 | 1116.2 | 1205.7 | 1936.4 | 1897.3 | 1854.5 | 1889.6 | 1894.6 | 1896.4 | 1913.5 | 1915.8 | 1864.3 | 1802.8 | 1793.5 | 1806.1 | 1827.3 | 1804.6 | 1802.3 | 1565.9 | 1619 | 1697.4 | 1572.9 | 1503 | 1374 | 1270.1 | 1074 | 950.1 | 807.2 | 667.8 | 529.9 | 411.8 | 916.9 | 1170.1 | 1563.2 | 1548.6 | 1496.5 | 1165.4 | 828.8 | 554.7 | 397.1 | 717.3 | 903.2 | 1198.8 | 1255.1 | 1522.8 | 1223.1 | 1614.8 | 1557.3 | 0.3 | 0.26 | 0.2 | 0.2 | 0.19 | 0.16 | 0.15 | 0.15 | 0.15 | 0.14 | 0.12 | 0.14 | 0.15 | 0.17 | 0.15 | 0.31 | 0.26 | 0.2 | 0.21 | 0.21 | 0.17 | 0.14 | 0.14 | 0.15 | 0.13 | 0.13 | 0.11 | 0.1 | 0.11 | 0.11 | 0.27 | 0.23 | 0.16 | 0.17 | 0.17 | 0.17 | 0.17 | 0.17 | 0.17 | 0.17 | 0.16 | 0.17 | 0.17 | 0.17 | 0.17 | 0.22 | 0.2 | 0.17 | 0.15 | 0.14 | 0.12 | 0.11 | 0.09 | 0.08 | 0.07 | 0.06 | 0.04 | 0.03 | 0.05 | 0.06 | 0.21 | 0.19 | 0.13 | 0.13 | 0.11 | 0.08 | 0.05 | 0.04 | 0.04 | 0.05 | 0.06 | 0.07 | 0.05 | 0.07 | 0.07 | 0.0472
| 6 | 352.0127 | 10.7879 | 1.3322 | 352.6678 | 38.1248 | 1684.6993 | 0.17312 | 85.3422 | 390.1375 | 1695.4872 | 1.5054 | 438.0101 | 532.3 | 479.6 | 377.9 | 335.5 | 324.5 | 311.8 | 343.4 | 346.4 | 347 | 312.2 | 277 | 290.8 | 303.8 | 327.9 | 299 | 538.3 | 481.6 | 390.4 | 351.2 | 344.7 | 281.6 | 309 | 307.4 | 333.9 | 297.6 | 294.2 | 255.3 | 231.2 | 235 | 255 | 489.4 | 442.9 | 356.4 | 354.7 | 349.6 | 350 | 360.7 | 372.3 | 367.4 | 357.9 | 354.2 | 363 | 368.8 | 361.8 | 353.1 | 389.4 | 369.3 | 329.9 | 302.9 | 279.6 | 253.3 | 229.9 | 203.1 | 180.4 | 155.7 | 127.7 | 99.3 | 71.6 | 46.1 | 32.5 | 384.9 | 353.3 | 291.6 | 234.6 | 174.1 | 112.7 | 60.8 | 30 | 15.9 | 12.2 | 8.9 | 6.4 | 4.6 | 2.6 | 1.8 | 33 | 24.8 | 10.8 | 11.3 | 10.7 | 8.1 | 6.6 | 6.9 | 7.7 | 7.3 | 7 | 8.9 | 9.3 | 9.9 | 7.6 | 33.5 | 24.9 | 10.4 | 14.7 | 14.5 | 12.5 | 7.3 | 7.2 | 6.4 | 5.8 | 5.8 | 5.5 | 5.2 | 6 | 6.6 | 27.5 | 20.6 | 7.3 | 7.7 | 8.2 | 8.4 | 8.5 | 8.8 | 8.7 | 8.3 | 7.9 | 9.2 | 9.9 | 9.4 | 8.2 | 22.1 | 17.2 | 9 | 7.7 | 7 | 4.9 | 4.5 | 4 | 3.6 | 3.1 | 2.5 | 2 | 1.4 | 2 | 2.3 | 21.4 | 16.5 | 7 | 9.3 | 8.1 | 6.4 | 1.7 | 1.7 | 1.7 | 2.2 | 2.3 | 2.9 | 2.3 | 3 | 2.9 | 4.64 | 3.4 | 1.3 | 1.45 | 1.37 | 0.96 | 0.67 | 0.72 | 0.84 | 0.81 | 0.81 | 1.1 | 1.17 | 1.23 | 0.9 | 4.72 | 3.43 | 1.24 | 1.96 | 1.92 | 1.68 | 0.82 | 0.81 | 0.65 | 0.6 | 0.6 | 0.59 | 0.57 | 0.7 | 0.78 | 3.8 | 2.77 | 0.76 | 0.82 | 0.92 | 0.96 | 0.95 | 0.99 | 0.98 | 0.94 | 0.88 | 1.06 | 1.17 | 1.11 | 0.93 | 3.07 | 2.32 | 1.08 | 0.91 | 0.81 | 0.51 | 0.47 | 0.42 | 0.37 | 0.33 | 0.26 | 0.21 | 0.14 | 0.2 | 0.23 | 2.97 | 2.22 | 0.8 | 1.21 | 1.09 | 0.9 | 0.21 | 0.18 | 0.17 | 0.22 | 0.23 | 0.29 | 0.23 | 0.3 | 0.29 | 43 | 43.1 | 41.7 | 35.7 | 34.6 | 35.1 | 40.4 | 40.6 | 40 | 35.7 | 31.3 | 31.6 | 33.1 | 35.9 | 34 | 43.5 | 43.3 | 43.7 | 34.6 | 33.9 | 27.1 | 35.3 | 35.2 | 39.4 | 35 | 34.5 | 29.6 | 26.6 | 26.5 | 28.7 | 42 | 41.8 | 41.7 | 41.1 | 39.9 | 39.8 | 41.2 | 42.5 | 42 | 41 | 40.9 | 40.9 | 41.1 | 40.6 | 40.6 | 33.3 | 34.9 | 36.8 | 34.2 | 31.7 | 29.8 | 27 | 23.8 | 21.1 | 18.2 | 15 | 11.6 | 8.5 | 12.6 | 14.6 | 33.2 | 33.3 | 33.2 | 23.5 | 16.5 | 9.6 | 7.9 | 9.4 | 11.1 | 14 | 14.9 | 18.2 | 14.6 | 19.2 | 18.4 | 1979.7 | 1951.2 | 1834.3 | 1551.8 | 1514.1 | 1534.9 | 1790.1 | 1796.7 | 1772.6 | 1581.6 | 1379.7 | 1388.9 | 1440 | 1561 | 1470.9 | 1990.7 | 1954.5 | 1916.1 | 1541.3 | 1516.5 | 1213.5 | 1557.2 | 1552.3 | 1739.4 | 1547.5 | 1527.1 | 1311 | 1179.3 | 1166.7 | 1262.1 | 1924.3 | 1888.4 | 1842.9 | 1817.9 | 1767.3 | 1761.1 | 1821.8 | 1878.8 | 1851.1 | 1805.5 | 1798.1 | 1810.1 | 1816.6 | 1789.6 | 1775.2 | 1520.3 | 1567.7 | 1610.5 | 1498.7 | 1392.4 | 1315.7 | 1192.5 | 1054 | 936.2 | 807.5 | 663 | 515 | 373.9 | 863.1 | 1103.2 | 1517.4 | 1500.6 | 1465.5 | 1058.5 | 742.8 | 436.8 | 340.9 | 640.3 | 851.8 | 1162.7 | 1226 | 1501 | 1205.8 | 1591.5 | 1528.5 | 0.3 | 0.26 | 0.19 | 0.18 | 0.17 | 0.15 | 0.15 | 0.15 | 0.16 | 0.14 | 0.13 | 0.15 | 0.16 | 0.17 | 0.15 | 0.31 | 0.26 | 0.19 | 0.18 | 0.18 | 0.15 | 0.14 | 0.14 | 0.15 | 0.13 | 0.13 | 0.11 | 0.1 | 0.11 | 0.12 | 0.27 | 0.23 | 0.16 | 0.16 | 0.16 | 0.16 | 0.17 | 0.17 | 0.17 | 0.17 | 0.16 | 0.17 | 0.18 | 0.17 | 0.17 | 0.21 | 0.2 | 0.16 | 0.15 | 0.13 | 0.11 | 0.1 | 0.09 | 0.08 | 0.07 | 0.06 | 0.04 | 0.03 | 0.05 | 0.05 | 0.21 | 0.18 | 0.14 | 0.12 | 0.09 | 0.06 | 0.04 | 0.04 | 0.04 | 0.05 | 0.05 | 0.07 | 0.05 | 0.07 | 0.07 | 0.0502
| 7 | 330.9554 | 9.6982 | 1.1841 | 331.5407 | 36.2641 | 1598.5579 | 0.16329 | 81.067 | 367.2195 | 1608.2562 | 1.3473 | 412.6077 | 486.8 | 441.7 | 338.5 | 276.8 | 274.7 | 287.8 | 344.6 | 349 | 355 | 324.3 | 291.6 | 302.2 | 313.6 | 333.7 | 302.9 | 495.7 | 445.6 | 371.1 | 302.4 | 303.3 | 255 | 317.9 | 317 | 338.2 | 305.5 | 300.6 | 265.1 | 243 | 251.1 | 270.6 | 466.2 | 426.3 | 349 | 333.8 | 319.8 | 317.9 | 340.9 | 363.9 | 370 | 361.9 | 359.6 | 364.1 | 368.4 | 357.7 | 348.8 | 357.2 | 340.4 | 302.3 | 281.8 | 254 | 239.4 | 213.2 | 198.4 | 178.3 | 156.3 | 126.7 | 94.6 | 63.6 | 39.7 | 26.9 | 356.4 | 332.1 | 284 | 214.8 | 156.8 | 92.4 | 56.2 | 25.2 | 14.8 | 12 | 8.6 | 6.2 | 4.5 | 2.5 | 1.7 | 27.6 | 20.9 | 8.7 | 8.8 | 8.5 | 7.3 | 6.8 | 7.2 | 8.6 | 8.2 | 8 | 9.4 | 9.9 | 10.2 | 7.7 | 28.8 | 21.5 | 9.4 | 10.7 | 10.6 | 9.8 | 7.8 | 7.6 | 6.5 | 6.1 | 6.1 | 5.7 | 5.4 | 6.4 | 7 | 23.7 | 18 | 6.9 | 7 | 7.5 | 7.7 | 8.1 | 8.8 | 9.2 | 8.9 | 8.6 | 9.5 | 10.1 | 9.2 | 8 | 18.3 | 14.4 | 7.5 | 6.7 | 6 | 4.7 | 4.3 | 4 | 3.6 | 3.2 | 2.6 | 1.9 | 1.2 | 1.9 | 2.2 | 18.1 | 14.1 | 6.8 | 7.6 | 6.5 | 4.7 | 1.6 | 1.5 | 1.6 | 2.1 | 2.3 | 2.8 | 2.3 | 2.9 | 2.8 | 3.87 | 2.85 | 1.03 | 1.11 | 1.07 | 0.85 | 0.7 | 0.75 | 0.97 | 0.94 | 0.95 | 1.18 | 1.25 | 1.28 | 0.91 | 4.04 | 2.95 | 1.1 | 1.37 | 1.36 | 1.28 | 0.89 | 0.87 | 0.66 | 0.63 | 0.63 | 0.61 | 0.58 | 0.74 | 0.82 | 3.28 | 2.41 | 0.71 | 0.75 | 0.85 | 0.88 | 0.92 | 1 | 1.06 | 1.03 | 0.98 | 1.12 | 1.2 | 1.07 | 0.9 | 2.53 | 1.92 | 0.87 | 0.77 | 0.68 | 0.48 | 0.45 | 0.41 | 0.38 | 0.33 | 0.26 | 0.19 | 0.12 | 0.19 | 0.22 | 2.49 | 1.89 | 0.76 | 0.97 | 0.86 | 0.64 | 0.19 | 0.16 | 0.16 | 0.21 | 0.23 | 0.28 | 0.23 | 0.29 | 0.28 | 42 | 41.6 | 38.2 | 29.9 | 29.8 | 32.5 | 40.5 | 40.8 | 40.3 | 36.5 | 32.4 | 32.7 | 33.9 | 36.3 | 34.4 | 42.2 | 41.6 | 42 | 31.6 | 31.7 | 26 | 36.2 | 36.1 | 39.8 | 35.8 | 35.2 | 30.7 | 28.1 | 28.3 | 30.4 | 42.6 | 42 | 41 | 38.9 | 36.6 | 36.2 | 39 | 41.5 | 42 | 41 | 41 | 40.8 | 41 | 40.3 | 40.2 | 32.5 | 33.6 | 34.4 | 32.3 | 29.1 | 28.2 | 25 | 23.3 | 20.9 | 18.3 | 14.8 | 11.1 | 7.5 | 11.8 | 13.8 | 32.6 | 32.7 | 32.4 | 22.3 | 15.4 | 8.4 | 7.2 | 8.6 | 10.5 | 13.5 | 14.5 | 17.9 | 14.4 | 18.5 | 17.6 | 1870.5 | 1843.7 | 1671.9 | 1301.1 | 1302.5 | 1430.1 | 1791.2 | 1803.7 | 1790.3 | 1622 | 1432.3 | 1434.8 | 1476.9 | 1581.4 | 1491.1 | 1882.5 | 1846.6 | 1839.6 | 1395.3 | 1405.5 | 1149.7 | 1591.9 | 1590.9 | 1761.2 | 1585.4 | 1558 | 1360.7 | 1242 | 1249.4 | 1341.4 | 1883.6 | 1857.3 | 1811.5 | 1716.1 | 1610.9 | 1591.4 | 1713.5 | 1826.6 | 1845.7 | 1808.4 | 1805 | 1802.9 | 1807.3 | 1773.9 | 1759.9 | 1440.2 | 1481.6 | 1501.1 | 1411.3 | 1274.7 | 1242.3 | 1103.5 | 1028.1 | 923.6 | 810.2 | 656.9 | 492 | 332.6 | 819.7 | 1058.8 | 1443.8 | 1443.6 | 1430.7 | 998.6 | 695 | 378.2 | 316.4 | 597.2 | 812.5 | 1121.9 | 1194.6 | 1470.1 | 1182 | 1531.6 | 1461.5 | 0.29 | 0.25 | 0.17 | 0.15 | 0.14 | 0.14 | 0.15 | 0.15 | 0.16 | 0.15 | 0.14 | 0.15 | 0.16 | 0.17 | 0.15 | 0.29 | 0.25 | 0.18 | 0.16 | 0.15 | 0.13 | 0.15 | 0.15 | 0.15 | 0.13 | 0.13 | 0.12 | 0.11 | 0.12 | 0.13 | 0.27 | 0.23 | 0.15 | 0.15 | 0.15 | 0.15 | 0.16 | 0.17 | 0.18 | 0.17 | 0.17 | 0.17 | 0.18 | 0.17 | 0.17 | 0.21 | 0.19 | 0.15 | 0.14 | 0.12 | 0.11 | 0.1 | 0.09 | 0.08 | 0.07 | 0.06 | 0.04 | 0.03 | 0.04 | 0.05 | 0.2 | 0.18 | 0.13 | 0.1 | 0.08 | 0.05 | 0.03 | 0.03 | 0.04 | 0.05 | 0.05 | 0.07 | 0.05 | 0.07 | 0.06 | 0.0528
| 8 | 308.9091 | 8.7323 | 1.0556 | 309.4334 | 34.0761 | 1504.3501 | 0.14943 | 76.2375 | 342.9852 | 1513.0824 | 1.2051 | 385.6708 | 456.4 | 414 | 300.8 | 212.9 | 219.5 | 259.9 | 347.2 | 352.6 | 359.1 | 332.2 | 299.7 | 309.1 | 317.6 | 337.9 | 306.9 | 464.8 | 418.5 | 346.6 | 249.4 | 254.6 | 222 | 320.5 | 322.9 | 342.3 | 308.9 | 302 | 267.1 | 247.1 | 255.6 | 274.4 | 455.4 | 417.6 | 339.5 | 308.1 | 283.7 | 281.6 | 320.8 | 347.6 | 360.4 | 352.5 | 356.5 | 361.6 | 365.1 | 355.2 | 345.4 | 336.5 | 320.6 | 275.7 | 259.2 | 229.6 | 229.1 | 200.6 | 193.8 | 175.1 | 154.2 | 122.3 | 88.6 | 57.6 | 35.3 | 23.4 | 335.9 | 314.7 | 272.8 | 195.8 | 141.8 | 75.9 | 51.4 | 19.6 | 13.3 | 11 | 7.9 | 5.8 | 4.1 | 2.2 | 1.5 | 24.4 | 18.5 | 7 | 5.6 | 5.8 | 6.1 | 7.3 | 7.9 | 9.4 | 9.2 | 8.9 | 10.3 | 10.6 | 10.9 | 8.1 | 25.4 | 19.1 | 8.1 | 6.6 | 6.7 | 6.9 | 7.9 | 7.9 | 6.6 | 6.1 | 6.1 | 5.8 | 5.5 | 6.4 | 7 | 22 | 16.9 | 6.6 | 6.3 | 6.6 | 6.7 | 7.5 | 8.3 | 9 | 8.9 | 8.7 | 9.6 | 9.9 | 9.1 | 7.8 | 16.3 | 12.8 | 6.2 | 5.6 | 5 | 4.6 | 4 | 3.8 | 3.5 | 3.1 | 2.5 | 1.8 | 1.1 | 1.7 | 2 | 16.2 | 12.7 | 6.3 | 6.3 | 5.4 | 3.6 | 1.5 | 1.3 | 1.5 | 2 | 2.2 | 2.7 | 2.1 | 2.7 | 2.6 | 3.4 | 2.51 | 0.79 | 0.68 | 0.7 | 0.69 | 0.78 | 0.86 | 1.09 | 1.09 | 1.08 | 1.3 | 1.35 | 1.37 | 0.97 | 3.57 | 2.61 | 0.92 | 0.79 | 0.79 | 0.86 | 0.91 | 0.9 | 0.67 | 0.63 | 0.64 | 0.63 | 0.6 | 0.74 | 0.81 | 3.03 | 2.24 | 0.68 | 0.66 | 0.73 | 0.75 | 0.84 | 0.94 | 1.04 | 1.03 | 1 | 1.13 | 1.18 | 1.07 | 0.89 | 2.23 | 1.7 | 0.69 | 0.62 | 0.55 | 0.47 | 0.42 | 0.4 | 0.36 | 0.33 | 0.26 | 0.18 | 0.11 | 0.17 | 0.2 | 2.22 | 1.68 | 0.7 | 0.78 | 0.71 | 0.49 | 0.19 | 0.14 | 0.15 | 0.2 | 0.22 | 0.27 | 0.21 | 0.27 | 0.26 | 40.9 | 40.1 | 34.6 | 24 | 24.6 | 29.7 | 40.3 | 40.5 | 40.1 | 36.6 | 32.6 | 32.8 | 33.8 | 36.3 | 34.6 | 41.2 | 40.2 | 39.8 | 28 | 28.6 | 24 | 36.3 | 36.7 | 40.3 | 36.2 | 35.4 | 30.9 | 28.5 | 28.9 | 31 | 42.8 | 42 | 39.9 | 36 | 32.5 | 32.1 | 36.7 | 39.7 | 40.8 | 39.9 | 40.5 | 40.4 | 40.7 | 40.1 | 40 | 31.6 | 32.4 | 31.9 | 30.1 | 26.6 | 26.9 | 23.5 | 22.7 | 20.5 | 18 | 14.3 | 10.4 | 6.8 | 10.9 | 12.9 | 31.6 | 31.7 | 31.3 | 20.9 | 14.4 | 7.2 | 6.5 | 7.5 | 9.8 | 12.8 | 13.8 | 17 | 13.7 | 17.5 | 16.5 | 1790.6 | 1756 | 1515.2 | 1038.9 | 1076.8 | 1309.5 | 1789.7 | 1802.7 | 1790.1 | 1637.7 | 1453.2 | 1450 | 1479.8 | 1587.1 | 1501.2 | 1796.4 | 1756.8 | 1741.2 | 1223.2 | 1255.9 | 1055.9 | 1603.2 | 1618.5 | 1782.7 | 1602.4 | 1562.7 | 1366.3 | 1260.3 | 1274.2 | 1364.9 | 1867 | 1838.7 | 1765.1 | 1591.4 | 1438.6 | 1421 | 1620.6 | 1749.9 | 1794.2 | 1753.5 | 1781.8 | 1785 | 1789.5 | 1754.9 | 1736.7 | 1383.1 | 1415.2 | 1393.7 | 1317.4 | 1167.8 | 1186.6 | 1038.4 | 1005.1 | 909.1 | 797.9 | 633.8 | 459.8 | 301 | 770 | 1001 | 1383.8 | 1388.2 | 1383.7 | 932.5 | 644.6 | 317.2 | 282 | 531.5 | 759 | 1064.6 | 1138.1 | 1396.8 | 1121.2 | 1444.9 | 1372.7 | 0.28 | 0.24 | 0.14 | 0.11 | 0.11 | 0.12 | 0.15 | 0.16 | 0.16 | 0.15 | 0.14 | 0.16 | 0.17 | 0.18 | 0.16 | 0.29 | 0.24 | 0.17 | 0.12 | 0.12 | 0.11 | 0.15 | 0.15 | 0.15 | 0.14 | 0.13 | 0.12 | 0.11 | 0.12 | 0.13 | 0.27 | 0.23 | 0.15 | 0.14 | 0.13 | 0.13 | 0.15 | 0.16 | 0.17 | 0.17 | 0.17 | 0.17 | 0.18 | 0.17 | 0.17 | 0.2 | 0.18 | 0.13 | 0.12 | 0.11 | 0.1 | 0.09 | 0.09 | 0.08 | 0.07 | 0.05 | 0.04 | 0.03 | 0.04 | 0.05 | 0.2 | 0.17 | 0.12 | 0.09 | 0.07 | 0.04 | 0.03 | 0.03 | 0.04 | 0.05 | 0.05 | 0.06 | 0.05 | 0.06 | 0.06 | 0.0544
| 9 | 301.6023 | 8.3335 | 0.99597 | 302.0995 | 33.4499 | 1476.5579 | 0.14547 | 74.8321 | 335.0522 | 1484.8914 | 1.1414 | 376.9316 | 440.6 | 399.2 | 284.8 | 192 | 202.4 | 253 | 347 | 354.4 | 362.8 | 338.1 | 306.8 | 314.4 | 320.7 | 340.2 | 309.3 | 447 | 403.8 | 338 | 237.3 | 246 | 217.7 | 323 | 325.1 | 342.6 | 308.6 | 299.9 | 266.7 | 248.3 | 257.4 | 274.8 | 450.8 | 414.1 | 334.9 | 298.3 | 269.5 | 267.9 | 313.6 | 343.2 | 357.9 | 349.7 | 356.4 | 361.8 | 366.8 | 356.5 | 348.9 | 324.2 | 308.2 | 262.8 | 248.3 | 219 | 224.2 | 195.9 | 192.7 | 174.3 | 153 | 121.1 | 87.7 | 55.8 | 33.8 | 21.3 | 324.6 | 307 | 270 | 197.4 | 146.6 | 80.7 | 53.8 | 19 | 13.6 | 10.8 | 7.7 | 5.6 | 4 | 2.2 | 1.5 | 22.2 | 16.9 | 6.2 | 4.7 | 5 | 5.8 | 7.4 | 8.1 | 9.7 | 9.7 | 9.3 | 10.6 | 10.7 | 10.9 | 8.1 | 23.1 | 17.5 | 7.8 | 5.9 | 6.1 | 6.4 | 7.9 | 7.8 | 6.6 | 6.1 | 6 | 5.7 | 5.4 | 6.3 | 6.8 | 21 | 16.2 | 6.5 | 6.1 | 6.2 | 6.4 | 7.5 | 8.2 | 8.9 | 8.7 | 8.7 | 9.4 | 9.8 | 8.9 | 7.8 | 14.6 | 11.6 | 5.6 | 5.2 | 4.7 | 4.5 | 4 | 3.8 | 3.4 | 3.1 | 2.4 | 1.7 | 1.1 | 1.7 | 2 | 14.6 | 11.7 | 6.1 | 6.7 | 5.8 | 4.1 | 1.6 | 1.3 | 1.5 | 2 | 2.1 | 2.6 | 2.1 | 2.7 | 2.6 | 3.09 | 2.28 | 0.68 | 0.54 | 0.58 | 0.65 | 0.78 | 0.89 | 1.13 | 1.16 | 1.14 | 1.35 | 1.37 | 1.39 | 0.97 | 3.24 | 2.38 | 0.87 | 0.69 | 0.71 | 0.79 | 0.9 | 0.89 | 0.67 | 0.63 | 0.63 | 0.62 | 0.59 | 0.72 | 0.79 | 2.89 | 2.15 | 0.67 | 0.63 | 0.69 | 0.72 | 0.85 | 0.94 | 1.03 | 1 | 1 | 1.11 | 1.17 | 1.04 | 0.88 | 2 | 1.53 | 0.61 | 0.56 | 0.51 | 0.47 | 0.42 | 0.39 | 0.35 | 0.32 | 0.25 | 0.18 | 0.11 | 0.17 | 0.2 | 1.99 | 1.54 | 0.67 | 0.84 | 0.76 | 0.57 | 0.19 | 0.14 | 0.15 | 0.2 | 0.21 | 0.26 | 0.21 | 0.27 | 0.26 | 40.8 | 39.6 | 33.1 | 21.9 | 23 | 29 | 40.3 | 40.6 | 40.3 | 37 | 33.2 | 33.3 | 34.2 | 36.7 | 35 | 40.9 | 39.7 | 38.9 | 27 | 27.9 | 23.8 | 36.6 | 37 | 40.3 | 36.2 | 35.1 | 30.9 | 28.7 | 29.3 | 31.2 | 43.2 | 42.2 | 39.4 | 34.9 | 30.9 | 30.5 | 35.8 | 39.2 | 40.6 | 39.7 | 40.7 | 40.7 | 41.1 | 40.5 | 40.5 | 31.4 | 31.8 | 30.7 | 29 | 25.5 | 26.3 | 22.9 | 22.6 | 20.5 | 17.9 | 14.2 | 10.3 | 6.6 | 10.7 | 12.5 | 31.5 | 31.6 | 31.1 | 20.7 | 14.7 | 7.4 | 6.8 | 7.3 | 9.6 | 12.6 | 13.5 | 16.6 | 13.4 | 17.2 | 16.3 | 1761.6 | 1718 | 1450.7 | 955.1 | 1010.2 | 1283.5 | 1788.2 | 1805.9 | 1801.3 | 1654.9 | 1477.4 | 1464.4 | 1490 | 1593.1 | 1509.8 | 1761.7 | 1720.5 | 1704.8 | 1176.5 | 1224.8 | 1048 | 1620.2 | 1634.8 | 1784.9 | 1601.5 | 1552.7 | 1367.6 | 1270.2 | 1287.5 | 1368.3 | 1865.5 | 1834.9 | 1742.2 | 1542.8 | 1367.5 | 1350.1 | 1577.9 | 1723.3 | 1783.2 | 1742 | 1779.5 | 1785.3 | 1796.7 | 1765.9 | 1754.7 | 1359.6 | 1379.4 | 1338.6 | 1269.6 | 1118 | 1159.7 | 1011.7 | 1000.2 | 905.1 | 793.2 | 627.6 | 455.7 | 291.2 | 756.5 | 981.1 | 1364.1 | 1372.9 | 1373.2 | 931 | 657.4 | 327.2 | 291.7 | 525.8 | 751 | 1045.9 | 1114 | 1375.8 | 1106.1 | 1428.5 | 1354.6 | 0.27 | 0.23 | 0.13 | 0.1 | 0.1 | 0.12 | 0.15 | 0.16 | 0.16 | 0.15 | 0.15 | 0.16 | 0.17 | 0.18 | 0.16 | 0.28 | 0.24 | 0.16 | 0.12 | 0.12 | 0.11 | 0.15 | 0.15 | 0.15 | 0.14 | 0.13 | 0.12 | 0.11 | 0.12 | 0.13 | 0.27 | 0.23 | 0.15 | 0.13 | 0.12 | 0.12 | 0.15 | 0.16 | 0.17 | 0.17 | 0.17 | 0.18 | 0.18 | 0.18 | 0.17 | 0.19 | 0.17 | 0.13 | 0.12 | 0.1 | 0.1 | 0.09 | 0.09 | 0.08 | 0.07 | 0.05 | 0.04 | 0.02 | 0.04 | 0.05 | 0.19 | 0.17 | 0.12 | 0.09 | 0.07 | 0.05 | 0.03 | 0.03 | 0.04 | 0.05 | 0.05 | 0.06 | 0.05 | 0.06 | 0.06 | 0.0558
| 10 | 302.0526 | 8.3712 | 1.0038 | 302.553 | 33.5218 | 1474.4663 | 0.14694 | 74.8458 | 335.5744 | 1482.8375 | 1.1507 | 377.3988 | 441 | 399.1 | 279.6 | 186.5 | 197.7 | 253.1 | 349.7 | 359.6 | 370.6 | 343.9 | 311.6 | 316.9 | 324.3 | 342.5 | 310.7 | 449.8 | 404.9 | 332.9 | 230 | 238.8 | 212.9 | 320.9 | 323.4 | 342.7 | 310.4 | 301 | 268.1 | 248.8 | 258.3 | 275 | 451.8 | 414.6 | 334.4 | 295.9 | 265.7 | 261.9 | 310.2 | 343.5 | 362.6 | 355.6 | 361.9 | 366 | 368.4 | 357.4 | 349.5 | 325.1 | 308.7 | 258.6 | 244.8 | 214.4 | 222.8 | 195.3 | 193.5 | 175.5 | 152.7 | 120.4 | 86.1 | 54.4 | 32.6 | 20.4 | 325.3 | 306.1 | 268.8 | 193.9 | 146.2 | 79.1 | 55.2 | 18.4 | 13 | 10.7 | 7.7 | 5.7 | 4 | 2.2 | 1.5 | 21.8 | 16.6 | 6.1 | 4.5 | 4.8 | 5.8 | 7.4 | 8.4 | 10.3 | 10.1 | 9.6 | 10.5 | 10.8 | 10.9 | 8 | 23.2 | 17.5 | 7.7 | 5.6 | 5.7 | 5.9 | 7.6 | 7.6 | 6.7 | 6.1 | 6 | 5.7 | 5.4 | 6.2 | 6.7 | 20.6 | 15.9 | 6.5 | 6 | 6.2 | 6.2 | 7.4 | 8.2 | 9 | 8.7 | 8.7 | 9.3 | 9.6 | 8.7 | 7.7 | 14.5 | 11.5 | 5.4 | 5 | 4.5 | 4.5 | 4 | 3.8 | 3.5 | 3.1 | 2.4 | 1.7 | 1 | 1.7 | 2 | 14.5 | 11.5 | 6.2 | 6.4 | 5.7 | 3.8 | 1.6 | 1.3 | 1.5 | 2 | 2.2 | 2.6 | 2.1 | 2.7 | 2.6 | 3.02 | 2.23 | 0.67 | 0.52 | 0.56 | 0.64 | 0.79 | 0.93 | 1.23 | 1.22 | 1.18 | 1.34 | 1.38 | 1.38 | 0.95 | 3.23 | 2.37 | 0.87 | 0.64 | 0.65 | 0.71 | 0.86 | 0.86 | 0.68 | 0.63 | 0.62 | 0.61 | 0.59 | 0.71 | 0.76 | 2.81 | 2.1 | 0.67 | 0.63 | 0.69 | 0.7 | 0.84 | 0.93 | 1.04 | 1 | 0.99 | 1.09 | 1.13 | 1 | 0.87 | 1.98 | 1.51 | 0.59 | 0.54 | 0.48 | 0.47 | 0.42 | 0.4 | 0.35 | 0.32 | 0.25 | 0.18 | 0.1 | 0.17 | 0.2 | 1.97 | 1.52 | 0.69 | 0.8 | 0.74 | 0.52 | 0.2 | 0.14 | 0.15 | 0.2 | 0.22 | 0.26 | 0.21 | 0.27 | 0.26 | 41.1 | 39.8 | 32.5 | 21.4 | 22.5 | 29.1 | 40.6 | 41.2 | 40.9 | 37.6 | 33.7 | 33.8 | 34.6 | 37 | 35.2 | 41.1 | 39.8 | 38.3 | 26.2 | 27.2 | 23.6 | 36.6 | 37 | 40.3 | 36.5 | 35.3 | 31.1 | 28.8 | 29.4 | 31.3 | 43.6 | 42.4 | 39.4 | 34.6 | 30.4 | 29.9 | 35.4 | 39.3 | 41.2 | 40.4 | 41.2 | 41.3 | 41.5 | 40.8 | 40.6 | 31.6 | 31.9 | 30.3 | 28.7 | 25.1 | 26.1 | 22.9 | 22.7 | 20.6 | 17.9 | 14.1 | 10.1 | 6.5 | 10.6 | 12.5 | 31.7 | 31.5 | 30.8 | 20.5 | 14.8 | 7.4 | 6.9 | 7.2 | 9.6 | 12.7 | 13.7 | 16.6 | 13.3 | 17.2 | 16.5 | 1783 | 1730.4 | 1422.8 | 927 | 985.7 | 1281.7 | 1798 | 1820.4 | 1818.4 | 1667.3 | 1491.1 | 1474.6 | 1504.9 | 1607.2 | 1527.4 | 1784.8 | 1732.6 | 1679.2 | 1149.1 | 1198.8 | 1037 | 1616 | 1631.8 | 1784.5 | 1612.2 | 1560.2 | 1376.9 | 1275 | 1296.3 | 1376.8 | 1892.7 | 1852.3 | 1737.8 | 1530 | 1347.3 | 1322.3 | 1560.5 | 1725.3 | 1807.4 | 1778.2 | 1816.3 | 1817.1 | 1817.5 | 1781.1 | 1766.5 | 1372.6 | 1388.1 | 1319.6 | 1255.2 | 1096.5 | 1150.4 | 1006.7 | 1002.3 | 911.8 | 791.4 | 625 | 446.8 | 284.4 | 753.3 | 980.6 | 1376.1 | 1374 | 1362.1 | 918 | 659.5 | 326.8 | 296.2 | 520.5 | 748.2 | 1054.4 | 1133.9 | 1377.8 | 1100.3 | 1430.4 | 1381 | 0.27 | 0.23 | 0.13 | 0.09 | 0.1 | 0.12 | 0.16 | 0.16 | 0.17 | 0.16 | 0.15 | 0.17 | 0.17 | 0.18 | 0.16 | 0.28 | 0.23 | 0.16 | 0.11 | 0.11 | 0.11 | 0.15 | 0.15 | 0.15 | 0.14 | 0.13 | 0.12 | 0.11 | 0.12 | 0.13 | 0.27 | 0.23 | 0.15 | 0.13 | 0.12 | 0.12 | 0.15 | 0.16 | 0.17 | 0.17 | 0.17 | 0.18 | 0.18 | 0.18 | 0.17 | 0.19 | 0.17 | 0.12 | 0.12 | 0.1 | 0.1 | 0.09 | 0.09 | 0.08 | 0.07 | 0.05 | 0.04 | 0.02 | 0.04 | 0.05 | 0.19 | 0.17 | 0.12 | 0.09 | 0.07 | 0.05 | 0.03 | 0.03 | 0.04 | 0.05 | 0.05 | 0.06 | 0.05 | 0.06 | 0.06 | 0.0569
| 11 | 300.2739 | 8.1205 | 0.96895 | 300.7581 | 33.5209 | 1470.8606 | 0.14389 | 74.7431 | 333.7948 | 1478.9811 | 1.1128 | 375.5011 | 441.4 | 398.8 | 278.2 | 181.9 | 193.5 | 248.7 | 348 | 359 | 370.6 | 344.6 | 311.8 | 320 | 327.8 | 346.1 | 312.9 | 453.5 | 407.3 | 334 | 227.1 | 235.7 | 208.6 | 317.8 | 320.7 | 341.8 | 309.7 | 302.3 | 269.8 | 250.3 | 259 | 276.6 | 453.6 | 416.1 | 336 | 296.8 | 264.7 | 258.3 | 307.9 | 345 | 369.4 | 362.2 | 366.9 | 367.7 | 371.1 | 361.5 | 354.9 | 325.2 | 308.3 | 257.4 | 243.7 | 212 | 220.9 | 192.2 | 191.9 | 174.2 | 153 | 121.1 | 86.4 | 54.5 | 32.4 | 20.6 | 326.3 | 306.2 | 269 | 192.3 | 145.2 | 77.7 | 55.5 | 18.8 | 13.4 | 10.7 | 7.6 | 5.7 | 4 | 2.2 | 1.5 | 21.1 | 16.1 | 5.9 | 4.1 | 4.4 | 5.4 | 7.3 | 8.4 | 10.3 | 10 | 9.4 | 10.7 | 11 | 11.1 | 8 | 22.6 | 17.1 | 7.8 | 5.4 | 5.6 | 5.7 | 7.5 | 7.4 | 6.6 | 6.1 | 6 | 5.9 | 5.6 | 6.4 | 6.8 | 20.1 | 15.6 | 6.5 | 6 | 6.1 | 6.1 | 7.4 | 8.2 | 9.2 | 9 | 8.9 | 9.4 | 9.6 | 8.8 | 7.9 | 14.1 | 11.2 | 5.3 | 4.9 | 4.4 | 4.4 | 3.9 | 3.8 | 3.4 | 3.1 | 2.4 | 1.7 | 1 | 1.7 | 2 | 14.1 | 11.3 | 6.4 | 6.5 | 5.8 | 3.7 | 1.7 | 1.3 | 1.5 | 2 | 2.1 | 2.6 | 2.1 | 2.7 | 2.6 | 2.92 | 2.16 | 0.64 | 0.47 | 0.5 | 0.59 | 0.77 | 0.94 | 1.22 | 1.21 | 1.15 | 1.36 | 1.41 | 1.41 | 0.96 | 3.16 | 2.32 | 0.87 | 0.61 | 0.62 | 0.68 | 0.84 | 0.83 | 0.66 | 0.62 | 0.63 | 0.64 | 0.62 | 0.74 | 0.78 | 2.75 | 2.06 | 0.67 | 0.62 | 0.68 | 0.69 | 0.85 | 0.94 | 1.07 | 1.04 | 1.02 | 1.09 | 1.13 | 1.02 | 0.89 | 1.92 | 1.47 | 0.58 | 0.53 | 0.48 | 0.47 | 0.41 | 0.39 | 0.35 | 0.32 | 0.25 | 0.18 | 0.1 | 0.17 | 0.2 | 1.92 | 1.49 | 0.72 | 0.82 | 0.75 | 0.51 | 0.2 | 0.14 | 0.15 | 0.2 | 0.22 | 0.26 | 0.21 | 0.27 | 0.26 | 42 | 40.3 | 32.5 | 21.1 | 22.3 | 28.8 | 40.5 | 41.1 | 41 | 37.8 | 33.9 | 34 | 34.9 | 37.3 | 35.5 | 42.3 | 40.6 | 38.3 | 26 | 27 | 23.2 | 36.4 | 36.8 | 40.3 | 36.4 | 35.4 | 31.2 | 28.8 | 29.4 | 31.4 | 44.4 | 43 | 39.6 | 34.8 | 30.4 | 29.5 | 35.2 | 39.5 | 42 | 41.2 | 41.9 | 41.5 | 41.9 | 41.3 | 41.3 | 32.1 | 32.2 | 30.2 | 28.6 | 24.8 | 26 | 22.6 | 22.6 | 20.5 | 17.9 | 14.2 | 10.1 | 6.5 | 10.6 | 12.6 | 32.3 | 31.8 | 30.7 | 20.2 | 14.6 | 7.3 | 6.8 | 7.3 | 9.7 | 12.7 | 13.6 | 16.7 | 13.4 | 17.2 | 16.4 | 1797.1 | 1736.3 | 1418.3 | 911.1 | 975.5 | 1268.7 | 1792.6 | 1816.7 | 1819.7 | 1674 | 1499.3 | 1492.9 | 1520.5 | 1620.6 | 1531.9 | 1812 | 1750.5 | 1684.5 | 1140.4 | 1189.4 | 1021.8 | 1605.2 | 1622.3 | 1783 | 1609.6 | 1567.2 | 1380.7 | 1274.8 | 1295 | 1383.4 | 1906.8 | 1862.3 | 1746.6 | 1535.1 | 1343.7 | 1301.6 | 1542.6 | 1728.3 | 1832.9 | 1803.3 | 1831.6 | 1823.9 | 1831.8 | 1799.3 | 1787.5 | 1379.8 | 1390.6 | 1314.6 | 1250.2 | 1084 | 1139.3 | 989.3 | 994.9 | 905.8 | 793.1 | 627.7 | 448 | 284.7 | 757.4 | 989.1 | 1387 | 1377.7 | 1357.9 | 905.6 | 651 | 322 | 294.9 | 525.9 | 752.9 | 1059.7 | 1127.8 | 1388.5 | 1112.8 | 1437.1 | 1366.1 | 0.28 | 0.23 | 0.13 | 0.09 | 0.09 | 0.11 | 0.15 | 0.16 | 0.17 | 0.16 | 0.15 | 0.17 | 0.17 | 0.18 | 0.16 | 0.29 | 0.24 | 0.16 | 0.11 | 0.11 | 0.1 | 0.15 | 0.15 | 0.15 | 0.14 | 0.13 | 0.12 | 0.11 | 0.12 | 0.13 | 0.27 | 0.23 | 0.15 | 0.13 | 0.12 | 0.12 | 0.15 | 0.17 | 0.18 | 0.18 | 0.18 | 0.18 | 0.18 | 0.18 | 0.18 | 0.19 | 0.17 | 0.12 | 0.12 | 0.1 | 0.1 | 0.09 | 0.09 | 0.08 | 0.07 | 0.05 | 0.04 | 0.02 | 0.04 | 0.05 | 0.2 | 0.17 | 0.12 | 0.09 | 0.07 | 0.04 | 0.03 | 0.03 | 0.04 | 0.05 | 0.05 | 0.06 | 0.05 | 0.06 | 0.06 | 0.0576
| 12 | 299.4504 | 7.9627 | 0.94663 | 299.9242 | 33.5383 | 1471.5895 | 0.14389 | 74.781 | 332.9887 | 1479.5522 | 1.0905 | 374.7052 | 441.5 | 399.1 | 279.4 | 182.8 | 194.2 | 249 | 348.6 | 357.4 | 366.6 | 338.9 | 307.4 | 316.5 | 325 | 343.3 | 309.8 | 452.2 | 408.4 | 336 | 228.4 | 236.2 | 206.4 | 315.7 | 317.7 | 340.3 | 308.6 | 299.3 | 268.1 | 248.8 | 258.2 | 275.2 | 453.2 | 416.4 | 336.6 | 296.8 | 264.4 | 259.6 | 308.5 | 347.7 | 371.4 | 365.9 | 370.8 | 373.3 | 377.9 | 366.6 | 359 | 325.5 | 309 | 258.3 | 244.5 | 211.9 | 221.2 | 191.5 | 191.8 | 173.3 | 151.6 | 120 | 85.2 | 55.5 | 33.1 | 21.3 | 326 | 306.6 | 270.7 | 194.1 | 146.1 | 76.5 | 54.6 | 18.3 | 13.4 | 10.7 | 7.7 | 5.7 | 4.1 | 2.2 | 1.5 | 20.7 | 15.9 | 5.9 | 4.2 | 4.5 | 5.5 | 7.3 | 8.1 | 9.7 | 9.3 | 9 | 10.4 | 10.8 | 11 | 8.2 | 22.3 | 17 | 7.8 | 5.4 | 5.6 | 5.6 | 7.3 | 7.3 | 6.5 | 6 | 5.9 | 5.7 | 5.5 | 6.3 | 6.7 | 19.5 | 15.2 | 6.5 | 6 | 6.1 | 6.2 | 7.2 | 8.2 | 9.2 | 9.1 | 9.1 | 9.6 | 9.8 | 8.9 | 7.9 | 13.9 | 11.1 | 5.4 | 5 | 4.5 | 4.5 | 3.9 | 3.8 | 3.4 | 3 | 2.4 | 1.7 | 1.1 | 1.7 | 2 | 13.8 | 11.1 | 6.6 | 6.6 | 5.9 | 3.6 | 1.7 | 1.3 | 1.5 | 2 | 2.2 | 2.7 | 2.2 | 2.8 | 2.6 | 2.85 | 2.12 | 0.65 | 0.48 | 0.5 | 0.6 | 0.78 | 0.9 | 1.13 | 1.12 | 1.11 | 1.32 | 1.39 | 1.39 | 0.98 | 3.1 | 2.28 | 0.88 | 0.61 | 0.63 | 0.66 | 0.82 | 0.81 | 0.66 | 0.62 | 0.61 | 0.62 | 0.6 | 0.72 | 0.77 | 2.64 | 1.99 | 0.67 | 0.63 | 0.68 | 0.69 | 0.81 | 0.93 | 1.07 | 1.07 | 1.05 | 1.13 | 1.16 | 1.03 | 0.89 | 1.89 | 1.45 | 0.59 | 0.54 | 0.49 | 0.47 | 0.41 | 0.39 | 0.35 | 0.31 | 0.24 | 0.17 | 0.11 | 0.17 | 0.2 | 1.87 | 1.45 | 0.75 | 0.83 | 0.77 | 0.49 | 0.2 | 0.14 | 0.15 | 0.2 | 0.22 | 0.27 | 0.22 | 0.28 | 0.26 | 42.2 | 40.5 | 32.6 | 21.1 | 22.4 | 28.8 | 40.5 | 41.1 | 41 | 37.6 | 33.7 | 33.9 | 34.7 | 37 | 34.8 | 42.2 | 40.8 | 38.6 | 26.1 | 27 | 23 | 36.1 | 36.4 | 40.1 | 36.3 | 35.2 | 31.1 | 28.8 | 29.4 | 31.3 | 44.9 | 43.4 | 39.6 | 34.7 | 30.3 | 29.6 | 35.3 | 39.8 | 42.2 | 41.5 | 42.3 | 42.1 | 42.6 | 41.9 | 41.8 | 32.2 | 32.4 | 30.2 | 28.7 | 24.7 | 25.9 | 22.4 | 22.5 | 20.4 | 17.8 | 14.1 | 10 | 6.6 | 10.6 | 12.6 | 32.4 | 32 | 30.7 | 20.4 | 14.6 | 7.3 | 6.7 | 7.3 | 9.7 | 12.8 | 13.8 | 17 | 13.7 | 17.4 | 16.4 | 1817.6 | 1751.1 | 1423.6 | 914.5 | 978.5 | 1270.5 | 1797.8 | 1817.6 | 1813.9 | 1658.8 | 1478.4 | 1476.3 | 1507.2 | 1610.3 | 1515.4 | 1826.8 | 1771.2 | 1695.3 | 1147.7 | 1190.6 | 1018.4 | 1601.1 | 1614 | 1774.7 | 1604.6 | 1553.1 | 1374.7 | 1270 | 1292.8 | 1375.9 | 1931.6 | 1880.8 | 1748.4 | 1532.5 | 1340.9 | 1308.8 | 1556.4 | 1746.4 | 1847 | 1815.4 | 1844.9 | 1842.3 | 1859 | 1822.1 | 1808.7 | 1391.6 | 1400.7 | 1315.9 | 1251.5 | 1082.8 | 1142.3 | 987.2 | 994.1 | 901.8 | 787.7 | 623.3 | 443.5 | 290.2 | 754 | 983.1 | 1397.2 | 1388.7 | 1361.8 | 912.7 | 652.5 | 319.4 | 290.1 | 525 | 756.7 | 1064.3 | 1141.9 | 1407.5 | 1131.7 | 1447 | 1370.5 | 0.27 | 0.23 | 0.13 | 0.09 | 0.09 | 0.11 | 0.15 | 0.16 | 0.17 | 0.16 | 0.15 | 0.17 | 0.18 | 0.18 | 0.16 | 0.28 | 0.23 | 0.16 | 0.11 | 0.11 | 0.1 | 0.14 | 0.14 | 0.15 | 0.14 | 0.13 | 0.12 | 0.11 | 0.12 | 0.13 | 0.27 | 0.23 | 0.15 | 0.13 | 0.12 | 0.12 | 0.14 | 0.17 | 0.18 | 0.18 | 0.18 | 0.18 | 0.19 | 0.18 | 0.18 | 0.19 | 0.17 | 0.12 | 0.12 | 0.1 | 0.1 | 0.09 | 0.09 | 0.08 | 0.07 | 0.05 | 0.04 | 0.02 | 0.04 | 0.05 | 0.19 | 0.17 | 0.12 | 0.09 | 0.07 | 0.04 | 0.03 | 0.03 | 0.04 | 0.05 | 0.05 | 0.06 | 0.05 | 0.06 | 0.06 | 0.0581
| 13 | 300.1042 | 8.0036 | 0.95011 | 300.5801 | 33.5828 | 1474.9763 | 0.14389 | 74.9203 | 333.6871 | 1482.9799 | 1.094 | 375.5004 | 442.9 | 399.8 | 280.8 | 184.8 | 196.9 | 250.9 | 349.2 | 356.7 | 366 | 337.9 | 305 | 313 | 321.6 | 342 | 310 | 452.5 | 408.8 | 336.3 | 229.9 | 236.8 | 205.7 | 313.3 | 316.2 | 340.6 | 306.6 | 297 | 264.7 | 245.9 | 255.1 | 272.1 | 454.9 | 418.1 | 337.6 | 298.8 | 266.2 | 262.3 | 310.9 | 347.8 | 368.8 | 362.3 | 369.4 | 373.9 | 377.9 | 366.6 | 357.9 | 326.7 | 309.4 | 259.7 | 244.8 | 213.2 | 221.5 | 191.8 | 191.9 | 173.7 | 152.3 | 119.9 | 85.6 | 55.8 | 33.8 | 22.1 | 327.4 | 306.8 | 271.4 | 195.5 | 149 | 79.3 | 54.9 | 17.7 | 13 | 10.7 | 7.7 | 5.7 | 4.1 | 2.2 | 1.5 | 20.8 | 15.9 | 6 | 4.3 | 4.6 | 5.5 | 7.3 | 8 | 9.7 | 9.4 | 9.1 | 10.2 | 10.6 | 10.9 | 8.3 | 22.2 | 16.9 | 7.9 | 5.7 | 5.8 | 5.6 | 7.3 | 7.2 | 6.5 | 6 | 5.9 | 5.7 | 5.4 | 6.2 | 6.6 | 19.7 | 15.3 | 6.6 | 6.1 | 6.1 | 6.2 | 7.3 | 8.3 | 9.2 | 9.1 | 9 | 9.6 | 9.8 | 8.9 | 7.9 | 13.9 | 11.1 | 5.5 | 5 | 4.5 | 4.4 | 3.9 | 3.8 | 3.4 | 3 | 2.4 | 1.7 | 1.1 | 1.7 | 2 | 13.9 | 11.1 | 6.6 | 6.8 | 6.3 | 4 | 1.9 | 1.3 | 1.5 | 2 | 2.2 | 2.7 | 2.1 | 2.7 | 2.6 | 2.88 | 2.13 | 0.65 | 0.49 | 0.52 | 0.6 | 0.77 | 0.88 | 1.14 | 1.13 | 1.11 | 1.3 | 1.35 | 1.37 | 0.99 | 3.08 | 2.27 | 0.9 | 0.65 | 0.67 | 0.67 | 0.8 | 0.79 | 0.66 | 0.61 | 0.61 | 0.61 | 0.59 | 0.71 | 0.75 | 2.68 | 2.01 | 0.68 | 0.64 | 0.68 | 0.7 | 0.83 | 0.95 | 1.08 | 1.06 | 1.05 | 1.13 | 1.17 | 1.03 | 0.88 | 1.89 | 1.45 | 0.6 | 0.54 | 0.49 | 0.46 | 0.41 | 0.39 | 0.35 | 0.31 | 0.24 | 0.17 | 0.11 | 0.17 | 0.2 | 1.88 | 1.46 | 0.75 | 0.86 | 0.84 | 0.55 | 0.24 | 0.14 | 0.15 | 0.2 | 0.22 | 0.27 | 0.21 | 0.27 | 0.26 | 42.4 | 40.6 | 32.7 | 21.3 | 22.6 | 29 | 40.6 | 41.1 | 40.9 | 37.4 | 33.3 | 33.5 | 34.3 | 36.8 | 34.7 | 42.5 | 40.9 | 38.5 | 26.1 | 26.8 | 22.8 | 35.9 | 36.3 | 40.1 | 36 | 34.8 | 30.7 | 28.4 | 29 | 31 | 45 | 43.5 | 39.8 | 35 | 30.5 | 30 | 35.6 | 39.8 | 41.9 | 41.1 | 42.1 | 42.3 | 42.7 | 41.9 | 41.6 | 32.4 | 32.4 | 30.4 | 28.7 | 24.9 | 26 | 22.5 | 22.5 | 20.4 | 17.9 | 14.1 | 10.1 | 6.6 | 10.7 | 12.7 | 32.6 | 32 | 30.8 | 20.4 | 14.6 | 7.3 | 6.5 | 7.2 | 9.6 | 12.8 | 13.8 | 17 | 13.6 | 17.3 | 16.3 | 1816.7 | 1750.2 | 1430.6 | 924 | 989.6 | 1281.8 | 1801.9 | 1818.8 | 1812.8 | 1653.2 | 1468.7 | 1467.1 | 1501.3 | 1612.8 | 1519.5 | 1827.5 | 1772.4 | 1692.5 | 1147.4 | 1185.2 | 1012.9 | 1591.2 | 1609.1 | 1776.6 | 1595.9 | 1542.7 | 1358.6 | 1255.5 | 1279 | 1364.3 | 1929.6 | 1882.1 | 1751.7 | 1541.8 | 1350 | 1322.7 | 1562.2 | 1740 | 1827.6 | 1796.3 | 1836.2 | 1843 | 1856.2 | 1823.6 | 1807.8 | 1394.9 | 1401.4 | 1324 | 1254.8 | 1091.3 | 1146.8 | 990.9 | 995.5 | 903.2 | 789.9 | 622 | 444.3 | 291.7 | 761.8 | 993.5 | 1401.9 | 1387.8 | 1365.2 | 914.4 | 656.3 | 322.7 | 285.1 | 518.8 | 747.9 | 1061.7 | 1140.1 | 1404.2 | 1125.1 | 1437.6 | 1363.8 | 0.27 | 0.23 | 0.13 | 0.09 | 0.09 | 0.11 | 0.15 | 0.16 | 0.17 | 0.16 | 0.15 | 0.16 | 0.17 | 0.18 | 0.15 | 0.28 | 0.24 | 0.16 | 0.11 | 0.11 | 0.1 | 0.14 | 0.14 | 0.15 | 0.13 | 0.13 | 0.12 | 0.11 | 0.12 | 0.13 | 0.27 | 0.23 | 0.15 | 0.14 | 0.12 | 0.12 | 0.15 | 0.17 | 0.18 | 0.18 | 0.18 | 0.19 | 0.19 | 0.18 | 0.18 | 0.19 | 0.17 | 0.12 | 0.12 | 0.1 | 0.1 | 0.09 | 0.09 | 0.08 | 0.07 | 0.05 | 0.04 | 0.02 | 0.04 | 0.05 | 0.19 | 0.17 | 0.12 | 0.09 | 0.08 | 0.04 | 0.03 | 0.03 | 0.04 | 0.05 | 0.05 | 0.06 | 0.05 | 0.06 | 0.06 | 0.0584
| 14 | 302.657 | 8.0765 | 0.96132 | 303.1379 | 33.8764 | 1486.7667 | 0.14834 | 75.5452 | 336.5334 | 1494.8432 | 1.1097 | 378.6831 | 446.2 | 403.1 | 286.8 | 191.8 | 203.2 | 253.3 | 350.1 | 357.4 | 366.2 | 335.4 | 301.2 | 308.3 | 317.8 | 338.5 | 307.1 | 456.7 | 411.9 | 337.8 | 232.9 | 239.5 | 206.5 | 311.3 | 313.8 | 339.3 | 305 | 295.9 | 262.9 | 244.3 | 253 | 271 | 455.9 | 419.6 | 338.1 | 301 | 268.5 | 266 | 313.8 | 349 | 368.1 | 360 | 366.9 | 373.5 | 380.9 | 370.7 | 362.3 | 328.1 | 311.7 | 264.4 | 248.9 | 216.6 | 221.7 | 192 | 191.5 | 172.9 | 151.9 | 119.8 | 86.3 | 56.1 | 33.9 | 22.1 | 329.7 | 309.5 | 273.1 | 200.7 | 150.1 | 81.9 | 52.6 | 18.3 | 12.5 | 10.6 | 7.6 | 5.7 | 4 | 2.2 | 1.5 | 21 | 16.1 | 6.2 | 4.5 | 4.8 | 5.6 | 7.3 | 8 | 9.6 | 9.3 | 8.9 | 10 | 10.3 | 10.6 | 8 | 22.3 | 17 | 7.9 | 5.8 | 6 | 5.8 | 7.2 | 7.1 | 6.5 | 5.9 | 5.9 | 5.6 | 5.4 | 6.2 | 6.6 | 19.9 | 15.5 | 6.6 | 6.1 | 6.2 | 6.3 | 7.4 | 8.3 | 9.1 | 8.9 | 8.8 | 9.5 | 9.8 | 9 | 8 | 14 | 11.2 | 5.7 | 5.3 | 4.7 | 4.5 | 3.9 | 3.8 | 3.4 | 3 | 2.4 | 1.7 | 1.1 | 1.7 | 2 | 13.9 | 11.2 | 6.5 | 7 | 6.3 | 4.2 | 1.7 | 1.3 | 1.5 | 2 | 2.2 | 2.7 | 2.1 | 2.7 | 2.6 | 2.89 | 2.15 | 0.68 | 0.52 | 0.56 | 0.62 | 0.78 | 0.87 | 1.12 | 1.11 | 1.09 | 1.26 | 1.31 | 1.33 | 0.95 | 3.11 | 2.29 | 0.89 | 0.68 | 0.69 | 0.69 | 0.8 | 0.78 | 0.66 | 0.61 | 0.6 | 0.6 | 0.59 | 0.71 | 0.76 | 2.71 | 2.04 | 0.68 | 0.65 | 0.69 | 0.72 | 0.84 | 0.95 | 1.06 | 1.04 | 1.01 | 1.11 | 1.16 | 1.05 | 0.89 | 1.89 | 1.46 | 0.63 | 0.58 | 0.51 | 0.46 | 0.41 | 0.4 | 0.35 | 0.31 | 0.24 | 0.17 | 0.11 | 0.17 | 0.2 | 1.89 | 1.46 | 0.73 | 0.89 | 0.84 | 0.58 | 0.21 | 0.14 | 0.15 | 0.2 | 0.22 | 0.27 | 0.21 | 0.27 | 0.26 | 42.7 | 40.9 | 33.4 | 22.1 | 23.3 | 29.3 | 40.7 | 41.2 | 41 | 37.1 | 32.9 | 33 | 34.1 | 36.7 | 34.7 | 42.9 | 41.3 | 38.8 | 26.4 | 27.1 | 22.8 | 35.6 | 36 | 40 | 35.9 | 34.7 | 30.5 | 28.2 | 28.8 | 30.8 | 44.9 | 43.6 | 39.8 | 35.3 | 30.8 | 30.4 | 35.9 | 40 | 41.9 | 41 | 42 | 42.3 | 43.1 | 42.3 | 42.1 | 32.6 | 32.7 | 30.8 | 29 | 25.2 | 26 | 22.5 | 22.4 | 20.3 | 17.8 | 14.1 | 10.1 | 6.6 | 10.8 | 12.8 | 32.8 | 32.3 | 31.1 | 21 | 14.8 | 7.5 | 6.4 | 7.3 | 9.6 | 12.7 | 13.7 | 16.8 | 13.6 | 17.2 | 16.2 | 1832.7 | 1765.7 | 1458 | 953.8 | 1015 | 1288.9 | 1804.5 | 1823.6 | 1819 | 1646.2 | 1455 | 1450.6 | 1488.7 | 1599.9 | 1504.6 | 1843.1 | 1783.8 | 1701.6 | 1158.5 | 1195.7 | 1011.9 | 1582.2 | 1598.1 | 1769.9 | 1588.1 | 1537.4 | 1349.7 | 1247.1 | 1267.6 | 1358 | 1929.7 | 1884.8 | 1752 | 1550.3 | 1360 | 1338.6 | 1575.4 | 1746.4 | 1827.3 | 1789.1 | 1832.7 | 1845 | 1873.4 | 1843.2 | 1833.2 | 1403.6 | 1413.4 | 1343.1 | 1269.6 | 1104.5 | 1147.9 | 992.7 | 992.3 | 899.3 | 788.4 | 623 | 448.7 | 293.4 | 764.6 | 996.9 | 1413.6 | 1403 | 1378.5 | 935.9 | 661.1 | 330.6 | 279.4 | 523.4 | 751.9 | 1060 | 1132.6 | 1392.4 | 1119.8 | 1426.3 | 1348 | 0.28 | 0.23 | 0.14 | 0.1 | 0.1 | 0.12 | 0.15 | 0.16 | 0.17 | 0.16 | 0.15 | 0.16 | 0.17 | 0.18 | 0.16 | 0.29 | 0.24 | 0.16 | 0.11 | 0.11 | 0.1 | 0.14 | 0.14 | 0.15 | 0.13 | 0.13 | 0.12 | 0.11 | 0.12 | 0.13 | 0.27 | 0.24 | 0.15 | 0.14 | 0.12 | 0.12 | 0.15 | 0.17 | 0.18 | 0.18 | 0.18 | 0.19 | 0.19 | 0.18 | 0.18 | 0.19 | 0.17 | 0.13 | 0.12 | 0.1 | 0.1 | 0.09 | 0.08 | 0.08 | 0.07 | 0.05 | 0.04 | 0.02 | 0.04 | 0.05 | 0.19 | 0.17 | 0.12 | 0.1 | 0.08 | 0.05 | 0.03 | 0.03 | 0.04 | 0.05 | 0.05 | 0.06 | 0.05 | 0.06 | 0.06 | 0.0584
| 15 | 305.7373 | 8.0456 | 0.94874 | 306.214 | 34.3298 | 1506.0014 | 0.14807 | 76.5371 | 340.0671 | 1514.047 | 1.0968 | 382.7511 | 455.1 | 412.2 | 296.5 | 202.2 | 209.5 | 255.1 | 350.3 | 356.9 | 361.4 | 329.3 | 296 | 306.8 | 316.8 | 338.5 | 307.1 | 462.7 | 419.2 | 343.7 | 240.6 | 243.2 | 207.1 | 308.8 | 311.3 | 337.1 | 303.4 | 295.7 | 263.2 | 242.2 | 250.6 | 268.1 | 460.3 | 423 | 339.9 | 307.1 | 276.4 | 275.9 | 319.6 | 355.1 | 371.8 | 364 | 367.8 | 375.5 | 384.4 | 376 | 367.9 | 335.1 | 319.5 | 272.8 | 255.6 | 222.4 | 224.6 | 195.8 | 193.2 | 174.1 | 151.1 | 119.6 | 86.7 | 59.2 | 36.2 | 25 | 336.2 | 315.4 | 277.4 | 202.5 | 149.9 | 81.9 | 53.4 | 19.7 | 12.7 | 10.7 | 7.7 | 5.8 | 4.1 | 2.2 | 1.5 | 21.7 | 16.6 | 6.4 | 4.8 | 4.9 | 5.6 | 7.2 | 7.8 | 9 | 8.7 | 8.4 | 9.8 | 10.1 | 10.4 | 8 | 23.1 | 17.6 | 8.1 | 6.2 | 6.2 | 5.9 | 7.1 | 7.1 | 6.5 | 5.9 | 5.9 | 5.7 | 5.3 | 6 | 6.4 | 20.4 | 15.9 | 6.7 | 6.2 | 6.3 | 6.5 | 7.6 | 8.5 | 9.3 | 9.1 | 8.8 | 9.5 | 10 | 9.3 | 8.2 | 14.5 | 11.5 | 5.9 | 5.4 | 4.8 | 4.5 | 3.9 | 3.8 | 3.4 | 3 | 2.4 | 1.7 | 1.1 | 1.8 | 2.1 | 14.4 | 11.5 | 6.7 | 7 | 6.3 | 4.1 | 1.7 | 1.4 | 1.5 | 2 | 2.2 | 2.7 | 2.1 | 2.7 | 2.6 | 2.99 | 2.22 | 0.7 | 0.55 | 0.56 | 0.61 | 0.76 | 0.84 | 1.02 | 1.01 | 1.02 | 1.23 | 1.28 | 1.31 | 0.96 | 3.21 | 2.37 | 0.93 | 0.72 | 0.72 | 0.71 | 0.78 | 0.78 | 0.66 | 0.61 | 0.61 | 0.61 | 0.58 | 0.68 | 0.73 | 2.78 | 2.09 | 0.69 | 0.66 | 0.7 | 0.74 | 0.86 | 0.98 | 1.08 | 1.07 | 1.01 | 1.12 | 1.18 | 1.08 | 0.92 | 1.96 | 1.51 | 0.65 | 0.59 | 0.53 | 0.46 | 0.41 | 0.39 | 0.34 | 0.31 | 0.24 | 0.18 | 0.11 | 0.18 | 0.21 | 1.96 | 1.51 | 0.76 | 0.89 | 0.83 | 0.57 | 0.22 | 0.15 | 0.15 | 0.2 | 0.22 | 0.27 | 0.21 | 0.27 | 0.26 | 43.2 | 41.7 | 34.5 | 23.3 | 24.1 | 29.6 | 40.8 | 41.3 | 40.9 | 36.8 | 32.6 | 33.1 | 34.2 | 36.8 | 34.7 | 43 | 41.7 | 39.3 | 27.1 | 27.4 | 22.8 | 35.4 | 35.8 | 39.7 | 35.7 | 34.6 | 30.5 | 27.9 | 28.5 | 30.5 | 45 | 43.7 | 40 | 36 | 31.7 | 31.5 | 36.6 | 40.6 | 42.3 | 41.3 | 42.1 | 42.5 | 43.4 | 42.8 | 42.6 | 33.1 | 33.4 | 31.8 | 29.8 | 25.9 | 26.4 | 23 | 22.7 | 20.5 | 17.7 | 14 | 10.2 | 7 | 11.1 | 13.1 | 33.2 | 32.8 | 31.6 | 21.2 | 14.8 | 7.6 | 6.6 | 7.6 | 9.8 | 12.9 | 13.9 | 17 | 13.6 | 17.1 | 16.1 | 1862 | 1801.8 | 1506.9 | 1005 | 1048.8 | 1299.3 | 1809.9 | 1828 | 1812.5 | 1632.8 | 1439.5 | 1445.6 | 1485.5 | 1602 | 1504.5 | 1859.2 | 1810.5 | 1726.4 | 1190.4 | 1208.6 | 1010 | 1569.5 | 1585.2 | 1758.2 | 1577.9 | 1534.2 | 1351.2 | 1239 | 1260.9 | 1349.5 | 1941.4 | 1894.7 | 1759.5 | 1581.2 | 1401 | 1389.7 | 1606.4 | 1775.4 | 1842.5 | 1801.9 | 1836.7 | 1854.7 | 1891.9 | 1867.3 | 1859.5 | 1428.7 | 1446.4 | 1384.8 | 1303.8 | 1133.5 | 1164.3 | 1014.3 | 1004.1 | 906.6 | 784.6 | 621.5 | 450.1 | 309.4 | 778.2 | 1014 | 1436.4 | 1425.9 | 1396.5 | 946.2 | 661 | 331.1 | 287.1 | 537.8 | 763.8 | 1071.7 | 1145.6 | 1403.8 | 1123.4 | 1421.6 | 1341.9 | 0.28 | 0.24 | 0.14 | 0.1 | 0.1 | 0.12 | 0.15 | 0.16 | 0.17 | 0.15 | 0.14 | 0.16 | 0.17 | 0.18 | 0.16 | 0.29 | 0.24 | 0.16 | 0.12 | 0.11 | 0.1 | 0.14 | 0.14 | 0.15 | 0.13 | 0.13 | 0.12 | 0.11 | 0.12 | 0.12 | 0.27 | 0.24 | 0.15 | 0.14 | 0.13 | 0.13 | 0.15 | 0.17 | 0.18 | 0.18 | 0.18 | 0.19 | 0.19 | 0.19 | 0.18 | 0.2 | 0.18 | 0.13 | 0.12 | 0.1 | 0.1 | 0.09 | 0.09 | 0.08 | 0.07 | 0.05 | 0.04 | 0.03 | 0.04 | 0.05 | 0.2 | 0.17 | 0.13 | 0.1 | 0.08 | 0.05 | 0.03 | 0.03 | 0.04 | 0.05 | 0.05 | 0.06 | 0.05 | 0.06 | 0.06 | 0.0583
| 16 | 321.8259 | 8.6061 | 1.033 | 322.3406 | 36.1103 | 1572.6884 | 0.16204 | 80.1885 | 357.9361 | 1581.2945 | 1.195 | 402.5291 | 479 | 435.1 | 324 | 247.3 | 247.5 | 275.8 | 350.5 | 356.3 | 358.2 | 322.6 | 286.8 | 301.4 | 314.4 | 341.4 | 310.4 | 487.6 | 441.8 | 359.9 | 272.5 | 270.5 | 223.9 | 304.7 | 305.4 | 335.3 | 301 | 292.9 | 258.7 | 237.5 | 247.1 | 265.9 | 468.9 | 430.1 | 347 | 326 | 303 | 307.8 | 338.7 | 368.2 | 375.4 | 368.4 | 370.4 | 380.4 | 391 | 384.9 | 376.8 | 351.5 | 336.4 | 292.6 | 272.2 | 239.7 | 232.4 | 206.2 | 196.8 | 176.9 | 150.7 | 121.4 | 89.9 | 66.5 | 41.9 | 31 | 351.5 | 329.5 | 286.1 | 216.3 | 158.6 | 93.2 | 57.1 | 24.9 | 13.5 | 11.5 | 8.3 | 6.2 | 4.4 | 2.4 | 1.7 | 23.7 | 18.1 | 7.6 | 6.7 | 6.6 | 6.4 | 7.1 | 7.5 | 8.3 | 7.7 | 7.3 | 9.2 | 9.8 | 10.6 | 8.2 | 24.7 | 18.9 | 8.8 | 8.3 | 8.2 | 7.1 | 6.7 | 6.6 | 6.4 | 5.9 | 5.8 | 5.5 | 5.2 | 6.1 | 6.6 | 21.1 | 16.4 | 6.8 | 6.6 | 6.9 | 7.2 | 7.9 | 8.4 | 8.7 | 8.5 | 8.4 | 9.4 | 9.8 | 9.2 | 8.1 | 15.8 | 12.6 | 6.6 | 5.9 | 5.2 | 4.5 | 4 | 3.8 | 3.4 | 3 | 2.4 | 1.8 | 1.3 | 1.9 | 2.2 | 15.7 | 12.5 | 7 | 7.9 | 7.1 | 4.9 | 1.9 | 1.5 | 1.6 | 2.1 | 2.3 | 2.8 | 2.2 | 2.9 | 2.7 | 3.3 | 2.45 | 0.87 | 0.83 | 0.81 | 0.74 | 0.74 | 0.8 | 0.92 | 0.87 | 0.85 | 1.14 | 1.24 | 1.33 | 0.98 | 3.46 | 2.56 | 1.02 | 1.04 | 1.01 | 0.89 | 0.72 | 0.71 | 0.64 | 0.6 | 0.6 | 0.59 | 0.57 | 0.69 | 0.75 | 2.89 | 2.17 | 0.71 | 0.71 | 0.77 | 0.82 | 0.89 | 0.95 | 0.99 | 0.97 | 0.95 | 1.1 | 1.15 | 1.06 | 0.9 | 2.17 | 1.67 | 0.75 | 0.66 | 0.58 | 0.46 | 0.41 | 0.39 | 0.35 | 0.3 | 0.24 | 0.18 | 0.13 | 0.19 | 0.22 | 2.16 | 1.66 | 0.81 | 1.01 | 0.94 | 0.68 | 0.24 | 0.17 | 0.16 | 0.21 | 0.23 | 0.28 | 0.22 | 0.29 | 0.27 | 44.9 | 43.6 | 37.3 | 28 | 28 | 31.9 | 41 | 41.4 | 41 | 36.7 | 32.3 | 32.8 | 34.1 | 37.1 | 34.9 | 45.1 | 43.8 | 41.1 | 29.7 | 29.5 | 24.1 | 35.2 | 35.4 | 39.6 | 35.4 | 34.4 | 30 | 27.5 | 28 | 30.1 | 45.6 | 44.3 | 40.9 | 38.2 | 34.9 | 35.3 | 39 | 42.6 | 43.3 | 42.5 | 42.8 | 43.3 | 44.4 | 44.1 | 43.9 | 34.2 | 34.8 | 33.9 | 31.7 | 27.8 | 27.4 | 24.3 | 23.2 | 20.8 | 17.7 | 14.3 | 10.6 | 7.9 | 11.9 | 14.1 | 34.3 | 33.9 | 32.5 | 22.3 | 15.2 | 8.4 | 7 | 8.5 | 10.3 | 13.5 | 14.4 | 17.6 | 14.1 | 18.1 | 17.2 | 1923 | 1873.7 | 1619.1 | 1184.4 | 1196.1 | 1376 | 1815.4 | 1833.3 | 1816.6 | 1626.2 | 1424.4 | 1436 | 1482.3 | 1613.6 | 1517.5 | 1935 | 1888.2 | 1790.7 | 1292 | 1291.2 | 1059.1 | 1559.2 | 1565 | 1750.6 | 1566.3 | 1519.6 | 1327.7 | 1213.6 | 1238.3 | 1330.8 | 1959.7 | 1913 | 1794.2 | 1674 | 1534.4 | 1546.2 | 1703.3 | 1850.2 | 1880.1 | 1846.8 | 1863.1 | 1887.5 | 1936.4 | 1921.2 | 1913 | 1470.3 | 1500.2 | 1468.8 | 1378.5 | 1218.3 | 1209 | 1071.8 | 1023.9 | 920.5 | 783 | 631.4 | 467.6 | 347.7 | 824.7 | 1070.5 | 1471.7 | 1466.6 | 1430.4 | 997.4 | 686.8 | 370.8 | 306.1 | 589.5 | 805.2 | 1123.5 | 1190.3 | 1451.5 | 1163.6 | 1498.9 | 1432.6 | 0.3 | 0.26 | 0.16 | 0.14 | 0.13 | 0.14 | 0.15 | 0.16 | 0.16 | 0.15 | 0.14 | 0.15 | 0.17 | 0.18 | 0.16 | 0.31 | 0.26 | 0.18 | 0.14 | 0.14 | 0.11 | 0.14 | 0.14 | 0.15 | 0.13 | 0.13 | 0.12 | 0.11 | 0.12 | 0.12 | 0.29 | 0.25 | 0.16 | 0.15 | 0.14 | 0.15 | 0.16 | 0.18 | 0.19 | 0.18 | 0.18 | 0.19 | 0.19 | 0.19 | 0.18 | 0.21 | 0.19 | 0.15 | 0.13 | 0.11 | 0.1 | 0.09 | 0.09 | 0.08 | 0.07 | 0.05 | 0.04 | 0.03 | 0.04 | 0.05 | 0.21 | 0.19 | 0.14 | 0.11 | 0.08 | 0.05 | 0.03 | 0.04 | 0.04 | 0.05 | 0.05 | 0.07 | 0.05 | 0.07 | 0.06 | 0.0583
| 17 | 346.6217 | 9.3486 | 1.1375 | 347.1849 | 38.9211 | 1680.8641 | 0.18301 | 86.0338 | 385.5429 | 1690.2127 | 1.3206 | 433.2188 | 508.6 | 464.5 | 365.2 | 312.9 | 304.4 | 306.5 | 351.8 | 356.7 | 354.6 | 320.4 | 281.5 | 296.1 | 307 | 336.3 | 309.3 | 519.8 | 471.7 | 382 | 310.2 | 301.1 | 242.9 | 301.8 | 301.6 | 335.9 | 302.9 | 301.3 | 268.7 | 247.4 | 253.3 | 272.9 | 479.1 | 440.3 | 359.5 | 355.3 | 341.5 | 354.6 | 368.4 | 387.3 | 378.8 | 370.2 | 371 | 384.9 | 401.4 | 398.6 | 391.1 | 373.6 | 359.5 | 322 | 297.2 | 265.7 | 245.6 | 223.5 | 205.2 | 183.7 | 154.2 | 125.9 | 96.5 | 75.8 | 49.6 | 38.2 | 372.2 | 346.8 | 297.1 | 227.4 | 165.2 | 102.9 | 63.1 | 32.4 | 15.9 | 13 | 9.5 | 6.8 | 4.8 | 2.7 | 1.8 | 25.4 | 19.6 | 9.2 | 9.2 | 8.8 | 7.3 | 6.8 | 7 | 7.5 | 7 | 6.5 | 8.2 | 8.7 | 9.5 | 7.7 | 26.8 | 20.5 | 9.3 | 10.3 | 9.9 | 8.6 | 6.6 | 6.5 | 6.4 | 5.8 | 5.9 | 5.6 | 5.4 | 6.3 | 6.9 | 21.6 | 16.8 | 7.3 | 7.7 | 8.1 | 8.6 | 8.7 | 8.8 | 8.5 | 8.1 | 8.1 | 9.4 | 10.2 | 9.9 | 8.8 | 17.1 | 13.8 | 7.6 | 6.7 | 5.9 | 4.8 | 4.4 | 4 | 3.6 | 3 | 2.5 | 1.9 | 1.4 | 2.1 | 2.5 | 17 | 13.6 | 7.4 | 8.5 | 7.6 | 5.6 | 2.1 | 1.8 | 1.7 | 2.3 | 2.5 | 3 | 2.4 | 3.1 | 3 | 3.56 | 2.68 | 1.1 | 1.18 | 1.11 | 0.86 | 0.7 | 0.73 | 0.81 | 0.76 | 0.73 | 0.99 | 1.07 | 1.16 | 0.89 | 3.76 | 2.8 | 1.09 | 1.32 | 1.26 | 1.1 | 0.71 | 0.7 | 0.64 | 0.59 | 0.6 | 0.59 | 0.58 | 0.72 | 0.79 | 2.98 | 2.25 | 0.78 | 0.87 | 0.94 | 1.02 | 1.01 | 1.01 | 0.97 | 0.91 | 0.9 | 1.09 | 1.22 | 1.17 | 1 | 2.37 | 1.85 | 0.89 | 0.78 | 0.67 | 0.49 | 0.46 | 0.42 | 0.38 | 0.32 | 0.25 | 0.19 | 0.14 | 0.21 | 0.25 | 2.34 | 1.82 | 0.87 | 1.11 | 1.02 | 0.78 | 0.28 | 0.21 | 0.17 | 0.23 | 0.25 | 0.3 | 0.24 | 0.31 | 0.3 | 47.6 | 46.4 | 41.7 | 34.8 | 33.9 | 35.3 | 41.5 | 42 | 41.3 | 37.1 | 32.3 | 32.9 | 34 | 37.2 | 35.2 | 47.9 | 46.7 | 43.8 | 33.2 | 32.2 | 25.4 | 34.9 | 35 | 39.6 | 35.7 | 35.4 | 31.3 | 28.6 | 28.7 | 30.8 | 46.7 | 45.4 | 42.3 | 41.6 | 39.4 | 40.8 | 42.5 | 44.9 | 43.9 | 43.1 | 43.2 | 44 | 45.6 | 45.5 | 45.4 | 36.2 | 37.1 | 37.3 | 34.5 | 30.9 | 28.9 | 26.3 | 24.2 | 21.6 | 18.1 | 14.8 | 11.4 | 9 | 13.4 | 15.8 | 36.1 | 35.5 | 33.8 | 23.3 | 15.8 | 9.1 | 7.6 | 9.8 | 11.3 | 14.7 | 15.6 | 19.1 | 15.3 | 19.7 | 18.8 | 2016.5 | 1976.5 | 1785.9 | 1463.4 | 1438.7 | 1517.2 | 1825.8 | 1844.7 | 1817.2 | 1634.1 | 1420.1 | 1441.7 | 1482.3 | 1626.8 | 1536.2 | 2036.6 | 1992.1 | 1889.1 | 1435.8 | 1405.7 | 1119.1 | 1544.6 | 1546.2 | 1754.1 | 1579.3 | 1567.8 | 1384.7 | 1267.2 | 1269.2 | 1363.9 | 1990.6 | 1943.4 | 1840.8 | 1788.1 | 1695 | 1741.6 | 1829.5 | 1935 | 1903.3 | 1868.3 | 1877.4 | 1908.9 | 1971.2 | 1963.9 | 1959.9 | 1540.4 | 1582.5 | 1589.5 | 1483.3 | 1335.2 | 1273.7 | 1155.9 | 1063.2 | 949.9 | 798.9 | 653.8 | 502.8 | 396.1 | 910.5 | 1177.1 | 1540.7 | 1523 | 1470.1 | 1032.1 | 703 | 402.8 | 318.2 | 652.7 | 872.6 | 1224.9 | 1289.5 | 1577 | 1267.3 | 1641.7 | 1564.4 | 0.33 | 0.29 | 0.2 | 0.19 | 0.17 | 0.16 | 0.16 | 0.16 | 0.16 | 0.15 | 0.13 | 0.15 | 0.16 | 0.17 | 0.15 | 0.34 | 0.29 | 0.2 | 0.17 | 0.16 | 0.13 | 0.14 | 0.14 | 0.15 | 0.13 | 0.13 | 0.12 | 0.11 | 0.12 | 0.13 | 0.3 | 0.26 | 0.17 | 0.18 | 0.18 | 0.19 | 0.19 | 0.2 | 0.19 | 0.18 | 0.18 | 0.19 | 0.21 | 0.21 | 0.2 | 0.24 | 0.21 | 0.17 | 0.15 | 0.13 | 0.11 | 0.1 | 0.09 | 0.08 | 0.07 | 0.06 | 0.04 | 0.03 | 0.05 | 0.06 | 0.23 | 0.2 | 0.15 | 0.12 | 0.09 | 0.06 | 0.04 | 0.04 | 0.04 | 0.05 | 0.06 | 0.07 | 0.06 | 0.07 | 0.07 | 0.058567
| 18 | 375.3619 | 10.3565 | 1.2964 | 375.9954 | 42.3214 | 1785.8428 | 0.2171 | 92.3826 | 417.6833 | 1796.1993 | 1.5135 | 468.378 | 535.4 | 489.6 | 408.5 | 390.5 | 374.9 | 345.6 | 350.6 | 356.8 | 355.1 | 320.5 | 280 | 296.1 | 307.7 | 337.6 | 310.3 | 546.1 | 495.9 | 403.4 | 352.3 | 336.4 | 265.6 | 297.9 | 296.8 | 333.2 | 300 | 300.6 | 267.7 | 248.3 | 253.5 | 275.3 | 487.2 | 448.6 | 369.9 | 385.2 | 383.3 | 398.2 | 395.9 | 400.5 | 384.2 | 372 | 373.1 | 387.9 | 407.5 | 407.3 | 402.1 | 393.8 | 379.4 | 350.6 | 321 | 297.5 | 263.3 | 245.5 | 213.6 | 188.7 | 156.2 | 128 | 103.1 | 90.9 | 64.7 | 55.3 | 392.5 | 363.6 | 307.7 | 251.3 | 185.3 | 128.4 | 71.1 | 42.8 | 20.9 | 17.2 | 12 | 7.8 | 5.4 | 3 | 2.1 | 27 | 21 | 10.9 | 11.8 | 11 | 8.4 | 6.8 | 7 | 7.4 | 6.9 | 6.4 | 8.1 | 8.6 | 9.4 | 7.6 | 28.5 | 21.9 | 10.1 | 12.1 | 11.5 | 9.7 | 6.5 | 6.4 | 6.4 | 5.8 | 5.9 | 5.6 | 5.4 | 6.2 | 6.8 | 22.1 | 17.3 | 7.7 | 8.6 | 9.3 | 9.9 | 9.6 | 9.3 | 8.6 | 8.2 | 8.1 | 9.5 | 10.6 | 10.3 | 9.3 | 18.4 | 15 | 8.8 | 7.7 | 6.9 | 5.2 | 5 | 4.3 | 3.8 | 3.1 | 2.5 | 2 | 1.7 | 2.4 | 2.9 | 18.2 | 14.5 | 7.7 | 9.7 | 8.6 | 6.9 | 2.4 | 2.1 | 1.8 | 2.5 | 2.6 | 3.1 | 2.5 | 3.3 | 3.1 | 3.81 | 2.9 | 1.39 | 1.58 | 1.45 | 1.02 | 0.7 | 0.73 | 0.8 | 0.75 | 0.71 | 0.97 | 1.05 | 1.15 | 0.89 | 4.02 | 3.02 | 1.23 | 1.6 | 1.5 | 1.27 | 0.7 | 0.69 | 0.64 | 0.58 | 0.6 | 0.59 | 0.58 | 0.71 | 0.78 | 3.04 | 2.31 | 0.84 | 1.01 | 1.12 | 1.23 | 1.14 | 1.08 | 0.97 | 0.92 | 0.9 | 1.11 | 1.27 | 1.24 | 1.09 | 2.56 | 2.03 | 1.1 | 0.95 | 0.82 | 0.55 | 0.54 | 0.46 | 0.41 | 0.32 | 0.26 | 0.2 | 0.17 | 0.25 | 0.29 | 2.54 | 1.97 | 0.92 | 1.28 | 1.17 | 0.97 | 0.3 | 0.24 | 0.18 | 0.25 | 0.26 | 0.32 | 0.25 | 0.33 | 0.31 | 50.1 | 48.9 | 46.7 | 44.1 | 42.4 | 40.1 | 41.4 | 42 | 41.4 | 37.2 | 32.3 | 33.1 | 34.3 | 37.6 | 35.4 | 50.2 | 49 | 46.3 | 37.8 | 35.9 | 27.6 | 34.5 | 34.4 | 39.3 | 35.4 | 35.3 | 31.2 | 28.8 | 28.8 | 31.1 | 47.4 | 46.3 | 43.5 | 45.2 | 44.4 | 46.1 | 45.7 | 46.5 | 44.6 | 43.2 | 43.4 | 44.3 | 46.2 | 46.4 | 46.6 | 38 | 39 | 40.7 | 37.4 | 34.7 | 31 | 28.9 | 25.1 | 22.2 | 18.4 | 15.1 | 12.1 | 10.8 | 15.3 | 18.1 | 38 | 37.1 | 35.2 | 25.6 | 17.7 | 11.5 | 8.5 | 10.9 | 11.9 | 15.5 | 16.4 | 19.8 | 16 | 20.5 | 19.5 | 2100.5 | 2048.7 | 1926.9 | 1753.5 | 1711.7 | 1678.4 | 1819 | 1845.3 | 1821.4 | 1637.1 | 1415.8 | 1443.2 | 1487.5 | 1632.4 | 1537.2 | 2112.5 | 2064 | 1958.2 | 1588.1 | 1535.4 | 1200.5 | 1525.7 | 1522.4 | 1738.7 | 1564.5 | 1563.8 | 1379.5 | 1272.3 | 1272.2 | 1379 | 2021.8 | 1971.9 | 1876.7 | 1902.2 | 1866.1 | 1911.3 | 1938.4 | 1983.2 | 1932.9 | 1880.1 | 1890.6 | 1923 | 1988.6 | 1990.7 | 1994 | 1601.1 | 1636.7 | 1672 | 1551.1 | 1459.4 | 1356.7 | 1257.2 | 1097.6 | 969.5 | 809.2 | 664.6 | 536.6 | 474.5 | 1002.2 | 1285.8 | 1598.5 | 1572.6 | 1504.9 | 1120.8 | 779.5 | 502.3 | 353.1 | 700.3 | 901.7 | 1263 | 1334.1 | 1629.4 | 1312.1 | 1702.5 | 1623.2 | 0.36 | 0.32 | 0.26 | 0.28 | 0.25 | 0.2 | 0.16 | 0.16 | 0.16 | 0.15 | 0.13 | 0.15 | 0.16 | 0.17 | 0.16 | 0.37 | 0.32 | 0.23 | 0.21 | 0.19 | 0.15 | 0.13 | 0.13 | 0.15 | 0.13 | 0.13 | 0.12 | 0.11 | 0.12 | 0.13 | 0.3 | 0.27 | 0.19 | 0.22 | 0.22 | 0.24 | 0.22 | 0.22 | 0.19 | 0.18 | 0.18 | 0.2 | 0.22 | 0.22 | 0.21 | 0.26 | 0.24 | 0.22 | 0.19 | 0.17 | 0.12 | 0.12 | 0.1 | 0.09 | 0.07 | 0.06 | 0.05 | 0.04 | 0.06 | 0.07 | 0.26 | 0.22 | 0.17 | 0.14 | 0.1 | 0.08 | 0.04 | 0.05 | 0.05 | 0.06 | 0.06 | 0.07 | 0.06 | 0.08 | 0.07 | 0.0587
| 19 | 392.2274 | 10.9853 | 1.3911 | 392.9036 | 44.2119 | 1851.4863 | 0.23347 | 96.1154 | 436.4393 | 1862.4716 | 1.6246 | 489.019 | 544.8 | 500 | 426.2 | 442.8 | 422.7 | 381.6 | 351 | 355.4 | 352.1 | 314.5 | 272.4 | 290.6 | 303.2 | 335 | 305.3 | 552.9 | 503 | 413.5 | 397.6 | 379.2 | 298.4 | 294.2 | 292.7 | 329.7 | 295.3 | 295.8 | 260.8 | 239.5 | 243 | 265.8 | 487.5 | 449.8 | 375.1 | 398.1 | 409.4 | 420.8 | 414.4 | 405.4 | 388 | 371.9 | 371.9 | 387.5 | 407.2 | 407 | 401.3 | 400.4 | 387.3 | 365.9 | 336.3 | 318.6 | 274.5 | 256.9 | 215.7 | 190.7 | 158.4 | 130.2 | 106.8 | 95.5 | 69.8 | 59.8 | 398.1 | 371.2 | 312.9 | 276.8 | 206 | 152.7 | 75 | 48.3 | 23.7 | 20 | 14.5 | 8.7 | 6.1 | 3.5 | 2.4 | 27.9 | 21.7 | 11.5 | 13.4 | 12.5 | 9.5 | 6.8 | 7.1 | 7.5 | 6.9 | 6.3 | 8.1 | 8.7 | 9.6 | 7.6 | 29.2 | 22.4 | 10.4 | 13.6 | 12.9 | 11 | 6.5 | 6.4 | 6.3 | 5.7 | 5.8 | 5.4 | 5.2 | 6.1 | 6.8 | 22.5 | 17.5 | 7.8 | 8.9 | 9.9 | 10.4 | 10 | 9.4 | 8.7 | 8.2 | 8.1 | 9.6 | 10.6 | 10.4 | 9.3 | 19 | 15.4 | 9.3 | 8.2 | 7.6 | 5.5 | 5.3 | 4.4 | 3.9 | 3.1 | 2.6 | 2.1 | 1.8 | 2.5 | 3 | 18.7 | 15 | 7.7 | 10.7 | 9.4 | 8.1 | 2.5 | 2.4 | 1.9 | 2.5 | 2.6 | 3.2 | 2.6 | 3.3 | 3.2 | 3.94 | 3 | 1.47 | 1.82 | 1.68 | 1.19 | 0.71 | 0.74 | 0.81 | 0.75 | 0.71 | 0.99 | 1.06 | 1.18 | 0.89 | 4.12 | 3.1 | 1.27 | 1.84 | 1.72 | 1.46 | 0.7 | 0.69 | 0.64 | 0.58 | 0.59 | 0.57 | 0.56 | 0.7 | 0.79 | 3.1 | 2.35 | 0.87 | 1.05 | 1.21 | 1.3 | 1.21 | 1.1 | 0.99 | 0.92 | 0.9 | 1.12 | 1.29 | 1.25 | 1.09 | 2.65 | 2.1 | 1.18 | 1.02 | 0.92 | 0.58 | 0.57 | 0.47 | 0.42 | 0.33 | 0.26 | 0.21 | 0.18 | 0.26 | 0.3 | 2.61 | 2.03 | 0.92 | 1.43 | 1.29 | 1.14 | 0.33 | 0.28 | 0.19 | 0.26 | 0.27 | 0.33 | 0.26 | 0.34 | 0.32 | 50.5 | 49.7 | 48.7 | 50.2 | 48 | 44.4 | 41.4 | 41.8 | 41 | 36.4 | 31.3 | 32.3 | 33.6 | 37 | 34.7 | 50.5 | 49.4 | 47.6 | 43 | 40.8 | 31.3 | 34 | 33.8 | 38.9 | 34.8 | 34.8 | 30.4 | 27.7 | 27.5 | 29.9 | 47 | 46.1 | 44.2 | 46.8 | 47.5 | 48.8 | 48 | 47.1 | 45.1 | 43.3 | 43.3 | 44.2 | 46.1 | 46.4 | 46.6 | 38.4 | 39.7 | 42.4 | 39.1 | 37.1 | 32.4 | 30.2 | 25.4 | 22.4 | 18.6 | 15.3 | 12.6 | 11.3 | 16 | 18.6 | 38.3 | 37.7 | 35.9 | 28.4 | 19.9 | 13.9 | 8.9 | 11.5 | 12.3 | 15.8 | 16.6 | 20 | 16.1 | 20.7 | 19.7 | 2125.3 | 2086.7 | 2006.4 | 1968.9 | 1904.3 | 1819.8 | 1817.7 | 1835.3 | 1802.1 | 1602.6 | 1373.9 | 1409.6 | 1460.6 | 1613.9 | 1511.7 | 2130.5 | 2086.5 | 1998.3 | 1763.1 | 1700.4 | 1326.3 | 1504.7 | 1498.8 | 1719.8 | 1539.5 | 1539.3 | 1345.5 | 1227 | 1216 | 1325.2 | 2016.5 | 1971.5 | 1897.8 | 1960.4 | 1984.5 | 2014.2 | 2020.7 | 2003.5 | 1946.6 | 1877 | 1885 | 1917 | 1979.3 | 1980.7 | 1986.2 | 1620 | 1668.4 | 1735.6 | 1613.8 | 1549.2 | 1411.3 | 1311.6 | 1105.1 | 977.5 | 818.8 | 675 | 554.9 | 498.7 | 1029.1 | 1309.5 | 1616.7 | 1602.1 | 1535.1 | 1221.2 | 859.9 | 591.6 | 369.2 | 727.2 | 917.3 | 1273.8 | 1333.1 | 1619.2 | 1303.2 | 1697.1 | 1622.2 | 0.36 | 0.32 | 0.27 | 0.33 | 0.3 | 0.24 | 0.16 | 0.16 | 0.16 | 0.15 | 0.13 | 0.15 | 0.16 | 0.17 | 0.15 | 0.37 | 0.32 | 0.24 | 0.26 | 0.24 | 0.18 | 0.13 | 0.13 | 0.14 | 0.13 | 0.13 | 0.12 | 0.11 | 0.11 | 0.12 | 0.3 | 0.27 | 0.19 | 0.23 | 0.24 | 0.26 | 0.24 | 0.22 | 0.2 | 0.18 | 0.18 | 0.2 | 0.22 | 0.22 | 0.22 | 0.26 | 0.24 | 0.23 | 0.21 | 0.19 | 0.13 | 0.13 | 0.1 | 0.09 | 0.07 | 0.06 | 0.05 | 0.04 | 0.06 | 0.07 | 0.26 | 0.23 | 0.17 | 0.16 | 0.12 | 0.1 | 0.05 | 0.05 | 0.05 | 0.06 | 0.06 | 0.08 | 0.06 | 0.08 | 0.07 | 0.0582
| 20 | 387.294 | 10.9746 | 1.3886 | 387.9692 | 43.4475 | 1829.0395 | 0.22523 | 94.7203 | 430.7414 | 1840.014 | 1.6139 | 482.6895 | 545.6 | 500.5 | 425.1 | 436.8 | 415.1 | 374 | 346.4 | 349.6 | 345.9 | 307.4 | 265.4 | 284.7 | 298.6 | 331.2 | 301.1 | 551.3 | 502.2 | 414 | 394.6 | 376 | 293.4 | 293 | 292.2 | 330 | 294.5 | 293.5 | 256.7 | 233.6 | 236.5 | 259.2 | 485 | 445.5 | 370.9 | 394.2 | 406.9 | 413.9 | 406.4 | 397.8 | 383.5 | 369.2 | 369.5 | 386.1 | 403.7 | 401.4 | 394.2 | 400.8 | 387.8 | 363.9 | 332.7 | 313.7 | 272.3 | 254 | 212.8 | 188.3 | 157.7 | 130.5 | 105.8 | 90.2 | 63.7 | 52.2 | 396.7 | 370.3 | 312.3 | 274.8 | 202.3 | 146.8 | 70.6 | 43.8 | 19.1 | 14.9 | 10.4 | 7.1 | 5 | 2.8 | 1.9 | 29.4 | 22.7 | 11.5 | 13.4 | 12.4 | 9.4 | 6.6 | 6.8 | 7.2 | 6.6 | 6 | 8 | 8.5 | 9.5 | 7.5 | 30.4 | 23.4 | 10.5 | 14 | 13.3 | 11.1 | 6.3 | 6.3 | 6.3 | 5.7 | 5.8 | 5.4 | 5.1 | 5.8 | 6.5 | 23.4 | 18.1 | 7.7 | 8.8 | 9.8 | 10.1 | 9.5 | 9 | 8.5 | 8.1 | 8 | 9.5 | 10.6 | 10.3 | 9.1 | 19.8 | 16 | 9.2 | 8.1 | 7.3 | 5.4 | 5.1 | 4.3 | 3.8 | 3.1 | 2.5 | 2 | 1.7 | 2.4 | 2.8 | 19.5 | 15.6 | 7.9 | 10.9 | 9.5 | 8 | 2.3 | 2.2 | 1.8 | 2.4 | 2.5 | 3.1 | 2.5 | 3.2 | 3.1 | 4.13 | 3.13 | 1.46 | 1.83 | 1.67 | 1.18 | 0.67 | 0.7 | 0.77 | 0.71 | 0.67 | 0.96 | 1.04 | 1.16 | 0.87 | 4.29 | 3.22 | 1.29 | 1.91 | 1.79 | 1.5 | 0.68 | 0.67 | 0.63 | 0.57 | 0.59 | 0.57 | 0.55 | 0.67 | 0.75 | 3.22 | 2.43 | 0.84 | 1.03 | 1.17 | 1.22 | 1.11 | 1.03 | 0.96 | 0.9 | 0.89 | 1.13 | 1.28 | 1.23 | 1.05 | 2.76 | 2.18 | 1.16 | 0.99 | 0.87 | 0.56 | 0.55 | 0.46 | 0.4 | 0.32 | 0.26 | 0.21 | 0.17 | 0.24 | 0.28 | 2.71 | 2.11 | 0.94 | 1.46 | 1.3 | 1.12 | 0.3 | 0.25 | 0.18 | 0.24 | 0.25 | 0.31 | 0.25 | 0.32 | 0.31 | 49 | 48.7 | 48.5 | 49.3 | 46.9 | 43.3 | 40.9 | 41.1 | 40.4 | 35.7 | 30.5 | 31.6 | 33 | 36.6 | 34.2 | 48.8 | 48.3 | 47.5 | 42.4 | 40.3 | 30.6 | 33.9 | 33.9 | 38.9 | 34.7 | 34.5 | 29.9 | 27 | 26.8 | 29.2 | 45.6 | 44.8 | 43.6 | 46.2 | 47.2 | 48 | 47.1 | 46.3 | 44.6 | 43 | 43.2 | 44.1 | 45.7 | 45.7 | 45.7 | 37.5 | 39.1 | 42.1 | 38.6 | 36.5 | 32.1 | 29.9 | 25 | 22.1 | 18.6 | 15.4 | 12.5 | 10.7 | 15.1 | 17.5 | 37.1 | 36.9 | 35.6 | 27.9 | 19.3 | 13.1 | 8.6 | 11.2 | 11.9 | 15.2 | 15.9 | 19.5 | 15.7 | 20.4 | 19.4 | 2109.6 | 2074.4 | 2004.2 | 1938.3 | 1870.1 | 1784.2 | 1804.4 | 1814.6 | 1778.4 | 1572.7 | 1344.1 | 1383.4 | 1440.4 | 1598.7 | 1495.1 | 2106.8 | 2069.4 | 1997.2 | 1722.8 | 1661.7 | 1284.1 | 1502.4 | 1499.7 | 1722.7 | 1535.7 | 1526.3 | 1323.3 | 1196 | 1185.9 | 1296 | 1989.8 | 1945.5 | 1887.3 | 1952.1 | 1986.5 | 2008.8 | 2010.7 | 1987 | 1929.8 | 1863.4 | 1868.2 | 1902.1 | 1962.4 | 1960.4 | 1963.7 | 1608.8 | 1660.9 | 1733.6 | 1606.4 | 1541.4 | 1406.9 | 1304.6 | 1093 | 968.9 | 818 | 679.4 | 551.1 | 471.3 | 989.3 | 1257.8 | 1601.2 | 1588.5 | 1529.3 | 1204.4 | 838.9 | 565.6 | 361.4 | 717.6 | 905.2 | 1250.9 | 1310.8 | 1605.4 | 1291.8 | 1691.3 | 1614.7 | 0.35 | 0.31 | 0.26 | 0.32 | 0.29 | 0.23 | 0.15 | 0.16 | 0.16 | 0.14 | 0.12 | 0.14 | 0.15 | 0.17 | 0.15 | 0.35 | 0.31 | 0.24 | 0.27 | 0.24 | 0.18 | 0.13 | 0.13 | 0.14 | 0.13 | 0.13 | 0.11 | 0.1 | 0.11 | 0.12 | 0.29 | 0.25 | 0.18 | 0.22 | 0.23 | 0.24 | 0.22 | 0.21 | 0.19 | 0.18 | 0.18 | 0.2 | 0.22 | 0.21 | 0.2 | 0.25 | 0.24 | 0.23 | 0.2 | 0.18 | 0.13 | 0.12 | 0.1 | 0.09 | 0.07 | 0.06 | 0.05 | 0.04 | 0.06 | 0.06 | 0.24 | 0.22 | 0.17 | 0.16 | 0.12 | 0.09 | 0.04 | 0.05 | 0.04 | 0.06 | 0.06 | 0.07 | 0.06 | 0.08 | 0.07 | 0.0572
| 21 | 384.6031 | 11.639 | 1.4726 | 385.3193 | 42.2462 | 1810.6475 | 0.21336 | 93.0009 | 426.8493 | 1822.2866 | 1.686 | 478.3202 | 556.4 | 507.7 | 428.9 | 430.7 | 408.1 | 362.4 | 344.6 | 346.4 | 342.2 | 302.3 | 261.9 | 279.7 | 292.8 | 321.5 | 290.7 | 555.7 | 503.2 | 409.6 | 394.3 | 377.7 | 294.2 | 293.1 | 292.3 | 331.2 | 292.7 | 289.9 | 252.2 | 228.5 | 231.6 | 253.2 | 485.1 | 442.8 | 365.5 | 388.6 | 403.5 | 410.7 | 402.6 | 394.3 | 379.8 | 366.9 | 366.3 | 379.8 | 393.7 | 388.6 | 381.7 | 406.1 | 391.7 | 367.3 | 336.2 | 315.9 | 270.4 | 250.6 | 209.6 | 185.2 | 156 | 129.4 | 104.6 | 84.7 | 57.9 | 44.8 | 402.2 | 373 | 309.9 | 275 | 203.6 | 148.7 | 69.6 | 41.9 | 16.9 | 13.2 | 9.5 | 6.8 | 4.8 | 2.7 | 1.8 | 33.2 | 25.4 | 12.7 | 14.4 | 13.3 | 9.5 | 6.6 | 6.7 | 7 | 6.4 | 5.9 | 7.8 | 8.3 | 9.1 | 7.1 | 33.2 | 25.2 | 10.8 | 15.4 | 14.6 | 11.9 | 6.1 | 6.1 | 6.3 | 5.7 | 5.7 | 5.3 | 5 | 5.8 | 6.4 | 25 | 19.1 | 7.5 | 8.8 | 9.9 | 10.3 | 9.5 | 9 | 8.4 | 8 | 7.9 | 9.3 | 10.2 | 9.9 | 8.7 | 22.1 | 17.7 | 10.5 | 9.1 | 8.1 | 5.2 | 4.9 | 4.2 | 3.7 | 3 | 2.5 | 2 | 1.6 | 2.3 | 2.6 | 21.7 | 17.1 | 8.2 | 11.6 | 10.2 | 8.6 | 2.4 | 2.2 | 1.8 | 2.4 | 2.5 | 3 | 2.5 | 3.2 | 3 | 4.67 | 3.51 | 1.61 | 1.95 | 1.77 | 1.18 | 0.66 | 0.69 | 0.74 | 0.68 | 0.66 | 0.94 | 1.01 | 1.11 | 0.83 | 4.67 | 3.46 | 1.3 | 2.09 | 1.97 | 1.61 | 0.65 | 0.64 | 0.64 | 0.57 | 0.59 | 0.56 | 0.55 | 0.67 | 0.75 | 3.45 | 2.55 | 0.79 | 1 | 1.17 | 1.23 | 1.1 | 1.02 | 0.94 | 0.9 | 0.88 | 1.09 | 1.22 | 1.16 | 0.99 | 3.08 | 2.41 | 1.32 | 1.12 | 0.96 | 0.54 | 0.51 | 0.43 | 0.38 | 0.31 | 0.25 | 0.21 | 0.16 | 0.23 | 0.26 | 3.01 | 2.31 | 0.97 | 1.55 | 1.4 | 1.2 | 0.31 | 0.26 | 0.18 | 0.24 | 0.25 | 0.31 | 0.25 | 0.32 | 0.3 | 46.6 | 46.8 | 47.5 | 47 | 44.7 | 41.4 | 40.7 | 40.8 | 40 | 35.2 | 30.2 | 31 | 32.4 | 35.6 | 33.1 | 46.4 | 46.3 | 46.2 | 40.6 | 38.9 | 29.8 | 34.2 | 34.1 | 39 | 34.5 | 34 | 29.3 | 26.4 | 26.2 | 28.5 | 43.8 | 43.3 | 42.7 | 45 | 46.1 | 46.9 | 46.3 | 45.7 | 44.2 | 42.8 | 42.9 | 43.4 | 44.5 | 44 | 44.1 | 35.8 | 37.8 | 41 | 37.9 | 35.9 | 31.9 | 29.5 | 24.6 | 21.7 | 18.4 | 15.2 | 12.3 | 10 | 14.4 | 16.6 | 35.7 | 35.7 | 34.8 | 27 | 18.6 | 12.8 | 8.6 | 11.2 | 12 | 15.1 | 15.8 | 19.3 | 15.6 | 20.2 | 19.2 | 2082 | 2059.9 | 2017.7 | 1911 | 1835.7 | 1732.2 | 1798.1 | 1801.4 | 1763.8 | 1550.9 | 1327.2 | 1360.9 | 1415.2 | 1555.5 | 1445.8 | 2084.5 | 2055.9 | 1997.1 | 1713 | 1650.6 | 1272.6 | 1507.3 | 1506 | 1728.2 | 1525.1 | 1506.6 | 1298.5 | 1168.1 | 1157.3 | 1261.5 | 1960.1 | 1924 | 1882.2 | 1950.7 | 1991.3 | 2010.8 | 2004.8 | 1975.7 | 1917.5 | 1852 | 1851.5 | 1879.7 | 1931.9 | 1920.9 | 1920.3 | 1591.8 | 1652.2 | 1740.1 | 1615.4 | 1546.1 | 1401.4 | 1297.3 | 1085.9 | 961.2 | 811.7 | 674 | 544.5 | 441.9 | 953.6 | 1210.5 | 1588.8 | 1578.9 | 1523.9 | 1202.6 | 836.9 | 563.7 | 369.8 | 730.1 | 923.4 | 1252.2 | 1307 | 1595.9 | 1285.4 | 1675 | 1595.6 | 0.33 | 0.3 | 0.25 | 0.29 | 0.27 | 0.21 | 0.15 | 0.15 | 0.15 | 0.14 | 0.12 | 0.14 | 0.15 | 0.16 | 0.14 | 0.33 | 0.28 | 0.21 | 0.24 | 0.23 | 0.18 | 0.13 | 0.13 | 0.14 | 0.13 | 0.13 | 0.11 | 0.1 | 0.11 | 0.12 | 0.27 | 0.24 | 0.17 | 0.19 | 0.21 | 0.22 | 0.2 | 0.2 | 0.19 | 0.18 | 0.18 | 0.19 | 0.2 | 0.19 | 0.19 | 0.24 | 0.23 | 0.21 | 0.19 | 0.17 | 0.12 | 0.11 | 0.09 | 0.08 | 0.07 | 0.06 | 0.05 | 0.04 | 0.05 | 0.06 | 0.23 | 0.21 | 0.15 | 0.15 | 0.11 | 0.09 | 0.04 | 0.05 | 0.04 | 0.06 | 0.06 | 0.07 | 0.06 | 0.07 | 0.07 | 0.0547
| 22 | 389.7186 | 13.161 | 1.671 | 390.5299 | 41.2637 | 1817.9912 | 0.19948 | 92.2203 | 430.9823 | 1831.1522 | 1.8704 | 482.7502 | 561 | 512 | 437.4 | 448.1 | 423.5 | 370.1 | 343.5 | 345 | 340.7 | 298.7 | 258.6 | 276.7 | 290.1 | 316.2 | 283.1 | 563.8 | 508.9 | 417.4 | 449.3 | 432.8 | 351.3 | 302 | 300.6 | 331.4 | 289 | 283.8 | 245.4 | 223.6 | 226.1 | 246.8 | 490.2 | 444.5 | 362.6 | 385.2 | 401.1 | 404.7 | 396.2 | 387.8 | 376.1 | 363.9 | 361.1 | 371.1 | 383 | 378.7 | 373.9 | 409.2 | 394.7 | 376.1 | 343.4 | 322.4 | 268.5 | 249.7 | 208.3 | 184.2 | 154.9 | 128.5 | 103.4 | 84.3 | 57.7 | 45.2 | 403.5 | 374.6 | 310.3 | 289.7 | 221.2 | 166.2 | 74.7 | 43.3 | 17.6 | 13.1 | 9.5 | 6.8 | 4.8 | 2.7 | 1.8 | 35.5 | 27.7 | 15.6 | 18.1 | 16.2 | 10.7 | 6.6 | 6.8 | 7.1 | 6.4 | 5.9 | 8 | 8.5 | 9.2 | 6.9 | 35.9 | 27.2 | 13 | 22.4 | 21.4 | 17.7 | 6.6 | 6.4 | 6.3 | 5.6 | 5.7 | 5.3 | 5 | 5.8 | 6.4 | 26.9 | 20.2 | 7.5 | 9.2 | 10.4 | 10.6 | 9.4 | 8.7 | 8.2 | 7.9 | 7.6 | 8.8 | 9.7 | 9.4 | 8.6 | 23.8 | 19.5 | 13.3 | 11.4 | 9.7 | 5.1 | 4.8 | 4.1 | 3.6 | 3 | 2.5 | 2 | 1.6 | 2.3 | 2.6 | 23 | 18.3 | 9 | 13.7 | 11.9 | 10.1 | 2.5 | 2.3 | 1.8 | 2.4 | 2.5 | 3 | 2.4 | 3.2 | 3 | 5 | 3.82 | 1.99 | 2.42 | 2.15 | 1.33 | 0.66 | 0.7 | 0.75 | 0.69 | 0.66 | 0.98 | 1.05 | 1.13 | 0.8 | 5.06 | 3.75 | 1.6 | 3.08 | 2.94 | 2.45 | 0.72 | 0.7 | 0.64 | 0.57 | 0.58 | 0.57 | 0.55 | 0.67 | 0.74 | 3.72 | 2.72 | 0.8 | 1.04 | 1.23 | 1.25 | 1.07 | 0.98 | 0.92 | 0.88 | 0.85 | 1.02 | 1.15 | 1.1 | 0.98 | 3.32 | 2.65 | 1.69 | 1.43 | 1.19 | 0.52 | 0.5 | 0.42 | 0.37 | 0.31 | 0.26 | 0.21 | 0.16 | 0.23 | 0.26 | 3.19 | 2.49 | 1.07 | 1.84 | 1.64 | 1.42 | 0.33 | 0.26 | 0.18 | 0.24 | 0.25 | 0.3 | 0.24 | 0.32 | 0.3 | 44.8 | 45 | 45.5 | 45.2 | 43.5 | 41 | 40.5 | 40.6 | 39.7 | 34.7 | 29.8 | 30.6 | 32 | 34.9 | 32.3 | 44.8 | 44.9 | 45 | 41.4 | 40 | 32.4 | 35.1 | 35 | 39.1 | 34 | 33.3 | 28.4 | 25.7 | 25.4 | 27.7 | 42.8 | 42.4 | 42.3 | 44 | 45.1 | 45.5 | 45.3 | 44.8 | 43.8 | 42.5 | 42.4 | 42.7 | 43.5 | 43.1 | 43.2 | 34.4 | 36.3 | 39.1 | 36.4 | 35 | 31.7 | 29.4 | 24.5 | 21.7 | 18.2 | 15.1 | 12.2 | 10 | 14.3 | 16.6 | 34.4 | 34.5 | 33.9 | 27 | 19.5 | 13.8 | 9.4 | 11.4 | 12.2 | 14.9 | 15.8 | 19.2 | 15.5 | 20 | 19 | 2061.4 | 2044.2 | 2024.8 | 1960.7 | 1883.3 | 1765.6 | 1790.8 | 1790.9 | 1754.5 | 1530.6 | 1305.6 | 1326.4 | 1385 | 1516.7 | 1409.6 | 2064.8 | 2040.8 | 1995.9 | 1833.6 | 1773.1 | 1417.8 | 1535.8 | 1533.5 | 1729.3 | 1504.5 | 1473.1 | 1260.5 | 1140.1 | 1126.4 | 1226.6 | 1936.4 | 1901.8 | 1867.7 | 1937.2 | 1980.6 | 1995.9 | 1988.3 | 1959.1 | 1901.4 | 1836.3 | 1826.1 | 1847.1 | 1886.6 | 1875.9 | 1876.2 | 1577.7 | 1642.2 | 1747.5 | 1620.8 | 1554.9 | 1398.7 | 1297.5 | 1082.8 | 958 | 806 | 668.7 | 537.6 | 440.3 | 949.3 | 1208.4 | 1572.9 | 1565.8 | 1517.3 | 1233.8 | 886.8 | 618.1 | 404.7 | 740.9 | 928 | 1236.5 | 1295.1 | 1580 | 1275.7 | 1661.2 | 1584.2 | 0.32 | 0.28 | 0.22 | 0.26 | 0.24 | 0.2 | 0.15 | 0.15 | 0.15 | 0.14 | 0.12 | 0.15 | 0.15 | 0.16 | 0.14 | 0.32 | 0.28 | 0.2 | 0.26 | 0.25 | 0.21 | 0.14 | 0.14 | 0.15 | 0.13 | 0.12 | 0.11 | 0.1 | 0.11 | 0.12 | 0.27 | 0.23 | 0.16 | 0.18 | 0.19 | 0.2 | 0.19 | 0.19 | 0.19 | 0.18 | 0.18 | 0.19 | 0.19 | 0.19 | 0.18 | 0.23 | 0.21 | 0.18 | 0.17 | 0.15 | 0.12 | 0.11 | 0.09 | 0.08 | 0.07 | 0.06 | 0.05 | 0.04 | 0.05 | 0.06 | 0.22 | 0.2 | 0.14 | 0.15 | 0.12 | 0.1 | 0.05 | 0.05 | 0.05 | 0.06 | 0.06 | 0.07 | 0.06 | 0.07 | 0.07 | 0.0518
| 23 | 395.0837 | 14.6286 | 1.884 | 395.9926 | 40.4946 | 1811.6066 | 0.19496 | 91.2713 | 435.5784 | 1826.2351 | 2.079 | 487.2639 | 566.6 | 517.1 | 444.7 | 466.4 | 438.9 | 380.9 | 339.4 | 341 | 339 | 297.9 | 257.8 | 274.6 | 288 | 314.1 | 280 | 569.8 | 514.1 | 431.8 | 497 | 479.4 | 389.6 | 303.6 | 302 | 331.7 | 289.1 | 282.5 | 243.2 | 220.6 | 224.3 | 244.8 | 498.6 | 449.5 | 360.2 | 377.5 | 394 | 398 | 394.6 | 386 | 374.5 | 362.1 | 358.2 | 365.7 | 375 | 369.7 | 365.7 | 414.9 | 399.5 | 388.1 | 353 | 330.9 | 267.2 | 248.2 | 206.8 | 183.1 | 153.5 | 127.3 | 103.3 | 84.7 | 57.9 | 44.9 | 407.3 | 374.2 | 305.4 | 290.9 | 230.7 | 180.1 | 81.4 | 44.5 | 17.1 | 12.8 | 9.2 | 6.6 | 4.7 | 2.6 | 1.8 | 37.6 | 29.4 | 17.7 | 21.6 | 19.4 | 12.7 | 6.6 | 6.7 | 7.3 | 6.6 | 6.2 | 8.1 | 8.7 | 9.4 | 7 | 37.8 | 28.8 | 15.8 | 29.7 | 28.4 | 23 | 6.8 | 6.6 | 6.4 | 5.6 | 5.7 | 5.3 | 5 | 5.7 | 6.3 | 28.7 | 21.5 | 7.4 | 8.8 | 10.4 | 10.8 | 10.1 | 9.3 | 8.8 | 8.5 | 8.1 | 9 | 9.5 | 9 | 8.3 | 25.5 | 20.9 | 15.9 | 13.5 | 11.5 | 5.1 | 4.8 | 4 | 3.6 | 3 | 2.5 | 2 | 1.6 | 2.3 | 2.6 | 24.2 | 18.8 | 8.5 | 13.7 | 12.5 | 11.1 | 2.8 | 2.3 | 1.8 | 2.3 | 2.5 | 3 | 2.4 | 3.1 | 3 | 5.28 | 4.06 | 2.31 | 2.92 | 2.59 | 1.61 | 0.67 | 0.69 | 0.79 | 0.73 | 0.71 | 1.01 | 1.09 | 1.17 | 0.82 | 5.32 | 3.98 | 2.03 | 4.14 | 3.95 | 3.21 | 0.76 | 0.73 | 0.65 | 0.57 | 0.59 | 0.56 | 0.55 | 0.66 | 0.74 | 3.99 | 2.9 | 0.78 | 0.97 | 1.22 | 1.28 | 1.17 | 1.06 | 0.99 | 0.97 | 0.91 | 1.04 | 1.11 | 1.05 | 0.94 | 3.55 | 2.85 | 2.08 | 1.74 | 1.46 | 0.52 | 0.49 | 0.41 | 0.36 | 0.31 | 0.26 | 0.21 | 0.16 | 0.23 | 0.26 | 3.36 | 2.55 | 1 | 1.83 | 1.72 | 1.56 | 0.36 | 0.26 | 0.18 | 0.23 | 0.25 | 0.3 | 0.24 | 0.31 | 0.3 | 43.3 | 43.8 | 44.5 | 44.2 | 42.4 | 40.4 | 39.9 | 40 | 39.3 | 34.4 | 29.4 | 30.2 | 31.7 | 34.6 | 32 | 43.6 | 44 | 44.4 | 41.1 | 39.8 | 32.5 | 35.1 | 35 | 39.1 | 34 | 33.1 | 28.1 | 25.3 | 25.3 | 27.5 | 42.1 | 41.8 | 42 | 43.2 | 44 | 44.3 | 44.4 | 43.9 | 42.9 | 41.5 | 41.3 | 41.6 | 42.5 | 42.2 | 42.3 | 33.5 | 35.5 | 38.4 | 35.8 | 34.5 | 31.5 | 29.2 | 24.3 | 21.5 | 18 | 14.9 | 12.1 | 10.1 | 14.2 | 16.4 | 33.6 | 33.9 | 33.7 | 27.1 | 20.2 | 14.6 | 10.2 | 11.6 | 12.1 | 14.8 | 15.7 | 19 | 15.4 | 19.9 | 19.1 | 2058.8 | 2035.6 | 1999.4 | 1975.4 | 1896.3 | 1786.8 | 1768.5 | 1772.1 | 1738.7 | 1517.6 | 1289.5 | 1306.3 | 1359.5 | 1487.8 | 1378.1 | 2063.1 | 2036.3 | 1987.4 | 1897 | 1838.8 | 1489.5 | 1535.8 | 1533.6 | 1727.4 | 1504.9 | 1465.1 | 1248.9 | 1122.9 | 1117.4 | 1215.3 | 1937.9 | 1900.4 | 1859.7 | 1914.1 | 1951.2 | 1958 | 1963.1 | 1937 | 1885.8 | 1819.4 | 1807.2 | 1822.3 | 1857.2 | 1840.9 | 1840.7 | 1573.9 | 1634.1 | 1732.7 | 1607.8 | 1548.1 | 1393.5 | 1293.1 | 1076.9 | 953.2 | 797.1 | 661.1 | 536.1 | 442.5 | 943.2 | 1195.2 | 1570.7 | 1558.9 | 1507.3 | 1247.4 | 926.2 | 672.2 | 449.3 | 758.2 | 927.6 | 1223.4 | 1286.2 | 1563.4 | 1257.4 | 1648.4 | 1584.8 | 0.3 | 0.27 | 0.22 | 0.25 | 0.23 | 0.19 | 0.15 | 0.15 | 0.15 | 0.14 | 0.12 | 0.15 | 0.16 | 0.17 | 0.15 | 0.31 | 0.27 | 0.21 | 0.27 | 0.26 | 0.22 | 0.14 | 0.14 | 0.15 | 0.13 | 0.12 | 0.11 | 0.1 | 0.1 | 0.12 | 0.27 | 0.23 | 0.16 | 0.17 | 0.18 | 0.19 | 0.18 | 0.18 | 0.18 | 0.17 | 0.17 | 0.18 | 0.18 | 0.18 | 0.18 | 0.22 | 0.21 | 0.19 | 0.17 | 0.16 | 0.12 | 0.11 | 0.09 | 0.08 | 0.07 | 0.06 | 0.05 | 0.04 | 0.05 | 0.06 | 0.21 | 0.19 | 0.14 | 0.14 | 0.12 | 0.1 | 0.05 | 0.05 | 0.05 | 0.05 | 0.06 | 0.07 | 0.06 | 0.07 | 0.07 | 0.0493
RFCWc | 0 | 461.432 | 26.1783 | 3.577 | 463.1128 | 38.6715 | 1856.096 | 0.21424 | 90.699 | 500.1035 | 1882.2743 | 3.7912 | 553.8118 | 715.5 | 662.6 | 623.1 | 567.2 | 497.8 | 372.1 | 337.3 | 335 | 358.7 | 328.7 | 332.4 | 347.7 | 369.2 | 340 | 288.9 | 804.7 | 682.7 | 631.8 | 558 | 543.9 | 478 | 374.8 | 327.4 | 267.4 | 254.7 | 252.8 | 227.3 | 218.8 | 231.1 | 245.2 | 525 | 476 | 391.9 | 450.6 | 460.2 | 482.9 | 426.7 | 436.1 | 414.7 | 423.3 | 419.7 | 399.1 | 375 | 334.1 | 321.9 | 464.9 | 483.9 | 499.8 | 435.5 | 344.8 | 251.4 | 241.6 | 218.3 | 197.8 | 162.6 | 147.7 | 123.5 | 94.1 | 55.3 | 39.7 | 449.8 | 424.9 | 366.6 | 311.4 | 239.5 | 175.9 | 88.5 | 40.8 | 17.1 | 13.9 | 10.6 | 6.9 | 5 | 2.9 | 2.1 | 63.3 | 55.1 | 48.4 | 40.2 | 29.5 | 11.1 | 6.8 | 7.7 | 12.1 | 12 | 13.1 | 16.2 | 19.3 | 18.3 | 12.9 | 79 | 59.5 | 50.7 | 43.3 | 43.7 | 39.1 | 24.3 | 19.4 | 7.9 | 6.1 | 5.3 | 6.2 | 8.2 | 11.8 | 13.3 | 32.1 | 24.3 | 10.6 | 20.2 | 22.1 | 27.5 | 18.9 | 20.9 | 17.3 | 19.3 | 19 | 17.2 | 14.4 | 10.5 | 8.7 | 40 | 38.8 | 38.7 | 29.1 | 18.5 | 5.1 | 4.9 | 4.5 | 4.1 | 3.3 | 2.9 | 2.4 | 1.8 | 2 | 2.2 | 35.1 | 32.3 | 24.2 | 20.2 | 12.6 | 6.6 | 2.6 | 2.1 | 1.4 | 1.5 | 1.7 | 2.3 | 1.8 | 2.2 | 2 | 9.04 | 7.84 | 6.85 | 5.63 | 4.05 | 1.34 | 0.71 | 0.85 | 1.51 | 1.52 | 1.69 | 2.15 | 2.61 | 2.48 | 1.7 | 11.37 | 8.5 | 7.18 | 6.11 | 6.19 | 5.54 | 3.37 | 2.66 | 0.95 | 0.68 | 0.56 | 0.72 | 1.05 | 1.59 | 1.8 | 4.43 | 3.26 | 1.23 | 2.65 | 2.93 | 3.75 | 2.49 | 2.77 | 2.24 | 2.54 | 2.5 | 2.24 | 1.84 | 1.27 | 1.02 | 5.71 | 5.51 | 5.48 | 4.04 | 2.51 | 0.53 | 0.51 | 0.48 | 0.43 | 0.34 | 0.3 | 0.25 | 0.18 | 0.2 | 0.22 | 4.96 | 4.56 | 3.36 | 2.79 | 1.7 | 0.83 | 0.3 | 0.23 | 0.14 | 0.15 | 0.17 | 0.23 | 0.18 | 0.22 | 0.2 | 39.5 | 39.7 | 40.4 | 40.3 | 40.6 | 40.2 | 39.4 | 38.3 | 37.5 | 33.6 | 33.1 | 32.3 | 32.4 | 29.4 | 27.4 | 37.3 | 38.4 | 39.6 | 36.3 | 34 | 29.3 | 28.7 | 26.7 | 29 | 28.9 | 29.4 | 25.2 | 22.1 | 20.6 | 21.2 | 41.9 | 42.4 | 43.4 | 42.7 | 42.2 | 40.4 | 40.5 | 40.1 | 40.4 | 39.8 | 39.6 | 38.4 | 37.7 | 35.7 | 35.6 | 26.6 | 30.3 | 32.5 | 32.6 | 29.9 | 29.4 | 28.2 | 25.4 | 23 | 19 | 17.3 | 14.5 | 11.1 | 12.5 | 13.6 | 29.1 | 28.2 | 27.7 | 23.9 | 21 | 17.9 | 11.9 | 10.7 | 8.9 | 9.7 | 10.6 | 14.4 | 11.3 | 13.6 | 12.8 | 2158.9 | 2108.5 | 2090.6 | 2026.3 | 1962.6 | 1815.4 | 1749 | 1706.4 | 1705 | 1535 | 1520.6 | 1511.4 | 1536.1 | 1399.2 | 1270.6 | 2182.1 | 2087.3 | 2070.4 | 1875.7 | 1782.2 | 1545.6 | 1412.3 | 1291.3 | 1307 | 1290.8 | 1303.5 | 1128.2 | 1013.5 | 970.1 | 1005.9 | 2037.5 | 2002 | 1947.8 | 1985.9 | 1981.8 | 1943 | 1885.9 | 1879.7 | 1868.4 | 1856.2 | 1844.7 | 1781.6 | 1729.1 | 1614.6 | 1598.5 | 1437.4 | 1584.7 | 1679.8 | 1613.4 | 1420.6 | 1303.9 | 1251.5 | 1127.8 | 1021.9 | 843 | 767.1 | 642.7 | 491.2 | 791.7 | 961 | 1505.5 | 1449.1 | 1367.4 | 1174.6 | 996.4 | 815.5 | 619.8 | 749 | 691 | 761.8 | 809.8 | 1070.2 | 827.7 | 902.4 | 840 | 0.35 | 0.32 | 0.3 | 0.27 | 0.23 | 0.16 | 0.15 | 0.15 | 0.16 | 0.15 | 0.15 | 0.16 | 0.17 | 0.16 | 0.13 | 0.39 | 0.33 | 0.3 | 0.27 | 0.26 | 0.23 | 0.18 | 0.15 | 0.12 | 0.11 | 0.11 | 0.1 | 0.1 | 0.11 | 0.11 | 0.24 | 0.22 | 0.17 | 0.2 | 0.21 | 0.22 | 0.19 | 0.2 | 0.19 | 0.19 | 0.19 | 0.18 | 0.17 | 0.15 | 0.14 | 0.23 | 0.23 | 0.24 | 0.21 | 0.16 | 0.11 | 0.11 | 0.1 | 0.09 | 0.07 | 0.06 | 0.05 | 0.04 | 0.05 | 0.05 | 0.22 | 0.2 | 0.17 | 0.15 | 0.11 | 0.08 | 0.05 | 0.04 | 0.03 | 0.04 | 0.04 | 0.05 | 0.04 | 0.05 | 0.05 | 0.0451
| 1 | 458.9343 | 25.717 | 3.5025 | 460.5825 | 38.7828 | 1857.0358 | 0.2131 | 90.8363 | 497.7171 | 1882.7528 | 3.7156 | 551.4188 | 708.3 | 654.2 | 616.4 | 559.2 | 493.4 | 370 | 339.5 | 338.2 | 361.7 | 330.4 | 333.8 | 347.7 | 371.2 | 342.9 | 294.2 | 792.5 | 673.9 | 623.6 | 548.2 | 534.7 | 472.2 | 375.2 | 328.4 | 269.1 | 255.7 | 253.7 | 227 | 220.8 | 232.9 | 249.1 | 520.8 | 473 | 391.8 | 452.6 | 462.4 | 484.2 | 426.6 | 436.9 | 416.7 | 424.5 | 420.2 | 400.6 | 378.1 | 336.6 | 323.1 | 459.6 | 476.1 | 490 | 427.9 | 341.5 | 252 | 241.9 | 218.6 | 197.8 | 162.9 | 148.3 | 124.3 | 94.9 | 55.7 | 40 | 443.8 | 419.3 | 360 | 305.3 | 235.8 | 175.5 | 90.1 | 41.8 | 17.2 | 13.8 | 10.3 | 6.6 | 4.8 | 2.8 | 1.9 | 62.1 | 53.8 | 47.3 | 39.1 | 28.9 | 10.7 | 6.9 | 8 | 12.4 | 12.1 | 13.1 | 16 | 19.3 | 18.3 | 13.1 | 77 | 58.2 | 49.4 | 42 | 42.3 | 38.1 | 24 | 19.2 | 7.9 | 6.1 | 5.3 | 6.1 | 8.3 | 12 | 13.6 | 31.5 | 23.8 | 10.6 | 20.5 | 22.5 | 27.9 | 19.2 | 21.2 | 17.7 | 19.5 | 19.1 | 17.3 | 14.6 | 10.6 | 8.8 | 39.1 | 37.6 | 37.2 | 27.9 | 18 | 5.1 | 4.9 | 4.5 | 4.1 | 3.3 | 3 | 2.4 | 1.8 | 2 | 2.2 | 34.1 | 31.4 | 23.2 | 19.4 | 12 | 6.3 | 2.6 | 2.1 | 1.4 | 1.5 | 1.6 | 2.2 | 1.8 | 2.1 | 2 | 8.86 | 7.64 | 6.68 | 5.46 | 3.96 | 1.28 | 0.72 | 0.88 | 1.54 | 1.54 | 1.68 | 2.12 | 2.59 | 2.47 | 1.73 | 11.08 | 8.29 | 6.99 | 5.92 | 5.99 | 5.4 | 3.32 | 2.63 | 0.94 | 0.68 | 0.57 | 0.71 | 1.06 | 1.61 | 1.84 | 4.33 | 3.2 | 1.24 | 2.71 | 2.99 | 3.81 | 2.52 | 2.83 | 2.3 | 2.58 | 2.52 | 2.26 | 1.87 | 1.29 | 1.02 | 5.58 | 5.33 | 5.25 | 3.87 | 2.43 | 0.54 | 0.52 | 0.48 | 0.43 | 0.34 | 0.3 | 0.25 | 0.18 | 0.2 | 0.22 | 4.82 | 4.43 | 3.22 | 2.68 | 1.62 | 0.8 | 0.3 | 0.22 | 0.14 | 0.15 | 0.16 | 0.22 | 0.18 | 0.21 | 0.2 | 39.6 | 39.8 | 40.5 | 40.3 | 40.5 | 40.3 | 39.7 | 38.5 | 37.7 | 33.7 | 33.3 | 32.5 | 32.8 | 29.8 | 27.9 | 37.4 | 38.5 | 39.6 | 36.2 | 34 | 29.4 | 29 | 27.1 | 29.3 | 29.1 | 29.5 | 25.2 | 22.3 | 20.7 | 21.4 | 41.9 | 42.4 | 43.4 | 42.6 | 42.2 | 40.2 | 40.3 | 39.8 | 40.3 | 39.7 | 39.5 | 38.5 | 37.9 | 35.9 | 35.7 | 26.7 | 30.3 | 32.6 | 32.6 | 29.9 | 29.4 | 28.2 | 25.5 | 23 | 19.1 | 17.4 | 14.6 | 11.2 | 12.5 | 13.6 | 29.1 | 28.2 | 27.6 | 23.7 | 21 | 18 | 12.2 | 10.9 | 9 | 9.7 | 10.5 | 14.2 | 11.2 | 13.4 | 12.7 | 2155 | 2102.2 | 2086.3 | 2017 | 1957.4 | 1815.5 | 1758.8 | 1718 | 1714.8 | 1540.2 | 1529.2 | 1517.7 | 1551.5 | 1416.6 | 1295.7 | 2172.3 | 2078.9 | 2064.3 | 1860.7 | 1771.1 | 1542 | 1424.6 | 1304.4 | 1317.1 | 1296.7 | 1308.4 | 1128.5 | 1022 | 976.3 | 1019 | 2033.8 | 1998.7 | 1945.6 | 1985.9 | 1982.2 | 1937.1 | 1878.6 | 1872.7 | 1867.5 | 1854.9 | 1843 | 1786.8 | 1741 | 1624.8 | 1604.4 | 1434.1 | 1577.3 | 1671.4 | 1606.2 | 1418.2 | 1305.2 | 1252.6 | 1129.6 | 1022.3 | 844.9 | 770.4 | 646.7 | 495.2 | 794.1 | 963.6 | 1501.7 | 1444.3 | 1359.6 | 1163.1 | 992 | 820.9 | 634.7 | 760 | 696.9 | 762.8 | 805.2 | 1060.5 | 818.5 | 895.6 | 837.1 | 0.34 | 0.32 | 0.3 | 0.26 | 0.23 | 0.16 | 0.15 | 0.15 | 0.16 | 0.15 | 0.15 | 0.16 | 0.17 | 0.16 | 0.13 | 0.39 | 0.33 | 0.3 | 0.26 | 0.26 | 0.23 | 0.18 | 0.15 | 0.12 | 0.11 | 0.11 | 0.1 | 0.1 | 0.11 | 0.12 | 0.24 | 0.22 | 0.17 | 0.21 | 0.21 | 0.22 | 0.19 | 0.2 | 0.19 | 0.19 | 0.19 | 0.18 | 0.17 | 0.15 | 0.14 | 0.22 | 0.23 | 0.23 | 0.2 | 0.16 | 0.11 | 0.11 | 0.1 | 0.09 | 0.07 | 0.06 | 0.05 | 0.04 | 0.05 | 0.05 | 0.21 | 0.2 | 0.17 | 0.14 | 0.11 | 0.08 | 0.05 | 0.04 | 0.03 | 0.04 | 0.04 | 0.05 | 0.04 | 0.05 | 0.05 | 0.0441
| 2 | 457.8313 | 25.4717 | 3.4643 | 459.4626 | 38.8675 | 1858.6213 | 0.2106 | 90.9647 | 496.6988 | 1884.093 | 3.6749 | 550.4272 | 704.8 | 650.3 | 613 | 554.5 | 490.3 | 369 | 340.8 | 340 | 363.6 | 332.6 | 335.9 | 350 | 373.3 | 345.5 | 296.8 | 788.5 | 669.7 | 618.4 | 541.6 | 529.2 | 468.8 | 375.4 | 329.8 | 270.8 | 257.9 | 255.8 | 229 | 223.4 | 234.8 | 251.1 | 519.3 | 472.4 | 393.2 | 453.6 | 463.6 | 484.3 | 427.7 | 437 | 417.6 | 425.5 | 421.4 | 401.7 | 378.5 | 338 | 324 | 457.8 | 473.5 | 487.2 | 425.5 | 340.3 | 251.8 | 241.9 | 218.7 | 198.2 | 163.6 | 148.8 | 124.9 | 95.4 | 56.2 | 40.4 | 441.2 | 416.3 | 357.4 | 303 | 234.3 | 175.2 | 90.2 | 42.2 | 17 | 13.6 | 10.2 | 6.6 | 4.8 | 2.8 | 1.9 | 61.5 | 53.1 | 46.7 | 38.4 | 28.5 | 10.6 | 7 | 8.1 | 12.5 | 12.3 | 13.2 | 16.2 | 19.4 | 18.4 | 13.3 | 76.4 | 57.5 | 48.6 | 41.1 | 41.5 | 37.6 | 23.9 | 19.2 | 8 | 6.2 | 5.4 | 6.2 | 8.5 | 12.1 | 13.8 | 31.2 | 23.7 | 10.9 | 20.7 | 22.7 | 28 | 19.4 | 21.3 | 17.8 | 19.7 | 19.3 | 17.4 | 14.6 | 10.7 | 8.8 | 38.8 | 37.2 | 36.8 | 27.5 | 17.8 | 5.1 | 4.9 | 4.5 | 4.1 | 3.3 | 3 | 2.5 | 1.8 | 2 | 2.2 | 33.7 | 30.9 | 22.8 | 19.1 | 11.9 | 6.2 | 2.6 | 2.1 | 1.4 | 1.5 | 1.6 | 2.2 | 1.8 | 2.1 | 2 | 8.77 | 7.53 | 6.59 | 5.36 | 3.9 | 1.26 | 0.73 | 0.9 | 1.56 | 1.55 | 1.7 | 2.14 | 2.61 | 2.49 | 1.75 | 10.98 | 8.2 | 6.88 | 5.79 | 5.87 | 5.32 | 3.31 | 2.63 | 0.95 | 0.69 | 0.57 | 0.72 | 1.09 | 1.63 | 1.87 | 4.29 | 3.18 | 1.28 | 2.74 | 3.03 | 3.82 | 2.55 | 2.84 | 2.32 | 2.6 | 2.55 | 2.28 | 1.87 | 1.31 | 1.03 | 5.53 | 5.26 | 5.18 | 3.82 | 2.41 | 0.54 | 0.51 | 0.48 | 0.43 | 0.34 | 0.3 | 0.25 | 0.18 | 0.2 | 0.22 | 4.75 | 4.35 | 3.16 | 2.64 | 1.59 | 0.79 | 0.29 | 0.23 | 0.14 | 0.15 | 0.16 | 0.22 | 0.18 | 0.21 | 0.2 | 39.7 | 39.9 | 40.6 | 40.3 | 40.5 | 40.3 | 39.8 | 38.7 | 37.8 | 33.9 | 33.4 | 32.7 | 32.9 | 30.1 | 28.1 | 37.5 | 38.5 | 39.6 | 36.1 | 34 | 29.4 | 29.1 | 27.2 | 29.4 | 29.3 | 29.7 | 25.4 | 22.5 | 20.8 | 21.5 | 42 | 42.4 | 43.3 | 42.6 | 42.1 | 40.1 | 40.3 | 39.8 | 40.3 | 39.7 | 39.5 | 38.6 | 37.9 | 36 | 35.8 | 26.8 | 30.4 | 32.6 | 32.6 | 29.8 | 29.4 | 28.2 | 25.5 | 23.1 | 19.1 | 17.5 | 14.7 | 11.3 | 12.5 | 13.6 | 29.2 | 28.3 | 27.7 | 23.7 | 21 | 18.1 | 12.3 | 11 | 8.9 | 9.6 | 10.5 | 14.2 | 11.2 | 13.4 | 12.7 | 2153 | 2101.6 | 2086.1 | 2011.8 | 1951.6 | 1813.9 | 1764.4 | 1724.6 | 1722.1 | 1548.8 | 1537.5 | 1526.2 | 1558.9 | 1427.5 | 1306.3 | 2170.1 | 2075.6 | 2058.5 | 1851.6 | 1765 | 1539.6 | 1428.8 | 1311.1 | 1324.9 | 1307.2 | 1318.9 | 1138 | 1031.4 | 982.4 | 1025.2 | 2033.2 | 1998.2 | 1945.2 | 1985.8 | 1982 | 1935.6 | 1877.4 | 1870.8 | 1868.2 | 1855.3 | 1844.6 | 1789.7 | 1741.9 | 1629.5 | 1607.4 | 1433.7 | 1576.2 | 1669.6 | 1603.6 | 1415.8 | 1304.3 | 1252.6 | 1130.4 | 1024.2 | 848.6 | 773.5 | 650 | 498.1 | 796.1 | 964.2 | 1500.2 | 1443 | 1357.9 | 1160.4 | 988.9 | 821.9 | 637.4 | 763.4 | 697.1 | 762.3 | 806.8 | 1061 | 818.8 | 894.9 | 838 | 0.34 | 0.31 | 0.29 | 0.26 | 0.23 | 0.16 | 0.15 | 0.15 | 0.16 | 0.15 | 0.15 | 0.16 | 0.17 | 0.16 | 0.14 | 0.39 | 0.32 | 0.3 | 0.26 | 0.25 | 0.22 | 0.18 | 0.15 | 0.12 | 0.11 | 0.11 | 0.1 | 0.1 | 0.11 | 0.12 | 0.24 | 0.22 | 0.17 | 0.21 | 0.21 | 0.22 | 0.19 | 0.2 | 0.19 | 0.19 | 0.19 | 0.18 | 0.17 | 0.15 | 0.14 | 0.22 | 0.23 | 0.23 | 0.2 | 0.16 | 0.11 | 0.11 | 0.1 | 0.09 | 0.07 | 0.07 | 0.05 | 0.04 | 0.05 | 0.05 | 0.21 | 0.2 | 0.17 | 0.14 | 0.11 | 0.08 | 0.05 | 0.04 | 0.03 | 0.04 | 0.04 | 0.05 | 0.04 | 0.05 | 0.05 | 0.0438
| 3 | 461.09 | 25.8207 | 3.513 | 462.7439 | 39.0123 | 1867.2 | 0.2131 | 91.3503 | 500.1023 | 1893.0207 | 3.7261 | 554.0943 | 707.2 | 653.9 | 619.2 | 560.3 | 494.2 | 371.2 | 342.3 | 341.8 | 365.1 | 334.7 | 337.7 | 353.2 | 375.8 | 348.8 | 298.6 | 792.2 | 673.7 | 625 | 549.8 | 536.7 | 472.9 | 377.8 | 331.7 | 273.2 | 259.4 | 257.9 | 232 | 226.1 | 238.9 | 255.1 | 520.4 | 473.3 | 393.6 | 455.8 | 465.7 | 489.3 | 430.7 | 440.3 | 417.8 | 426.3 | 421.8 | 404.3 | 381.8 | 342.4 | 327.6 | 459.2 | 476.9 | 493.5 | 431.1 | 343.6 | 252.5 | 242.7 | 219.6 | 199.1 | 164.7 | 149.4 | 125.6 | 96.1 | 57.2 | 41.1 | 442.8 | 417.4 | 358.5 | 302.9 | 233.9 | 175 | 90.5 | 42.7 | 17.1 | 13.7 | 10.3 | 6.6 | 4.9 | 2.9 | 2 | 61.8 | 53.6 | 47.6 | 39.1 | 29 | 10.7 | 7 | 8.1 | 12.6 | 12.4 | 13.4 | 16.4 | 19.5 | 18.6 | 13.3 | 76.9 | 58 | 49.5 | 42.2 | 42.5 | 38 | 24 | 19.3 | 8.1 | 6.2 | 5.5 | 6.2 | 8.5 | 12.3 | 14 | 31.4 | 23.8 | 10.9 | 21 | 23 | 28.5 | 19.6 | 21.6 | 17.8 | 19.7 | 19.3 | 17.6 | 15 | 11.1 | 9.1 | 39 | 37.6 | 37.6 | 28.3 | 18.3 | 5.1 | 4.9 | 4.6 | 4.1 | 3.3 | 3 | 2.5 | 1.8 | 2 | 2.2 | 33.9 | 31.1 | 23 | 19 | 11.8 | 6.2 | 2.6 | 2.1 | 1.4 | 1.5 | 1.6 | 2.2 | 1.7 | 2.1 | 2 | 8.83 | 7.61 | 6.71 | 5.46 | 3.97 | 1.27 | 0.73 | 0.9 | 1.57 | 1.57 | 1.72 | 2.17 | 2.63 | 2.52 | 1.75 | 11.06 | 8.27 | 7.01 | 5.95 | 6.01 | 5.39 | 3.32 | 2.65 | 0.97 | 0.69 | 0.58 | 0.73 | 1.09 | 1.66 | 1.91 | 4.31 | 3.19 | 1.28 | 2.78 | 3.07 | 3.9 | 2.59 | 2.89 | 2.32 | 2.61 | 2.54 | 2.31 | 1.92 | 1.37 | 1.08 | 5.56 | 5.32 | 5.31 | 3.92 | 2.47 | 0.53 | 0.51 | 0.48 | 0.43 | 0.34 | 0.31 | 0.25 | 0.19 | 0.2 | 0.22 | 4.79 | 4.37 | 3.18 | 2.63 | 1.58 | 0.78 | 0.29 | 0.23 | 0.14 | 0.15 | 0.16 | 0.22 | 0.18 | 0.21 | 0.2 | 39.7 | 40 | 40.7 | 40.4 | 40.6 | 40.5 | 40 | 38.9 | 38 | 34 | 33.6 | 32.9 | 33.1 | 30.3 | 28.4 | 37.5 | 38.6 | 39.7 | 36.2 | 34.1 | 29.5 | 29.4 | 27.4 | 29.6 | 29.5 | 29.9 | 25.7 | 22.9 | 21.2 | 21.8 | 42 | 42.4 | 43.4 | 42.6 | 42.2 | 40.3 | 40.4 | 39.9 | 40.4 | 39.8 | 39.6 | 38.7 | 38.1 | 36.2 | 36 | 26.8 | 30.5 | 32.7 | 32.7 | 29.9 | 29.5 | 28.3 | 25.6 | 23.2 | 19.3 | 17.5 | 14.8 | 11.4 | 12.7 | 13.7 | 29.2 | 28.3 | 27.7 | 23.8 | 21 | 18.1 | 12.4 | 11 | 8.9 | 9.6 | 10.4 | 14.1 | 11.1 | 13.5 | 12.8 | 2155.3 | 2107.3 | 2095.8 | 2023.2 | 1959.6 | 1823.6 | 1772.9 | 1735.5 | 1728.5 | 1557.2 | 1544.2 | 1537.5 | 1568.4 | 1439.9 | 1316.2 | 2175.8 | 2083.3 | 2068.3 | 1864.1 | 1778.1 | 1549.5 | 1439.3 | 1318.5 | 1334.9 | 1314.6 | 1329.5 | 1153.6 | 1046.4 | 1000 | 1039.9 | 2035.1 | 2000.7 | 1947.7 | 1990 | 1985.8 | 1947 | 1886.9 | 1880.3 | 1870.3 | 1858.9 | 1847.9 | 1796.9 | 1750.9 | 1641.6 | 1618.7 | 1434.9 | 1583.2 | 1679.5 | 1613.8 | 1420.8 | 1308.5 | 1257.4 | 1135.3 | 1029.1 | 854.1 | 776.1 | 653.3 | 501.5 | 800.5 | 966.6 | 1501.3 | 1444.9 | 1360 | 1161.7 | 988.3 | 822.9 | 641.5 | 764.4 | 695.6 | 758.2 | 803 | 1055.7 | 813.3 | 894.6 | 840.5 | 0.34 | 0.32 | 0.3 | 0.26 | 0.23 | 0.16 | 0.15 | 0.15 | 0.16 | 0.15 | 0.15 | 0.16 | 0.17 | 0.16 | 0.14 | 0.39 | 0.33 | 0.3 | 0.26 | 0.26 | 0.23 | 0.18 | 0.15 | 0.12 | 0.11 | 0.11 | 0.1 | 0.1 | 0.11 | 0.12 | 0.24 | 0.22 | 0.17 | 0.21 | 0.21 | 0.23 | 0.2 | 0.2 | 0.19 | 0.19 | 0.19 | 0.18 | 0.17 | 0.15 | 0.14 | 0.22 | 0.23 | 0.24 | 0.2 | 0.16 | 0.11 | 0.11 | 0.1 | 0.09 | 0.07 | 0.07 | 0.05 | 0.04 | 0.05 | 0.05 | 0.21 | 0.2 | 0.17 | 0.14 | 0.11 | 0.08 | 0.05 | 0.04 | 0.03 | 0.04 | 0.04 | 0.05 | 0.04 | 0.05 | 0.05 | 0.0446
| 4 | 473.8365 | 27.5839 | 3.7768 | 475.6097 | 39.1096 | 1884.7208 | 0.21998 | 91.9401 | 512.9461 | 1912.3047 | 3.9968 | 567.5497 | 726.3 | 678.4 | 649.4 | 585.6 | 508.3 | 377 | 344.9 | 344.4 | 365.6 | 336.7 | 341 | 359 | 381.9 | 355.1 | 305.6 | 818.4 | 696.1 | 651 | 568.7 | 551.1 | 476 | 374.8 | 328.2 | 272.2 | 260.3 | 259.5 | 236.3 | 230.1 | 243.4 | 257.9 | 525.3 | 476.8 | 394.1 | 458.6 | 467.9 | 494.6 | 434.1 | 442.6 | 414.6 | 422.6 | 419.5 | 405 | 381.9 | 343.1 | 327.8 | 472.5 | 496.4 | 519.5 | 450 | 352.2 | 253.4 | 243.9 | 220.7 | 200.2 | 165.4 | 148.5 | 124.2 | 95 | 57.5 | 41.6 | 453.9 | 429 | 370.7 | 310.3 | 235.4 | 172.2 | 86.7 | 40.7 | 17.5 | 14.2 | 10.8 | 6.9 | 5.1 | 3 | 2.1 | 65 | 57.4 | 52.3 | 43 | 31.2 | 11.4 | 7 | 8.1 | 12.3 | 12.2 | 13.3 | 16.9 | 20.3 | 19.3 | 14 | 80.9 | 61.4 | 53.7 | 45.5 | 45.1 | 39 | 23.9 | 19.3 | 8.1 | 6.3 | 5.5 | 6.5 | 8.9 | 12.7 | 14.3 | 32 | 24.3 | 10.8 | 21.3 | 23.1 | 28.9 | 19.7 | 21.5 | 17.1 | 18.9 | 18.7 | 17.6 | 14.8 | 11 | 8.9 | 41.2 | 40.6 | 41.7 | 31.1 | 19.6 | 5.2 | 5 | 4.6 | 4.2 | 3.3 | 2.9 | 2.4 | 1.8 | 2 | 2.2 | 35.7 | 32.9 | 24.8 | 20.1 | 12.3 | 6.3 | 2.5 | 2 | 1.4 | 1.5 | 1.6 | 2.2 | 1.8 | 2.1 | 2 | 9.29 | 8.17 | 7.42 | 6.05 | 4.3 | 1.37 | 0.73 | 0.89 | 1.53 | 1.54 | 1.71 | 2.24 | 2.74 | 2.62 | 1.85 | 11.66 | 8.77 | 7.63 | 6.45 | 6.41 | 5.54 | 3.3 | 2.64 | 0.97 | 0.7 | 0.58 | 0.76 | 1.14 | 1.71 | 1.94 | 4.41 | 3.26 | 1.26 | 2.82 | 3.09 | 3.96 | 2.6 | 2.87 | 2.21 | 2.49 | 2.46 | 2.3 | 1.9 | 1.35 | 1.04 | 5.88 | 5.77 | 5.91 | 4.35 | 2.66 | 0.54 | 0.52 | 0.48 | 0.44 | 0.34 | 0.3 | 0.25 | 0.18 | 0.2 | 0.22 | 5.05 | 4.64 | 3.45 | 2.78 | 1.65 | 0.79 | 0.28 | 0.22 | 0.14 | 0.15 | 0.16 | 0.22 | 0.18 | 0.21 | 0.2 | 39.4 | 39.8 | 40.5 | 40.2 | 40.5 | 40.7 | 40.3 | 39.3 | 38.3 | 34.5 | 34 | 33.3 | 33.3 | 30.5 | 28.7 | 37.4 | 38.5 | 39.4 | 35.7 | 33.7 | 29.1 | 29.1 | 27 | 29.5 | 29.5 | 30.1 | 26.1 | 23.1 | 21.5 | 22 | 42 | 42.5 | 43.5 | 42.7 | 42.3 | 40.7 | 40.8 | 40.3 | 40.6 | 40 | 39.8 | 38.9 | 38.2 | 36.4 | 36.3 | 26.6 | 30.3 | 32.5 | 32.7 | 29.9 | 29.6 | 28.5 | 25.7 | 23.3 | 19.4 | 17.4 | 14.6 | 11.2 | 12.7 | 13.8 | 29.1 | 28.3 | 27.7 | 23.8 | 20.8 | 17.7 | 11.9 | 10.8 | 8.9 | 9.6 | 10.4 | 14.2 | 11.2 | 13.5 | 12.8 | 2168.2 | 2129.2 | 2121.6 | 2045 | 1970.8 | 1834.9 | 1787.7 | 1751.2 | 1739.8 | 1575.1 | 1564.1 | 1556.5 | 1580.6 | 1454.3 | 1335.8 | 2199.8 | 2106.5 | 2086.5 | 1868.4 | 1778.4 | 1535.5 | 1426.4 | 1300.8 | 1328.3 | 1318 | 1338 | 1171.7 | 1058.5 | 1015.1 | 1048.3 | 2042 | 2007.5 | 1953.4 | 1996.9 | 1992.7 | 1965.2 | 1904 | 1896.8 | 1873.9 | 1862.9 | 1852.2 | 1803.8 | 1755.5 | 1649.6 | 1627 | 1443.5 | 1600.4 | 1702.4 | 1633 | 1430.4 | 1313.2 | 1263.5 | 1140.8 | 1034.7 | 858 | 772.1 | 646.4 | 495.7 | 804.6 | 973.6 | 1510 | 1455.7 | 1372.5 | 1170.5 | 982.5 | 803.6 | 619.4 | 753.6 | 694.6 | 758.2 | 799.9 | 1050.3 | 808.7 | 882.5 | 826.8 | 0.35 | 0.33 | 0.31 | 0.28 | 0.24 | 0.17 | 0.15 | 0.15 | 0.16 | 0.15 | 0.15 | 0.16 | 0.18 | 0.16 | 0.14 | 0.4 | 0.34 | 0.31 | 0.27 | 0.26 | 0.23 | 0.18 | 0.15 | 0.12 | 0.11 | 0.11 | 0.1 | 0.1 | 0.11 | 0.12 | 0.25 | 0.22 | 0.17 | 0.21 | 0.21 | 0.23 | 0.2 | 0.2 | 0.19 | 0.19 | 0.19 | 0.18 | 0.17 | 0.15 | 0.14 | 0.23 | 0.24 | 0.25 | 0.21 | 0.16 | 0.11 | 0.11 | 0.1 | 0.09 | 0.07 | 0.06 | 0.05 | 0.04 | 0.05 | 0.05 | 0.22 | 0.2 | 0.17 | 0.15 | 0.11 | 0.08 | 0.05 | 0.04 | 0.03 | 0.04 | 0.04 | 0.05 | 0.04 | 0.05 | 0.05 | 0.0468
| 5 | 455.3717 | 26.7709 | 3.6679 | 457.0933 | 37.3621 | 1801.4922 | 0.21081 | 87.8597 | 492.7338 | 1828.2632 | 3.8787 | 544.953 | 729.4 | 661.4 | 604.4 | 533.6 | 475.9 | 370 | 342.3 | 341.8 | 361.8 | 337.9 | 341.4 | 361 | 382.9 | 355.6 | 304.9 | 823.6 | 684.3 | 623.5 | 507.1 | 498.4 | 424.7 | 358.2 | 317.2 | 269.2 | 259.8 | 259.8 | 238 | 231.3 | 246.9 | 261.4 | 532.6 | 480.5 | 391.6 | 445.5 | 454.9 | 465.1 | 413.5 | 422 | 410.8 | 417 | 415 | 400.9 | 376.7 | 335.5 | 318.5 | 473.8 | 479.9 | 487.1 | 418.6 | 338.2 | 254 | 240 | 216.8 | 196.2 | 166.3 | 146.7 | 120.9 | 90.5 | 55.9 | 40.7 | 456.1 | 425.5 | 368 | 305 | 230.1 | 160.5 | 78 | 37.2 | 17.5 | 14.5 | 10.8 | 7.1 | 5.2 | 3 | 2.1 | 66.6 | 57.9 | 50.5 | 40.4 | 29.1 | 11.1 | 6.8 | 7.7 | 11.9 | 12 | 13.3 | 17.2 | 20.7 | 19.7 | 14.2 | 83.2 | 62.2 | 53 | 41 | 40.7 | 34.5 | 22.6 | 18.5 | 8 | 6.2 | 5.5 | 6.6 | 9 | 12.9 | 14.5 | 33.1 | 25 | 10.9 | 20.9 | 22.5 | 27.3 | 18.4 | 20.2 | 16.5 | 18.1 | 18.1 | 17.1 | 14.5 | 10.5 | 8.4 | 42.3 | 40.9 | 40.6 | 29.6 | 18.6 | 5.1 | 4.9 | 4.5 | 4.1 | 3.4 | 2.9 | 2.4 | 1.8 | 2 | 2.2 | 37 | 33.9 | 26.2 | 21.2 | 13.1 | 6.3 | 2.3 | 1.9 | 1.4 | 1.5 | 1.6 | 2.2 | 1.7 | 2.1 | 2 | 9.55 | 8.27 | 7.19 | 5.69 | 4.01 | 1.33 | 0.69 | 0.84 | 1.46 | 1.51 | 1.7 | 2.28 | 2.81 | 2.68 | 1.88 | 12 | 8.91 | 7.56 | 5.81 | 5.78 | 4.89 | 3.12 | 2.53 | 0.96 | 0.7 | 0.58 | 0.77 | 1.16 | 1.75 | 1.97 | 4.58 | 3.37 | 1.28 | 2.77 | 3.01 | 3.74 | 2.41 | 2.69 | 2.13 | 2.37 | 2.36 | 2.23 | 1.86 | 1.28 | 0.97 | 6.06 | 5.83 | 5.78 | 4.15 | 2.52 | 0.53 | 0.51 | 0.48 | 0.43 | 0.35 | 0.3 | 0.25 | 0.18 | 0.2 | 0.22 | 5.25 | 4.8 | 3.67 | 2.96 | 1.78 | 0.81 | 0.26 | 0.21 | 0.14 | 0.15 | 0.16 | 0.22 | 0.17 | 0.21 | 0.2 | 38.3 | 37 | 36.1 | 35.6 | 38 | 40 | 40.2 | 39.2 | 38.2 | 34.8 | 34.2 | 33.3 | 33 | 30.3 | 28.4 | 36.1 | 36.2 | 36.3 | 31.5 | 30.6 | 26.2 | 28 | 26.2 | 29.2 | 29.5 | 30.2 | 26.2 | 23.1 | 21.7 | 22.2 | 42 | 42.3 | 43.1 | 41.3 | 41.1 | 38.2 | 39.3 | 38.7 | 40.6 | 40 | 39.8 | 38.7 | 37.8 | 35.9 | 35.5 | 25.7 | 27.9 | 29.1 | 29.8 | 28.9 | 29.7 | 28 | 25.2 | 22.8 | 19.4 | 17.2 | 14.2 | 10.7 | 12.6 | 13.8 | 28.2 | 26.8 | 26.1 | 22.1 | 19.4 | 16 | 10.8 | 10.3 | 8.8 | 9.5 | 10.4 | 14.1 | 11.1 | 13.3 | 12.5 | 2132.9 | 2010.4 | 1912.5 | 1822.5 | 1846.4 | 1803.7 | 1779.8 | 1746.2 | 1731 | 1587.5 | 1568.8 | 1557.8 | 1571.6 | 1444.5 | 1324.9 | 2157.8 | 2009.1 | 1944.8 | 1651.3 | 1609.6 | 1379.7 | 1369.7 | 1261.3 | 1313.4 | 1315.8 | 1339.6 | 1177.6 | 1061.3 | 1027 | 1061.9 | 2049.9 | 2004.7 | 1936.3 | 1934 | 1936.4 | 1844.6 | 1827.2 | 1817.6 | 1869.1 | 1854.9 | 1846.2 | 1794.5 | 1734.9 | 1621.4 | 1589.5 | 1414.5 | 1493.4 | 1543.3 | 1494.6 | 1379.8 | 1316.7 | 1242.3 | 1119.5 | 1012.7 | 862.4 | 761.6 | 628.3 | 471.9 | 799.4 | 973.7 | 1481.5 | 1401.1 | 1311.8 | 1104.1 | 925.1 | 733.4 | 570.9 | 725.2 | 682.2 | 746.4 | 792.2 | 1040 | 801.4 | 861.7 | 802 | 0.36 | 0.32 | 0.29 | 0.26 | 0.22 | 0.16 | 0.15 | 0.15 | 0.16 | 0.15 | 0.15 | 0.17 | 0.18 | 0.17 | 0.14 | 0.41 | 0.33 | 0.3 | 0.25 | 0.24 | 0.2 | 0.17 | 0.15 | 0.12 | 0.11 | 0.11 | 0.11 | 0.1 | 0.11 | 0.12 | 0.25 | 0.22 | 0.17 | 0.2 | 0.21 | 0.21 | 0.19 | 0.19 | 0.18 | 0.19 | 0.19 | 0.18 | 0.17 | 0.15 | 0.14 | 0.23 | 0.23 | 0.24 | 0.2 | 0.16 | 0.11 | 0.1 | 0.09 | 0.09 | 0.07 | 0.06 | 0.05 | 0.04 | 0.05 | 0.05 | 0.22 | 0.2 | 0.17 | 0.14 | 0.11 | 0.07 | 0.04 | 0.04 | 0.03 | 0.04 | 0.04 | 0.05 | 0.04 | 0.05 | 0.05 | 0.0498
| 6 | 389.3784 | 21.3643 | 2.9043 | 390.7463 | 33.3453 | 1586.1448 | 0.18257 | 77.8057 | 422.7237 | 1607.5091 | 3.0868 | 468.552 | 651 | 553.9 | 444.5 | 382 | 380.1 | 340.6 | 335.8 | 335.3 | 354.7 | 337.4 | 337.4 | 351.4 | 368.5 | 340.3 | 290.9 | 723.5 | 586.7 | 501.5 | 386.3 | 402 | 356.7 | 333 | 294.6 | 257.4 | 253.6 | 254.2 | 230.5 | 222 | 240.1 | 258.2 | 536.9 | 478.1 | 371.7 | 382.8 | 391.6 | 380.1 | 367.7 | 377.4 | 401.6 | 406.6 | 406.8 | 386.1 | 355.6 | 310.2 | 291.3 | 416 | 390.7 | 359.3 | 321 | 289.7 | 251.1 | 226.8 | 204.6 | 183.9 | 164.3 | 138.7 | 109.2 | 75.9 | 47.6 | 34.4 | 407.9 | 369.9 | 310.5 | 251.8 | 192.8 | 125.9 | 64.2 | 30.8 | 16.6 | 13 | 9.3 | 6.5 | 4.7 | 2.7 | 1.9 | 59.1 | 48.2 | 36.3 | 27.7 | 21.1 | 9.4 | 6.7 | 7.8 | 12.1 | 12.3 | 13.4 | 16.9 | 20.1 | 18.9 | 13.4 | 72.6 | 53.4 | 42.1 | 30.3 | 31.7 | 28.3 | 20.9 | 16.7 | 7.4 | 5.9 | 5.3 | 6.2 | 8.6 | 12.5 | 14.3 | 33.7 | 25.3 | 10 | 16.1 | 17.4 | 20.5 | 14.9 | 17.1 | 15.9 | 17.7 | 17.8 | 16.5 | 13.8 | 9.6 | 7.5 | 36.9 | 33 | 29.3 | 21 | 14.2 | 5.1 | 4.7 | 4.3 | 3.9 | 3.3 | 2.8 | 2.2 | 1.5 | 1.8 | 2 | 33 | 29.5 | 22.2 | 18 | 11.4 | 5 | 1.9 | 1.7 | 1.3 | 1.4 | 1.6 | 2.1 | 1.7 | 2 | 1.8 | 8.47 | 6.89 | 5.16 | 3.89 | 2.88 | 1.1 | 0.69 | 0.86 | 1.5 | 1.56 | 1.72 | 2.25 | 2.72 | 2.57 | 1.77 | 10.48 | 7.65 | 6 | 4.3 | 4.49 | 4.01 | 2.89 | 2.28 | 0.88 | 0.65 | 0.55 | 0.72 | 1.11 | 1.69 | 1.95 | 4.66 | 3.42 | 1.17 | 2.1 | 2.28 | 2.77 | 1.93 | 2.25 | 2.05 | 2.32 | 2.33 | 2.15 | 1.76 | 1.16 | 0.86 | 5.28 | 4.71 | 4.16 | 2.92 | 1.89 | 0.54 | 0.49 | 0.46 | 0.41 | 0.35 | 0.29 | 0.22 | 0.15 | 0.18 | 0.21 | 4.68 | 4.19 | 3.12 | 2.52 | 1.56 | 0.64 | 0.22 | 0.18 | 0.13 | 0.14 | 0.16 | 0.21 | 0.17 | 0.2 | 0.18 | 34.6 | 31.3 | 27.4 | 26.7 | 32.3 | 37.6 | 39.3 | 38.3 | 37 | 34.4 | 33.5 | 32.2 | 31.7 | 28.9 | 27.2 | 32.2 | 31.1 | 29.8 | 24.9 | 25.7 | 22.6 | 26.1 | 24.7 | 28.1 | 29 | 29.6 | 25.6 | 22.2 | 21.2 | 22 | 42.1 | 41.8 | 41.2 | 37.2 | 37.3 | 32.9 | 36.2 | 35.6 | 39.9 | 38.9 | 38.9 | 37.3 | 35.7 | 33.3 | 32.6 | 22.9 | 23 | 22.2 | 24.5 | 26.4 | 29.3 | 26.4 | 23.8 | 21.3 | 19.2 | 16.3 | 12.8 | 9 | 11.5 | 12.9 | 25.4 | 23.3 | 21.9 | 17.8 | 15.8 | 12.6 | 9.1 | 9.2 | 8.2 | 9 | 9.9 | 13.5 | 10.7 | 12.4 | 11.6 | 1908.1 | 1686.4 | 1426.2 | 1338.9 | 1539.5 | 1685.7 | 1743.3 | 1705.3 | 1683.3 | 1574 | 1541 | 1511.5 | 1509.1 | 1381.3 | 1267.3 | 1904.6 | 1716.3 | 1575.8 | 1280.4 | 1330.9 | 1178.2 | 1276.3 | 1184.9 | 1263.8 | 1291.4 | 1314 | 1147.3 | 1019.4 | 1001.3 | 1048.1 | 2054.1 | 1979 | 1845.8 | 1716.6 | 1729.3 | 1563.3 | 1669 | 1657.8 | 1834.9 | 1808 | 1808.8 | 1729.6 | 1638.3 | 1502.7 | 1459.6 | 1245 | 1219.3 | 1154.6 | 1197.6 | 1235.6 | 1299.6 | 1172.7 | 1054.9 | 947.3 | 851 | 720.2 | 567.9 | 396 | 751 | 933.1 | 1323.3 | 1212.5 | 1099.3 | 892.1 | 758.9 | 572.6 | 482.8 | 656 | 637.4 | 708 | 762.2 | 1006.2 | 777 | 818 | 754.6 | 0.32 | 0.27 | 0.22 | 0.19 | 0.18 | 0.15 | 0.15 | 0.15 | 0.16 | 0.15 | 0.15 | 0.16 | 0.17 | 0.16 | 0.13 | 0.36 | 0.29 | 0.25 | 0.19 | 0.19 | 0.17 | 0.16 | 0.14 | 0.11 | 0.11 | 0.11 | 0.1 | 0.1 | 0.11 | 0.12 | 0.25 | 0.22 | 0.17 | 0.17 | 0.18 | 0.18 | 0.17 | 0.17 | 0.18 | 0.18 | 0.18 | 0.17 | 0.16 | 0.14 | 0.13 | 0.21 | 0.19 | 0.18 | 0.15 | 0.13 | 0.11 | 0.1 | 0.09 | 0.08 | 0.07 | 0.06 | 0.05 | 0.03 | 0.04 | 0.05 | 0.2 | 0.18 | 0.15 | 0.12 | 0.09 | 0.06 | 0.04 | 0.03 | 0.03 | 0.03 | 0.04 | 0.05 | 0.04 | 0.05 | 0.04 | 0.0524
| 7 | 328.5084 | 16.7628 | 2.2571 | 329.5759 | 29.3114 | 1377.612 | 0.15277 | 67.9251 | 357.8199 | 1394.3747 | 2.4099 | 397.501 | 552.3 | 440.8 | 302.8 | 254.1 | 300.1 | 313.9 | 327.9 | 327.2 | 345.3 | 333.8 | 329.1 | 335.8 | 350.7 | 321.2 | 274.8 | 597.5 | 472.1 | 370.5 | 277.9 | 315.5 | 305.2 | 310.3 | 276.9 | 246.9 | 246.7 | 243.7 | 218.7 | 206.4 | 229.5 | 249.3 | 533.9 | 467.1 | 343 | 318.4 | 328.3 | 301.2 | 326.2 | 337.3 | 395 | 395.9 | 398.9 | 365.3 | 328.8 | 276 | 257.9 | 346.9 | 299.8 | 246.4 | 237.2 | 249.4 | 245.2 | 211.7 | 189.8 | 168.7 | 156.5 | 124.7 | 92.6 | 61 | 39.8 | 28.7 | 348.3 | 306.1 | 246.9 | 197.4 | 155.9 | 98.1 | 53.1 | 26.3 | 15.8 | 12.2 | 8.5 | 5.9 | 4.3 | 2.4 | 1.7 | 49.4 | 38.2 | 24.2 | 17.8 | 15 | 8.3 | 6.7 | 8 | 12.3 | 12.6 | 13.3 | 16 | 19.1 | 17.8 | 12.7 | 59.1 | 42.8 | 30.7 | 21.4 | 24.2 | 23.9 | 19.6 | 15.6 | 7.3 | 5.7 | 5.1 | 5.9 | 8.1 | 12 | 13.8 | 33.1 | 24.7 | 9 | 12.3 | 13.3 | 15 | 12.3 | 14.7 | 16 | 17.7 | 17.9 | 15.6 | 12.6 | 8.4 | 6.7 | 30.4 | 25.2 | 19.8 | 14.1 | 10.8 | 5.1 | 4.5 | 4 | 3.6 | 3.2 | 2.5 | 1.8 | 1.2 | 1.7 | 1.9 | 28.1 | 24.3 | 17.7 | 14.4 | 9.6 | 4.1 | 1.6 | 1.5 | 1.2 | 1.3 | 1.5 | 2 | 1.6 | 1.8 | 1.6 | 7.08 | 5.46 | 3.44 | 2.5 | 2.01 | 0.96 | 0.7 | 0.9 | 1.55 | 1.6 | 1.72 | 2.13 | 2.59 | 2.42 | 1.68 | 8.53 | 6.13 | 4.37 | 3.03 | 3.42 | 3.38 | 2.71 | 2.12 | 0.87 | 0.63 | 0.53 | 0.69 | 1.05 | 1.62 | 1.87 | 4.58 | 3.34 | 1.04 | 1.58 | 1.72 | 2.01 | 1.57 | 1.92 | 2.06 | 2.33 | 2.35 | 2.03 | 1.6 | 1.01 | 0.76 | 4.35 | 3.6 | 2.81 | 1.94 | 1.41 | 0.54 | 0.47 | 0.43 | 0.38 | 0.34 | 0.26 | 0.19 | 0.12 | 0.17 | 0.19 | 4 | 3.45 | 2.49 | 2.03 | 1.33 | 0.53 | 0.18 | 0.16 | 0.12 | 0.13 | 0.15 | 0.2 | 0.16 | 0.18 | 0.16 | 30.1 | 25.2 | 19.2 | 18.3 | 27.1 | 35 | 38.3 | 37 | 35.6 | 33.7 | 32.4 | 30.9 | 30.1 | 27.3 | 25.7 | 27.4 | 25.2 | 22.4 | 18.3 | 20.8 | 19.6 | 24.3 | 23.3 | 26.8 | 28.2 | 28.4 | 24.2 | 20.5 | 20.2 | 21.3 | 42.3 | 40.9 | 38.3 | 32 | 32.4 | 27.2 | 32.9 | 32.3 | 39 | 37.5 | 37.8 | 35.3 | 33.2 | 29.7 | 28.9 | 19.5 | 17.8 | 15.5 | 19.4 | 24 | 28.5 | 24.6 | 22 | 19.6 | 18.3 | 14.6 | 10.9 | 7.2 | 10.5 | 12.1 | 21.7 | 19.4 | 17.4 | 13.7 | 12.4 | 9.6 | 7.6 | 8.1 | 7.6 | 8.3 | 9.3 | 12.6 | 9.9 | 11.1 | 10.3 | 1635.8 | 1345.2 | 983.5 | 907.1 | 1268.9 | 1563.7 | 1697.5 | 1653.3 | 1621.5 | 1545.6 | 1494.7 | 1447.6 | 1436.8 | 1305.5 | 1196.7 | 1594.7 | 1383.8 | 1176.3 | 933.1 | 1065.9 | 1018.6 | 1185.9 | 1118.1 | 1207.2 | 1255.7 | 1259.4 | 1087.4 | 943.7 | 955.6 | 1014.6 | 2051.6 | 1932.1 | 1710.2 | 1461.4 | 1487.8 | 1275.4 | 1507.7 | 1499.1 | 1795 | 1745.1 | 1761.3 | 1637.9 | 1521.5 | 1341.8 | 1291.5 | 1047.3 | 937.2 | 798.4 | 929.1 | 1108.7 | 1266.7 | 1092 | 977 | 868.8 | 809.9 | 646.9 | 481.1 | 318.2 | 699.9 | 887.7 | 1128.9 | 1005 | 870.4 | 689.1 | 600.5 | 441.1 | 412.2 | 589.7 | 581.4 | 649.2 | 714.5 | 939 | 725.1 | 738.5 | 681.1 | 0.28 | 0.22 | 0.15 | 0.13 | 0.14 | 0.14 | 0.14 | 0.14 | 0.15 | 0.15 | 0.15 | 0.15 | 0.16 | 0.15 | 0.13 | 0.3 | 0.24 | 0.18 | 0.14 | 0.15 | 0.15 | 0.15 | 0.13 | 0.11 | 0.11 | 0.11 | 0.1 | 0.09 | 0.11 | 0.12 | 0.25 | 0.22 | 0.15 | 0.15 | 0.15 | 0.14 | 0.15 | 0.15 | 0.18 | 0.18 | 0.18 | 0.17 | 0.15 | 0.12 | 0.11 | 0.17 | 0.15 | 0.12 | 0.11 | 0.11 | 0.11 | 0.09 | 0.08 | 0.07 | 0.07 | 0.05 | 0.04 | 0.03 | 0.04 | 0.04 | 0.17 | 0.15 | 0.12 | 0.1 | 0.07 | 0.05 | 0.03 | 0.03 | 0.03 | 0.03 | 0.03 | 0.05 | 0.04 | 0.04 | 0.04 | 0.0541
| 8 | 270.8954 | 12.2073 | 1.6106 | 271.664 | 25.6229 | 1188.3369 | 0.12472 | 58.9294 | 296.5183 | 1200.5442 | 1.7353 | 330.5934 | 459.5 | 341.3 | 174.2 | 131.5 | 215.2 | 282 | 321.5 | 320 | 336.1 | 330.1 | 322.6 | 322.9 | 333.5 | 303.6 | 261.1 | 481.1 | 371 | 248.7 | 170.9 | 224 | 253.9 | 291.6 | 261.8 | 235.8 | 235.5 | 229.1 | 201.5 | 188.5 | 216.2 | 240.5 | 528 | 454 | 314.4 | 257.3 | 270.3 | 233.5 | 292.4 | 302.4 | 386.5 | 383.4 | 389.1 | 346.3 | 307.2 | 250.7 | 233.8 | 282.9 | 222.5 | 143.4 | 160.1 | 205.2 | 238.8 | 199.9 | 179 | 157.3 | 147 | 109.8 | 76.4 | 48.8 | 33.5 | 23.6 | 288.9 | 245.5 | 183.5 | 143.6 | 118.4 | 73.3 | 44.9 | 22.2 | 13.7 | 10.2 | 6.9 | 5.1 | 3.5 | 1.8 | 1.2 | 40 | 28.8 | 12.9 | 8 | 8.2 | 6.8 | 6.8 | 8.2 | 12.3 | 12.7 | 13.2 | 15.3 | 17.9 | 16.4 | 11.8 | 46.5 | 32.7 | 19.3 | 11.7 | 15.7 | 19.2 | 18.4 | 14.7 | 7.1 | 5.4 | 4.7 | 5.4 | 7.5 | 11.3 | 13.1 | 32.1 | 23.7 | 8.1 | 8.7 | 9.8 | 10 | 10.1 | 12.2 | 15.6 | 17.1 | 17.4 | 14.6 | 11.6 | 7.5 | 6 | 24.1 | 18.1 | 10.6 | 7.4 | 6.9 | 5 | 4.3 | 3.8 | 3.3 | 3 | 2.2 | 1.5 | 0.9 | 1.5 | 1.8 | 22.8 | 18.8 | 12.5 | 10.1 | 7.2 | 2.9 | 1.4 | 1.4 | 1.1 | 1.2 | 1.3 | 1.8 | 1.4 | 1.5 | 1.4 | 5.72 | 4.11 | 1.82 | 1.1 | 1.05 | 0.76 | 0.72 | 0.94 | 1.56 | 1.62 | 1.71 | 2.03 | 2.42 | 2.23 | 1.56 | 6.7 | 4.69 | 2.73 | 1.64 | 2.2 | 2.71 | 2.54 | 2 | 0.85 | 0.6 | 0.49 | 0.62 | 0.96 | 1.52 | 1.78 | 4.43 | 3.2 | 0.93 | 1.08 | 1.24 | 1.31 | 1.26 | 1.58 | 2.02 | 2.25 | 2.28 | 1.9 | 1.47 | 0.9 | 0.69 | 3.44 | 2.58 | 1.49 | 0.98 | 0.86 | 0.53 | 0.45 | 0.41 | 0.35 | 0.31 | 0.23 | 0.16 | 0.1 | 0.15 | 0.18 | 3.23 | 2.66 | 1.75 | 1.42 | 0.99 | 0.38 | 0.16 | 0.15 | 0.11 | 0.12 | 0.13 | 0.18 | 0.14 | 0.15 | 0.14 | 26.1 | 20.2 | 12 | 10.6 | 21.7 | 32 | 37.3 | 35.9 | 34.3 | 33.1 | 31.7 | 29.8 | 28.9 | 26.2 | 24.6 | 23.1 | 20.6 | 16.3 | 12.5 | 16.1 | 17 | 22.8 | 22.1 | 25.5 | 26.9 | 26.7 | 22.4 | 18.7 | 19.1 | 20.7 | 42.4 | 40 | 35.2 | 26.9 | 27.7 | 22.5 | 30.4 | 29.8 | 38.1 | 36.3 | 37 | 33.7 | 31.2 | 27.1 | 26.2 | 16.6 | 13.8 | 9.9 | 15 | 21.5 | 27.7 | 23.2 | 20.7 | 18.3 | 17.2 | 12.9 | 9 | 5.8 | 9.6 | 11.2 | 18.6 | 16.3 | 13.5 | 10.3 | 9.5 | 7.3 | 6.5 | 7.3 | 6.8 | 7.5 | 8.5 | 11.5 | 9 | 9.6 | 8.8 | 1394.6 | 1064.4 | 599.3 | 510.3 | 990.5 | 1427.5 | 1656.4 | 1604 | 1568.2 | 1520.9 | 1461.2 | 1397.1 | 1375.5 | 1245.6 | 1145.2 | 1315.4 | 1112.6 | 829.7 | 619.4 | 803.3 | 869.2 | 1115 | 1059 | 1149.4 | 1199.8 | 1185.8 | 1003.6 | 860.7 | 901.2 | 982.9 | 2046.3 | 1885.4 | 1572.9 | 1220.7 | 1261.7 | 1041 | 1382.9 | 1374 | 1756.5 | 1690.6 | 1721.1 | 1560.2 | 1428 | 1222.3 | 1169.9 | 873.9 | 712.8 | 494.5 | 697.1 | 975.2 | 1230.8 | 1029.2 | 920.8 | 810.5 | 761.6 | 569.6 | 396.9 | 254.4 | 653.5 | 840.5 | 952.1 | 827.5 | 668.3 | 513.8 | 460.5 | 333.6 | 357.6 | 532.8 | 529.3 | 594.2 | 659.9 | 871.3 | 671 | 662.7 | 604 | 0.23 | 0.17 | 0.09 | 0.06 | 0.1 | 0.12 | 0.14 | 0.14 | 0.15 | 0.15 | 0.15 | 0.15 | 0.15 | 0.14 | 0.12 | 0.24 | 0.19 | 0.12 | 0.08 | 0.11 | 0.12 | 0.14 | 0.12 | 0.1 | 0.1 | 0.1 | 0.09 | 0.08 | 0.1 | 0.11 | 0.25 | 0.21 | 0.14 | 0.12 | 0.12 | 0.11 | 0.13 | 0.14 | 0.17 | 0.17 | 0.18 | 0.16 | 0.14 | 0.11 | 0.1 | 0.14 | 0.11 | 0.07 | 0.07 | 0.09 | 0.1 | 0.09 | 0.08 | 0.07 | 0.06 | 0.05 | 0.03 | 0.02 | 0.04 | 0.04 | 0.14 | 0.12 | 0.09 | 0.07 | 0.06 | 0.03 | 0.03 | 0.03 | 0.03 | 0.03 | 0.03 | 0.04 | 0.03 | 0.04 | 0.03 | 0.0555
| 9 | 252.8092 | 10.745 | 1.4066 | 253.4828 | 24.4977 | 1128.7275 | 0.11529 | 56.1326 | 277.3069 | 1139.4725 | 1.5219 | 309.6154 | 413.7 | 301.6 | 130.4 | 92.7 | 186.4 | 269.8 | 322.1 | 321.2 | 340.3 | 335 | 325.1 | 318.9 | 331.7 | 302.7 | 264.3 | 428.2 | 330.3 | 201.9 | 132.5 | 190 | 237.3 | 286.7 | 256.8 | 230.2 | 229.3 | 219.8 | 191.2 | 179.3 | 208.5 | 235 | 524.9 | 448.1 | 301.1 | 229.2 | 242.4 | 208 | 282.9 | 292.6 | 383.3 | 378.3 | 387.2 | 344.6 | 304.2 | 246.3 | 225.7 | 250.6 | 192.3 | 109.5 | 138.6 | 191.9 | 236 | 196.7 | 175.8 | 153.6 | 140.2 | 101 | 67.2 | 44.9 | 31.8 | 22.6 | 260.8 | 221.7 | 161.7 | 127.6 | 106 | 64.9 | 42.6 | 21.3 | 13.2 | 9.5 | 6.3 | 4.9 | 3.3 | 1.7 | 1.1 | 34.7 | 24.5 | 8.9 | 5.1 | 6.1 | 6.3 | 7 | 8.5 | 13 | 13.3 | 13.6 | 14.8 | 17.6 | 16.4 | 12.3 | 40.2 | 28.2 | 14.9 | 8.3 | 12.7 | 17.8 | 18.3 | 14.5 | 6.9 | 5.2 | 4.5 | 5 | 7.1 | 10.8 | 12.7 | 31.2 | 22.9 | 7.5 | 6.8 | 7.7 | 7.9 | 9.4 | 11.4 | 15.3 | 16.6 | 17.2 | 14.4 | 11.4 | 7.4 | 5.8 | 20.6 | 15.1 | 7.5 | 5.6 | 5.9 | 5.1 | 4.2 | 3.8 | 3.3 | 2.9 | 2 | 1.3 | 0.9 | 1.5 | 1.7 | 19.8 | 16.4 | 10.8 | 9 | 6.4 | 2.5 | 1.4 | 1.3 | 1 | 1.1 | 1.3 | 1.8 | 1.4 | 1.5 | 1.4 | 4.96 | 3.5 | 1.25 | 0.69 | 0.76 | 0.7 | 0.76 | 0.98 | 1.66 | 1.72 | 1.76 | 1.95 | 2.38 | 2.22 | 1.63 | 5.79 | 4.04 | 2.1 | 1.15 | 1.77 | 2.51 | 2.53 | 1.97 | 0.83 | 0.57 | 0.46 | 0.58 | 0.91 | 1.45 | 1.72 | 4.29 | 3.09 | 0.85 | 0.81 | 0.95 | 1.01 | 1.17 | 1.46 | 1.97 | 2.17 | 2.25 | 1.87 | 1.45 | 0.89 | 0.67 | 2.93 | 2.14 | 1.05 | 0.72 | 0.71 | 0.54 | 0.46 | 0.41 | 0.35 | 0.3 | 0.21 | 0.14 | 0.09 | 0.15 | 0.17 | 2.81 | 2.32 | 1.5 | 1.25 | 0.88 | 0.32 | 0.16 | 0.14 | 0.1 | 0.11 | 0.13 | 0.18 | 0.14 | 0.15 | 0.14 | 24.8 | 18.7 | 9.7 | 8 | 19.7 | 30.8 | 37.2 | 35.8 | 34.2 | 33.2 | 31.7 | 29.7 | 28.9 | 26.1 | 24.6 | 21.7 | 19.2 | 13.9 | 10.4 | 14.2 | 16 | 22.2 | 21.7 | 24.9 | 26.3 | 25.7 | 21.3 | 17.8 | 18.5 | 20.3 | 43 | 40 | 34 | 24.9 | 25.8 | 20.9 | 29.7 | 29.2 | 38 | 36.1 | 36.9 | 33.7 | 30.9 | 26.6 | 25.3 | 15.4 | 12.5 | 8.1 | 13.7 | 20.7 | 27.3 | 22.8 | 20.4 | 17.8 | 16.4 | 11.8 | 7.9 | 5.3 | 9.3 | 11 | 17.4 | 15.2 | 12.2 | 9.2 | 8.6 | 6.5 | 6.3 | 7 | 6.6 | 7.2 | 8.2 | 11.2 | 8.7 | 9.3 | 8.6 | 1289.1 | 964.3 | 469.7 | 377.3 | 889.7 | 1372.2 | 1653.9 | 1602.2 | 1569.5 | 1529.4 | 1464.6 | 1389.3 | 1372 | 1241.4 | 1148.4 | 1202.6 | 1015.1 | 695.9 | 504.2 | 700.8 | 817.3 | 1089.8 | 1037.6 | 1121.8 | 1169.8 | 1139.4 | 953.7 | 818.8 | 871.6 | 964.9 | 2053.2 | 1871.8 | 1513.8 | 1119.9 | 1164.7 | 958.5 | 1348.7 | 1342.5 | 1747.3 | 1677.8 | 1717.4 | 1556.5 | 1414.8 | 1199.2 | 1129.8 | 794.9 | 632.5 | 394.1 | 628.5 | 931.4 | 1214.3 | 1010.7 | 903.7 | 790.9 | 726.4 | 523.9 | 349 | 233.9 | 641.2 | 830.6 | 878.3 | 761.8 | 596 | 458.2 | 413.7 | 297.5 | 343.9 | 513.9 | 510.1 | 570.5 | 641.3 | 849.6 | 653.9 | 648.9 | 594.9 | 0.21 | 0.15 | 0.07 | 0.04 | 0.08 | 0.12 | 0.14 | 0.14 | 0.15 | 0.15 | 0.15 | 0.15 | 0.15 | 0.14 | 0.12 | 0.22 | 0.17 | 0.1 | 0.06 | 0.09 | 0.11 | 0.13 | 0.12 | 0.1 | 0.1 | 0.1 | 0.08 | 0.08 | 0.1 | 0.11 | 0.25 | 0.21 | 0.13 | 0.1 | 0.11 | 0.09 | 0.13 | 0.13 | 0.17 | 0.17 | 0.18 | 0.16 | 0.14 | 0.11 | 0.1 | 0.13 | 0.1 | 0.06 | 0.06 | 0.09 | 0.1 | 0.09 | 0.08 | 0.07 | 0.06 | 0.04 | 0.03 | 0.02 | 0.03 | 0.04 | 0.13 | 0.11 | 0.08 | 0.06 | 0.05 | 0.03 | 0.02 | 0.03 | 0.02 | 0.03 | 0.03 | 0.04 | 0.03 | 0.03 | 0.03 | 0.0567
| 10 | 249.0656 | 10.3321 | 1.3461 | 249.7117 | 24.3653 | 1119.0555 | 0.11407 | 55.7291 | 273.4309 | 1129.3877 | 1.4602 | 305.4407 | 407.4 | 295.9 | 120.3 | 82.3 | 177.9 | 266.3 | 323.1 | 323 | 341.6 | 337.2 | 326.8 | 321.7 | 334.1 | 305.6 | 267.8 | 425.2 | 325.7 | 190.7 | 119.1 | 179.4 | 231.8 | 284.2 | 253.1 | 227.4 | 227.3 | 216.8 | 189.3 | 179 | 208.8 | 234.8 | 525.7 | 448.2 | 298.8 | 222.8 | 235 | 197.4 | 276.6 | 286 | 381.6 | 378 | 389.6 | 348.1 | 309 | 250 | 229.6 | 246.2 | 188 | 100.3 | 130.9 | 185.7 | 235.1 | 196.1 | 175.6 | 153.1 | 137.9 | 97.4 | 63.7 | 44.1 | 32.1 | 23 | 257.6 | 218.6 | 159.3 | 123.9 | 103.2 | 61.2 | 42.5 | 21.2 | 13.2 | 9.4 | 6.2 | 4.9 | 3.3 | 1.7 | 1.1 | 33.4 | 23.5 | 8 | 4.2 | 5.4 | 6 | 7 | 8.6 | 13.1 | 13.5 | 13.6 | 15 | 17.6 | 16.4 | 12.2 | 39.3 | 27.4 | 13.9 | 7.1 | 11.9 | 17.4 | 18.1 | 14 | 6.6 | 5.1 | 4.3 | 5.1 | 7.2 | 10.8 | 12.6 | 30.8 | 22.7 | 7.5 | 6.3 | 7.1 | 7 | 8.7 | 10.5 | 14.7 | 16.2 | 17.1 | 14.4 | 11.4 | 7.4 | 5.9 | 19.8 | 14.4 | 6.6 | 4.9 | 5.3 | 5 | 4.2 | 3.8 | 3.3 | 2.8 | 2 | 1.3 | 0.9 | 1.5 | 1.8 | 19.2 | 16 | 10.8 | 8.9 | 6.4 | 2.3 | 1.4 | 1.3 | 1 | 1.1 | 1.3 | 1.8 | 1.4 | 1.5 | 1.4 | 4.77 | 3.35 | 1.12 | 0.57 | 0.66 | 0.66 | 0.75 | 0.99 | 1.67 | 1.74 | 1.77 | 1.99 | 2.38 | 2.22 | 1.61 | 5.65 | 3.92 | 1.96 | 0.97 | 1.65 | 2.45 | 2.5 | 1.9 | 0.78 | 0.55 | 0.45 | 0.6 | 0.93 | 1.46 | 1.7 | 4.24 | 3.06 | 0.86 | 0.74 | 0.86 | 0.87 | 1.06 | 1.33 | 1.88 | 2.12 | 2.24 | 1.87 | 1.45 | 0.89 | 0.68 | 2.82 | 2.05 | 0.93 | 0.62 | 0.63 | 0.54 | 0.45 | 0.41 | 0.35 | 0.29 | 0.2 | 0.13 | 0.09 | 0.15 | 0.18 | 2.72 | 2.26 | 1.51 | 1.25 | 0.88 | 0.3 | 0.16 | 0.14 | 0.1 | 0.11 | 0.13 | 0.18 | 0.14 | 0.15 | 0.14 | 25.2 | 18.9 | 9.1 | 7.3 | 19.2 | 30.6 | 37.4 | 35.9 | 34.4 | 33.4 | 31.8 | 29.9 | 29.3 | 26.5 | 25.2 | 22.2 | 19.4 | 13.3 | 9.8 | 13.6 | 15.7 | 22.1 | 21.6 | 24.8 | 26.1 | 25.4 | 21 | 17.7 | 18.5 | 20.4 | 43.5 | 40.3 | 33.6 | 24.5 | 25.3 | 20.4 | 29.5 | 29.2 | 38.3 | 36.4 | 37.3 | 34.1 | 31.5 | 27.1 | 25.7 | 15.6 | 12.5 | 7.7 | 13.3 | 20.4 | 27.2 | 22.7 | 20.3 | 17.8 | 16.1 | 11.4 | 7.5 | 5.2 | 9.3 | 11 | 17.6 | 15.2 | 11.8 | 8.7 | 8.2 | 6.2 | 6.2 | 7 | 6.6 | 7.2 | 8.3 | 11.2 | 8.7 | 9.2 | 8.5 | 1286.8 | 958.1 | 439.3 | 342.7 | 862.8 | 1360.3 | 1659.9 | 1609.3 | 1575.7 | 1536.6 | 1471.9 | 1397.6 | 1385.9 | 1258.7 | 1172.3 | 1208.2 | 1010 | 661.2 | 465.3 | 666.7 | 799 | 1081.6 | 1031.1 | 1117.1 | 1163.4 | 1126.2 | 940.5 | 813.8 | 872.4 | 968.4 | 2064.3 | 1876.4 | 1498.7 | 1097.5 | 1140.9 | 928.1 | 1334.2 | 1332.8 | 1756.2 | 1687.8 | 1732.9 | 1576.1 | 1442.1 | 1219.6 | 1149.1 | 789.7 | 624.8 | 367.7 | 605.9 | 913.1 | 1209.9 | 1007.9 | 901.9 | 788.3 | 714.1 | 505.3 | 330.7 | 229.7 | 640.9 | 829.4 | 876 | 755.3 | 581.8 | 438.1 | 398.2 | 282 | 342.8 | 512.5 | 508.9 | 570 | 646.8 | 853.5 | 656.5 | 641.7 | 588.4 | 0.21 | 0.15 | 0.06 | 0.04 | 0.08 | 0.12 | 0.14 | 0.14 | 0.15 | 0.15 | 0.15 | 0.15 | 0.15 | 0.14 | 0.12 | 0.22 | 0.17 | 0.1 | 0.06 | 0.09 | 0.11 | 0.13 | 0.12 | 0.1 | 0.1 | 0.09 | 0.08 | 0.08 | 0.1 | 0.11 | 0.26 | 0.22 | 0.13 | 0.1 | 0.11 | 0.09 | 0.12 | 0.13 | 0.17 | 0.17 | 0.18 | 0.16 | 0.14 | 0.11 | 0.1 | 0.13 | 0.1 | 0.05 | 0.06 | 0.08 | 0.1 | 0.09 | 0.08 | 0.07 | 0.06 | 0.04 | 0.03 | 0.02 | 0.03 | 0.04 | 0.13 | 0.11 | 0.08 | 0.06 | 0.05 | 0.03 | 0.02 | 0.03 | 0.02 | 0.03 | 0.03 | 0.04 | 0.03 | 0.03 | 0.03 | 0.0575
| 11 | 246.733 | 9.9253 | 1.2846 | 247.3513 | 24.4231 | 1118.0699 | 0.11407 | 55.7593 | 271.1561 | 1127.9952 | 1.3987 | 303.1106 | 404 | 292.4 | 114.5 | 75.8 | 173 | 265.4 | 323.7 | 324.2 | 341.4 | 338 | 326.4 | 322.8 | 336.3 | 308.8 | 271.7 | 426 | 325 | 188.7 | 112.3 | 170.8 | 221.9 | 274.6 | 245.5 | 223 | 224.7 | 215.7 | 188 | 177.8 | 208.2 | 235.8 | 524.1 | 447.6 | 299.6 | 221.6 | 234.7 | 196.8 | 276.7 | 284.2 | 379.2 | 375 | 386.4 | 345.4 | 311 | 254.4 | 237.5 | 243.7 | 185.2 | 95.4 | 126.3 | 182.2 | 234 | 195.3 | 174.7 | 152.2 | 137.3 | 96.3 | 62.2 | 42.9 | 31.5 | 22.8 | 255.8 | 218.5 | 160.8 | 125 | 103 | 59.8 | 42.1 | 21.2 | 13.5 | 9.5 | 6.2 | 5 | 3.4 | 1.7 | 1.1 | 32.4 | 22.7 | 7.3 | 3.6 | 5 | 5.9 | 7 | 8.5 | 12.7 | 13.2 | 13.2 | 14.7 | 17.3 | 16.2 | 12.2 | 38.7 | 26.9 | 13.7 | 6.2 | 10.8 | 16.3 | 17 | 13.1 | 6 | 4.8 | 4.3 | 5 | 7.1 | 10.7 | 12.5 | 29.9 | 22.1 | 7.6 | 6.1 | 7 | 6.8 | 8.5 | 10 | 14.1 | 15.5 | 16.4 | 13.8 | 11.2 | 7.4 | 6 | 19.1 | 13.8 | 6 | 4.4 | 4.9 | 4.9 | 4.2 | 3.7 | 3.2 | 2.8 | 1.9 | 1.2 | 0.8 | 1.5 | 1.8 | 18.6 | 15.7 | 11 | 9.1 | 6.5 | 2.3 | 1.4 | 1.3 | 1 | 1.1 | 1.3 | 1.8 | 1.4 | 1.5 | 1.4 | 4.62 | 3.23 | 1.03 | 0.48 | 0.59 | 0.64 | 0.74 | 0.99 | 1.61 | 1.69 | 1.7 | 1.94 | 2.33 | 2.19 | 1.61 | 5.57 | 3.84 | 1.92 | 0.85 | 1.5 | 2.3 | 2.34 | 1.77 | 0.7 | 0.52 | 0.44 | 0.58 | 0.91 | 1.43 | 1.69 | 4.11 | 2.98 | 0.87 | 0.72 | 0.84 | 0.85 | 1.03 | 1.26 | 1.79 | 2.01 | 2.13 | 1.78 | 1.41 | 0.88 | 0.69 | 2.73 | 1.96 | 0.84 | 0.55 | 0.58 | 0.52 | 0.44 | 0.39 | 0.34 | 0.29 | 0.2 | 0.13 | 0.09 | 0.15 | 0.18 | 2.63 | 2.22 | 1.53 | 1.29 | 0.9 | 0.3 | 0.16 | 0.14 | 0.1 | 0.11 | 0.13 | 0.18 | 0.14 | 0.15 | 0.14 | 25.7 | 19.3 | 8.9 | 7 | 18.9 | 30.5 | 37.5 | 36.1 | 34.7 | 33.7 | 32.2 | 30.4 | 29.8 | 27.1 | 25.7 | 22.9 | 19.9 | 13.3 | 9.6 | 13.3 | 15.2 | 21.8 | 21.4 | 24.7 | 26 | 25.3 | 20.9 | 17.6 | 18.5 | 20.6 | 44.1 | 40.7 | 33.7 | 24.5 | 25.4 | 20.5 | 29.8 | 29.4 | 38.5 | 36.7 | 37.5 | 34.3 | 32 | 27.7 | 26.7 | 15.9 | 12.7 | 7.5 | 13.1 | 20.2 | 27.2 | 22.7 | 20.3 | 17.7 | 16.1 | 11.3 | 7.3 | 5.1 | 9.3 | 11.1 | 18 | 15.5 | 11.9 | 8.6 | 8.1 | 6 | 6.2 | 7 | 6.6 | 7.2 | 8.3 | 11.3 | 8.8 | 9.3 | 8.6 | 1295.6 | 962 | 425.3 | 323.7 | 848.2 | 1358.2 | 1665 | 1618.2 | 1586.3 | 1550.4 | 1483.4 | 1414.1 | 1408.1 | 1281.6 | 1192.3 | 1227.5 | 1020.8 | 658 | 452 | 648.6 | 773.7 | 1060.2 | 1014.9 | 1108 | 1155.6 | 1120.7 | 936.6 | 811.4 | 874.1 | 976.5 | 2076.9 | 1886.5 | 1501.3 | 1095.3 | 1142.8 | 929.2 | 1341.7 | 1336.3 | 1761.4 | 1691.7 | 1737.4 | 1578.3 | 1461.3 | 1247.1 | 1192.3 | 793.5 | 625.7 | 356.8 | 594 | 902.8 | 1207.1 | 1005.7 | 900.1 | 785.5 | 711.9 | 499.6 | 323.1 | 223.3 | 641.4 | 833.8 | 882.5 | 761.2 | 584.8 | 437 | 393.6 | 274.5 | 341.2 | 514 | 511.3 | 569.9 | 644.7 | 856.5 | 661 | 647.2 | 589.6 | 0.22 | 0.15 | 0.06 | 0.04 | 0.08 | 0.12 | 0.14 | 0.14 | 0.15 | 0.15 | 0.15 | 0.15 | 0.16 | 0.14 | 0.13 | 0.23 | 0.17 | 0.1 | 0.06 | 0.08 | 0.11 | 0.13 | 0.11 | 0.1 | 0.1 | 0.09 | 0.08 | 0.08 | 0.1 | 0.11 | 0.26 | 0.22 | 0.13 | 0.1 | 0.11 | 0.09 | 0.12 | 0.13 | 0.17 | 0.17 | 0.18 | 0.16 | 0.14 | 0.11 | 0.1 | 0.13 | 0.1 | 0.05 | 0.06 | 0.08 | 0.1 | 0.09 | 0.08 | 0.07 | 0.06 | 0.04 | 0.03 | 0.02 | 0.03 | 0.04 | 0.13 | 0.11 | 0.08 | 0.06 | 0.05 | 0.03 | 0.02 | 0.03 | 0.02 | 0.03 | 0.03 | 0.04 | 0.03 | 0.03 | 0.03 | 0.0581
| 12 | 244.3972 | 9.5236 | 1.2234 | 244.988 | 24.4903 | 1117.1109 | 0.11407 | 55.7997 | 268.8875 | 1126.6345 | 1.3374 | 300.7877 | 401.9 | 290 | 110.8 | 73.2 | 171.3 | 264 | 322.4 | 323 | 339.2 | 334.7 | 322.8 | 319.6 | 335 | 308.1 | 272.6 | 427 | 325.7 | 187.9 | 110.6 | 166 | 215.1 | 265.2 | 238.4 | 219.9 | 223.8 | 215.7 | 188.3 | 178.4 | 208.1 | 234.4 | 522.8 | 446.8 | 300.9 | 221.9 | 235.5 | 196.9 | 276.8 | 283.8 | 378.9 | 375.5 | 387.4 | 346.9 | 313.9 | 258.2 | 242.4 | 242 | 183.2 | 92.3 | 124.2 | 181 | 234.3 | 195.5 | 174.8 | 152.2 | 137.3 | 96.3 | 62.6 | 43.3 | 32 | 22.9 | 253.7 | 218.1 | 161.5 | 125.6 | 102.1 | 57.6 | 41.2 | 20.7 | 13.4 | 9.7 | 6.4 | 5.1 | 3.5 | 1.7 | 1.2 | 31.5 | 22 | 6.9 | 3.3 | 4.8 | 5.8 | 6.8 | 8.3 | 12.1 | 12.5 | 12.5 | 14.1 | 16.8 | 15.8 | 12.1 | 38.1 | 26.5 | 13.5 | 6.1 | 10.4 | 15.7 | 16.1 | 12.3 | 5.6 | 4.7 | 4.3 | 5.1 | 7.1 | 10.6 | 12.3 | 29.2 | 21.6 | 7.6 | 6.1 | 7 | 6.8 | 8.3 | 9.8 | 13.7 | 15.4 | 16.2 | 13.7 | 11.1 | 7.4 | 6 | 18.6 | 13.4 | 5.7 | 4.2 | 4.8 | 4.9 | 4.1 | 3.7 | 3.2 | 2.8 | 2 | 1.3 | 0.9 | 1.5 | 1.8 | 17.9 | 15.5 | 11 | 9.3 | 6.5 | 2.2 | 1.4 | 1.3 | 1 | 1.1 | 1.3 | 1.8 | 1.4 | 1.5 | 1.4 | 4.49 | 3.12 | 0.96 | 0.44 | 0.56 | 0.62 | 0.72 | 0.95 | 1.52 | 1.59 | 1.6 | 1.85 | 2.25 | 2.13 | 1.58 | 5.49 | 3.79 | 1.91 | 0.83 | 1.44 | 2.21 | 2.22 | 1.66 | 0.64 | 0.5 | 0.44 | 0.59 | 0.91 | 1.42 | 1.65 | 4 | 2.91 | 0.87 | 0.71 | 0.85 | 0.85 | 1 | 1.22 | 1.74 | 1.99 | 2.11 | 1.77 | 1.39 | 0.87 | 0.69 | 2.64 | 1.9 | 0.79 | 0.52 | 0.56 | 0.52 | 0.44 | 0.39 | 0.34 | 0.29 | 0.2 | 0.13 | 0.09 | 0.15 | 0.18 | 2.53 | 2.18 | 1.54 | 1.31 | 0.9 | 0.28 | 0.16 | 0.14 | 0.1 | 0.11 | 0.13 | 0.18 | 0.14 | 0.15 | 0.14 | 26.3 | 19.6 | 8.9 | 6.9 | 18.9 | 30.5 | 37.4 | 36.2 | 34.9 | 33.9 | 32.3 | 30.5 | 30.1 | 27.4 | 26 | 23.6 | 20.3 | 13.3 | 9.5 | 13.1 | 14.9 | 21.3 | 21.1 | 24.7 | 26 | 25.3 | 20.9 | 17.7 | 18.6 | 20.6 | 44.7 | 41.1 | 33.9 | 24.5 | 25.5 | 20.5 | 29.9 | 29.6 | 38.8 | 36.9 | 37.8 | 34.6 | 32.5 | 28.3 | 27.3 | 16.2 | 12.9 | 7.4 | 13.1 | 20.2 | 27.2 | 22.7 | 20.3 | 17.7 | 16 | 11.3 | 7.3 | 5.1 | 9.3 | 11 | 18.3 | 15.7 | 11.9 | 8.6 | 8 | 5.8 | 6.1 | 7 | 6.7 | 7.2 | 8.3 | 11.4 | 8.9 | 9.5 | 8.7 | 1308.8 | 968.3 | 418.1 | 318.1 | 845 | 1355.2 | 1661.9 | 1619.5 | 1591.2 | 1553 | 1482.7 | 1413.2 | 1416 | 1290.5 | 1203.3 | 1247.2 | 1033.2 | 656.3 | 447.5 | 634.4 | 753.6 | 1033.6 | 997.7 | 1102.4 | 1153.8 | 1121 | 936.6 | 814.7 | 875.8 | 975.6 | 2090.7 | 1896.5 | 1508 | 1097.7 | 1146.8 | 930.4 | 1348.1 | 1342.9 | 1770.4 | 1698.3 | 1746.6 | 1588.7 | 1482 | 1269.6 | 1219.8 | 800 | 627.6 | 349.6 | 588.5 | 900.1 | 1208.9 | 1007.1 | 901.1 | 785.2 | 711.1 | 499.1 | 324.7 | 225.3 | 640 | 828.7 | 888.9 | 766.8 | 586.1 | 435 | 388.4 | 266.2 | 337.2 | 515.8 | 515 | 575.2 | 650.4 | 864.5 | 667.9 | 651.9 | 592.7 | 0.22 | 0.15 | 0.06 | 0.04 | 0.08 | 0.12 | 0.14 | 0.14 | 0.15 | 0.15 | 0.15 | 0.15 | 0.16 | 0.14 | 0.13 | 0.23 | 0.17 | 0.09 | 0.05 | 0.08 | 0.1 | 0.12 | 0.11 | 0.1 | 0.1 | 0.09 | 0.08 | 0.08 | 0.1 | 0.11 | 0.26 | 0.22 | 0.14 | 0.1 | 0.11 | 0.09 | 0.12 | 0.13 | 0.17 | 0.17 | 0.18 | 0.16 | 0.14 | 0.12 | 0.11 | 0.13 | 0.1 | 0.05 | 0.06 | 0.08 | 0.1 | 0.09 | 0.08 | 0.07 | 0.06 | 0.04 | 0.03 | 0.02 | 0.03 | 0.04 | 0.13 | 0.11 | 0.08 | 0.06 | 0.05 | 0.03 | 0.02 | 0.03 | 0.02 | 0.03 | 0.03 | 0.04 | 0.03 | 0.03 | 0.03 | 0.0585
| 13 | 244.5384 | 9.4437 | 1.2119 | 245.124 | 24.5942 | 1120.0143 | 0.11332 | 55.9846 | 269.1326 | 1129.458 | 1.3252 | 301.1086 | 399.7 | 289.6 | 113.7 | 76.5 | 173.9 | 264.2 | 322.2 | 322.5 | 337.7 | 330.9 | 318.3 | 316.6 | 334.2 | 307.6 | 272.2 | 426.6 | 326.4 | 190.9 | 112.5 | 165 | 211.4 | 259.5 | 232.5 | 215.3 | 220 | 214.1 | 186.2 | 176.1 | 205.3 | 232.4 | 521 | 446 | 301.1 | 223 | 236.7 | 200.3 | 280 | 287.3 | 380.5 | 375.7 | 386.9 | 346.2 | 314 | 259.2 | 243.9 | 240.7 | 183.3 | 96.1 | 127.9 | 183.6 | 234.1 | 195.7 | 174.9 | 152.1 | 137.6 | 96.5 | 62.3 | 42.2 | 31.2 | 22.7 | 252.5 | 219.8 | 165.2 | 130.7 | 103.9 | 58.1 | 39.9 | 20.3 | 13.4 | 9.7 | 6.4 | 5.1 | 3.5 | 1.8 | 1.2 | 30.9 | 21.7 | 7.1 | 3.6 | 5 | 5.8 | 6.8 | 8.1 | 11.8 | 12 | 12 | 13.7 | 16.5 | 15.6 | 12 | 37.8 | 26.3 | 13.9 | 6.3 | 10.3 | 15.3 | 15.5 | 11.8 | 5.3 | 4.5 | 4.2 | 4.9 | 6.8 | 10.3 | 12 | 28.7 | 21.3 | 7.6 | 6.1 | 7.1 | 7 | 8.4 | 9.9 | 13.7 | 15.1 | 15.8 | 13.3 | 10.9 | 7.2 | 6 | 18.2 | 13.2 | 6 | 4.5 | 5 | 4.9 | 4.1 | 3.7 | 3.2 | 2.8 | 1.9 | 1.3 | 0.8 | 1.5 | 1.7 | 17.6 | 15.5 | 11.4 | 9.8 | 6.7 | 2.3 | 1.3 | 1.3 | 1 | 1.1 | 1.3 | 1.8 | 1.4 | 1.5 | 1.4 | 4.4 | 3.08 | 0.99 | 0.48 | 0.6 | 0.62 | 0.71 | 0.92 | 1.47 | 1.52 | 1.53 | 1.79 | 2.22 | 2.1 | 1.58 | 5.43 | 3.76 | 1.95 | 0.86 | 1.43 | 2.15 | 2.14 | 1.59 | 0.6 | 0.48 | 0.44 | 0.57 | 0.87 | 1.37 | 1.61 | 3.93 | 2.85 | 0.87 | 0.72 | 0.86 | 0.88 | 1.02 | 1.24 | 1.72 | 1.95 | 2.04 | 1.71 | 1.36 | 0.85 | 0.67 | 2.59 | 1.87 | 0.84 | 0.56 | 0.59 | 0.52 | 0.44 | 0.39 | 0.33 | 0.29 | 0.2 | 0.13 | 0.08 | 0.15 | 0.18 | 2.49 | 2.18 | 1.6 | 1.38 | 0.93 | 0.29 | 0.15 | 0.14 | 0.1 | 0.11 | 0.13 | 0.18 | 0.14 | 0.15 | 0.14 | 26.5 | 19.9 | 9 | 7.1 | 19 | 30.5 | 37.5 | 36.3 | 35 | 33.9 | 32.2 | 30.4 | 30.2 | 27.5 | 26 | 23.9 | 20.6 | 13.4 | 9.6 | 13 | 14.7 | 21.1 | 20.8 | 24.3 | 25.6 | 25.1 | 20.7 | 17.6 | 18.5 | 20.6 | 44.9 | 41.3 | 33.9 | 24.7 | 25.6 | 20.8 | 30.2 | 29.9 | 39.1 | 37.2 | 38.1 | 34.8 | 32.7 | 28.5 | 27.6 | 16.3 | 13 | 7.7 | 13.3 | 20.3 | 27.2 | 22.7 | 20.4 | 17.7 | 16.1 | 11.3 | 7.3 | 5 | 9.2 | 11 | 18.4 | 15.9 | 12.1 | 8.8 | 8 | 5.8 | 5.9 | 6.9 | 6.6 | 7.2 | 8.3 | 11.3 | 8.8 | 9.3 | 8.6 | 1313.4 | 975.1 | 427.8 | 327.9 | 851.6 | 1355.3 | 1662.6 | 1621.7 | 1593.6 | 1544.9 | 1472 | 1408.3 | 1419.6 | 1293.7 | 1202.8 | 1255.3 | 1042.3 | 664.1 | 452.2 | 631 | 744.3 | 1017.9 | 978.6 | 1085 | 1138 | 1112.8 | 928.8 | 809.5 | 870.2 | 972.8 | 2094.1 | 1900.6 | 1508.7 | 1101.4 | 1149.8 | 943.4 | 1361.5 | 1358.3 | 1781 | 1708.6 | 1756.6 | 1597.7 | 1488.7 | 1280.4 | 1231.7 | 802.6 | 633 | 361.8 | 599.4 | 906.9 | 1208.1 | 1008.6 | 902.7 | 786.2 | 713.7 | 500.4 | 323.5 | 219.4 | 637.1 | 829.4 | 890.9 | 774.8 | 595.5 | 449.3 | 391.5 | 265.8 | 327.7 | 508.2 | 508.6 | 571.3 | 647.5 | 856.9 | 661 | 641.8 | 585.1 | 0.22 | 0.15 | 0.06 | 0.04 | 0.08 | 0.12 | 0.14 | 0.14 | 0.15 | 0.15 | 0.14 | 0.14 | 0.15 | 0.14 | 0.13 | 0.23 | 0.17 | 0.1 | 0.06 | 0.08 | 0.1 | 0.12 | 0.11 | 0.1 | 0.1 | 0.09 | 0.08 | 0.08 | 0.09 | 0.11 | 0.26 | 0.22 | 0.14 | 0.1 | 0.11 | 0.09 | 0.13 | 0.13 | 0.17 | 0.17 | 0.18 | 0.16 | 0.14 | 0.12 | 0.11 | 0.13 | 0.1 | 0.05 | 0.06 | 0.08 | 0.1 | 0.09 | 0.08 | 0.07 | 0.06 | 0.04 | 0.03 | 0.02 | 0.03 | 0.04 | 0.13 | 0.11 | 0.08 | 0.06 | 0.05 | 0.03 | 0.02 | 0.03 | 0.02 | 0.03 | 0.03 | 0.04 | 0.03 | 0.03 | 0.03 | 0.058673
| 14 | 246.7402 | 9.5408 | 1.2263 | 247.3323 | 24.8158 | 1129.187 | 0.1146 | 56.4634 | 271.5559 | 1138.7278 | 1.3409 | 303.7957 | 406.5 | 295.7 | 121.6 | 82.6 | 178.1 | 264.8 | 321.6 | 321.1 | 336.1 | 327.5 | 316.2 | 315.6 | 334.6 | 307.8 | 271.7 | 434.2 | 333 | 199.5 | 118.6 | 169 | 210.2 | 255.7 | 228.9 | 213.1 | 218.2 | 211.8 | 184.9 | 175.1 | 205.1 | 231.1 | 522.9 | 448.2 | 304.3 | 228.7 | 242.1 | 207.2 | 284.7 | 292.9 | 383.2 | 378.3 | 388.7 | 349 | 319.5 | 265.8 | 251.9 | 245.8 | 188 | 103.1 | 132.7 | 187.4 | 234.6 | 196.7 | 175.7 | 152.9 | 137.4 | 96.2 | 62.8 | 42.8 | 31.7 | 22.6 | 257.2 | 226.1 | 172.4 | 137.7 | 107.8 | 60.7 | 40.4 | 20.6 | 13.2 | 9.7 | 6.5 | 5.2 | 3.6 | 1.8 | 1.2 | 31.3 | 22 | 7.7 | 4 | 5.3 | 5.8 | 6.7 | 7.9 | 11.5 | 11.7 | 11.8 | 13.5 | 16.4 | 15.5 | 11.7 | 38.4 | 26.8 | 14.7 | 6.8 | 10.8 | 15.3 | 15.3 | 11.6 | 5.2 | 4.5 | 4.2 | 4.9 | 6.8 | 10.3 | 12 | 28.8 | 21.4 | 7.7 | 6.5 | 7.5 | 7.4 | 8.7 | 10.2 | 13.8 | 15.1 | 15.7 | 13.3 | 10.9 | 7.3 | 6.2 | 18.6 | 13.5 | 6.6 | 4.9 | 5.4 | 4.9 | 4.1 | 3.7 | 3.2 | 2.8 | 1.9 | 1.3 | 0.8 | 1.5 | 1.7 | 17.9 | 16 | 12.1 | 10.4 | 7 | 2.3 | 1.3 | 1.3 | 1 | 1.1 | 1.3 | 1.8 | 1.4 | 1.5 | 1.4 | 4.46 | 3.13 | 1.08 | 0.54 | 0.64 | 0.62 | 0.7 | 0.89 | 1.43 | 1.47 | 1.49 | 1.77 | 2.19 | 2.07 | 1.54 | 5.52 | 3.83 | 2.07 | 0.94 | 1.5 | 2.15 | 2.1 | 1.56 | 0.59 | 0.47 | 0.43 | 0.57 | 0.88 | 1.38 | 1.61 | 3.95 | 2.87 | 0.89 | 0.77 | 0.91 | 0.94 | 1.05 | 1.27 | 1.74 | 1.95 | 2.03 | 1.69 | 1.36 | 0.86 | 0.7 | 2.64 | 1.91 | 0.92 | 0.62 | 0.64 | 0.52 | 0.44 | 0.39 | 0.33 | 0.29 | 0.2 | 0.13 | 0.09 | 0.15 | 0.17 | 2.53 | 2.26 | 1.69 | 1.46 | 0.97 | 0.3 | 0.15 | 0.14 | 0.1 | 0.11 | 0.13 | 0.18 | 0.14 | 0.15 | 0.14 | 27.1 | 20.4 | 9.6 | 7.6 | 19.3 | 30.6 | 37.5 | 36.3 | 35.1 | 33.7 | 32.1 | 30.4 | 30.5 | 27.7 | 26.2 | 24.4 | 21.1 | 13.8 | 9.9 | 13.1 | 14.6 | 20.8 | 20.5 | 24.1 | 25.4 | 24.8 | 20.5 | 17.5 | 18.4 | 20.4 | 45.1 | 41.5 | 34.2 | 25.1 | 26 | 21.3 | 30.7 | 30.4 | 39.4 | 37.5 | 38.4 | 35.3 | 33.4 | 29.3 | 28.5 | 16.7 | 13.4 | 8.1 | 13.6 | 20.5 | 27.3 | 22.9 | 20.5 | 17.8 | 16.1 | 11.3 | 7.4 | 5.1 | 9.3 | 11 | 18.8 | 16.3 | 12.5 | 9.3 | 8.3 | 6.1 | 6 | 6.9 | 6.6 | 7.2 | 8.3 | 11.3 | 8.8 | 9.3 | 8.5 | 1337.7 | 997.8 | 453.9 | 349.7 | 866.2 | 1359.1 | 1661.4 | 1619.4 | 1592.6 | 1536.4 | 1468.4 | 1408.5 | 1427.5 | 1300.3 | 1207.6 | 1278.5 | 1064.7 | 687.8 | 468.8 | 638.9 | 739 | 1004.3 | 965.2 | 1075.3 | 1128.5 | 1100.8 | 920.9 | 803 | 867.5 | 965.8 | 2099.3 | 1907.8 | 1521.4 | 1122.5 | 1169.4 | 969.4 | 1380.9 | 1381.5 | 1792.9 | 1722.7 | 1769 | 1616.7 | 1518.5 | 1315.2 | 1270.9 | 819.2 | 649.7 | 383.9 | 614.8 | 918.3 | 1210.9 | 1013.7 | 906.8 | 790.3 | 713.2 | 499.5 | 326.1 | 222.7 | 639.6 | 828.7 | 907.5 | 794.3 | 616.7 | 471.1 | 406.4 | 278.7 | 331 | 510.7 | 509 | 571.7 | 646.6 | 853.8 | 659 | 637.4 | 581.5 | 0.22 | 0.16 | 0.06 | 0.04 | 0.08 | 0.12 | 0.14 | 0.14 | 0.15 | 0.15 | 0.14 | 0.14 | 0.15 | 0.14 | 0.13 | 0.23 | 0.18 | 0.1 | 0.06 | 0.08 | 0.1 | 0.12 | 0.11 | 0.09 | 0.1 | 0.09 | 0.08 | 0.08 | 0.09 | 0.11 | 0.27 | 0.22 | 0.14 | 0.1 | 0.11 | 0.09 | 0.13 | 0.13 | 0.17 | 0.17 | 0.18 | 0.16 | 0.14 | 0.12 | 0.11 | 0.13 | 0.1 | 0.05 | 0.06 | 0.08 | 0.1 | 0.09 | 0.08 | 0.07 | 0.06 | 0.04 | 0.03 | 0.02 | 0.03 | 0.04 | 0.14 | 0.12 | 0.08 | 0.07 | 0.05 | 0.03 | 0.02 | 0.03 | 0.02 | 0.03 | 0.03 | 0.04 | 0.03 | 0.03 | 0.03 | 0.0587
| 15 | 256.8264 | 10.224 | 1.3242 | 257.4636 | 25.5578 | 1165.7077 | 0.11932 | 58.2292 | 282.3842 | 1175.9317 | 1.4435 | 315.6928 | 425.4 | 316.7 | 141.4 | 98.9 | 186.4 | 268.7 | 325.3 | 324.9 | 341 | 331 | 322 | 323.5 | 343.5 | 317.6 | 281.3 | 462.3 | 358.6 | 225.3 | 134.5 | 179.7 | 214.9 | 259.5 | 231.7 | 215.3 | 220.4 | 215.3 | 189.7 | 180.2 | 209.6 | 235.3 | 527.1 | 454.7 | 312.5 | 241.8 | 252.9 | 223.7 | 296.6 | 305.9 | 387.8 | 384.2 | 394.2 | 359.1 | 331.7 | 281.3 | 267.1 | 258.4 | 204.2 | 120.2 | 145.2 | 192.8 | 236.2 | 201.6 | 180.7 | 157.9 | 138.3 | 97.8 | 65.7 | 47.5 | 35.1 | 25.1 | 268.3 | 241.5 | 188.6 | 152 | 116.2 | 66.8 | 44.2 | 22.3 | 13.4 | 9.9 | 6.8 | 5.4 | 3.7 | 1.9 | 1.3 | 33.2 | 23.8 | 9.3 | 5.1 | 5.9 | 5.9 | 6.8 | 7.9 | 11.7 | 11.8 | 12.1 | 13.9 | 16.8 | 15.9 | 12.1 | 41.4 | 29.1 | 16.8 | 8 | 11.7 | 15.8 | 15.6 | 11.9 | 5.3 | 4.6 | 4.3 | 5 | 7 | 10.6 | 12.3 | 29.3 | 21.9 | 8.1 | 7.1 | 8 | 8.4 | 9.4 | 11 | 13.9 | 15.3 | 15.9 | 13.8 | 11.4 | 7.8 | 6.5 | 19.8 | 14.8 | 7.9 | 5.8 | 5.8 | 4.9 | 4.2 | 3.8 | 3.3 | 2.8 | 2 | 1.3 | 0.9 | 1.5 | 1.8 | 18.8 | 17.2 | 13.3 | 11.5 | 7.5 | 2.6 | 1.5 | 1.4 | 1.1 | 1.2 | 1.3 | 1.8 | 1.4 | 1.5 | 1.4 | 4.73 | 3.39 | 1.3 | 0.7 | 0.72 | 0.64 | 0.71 | 0.89 | 1.45 | 1.49 | 1.55 | 1.82 | 2.24 | 2.13 | 1.58 | 5.96 | 4.16 | 2.38 | 1.1 | 1.63 | 2.23 | 2.15 | 1.6 | 0.6 | 0.48 | 0.44 | 0.58 | 0.9 | 1.42 | 1.65 | 4.03 | 2.95 | 0.93 | 0.86 | 0.98 | 1.07 | 1.14 | 1.38 | 1.76 | 1.97 | 2.05 | 1.76 | 1.43 | 0.92 | 0.73 | 2.81 | 2.1 | 1.11 | 0.75 | 0.7 | 0.52 | 0.45 | 0.4 | 0.34 | 0.29 | 0.2 | 0.13 | 0.09 | 0.15 | 0.18 | 2.66 | 2.43 | 1.87 | 1.62 | 1.04 | 0.33 | 0.17 | 0.15 | 0.11 | 0.12 | 0.13 | 0.18 | 0.14 | 0.15 | 0.14 | 28 | 21.6 | 10.9 | 8.8 | 19.9 | 31 | 37.9 | 36.8 | 35.6 | 34 | 32.6 | 31.1 | 31.3 | 28.6 | 27.1 | 25.5 | 22.4 | 15.3 | 11 | 13.7 | 14.7 | 21 | 20.6 | 24.3 | 25.7 | 25.3 | 21.1 | 18 | 18.8 | 20.7 | 45.1 | 42 | 35 | 26.3 | 27 | 22.7 | 31.7 | 31.4 | 39.8 | 38.1 | 39 | 36.2 | 34.6 | 31 | 30.3 | 17.4 | 14.4 | 9.2 | 14.4 | 20.9 | 27.5 | 23.5 | 21 | 18.4 | 16.2 | 11.5 | 7.7 | 5.6 | 9.7 | 11.3 | 19.5 | 17.2 | 13.5 | 10.2 | 9 | 6.8 | 6.5 | 7.3 | 6.7 | 7.4 | 8.5 | 11.5 | 9 | 9.5 | 8.7 | 1387.1 | 1061.2 | 519.5 | 408.5 | 896.1 | 1376.6 | 1680.3 | 1641.6 | 1616 | 1551.7 | 1490.5 | 1441.7 | 1465.5 | 1343 | 1251.6 | 1345.3 | 1139.2 | 769.4 | 525.5 | 672 | 748.7 | 1015.4 | 972.3 | 1085.9 | 1139.7 | 1119.1 | 945.1 | 827.5 | 886.1 | 981.3 | 2104.5 | 1928.5 | 1558.5 | 1177.7 | 1215.1 | 1033 | 1429.2 | 1432.8 | 1815.4 | 1751.6 | 1795.2 | 1658.5 | 1573.5 | 1390.1 | 1350.6 | 854.7 | 701.5 | 440.6 | 657.8 | 936.9 | 1219.6 | 1040 | 932.6 | 816.5 | 717.6 | 508 | 341.3 | 247.2 | 655.3 | 838.7 | 942.8 | 844 | 671.7 | 519.9 | 438.7 | 306.9 | 353.7 | 530.3 | 522.9 | 584.1 | 655.7 | 863.8 | 665.9 | 644.8 | 587.4 | 0.23 | 0.17 | 0.07 | 0.05 | 0.09 | 0.12 | 0.14 | 0.14 | 0.15 | 0.15 | 0.14 | 0.15 | 0.16 | 0.15 | 0.13 | 0.25 | 0.19 | 0.11 | 0.07 | 0.09 | 0.1 | 0.12 | 0.11 | 0.09 | 0.1 | 0.09 | 0.08 | 0.08 | 0.1 | 0.11 | 0.27 | 0.23 | 0.14 | 0.11 | 0.12 | 0.1 | 0.13 | 0.14 | 0.17 | 0.17 | 0.18 | 0.16 | 0.15 | 0.12 | 0.12 | 0.14 | 0.11 | 0.06 | 0.07 | 0.09 | 0.1 | 0.09 | 0.08 | 0.07 | 0.06 | 0.04 | 0.03 | 0.02 | 0.04 | 0.04 | 0.14 | 0.13 | 0.09 | 0.07 | 0.06 | 0.03 | 0.03 | 0.03 | 0.02 | 0.03 | 0.03 | 0.04 | 0.03 | 0.04 | 0.03 | 0.0587
| 16 | 305.2774 | 14.134 | 1.8788 | 306.1711 | 28.5816 | 1322.8942 | 0.14538 | 65.6611 | 333.859 | 1337.0283 | 2.0242 | 371.8322 | 500.1 | 409.3 | 253.7 | 195.7 | 240.6 | 287.4 | 334.6 | 335.4 | 351.2 | 338.4 | 333 | 342.3 | 362.3 | 338.1 | 298.8 | 554.8 | 448 | 323.6 | 208.9 | 229 | 240 | 268.3 | 241 | 223.9 | 228.1 | 225.4 | 202 | 194.7 | 221 | 244.4 | 533.1 | 467 | 335 | 291.4 | 298.6 | 292.2 | 337.5 | 348.8 | 397 | 396.9 | 405.5 | 383.7 | 364.6 | 320.3 | 303.6 | 311.1 | 279.7 | 212.8 | 214.2 | 223.5 | 241.5 | 216.2 | 194.3 | 171.8 | 143.8 | 106.6 | 75.9 | 58.1 | 41.9 | 31.2 | 316.8 | 300.9 | 251.6 | 209.5 | 151.9 | 93.5 | 53.3 | 26.8 | 14.6 | 11.8 | 8.4 | 6.5 | 4.6 | 2.5 | 1.7 | 40.9 | 32.6 | 19.6 | 13.3 | 10.5 | 6.8 | 6.8 | 7.9 | 11.5 | 11.8 | 12.4 | 15.2 | 18.3 | 17.4 | 13.1 | 51.6 | 37.8 | 26 | 14.5 | 16.2 | 18.2 | 16 | 12.5 | 5.5 | 4.7 | 4.4 | 5.4 | 7.7 | 11.3 | 13 | 30.3 | 22.8 | 8.9 | 10.3 | 11 | 13.4 | 12 | 13.9 | 14.3 | 15.8 | 16.4 | 14.9 | 12.7 | 9.1 | 7.4 | 25.1 | 21.8 | 16.4 | 11.9 | 8.5 | 5 | 4.5 | 4 | 3.6 | 2.9 | 2.1 | 1.5 | 1.1 | 1.7 | 1.9 | 23.5 | 22.9 | 19 | 16.4 | 10 | 3.9 | 1.7 | 1.5 | 1.2 | 1.3 | 1.4 | 2 | 1.5 | 1.7 | 1.5 | 5.85 | 4.65 | 2.79 | 1.86 | 1.37 | 0.76 | 0.71 | 0.88 | 1.42 | 1.47 | 1.58 | 2 | 2.45 | 2.35 | 1.73 | 7.44 | 5.42 | 3.7 | 2.03 | 2.27 | 2.56 | 2.2 | 1.69 | 0.61 | 0.49 | 0.45 | 0.63 | 0.99 | 1.52 | 1.76 | 4.17 | 3.07 | 1.05 | 1.29 | 1.4 | 1.78 | 1.51 | 1.79 | 1.8 | 2.04 | 2.12 | 1.91 | 1.59 | 1.07 | 0.83 | 3.59 | 3.11 | 2.34 | 1.63 | 1.09 | 0.52 | 0.47 | 0.42 | 0.37 | 0.3 | 0.22 | 0.15 | 0.11 | 0.17 | 0.19 | 3.33 | 3.24 | 2.68 | 2.32 | 1.38 | 0.51 | 0.19 | 0.17 | 0.12 | 0.13 | 0.14 | 0.2 | 0.15 | 0.17 | 0.15 | 31.1 | 26.3 | 16.7 | 14.5 | 23.1 | 32.7 | 39.1 | 38.2 | 37.1 | 35.1 | 33.8 | 32.5 | 32.5 | 30 | 28.5 | 28.8 | 26.7 | 20.4 | 15.3 | 16.4 | 16 | 21.8 | 21.3 | 25.3 | 26.6 | 26.5 | 22.4 | 19.4 | 19.7 | 21.3 | 45.1 | 42.8 | 37.3 | 30.2 | 30.5 | 27.4 | 34.8 | 34.6 | 40.8 | 39.3 | 40.1 | 38.5 | 37.9 | 35.1 | 34.4 | 19.6 | 18.3 | 14 | 18.3 | 22.6 | 28.2 | 25.2 | 22.6 | 20 | 16.8 | 12.5 | 8.9 | 6.9 | 10.6 | 12.2 | 21.9 | 20.2 | 16.9 | 13.5 | 11.6 | 9.1 | 7.7 | 8.2 | 7.3 | 8 | 9.1 | 12.5 | 9.8 | 10.5 | 9.6 | 1573.8 | 1320.3 | 841.2 | 710.9 | 1066.4 | 1458.6 | 1732.4 | 1702.9 | 1678.8 | 1597.6 | 1544.8 | 1510.7 | 1528.3 | 1413.7 | 1320.5 | 1557.7 | 1381.6 | 1047.1 | 749.6 | 816.2 | 820.4 | 1053.5 | 1006.3 | 1130.8 | 1179.2 | 1172.2 | 1004.2 | 890.1 | 928.1 | 1010.3 | 2112.7 | 1973.3 | 1661.1 | 1366 | 1385.8 | 1272.1 | 1582.8 | 1590.2 | 1858.3 | 1807.4 | 1843 | 1764.4 | 1722.8 | 1578.5 | 1534.9 | 989.4 | 916.7 | 705.4 | 862.6 | 1028.3 | 1249.4 | 1117.6 | 1003.7 | 887.9 | 746.4 | 554.1 | 394.5 | 302.8 | 700.4 | 884.8 | 1077 | 1009.8 | 856.9 | 698.6 | 567.8 | 418.4 | 413.9 | 589.7 | 567.5 | 632.1 | 697 | 915.7 | 703.8 | 681.7 | 617.7 | 0.27 | 0.22 | 0.13 | 0.1 | 0.11 | 0.13 | 0.15 | 0.15 | 0.16 | 0.15 | 0.15 | 0.16 | 0.17 | 0.16 | 0.14 | 0.3 | 0.24 | 0.16 | 0.1 | 0.11 | 0.11 | 0.13 | 0.11 | 0.1 | 0.1 | 0.1 | 0.09 | 0.09 | 0.1 | 0.11 | 0.27 | 0.23 | 0.15 | 0.13 | 0.14 | 0.14 | 0.15 | 0.16 | 0.18 | 0.18 | 0.18 | 0.17 | 0.16 | 0.14 | 0.13 | 0.17 | 0.15 | 0.11 | 0.1 | 0.1 | 0.11 | 0.09 | 0.09 | 0.08 | 0.06 | 0.05 | 0.03 | 0.03 | 0.04 | 0.04 | 0.17 | 0.16 | 0.12 | 0.1 | 0.07 | 0.04 | 0.03 | 0.03 | 0.03 | 0.03 | 0.03 | 0.05 | 0.04 | 0.04 | 0.04 | 0.059
| 17 | 367.3202 | 18.1737 | 2.4442 | 368.4768 | 33.4419 | 1548.0289 | 0.17875 | 76.8341 | 400.7622 | 1566.2026 | 2.6229 | 445.3109 | 591.9 | 519.8 | 394.3 | 324.3 | 320 | 318 | 344.3 | 345.8 | 362.8 | 346.4 | 345.4 | 364.8 | 385.3 | 361.4 | 314.8 | 669.4 | 558.4 | 451.1 | 308.2 | 303.9 | 287.1 | 296.4 | 264.9 | 239.3 | 241.9 | 244.3 | 227.5 | 217.7 | 237.4 | 251.8 | 539.7 | 482.2 | 366.4 | 356.9 | 360.9 | 371.8 | 382.3 | 394.6 | 410.5 | 413.6 | 420.8 | 411.7 | 400.8 | 362.7 | 345.4 | 375.6 | 368.5 | 328.6 | 302.7 | 268.7 | 250.2 | 233.6 | 210.4 | 188.4 | 152.2 | 121.6 | 93.6 | 76.2 | 52.6 | 40.1 | 378.6 | 371.4 | 328.1 | 272.4 | 190.8 | 121.2 | 64.7 | 33.2 | 16.6 | 14.1 | 10.6 | 7.8 | 5.6 | 3.2 | 2.2 | 48.8 | 40.6 | 30 | 21.9 | 16.2 | 8.1 | 6.8 | 7.8 | 11.5 | 11.8 | 12.8 | 16.6 | 19.8 | 18.8 | 13.7 | 62.7 | 46.7 | 35.9 | 21.5 | 22.3 | 22.3 | 18 | 14.2 | 5.9 | 5 | 4.8 | 6.2 | 8.3 | 12 | 13.4 | 31 | 23.6 | 10 | 13.5 | 14.2 | 17.8 | 14.2 | 16.2 | 14.9 | 16.4 | 17.1 | 16.2 | 14.2 | 10.3 | 8.3 | 30.5 | 28 | 24.6 | 17.8 | 11.9 | 5.1 | 4.8 | 4.4 | 4 | 3.1 | 2.4 | 1.8 | 1.5 | 1.9 | 2.2 | 28.3 | 28.4 | 24.8 | 20.9 | 12.3 | 5 | 2 | 1.8 | 1.3 | 1.4 | 1.6 | 2.2 | 1.7 | 2 | 1.8 | 6.99 | 5.79 | 4.26 | 3.07 | 2.18 | 0.93 | 0.7 | 0.85 | 1.41 | 1.46 | 1.62 | 2.19 | 2.67 | 2.54 | 1.79 | 9.06 | 6.69 | 5.11 | 3.03 | 3.14 | 3.14 | 2.48 | 1.92 | 0.66 | 0.53 | 0.5 | 0.72 | 1.06 | 1.61 | 1.81 | 4.27 | 3.18 | 1.18 | 1.73 | 1.83 | 2.38 | 1.81 | 2.11 | 1.89 | 2.12 | 2.21 | 2.07 | 1.79 | 1.23 | 0.94 | 4.36 | 3.98 | 3.5 | 2.47 | 1.57 | 0.54 | 0.51 | 0.47 | 0.42 | 0.32 | 0.25 | 0.19 | 0.15 | 0.19 | 0.22 | 4.01 | 4.04 | 3.51 | 2.96 | 1.71 | 0.66 | 0.23 | 0.2 | 0.13 | 0.14 | 0.16 | 0.22 | 0.17 | 0.2 | 0.18 | 36.6 | 34.2 | 26.7 | 24.4 | 28.8 | 35.7 | 40.4 | 39.7 | 38.7 | 36.2 | 35.1 | 34.3 | 34.2 | 31.8 | 30.2 | 34.3 | 33.7 | 28.8 | 22.5 | 21.1 | 18.7 | 23.8 | 23 | 27 | 28.2 | 28.7 | 25.2 | 21.9 | 21.2 | 21.9 | 45.3 | 44.2 | 40.7 | 36.2 | 36.1 | 34.4 | 38.9 | 38.7 | 42 | 41.1 | 41.5 | 41.1 | 41.3 | 39.7 | 39.2 | 23.7 | 25 | 22.6 | 25.1 | 25.7 | 29.2 | 27.2 | 24.5 | 21.9 | 17.8 | 14.3 | 11 | 9 | 12.2 | 13.7 | 26 | 24.8 | 22.1 | 18 | 14.8 | 11.9 | 9.1 | 9.5 | 8.3 | 9.1 | 10.2 | 14 | 11 | 12.4 | 11.3 | 1846.7 | 1690.1 | 1310.1 | 1170 | 1339.7 | 1592.3 | 1788.7 | 1766.7 | 1747.4 | 1644.2 | 1604.9 | 1597.5 | 1611.9 | 1505 | 1398.5 | 1863.4 | 1730.3 | 1462.1 | 1094.6 | 1055.3 | 964.8 | 1153.5 | 1093.4 | 1207.2 | 1249.8 | 1270.2 | 1129.8 | 1004.6 | 1001.5 | 1041.3 | 2127.4 | 2033.8 | 1807.3 | 1637.3 | 1640.7 | 1589.3 | 1770.9 | 1779.6 | 1915.4 | 1885.2 | 1909 | 1885.9 | 1883.6 | 1784.1 | 1746.7 | 1186.8 | 1222.9 | 1099.7 | 1174.8 | 1179.1 | 1293.3 | 1206.4 | 1085.3 | 971.8 | 789.3 | 631.7 | 486.8 | 397.1 | 781.8 | 969.7 | 1277.4 | 1236.6 | 1109.3 | 912.7 | 716 | 541 | 486.7 | 672.9 | 638.7 | 710.8 | 770.2 | 1014.4 | 780.8 | 786.7 | 715.1 | 0.32 | 0.28 | 0.21 | 0.17 | 0.16 | 0.14 | 0.15 | 0.15 | 0.16 | 0.16 | 0.16 | 0.17 | 0.18 | 0.17 | 0.14 | 0.36 | 0.3 | 0.23 | 0.16 | 0.15 | 0.14 | 0.14 | 0.12 | 0.11 | 0.11 | 0.11 | 0.1 | 0.1 | 0.11 | 0.12 | 0.27 | 0.24 | 0.17 | 0.17 | 0.17 | 0.18 | 0.18 | 0.18 | 0.19 | 0.19 | 0.19 | 0.19 | 0.18 | 0.16 | 0.15 | 0.2 | 0.2 | 0.18 | 0.16 | 0.13 | 0.11 | 0.1 | 0.09 | 0.08 | 0.07 | 0.05 | 0.04 | 0.03 | 0.04 | 0.05 | 0.2 | 0.2 | 0.17 | 0.14 | 0.09 | 0.06 | 0.04 | 0.04 | 0.03 | 0.03 | 0.04 | 0.05 | 0.04 | 0.05 | 0.04 | 0.059
| 18 | 428.4092 | 20.6324 | 2.7875 | 429.7256 | 39.7094 | 1806.4911 | 0.22157 | 90.3499 | 468.1186 | 1827.1235 | 3.0091 | 520.0755 | 678.5 | 630.3 | 532.4 | 452.4 | 396.4 | 349.9 | 354.2 | 356 | 374.1 | 352.7 | 354.6 | 378.9 | 400.9 | 377 | 328 | 775.1 | 665.7 | 576.1 | 406.3 | 370.8 | 324.7 | 314.4 | 279 | 246.3 | 245.8 | 252.2 | 237.9 | 232 | 249 | 262.1 | 542.8 | 492.3 | 393.7 | 419.4 | 423.3 | 451.4 | 425.7 | 435.7 | 419.5 | 426.1 | 430 | 427.9 | 422.4 | 393.8 | 379.7 | 438.4 | 460.3 | 447.2 | 393.9 | 312.4 | 258.9 | 249.4 | 224.7 | 202.5 | 160.1 | 134.4 | 109.6 | 96.2 | 67.2 | 55.5 | 435.6 | 432.3 | 392.9 | 327.3 | 226.9 | 154.5 | 81.2 | 46.6 | 20.2 | 16.8 | 12.6 | 8.8 | 6.2 | 3.5 | 2.5 | 54.3 | 46.1 | 35.9 | 26.5 | 19 | 9 | 7 | 8 | 11.9 | 12 | 13.2 | 17 | 20.4 | 19.3 | 14.1 | 71 | 53.2 | 42.9 | 26.3 | 26.4 | 25.1 | 19.4 | 15.2 | 6.2 | 5.2 | 5 | 6.4 | 8.7 | 12.3 | 13.6 | 31.1 | 23.9 | 10.7 | 15.7 | 16.5 | 20.7 | 15.5 | 17.5 | 15.2 | 16.9 | 17.3 | 16.4 | 14.5 | 10.9 | 9 | 34.3 | 32.3 | 29.8 | 21.4 | 13.7 | 5.3 | 5.2 | 4.7 | 4.3 | 3.3 | 2.7 | 2.2 | 1.8 | 2.2 | 2.5 | 31.3 | 31.7 | 28.2 | 23.7 | 13.9 | 6.1 | 2.5 | 2.2 | 1.4 | 1.6 | 1.7 | 2.3 | 1.8 | 2.1 | 2 | 7.78 | 6.58 | 5.09 | 3.71 | 2.56 | 1.05 | 0.72 | 0.87 | 1.45 | 1.5 | 1.68 | 2.25 | 2.74 | 2.6 | 1.84 | 10.25 | 7.62 | 6.09 | 3.69 | 3.71 | 3.55 | 2.68 | 2.06 | 0.7 | 0.55 | 0.52 | 0.75 | 1.1 | 1.65 | 1.84 | 4.28 | 3.21 | 1.26 | 2.03 | 2.14 | 2.77 | 1.98 | 2.27 | 1.92 | 2.18 | 2.24 | 2.1 | 1.81 | 1.28 | 1.01 | 4.91 | 4.59 | 4.23 | 2.96 | 1.82 | 0.56 | 0.55 | 0.51 | 0.46 | 0.34 | 0.28 | 0.22 | 0.19 | 0.22 | 0.25 | 4.45 | 4.51 | 3.99 | 3.35 | 1.93 | 0.79 | 0.3 | 0.25 | 0.14 | 0.16 | 0.17 | 0.24 | 0.18 | 0.21 | 0.2 | 43.6 | 44.6 | 40.6 | 38.1 | 36.9 | 39.3 | 41.6 | 40.9 | 39.9 | 36.8 | 36 | 35.8 | 35.8 | 33.5 | 31.6 | 41.4 | 42.7 | 39.8 | 31.7 | 26.5 | 21.3 | 25 | 24 | 27.7 | 28.6 | 29.6 | 26.3 | 23.5 | 22.5 | 23.1 | 45.7 | 45.4 | 43.8 | 42.8 | 42.6 | 42.7 | 43.7 | 43.2 | 43 | 42.3 | 42.5 | 43 | 44 | 43.4 | 43.2 | 28.9 | 33.9 | 34.5 | 34.6 | 30.2 | 30.2 | 29.1 | 26.1 | 23.5 | 18.7 | 15.7 | 12.9 | 11.4 | 14.1 | 15.7 | 31.2 | 30.3 | 28.1 | 23.1 | 18.3 | 15.6 | 11 | 11.3 | 9 | 9.9 | 10.9 | 14.9 | 11.7 | 13.5 | 12.6 | 2149.1 | 2121.2 | 1879.3 | 1726.3 | 1672.5 | 1741.9 | 1840.5 | 1818.8 | 1801.3 | 1671.5 | 1644.3 | 1664.7 | 1685 | 1580.1 | 1460.8 | 2194.5 | 2120.2 | 1940.7 | 1490.5 | 1303.8 | 1090.1 | 1214.4 | 1141.6 | 1238.7 | 1268.2 | 1309.9 | 1180.9 | 1076.6 | 1059.2 | 1093.6 | 2139.4 | 2080.8 | 1938.9 | 1916.3 | 1916.9 | 1944.5 | 1974 | 1971.8 | 1958.3 | 1942.3 | 1954.5 | 1970.1 | 1998.8 | 1947.6 | 1923.6 | 1410.3 | 1589 | 1586 | 1561.8 | 1362 | 1336.1 | 1285.8 | 1156 | 1040.9 | 828.1 | 697 | 569.8 | 501.5 | 869.7 | 1067.3 | 1494.1 | 1467.8 | 1361.6 | 1131.7 | 867.2 | 694.9 | 567.4 | 760.7 | 686.9 | 763.8 | 814.8 | 1067.7 | 821.2 | 853.2 | 785.7 | 0.38 | 0.36 | 0.31 | 0.26 | 0.21 | 0.16 | 0.16 | 0.16 | 0.17 | 0.16 | 0.16 | 0.17 | 0.19 | 0.17 | 0.15 | 0.42 | 0.37 | 0.31 | 0.22 | 0.19 | 0.16 | 0.15 | 0.13 | 0.11 | 0.11 | 0.11 | 0.11 | 0.1 | 0.11 | 0.12 | 0.28 | 0.25 | 0.19 | 0.21 | 0.21 | 0.23 | 0.2 | 0.2 | 0.19 | 0.19 | 0.2 | 0.19 | 0.19 | 0.18 | 0.17 | 0.25 | 0.26 | 0.26 | 0.22 | 0.16 | 0.12 | 0.11 | 0.1 | 0.09 | 0.07 | 0.06 | 0.05 | 0.04 | 0.05 | 0.06 | 0.24 | 0.24 | 0.21 | 0.17 | 0.12 | 0.08 | 0.05 | 0.05 | 0.03 | 0.04 | 0.04 | 0.06 | 0.04 | 0.05 | 0.05 | 0.0587
| 19 | 465.4016 | 22.2151 | 3.0069 | 466.8205 | 43.4402 | 1958.7961 | 0.24719 | 98.352 | 508.8418 | 1981.0113 | 3.2541 | 565.1725 | 735.6 | 686.4 | 619.5 | 538.4 | 464 | 376.6 | 354.8 | 355.7 | 372.9 | 349.1 | 351.4 | 378.1 | 400.5 | 376 | 323.7 | 838.6 | 718.7 | 643.7 | 464.9 | 420.2 | 349.9 | 318.3 | 282.3 | 247.9 | 247.8 | 255.4 | 241 | 235.9 | 250.9 | 263 | 543.5 | 495.6 | 407.7 | 451.3 | 453.8 | 477.5 | 433.5 | 443.5 | 419.4 | 426.3 | 429.3 | 428.5 | 422.5 | 395.1 | 382.7 | 479.1 | 503.7 | 512.3 | 439 | 341.7 | 260.7 | 252.4 | 227.5 | 205.9 | 165.2 | 143.2 | 120.1 | 105.1 | 72.5 | 60.3 | 474.1 | 464.3 | 425.8 | 353.5 | 248.9 | 173.1 | 86.7 | 50.2 | 21.9 | 18.6 | 14.4 | 9.7 | 6.7 | 3.8 | 2.7 | 58.6 | 49.6 | 39.8 | 29.4 | 21.3 | 9.7 | 7.1 | 8 | 11.9 | 12 | 13.2 | 17.2 | 20.4 | 19.2 | 13.7 | 76.7 | 57.4 | 46.9 | 28.8 | 28.6 | 26.5 | 19.8 | 15.5 | 6.2 | 5.2 | 5.1 | 6.6 | 8.8 | 12.3 | 13.5 | 31.5 | 24.2 | 11.1 | 16.9 | 17.6 | 21.6 | 15.9 | 17.9 | 15.3 | 16.9 | 17.3 | 16.7 | 14.7 | 11 | 9.1 | 37.2 | 34.8 | 32.7 | 23 | 14.8 | 5.4 | 5.2 | 4.8 | 4.4 | 3.4 | 2.9 | 2.4 | 2 | 2.3 | 2.6 | 34 | 34 | 30.3 | 25 | 14.8 | 6.7 | 2.8 | 2.4 | 1.5 | 1.6 | 1.8 | 2.4 | 1.9 | 2.2 | 2.1 | 8.39 | 7.08 | 5.64 | 4.11 | 2.88 | 1.13 | 0.73 | 0.87 | 1.45 | 1.49 | 1.68 | 2.26 | 2.74 | 2.59 | 1.79 | 11.08 | 8.22 | 6.67 | 4.04 | 4.03 | 3.75 | 2.73 | 2.11 | 0.71 | 0.56 | 0.53 | 0.77 | 1.12 | 1.64 | 1.81 | 4.35 | 3.27 | 1.32 | 2.18 | 2.29 | 2.89 | 2.02 | 2.32 | 1.93 | 2.18 | 2.24 | 2.14 | 1.85 | 1.3 | 1.02 | 5.32 | 4.94 | 4.64 | 3.19 | 1.97 | 0.56 | 0.55 | 0.51 | 0.47 | 0.35 | 0.3 | 0.25 | 0.21 | 0.23 | 0.26 | 4.82 | 4.83 | 4.28 | 3.53 | 2.05 | 0.88 | 0.33 | 0.28 | 0.15 | 0.16 | 0.18 | 0.24 | 0.19 | 0.22 | 0.21 | 47.6 | 49.2 | 49.2 | 47.5 | 44.3 | 42.3 | 41.6 | 40.9 | 39.7 | 36.4 | 35.6 | 35.6 | 35.8 | 33.5 | 31.3 | 45 | 46.2 | 45.5 | 37.6 | 31.4 | 23.4 | 25.2 | 24.1 | 27.9 | 28.8 | 29.9 | 26.6 | 23.9 | 22.8 | 23.4 | 45.4 | 45.4 | 45.3 | 46.2 | 45.9 | 45.4 | 44.4 | 43.9 | 42.9 | 42.3 | 42.4 | 42.9 | 43.8 | 43.5 | 43.5 | 31.9 | 37.7 | 40.9 | 39.5 | 33.3 | 30.4 | 29.4 | 26.4 | 23.9 | 19.3 | 16.8 | 14.1 | 12.4 | 14.7 | 16.3 | 34.1 | 32.6 | 30.6 | 25.6 | 20.5 | 17.6 | 11.5 | 11.6 | 9.3 | 10.3 | 11.3 | 15.3 | 12 | 14.1 | 13 | 2336.1 | 2320.6 | 2230.1 | 2099.4 | 1969.3 | 1869.3 | 1842 | 1816.8 | 1794.9 | 1653 | 1626.5 | 1656.3 | 1684.3 | 1578.2 | 1447.6 | 2372.5 | 2284.3 | 2185.7 | 1731.6 | 1505.1 | 1187.5 | 1226.2 | 1150.9 | 1246 | 1276.8 | 1325.2 | 1195 | 1094.4 | 1071 | 1103.3 | 2131.8 | 2088.7 | 2005.8 | 2056.9 | 2051.5 | 2060.1 | 2010 | 2006.2 | 1955.9 | 1943.4 | 1949.9 | 1967.1 | 1992.3 | 1950.2 | 1938.5 | 1550.8 | 1750.8 | 1849.7 | 1752.3 | 1485.9 | 1345.5 | 1301.6 | 1170.6 | 1058.7 | 854.2 | 741.6 | 623.3 | 547.2 | 897.3 | 1093 | 1628.8 | 1577.8 | 1483.5 | 1235.5 | 961.1 | 777.3 | 589.6 | 778.7 | 701.7 | 784.2 | 831.5 | 1088.9 | 837.5 | 880.8 | 808.1 | 0.42 | 0.4 | 0.37 | 0.32 | 0.25 | 0.18 | 0.16 | 0.16 | 0.17 | 0.16 | 0.16 | 0.17 | 0.19 | 0.17 | 0.15 | 0.46 | 0.4 | 0.36 | 0.26 | 0.22 | 0.17 | 0.15 | 0.13 | 0.11 | 0.11 | 0.11 | 0.11 | 0.11 | 0.12 | 0.12 | 0.28 | 0.25 | 0.19 | 0.23 | 0.23 | 0.24 | 0.2 | 0.21 | 0.19 | 0.19 | 0.2 | 0.19 | 0.19 | 0.18 | 0.17 | 0.27 | 0.29 | 0.31 | 0.25 | 0.18 | 0.12 | 0.11 | 0.1 | 0.09 | 0.07 | 0.06 | 0.05 | 0.05 | 0.05 | 0.06 | 0.26 | 0.25 | 0.23 | 0.19 | 0.13 | 0.09 | 0.05 | 0.05 | 0.03 | 0.04 | 0.04 | 0.06 | 0.04 | 0.05 | 0.05 | 0.058
| 20 | 458.4625 | 23.0544 | 3.1288 | 459.9371 | 41.5503 | 1905.7285 | 0.23233 | 94.9723 | 500.0128 | 1928.7829 | 3.3612 | 554.9094 | 744.5 | 683.9 | 609.5 | 527.3 | 459.6 | 373.8 | 347.3 | 347.2 | 365.2 | 340.8 | 343.8 | 369.4 | 391.6 | 365.3 | 312.3 | 847.1 | 716.4 | 638.2 | 458.5 | 420.8 | 349.5 | 315.7 | 282 | 250.3 | 250.8 | 256.3 | 238.4 | 231.4 | 246.2 | 259 | 543.6 | 494.8 | 406.2 | 449.2 | 450.6 | 465.3 | 420.6 | 431.2 | 414.3 | 422.8 | 425.3 | 420 | 408.5 | 376.4 | 363.3 | 485.5 | 500.1 | 503.9 | 427.2 | 336.3 | 257.7 | 248.2 | 223.5 | 201.8 | 165.9 | 145.7 | 121.3 | 96.3 | 62.4 | 48.4 | 475.5 | 462.8 | 421.4 | 347.6 | 244.8 | 165.3 | 79.8 | 43.2 | 18.4 | 15.6 | 11.8 | 8.2 | 5.9 | 3.4 | 2.4 | 62.1 | 52.6 | 42.3 | 31.1 | 22.2 | 9.8 | 6.8 | 7.8 | 11.5 | 11.5 | 12.8 | 17 | 20.3 | 19.1 | 13.5 | 80.2 | 59.8 | 48.8 | 30.1 | 29.5 | 26.6 | 19.3 | 15.3 | 6.1 | 5.3 | 5.1 | 6.5 | 8.6 | 12.2 | 13.4 | 32.6 | 25.1 | 11.3 | 17.7 | 18.3 | 22.3 | 15.8 | 17.9 | 15.2 | 16.9 | 17.3 | 16.5 | 14.5 | 10.7 | 8.8 | 39.6 | 37 | 35 | 24.4 | 15.4 | 5.3 | 5.1 | 4.7 | 4.3 | 3.4 | 2.9 | 2.4 | 1.9 | 2.1 | 2.3 | 35.6 | 35.4 | 31.1 | 25.5 | 15 | 6.5 | 2.5 | 2.2 | 1.4 | 1.6 | 1.7 | 2.3 | 1.8 | 2.2 | 2 | 8.9 | 7.5 | 6.01 | 4.34 | 3.01 | 1.14 | 0.7 | 0.85 | 1.4 | 1.43 | 1.62 | 2.25 | 2.74 | 2.59 | 1.77 | 11.58 | 8.57 | 6.95 | 4.23 | 4.16 | 3.76 | 2.65 | 2.07 | 0.69 | 0.56 | 0.53 | 0.75 | 1.1 | 1.63 | 1.81 | 4.51 | 3.39 | 1.34 | 2.3 | 2.38 | 2.99 | 2.02 | 2.33 | 1.92 | 2.18 | 2.23 | 2.11 | 1.82 | 1.27 | 0.98 | 5.66 | 5.27 | 4.97 | 3.4 | 2.07 | 0.55 | 0.54 | 0.5 | 0.45 | 0.35 | 0.3 | 0.25 | 0.19 | 0.21 | 0.23 | 5.06 | 5.03 | 4.4 | 3.6 | 2.07 | 0.84 | 0.29 | 0.24 | 0.14 | 0.16 | 0.17 | 0.23 | 0.18 | 0.22 | 0.2 | 45.3 | 45.8 | 45.1 | 44.1 | 42.6 | 41.9 | 40.8 | 39.9 | 39 | 35.6 | 34.9 | 34.6 | 34.6 | 32.1 | 30 | 42.7 | 43.4 | 42.8 | 35.4 | 30.6 | 23.3 | 25.3 | 24.3 | 28.3 | 29.1 | 30 | 26.4 | 23.5 | 22.3 | 22.9 | 44.3 | 44.5 | 44.8 | 45 | 44.7 | 43 | 42.6 | 42.2 | 42.3 | 41.9 | 41.9 | 41.9 | 42.1 | 41.2 | 41.2 | 30.4 | 34.8 | 37.3 | 36.3 | 31.8 | 30.1 | 28.9 | 26 | 23.4 | 19.4 | 17.1 | 14.2 | 11.4 | 13.4 | 14.8 | 32.5 | 31 | 29.1 | 24.2 | 19.7 | 16.7 | 10.8 | 10.9 | 8.9 | 9.8 | 10.8 | 14.8 | 11.6 | 13.7 | 12.7 | 2301.2 | 2242.4 | 2125.9 | 2012.7 | 1928.2 | 1857.1 | 1805.6 | 1775.7 | 1763.7 | 1619.2 | 1596.7 | 1610.2 | 1632.9 | 1518.1 | 1388.2 | 2330.7 | 2216.3 | 2116.2 | 1669.6 | 1485.9 | 1183.7 | 1226.6 | 1157.2 | 1262.9 | 1294.1 | 1330.8 | 1183.8 | 1074 | 1048.3 | 1082.9 | 2106.3 | 2067 | 1997.8 | 2029.9 | 2022.9 | 1982.2 | 1943.4 | 1939.4 | 1932 | 1925.4 | 1929.1 | 1923.4 | 1919.1 | 1851.8 | 1837.1 | 1530.2 | 1682.8 | 1757.6 | 1660.3 | 1442.5 | 1332.8 | 1282.3 | 1152 | 1039.4 | 859.4 | 756.1 | 630.6 | 501.6 | 836.6 | 1018.8 | 1601 | 1539.6 | 1444.3 | 1196.8 | 939.4 | 747.7 | 561.7 | 746 | 682 | 764.6 | 812.1 | 1069.5 | 824.3 | 869.5 | 799.5 | 0.4 | 0.38 | 0.34 | 0.3 | 0.24 | 0.17 | 0.15 | 0.15 | 0.16 | 0.15 | 0.15 | 0.17 | 0.18 | 0.17 | 0.14 | 0.46 | 0.39 | 0.34 | 0.25 | 0.22 | 0.17 | 0.15 | 0.13 | 0.11 | 0.11 | 0.11 | 0.11 | 0.1 | 0.11 | 0.12 | 0.27 | 0.24 | 0.19 | 0.22 | 0.22 | 0.23 | 0.19 | 0.2 | 0.19 | 0.19 | 0.19 | 0.19 | 0.18 | 0.17 | 0.16 | 0.26 | 0.28 | 0.28 | 0.24 | 0.17 | 0.11 | 0.11 | 0.1 | 0.09 | 0.07 | 0.06 | 0.05 | 0.04 | 0.05 | 0.05 | 0.25 | 0.24 | 0.22 | 0.18 | 0.12 | 0.08 | 0.04 | 0.04 | 0.03 | 0.04 | 0.04 | 0.05 | 0.04 | 0.05 | 0.05 | 0.0559
| 21 | 472.6226 | 26.5363 | 3.6372 | 474.3295 | 40.1283 | 1892.4108 | 0.23226 | 93.1774 | 512.7509 | 1918.9471 | 3.8695 | 567.5069 | 763.3 | 717 | 660.8 | 568 | 477.7 | 367.9 | 342.2 | 342.3 | 360.5 | 334.6 | 337.3 | 361.5 | 381.8 | 354.2 | 300.5 | 861.8 | 734 | 664.5 | 485.2 | 442.3 | 359.9 | 321.2 | 285.7 | 252.2 | 251.6 | 255.5 | 235.1 | 225.7 | 240.6 | 253.8 | 537.6 | 489.3 | 403.2 | 465.5 | 467.9 | 492.8 | 429 | 441 | 411.9 | 421.2 | 420.6 | 411.3 | 395 | 360 | 346.8 | 499.3 | 528.4 | 541.9 | 456.8 | 345.7 | 254.5 | 244.5 | 220.5 | 199.1 | 164.5 | 145.4 | 120.9 | 92.2 | 57.5 | 42.2 | 485.3 | 470.3 | 426.1 | 348.3 | 245.7 | 162.7 | 76.2 | 38 | 17.5 | 15.1 | 11.6 | 8 | 5.7 | 3.3 | 2.3 | 67.8 | 60.2 | 52 | 39.1 | 26.3 | 10.1 | 6.7 | 7.7 | 11.4 | 11.4 | 12.5 | 16.9 | 20.1 | 18.9 | 13.2 | 85.1 | 65 | 54.9 | 36 | 33.7 | 28 | 19.4 | 15.3 | 6.1 | 5.2 | 5.1 | 6.3 | 8.3 | 11.8 | 13.1 | 33 | 25.3 | 11.4 | 21 | 21.7 | 27.2 | 17.8 | 20 | 15.6 | 17.4 | 17.4 | 16.5 | 14.4 | 10.5 | 8.6 | 43.5 | 43.2 | 42.7 | 30.4 | 17.8 | 5.1 | 5 | 4.6 | 4.2 | 3.3 | 2.9 | 2.4 | 1.8 | 2 | 2.2 | 38.9 | 38 | 32.8 | 26.2 | 15.3 | 6.6 | 2.4 | 2 | 1.4 | 1.5 | 1.7 | 2.3 | 1.8 | 2.2 | 2 | 9.72 | 8.61 | 7.4 | 5.51 | 3.61 | 1.2 | 0.69 | 0.85 | 1.38 | 1.41 | 1.58 | 2.24 | 2.72 | 2.56 | 1.73 | 12.29 | 9.31 | 7.83 | 5.1 | 4.76 | 3.97 | 2.66 | 2.08 | 0.68 | 0.55 | 0.52 | 0.73 | 1.05 | 1.58 | 1.76 | 4.56 | 3.42 | 1.35 | 2.78 | 2.89 | 3.71 | 2.31 | 2.65 | 1.99 | 2.26 | 2.27 | 2.14 | 1.82 | 1.26 | 0.97 | 6.23 | 6.17 | 6.08 | 4.26 | 2.41 | 0.53 | 0.52 | 0.49 | 0.44 | 0.35 | 0.3 | 0.25 | 0.18 | 0.2 | 0.22 | 5.53 | 5.4 | 4.64 | 3.7 | 2.11 | 0.86 | 0.27 | 0.22 | 0.14 | 0.15 | 0.17 | 0.23 | 0.18 | 0.22 | 0.2 | 42.3 | 42.9 | 42.9 | 41.9 | 41.1 | 40.7 | 40.2 | 39.3 | 38.5 | 35 | 34.3 | 33.6 | 33.4 | 30.8 | 28.7 | 39.8 | 40.8 | 40.5 | 33.3 | 29.6 | 23.4 | 25.9 | 24.8 | 28.6 | 29.3 | 29.9 | 26.1 | 23 | 21.8 | 22.5 | 43 | 43.4 | 44.3 | 44.1 | 43.8 | 42.1 | 42 | 41.5 | 41.6 | 41.2 | 41.1 | 40.7 | 40.4 | 39.2 | 39.2 | 28.4 | 32.7 | 35.1 | 34.6 | 30.8 | 29.8 | 28.5 | 25.6 | 23.1 | 19.2 | 17 | 14.2 | 10.9 | 12.8 | 13.9 | 30.6 | 29.4 | 28 | 23.5 | 19.5 | 16.1 | 10.4 | 10.3 | 8.8 | 9.7 | 10.6 | 14.5 | 11.4 | 13.6 | 12.7 | 2264.8 | 2228.4 | 2156.2 | 2024.3 | 1920.2 | 1814.9 | 1781 | 1748.6 | 1740.5 | 1588.6 | 1568.3 | 1569.4 | 1583.6 | 1461.5 | 1331.2 | 2295 | 2186.6 | 2101.2 | 1655 | 1491.2 | 1201.2 | 1256 | 1177.1 | 1275.3 | 1299.5 | 1327.2 | 1169.4 | 1050.7 | 1025.5 | 1062.1 | 2073 | 2038.1 | 1984.5 | 2033.7 | 2025.5 | 1995.6 | 1932.4 | 1930.2 | 1904.4 | 1898.7 | 1895.6 | 1870.1 | 1844.8 | 1762.8 | 1748 | 1508.7 | 1678.7 | 1764.9 | 1666.6 | 1433.5 | 1319.3 | 1265.4 | 1138.3 | 1027 | 852.6 | 754.5 | 628 | 480.5 | 806.6 | 979.2 | 1573.6 | 1519.3 | 1432 | 1191 | 942.6 | 733.2 | 545.5 | 721.7 | 677.9 | 757.2 | 798.1 | 1054.4 | 815.1 | 868.4 | 800 | 0.39 | 0.37 | 0.35 | 0.3 | 0.24 | 0.17 | 0.15 | 0.15 | 0.16 | 0.15 | 0.15 | 0.17 | 0.18 | 0.16 | 0.14 | 0.44 | 0.38 | 0.34 | 0.25 | 0.22 | 0.18 | 0.15 | 0.13 | 0.11 | 0.11 | 0.11 | 0.1 | 0.1 | 0.11 | 0.12 | 0.26 | 0.23 | 0.18 | 0.22 | 0.22 | 0.24 | 0.2 | 0.2 | 0.19 | 0.19 | 0.19 | 0.19 | 0.18 | 0.16 | 0.15 | 0.26 | 0.27 | 0.28 | 0.24 | 0.17 | 0.11 | 0.11 | 0.1 | 0.09 | 0.07 | 0.06 | 0.05 | 0.04 | 0.05 | 0.05 | 0.25 | 0.24 | 0.21 | 0.17 | 0.12 | 0.08 | 0.04 | 0.04 | 0.03 | 0.04 | 0.04 | 0.05 | 0.04 | 0.05 | 0.05 | 0.0527
| 22 | 480.5864 | 28.6069 | 3.9329 | 482.4296 | 39.157 | 1885.7255 | 0.22955 | 92.0181 | 519.7434 | 1914.3324 | 4.1625 | 574.4478 | 744.5 | 704.1 | 679.8 | 604.3 | 513.4 | 373.5 | 338.9 | 338.2 | 360.5 | 331.8 | 332.9 | 351.2 | 371.7 | 343.8 | 290.6 | 840 | 723.2 | 682.3 | 554.6 | 520 | 426 | 349.2 | 302.7 | 258.8 | 252.5 | 254.3 | 231.9 | 222.2 | 236.1 | 249.4 | 527.9 | 479.4 | 395.1 | 455.3 | 460.5 | 490.9 | 430.2 | 441.2 | 408.1 | 416.6 | 414.2 | 402.4 | 384 | 348.2 | 335.5 | 486.7 | 519.1 | 549.5 | 470.7 | 359.9 | 253.4 | 243.9 | 220.3 | 199.2 | 163.9 | 146.6 | 121.9 | 93.3 | 56.5 | 41.4 | 469 | 452.2 | 404.8 | 340.3 | 248.2 | 170.3 | 79.1 | 37.5 | 17.2 | 14.7 | 11.2 | 7.5 | 5.5 | 3.2 | 2.2 | 66.8 | 60.3 | 56 | 45.3 | 31.8 | 11.4 | 6.8 | 7.8 | 12 | 11.9 | 12.9 | 16.5 | 19.8 | 18.7 | 13.1 | 83.4 | 64.6 | 58 | 45 | 42.9 | 35.1 | 22 | 17 | 6.8 | 5.5 | 5.2 | 6.3 | 8.3 | 11.8 | 13.1 | 32.3 | 24.5 | 10.7 | 20.2 | 21.3 | 27.5 | 18.5 | 20.6 | 15.6 | 17.3 | 17.1 | 16.4 | 14.3 | 10.7 | 8.7 | 42.8 | 43.4 | 45.3 | 33.5 | 20.3 | 5.1 | 5 | 4.6 | 4.2 | 3.4 | 3 | 2.4 | 1.8 | 2 | 2.2 | 37.5 | 36 | 29.9 | 24.8 | 14.9 | 7.1 | 2.4 | 2 | 1.4 | 1.5 | 1.7 | 2.3 | 1.8 | 2.1 | 2 | 9.56 | 8.61 | 7.97 | 6.39 | 4.39 | 1.38 | 0.7 | 0.86 | 1.49 | 1.5 | 1.65 | 2.19 | 2.67 | 2.54 | 1.73 | 12.03 | 9.25 | 8.27 | 6.39 | 6.1 | 4.98 | 3.04 | 2.32 | 0.78 | 0.59 | 0.54 | 0.73 | 1.05 | 1.58 | 1.77 | 4.45 | 3.29 | 1.24 | 2.65 | 2.82 | 3.75 | 2.42 | 2.74 | 1.99 | 2.25 | 2.22 | 2.12 | 1.82 | 1.29 | 1 | 6.11 | 6.17 | 6.45 | 4.7 | 2.77 | 0.52 | 0.52 | 0.49 | 0.44 | 0.35 | 0.31 | 0.25 | 0.18 | 0.2 | 0.22 | 5.31 | 5.11 | 4.21 | 3.49 | 2.05 | 0.92 | 0.27 | 0.22 | 0.14 | 0.15 | 0.17 | 0.23 | 0.18 | 0.21 | 0.2 | 40.3 | 40.7 | 41.4 | 40.9 | 40.8 | 40.2 | 39.7 | 38.7 | 37.8 | 34.1 | 33.3 | 32.5 | 32.4 | 29.6 | 27.5 | 38.1 | 39.4 | 39.9 | 34.4 | 31.6 | 25.9 | 27.3 | 25.5 | 28.8 | 29.2 | 29.7 | 25.7 | 22.6 | 21.3 | 21.9 | 42.2 | 42.7 | 43.8 | 43.3 | 43 | 41.5 | 41.4 | 41 | 41.1 | 40.7 | 40.5 | 39.6 | 39 | 37.4 | 37.5 | 27.2 | 31.1 | 33.4 | 33.4 | 30.4 | 29.7 | 28.5 | 25.6 | 23.1 | 19.1 | 17.2 | 14.3 | 11 | 12.6 | 13.8 | 29.6 | 28.6 | 27.7 | 23.6 | 20.1 | 16.6 | 10.8 | 10.2 | 8.7 | 9.6 | 10.5 | 14.4 | 11.4 | 13.5 | 12.6 | 2207.8 | 2176.6 | 2167 | 2068.5 | 1972.7 | 1814.3 | 1759.5 | 1721.7 | 1717.8 | 1555.2 | 1530.1 | 1520.5 | 1535.8 | 1407.4 | 1276 | 2238.7 | 2152.4 | 2124.8 | 1793.7 | 1662.2 | 1366.8 | 1334.6 | 1221.3 | 1291.8 | 1296.8 | 1317.8 | 1152.4 | 1032.4 | 1001.9 | 1037.1 | 2047.8 | 2013.5 | 1962.1 | 2009.1 | 2003.5 | 1984.6 | 1918.1 | 1914.7 | 1881.4 | 1876.3 | 1868 | 1823.7 | 1782.5 | 1688.9 | 1677.1 | 1471.9 | 1640.5 | 1751.6 | 1668.7 | 1447 | 1315.5 | 1263.2 | 1137.3 | 1027.6 | 848.5 | 760.7 | 633.2 | 485.8 | 798.6 | 971.4 | 1537.8 | 1486.3 | 1406.9 | 1193.8 | 970.8 | 765 | 564.1 | 720.2 | 676.9 | 754.5 | 800.7 | 1057.5 | 817.9 | 874.3 | 806.9 | 0.37 | 0.35 | 0.34 | 0.3 | 0.25 | 0.17 | 0.15 | 0.15 | 0.16 | 0.15 | 0.15 | 0.16 | 0.17 | 0.16 | 0.13 | 0.42 | 0.36 | 0.34 | 0.27 | 0.25 | 0.21 | 0.16 | 0.14 | 0.11 | 0.11 | 0.11 | 0.1 | 0.1 | 0.11 | 0.12 | 0.25 | 0.22 | 0.18 | 0.21 | 0.21 | 0.23 | 0.2 | 0.2 | 0.18 | 0.19 | 0.19 | 0.18 | 0.17 | 0.16 | 0.15 | 0.24 | 0.26 | 0.27 | 0.23 | 0.17 | 0.11 | 0.11 | 0.1 | 0.09 | 0.07 | 0.06 | 0.05 | 0.04 | 0.05 | 0.05 | 0.23 | 0.22 | 0.19 | 0.16 | 0.12 | 0.08 | 0.04 | 0.04 | 0.03 | 0.04 | 0.04 | 0.05 | 0.04 | 0.05 | 0.05 | 0.0493
| 23 | 470.9855 | 27.6251 | 3.7865 | 472.7624 | 38.6923 | 1864.9189 | 0.22119 | 90.9686 | 509.6778 | 1892.544 | 4.0077 | 563.7311 | 728.9 | 682.2 | 652.7 | 590.3 | 510.3 | 374.8 | 336.3 | 334 | 356.5 | 326 | 329.4 | 348.8 | 372.6 | 343.8 | 291.3 | 819.6 | 696.7 | 654.1 | 567.4 | 550.8 | 473.2 | 370.7 | 320.9 | 264.9 | 253.6 | 253 | 230.5 | 222.3 | 235.4 | 248.2 | 525.3 | 477.1 | 393.1 | 451.3 | 458.2 | 482.1 | 424.7 | 434.4 | 408.4 | 415.5 | 412.3 | 396.7 | 376.2 | 338.4 | 326.4 | 473.9 | 499.7 | 525.9 | 454.8 | 354.6 | 252.3 | 242.9 | 219.5 | 198.8 | 163.8 | 148.4 | 124.2 | 94.9 | 56.3 | 40.9 | 456.9 | 434.4 | 380.2 | 321.8 | 243.8 | 174.9 | 85 | 38.7 | 17 | 14.1 | 10.7 | 7 | 5.2 | 3 | 2.1 | 65.1 | 57.8 | 52.7 | 43.6 | 31.4 | 11.6 | 6.7 | 7.7 | 11.9 | 11.7 | 12.9 | 16.6 | 19.9 | 18.8 | 13.2 | 81 | 61.4 | 54.2 | 45.5 | 45.6 | 39.5 | 24.2 | 18.9 | 7.6 | 5.8 | 5.2 | 6.4 | 8.5 | 12.1 | 13.4 | 32.1 | 24.4 | 10.6 | 20 | 21.5 | 27 | 18.4 | 20.3 | 16.1 | 17.8 | 17.6 | 16.4 | 14.1 | 10.5 | 8.7 | 41.3 | 41.1 | 42.5 | 31.8 | 19.8 | 5 | 4.9 | 4.6 | 4.2 | 3.3 | 3 | 2.5 | 1.8 | 2 | 2.2 | 36 | 33.6 | 26.2 | 21.9 | 13.6 | 7 | 2.6 | 2 | 1.4 | 1.5 | 1.7 | 2.3 | 1.8 | 2.1 | 2 | 9.31 | 8.23 | 7.48 | 6.13 | 4.33 | 1.41 | 0.7 | 0.85 | 1.47 | 1.47 | 1.65 | 2.2 | 2.7 | 2.56 | 1.75 | 11.67 | 8.78 | 7.71 | 6.45 | 6.48 | 5.61 | 3.35 | 2.59 | 0.9 | 0.64 | 0.55 | 0.75 | 1.09 | 1.63 | 1.82 | 4.42 | 3.28 | 1.24 | 2.63 | 2.84 | 3.67 | 2.4 | 2.69 | 2.07 | 2.32 | 2.29 | 2.13 | 1.79 | 1.27 | 1.01 | 5.89 | 5.83 | 6.03 | 4.44 | 2.7 | 0.52 | 0.51 | 0.48 | 0.44 | 0.35 | 0.31 | 0.25 | 0.19 | 0.2 | 0.22 | 5.09 | 4.75 | 3.66 | 3.05 | 1.85 | 0.91 | 0.3 | 0.22 | 0.14 | 0.15 | 0.17 | 0.23 | 0.18 | 0.21 | 0.2 | 39.6 | 39.9 | 40.6 | 40.4 | 40.6 | 40.2 | 39.4 | 38.2 | 37.4 | 33.5 | 32.9 | 32.2 | 32.4 | 29.5 | 27.5 | 37.5 | 38.6 | 39.4 | 35.6 | 33.3 | 28.3 | 28.3 | 26.3 | 29 | 29 | 29.5 | 25.4 | 22.3 | 20.9 | 21.5 | 42 | 42.5 | 43.5 | 42.9 | 42.5 | 40.8 | 40.8 | 40.3 | 40.6 | 40.1 | 39.9 | 38.8 | 38.1 | 36.3 | 36.3 | 26.7 | 30.4 | 32.7 | 32.8 | 30 | 29.6 | 28.4 | 25.5 | 23.1 | 19.1 | 17.4 | 14.6 | 11.2 | 12.5 | 13.7 | 29.2 | 28.3 | 27.7 | 23.7 | 20.7 | 17.3 | 11.4 | 10.4 | 8.7 | 9.6 | 10.5 | 14.4 | 11.3 | 13.5 | 12.6 | 2178 | 2135.7 | 2123.1 | 2050.4 | 1972.7 | 1815 | 1745.3 | 1702.1 | 1699.5 | 1528.8 | 1511.2 | 1504.6 | 1534.7 | 1401.2 | 1274.6 | 2205.1 | 2107.9 | 2087 | 1858.4 | 1760.9 | 1503.7 | 1391.8 | 1269.4 | 1303.3 | 1292.7 | 1307.9 | 1140.8 | 1024.1 | 987.6 | 1019.6 | 2040.1 | 2005.2 | 1952.6 | 1993.5 | 1988.5 | 1953.2 | 1891.9 | 1886.3 | 1867.7 | 1856.3 | 1845.4 | 1790.7 | 1744.4 | 1637.9 | 1624.5 | 1449.9 | 1604.8 | 1709.6 | 1637.6 | 1435 | 1310.3 | 1258.5 | 1133.8 | 1026.4 | 848.8 | 770.3 | 645.1 | 494.5 | 794.6 | 963.9 | 1517.4 | 1462.4 | 1382.4 | 1180.6 | 988.1 | 794.3 | 595.3 | 728.9 | 678.8 | 754.7 | 804.9 | 1063.6 | 821.9 | 887.3 | 822.9 | 0.35 | 0.33 | 0.32 | 0.28 | 0.24 | 0.17 | 0.15 | 0.15 | 0.16 | 0.15 | 0.15 | 0.16 | 0.17 | 0.16 | 0.13 | 0.4 | 0.34 | 0.32 | 0.27 | 0.27 | 0.23 | 0.17 | 0.15 | 0.12 | 0.11 | 0.11 | 0.1 | 0.1 | 0.11 | 0.12 | 0.25 | 0.22 | 0.17 | 0.2 | 0.21 | 0.22 | 0.19 | 0.2 | 0.18 | 0.19 | 0.19 | 0.18 | 0.17 | 0.15 | 0.14 | 0.23 | 0.24 | 0.26 | 0.22 | 0.17 | 0.11 | 0.11 | 0.1 | 0.09 | 0.07 | 0.06 | 0.05 | 0.04 | 0.05 | 0.05 | 0.22 | 0.21 | 0.18 | 0.15 | 0.11 | 0.08 | 0.05 | 0.04 | 0.03 | 0.04 | 0.04 | 0.05 | 0.04 | 0.05 | 0.05 | 0.0468
RMPAc | 0 | 245.4358 | 14.6789 | 2.0174 | 246.3815 | 19.9224 | 963.3892 | 0.11466 | 46.9276 | 265.3582 | 978.0681 | 2.132 | 293.3091 | 571.3 | 418.1 | 268.2 | 239.2 | 303.8 | 285.4 | 237.3 | 172.5 | 172.8 | 106.7 | 113.8 | 126.3 | 163.6 | 179.7 | 184.2 | 492.9 | 377.8 | 227.2 | 180.3 | 184.1 | 145.8 | 106.7 | 62 | 50.2 | 49.2 | 73.4 | 95.6 | 136.9 | 132.5 | 149.5 | 527.8 | 406.8 | 276.3 | 259.5 | 321.3 | 305.4 | 320.2 | 290.5 | 313.3 | 286 | 331.5 | 273.4 | 228 | 149.6 | 171.7 | 390.9 | 370 | 355.9 | 321.8 | 298.4 | 254.4 | 239.2 | 217.8 | 201 | 173.2 | 146.3 | 111.2 | 80.9 | 49 | 36.1 | 382.4 | 348.9 | 305 | 255.4 | 202.2 | 135.1 | 71.6 | 36.2 | 16.7 | 12.9 | 9.6 | 6.5 | 4.6 | 2.5 | 1.7 | 52 | 36.8 | 21.2 | 15.5 | 16.9 | 14.2 | 8.6 | 5.9 | 5.5 | 2.9 | 3.8 | 5.1 | 7.2 | 8.9 | 9.7 | 42.1 | 31.2 | 16.3 | 14.6 | 15.9 | 12.9 | 9 | 5.2 | 3.9 | 3.6 | 5.1 | 6.4 | 8.8 | 8.1 | 9.3 | 42.7 | 31.1 | 16.5 | 15.3 | 19.9 | 17.2 | 14.8 | 10.3 | 10.7 | 11.4 | 14.6 | 12.4 | 8.6 | 4.3 | 5.1 | 35.6 | 29.3 | 26.2 | 20.4 | 18.8 | 11.6 | 10.1 | 8.7 | 8.9 | 7.1 | 5.4 | 3.4 | 1.9 | 1.4 | 1.2 | 32.1 | 28.5 | 23.4 | 20.7 | 15.3 | 8.2 | 2.3 | 0.8 | 0.3 | 0.4 | 0.7 | 1 | 0.8 | 0.8 | 0.7 | 7.45 | 5.26 | 3.01 | 2.15 | 2.29 | 1.9 | 1.08 | 0.74 | 0.68 | 0.34 | 0.47 | 0.65 | 0.95 | 1.19 | 1.31 | 6 | 4.43 | 2.28 | 2.07 | 2.26 | 1.84 | 1.27 | 0.73 | 0.55 | 0.51 | 0.72 | 0.89 | 1.21 | 1.11 | 1.28 | 6.07 | 4.4 | 2.28 | 2.1 | 2.75 | 2.35 | 1.96 | 1.29 | 1.33 | 1.46 | 1.91 | 1.63 | 1.1 | 0.52 | 0.61 | 5.09 | 4.15 | 3.68 | 2.82 | 2.59 | 1.54 | 1.31 | 1.13 | 1.17 | 0.92 | 0.69 | 0.41 | 0.21 | 0.14 | 0.12 | 4.57 | 4.05 | 3.3 | 2.94 | 2.15 | 1.13 | 0.28 | 0.08 | 0.03 | 0.04 | 0.07 | 0.1 | 0.08 | 0.08 | 0.07 | 30.2 | 23.2 | 17.1 | 18.3 | 25.8 | 25.8 | 24.4 | 18 | 18.4 | 11.8 | 12 | 12.5 | 15.6 | 16.2 | 16.1 | 28.5 | 22.9 | 16.1 | 11.3 | 10.6 | 8.1 | 6.4 | 3.7 | 3.3 | 3.4 | 5.3 | 7.1 | 10.6 | 10.6 | 11.8 | 32.9 | 27 | 22.5 | 21.3 | 25.4 | 25.7 | 29.9 | 30 | 32.7 | 28.4 | 31.9 | 26.1 | 23.4 | 16.3 | 18.7 | 20.7 | 23.6 | 24.5 | 25.2 | 23.4 | 23.9 | 23.3 | 21.6 | 19.2 | 17 | 14.9 | 12 | 9.4 | 8 | 7.8 | 22.7 | 21.4 | 20.1 | 15.8 | 13.6 | 10.9 | 7.9 | 4.6 | 2.3 | 2.9 | 4.7 | 6.3 | 4.9 | 5.2 | 4.5 | 1677 | 1266.9 | 886.4 | 900.7 | 1234.6 | 1213 | 1110 | 816.6 | 830.5 | 528.6 | 543.3 | 575.6 | 724 | 764.5 | 765.6 | 1534.5 | 1209.7 | 804.3 | 587 | 570 | 441.5 | 338.1 | 197.7 | 169.4 | 171.3 | 264.9 | 354 | 520 | 516.9 | 576.5 | 1706.4 | 1373 | 1074.8 | 1026.1 | 1239.5 | 1233.3 | 1395.4 | 1366.2 | 1487 | 1305.4 | 1487.6 | 1218.7 | 1074.1 | 734 | 840 | 1148.4 | 1221.5 | 1237.3 | 1224.6 | 1143.4 | 1112.7 | 1072.9 | 990.9 | 888.8 | 783.9 | 680.4 | 539.7 | 411.7 | 368.3 | 361.9 | 1206.3 | 1124.5 | 1030 | 829.4 | 693.6 | 526.9 | 352.5 | 206.2 | 106.9 | 135.3 | 218.6 | 293.7 | 227.7 | 233 | 200.4 | 0.28 | 0.2 | 0.13 | 0.11 | 0.14 | 0.13 | 0.11 | 0.08 | 0.08 | 0.05 | 0.05 | 0.06 | 0.07 | 0.08 | 0.08 | 0.24 | 0.18 | 0.11 | 0.09 | 0.09 | 0.07 | 0.05 | 0.03 | 0.02 | 0.02 | 0.03 | 0.04 | 0.06 | 0.06 | 0.07 | 0.26 | 0.2 | 0.14 | 0.12 | 0.15 | 0.14 | 0.15 | 0.13 | 0.14 | 0.13 | 0.15 | 0.13 | 0.1 | 0.07 | 0.08 | 0.19 | 0.18 | 0.17 | 0.15 | 0.14 | 0.12 | 0.11 | 0.1 | 0.09 | 0.08 | 0.07 | 0.05 | 0.04 | 0.03 | 0.03 | 0.19 | 0.17 | 0.15 | 0.12 | 0.1 | 0.06 | 0.03 | 0.02 | 0.01 | 0.01 | 0.02 | 0.02 | 0.02 | 0.02 | 0.02 | 0.0495
| 1 | 246.291 | 14.7175 | 2.0216 | 247.2388 | 20.006 | 967.5713 | 0.11466 | 47.1284 | 266.297 | 982.2888 | 2.1363 | 294.3672 | 565.3 | 415.9 | 270.8 | 243.1 | 305.6 | 285 | 237.3 | 173 | 173 | 107.4 | 115.2 | 126.6 | 164.9 | 178.4 | 183.8 | 483.1 | 372.2 | 232.1 | 192.6 | 199 | 155.3 | 112.7 | 63.6 | 51 | 47 | 70.1 | 92.6 | 134.9 | 133.2 | 149.3 | 527.3 | 406.6 | 278.8 | 262.9 | 325.1 | 306.5 | 320.8 | 292.4 | 317.6 | 289.9 | 333.3 | 272.2 | 225.2 | 146.9 | 169.5 | 388.7 | 369.2 | 354.2 | 323 | 297.2 | 254.8 | 238.2 | 218.9 | 199.8 | 170.5 | 144.9 | 111.9 | 83.3 | 49.8 | 36.4 | 373.5 | 343.9 | 298.7 | 253.9 | 198.1 | 131 | 68.7 | 34.8 | 16.8 | 12.9 | 9.7 | 6.4 | 4.5 | 2.5 | 1.7 | 51 | 36.3 | 21.2 | 15.9 | 17.1 | 14.3 | 8.6 | 6 | 5.6 | 3 | 3.8 | 4.9 | 7.2 | 8.6 | 9.6 | 40.8 | 30.4 | 16.8 | 15.9 | 17.5 | 13.8 | 9.5 | 5.3 | 4 | 3.4 | 4.9 | 6.2 | 8.6 | 8.1 | 9.1 | 42.7 | 31.2 | 17 | 15.6 | 20.4 | 17.4 | 15.1 | 10.5 | 11 | 11.5 | 14.5 | 12.2 | 8.4 | 4.1 | 4.8 | 35.1 | 29 | 25.8 | 20.3 | 18.6 | 11.7 | 10.1 | 8.9 | 8.8 | 6.9 | 5.2 | 3.4 | 2 | 1.4 | 1.2 | 31 | 27.8 | 22.5 | 20.4 | 14.8 | 7.9 | 2.2 | 0.7 | 0.4 | 0.4 | 0.7 | 1 | 0.8 | 0.8 | 0.7 | 7.29 | 5.18 | 3 | 2.21 | 2.33 | 1.92 | 1.08 | 0.75 | 0.69 | 0.35 | 0.47 | 0.62 | 0.94 | 1.15 | 1.29 | 5.81 | 4.32 | 2.36 | 2.26 | 2.49 | 1.97 | 1.36 | 0.75 | 0.56 | 0.48 | 0.68 | 0.86 | 1.19 | 1.11 | 1.25 | 6.07 | 4.41 | 2.35 | 2.15 | 2.82 | 2.37 | 2 | 1.32 | 1.38 | 1.48 | 1.9 | 1.6 | 1.06 | 0.48 | 0.57 | 5.03 | 4.11 | 3.63 | 2.81 | 2.56 | 1.54 | 1.31 | 1.15 | 1.15 | 0.89 | 0.66 | 0.41 | 0.22 | 0.14 | 0.12 | 4.4 | 3.94 | 3.17 | 2.89 | 2.08 | 1.09 | 0.27 | 0.07 | 0.04 | 0.04 | 0.07 | 0.1 | 0.08 | 0.08 | 0.07 | 30.3 | 23.4 | 17.5 | 18.4 | 25.9 | 25.6 | 24.4 | 18 | 18.4 | 11.8 | 12.1 | 12.7 | 15.8 | 16.3 | 16.2 | 28.4 | 22.8 | 16.2 | 11.7 | 11.2 | 8.5 | 6.6 | 3.8 | 3.3 | 3.3 | 5.1 | 6.9 | 10.4 | 10.7 | 11.9 | 32.8 | 26.9 | 22.5 | 21.4 | 25.5 | 25.7 | 29.7 | 30 | 33 | 28.8 | 32.2 | 26.1 | 23.2 | 16.2 | 18.6 | 20.8 | 23.7 | 24.6 | 25.3 | 23.4 | 23.9 | 23.2 | 21.6 | 19.1 | 16.9 | 14.9 | 12.1 | 9.7 | 8.2 | 7.8 | 22.5 | 21.4 | 20.1 | 15.9 | 13.4 | 10.6 | 7.6 | 4.5 | 2.4 | 2.8 | 4.6 | 6.3 | 4.9 | 5.2 | 4.4 | 1675.4 | 1271.4 | 902.6 | 910.3 | 1237.5 | 1207.1 | 1109.8 | 817.5 | 830.5 | 531.1 | 550.8 | 583.4 | 733 | 766.7 | 768.1 | 1518.9 | 1202.1 | 816.3 | 616.8 | 605.6 | 467.3 | 354.3 | 203.5 | 171.9 | 165.1 | 254.5 | 343.4 | 512.9 | 520.6 | 581.4 | 1703 | 1370.3 | 1075.5 | 1035.1 | 1247.3 | 1234.3 | 1390.8 | 1369.8 | 1500.4 | 1323.5 | 1499.7 | 1218.8 | 1066 | 725.7 | 835.5 | 1149.4 | 1225.1 | 1240.1 | 1232.4 | 1143.3 | 1114.1 | 1068.3 | 992.1 | 885.2 | 775.2 | 678.2 | 544.5 | 423.5 | 372.9 | 363.8 | 1189.2 | 1117.9 | 1022.7 | 832.2 | 684.2 | 511.3 | 340.6 | 200.2 | 108.8 | 134 | 217.4 | 292.1 | 227.1 | 233.3 | 199.5 | 0.27 | 0.2 | 0.13 | 0.11 | 0.14 | 0.13 | 0.11 | 0.08 | 0.08 | 0.05 | 0.05 | 0.06 | 0.07 | 0.08 | 0.08 | 0.23 | 0.18 | 0.11 | 0.09 | 0.1 | 0.08 | 0.05 | 0.03 | 0.02 | 0.02 | 0.03 | 0.04 | 0.06 | 0.06 | 0.07 | 0.26 | 0.2 | 0.14 | 0.12 | 0.15 | 0.14 | 0.15 | 0.13 | 0.14 | 0.13 | 0.15 | 0.12 | 0.1 | 0.07 | 0.08 | 0.19 | 0.18 | 0.17 | 0.15 | 0.14 | 0.12 | 0.11 | 0.1 | 0.09 | 0.08 | 0.07 | 0.05 | 0.04 | 0.03 | 0.03 | 0.18 | 0.17 | 0.15 | 0.12 | 0.09 | 0.06 | 0.03 | 0.02 | 0.01 | 0.01 | 0.02 | 0.02 | 0.02 | 0.02 | 0.02 | 0.0487
| 2 | 250.1791 | 15.0363 | 2.0655 | 251.1474 | 20.2684 | 980.3313 | 0.11581 | 47.7483 | 270.4474 | 995.3676 | 2.1813 | 298.8958 | 573 | 422.2 | 277.6 | 247.6 | 309.7 | 288.9 | 241.8 | 177.1 | 174.7 | 107.8 | 114.2 | 127.8 | 163.8 | 179 | 182.2 | 479.3 | 371.9 | 232 | 194.6 | 196 | 154.1 | 111.5 | 64.9 | 50.4 | 46 | 70.2 | 93.9 | 137.5 | 137.5 | 154.6 | 526.9 | 406 | 279.3 | 263.8 | 325.2 | 305.6 | 320.8 | 292.7 | 317.7 | 288.4 | 332.6 | 272 | 225.5 | 144.9 | 166.4 | 391.4 | 371.7 | 356.9 | 323.8 | 299.6 | 256.9 | 242.5 | 221.1 | 200.4 | 170.9 | 145.7 | 114.6 | 83.1 | 49.1 | 34.7 | 380.1 | 348 | 306.2 | 257.5 | 203.9 | 131.9 | 69.7 | 34.2 | 17.5 | 13.3 | 9.8 | 6.4 | 4.6 | 2.5 | 1.7 | 51.9 | 36.9 | 21.8 | 16.1 | 17.4 | 14.5 | 9.1 | 6.4 | 5.8 | 3 | 3.7 | 5 | 7 | 8.6 | 9.3 | 40.2 | 30.2 | 16.6 | 15.9 | 16.9 | 13.5 | 9.2 | 5.3 | 3.8 | 3.2 | 4.6 | 6.1 | 8.6 | 8.4 | 9.5 | 42.5 | 30.8 | 16.6 | 15.2 | 19.9 | 16.9 | 14.8 | 10.4 | 11 | 11.3 | 14.4 | 12.1 | 8.4 | 4.1 | 4.8 | 35.5 | 29.3 | 26.1 | 20.3 | 18.7 | 11.8 | 10.5 | 9 | 8.7 | 6.8 | 5.2 | 3.6 | 2 | 1.3 | 1.2 | 32 | 28.4 | 23.5 | 20.8 | 15.3 | 7.9 | 2.2 | 0.7 | 0.4 | 0.5 | 0.7 | 1 | 0.8 | 0.8 | 0.7 | 7.43 | 5.27 | 3.08 | 2.23 | 2.37 | 1.95 | 1.15 | 0.8 | 0.72 | 0.35 | 0.46 | 0.64 | 0.92 | 1.14 | 1.25 | 5.72 | 4.29 | 2.34 | 2.26 | 2.4 | 1.93 | 1.31 | 0.75 | 0.53 | 0.45 | 0.64 | 0.85 | 1.19 | 1.15 | 1.31 | 6.04 | 4.36 | 2.28 | 2.08 | 2.73 | 2.29 | 1.96 | 1.3 | 1.37 | 1.45 | 1.88 | 1.59 | 1.07 | 0.48 | 0.56 | 5.08 | 4.15 | 3.66 | 2.81 | 2.59 | 1.57 | 1.37 | 1.17 | 1.13 | 0.87 | 0.66 | 0.44 | 0.22 | 0.14 | 0.12 | 4.55 | 4.03 | 3.32 | 2.95 | 2.15 | 1.09 | 0.26 | 0.07 | 0.04 | 0.05 | 0.07 | 0.1 | 0.08 | 0.08 | 0.07 | 30.5 | 23.7 | 17.9 | 18.9 | 26.2 | 26 | 24.6 | 18.2 | 18.4 | 11.9 | 12.1 | 12.8 | 15.8 | 16.4 | 16.2 | 28.4 | 23 | 16.4 | 12 | 11.3 | 8.6 | 6.8 | 4 | 3.4 | 3.3 | 5.3 | 7.2 | 10.8 | 11 | 12.3 | 33 | 27.1 | 22.9 | 21.9 | 26 | 26 | 30 | 30.2 | 33 | 28.8 | 32.2 | 26.1 | 23.2 | 15.9 | 18.3 | 20.8 | 23.8 | 24.7 | 25.5 | 23.5 | 24.1 | 23.4 | 21.8 | 19.3 | 17 | 15 | 12.2 | 9.7 | 8 | 7.5 | 22.5 | 21.4 | 20.2 | 16 | 13.8 | 10.7 | 7.7 | 4.4 | 2.5 | 2.9 | 4.7 | 6.3 | 5 | 5.2 | 4.5 | 1691.5 | 1288.1 | 924.5 | 931.1 | 1252.9 | 1222.7 | 1121.2 | 829.5 | 833.1 | 533.5 | 547.5 | 586.7 | 731.2 | 770.6 | 765.7 | 1515.1 | 1205.6 | 820.3 | 628.1 | 607 | 469.7 | 357.9 | 210.7 | 174.2 | 166.5 | 261.8 | 353.8 | 528.4 | 535.9 | 599.2 | 1708.5 | 1377.4 | 1091.2 | 1053.1 | 1265.1 | 1245.2 | 1399.6 | 1375.7 | 1502.3 | 1321.5 | 1499.7 | 1220.2 | 1066 | 714.3 | 818.6 | 1153.8 | 1230.1 | 1246.9 | 1237.2 | 1151.4 | 1120.9 | 1079.8 | 1000.6 | 891.9 | 780.5 | 683.4 | 553.3 | 422 | 365 | 348.5 | 1196.4 | 1123.1 | 1034.2 | 839.7 | 702.6 | 516.9 | 346.8 | 197.3 | 112.6 | 137.2 | 218.8 | 294.1 | 228.5 | 235.3 | 201.1 | 0.28 | 0.2 | 0.13 | 0.12 | 0.14 | 0.13 | 0.11 | 0.08 | 0.08 | 0.05 | 0.05 | 0.06 | 0.07 | 0.08 | 0.08 | 0.23 | 0.18 | 0.11 | 0.09 | 0.1 | 0.07 | 0.05 | 0.03 | 0.02 | 0.02 | 0.03 | 0.04 | 0.06 | 0.06 | 0.07 | 0.26 | 0.2 | 0.14 | 0.12 | 0.15 | 0.14 | 0.15 | 0.13 | 0.14 | 0.13 | 0.15 | 0.12 | 0.1 | 0.06 | 0.07 | 0.19 | 0.18 | 0.17 | 0.15 | 0.14 | 0.12 | 0.11 | 0.1 | 0.09 | 0.08 | 0.07 | 0.05 | 0.04 | 0.03 | 0.03 | 0.19 | 0.17 | 0.15 | 0.12 | 0.1 | 0.06 | 0.03 | 0.02 | 0.01 | 0.01 | 0.02 | 0.02 | 0.02 | 0.02 | 0.02 | 0.0486
| 3 | 248.841 | 14.8315 | 2.0381 | 249.7964 | 20.2411 | 978.4374 | 0.11595 | 47.6681 | 269.0821 | 993.2689 | 2.1541 | 297.4644 | 583.9 | 430.2 | 278 | 240.1 | 301.8 | 283.9 | 239.4 | 174 | 173 | 109.6 | 118.3 | 131.6 | 166.1 | 178.7 | 180.3 | 488.7 | 379.8 | 232.6 | 195 | 195.9 | 156.5 | 113.8 | 66.2 | 50.3 | 45.1 | 68.2 | 93.1 | 137.2 | 136.8 | 152.4 | 525.9 | 406.2 | 278.3 | 267 | 323.1 | 301.1 | 313.8 | 291.7 | 317.2 | 287.8 | 330.1 | 270.5 | 223.8 | 141.5 | 160.1 | 396 | 373.8 | 353.9 | 319.3 | 296.6 | 255.8 | 243.2 | 220.2 | 200.2 | 169.2 | 144.3 | 113 | 82.6 | 49.3 | 35.2 | 381.4 | 346.2 | 305.1 | 259.6 | 209.4 | 135.1 | 71.2 | 35 | 17.2 | 13.2 | 9.8 | 6.4 | 4.6 | 2.5 | 1.7 | 53.5 | 38 | 21.8 | 15.2 | 16.5 | 14 | 8.7 | 5.8 | 5.4 | 3.1 | 4 | 5.3 | 7.3 | 8.7 | 9.3 | 41.6 | 31.4 | 16.7 | 16 | 16.8 | 13.7 | 9.4 | 5.5 | 3.8 | 3.2 | 4.5 | 6 | 8.4 | 8.2 | 9.2 | 42.4 | 30.8 | 16.2 | 15.3 | 19.1 | 15.8 | 13.4 | 9.8 | 10.5 | 10.8 | 13.8 | 11.6 | 8.3 | 4 | 4.6 | 36.1 | 29.6 | 25.6 | 19.8 | 18.4 | 11.8 | 10.6 | 8.9 | 8.6 | 6.5 | 5 | 3.4 | 2 | 1.4 | 1.2 | 32.1 | 28.1 | 23.2 | 21.1 | 16.1 | 8.3 | 2.3 | 0.7 | 0.4 | 0.4 | 0.7 | 1 | 0.8 | 0.8 | 0.7 | 7.67 | 5.44 | 3.08 | 2.11 | 2.24 | 1.87 | 1.09 | 0.72 | 0.66 | 0.37 | 0.5 | 0.68 | 0.95 | 1.16 | 1.24 | 5.93 | 4.46 | 2.35 | 2.27 | 2.39 | 1.95 | 1.34 | 0.78 | 0.53 | 0.46 | 0.62 | 0.83 | 1.15 | 1.12 | 1.27 | 6.02 | 4.35 | 2.22 | 2.09 | 2.61 | 2.12 | 1.75 | 1.21 | 1.3 | 1.37 | 1.79 | 1.51 | 1.05 | 0.48 | 0.54 | 5.17 | 4.19 | 3.6 | 2.74 | 2.54 | 1.56 | 1.38 | 1.16 | 1.13 | 0.83 | 0.63 | 0.42 | 0.22 | 0.15 | 0.12 | 4.56 | 3.98 | 3.28 | 2.99 | 2.27 | 1.14 | 0.28 | 0.08 | 0.04 | 0.04 | 0.07 | 0.1 | 0.08 | 0.08 | 0.07 | 30.5 | 23.7 | 17.9 | 18.7 | 25.9 | 25.8 | 24.6 | 18.3 | 18.5 | 12 | 12.4 | 13 | 15.9 | 16.3 | 16 | 28.4 | 23 | 16.4 | 12 | 11.4 | 8.8 | 6.9 | 4 | 3.4 | 3.2 | 5.2 | 7.2 | 11 | 11.1 | 12.3 | 32.9 | 27.2 | 23.1 | 22.3 | 26.4 | 26.4 | 30.3 | 30.6 | 33.4 | 29.2 | 32.5 | 26.4 | 23.1 | 15.5 | 17.6 | 20.9 | 23.8 | 24.7 | 25.3 | 23.4 | 24 | 23.4 | 21.8 | 19.3 | 17 | 15 | 12.2 | 9.6 | 8 | 7.6 | 22.6 | 21.5 | 20.3 | 16 | 13.8 | 10.8 | 7.8 | 4.5 | 2.4 | 2.9 | 4.6 | 6.2 | 4.9 | 5.3 | 4.6 | 1704.1 | 1298.9 | 926.1 | 915.5 | 1234.5 | 1210 | 1119.3 | 828.2 | 835.6 | 540.4 | 562.2 | 598.4 | 737.5 | 766.5 | 757.5 | 1525.7 | 1215 | 821.7 | 628.4 | 609.1 | 478 | 364.8 | 212.2 | 173.6 | 160.2 | 255.1 | 352.3 | 534.2 | 538.6 | 595.9 | 1705.4 | 1379.5 | 1098 | 1070.2 | 1278.2 | 1255.1 | 1403.4 | 1388.9 | 1514.5 | 1335.1 | 1504.8 | 1226.7 | 1059.2 | 696.8 | 787.6 | 1160.8 | 1233.9 | 1243.1 | 1227.5 | 1143.6 | 1116.1 | 1081 | 998.6 | 892.2 | 778.6 | 680.9 | 549 | 418.9 | 367.6 | 355.1 | 1200.5 | 1122.8 | 1036.4 | 842.9 | 709.6 | 524.2 | 350.1 | 198.4 | 108.8 | 134.6 | 215.2 | 289.1 | 224.4 | 239.1 | 209.1 | 0.28 | 0.21 | 0.13 | 0.11 | 0.14 | 0.13 | 0.11 | 0.08 | 0.08 | 0.05 | 0.05 | 0.06 | 0.08 | 0.08 | 0.08 | 0.24 | 0.18 | 0.11 | 0.1 | 0.1 | 0.08 | 0.05 | 0.03 | 0.02 | 0.02 | 0.03 | 0.04 | 0.06 | 0.06 | 0.07 | 0.26 | 0.2 | 0.14 | 0.12 | 0.15 | 0.14 | 0.14 | 0.13 | 0.14 | 0.13 | 0.15 | 0.12 | 0.1 | 0.06 | 0.07 | 0.19 | 0.18 | 0.17 | 0.15 | 0.14 | 0.12 | 0.11 | 0.1 | 0.09 | 0.08 | 0.06 | 0.05 | 0.04 | 0.03 | 0.03 | 0.19 | 0.17 | 0.15 | 0.13 | 0.1 | 0.06 | 0.03 | 0.02 | 0.01 | 0.01 | 0.02 | 0.02 | 0.02 | 0.02 | 0.02 | 0.0485
| 4 | 243.1301 | 14.381 | 1.9734 | 244.0557 | 19.8612 | 959.6006 | 0.11466 | 46.7604 | 262.9913 | 973.9817 | 2.0881 | 290.8161 | 577.7 | 420.5 | 263.9 | 225.7 | 294.5 | 280.8 | 238.7 | 172.7 | 173.5 | 110.9 | 118.7 | 131.8 | 166.1 | 179.3 | 181.2 | 486.6 | 379.3 | 226.8 | 183.9 | 181.2 | 148.6 | 109.5 | 63.8 | 49.2 | 44.5 | 66.8 | 88.6 | 128.2 | 127.8 | 142.5 | 519.3 | 399.6 | 262.5 | 242.2 | 298.1 | 287.4 | 310.7 | 290.1 | 315.8 | 284.5 | 329 | 270.4 | 226 | 142.8 | 160.3 | 391.7 | 367.4 | 334.7 | 300.6 | 281.2 | 254.8 | 239.3 | 216 | 194.5 | 168.8 | 141.5 | 111.5 | 79.1 | 48.9 | 34.8 | 375.1 | 344 | 296.1 | 249.8 | 198.6 | 133.7 | 72.7 | 35.6 | 16.9 | 13.2 | 9.6 | 6.5 | 4.6 | 2.6 | 1.8 | 52.8 | 37 | 20.5 | 13.8 | 15.8 | 13.9 | 9 | 6.1 | 5.7 | 3.1 | 4 | 5.2 | 7.1 | 8.6 | 9.3 | 41.1 | 31.1 | 15.9 | 14.8 | 15.3 | 13 | 8.9 | 5.1 | 3.5 | 3.1 | 4.3 | 5.6 | 7.7 | 7.4 | 8.4 | 41.6 | 30.1 | 14.4 | 12.4 | 16.1 | 14.2 | 13 | 9.5 | 10.4 | 10.4 | 13.7 | 11.5 | 8.5 | 4.1 | 4.6 | 35.6 | 28.8 | 23.7 | 17.8 | 16.7 | 11.5 | 10 | 8.5 | 8.1 | 6.5 | 5 | 3.5 | 1.9 | 1.4 | 1.2 | 31.2 | 27.7 | 22 | 19.8 | 14.6 | 8 | 2.3 | 0.7 | 0.4 | 0.4 | 0.7 | 1 | 0.8 | 0.9 | 0.7 | 7.57 | 5.29 | 2.9 | 1.91 | 2.14 | 1.86 | 1.14 | 0.76 | 0.7 | 0.37 | 0.49 | 0.67 | 0.93 | 1.15 | 1.24 | 5.85 | 4.42 | 2.23 | 2.1 | 2.18 | 1.86 | 1.26 | 0.72 | 0.49 | 0.43 | 0.6 | 0.78 | 1.05 | 1.02 | 1.15 | 5.91 | 4.24 | 1.97 | 1.66 | 2.18 | 1.89 | 1.69 | 1.17 | 1.28 | 1.31 | 1.78 | 1.5 | 1.08 | 0.49 | 0.55 | 5.1 | 4.08 | 3.33 | 2.45 | 2.29 | 1.52 | 1.3 | 1.09 | 1.05 | 0.83 | 0.63 | 0.43 | 0.21 | 0.14 | 0.12 | 4.44 | 3.93 | 3.11 | 2.8 | 2.05 | 1.09 | 0.29 | 0.08 | 0.04 | 0.04 | 0.07 | 0.1 | 0.08 | 0.09 | 0.07 | 30.3 | 23.3 | 17.1 | 18 | 25.5 | 25.4 | 24.2 | 17.9 | 18.3 | 12.2 | 12.5 | 13.1 | 16 | 16.4 | 16.1 | 28.6 | 23.2 | 16.3 | 11.5 | 10.7 | 8.3 | 6.8 | 4 | 3.5 | 3.3 | 5.1 | 6.9 | 10.4 | 10.6 | 11.7 | 32.7 | 27 | 22.6 | 21.6 | 25.7 | 26 | 30.2 | 30.6 | 33.3 | 29.1 | 32.4 | 26.4 | 23.2 | 15.6 | 17.6 | 20.7 | 23.7 | 23.9 | 24.6 | 22.9 | 24.1 | 23.4 | 21.6 | 19.1 | 17 | 14.6 | 11.9 | 9.2 | 8 | 7.6 | 22.5 | 21.5 | 20.2 | 15.9 | 13.7 | 10.9 | 8 | 4.6 | 2.4 | 2.9 | 4.6 | 6.3 | 5 | 5.4 | 4.7 | 1688.9 | 1274.3 | 884.2 | 875.8 | 1213.3 | 1195.9 | 1105.3 | 813.6 | 830.1 | 546.4 | 566.2 | 603.2 | 741.5 | 771.4 | 762.4 | 1530.6 | 1221.5 | 812.7 | 600.5 | 569.6 | 453.1 | 355.1 | 209.7 | 175.7 | 162.4 | 253 | 338 | 503.6 | 509 | 564.3 | 1691.9 | 1364.7 | 1060.5 | 1017.9 | 1225.1 | 1224.9 | 1397 | 1387.6 | 1510.7 | 1328 | 1500.9 | 1228.9 | 1065.6 | 701.4 | 788 | 1151.1 | 1220.4 | 1191.1 | 1181.7 | 1107.9 | 1119.1 | 1075.9 | 988.9 | 876.7 | 777.1 | 665.5 | 538 | 401.2 | 363.5 | 349.5 | 1191 | 1121.6 | 1021 | 827.4 | 693.8 | 525.9 | 358.6 | 202.9 | 107.7 | 134.3 | 215.4 | 292.7 | 228.5 | 243.5 | 212.4 | 0.28 | 0.2 | 0.13 | 0.11 | 0.14 | 0.13 | 0.11 | 0.08 | 0.08 | 0.05 | 0.05 | 0.06 | 0.07 | 0.08 | 0.08 | 0.23 | 0.18 | 0.11 | 0.09 | 0.09 | 0.07 | 0.05 | 0.03 | 0.02 | 0.02 | 0.03 | 0.04 | 0.06 | 0.06 | 0.07 | 0.26 | 0.2 | 0.13 | 0.11 | 0.14 | 0.13 | 0.14 | 0.13 | 0.14 | 0.13 | 0.15 | 0.12 | 0.1 | 0.06 | 0.07 | 0.19 | 0.18 | 0.16 | 0.14 | 0.13 | 0.12 | 0.11 | 0.1 | 0.09 | 0.08 | 0.06 | 0.05 | 0.04 | 0.03 | 0.03 | 0.18 | 0.17 | 0.14 | 0.12 | 0.09 | 0.06 | 0.03 | 0.02 | 0.01 | 0.01 | 0.02 | 0.02 | 0.02 | 0.02 | 0.02 | 0.0488
| 5 | 232.2672 | 13.2929 | 1.8157 | 233.1206 | 19.3858 | 930.3991 | 0.10772 | 45.4655 | 251.653 | 943.692 | 1.9234 | 278.5861 | 557.3 | 401.6 | 237 | 205.1 | 279.4 | 272.9 | 237.1 | 170.6 | 172.8 | 110.6 | 119.2 | 129.1 | 162.4 | 176.7 | 181.9 | 469.5 | 359.5 | 205.8 | 160.9 | 162 | 130.3 | 98.8 | 58.3 | 48.1 | 42.2 | 63 | 85.8 | 131.9 | 132.3 | 147.3 | 510 | 387.1 | 238.8 | 213.6 | 273.4 | 272.2 | 309 | 289.3 | 318.4 | 281.7 | 328.2 | 268.4 | 223.6 | 139.1 | 152.9 | 375.8 | 354 | 318.1 | 294.8 | 278.3 | 254.4 | 234.3 | 210 | 189.6 | 164.4 | 137.3 | 107.9 | 78.3 | 48.8 | 34.1 | 369.4 | 336.4 | 284.8 | 242.2 | 193.4 | 129.9 | 68.7 | 33 | 16.8 | 12.9 | 9.4 | 6.4 | 4.7 | 2.6 | 1.9 | 50.2 | 34.8 | 17.6 | 11.9 | 14.6 | 13.2 | 8.9 | 5.9 | 5.6 | 3.1 | 4 | 5 | 7 | 8.5 | 9.4 | 39.1 | 29 | 13.8 | 12.6 | 13.4 | 11.2 | 8 | 4.6 | 3.4 | 2.8 | 3.9 | 5.3 | 7.8 | 7.6 | 8.6 | 40.4 | 28.6 | 11.9 | 9.6 | 13.7 | 12.6 | 12.8 | 9.5 | 10.7 | 10.2 | 13.9 | 11.5 | 8.7 | 4.1 | 4.5 | 33.6 | 27.3 | 21.9 | 17.2 | 16.3 | 11.3 | 9.6 | 8 | 7.6 | 6.2 | 4.7 | 3.3 | 1.8 | 1.4 | 1.2 | 30.6 | 27.1 | 21.2 | 19.3 | 14.3 | 7.9 | 2.3 | 0.7 | 0.3 | 0.4 | 0.7 | 1 | 0.8 | 0.9 | 0.8 | 7.19 | 4.96 | 2.48 | 1.63 | 1.96 | 1.76 | 1.13 | 0.74 | 0.69 | 0.37 | 0.5 | 0.65 | 0.91 | 1.14 | 1.26 | 5.55 | 4.11 | 1.93 | 1.78 | 1.91 | 1.59 | 1.13 | 0.64 | 0.48 | 0.39 | 0.54 | 0.72 | 1.07 | 1.04 | 1.17 | 5.73 | 4.03 | 1.61 | 1.26 | 1.83 | 1.66 | 1.66 | 1.17 | 1.32 | 1.29 | 1.81 | 1.51 | 1.12 | 0.5 | 0.54 | 4.81 | 3.85 | 3.06 | 2.36 | 2.24 | 1.49 | 1.24 | 1.02 | 0.98 | 0.79 | 0.59 | 0.4 | 0.2 | 0.14 | 0.12 | 4.35 | 3.84 | 2.99 | 2.73 | 2.02 | 1.09 | 0.28 | 0.07 | 0.03 | 0.04 | 0.07 | 0.1 | 0.08 | 0.09 | 0.08 | 29.9 | 22.8 | 16.1 | 16.9 | 24.6 | 25 | 24.1 | 17.8 | 18.3 | 12.1 | 12.5 | 12.9 | 15.7 | 16.1 | 16.1 | 28.1 | 22.4 | 15.4 | 10.4 | 9.8 | 7.5 | 6.2 | 3.8 | 3.4 | 3.2 | 5 | 6.8 | 10.8 | 11 | 12.2 | 32.6 | 26.6 | 21.7 | 20.2 | 24.6 | 25.4 | 30.2 | 30.6 | 33.4 | 28.9 | 32.1 | 26.2 | 22.7 | 15.1 | 16.6 | 20.4 | 23.3 | 23.3 | 24.4 | 22.8 | 24.2 | 23.1 | 21.3 | 18.8 | 16.7 | 14.3 | 11.6 | 9.1 | 8 | 7.5 | 22.3 | 21 | 19.4 | 15.3 | 13.2 | 10.4 | 7.5 | 4.2 | 2.4 | 2.9 | 4.7 | 6.3 | 5 | 5.4 | 4.8 | 1651.6 | 1235.2 | 817.9 | 815.7 | 1165.3 | 1170 | 1098.2 | 807 | 828.3 | 544.4 | 567.8 | 592.2 | 725.9 | 758.6 | 762.3 | 1494.8 | 1171.4 | 756.1 | 536.5 | 518.1 | 404.9 | 323.3 | 195.3 | 171.1 | 157.3 | 242.5 | 333.4 | 520.4 | 529.3 | 587.2 | 1675.4 | 1336.5 | 1000.5 | 939.2 | 1158.6 | 1186.8 | 1393.2 | 1385 | 1516 | 1317.8 | 1490 | 1217.5 | 1045.4 | 678.9 | 746.9 | 1121.2 | 1191.6 | 1151.6 | 1167.4 | 1102.7 | 1121.7 | 1061.3 | 969.9 | 863.1 | 761.3 | 650.5 | 523.8 | 398 | 365.7 | 348.1 | 1176.7 | 1096.9 | 981.4 | 798.1 | 671.7 | 504.6 | 336.4 | 188.6 | 106.3 | 134.7 | 218.8 | 294.8 | 228.8 | 243.3 | 216.1 | 0.27 | 0.19 | 0.11 | 0.1 | 0.13 | 0.12 | 0.11 | 0.08 | 0.08 | 0.05 | 0.05 | 0.06 | 0.07 | 0.08 | 0.08 | 0.23 | 0.17 | 0.1 | 0.08 | 0.08 | 0.06 | 0.05 | 0.03 | 0.02 | 0.02 | 0.03 | 0.04 | 0.06 | 0.06 | 0.07 | 0.25 | 0.19 | 0.12 | 0.1 | 0.13 | 0.12 | 0.14 | 0.13 | 0.14 | 0.13 | 0.15 | 0.12 | 0.1 | 0.06 | 0.07 | 0.18 | 0.17 | 0.15 | 0.14 | 0.13 | 0.12 | 0.11 | 0.1 | 0.09 | 0.07 | 0.06 | 0.05 | 0.04 | 0.03 | 0.03 | 0.18 | 0.16 | 0.14 | 0.12 | 0.09 | 0.06 | 0.03 | 0.02 | 0.01 | 0.01 | 0.02 | 0.02 | 0.02 | 0.02 | 0.02 | 0.0501
| 6 | 221.4699 | 12.5981 | 1.7203 | 222.2785 | 18.5818 | 889.5967 | 0.10364 | 43.518 | 240.0517 | 902.1948 | 1.8239 | 265.7965 | 543.8 | 392.1 | 221 | 184.3 | 258.1 | 257.6 | 230.4 | 164.9 | 169.6 | 112.5 | 117.4 | 123 | 150.2 | 174.3 | 183.6 | 462.7 | 353.5 | 194.5 | 141.6 | 141.1 | 113.8 | 90.9 | 54 | 46.8 | 43.5 | 64 | 88.3 | 133.6 | 132.7 | 145.4 | 506.2 | 381.6 | 227.9 | 196.4 | 258.7 | 269.4 | 313.8 | 293.3 | 319.3 | 277.7 | 322.9 | 260.4 | 212.8 | 127 | 137.1 | 367.2 | 347.5 | 301.1 | 281.7 | 261.2 | 245.6 | 222.7 | 200.9 | 185.6 | 160.6 | 133.7 | 100.5 | 74.8 | 47.5 | 33.4 | 366.7 | 331.5 | 274.8 | 229.5 | 179.1 | 118.7 | 61.5 | 30.4 | 16 | 12.7 | 9.3 | 6.4 | 4.5 | 2.5 | 1.8 | 48.8 | 33.7 | 16.3 | 10.6 | 13.2 | 12.4 | 8.6 | 5.7 | 5.6 | 3.4 | 4.1 | 4.9 | 6.6 | 8.8 | 10 | 38.3 | 28.3 | 12.9 | 10.7 | 11.5 | 9.7 | 7.4 | 4.3 | 3.4 | 3 | 4.2 | 5.6 | 8 | 7.7 | 8.5 | 39.9 | 28.3 | 11.4 | 8.6 | 12.6 | 12.5 | 13.3 | 10.1 | 10.9 | 10.1 | 13.6 | 11.3 | 8.8 | 4.3 | 4.5 | 32.8 | 26.5 | 20.3 | 16 | 15 | 10.8 | 8.8 | 7.3 | 7.5 | 6.1 | 4.7 | 2.9 | 1.8 | 1.4 | 1.2 | 30.3 | 26.4 | 20.1 | 18 | 13.1 | 7.1 | 1.9 | 0.6 | 0.3 | 0.4 | 0.7 | 1 | 0.8 | 0.8 | 0.7 | 6.98 | 4.81 | 2.29 | 1.44 | 1.78 | 1.65 | 1.1 | 0.71 | 0.7 | 0.41 | 0.51 | 0.62 | 0.86 | 1.18 | 1.35 | 5.44 | 4.01 | 1.8 | 1.51 | 1.63 | 1.37 | 1.06 | 0.61 | 0.48 | 0.42 | 0.58 | 0.77 | 1.09 | 1.06 | 1.17 | 5.66 | 3.99 | 1.54 | 1.12 | 1.68 | 1.66 | 1.73 | 1.26 | 1.36 | 1.27 | 1.77 | 1.48 | 1.13 | 0.53 | 0.56 | 4.69 | 3.75 | 2.83 | 2.19 | 2.05 | 1.42 | 1.13 | 0.92 | 0.96 | 0.77 | 0.59 | 0.35 | 0.19 | 0.14 | 0.12 | 4.3 | 3.75 | 2.83 | 2.54 | 1.83 | 0.98 | 0.23 | 0.07 | 0.03 | 0.04 | 0.07 | 0.1 | 0.08 | 0.08 | 0.07 | 29.4 | 22.5 | 15.2 | 15.4 | 22.9 | 23.7 | 23.4 | 17.2 | 17.9 | 12.2 | 12.2 | 12.2 | 14.4 | 15.6 | 15.8 | 27.9 | 22.2 | 14.7 | 9.5 | 8.7 | 6.7 | 5.6 | 3.4 | 3.2 | 3.2 | 4.9 | 6.9 | 10.9 | 11 | 11.9 | 32.5 | 26.2 | 20.7 | 18.8 | 23.6 | 25.1 | 30.4 | 30.5 | 33.3 | 28.5 | 31.7 | 25.3 | 21.2 | 13.4 | 14.5 | 20 | 23.1 | 22.5 | 23.7 | 21.8 | 23.5 | 22.3 | 20.7 | 18.4 | 16.3 | 13.8 | 11 | 8.7 | 7.9 | 7.5 | 22.2 | 20.9 | 19 | 14.8 | 12.4 | 9.7 | 6.9 | 4 | 2.3 | 2.8 | 4.6 | 6.3 | 4.9 | 5.2 | 4.6 | 1617.9 | 1212.3 | 767.2 | 737.1 | 1083 | 1108.7 | 1068.2 | 780.3 | 809.5 | 547.9 | 554 | 562.6 | 667 | 736.1 | 753.4 | 1478.4 | 1157.6 | 717.9 | 483.3 | 457.5 | 357.3 | 293.9 | 178.2 | 163.6 | 158.7 | 240.8 | 338.3 | 526.3 | 528.6 | 576.6 | 1666.1 | 1315 | 953.3 | 871 | 1108.1 | 1173.1 | 1407.7 | 1387.9 | 1514 | 1298.7 | 1470.8 | 1180 | 983.9 | 605 | 654.7 | 1098.2 | 1176.2 | 1104.1 | 1127.6 | 1046.6 | 1088.4 | 1018.6 | 937.6 | 844 | 743 | 628.8 | 492.7 | 380.4 | 360.8 | 349 | 1170.7 | 1087.2 | 958.2 | 766.2 | 628.8 | 466.1 | 309.5 | 178.7 | 105.1 | 134.9 | 215.5 | 293.4 | 226.6 | 237.6 | 205.5 | 0.27 | 0.19 | 0.11 | 0.09 | 0.12 | 0.12 | 0.1 | 0.07 | 0.08 | 0.05 | 0.05 | 0.06 | 0.07 | 0.08 | 0.08 | 0.22 | 0.17 | 0.09 | 0.07 | 0.07 | 0.05 | 0.04 | 0.03 | 0.02 | 0.02 | 0.03 | 0.04 | 0.06 | 0.06 | 0.07 | 0.25 | 0.19 | 0.11 | 0.09 | 0.12 | 0.12 | 0.14 | 0.13 | 0.14 | 0.12 | 0.15 | 0.12 | 0.1 | 0.06 | 0.06 | 0.18 | 0.17 | 0.15 | 0.13 | 0.12 | 0.11 | 0.1 | 0.09 | 0.08 | 0.07 | 0.06 | 0.04 | 0.03 | 0.03 | 0.03 | 0.18 | 0.16 | 0.13 | 0.11 | 0.09 | 0.06 | 0.03 | 0.02 | 0.01 | 0.01 | 0.02 | 0.02 | 0.02 | 0.02 | 0.02 | 0.0516
| 7 | 213.0177 | 12.1788 | 1.6638 | 213.7997 | 17.8256 | 853.5148 | 0.09834 | 41.7501 | 230.8433 | 865.6937 | 1.7622 | 255.5497 | 528.3 | 383.6 | 207.1 | 173.7 | 248.4 | 250.6 | 225 | 156.7 | 162.1 | 109.9 | 109.4 | 112.3 | 133.4 | 162.5 | 172.1 | 457 | 350.3 | 185.9 | 125.5 | 120.1 | 95.9 | 82.4 | 50.3 | 45.9 | 45.3 | 62.8 | 85.3 | 130 | 127.4 | 137.7 | 502.1 | 376.1 | 212.6 | 177.4 | 241.8 | 264.7 | 317.1 | 297.8 | 322.6 | 278.9 | 321.5 | 253.1 | 198.9 | 110.8 | 117.6 | 355.4 | 339.6 | 294.2 | 286.4 | 265.1 | 247.9 | 219.8 | 198.2 | 182.8 | 153.3 | 122 | 87.5 | 65.6 | 43.3 | 30.4 | 359 | 329.2 | 264.7 | 221 | 162.6 | 107.1 | 52.6 | 26.5 | 14.7 | 12.1 | 8.6 | 6.1 | 4.3 | 2.4 | 1.7 | 47 | 32.7 | 14.8 | 10.1 | 13 | 12.3 | 8.9 | 5.5 | 5.6 | 3.3 | 3.8 | 4.5 | 5.7 | 8.2 | 9.3 | 37.8 | 28 | 12.3 | 9.4 | 9.8 | 8.1 | 6.8 | 4 | 3.4 | 3.3 | 4.2 | 5.5 | 7.8 | 7.6 | 8.2 | 39.4 | 27.6 | 10.1 | 7.5 | 12.1 | 12.8 | 13.9 | 10.8 | 11.4 | 10.8 | 14.2 | 11.6 | 8.5 | 3.8 | 4 | 31.5 | 25.6 | 19.9 | 17.1 | 16.3 | 11.6 | 8.8 | 7.2 | 7.5 | 6 | 4.4 | 2.5 | 1.5 | 1.2 | 1.1 | 29.3 | 26.1 | 19.2 | 17.5 | 12 | 6.6 | 1.6 | 0.6 | 0.3 | 0.4 | 0.7 | 1 | 0.7 | 0.8 | 0.7 | 6.73 | 4.67 | 2.08 | 1.38 | 1.75 | 1.64 | 1.14 | 0.69 | 0.69 | 0.4 | 0.48 | 0.58 | 0.75 | 1.1 | 1.26 | 5.38 | 3.98 | 1.71 | 1.32 | 1.4 | 1.16 | 0.96 | 0.56 | 0.47 | 0.46 | 0.58 | 0.76 | 1.07 | 1.04 | 1.12 | 5.58 | 3.89 | 1.36 | 0.99 | 1.62 | 1.7 | 1.83 | 1.36 | 1.43 | 1.38 | 1.86 | 1.53 | 1.1 | 0.48 | 0.49 | 4.5 | 3.62 | 2.78 | 2.35 | 2.24 | 1.54 | 1.14 | 0.91 | 0.97 | 0.77 | 0.56 | 0.29 | 0.16 | 0.13 | 0.11 | 4.16 | 3.7 | 2.71 | 2.48 | 1.69 | 0.9 | 0.19 | 0.06 | 0.03 | 0.04 | 0.07 | 0.1 | 0.07 | 0.08 | 0.07 | 28.9 | 22.3 | 14.6 | 14.4 | 21.9 | 22.8 | 22.5 | 16.3 | 16.9 | 11.9 | 11.3 | 11.1 | 12.8 | 14.5 | 14.9 | 27.6 | 22 | 14.1 | 8.5 | 7.4 | 5.6 | 5 | 3.2 | 3.2 | 3.2 | 4.7 | 6.5 | 10.5 | 10.4 | 11.2 | 32.5 | 26.1 | 19.7 | 17.2 | 21.8 | 24.2 | 30.3 | 30.5 | 33.3 | 28 | 31 | 24.1 | 19.7 | 11.6 | 12.4 | 19.6 | 22.8 | 21.9 | 23.3 | 21.1 | 23.1 | 21.8 | 20.4 | 18 | 15.3 | 12.5 | 9.6 | 7.8 | 7.5 | 7.2 | 22.1 | 20.9 | 18.5 | 14.1 | 11.1 | 8.6 | 6 | 3.5 | 2.1 | 2.7 | 4.4 | 6 | 4.7 | 4.9 | 4.2 | 1582.3 | 1192.8 | 732.3 | 691.6 | 1035.5 | 1069.3 | 1028.7 | 738.6 | 767.8 | 534.1 | 516.5 | 512.1 | 594.9 | 685.9 | 708.8 | 1457.9 | 1146.7 | 688.9 | 430.5 | 387.2 | 301.2 | 265.8 | 167.4 | 160.6 | 160.7 | 232.6 | 322.5 | 510.2 | 503.3 | 543.7 | 1658.8 | 1304.1 | 903.7 | 792.5 | 1025.1 | 1137.5 | 1405.7 | 1392.2 | 1516.9 | 1282.4 | 1446.7 | 1130.5 | 914.3 | 524.1 | 559.6 | 1069.4 | 1157.6 | 1076.3 | 1120.4 | 1029.4 | 1076.4 | 999.9 | 924.3 | 827 | 703.1 | 569.8 | 431.5 | 336.3 | 341.4 | 335.2 | 1156.1 | 1083.3 | 925.6 | 730.8 | 566 | 415.9 | 267 | 158 | 98.3 | 130 | 206.5 | 283.7 | 219.6 | 224 | 189.5 | 0.26 | 0.19 | 0.1 | 0.08 | 0.11 | 0.11 | 0.1 | 0.07 | 0.07 | 0.05 | 0.05 | 0.05 | 0.06 | 0.07 | 0.08 | 0.22 | 0.17 | 0.09 | 0.06 | 0.06 | 0.05 | 0.04 | 0.02 | 0.02 | 0.02 | 0.03 | 0.04 | 0.06 | 0.06 | 0.06 | 0.25 | 0.19 | 0.11 | 0.08 | 0.11 | 0.12 | 0.14 | 0.13 | 0.14 | 0.13 | 0.15 | 0.12 | 0.09 | 0.05 | 0.05 | 0.17 | 0.17 | 0.14 | 0.14 | 0.12 | 0.11 | 0.1 | 0.09 | 0.08 | 0.07 | 0.05 | 0.04 | 0.03 | 0.03 | 0.03 | 0.18 | 0.16 | 0.13 | 0.11 | 0.08 | 0.05 | 0.02 | 0.01 | 0.01 | 0.01 | 0.02 | 0.02 | 0.02 | 0.02 | 0.02 | 0.0521
| 8 | 211.8218 | 12.9124 | 1.7748 | 212.6536 | 17.0156 | 823.7775 | 0.10043 | 40.108 | 228.8373 | 836.6899 | 1.8752 | 252.7616 | 526.6 | 384 | 205.1 | 173.1 | 249.8 | 252.8 | 223.4 | 152.8 | 158.6 | 109.5 | 103.1 | 105 | 122.1 | 156.3 | 163.7 | 459.8 | 351.7 | 185.1 | 118.8 | 109.2 | 84.8 | 74.4 | 44.7 | 39.3 | 33.3 | 54 | 79.6 | 130.3 | 124.3 | 131.4 | 499.4 | 374.3 | 206.8 | 168.2 | 230.8 | 259 | 318.1 | 299.3 | 326.7 | 276.9 | 318.9 | 244.7 | 190.2 | 95.7 | 99 | 355.7 | 341.1 | 289.7 | 283.7 | 256.7 | 243.6 | 214.5 | 196.9 | 176.4 | 142.2 | 105.7 | 74.2 | 57.3 | 40.6 | 30 | 355.9 | 329.5 | 256.7 | 213.4 | 150.2 | 100.2 | 48.4 | 24.3 | 13.5 | 11.1 | 8 | 6 | 4.2 | 2.2 | 1.5 | 47.4 | 33.2 | 15.2 | 11.1 | 14.4 | 13.9 | 9.9 | 6.1 | 6.1 | 3.5 | 3.6 | 4.1 | 5.4 | 8.1 | 9 | 38.7 | 28.8 | 12.8 | 9.2 | 8.9 | 7.1 | 5.9 | 3.5 | 2.7 | 2.1 | 3.3 | 5 | 8 | 7.6 | 8 | 38.9 | 27.3 | 9.6 | 6.8 | 11 | 12.2 | 14 | 11 | 11.8 | 10.8 | 14.2 | 11.3 | 8.3 | 3.5 | 3.6 | 32 | 26.2 | 20.2 | 17.6 | 16.2 | 11.7 | 8.8 | 7.5 | 7 | 5.1 | 3.5 | 2.1 | 1.4 | 1.2 | 1.1 | 29.3 | 26.6 | 19.1 | 17.4 | 11.4 | 6.3 | 1.5 | 0.5 | 0.3 | 0.4 | 0.7 | 0.9 | 0.7 | 0.7 | 0.6 | 6.78 | 4.74 | 2.14 | 1.54 | 1.96 | 1.88 | 1.29 | 0.78 | 0.77 | 0.43 | 0.45 | 0.53 | 0.7 | 1.08 | 1.23 | 5.51 | 4.09 | 1.79 | 1.3 | 1.27 | 1.01 | 0.83 | 0.49 | 0.38 | 0.29 | 0.45 | 0.69 | 1.11 | 1.04 | 1.1 | 5.52 | 3.84 | 1.29 | 0.88 | 1.46 | 1.62 | 1.83 | 1.4 | 1.49 | 1.38 | 1.87 | 1.49 | 1.09 | 0.44 | 0.46 | 4.59 | 3.71 | 2.83 | 2.44 | 2.24 | 1.56 | 1.13 | 0.95 | 0.91 | 0.64 | 0.44 | 0.25 | 0.15 | 0.13 | 0.11 | 4.17 | 3.78 | 2.69 | 2.47 | 1.6 | 0.87 | 0.18 | 0.06 | 0.03 | 0.04 | 0.07 | 0.09 | 0.07 | 0.07 | 0.06 | 28.4 | 21.9 | 14 | 13.4 | 20.8 | 21.7 | 21.4 | 15.3 | 16 | 11.6 | 10.7 | 10.5 | 11.7 | 13.8 | 14 | 27.2 | 21.6 | 13.5 | 7.8 | 6.7 | 5.1 | 4.7 | 2.9 | 2.9 | 2.6 | 4.3 | 6.3 | 10.4 | 10 | 10.5 | 32.5 | 26.1 | 19.4 | 16.6 | 21.3 | 24 | 30.4 | 30.5 | 33.5 | 27.7 | 30.6 | 23.3 | 18.6 | 9.8 | 10.2 | 19.1 | 22.5 | 21 | 22.5 | 20 | 22.4 | 21.2 | 20 | 17.6 | 14.6 | 11.1 | 8.2 | 6.7 | 7.2 | 7.2 | 21.7 | 20.5 | 17.5 | 13.1 | 10.1 | 7.9 | 5.5 | 3.2 | 2 | 2.6 | 4.3 | 5.9 | 4.6 | 4.5 | 3.8 | 1560.4 | 1180 | 709.2 | 654.6 | 999.1 | 1033.7 | 988.8 | 697.7 | 731.9 | 526.4 | 485.4 | 480.8 | 541.3 | 655.3 | 667.8 | 1446.3 | 1130.9 | 668.6 | 399 | 352.5 | 269 | 246.4 | 150.3 | 142.8 | 127.7 | 210.4 | 306.5 | 505.2 | 484.8 | 511.5 | 1656.1 | 1302.3 | 886.1 | 762 | 995.6 | 1122.3 | 1410.4 | 1392.9 | 1528.7 | 1271.4 | 1430 | 1092.5 | 867.6 | 447.4 | 461.9 | 1052.6 | 1147.1 | 1039.8 | 1088.3 | 980.6 | 1047.8 | 971.2 | 909.3 | 803.4 | 666.6 | 503.9 | 366 | 291.1 | 332.5 | 341.8 | 1137 | 1068.4 | 883.2 | 689.5 | 514.1 | 382.9 | 247 | 148.4 | 93.9 | 125.3 | 203.8 | 278.8 | 213.9 | 206.5 | 170.8 | 0.26 | 0.19 | 0.1 | 0.08 | 0.12 | 0.12 | 0.1 | 0.07 | 0.07 | 0.05 | 0.05 | 0.05 | 0.06 | 0.07 | 0.08 | 0.22 | 0.17 | 0.09 | 0.06 | 0.05 | 0.04 | 0.04 | 0.02 | 0.02 | 0.02 | 0.03 | 0.04 | 0.06 | 0.06 | 0.06 | 0.25 | 0.19 | 0.1 | 0.08 | 0.11 | 0.12 | 0.14 | 0.13 | 0.15 | 0.12 | 0.15 | 0.11 | 0.09 | 0.04 | 0.04 | 0.17 | 0.17 | 0.14 | 0.14 | 0.12 | 0.11 | 0.1 | 0.09 | 0.08 | 0.06 | 0.05 | 0.03 | 0.03 | 0.03 | 0.03 | 0.18 | 0.16 | 0.13 | 0.1 | 0.07 | 0.05 | 0.02 | 0.01 | 0.01 | 0.01 | 0.02 | 0.02 | 0.02 | 0.02 | 0.01 | 0.052733
| 9 | 206.1922 | 12.2959 | 1.6901 | 206.9844 | 16.7901 | 809.5315 | 0.09834 | 39.483 | 222.9823 | 821.8274 | 1.7884 | 246.4674 | 518.6 | 378.9 | 199.8 | 161.6 | 238.8 | 242.3 | 221.8 | 149.2 | 155.4 | 109.3 | 103.1 | 104.1 | 120.3 | 153.8 | 161.9 | 455.7 | 345.4 | 180.3 | 113.1 | 104.1 | 80.7 | 70.7 | 43.8 | 39.3 | 30.2 | 50.4 | 74.3 | 129.5 | 123.2 | 131.2 | 503.3 | 378.3 | 211.4 | 174.8 | 240.6 | 270 | 326.2 | 304.5 | 330.7 | 277.5 | 315.4 | 240.9 | 186.1 | 91.6 | 93 | 349.2 | 338.2 | 281.1 | 277.6 | 249.8 | 244.5 | 214.6 | 195.7 | 169.2 | 136.7 | 99.6 | 71.7 | 54.2 | 38.6 | 28.6 | 351.5 | 327.9 | 249.8 | 205.8 | 141 | 95.3 | 46.5 | 22.7 | 13.5 | 11.2 | 8 | 6 | 4.3 | 2.3 | 1.6 | 45.9 | 32.2 | 14.2 | 9.9 | 13.2 | 13 | 10 | 6 | 5.9 | 3.5 | 3.7 | 4.2 | 5.2 | 7.6 | 8.5 | 37.8 | 27.6 | 11.9 | 8.4 | 8.4 | 6.7 | 5.5 | 3.4 | 2.7 | 1.8 | 3 | 4.3 | 7.7 | 7.2 | 7.8 | 39.3 | 27.5 | 10 | 7.4 | 12 | 13.2 | 14.6 | 11.4 | 12.2 | 10.9 | 13.8 | 10.9 | 7.9 | 3.4 | 3.4 | 30.9 | 25.6 | 18.8 | 16.8 | 15.3 | 11.8 | 8.6 | 7.3 | 6.3 | 4.7 | 3.2 | 2.2 | 1.4 | 1.1 | 1.1 | 28.3 | 25.9 | 17.9 | 16.5 | 10.6 | 6.1 | 1.6 | 0.5 | 0.3 | 0.4 | 0.7 | 0.9 | 0.7 | 0.7 | 0.6 | 6.56 | 4.59 | 2 | 1.36 | 1.8 | 1.75 | 1.31 | 0.78 | 0.75 | 0.44 | 0.47 | 0.54 | 0.68 | 1.02 | 1.15 | 5.38 | 3.91 | 1.66 | 1.18 | 1.19 | 0.95 | 0.77 | 0.48 | 0.38 | 0.24 | 0.4 | 0.59 | 1.06 | 0.99 | 1.07 | 5.57 | 3.88 | 1.34 | 0.97 | 1.61 | 1.77 | 1.92 | 1.45 | 1.54 | 1.4 | 1.8 | 1.43 | 1.03 | 0.43 | 0.44 | 4.41 | 3.61 | 2.63 | 2.32 | 2.11 | 1.57 | 1.12 | 0.92 | 0.8 | 0.58 | 0.39 | 0.26 | 0.16 | 0.12 | 0.11 | 4.02 | 3.67 | 2.52 | 2.34 | 1.49 | 0.85 | 0.19 | 0.05 | 0.03 | 0.04 | 0.07 | 0.09 | 0.07 | 0.07 | 0.06 | 28.6 | 22.2 | 14.2 | 12.9 | 20.3 | 21.1 | 21 | 14.8 | 15.7 | 11.6 | 10.6 | 10.3 | 11.5 | 13.9 | 14.2 | 27.5 | 21.8 | 13.7 | 7.8 | 6.5 | 4.9 | 4.6 | 2.9 | 2.9 | 2.5 | 4.2 | 6.1 | 10.5 | 10.1 | 10.7 | 32.7 | 26.4 | 19.7 | 16.9 | 21.7 | 24.5 | 30.9 | 30.9 | 33.7 | 27.7 | 30.6 | 23.2 | 18.4 | 9.3 | 9.5 | 19.3 | 22.7 | 21.1 | 22.4 | 19.9 | 22.4 | 21.3 | 20 | 17.3 | 14.3 | 10.6 | 7.8 | 6.3 | 6.9 | 7 | 22 | 21 | 17.6 | 12.9 | 9.5 | 7.4 | 5.2 | 3.1 | 2 | 2.6 | 4.3 | 6 | 4.7 | 4.7 | 3.8 | 1558.5 | 1181 | 707.5 | 627 | 971 | 1000.4 | 975.3 | 677.7 | 718.6 | 524.3 | 482.6 | 474.1 | 535.6 | 655 | 673.2 | 1449.4 | 1131 | 667 | 390.4 | 339.5 | 257.4 | 238.5 | 148.1 | 143.1 | 119.7 | 200.3 | 295.4 | 510.3 | 489 | 517.1 | 1667 | 1316.8 | 901.7 | 781.1 | 1019.9 | 1152.9 | 1437.5 | 1410.8 | 1539.9 | 1271 | 1424.6 | 1083.4 | 856.9 | 425.6 | 432.5 | 1051.2 | 1150.7 | 1032.2 | 1078.7 | 968.9 | 1050.2 | 975 | 908 | 784.9 | 647.3 | 478.4 | 349.5 | 272.8 | 320.1 | 329.8 | 1140.9 | 1081.3 | 880 | 674.3 | 484.7 | 360.9 | 235.7 | 142.4 | 96.1 | 126.3 | 202.5 | 280.7 | 216.8 | 213.6 | 176.3 | 0.26 | 0.19 | 0.1 | 0.08 | 0.11 | 0.11 | 0.1 | 0.07 | 0.07 | 0.05 | 0.05 | 0.05 | 0.05 | 0.07 | 0.07 | 0.22 | 0.17 | 0.09 | 0.06 | 0.05 | 0.04 | 0.03 | 0.02 | 0.02 | 0.01 | 0.02 | 0.03 | 0.06 | 0.06 | 0.06 | 0.25 | 0.19 | 0.11 | 0.08 | 0.11 | 0.12 | 0.15 | 0.14 | 0.15 | 0.13 | 0.14 | 0.11 | 0.09 | 0.04 | 0.04 | 0.17 | 0.17 | 0.14 | 0.13 | 0.12 | 0.11 | 0.1 | 0.09 | 0.08 | 0.06 | 0.04 | 0.03 | 0.02 | 0.03 | 0.03 | 0.17 | 0.16 | 0.12 | 0.1 | 0.07 | 0.05 | 0.02 | 0.01 | 0.01 | 0.01 | 0.02 | 0.02 | 0.02 | 0.02 | 0.01 | 0.0534
| 10 | 208.6467 | 12.4687 | 1.7152 | 209.4504 | 16.9839 | 818.1995 | 0.09834 | 39.9196 | 225.6307 | 830.6682 | 1.8135 | 249.3699 | 524.9 | 385.9 | 210.9 | 167.7 | 243 | 243.1 | 219.4 | 144.9 | 152.4 | 108 | 102.5 | 103.3 | 120.9 | 153.4 | 162.6 | 455.6 | 345.6 | 184.2 | 112.5 | 101.7 | 78.4 | 67.3 | 42.1 | 37.4 | 29.6 | 48.7 | 73.3 | 131.2 | 125.1 | 133 | 497.9 | 375.9 | 212.5 | 178.9 | 241.8 | 273.3 | 328.1 | 307.3 | 333.1 | 278.9 | 316.7 | 240.7 | 184.1 | 90.9 | 92 | 354 | 342.1 | 281.4 | 271.5 | 243.4 | 241.9 | 210.7 | 190.3 | 164.2 | 135.4 | 98.8 | 72.2 | 54.5 | 39.4 | 29.9 | 357.9 | 335.1 | 259.8 | 208.2 | 140.8 | 95.2 | 47.9 | 24.1 | 13.8 | 11.5 | 8.2 | 6.1 | 4.2 | 2.3 | 1.6 | 46.4 | 32.7 | 15.3 | 10.3 | 13.5 | 13 | 9.8 | 5.7 | 5.6 | 3.3 | 3.5 | 4 | 5.1 | 7.3 | 8.3 | 37 | 27 | 12 | 8.2 | 8.1 | 6.5 | 5.1 | 3.1 | 2.5 | 1.8 | 2.9 | 4.4 | 8 | 7.5 | 8.1 | 38.4 | 27 | 10.1 | 7.5 | 11.9 | 13 | 14.5 | 11.5 | 12.2 | 10.7 | 13.6 | 10.6 | 7.5 | 3.2 | 3.2 | 31.4 | 25.9 | 18.9 | 15.9 | 14.4 | 11.3 | 8.2 | 6.6 | 5.7 | 4.5 | 3.3 | 2.4 | 1.4 | 1.2 | 1.1 | 28.8 | 26.7 | 19.1 | 16.9 | 10.6 | 6 | 1.6 | 0.5 | 0.3 | 0.4 | 0.7 | 0.9 | 0.7 | 0.7 | 0.6 | 6.64 | 4.66 | 2.16 | 1.42 | 1.84 | 1.76 | 1.28 | 0.73 | 0.71 | 0.41 | 0.44 | 0.51 | 0.66 | 0.98 | 1.12 | 5.26 | 3.83 | 1.67 | 1.16 | 1.15 | 0.93 | 0.71 | 0.44 | 0.35 | 0.25 | 0.4 | 0.6 | 1.09 | 1.03 | 1.11 | 5.44 | 3.8 | 1.36 | 0.98 | 1.58 | 1.73 | 1.9 | 1.46 | 1.55 | 1.37 | 1.77 | 1.38 | 0.97 | 0.39 | 0.4 | 4.49 | 3.66 | 2.64 | 2.18 | 1.98 | 1.5 | 1.05 | 0.83 | 0.71 | 0.56 | 0.41 | 0.29 | 0.16 | 0.12 | 0.11 | 4.09 | 3.78 | 2.7 | 2.39 | 1.49 | 0.83 | 0.2 | 0.06 | 0.03 | 0.04 | 0.07 | 0.09 | 0.07 | 0.07 | 0.06 | 29 | 22.6 | 14.7 | 13.4 | 20.7 | 21.2 | 20.9 | 14.6 | 15.6 | 11.6 | 10.7 | 10.4 | 11.7 | 14.1 | 14.5 | 28.1 | 22.3 | 14.1 | 7.8 | 6.4 | 4.7 | 4.5 | 2.9 | 2.8 | 2.4 | 4 | 6 | 10.5 | 10.1 | 10.7 | 32.8 | 26.6 | 19.8 | 17.4 | 22 | 25.2 | 31.3 | 31.2 | 34 | 28 | 30.9 | 23.4 | 18.5 | 9.5 | 9.6 | 19.5 | 22.9 | 21.1 | 22.4 | 19.9 | 22.5 | 21.2 | 19.9 | 17.1 | 14.2 | 10.4 | 7.6 | 6.3 | 7 | 7.1 | 22.4 | 21.3 | 17.9 | 12.9 | 9.5 | 7.5 | 5.3 | 3.2 | 2 | 2.7 | 4.3 | 6 | 4.6 | 4.6 | 3.8 | 1579.1 | 1204.3 | 737.2 | 649.3 | 986.8 | 1004.7 | 968 | 663.9 | 709.5 | 523.3 | 485 | 476.1 | 542.5 | 661.2 | 684 | 1473 | 1149.3 | 687 | 392 | 334.4 | 250.4 | 231.5 | 145.6 | 138.7 | 115.9 | 192 | 289 | 512.5 | 491.5 | 518.3 | 1663.1 | 1319.7 | 904.8 | 801.7 | 1032.1 | 1179 | 1450.8 | 1426.2 | 1551 | 1283.6 | 1437.4 | 1091.3 | 858.1 | 429.9 | 434.3 | 1062.1 | 1162 | 1032.4 | 1072.1 | 960.2 | 1049.3 | 966.8 | 897.4 | 774.6 | 644.4 | 471.6 | 345.5 | 272.7 | 319.2 | 329.3 | 1162.2 | 1098.6 | 899 | 676.1 | 483.9 | 363.5 | 239.9 | 146.6 | 96 | 128.9 | 204.3 | 279.8 | 214 | 209.1 | 172.8 | 0.26 | 0.19 | 0.1 | 0.08 | 0.11 | 0.11 | 0.1 | 0.07 | 0.07 | 0.05 | 0.05 | 0.05 | 0.05 | 0.07 | 0.07 | 0.22 | 0.17 | 0.09 | 0.06 | 0.05 | 0.04 | 0.03 | 0.02 | 0.02 | 0.01 | 0.02 | 0.03 | 0.06 | 0.06 | 0.06 | 0.25 | 0.19 | 0.11 | 0.08 | 0.11 | 0.13 | 0.15 | 0.14 | 0.15 | 0.13 | 0.15 | 0.11 | 0.08 | 0.04 | 0.04 | 0.17 | 0.17 | 0.14 | 0.13 | 0.11 | 0.11 | 0.1 | 0.09 | 0.07 | 0.06 | 0.04 | 0.03 | 0.03 | 0.03 | 0.03 | 0.18 | 0.17 | 0.13 | 0.1 | 0.07 | 0.05 | 0.02 | 0.01 | 0.01 | 0.01 | 0.02 | 0.02 | 0.02 | 0.02 | 0.01 | 0.0542
| 11 | 208.5504 | 12.3802 | 1.7002 | 209.3476 | 17.0411 | 820.2256 | 0.09834 | 40.0335 | 225.5915 | 832.6058 | 1.7986 | 249.3811 | 523.2 | 386.4 | 212.5 | 169.5 | 242.3 | 243.9 | 217 | 142.7 | 150.5 | 108.2 | 102.6 | 102.1 | 120 | 153.5 | 163.7 | 452.4 | 346.6 | 186.3 | 114 | 100.2 | 75.1 | 66.7 | 40.9 | 36.3 | 28.2 | 48.5 | 75.5 | 131.5 | 123.9 | 129.1 | 498.2 | 378 | 216.2 | 182.8 | 246.1 | 277.4 | 330.6 | 309.3 | 334.6 | 281.2 | 317.8 | 242.1 | 184.8 | 94.4 | 96.3 | 353.7 | 342.7 | 287.8 | 279.9 | 249.3 | 242.9 | 207.8 | 187.3 | 160.7 | 132.3 | 97.8 | 74 | 56.6 | 41.3 | 29.7 | 357.8 | 335.8 | 257 | 202 | 134.9 | 95.1 | 49.9 | 25.1 | 14.2 | 11.9 | 8.3 | 6.2 | 4.3 | 2.4 | 1.6 | 46 | 32.5 | 15.4 | 10.4 | 13.3 | 13 | 9.4 | 5.5 | 5.5 | 3.3 | 3.5 | 3.9 | 5.1 | 7.3 | 8.3 | 36.5 | 26.9 | 12.1 | 8.4 | 8.1 | 6.2 | 5.2 | 3.2 | 2.6 | 1.7 | 2.9 | 4.5 | 7.9 | 7.4 | 7.9 | 38.2 | 26.9 | 10.3 | 7.7 | 12 | 13.2 | 14.5 | 11.5 | 12.1 | 10.8 | 13.7 | 10.7 | 7.7 | 3.3 | 3.5 | 31.2 | 25.8 | 19.4 | 16.6 | 15 | 11.5 | 7.8 | 6.3 | 5.3 | 4.2 | 3.2 | 2.5 | 1.5 | 1.2 | 1.1 | 28.5 | 26.5 | 18.7 | 16.1 | 10 | 6 | 1.9 | 0.6 | 0.3 | 0.4 | 0.7 | 1 | 0.8 | 0.7 | 0.6 | 6.58 | 4.63 | 2.17 | 1.43 | 1.81 | 1.75 | 1.23 | 0.7 | 0.69 | 0.41 | 0.44 | 0.49 | 0.66 | 0.98 | 1.12 | 5.18 | 3.81 | 1.69 | 1.18 | 1.14 | 0.89 | 0.73 | 0.45 | 0.36 | 0.24 | 0.39 | 0.61 | 1.09 | 1.02 | 1.09 | 5.41 | 3.79 | 1.38 | 1.01 | 1.6 | 1.76 | 1.9 | 1.46 | 1.54 | 1.38 | 1.79 | 1.41 | 0.99 | 0.42 | 0.44 | 4.46 | 3.65 | 2.71 | 2.29 | 2.05 | 1.52 | 1 | 0.78 | 0.66 | 0.52 | 0.39 | 0.3 | 0.18 | 0.13 | 0.11 | 4.05 | 3.75 | 2.63 | 2.28 | 1.41 | 0.84 | 0.24 | 0.06 | 0.03 | 0.04 | 0.07 | 0.1 | 0.08 | 0.07 | 0.06 | 29.2 | 22.9 | 14.8 | 13.6 | 20.7 | 21.3 | 20.9 | 14.4 | 15.5 | 11.6 | 10.7 | 10.3 | 11.6 | 14.1 | 14.6 | 28.3 | 22.6 | 14.3 | 7.9 | 6.3 | 4.5 | 4.4 | 2.7 | 2.6 | 2.2 | 4 | 6.2 | 10.6 | 10 | 10.3 | 33 | 26.9 | 20.1 | 17.7 | 22.4 | 25.5 | 31.6 | 31.5 | 34.3 | 28.3 | 30.9 | 23.4 | 18.5 | 9.8 | 9.9 | 19.7 | 23.1 | 21.4 | 22.9 | 20.2 | 22.5 | 21.1 | 19.7 | 17 | 14.1 | 10.4 | 7.8 | 6.5 | 7.1 | 7 | 22.7 | 21.6 | 18 | 12.8 | 9.2 | 7.4 | 5.3 | 3.3 | 2.1 | 2.7 | 4.4 | 6.1 | 4.7 | 4.7 | 3.8 | 1580.8 | 1213 | 742.9 | 656.3 | 987.9 | 1009.9 | 965 | 657.6 | 703 | 524.2 | 486.4 | 471.9 | 538.8 | 661.5 | 690 | 1470.6 | 1156.7 | 694.4 | 395.7 | 327.6 | 239.7 | 224.7 | 137.5 | 130.4 | 109.1 | 191.9 | 298.8 | 514.7 | 486.9 | 501.9 | 1669.7 | 1332.8 | 920.6 | 817.3 | 1052.5 | 1195.4 | 1465.5 | 1435.8 | 1562 | 1294 | 1438.3 | 1093 | 857.2 | 443.8 | 451.4 | 1066.5 | 1168.1 | 1052.3 | 1096.8 | 978.1 | 1051.5 | 960.9 | 889.9 | 766.7 | 636.2 | 468.9 | 353.7 | 281.4 | 326.9 | 327.1 | 1170.3 | 1109.1 | 898.1 | 665.2 | 468.1 | 361.9 | 243.3 | 150 | 96.6 | 130 | 207.1 | 286 | 220 | 212.8 | 172.2 | 0.26 | 0.19 | 0.1 | 0.08 | 0.11 | 0.11 | 0.1 | 0.07 | 0.07 | 0.05 | 0.05 | 0.05 | 0.05 | 0.07 | 0.07 | 0.22 | 0.17 | 0.09 | 0.06 | 0.05 | 0.04 | 0.03 | 0.02 | 0.02 | 0.01 | 0.02 | 0.03 | 0.06 | 0.06 | 0.06 | 0.25 | 0.19 | 0.11 | 0.08 | 0.11 | 0.13 | 0.15 | 0.14 | 0.15 | 0.13 | 0.15 | 0.11 | 0.08 | 0.04 | 0.04 | 0.17 | 0.17 | 0.14 | 0.13 | 0.12 | 0.11 | 0.09 | 0.09 | 0.07 | 0.06 | 0.04 | 0.03 | 0.03 | 0.03 | 0.03 | 0.18 | 0.17 | 0.13 | 0.1 | 0.06 | 0.04 | 0.02 | 0.01 | 0.01 | 0.01 | 0.02 | 0.02 | 0.02 | 0.02 | 0.01 | 0.0547
| 12 | 205.4957 | 12.0883 | 1.6591 | 206.2739 | 16.9022 | 811.422 | 0.097438 | 39.6479 | 222.398 | 823.5103 | 1.7566 | 245.9217 | 520.2 | 383 | 211 | 162.6 | 234.9 | 237.3 | 213.8 | 141.7 | 150.4 | 109.5 | 104.2 | 103.5 | 120.7 | 155.3 | 165.8 | 448.4 | 343.8 | 186.9 | 113.3 | 101.1 | 76.6 | 70.8 | 44 | 38.4 | 26.6 | 45.4 | 69.7 | 128.9 | 123.5 | 132.1 | 494.7 | 376.1 | 216.2 | 180.8 | 245.4 | 275.1 | 331.1 | 308.4 | 335.1 | 281.1 | 318 | 241.3 | 184.8 | 94.3 | 97.6 | 350.3 | 340.6 | 286.9 | 277.7 | 247.3 | 241.9 | 207.1 | 185.8 | 159.1 | 132.3 | 96.8 | 73.1 | 55 | 41.2 | 29.4 | 356.4 | 337.6 | 262.7 | 205.7 | 134.9 | 93.4 | 49.2 | 25.6 | 14 | 11.7 | 8 | 6.2 | 4.4 | 2.4 | 1.7 | 45.8 | 32.2 | 15.5 | 9.6 | 12.5 | 12.2 | 9.1 | 5.4 | 5.5 | 3.5 | 3.7 | 4 | 5.1 | 7.5 | 8.5 | 36.1 | 26.7 | 12.5 | 8.3 | 8 | 6.3 | 5.5 | 3.5 | 2.7 | 1.5 | 2.5 | 4 | 7.8 | 7.5 | 8.2 | 37.6 | 26.6 | 10.3 | 7.6 | 12 | 13.2 | 14.6 | 11.4 | 12.1 | 10.6 | 13.6 | 10.6 | 7.6 | 3.3 | 3.5 | 30.8 | 25.5 | 19.3 | 16.3 | 14.7 | 11.4 | 7.8 | 6.2 | 5.2 | 4.2 | 3.1 | 2.3 | 1.4 | 1.2 | 1.1 | 28.5 | 26.9 | 19.5 | 16.4 | 9.9 | 5.7 | 1.7 | 0.6 | 0.3 | 0.4 | 0.7 | 1 | 0.8 | 0.8 | 0.6 | 6.54 | 4.59 | 2.19 | 1.31 | 1.69 | 1.65 | 1.19 | 0.69 | 0.69 | 0.43 | 0.46 | 0.52 | 0.66 | 1 | 1.14 | 5.13 | 3.78 | 1.75 | 1.17 | 1.14 | 0.89 | 0.78 | 0.49 | 0.38 | 0.2 | 0.34 | 0.55 | 1.08 | 1.04 | 1.13 | 5.33 | 3.74 | 1.38 | 0.99 | 1.61 | 1.76 | 1.92 | 1.45 | 1.53 | 1.36 | 1.78 | 1.38 | 0.99 | 0.41 | 0.44 | 4.4 | 3.6 | 2.7 | 2.24 | 2.01 | 1.51 | 1 | 0.77 | 0.64 | 0.51 | 0.37 | 0.29 | 0.16 | 0.13 | 0.11 | 4.05 | 3.81 | 2.76 | 2.32 | 1.39 | 0.79 | 0.22 | 0.06 | 0.03 | 0.04 | 0.07 | 0.1 | 0.08 | 0.08 | 0.07 | 29 | 22.7 | 14.5 | 13.4 | 20.5 | 21.1 | 20.7 | 14.4 | 15.4 | 11.7 | 10.8 | 10.3 | 11.7 | 14.2 | 14.7 | 28 | 22.4 | 14 | 7.9 | 6.4 | 4.7 | 4.6 | 2.8 | 2.7 | 2.2 | 3.9 | 5.8 | 10.3 | 9.9 | 10.5 | 33.1 | 27 | 20.1 | 17.6 | 22.3 | 25.2 | 31.6 | 31.4 | 34.4 | 28.4 | 31.1 | 23.5 | 18.5 | 9.8 | 10.1 | 19.6 | 23.1 | 21.4 | 22.9 | 20.2 | 22.5 | 21 | 19.6 | 16.9 | 14.1 | 10.3 | 7.8 | 6.4 | 7.2 | 7.1 | 22.5 | 21.4 | 17.9 | 13 | 9.3 | 7.5 | 5.3 | 3.4 | 2.1 | 2.7 | 4.3 | 6.1 | 4.8 | 4.8 | 3.9 | 1571.4 | 1202.9 | 730.4 | 640.8 | 970.9 | 994.7 | 955.7 | 653.9 | 702 | 526.8 | 489.8 | 474.7 | 542.5 | 666.5 | 696.7 | 1457.6 | 1147.5 | 686.4 | 394.8 | 333.1 | 246.6 | 237.6 | 147.1 | 137.6 | 107.7 | 185.1 | 279.8 | 503 | 481 | 511.2 | 1665.4 | 1330 | 918.8 | 808.4 | 1046.8 | 1182.2 | 1464.5 | 1433.2 | 1566.8 | 1299.2 | 1443.4 | 1094.7 | 858.5 | 446 | 458.4 | 1059.9 | 1164.1 | 1049.4 | 1094.3 | 975.5 | 1048.8 | 956.5 | 884.7 | 761.3 | 637.5 | 466.8 | 351.9 | 276.7 | 330.4 | 331.1 | 1161.2 | 1107.1 | 903.9 | 676.8 | 472.5 | 361.5 | 242 | 153.4 | 96.1 | 129.1 | 202.8 | 286.3 | 221.6 | 215.8 | 172.7 | 0.26 | 0.19 | 0.1 | 0.08 | 0.11 | 0.11 | 0.1 | 0.06 | 0.07 | 0.05 | 0.05 | 0.05 | 0.05 | 0.07 | 0.08 | 0.22 | 0.17 | 0.09 | 0.06 | 0.05 | 0.04 | 0.03 | 0.02 | 0.02 | 0.01 | 0.02 | 0.03 | 0.06 | 0.06 | 0.06 | 0.25 | 0.19 | 0.11 | 0.08 | 0.11 | 0.13 | 0.15 | 0.14 | 0.15 | 0.13 | 0.15 | 0.11 | 0.08 | 0.04 | 0.04 | 0.17 | 0.17 | 0.14 | 0.13 | 0.11 | 0.11 | 0.09 | 0.08 | 0.07 | 0.06 | 0.04 | 0.03 | 0.03 | 0.03 | 0.03 | 0.18 | 0.17 | 0.13 | 0.1 | 0.06 | 0.04 | 0.02 | 0.01 | 0.01 | 0.01 | 0.02 | 0.02 | 0.02 | 0.02 | 0.02 | 0.0552
| 13 | 204.8989 | 12.04 | 1.6528 | 205.674 | 16.8607 | 809.102 | 0.097438 | 39.5414 | 221.7596 | 821.142 | 1.7502 | 245.2154 | 519.6 | 383 | 210.6 | 164 | 236 | 238.6 | 212.6 | 140 | 147.4 | 106.8 | 101.3 | 101.2 | 120 | 152.7 | 163 | 447.6 | 343.7 | 189.4 | 118 | 104.9 | 78.5 | 68.7 | 42.6 | 37.3 | 26.8 | 45.1 | 69.9 | 129 | 123.9 | 131.8 | 499.2 | 379.9 | 220.4 | 184.6 | 249.3 | 279 | 331.1 | 307.3 | 331.5 | 280.4 | 316.6 | 240.6 | 183.9 | 94.2 | 98 | 352 | 341.5 | 289.2 | 277.9 | 249.4 | 241.7 | 207.2 | 184.5 | 159.2 | 134.2 | 98.8 | 74 | 55.3 | 41 | 29.7 | 355 | 336.1 | 261 | 206.1 | 137 | 95.1 | 50.6 | 25.8 | 14.9 | 11.7 | 8.2 | 6.2 | 4.4 | 2.4 | 1.7 | 45.5 | 32 | 15.4 | 9.8 | 12.7 | 12.4 | 9 | 5.3 | 5.2 | 3.3 | 3.5 | 3.9 | 5 | 7.3 | 8.3 | 36.2 | 26.9 | 12.9 | 8.9 | 8.7 | 6.7 | 5.5 | 3.4 | 2.7 | 1.6 | 2.6 | 4.1 | 7.9 | 7.6 | 8.2 | 38.4 | 27.3 | 11 | 8.2 | 12.5 | 13.7 | 14.6 | 11.2 | 11.6 | 10.6 | 13.5 | 10.6 | 7.6 | 3.3 | 3.5 | 30.9 | 25.6 | 19.7 | 16.4 | 15.1 | 11.5 | 8 | 6.1 | 5.3 | 4.4 | 3.3 | 2.4 | 1.4 | 1.2 | 1.1 | 28.1 | 26.6 | 19.1 | 16.4 | 9.9 | 5.9 | 1.9 | 0.6 | 0.3 | 0.4 | 0.7 | 1 | 0.8 | 0.7 | 0.6 | 6.51 | 4.56 | 2.17 | 1.35 | 1.73 | 1.67 | 1.17 | 0.67 | 0.66 | 0.4 | 0.43 | 0.49 | 0.66 | 0.97 | 1.11 | 5.14 | 3.81 | 1.81 | 1.26 | 1.23 | 0.95 | 0.78 | 0.49 | 0.38 | 0.22 | 0.35 | 0.56 | 1.09 | 1.04 | 1.13 | 5.44 | 3.85 | 1.49 | 1.07 | 1.68 | 1.83 | 1.91 | 1.42 | 1.45 | 1.35 | 1.76 | 1.38 | 0.98 | 0.42 | 0.44 | 4.42 | 3.61 | 2.75 | 2.26 | 2.08 | 1.52 | 1.02 | 0.76 | 0.65 | 0.55 | 0.41 | 0.3 | 0.16 | 0.13 | 0.11 | 3.99 | 3.77 | 2.69 | 2.32 | 1.39 | 0.82 | 0.23 | 0.07 | 0.03 | 0.04 | 0.07 | 0.1 | 0.08 | 0.07 | 0.06 | 29.1 | 22.9 | 14.6 | 13.3 | 20.4 | 21.1 | 20.7 | 14.3 | 15.2 | 11.5 | 10.6 | 10.2 | 11.7 | 14 | 14.5 | 27.9 | 22.3 | 14 | 7.9 | 6.4 | 4.6 | 4.3 | 2.7 | 2.6 | 2.2 | 3.8 | 5.8 | 10.3 | 9.9 | 10.4 | 33 | 26.9 | 20 | 17.6 | 22.4 | 25.4 | 31.6 | 31.5 | 34.4 | 28.4 | 31 | 23.4 | 18.4 | 9.8 | 10.1 | 19.6 | 23.1 | 21.4 | 22.8 | 20.1 | 22.4 | 20.9 | 19.5 | 16.8 | 14.2 | 10.4 | 7.8 | 6.4 | 7.1 | 7.1 | 22.7 | 21.5 | 18.1 | 13.1 | 9.6 | 7.5 | 5.4 | 3.4 | 2.2 | 2.7 | 4.4 | 6.1 | 4.8 | 4.6 | 3.6 | 1573.8 | 1207.1 | 731.6 | 641.5 | 969.8 | 996.6 | 952.3 | 648.2 | 692.1 | 517.4 | 480.2 | 466.7 | 539.2 | 657.8 | 686.9 | 1449.7 | 1141.8 | 688.4 | 401.6 | 336.3 | 244.8 | 226.3 | 139.5 | 132 | 104.7 | 181.3 | 278.4 | 501.8 | 482.8 | 509.1 | 1667.7 | 1330.5 | 921.4 | 814.1 | 1053.7 | 1189.5 | 1465.7 | 1433.5 | 1561.9 | 1297.3 | 1440.6 | 1090.6 | 854.6 | 443.4 | 459.4 | 1062.9 | 1166.9 | 1051.5 | 1090.8 | 973.7 | 1044.5 | 953.5 | 879.5 | 759.4 | 640.8 | 471.5 | 353.9 | 277.8 | 329.1 | 331.9 | 1165.4 | 1107.2 | 906.2 | 679.9 | 483 | 365.1 | 249.1 | 154.9 | 102.1 | 129.3 | 206 | 288.3 | 223.1 | 210.4 | 164.8 | 0.26 | 0.19 | 0.1 | 0.08 | 0.11 | 0.11 | 0.1 | 0.06 | 0.07 | 0.05 | 0.05 | 0.05 | 0.05 | 0.07 | 0.07 | 0.22 | 0.17 | 0.09 | 0.06 | 0.05 | 0.04 | 0.03 | 0.02 | 0.02 | 0.01 | 0.02 | 0.03 | 0.06 | 0.06 | 0.06 | 0.25 | 0.19 | 0.11 | 0.09 | 0.12 | 0.13 | 0.15 | 0.14 | 0.15 | 0.13 | 0.15 | 0.11 | 0.08 | 0.04 | 0.04 | 0.17 | 0.17 | 0.14 | 0.13 | 0.12 | 0.11 | 0.09 | 0.08 | 0.07 | 0.06 | 0.04 | 0.03 | 0.03 | 0.03 | 0.03 | 0.18 | 0.17 | 0.13 | 0.1 | 0.07 | 0.04 | 0.02 | 0.01 | 0.01 | 0.01 | 0.02 | 0.02 | 0.02 | 0.02 | 0.01 | 0.0557
| 14 | 203.9549 | 11.986 | 1.6461 | 204.7267 | 16.8075 | 805.5598 | 0.097895 | 39.3891 | 220.7624 | 817.5458 | 1.744 | 244.1158 | 521.2 | 384.3 | 213.4 | 162 | 233.3 | 234.6 | 210.3 | 138.8 | 146.9 | 106.1 | 100 | 102 | 120.8 | 153.6 | 161.7 | 441.4 | 335.8 | 187 | 114.7 | 104.6 | 75.9 | 67.5 | 42 | 37.2 | 26 | 43.5 | 69.9 | 129 | 123.5 | 129.6 | 493.1 | 374.5 | 218.2 | 188 | 253 | 281.5 | 330.7 | 307.3 | 330.4 | 277.5 | 313.7 | 238.3 | 183.5 | 92.8 | 96.9 | 353 | 343.6 | 294.7 | 277.9 | 246.3 | 235.8 | 206.9 | 186.2 | 159.8 | 133.6 | 98.8 | 75.4 | 56.3 | 41.4 | 30.1 | 357.1 | 334.7 | 267.1 | 211.3 | 145.3 | 97 | 51.3 | 26.5 | 15.1 | 12.2 | 8.4 | 6.3 | 4.4 | 2.5 | 1.7 | 45.3 | 32 | 15.8 | 9.8 | 12.6 | 12.1 | 8.8 | 5.1 | 5.1 | 3.2 | 3.4 | 4 | 5.1 | 7.5 | 8.4 | 35.1 | 25.8 | 12.7 | 8.5 | 8.5 | 6.3 | 5.3 | 3.3 | 2.7 | 1.6 | 2.4 | 4 | 7.7 | 7.4 | 7.7 | 37.2 | 26.4 | 10.6 | 8.3 | 12.5 | 13.5 | 14.2 | 11 | 11.5 | 10.2 | 13 | 10.1 | 7.2 | 3 | 3.2 | 30.7 | 25.7 | 20.2 | 16.4 | 14.6 | 10.7 | 7.9 | 6.4 | 5.4 | 4.3 | 3.1 | 2.4 | 1.4 | 1.2 | 1.1 | 28.5 | 26.4 | 20 | 16.9 | 10.9 | 6.1 | 1.9 | 0.6 | 0.3 | 0.4 | 0.7 | 1 | 0.8 | 0.7 | 0.6 | 6.48 | 4.57 | 2.22 | 1.35 | 1.71 | 1.63 | 1.15 | 0.64 | 0.64 | 0.39 | 0.42 | 0.51 | 0.67 | 1 | 1.13 | 4.98 | 3.65 | 1.78 | 1.2 | 1.2 | 0.9 | 0.75 | 0.47 | 0.37 | 0.21 | 0.32 | 0.55 | 1.05 | 1.01 | 1.06 | 5.27 | 3.71 | 1.42 | 1.09 | 1.68 | 1.79 | 1.85 | 1.39 | 1.44 | 1.3 | 1.69 | 1.32 | 0.93 | 0.36 | 0.39 | 4.39 | 3.63 | 2.82 | 2.25 | 2 | 1.41 | 1.01 | 0.79 | 0.67 | 0.52 | 0.38 | 0.29 | 0.16 | 0.13 | 0.11 | 4.05 | 3.75 | 2.82 | 2.4 | 1.54 | 0.84 | 0.24 | 0.07 | 0.03 | 0.04 | 0.07 | 0.1 | 0.08 | 0.07 | 0.06 | 29.5 | 23.1 | 14.7 | 13.1 | 20.2 | 20.8 | 20.6 | 14.3 | 15.3 | 11.5 | 10.4 | 10.2 | 11.7 | 14 | 14.3 | 28.1 | 22.2 | 13.8 | 7.8 | 6.5 | 4.5 | 4.4 | 2.7 | 2.6 | 2.1 | 3.7 | 5.8 | 10.5 | 10 | 10.5 | 33.3 | 27 | 20.1 | 17.9 | 22.9 | 25.9 | 31.9 | 31.6 | 34.3 | 28.3 | 31 | 23.5 | 18.7 | 9.9 | 10.3 | 20 | 23.4 | 21.7 | 22.9 | 20.1 | 22.3 | 20.9 | 19.5 | 16.8 | 14.2 | 10.6 | 8 | 6.5 | 7.2 | 7.1 | 22.6 | 21.5 | 18.1 | 13.3 | 9.8 | 7.6 | 5.5 | 3.4 | 2.2 | 2.8 | 4.4 | 6.2 | 4.8 | 4.7 | 3.7 | 1587.3 | 1212.6 | 736.8 | 629.9 | 959.5 | 983 | 945.5 | 647.3 | 694.1 | 516.6 | 474.4 | 468.9 | 541.4 | 658.2 | 676.1 | 1447.3 | 1128.1 | 679.8 | 394.5 | 339.6 | 241 | 225.5 | 140.1 | 132.3 | 102.3 | 178.4 | 280.8 | 508.2 | 486 | 510.1 | 1668.1 | 1327.8 | 922.3 | 829.2 | 1074.6 | 1211.5 | 1474.7 | 1438.4 | 1558.7 | 1291.2 | 1438.3 | 1091.3 | 863.3 | 446 | 463.7 | 1074.8 | 1175.7 | 1068.1 | 1092.6 | 972.6 | 1035 | 953 | 881.5 | 759.1 | 642.4 | 477.5 | 363.4 | 283.9 | 330.2 | 332.3 | 1164.7 | 1102.7 | 915.5 | 692.7 | 500 | 371.5 | 251.1 | 156.6 | 100.6 | 131.9 | 208.7 | 290.8 | 223.3 | 211.3 | 166 | 0.26 | 0.19 | 0.11 | 0.08 | 0.11 | 0.11 | 0.1 | 0.06 | 0.07 | 0.05 | 0.04 | 0.05 | 0.05 | 0.07 | 0.07 | 0.22 | 0.17 | 0.09 | 0.06 | 0.05 | 0.04 | 0.03 | 0.02 | 0.02 | 0.01 | 0.02 | 0.03 | 0.06 | 0.06 | 0.06 | 0.25 | 0.19 | 0.11 | 0.09 | 0.12 | 0.13 | 0.15 | 0.14 | 0.15 | 0.13 | 0.14 | 0.11 | 0.08 | 0.04 | 0.04 | 0.17 | 0.17 | 0.15 | 0.13 | 0.11 | 0.11 | 0.09 | 0.08 | 0.07 | 0.06 | 0.04 | 0.03 | 0.03 | 0.03 | 0.03 | 0.18 | 0.17 | 0.13 | 0.1 | 0.07 | 0.05 | 0.02 | 0.01 | 0.01 | 0.01 | 0.02 | 0.02 | 0.02 | 0.02 | 0.01 | 0.0564
| 15 | 206.3966 | 12.0099 | 1.6466 | 207.1692 | 17.0907 | 818.179 | 0.097374 | 40.0255 | 223.4873 | 830.1889 | 1.7439 | 247.1947 | 531.7 | 392.9 | 229.7 | 170.5 | 237.1 | 229.9 | 202.6 | 133.9 | 143.3 | 104.8 | 100.6 | 106.5 | 126.4 | 155 | 158.5 | 454.6 | 352 | 206.1 | 133 | 117 | 85.2 | 70.4 | 43 | 37.2 | 25.4 | 42.4 | 67.5 | 126.2 | 123.8 | 133.1 | 504.2 | 388.5 | 244.4 | 214.6 | 273.3 | 289.1 | 329.9 | 308.7 | 332 | 278 | 313.1 | 242.1 | 192.6 | 104.6 | 110.6 | 360.6 | 350 | 305.5 | 279.3 | 246.5 | 232.2 | 206.9 | 186.1 | 159.6 | 136.2 | 104.3 | 82.2 | 60.7 | 43 | 31.2 | 363.8 | 341.7 | 279.6 | 216.8 | 150 | 99.2 | 55.3 | 28.9 | 15.9 | 12.6 | 8.7 | 6.6 | 4.6 | 2.6 | 1.7 | 45.9 | 32.5 | 17 | 10.4 | 12.6 | 11.4 | 7.8 | 4.5 | 4.8 | 3.1 | 3.4 | 4 | 5.2 | 7.2 | 7.9 | 36.2 | 27 | 14.1 | 9.9 | 9.4 | 7.2 | 5.5 | 3.4 | 2.7 | 1.6 | 2.3 | 3.8 | 7.6 | 7.6 | 8.3 | 38.3 | 27.4 | 12.3 | 9.7 | 13.7 | 14 | 14.1 | 11.1 | 11.8 | 10.3 | 12.7 | 9.8 | 7.2 | 3.3 | 3.5 | 31.1 | 26.1 | 20.9 | 16.2 | 14.2 | 10.2 | 7.8 | 6.4 | 5.4 | 4.5 | 3.4 | 2.8 | 1.6 | 1.2 | 1.1 | 28.9 | 26.8 | 21 | 17.4 | 11.3 | 6 | 1.9 | 0.6 | 0.3 | 0.4 | 0.7 | 1 | 0.8 | 0.8 | 0.6 | 6.56 | 4.63 | 2.39 | 1.43 | 1.7 | 1.53 | 1 | 0.57 | 0.59 | 0.38 | 0.42 | 0.52 | 0.67 | 0.96 | 1.05 | 5.13 | 3.82 | 1.97 | 1.39 | 1.34 | 1.02 | 0.78 | 0.48 | 0.38 | 0.22 | 0.31 | 0.52 | 1.04 | 1.05 | 1.14 | 5.42 | 3.86 | 1.66 | 1.29 | 1.83 | 1.86 | 1.84 | 1.4 | 1.49 | 1.3 | 1.63 | 1.26 | 0.91 | 0.4 | 0.43 | 4.45 | 3.68 | 2.92 | 2.23 | 1.95 | 1.33 | 1 | 0.79 | 0.67 | 0.55 | 0.42 | 0.34 | 0.18 | 0.13 | 0.11 | 4.1 | 3.81 | 2.97 | 2.47 | 1.59 | 0.83 | 0.24 | 0.07 | 0.03 | 0.04 | 0.07 | 0.1 | 0.08 | 0.08 | 0.06 | 30.5 | 23.8 | 15.8 | 13.7 | 20.7 | 20.8 | 20.4 | 14.1 | 15.1 | 11.3 | 10.5 | 10.7 | 12.4 | 14.4 | 14.3 | 28.9 | 23.3 | 15.2 | 9.1 | 7.3 | 5 | 4.6 | 2.7 | 2.6 | 2 | 3.7 | 5.7 | 10.2 | 9.8 | 10.5 | 33.8 | 27.9 | 22.1 | 20.3 | 24.6 | 26.5 | 31.9 | 31.8 | 34.2 | 28.3 | 31.3 | 24.3 | 19.9 | 11.2 | 11.8 | 20.7 | 23.9 | 22.5 | 23.2 | 20.5 | 22.3 | 21 | 19.5 | 16.7 | 14.4 | 11 | 8.6 | 7 | 7.5 | 7.4 | 23.2 | 22.1 | 18.9 | 13.6 | 10.1 | 8 | 6 | 3.7 | 2.2 | 2.8 | 4.6 | 6.4 | 5 | 5 | 4.1 | 1628.3 | 1245.7 | 792 | 660 | 981 | 976.7 | 932.5 | 635.4 | 683.1 | 510.8 | 478 | 492.3 | 573.1 | 674.3 | 674.6 | 1488.9 | 1182.8 | 748.1 | 458.5 | 382.1 | 268.2 | 235.7 | 142.5 | 131.1 | 97.8 | 174.2 | 271.6 | 494.6 | 479.8 | 513.3 | 1698 | 1375.2 | 1019.9 | 937.7 | 1155.9 | 1237.8 | 1472.7 | 1444.9 | 1557.7 | 1292.2 | 1444.5 | 1123.4 | 916 | 505.4 | 532.2 | 1104.7 | 1198.4 | 1106.4 | 1103.8 | 983.7 | 1029.7 | 956 | 880.9 | 756.6 | 651.3 | 499 | 392 | 303.9 | 342.3 | 343.2 | 1189.7 | 1128.7 | 952.3 | 707.9 | 515.8 | 385.9 | 270.9 | 167.1 | 101.8 | 133.8 | 214.8 | 298.7 | 230.8 | 226.6 | 185.2 | 0.27 | 0.2 | 0.11 | 0.08 | 0.11 | 0.11 | 0.09 | 0.06 | 0.06 | 0.05 | 0.04 | 0.05 | 0.06 | 0.07 | 0.07 | 0.23 | 0.17 | 0.1 | 0.07 | 0.06 | 0.04 | 0.03 | 0.02 | 0.02 | 0.01 | 0.02 | 0.03 | 0.06 | 0.06 | 0.06 | 0.26 | 0.2 | 0.12 | 0.1 | 0.13 | 0.13 | 0.15 | 0.14 | 0.15 | 0.13 | 0.14 | 0.11 | 0.09 | 0.05 | 0.05 | 0.18 | 0.18 | 0.15 | 0.14 | 0.11 | 0.11 | 0.09 | 0.08 | 0.07 | 0.06 | 0.05 | 0.04 | 0.03 | 0.03 | 0.03 | 0.18 | 0.17 | 0.14 | 0.11 | 0.07 | 0.05 | 0.03 | 0.01 | 0.01 | 0.01 | 0.02 | 0.02 | 0.02 | 0.02 | 0.02 | 0.0571
| 16 | 217.0062 | 12.4798 | 1.709 | 217.8085 | 18.1344 | 863.5535 | 0.10362 | 42.3413 | 235.1406 | 876.0332 | 1.8127 | 260.1498 | 549 | 407.3 | 256.7 | 188.5 | 250.2 | 234.4 | 204.3 | 138 | 147.1 | 106.7 | 107.9 | 115.6 | 142.2 | 166.8 | 172.1 | 456.5 | 356.3 | 219.4 | 155.2 | 142.2 | 105.1 | 81.3 | 47.8 | 38.7 | 26.8 | 47.8 | 73.4 | 131.9 | 126 | 137.4 | 508.1 | 391.9 | 263.6 | 242.5 | 301 | 299.2 | 326.6 | 308.6 | 334.8 | 286.3 | 324.6 | 259.9 | 217.9 | 127.4 | 136.9 | 374.3 | 362.2 | 326.4 | 288.1 | 254.7 | 233.5 | 212.6 | 191 | 167.4 | 145.7 | 116.6 | 90.9 | 69.2 | 47.2 | 37 | 372.7 | 349.4 | 304.6 | 241.4 | 179.8 | 115.8 | 66.2 | 32.6 | 16.9 | 13.2 | 9.8 | 7 | 5 | 2.8 | 1.9 | 47 | 33.2 | 18.9 | 11.2 | 13.1 | 11.2 | 7.7 | 4.7 | 4.9 | 3.1 | 3.5 | 4.2 | 5.8 | 7.9 | 8.9 | 35.5 | 26.7 | 14.7 | 11.7 | 11.7 | 9 | 6.5 | 3.9 | 2.8 | 1.8 | 2.8 | 4.3 | 8 | 7.7 | 8.6 | 38.5 | 27.5 | 13.4 | 10.8 | 14.7 | 13.9 | 13.4 | 10.6 | 12 | 10.9 | 13.9 | 11 | 8.3 | 3.7 | 3.8 | 32.1 | 26.8 | 22.4 | 16.5 | 14.4 | 9.7 | 7.9 | 6.6 | 5.9 | 4.9 | 3.8 | 2.9 | 1.7 | 1.4 | 1.2 | 29.2 | 26.9 | 22.8 | 19.2 | 13.4 | 6.8 | 2.3 | 0.7 | 0.3 | 0.5 | 0.8 | 1.1 | 0.9 | 0.9 | 0.8 | 6.71 | 4.73 | 2.67 | 1.54 | 1.76 | 1.49 | 0.98 | 0.59 | 0.6 | 0.37 | 0.43 | 0.54 | 0.76 | 1.06 | 1.19 | 5.02 | 3.78 | 2.06 | 1.65 | 1.65 | 1.28 | 0.92 | 0.55 | 0.4 | 0.25 | 0.39 | 0.59 | 1.1 | 1.05 | 1.18 | 5.46 | 3.87 | 1.81 | 1.42 | 1.96 | 1.84 | 1.74 | 1.32 | 1.52 | 1.4 | 1.82 | 1.43 | 1.06 | 0.43 | 0.45 | 4.59 | 3.79 | 3.15 | 2.26 | 1.96 | 1.26 | 1.01 | 0.82 | 0.74 | 0.61 | 0.47 | 0.36 | 0.2 | 0.14 | 0.12 | 4.15 | 3.82 | 3.23 | 2.73 | 1.89 | 0.93 | 0.28 | 0.08 | 0.03 | 0.05 | 0.08 | 0.11 | 0.09 | 0.09 | 0.08 | 31.9 | 25.1 | 17.7 | 15.5 | 22.1 | 21.6 | 20.8 | 14.5 | 15.5 | 11.7 | 11.4 | 11.8 | 13.9 | 15.4 | 15.2 | 29.8 | 24.1 | 16.4 | 10.5 | 8.7 | 6.1 | 5.1 | 3 | 2.7 | 2 | 3.9 | 6 | 10.6 | 10.1 | 10.8 | 34.1 | 28.3 | 23.7 | 23.1 | 27.5 | 28 | 32.1 | 32.2 | 34.4 | 28.9 | 31.7 | 25.6 | 22.3 | 14 | 15.1 | 21.6 | 24.9 | 24 | 24.2 | 21.5 | 22.9 | 21.7 | 20 | 17.4 | 15.3 | 12.3 | 9.7 | 8 | 7.9 | 8.1 | 24.1 | 23 | 20.7 | 15.3 | 12.2 | 9.5 | 7.2 | 4.1 | 2.3 | 2.9 | 4.9 | 6.8 | 5.4 | 5.6 | 4.7 | 1695.1 | 1305.5 | 884.3 | 736.6 | 1039.5 | 1007.9 | 946 | 652.4 | 701.1 | 522.7 | 517.2 | 538.4 | 642.6 | 719.8 | 722.1 | 1523.1 | 1216.7 | 804.3 | 529.5 | 458 | 327.8 | 266.8 | 156.2 | 135.2 | 100.4 | 188.9 | 290 | 514.5 | 491.2 | 529.6 | 1712.9 | 1392.7 | 1096.5 | 1064.3 | 1283.3 | 1297.1 | 1473.2 | 1457.8 | 1566.5 | 1317.4 | 1467.7 | 1184.9 | 1025.7 | 625.9 | 675.7 | 1153.5 | 1244.1 | 1175.8 | 1143.6 | 1025.4 | 1052.2 | 985.2 | 901.8 | 785.7 | 691 | 557.2 | 436.9 | 348.5 | 361.8 | 371.7 | 1229.2 | 1167.6 | 1038.8 | 791.4 | 619.6 | 456.7 | 322.2 | 182.3 | 105.4 | 134.9 | 228 | 313.9 | 246 | 250 | 211.4 | 0.27 | 0.2 | 0.13 | 0.09 | 0.12 | 0.11 | 0.09 | 0.06 | 0.07 | 0.05 | 0.05 | 0.05 | 0.06 | 0.08 | 0.08 | 0.23 | 0.18 | 0.11 | 0.08 | 0.07 | 0.05 | 0.04 | 0.02 | 0.02 | 0.01 | 0.02 | 0.03 | 0.06 | 0.06 | 0.06 | 0.26 | 0.2 | 0.13 | 0.11 | 0.14 | 0.14 | 0.15 | 0.14 | 0.15 | 0.13 | 0.15 | 0.12 | 0.1 | 0.06 | 0.06 | 0.19 | 0.18 | 0.16 | 0.14 | 0.12 | 0.11 | 0.1 | 0.09 | 0.08 | 0.07 | 0.05 | 0.04 | 0.03 | 0.03 | 0.03 | 0.19 | 0.18 | 0.15 | 0.12 | 0.09 | 0.06 | 0.03 | 0.02 | 0.01 | 0.01 | 0.02 | 0.03 | 0.02 | 0.02 | 0.02 | 0.0578
| 17 | 231.9866 | 13.0285 | 1.7789 | 232.8228 | 19.6816 | 932.4723 | 0.11236 | 45.8206 | 251.6682 | 945.5008 | 1.8913 | 278.6434 | 558.6 | 415.8 | 274.6 | 216.4 | 277.4 | 257.7 | 216.6 | 149.7 | 153.4 | 106 | 114.8 | 132.1 | 170.6 | 190 | 194 | 457.9 | 359.8 | 229.3 | 173.9 | 161.6 | 118.8 | 85.6 | 47.9 | 38.6 | 29 | 52.4 | 80 | 139.5 | 136.3 | 151 | 506.5 | 396.1 | 281.8 | 264.9 | 320 | 310.1 | 332.2 | 322.1 | 339.7 | 307.3 | 340.2 | 285.3 | 240.2 | 154.5 | 169.3 | 378.8 | 366 | 348.2 | 310.6 | 282.3 | 247 | 225.5 | 198.7 | 177.1 | 158.5 | 135.4 | 109.8 | 85.2 | 56.9 | 45.5 | 383 | 360.7 | 328.8 | 265 | 208.5 | 139.4 | 82.7 | 39.9 | 18.8 | 14.4 | 10.7 | 7.6 | 5.5 | 3.1 | 2.1 | 47.8 | 33.8 | 20 | 12.1 | 13.8 | 11.9 | 8 | 5.2 | 5 | 2.9 | 3.8 | 5 | 7.2 | 9.1 | 10.1 | 35.5 | 27 | 15.6 | 13.4 | 13.5 | 10.3 | 6.8 | 3.7 | 2.7 | 1.9 | 3.2 | 4.9 | 8.6 | 8.3 | 9.3 | 38 | 27.4 | 14.2 | 11.7 | 15.2 | 14.1 | 13.4 | 10.9 | 11.4 | 11.4 | 14.1 | 12 | 9 | 4.4 | 4.7 | 32.3 | 26.9 | 23.9 | 17.5 | 15.9 | 10.3 | 8.8 | 7.2 | 6.6 | 5.6 | 4.7 | 3.7 | 2.1 | 1.6 | 1.4 | 30.2 | 27.9 | 24.9 | 21 | 15.5 | 8.2 | 2.9 | 0.9 | 0.4 | 0.5 | 0.8 | 1.2 | 0.9 | 1 | 0.9 | 6.82 | 4.8 | 2.83 | 1.65 | 1.86 | 1.58 | 1.01 | 0.65 | 0.61 | 0.34 | 0.46 | 0.64 | 0.94 | 1.21 | 1.35 | 5.02 | 3.81 | 2.18 | 1.9 | 1.91 | 1.47 | 0.96 | 0.52 | 0.38 | 0.26 | 0.44 | 0.68 | 1.18 | 1.14 | 1.27 | 5.38 | 3.85 | 1.93 | 1.54 | 2.03 | 1.87 | 1.73 | 1.36 | 1.42 | 1.45 | 1.83 | 1.56 | 1.14 | 0.53 | 0.56 | 4.62 | 3.79 | 3.35 | 2.4 | 2.16 | 1.33 | 1.14 | 0.91 | 0.84 | 0.7 | 0.59 | 0.46 | 0.24 | 0.17 | 0.14 | 4.29 | 3.95 | 3.52 | 2.98 | 2.18 | 1.12 | 0.37 | 0.09 | 0.04 | 0.05 | 0.08 | 0.12 | 0.09 | 0.1 | 0.09 | 32.5 | 25.9 | 19.2 | 18.4 | 25.1 | 24.1 | 22.2 | 15.6 | 16.3 | 11.7 | 12.1 | 13.4 | 16.5 | 17.4 | 17.1 | 30 | 24.4 | 17 | 11.4 | 9.7 | 6.8 | 5.4 | 3.1 | 2.7 | 2.2 | 4.2 | 6.4 | 11.1 | 10.9 | 12.1 | 34.5 | 29 | 25.5 | 25.4 | 29.6 | 29.2 | 32.9 | 33.7 | 35.6 | 31.3 | 33.6 | 28.1 | 24.7 | 16.9 | 18.7 | 22.1 | 25.4 | 25.7 | 26.3 | 23.9 | 24.2 | 22.6 | 20.5 | 18.1 | 16.4 | 14.1 | 11.6 | 9.8 | 9.2 | 9.2 | 24.6 | 23.7 | 22.1 | 16.9 | 14.2 | 11.5 | 8.8 | 5 | 2.6 | 3.2 | 5.3 | 7.5 | 5.9 | 6.4 | 5.5 | 1721.9 | 1335.6 | 949.5 | 869.5 | 1172.6 | 1121.8 | 1007.9 | 705.4 | 734.8 | 524.2 | 548.5 | 611.1 | 763.6 | 818.3 | 811.4 | 1528.5 | 1227.2 | 831.9 | 582 | 513.1 | 365.6 | 283.3 | 162 | 138.1 | 109.1 | 204.7 | 310.3 | 540 | 531.6 | 587 | 1717.7 | 1416.2 | 1171.4 | 1163.9 | 1373.8 | 1352.7 | 1507 | 1526.3 | 1614.7 | 1424.8 | 1550.3 | 1297.6 | 1132.6 | 758.9 | 835.4 | 1170.6 | 1263.3 | 1255.4 | 1240.8 | 1138.3 | 1111.7 | 1031.1 | 928.5 | 821.1 | 743.4 | 637.5 | 522.4 | 428.6 | 416.5 | 422.6 | 1258.9 | 1204.7 | 1114.7 | 872.8 | 721.9 | 550.5 | 395.5 | 219.6 | 114.9 | 147.5 | 246.7 | 343.6 | 268.5 | 286.7 | 246.2 | 0.28 | 0.21 | 0.14 | 0.11 | 0.13 | 0.12 | 0.1 | 0.07 | 0.07 | 0.05 | 0.05 | 0.06 | 0.08 | 0.09 | 0.09 | 0.23 | 0.18 | 0.11 | 0.09 | 0.08 | 0.06 | 0.04 | 0.02 | 0.02 | 0.01 | 0.02 | 0.04 | 0.06 | 0.06 | 0.07 | 0.26 | 0.2 | 0.14 | 0.13 | 0.15 | 0.15 | 0.15 | 0.15 | 0.15 | 0.14 | 0.16 | 0.13 | 0.11 | 0.07 | 0.08 | 0.19 | 0.18 | 0.18 | 0.15 | 0.13 | 0.11 | 0.1 | 0.09 | 0.08 | 0.07 | 0.06 | 0.05 | 0.04 | 0.03 | 0.03 | 0.19 | 0.18 | 0.16 | 0.13 | 0.1 | 0.07 | 0.04 | 0.02 | 0.01 | 0.01 | 0.02 | 0.03 | 0.02 | 0.02 | 0.02 | 0.059
| 18 | 240.4093 | 13.506 | 1.846 | 241.2766 | 20.3748 | 966.7056 | 0.11445 | 47.4729 | 260.784 | 980.2116 | 1.9605 | 288.7495 | 561.3 | 416.1 | 277.6 | 231.1 | 294.2 | 273.9 | 227.7 | 159.4 | 161.8 | 106.1 | 117.8 | 135 | 174 | 190.3 | 193.2 | 468.5 | 364.8 | 231.6 | 175.2 | 167 | 124.1 | 87.5 | 48.3 | 39.4 | 33.1 | 56 | 83.8 | 140.2 | 139.9 | 154.9 | 511.1 | 398.8 | 284.3 | 265.6 | 319.5 | 306 | 327.2 | 317.3 | 338.8 | 309.4 | 343.2 | 288.1 | 246.1 | 165.1 | 183.2 | 381.7 | 367.3 | 354.1 | 317.1 | 292.3 | 253.1 | 231.6 | 202.1 | 179.4 | 161.1 | 137.9 | 110.5 | 83 | 54.3 | 42.6 | 386.1 | 366.6 | 335.8 | 274.6 | 213.9 | 142.7 | 82.6 | 40 | 18.7 | 14.5 | 10.9 | 7.5 | 5.3 | 3 | 2 | 48.2 | 34 | 20.3 | 12.9 | 14.9 | 12.9 | 8.6 | 5.7 | 5.2 | 2.8 | 3.7 | 4.7 | 6.9 | 8.6 | 9.5 | 36.6 | 27.6 | 15.7 | 13.6 | 14.1 | 10.9 | 7 | 3.8 | 2.9 | 2.3 | 3.6 | 5.3 | 8.7 | 8.5 | 9.4 | 38.6 | 27.9 | 14.4 | 11.8 | 15.4 | 13.9 | 13.1 | 10.5 | 11.3 | 11.4 | 14.1 | 11.9 | 9.1 | 4.7 | 5.1 | 32.8 | 27.1 | 24.4 | 18.2 | 16.8 | 10.7 | 9.1 | 7.3 | 6.7 | 5.7 | 4.8 | 3.6 | 2 | 1.5 | 1.4 | 30.7 | 28.7 | 25.7 | 22 | 16.1 | 8.5 | 3 | 0.8 | 0.4 | 0.5 | 0.8 | 1.2 | 0.9 | 1 | 0.9 | 6.89 | 4.84 | 2.87 | 1.77 | 2 | 1.72 | 1.09 | 0.71 | 0.65 | 0.32 | 0.45 | 0.6 | 0.89 | 1.13 | 1.28 | 5.19 | 3.9 | 2.2 | 1.93 | 2 | 1.55 | 0.99 | 0.53 | 0.4 | 0.32 | 0.49 | 0.73 | 1.19 | 1.16 | 1.3 | 5.48 | 3.92 | 1.96 | 1.56 | 2.05 | 1.84 | 1.68 | 1.3 | 1.41 | 1.45 | 1.82 | 1.54 | 1.14 | 0.56 | 0.61 | 4.69 | 3.83 | 3.43 | 2.5 | 2.29 | 1.39 | 1.18 | 0.92 | 0.85 | 0.72 | 0.6 | 0.44 | 0.23 | 0.16 | 0.14 | 4.36 | 4.07 | 3.63 | 3.13 | 2.27 | 1.17 | 0.38 | 0.09 | 0.04 | 0.05 | 0.08 | 0.12 | 0.09 | 0.1 | 0.09 | 32.4 | 25.7 | 19.3 | 19.6 | 26.4 | 25.4 | 23.1 | 16.5 | 17.2 | 11.9 | 12.6 | 14 | 17.3 | 17.9 | 17.5 | 30.4 | 24.6 | 17.3 | 11.4 | 9.9 | 7 | 5.5 | 3.1 | 2.7 | 2.4 | 4.4 | 6.6 | 11.1 | 11.3 | 12.4 | 34.5 | 28.9 | 25.6 | 25.3 | 29.4 | 28.8 | 32.4 | 33.4 | 35.6 | 31.5 | 34 | 28.5 | 25.4 | 18.1 | 20.2 | 22.1 | 25.4 | 26 | 26.6 | 24.4 | 24.6 | 23.1 | 20.8 | 18.3 | 16.7 | 14.4 | 11.7 | 9.5 | 8.8 | 8.8 | 24.6 | 23.8 | 22.3 | 17.2 | 14.4 | 11.6 | 8.7 | 5 | 2.5 | 3.2 | 5.3 | 7.4 | 5.7 | 6.3 | 5.4 | 1723.2 | 1329.9 | 958.7 | 927 | 1238.5 | 1184.9 | 1053.4 | 748.2 | 775.6 | 530.4 | 569.6 | 635.6 | 794.8 | 836 | 823.1 | 1551.5 | 1235.8 | 841.2 | 583.2 | 525.2 | 377.8 | 286.9 | 162.2 | 138.4 | 119.4 | 213.5 | 322 | 542.5 | 547 | 603.8 | 1724.4 | 1417.1 | 1178.9 | 1163.9 | 1367.2 | 1337.2 | 1490 | 1514.1 | 1612.9 | 1437.3 | 1568.9 | 1316.9 | 1165 | 811.6 | 903.8 | 1171.4 | 1262.4 | 1271.5 | 1257.7 | 1168.3 | 1135.4 | 1058 | 944.9 | 831.3 | 756.2 | 651.2 | 529.5 | 419 | 401.8 | 404.9 | 1260.3 | 1211.7 | 1129.6 | 895.6 | 733.4 | 559.3 | 391.6 | 221.2 | 113.5 | 149.6 | 245.1 | 338 | 261.9 | 279.7 | 239.5 | 0.28 | 0.21 | 0.14 | 0.11 | 0.14 | 0.13 | 0.1 | 0.07 | 0.07 | 0.05 | 0.05 | 0.06 | 0.08 | 0.09 | 0.09 | 0.24 | 0.18 | 0.12 | 0.09 | 0.08 | 0.06 | 0.04 | 0.02 | 0.02 | 0.02 | 0.03 | 0.04 | 0.07 | 0.06 | 0.07 | 0.26 | 0.2 | 0.14 | 0.13 | 0.15 | 0.14 | 0.15 | 0.14 | 0.15 | 0.14 | 0.16 | 0.13 | 0.11 | 0.07 | 0.08 | 0.19 | 0.19 | 0.18 | 0.16 | 0.14 | 0.12 | 0.11 | 0.09 | 0.08 | 0.07 | 0.06 | 0.05 | 0.04 | 0.03 | 0.03 | 0.2 | 0.19 | 0.17 | 0.13 | 0.1 | 0.07 | 0.04 | 0.02 | 0.01 | 0.01 | 0.02 | 0.03 | 0.02 | 0.02 | 0.02 | 0.0591
| 19 | 245.0414 | 14.0241 | 1.9217 | 245.9433 | 20.5324 | 977.7239 | 0.11716 | 47.9397 | 265.5738 | 991.748 | 2.0389 | 293.883 | 571.4 | 420.1 | 277.9 | 232.5 | 299.3 | 280.6 | 236.7 | 167.7 | 170 | 109.2 | 119.6 | 135 | 173 | 187.6 | 190.6 | 487.1 | 375 | 235.3 | 173.8 | 168.2 | 127.6 | 89.4 | 49.1 | 39.2 | 34.6 | 57.4 | 82.3 | 133.3 | 133.5 | 149.2 | 513.7 | 398.5 | 279.7 | 262.8 | 318.1 | 305.6 | 323.1 | 310.2 | 330.9 | 302.4 | 339.2 | 283.2 | 243.7 | 165.1 | 186.4 | 388.6 | 371 | 356.7 | 317.3 | 292.7 | 253.7 | 232.8 | 205.2 | 184.7 | 165 | 140.6 | 110.8 | 81.6 | 52.8 | 39.5 | 390.7 | 367.2 | 337 | 275.5 | 217.6 | 144.1 | 82.4 | 39.5 | 17.8 | 13.9 | 10.4 | 7.3 | 5.4 | 3 | 2.1 | 49.8 | 35.1 | 20.9 | 13.5 | 15.5 | 13.4 | 8.9 | 5.9 | 5.6 | 3.1 | 3.9 | 4.9 | 7.1 | 8.6 | 9.5 | 39.1 | 29.1 | 16.2 | 13.7 | 14.3 | 11.3 | 7.2 | 3.8 | 2.8 | 2.5 | 3.7 | 5.3 | 8.2 | 8 | 8.9 | 39.4 | 28.5 | 14.7 | 12.6 | 16.3 | 14.7 | 13 | 10.1 | 10.6 | 10.9 | 13.8 | 11.7 | 9 | 4.8 | 5.3 | 33.8 | 28 | 25 | 18.5 | 16.9 | 10.8 | 9.3 | 7.7 | 7.3 | 6.1 | 5 | 3.6 | 2 | 1.5 | 1.3 | 31.3 | 29 | 25.9 | 22.3 | 16.3 | 8.5 | 2.9 | 0.8 | 0.4 | 0.5 | 0.8 | 1.1 | 0.9 | 1 | 0.9 | 7.12 | 5 | 2.96 | 1.86 | 2.09 | 1.78 | 1.14 | 0.75 | 0.7 | 0.36 | 0.48 | 0.62 | 0.92 | 1.13 | 1.27 | 5.55 | 4.13 | 2.28 | 1.94 | 2.03 | 1.62 | 1.02 | 0.54 | 0.39 | 0.35 | 0.52 | 0.73 | 1.13 | 1.1 | 1.23 | 5.59 | 4.01 | 2 | 1.69 | 2.19 | 1.95 | 1.68 | 1.25 | 1.31 | 1.37 | 1.78 | 1.52 | 1.14 | 0.57 | 0.63 | 4.84 | 3.96 | 3.51 | 2.54 | 2.31 | 1.41 | 1.2 | 0.97 | 0.93 | 0.78 | 0.63 | 0.44 | 0.23 | 0.15 | 0.13 | 4.46 | 4.12 | 3.67 | 3.16 | 2.3 | 1.16 | 0.37 | 0.08 | 0.04 | 0.05 | 0.08 | 0.11 | 0.09 | 0.1 | 0.09 | 32.4 | 25.3 | 18.8 | 19.3 | 26.5 | 25.9 | 24 | 17.4 | 17.9 | 12 | 12.7 | 13.8 | 17 | 17.6 | 17.2 | 30.7 | 24.5 | 17.2 | 11.2 | 9.9 | 7 | 5.6 | 3.2 | 2.8 | 2.4 | 4.4 | 6.4 | 10.6 | 10.8 | 12.1 | 34.1 | 28.4 | 24.8 | 24.2 | 28.3 | 28.1 | 31.9 | 32.8 | 35.1 | 31.1 | 33.7 | 28 | 25.1 | 18 | 20.4 | 22.1 | 25 | 25.8 | 26.3 | 24.3 | 24.6 | 23.1 | 20.9 | 18.5 | 16.8 | 14.5 | 11.8 | 9.4 | 8.6 | 8.3 | 24.7 | 23.6 | 22.3 | 17.2 | 14.7 | 11.9 | 8.8 | 5 | 2.4 | 3 | 5.1 | 7.2 | 5.7 | 6.4 | 5.6 | 1731.7 | 1319.7 | 943.4 | 919.5 | 1248 | 1208.5 | 1095.3 | 788.3 | 811.4 | 538.5 | 573.6 | 629.8 | 783.2 | 821.6 | 810.7 | 1582.5 | 1248.2 | 846.2 | 575.4 | 527 | 384.5 | 292.1 | 165 | 139.7 | 122.5 | 216.4 | 312.9 | 517.3 | 523.6 | 586.1 | 1715.2 | 1399.1 | 1145.4 | 1125.2 | 1335.3 | 1314 | 1469.4 | 1485.4 | 1589.3 | 1415.8 | 1555.7 | 1295.5 | 1152.5 | 810.5 | 917.6 | 1179.6 | 1257.7 | 1269.6 | 1250.9 | 1168.1 | 1134.7 | 1059.2 | 951.7 | 844.6 | 766.4 | 658.8 | 532.4 | 411.7 | 389.8 | 382 | 1263.7 | 1203.1 | 1127.5 | 895.7 | 748.2 | 569.4 | 394.2 | 218.4 | 107.6 | 140.7 | 237.5 | 331.9 | 261.4 | 284.6 | 247.6 | 0.29 | 0.21 | 0.14 | 0.11 | 0.14 | 0.13 | 0.11 | 0.08 | 0.08 | 0.05 | 0.05 | 0.06 | 0.08 | 0.09 | 0.09 | 0.24 | 0.19 | 0.12 | 0.09 | 0.08 | 0.06 | 0.04 | 0.02 | 0.02 | 0.02 | 0.03 | 0.04 | 0.06 | 0.06 | 0.07 | 0.26 | 0.2 | 0.14 | 0.12 | 0.15 | 0.14 | 0.15 | 0.14 | 0.15 | 0.14 | 0.15 | 0.13 | 0.11 | 0.07 | 0.08 | 0.2 | 0.19 | 0.18 | 0.15 | 0.14 | 0.12 | 0.11 | 0.09 | 0.08 | 0.07 | 0.06 | 0.05 | 0.04 | 0.03 | 0.03 | 0.2 | 0.19 | 0.17 | 0.13 | 0.1 | 0.07 | 0.04 | 0.02 | 0.01 | 0.01 | 0.02 | 0.03 | 0.02 | 0.02 | 0.02 | 0.0586
| 20 | 242.1602 | 14.0557 | 1.9266 | 243.0643 | 20.067 | 962.0722 | 0.11626 | 47.0359 | 262.2272 | 976.1279 | 2.0428 | 290.1002 | 575.2 | 419.5 | 273 | 228.1 | 295.9 | 278.2 | 233.8 | 165.9 | 168.5 | 105.7 | 116.3 | 133.3 | 172.8 | 188.2 | 190.8 | 481.2 | 370.3 | 227.7 | 173.1 | 167.3 | 128.1 | 88.9 | 49.9 | 38.4 | 34.1 | 56.6 | 82.5 | 133.3 | 133.2 | 148.4 | 512 | 394.2 | 271.3 | 255.7 | 310.6 | 296.4 | 314.2 | 300.4 | 324.2 | 293.7 | 332.6 | 275.3 | 233.4 | 154.4 | 173.8 | 390.7 | 370.5 | 354.1 | 312.9 | 289.7 | 250.3 | 231.2 | 203.7 | 185.3 | 165.6 | 144.4 | 113 | 82.3 | 50.9 | 37.2 | 383.1 | 357.9 | 326.8 | 273.4 | 217.9 | 142.7 | 79.3 | 38.2 | 17.4 | 13.8 | 10.1 | 7.2 | 5.2 | 3 | 2 | 51.3 | 36 | 21.3 | 13.6 | 15.4 | 13.1 | 8.6 | 5.7 | 5.4 | 2.8 | 3.7 | 5 | 7.4 | 8.9 | 9.7 | 39.4 | 29.4 | 15.8 | 13.8 | 14.1 | 11.2 | 7.1 | 3.9 | 2.7 | 2.4 | 3.7 | 5.3 | 8.2 | 7.9 | 8.9 | 39.8 | 28.7 | 14.7 | 12.8 | 16.2 | 14.2 | 12.5 | 9.7 | 10.4 | 10.4 | 13.2 | 11.2 | 8.5 | 4.3 | 4.8 | 34.7 | 28.5 | 25.2 | 18.4 | 16.8 | 10.7 | 9.2 | 7.4 | 7.1 | 6.1 | 5.3 | 3.7 | 2.1 | 1.4 | 1.2 | 31.1 | 28.5 | 25.3 | 22.4 | 16.8 | 8.7 | 2.8 | 0.8 | 0.4 | 0.5 | 0.8 | 1.1 | 0.9 | 1 | 0.9 | 7.33 | 5.14 | 3.02 | 1.87 | 2.08 | 1.74 | 1.09 | 0.71 | 0.67 | 0.32 | 0.45 | 0.64 | 0.96 | 1.18 | 1.31 | 5.6 | 4.17 | 2.22 | 1.96 | 2 | 1.6 | 1 | 0.55 | 0.39 | 0.34 | 0.51 | 0.73 | 1.13 | 1.09 | 1.22 | 5.65 | 4.04 | 2 | 1.72 | 2.19 | 1.88 | 1.61 | 1.19 | 1.27 | 1.3 | 1.7 | 1.44 | 1.07 | 0.51 | 0.57 | 4.96 | 4.04 | 3.54 | 2.53 | 2.3 | 1.4 | 1.18 | 0.94 | 0.91 | 0.78 | 0.67 | 0.45 | 0.24 | 0.15 | 0.12 | 4.42 | 4.05 | 3.58 | 3.19 | 2.36 | 1.19 | 0.36 | 0.09 | 0.04 | 0.05 | 0.08 | 0.11 | 0.09 | 0.1 | 0.09 | 31.4 | 24.2 | 17.7 | 18.6 | 26.1 | 25.8 | 23.9 | 17.3 | 17.9 | 11.8 | 12.4 | 13.5 | 16.7 | 17.4 | 17 | 29.5 | 23.5 | 16.5 | 11 | 9.9 | 7.2 | 5.7 | 3.2 | 2.7 | 2.4 | 4.3 | 6.4 | 10.6 | 10.8 | 12 | 33.4 | 27.5 | 23.6 | 23 | 27.3 | 27.2 | 31.2 | 31.9 | 34.5 | 30.3 | 33.3 | 27.4 | 24.2 | 17 | 19.2 | 21.5 | 24.4 | 25.2 | 25.7 | 24 | 24.2 | 23.1 | 21 | 18.7 | 16.9 | 14.8 | 12 | 9.4 | 8.4 | 8.1 | 23.8 | 22.7 | 21.4 | 16.7 | 14.3 | 11.5 | 8.4 | 4.8 | 2.4 | 3 | 5 | 7.1 | 5.7 | 6.4 | 5.6 | 1718.1 | 1294.1 | 906.1 | 894.5 | 1233.9 | 1203.7 | 1089.1 | 785.4 | 809.2 | 527.4 | 559.8 | 616.9 | 772.5 | 814 | 803.4 | 1546.6 | 1216.9 | 817.6 | 568.3 | 527.9 | 390.7 | 294.2 | 166.7 | 136.6 | 121.2 | 212.5 | 313.2 | 515.8 | 524.3 | 583.4 | 1699.3 | 1372.3 | 1102.6 | 1082.4 | 1295.1 | 1276.9 | 1433.8 | 1441.9 | 1558.7 | 1381.5 | 1536.7 | 1268.1 | 1109.3 | 761.4 | 859.2 | 1171.7 | 1243.5 | 1254 | 1231.3 | 1152.9 | 1118.5 | 1055.5 | 951 | 851.9 | 769.8 | 673.6 | 541.3 | 412.4 | 382.8 | 373.4 | 1236.6 | 1170.9 | 1093.1 | 878.9 | 737.9 | 556 | 378.2 | 211.5 | 106.5 | 140.1 | 232.5 | 328.3 | 259.1 | 286.5 | 249 | 0.28 | 0.21 | 0.14 | 0.11 | 0.14 | 0.13 | 0.11 | 0.07 | 0.08 | 0.05 | 0.05 | 0.06 | 0.08 | 0.09 | 0.09 | 0.24 | 0.18 | 0.11 | 0.08 | 0.08 | 0.06 | 0.04 | 0.02 | 0.02 | 0.02 | 0.03 | 0.04 | 0.06 | 0.06 | 0.07 | 0.26 | 0.2 | 0.13 | 0.12 | 0.14 | 0.14 | 0.14 | 0.13 | 0.14 | 0.13 | 0.15 | 0.13 | 0.11 | 0.07 | 0.08 | 0.19 | 0.18 | 0.17 | 0.15 | 0.13 | 0.11 | 0.11 | 0.09 | 0.08 | 0.07 | 0.07 | 0.05 | 0.04 | 0.03 | 0.03 | 0.19 | 0.18 | 0.16 | 0.13 | 0.1 | 0.07 | 0.04 | 0.02 | 0.01 | 0.01 | 0.02 | 0.03 | 0.02 | 0.02 | 0.02 | 0.0581
| 21 | 241.8789 | 14.1201 | 1.9347 | 242.7869 | 19.9572 | 960.1709 | 0.11466 | 46.8724 | 261.836 | 974.291 | 2.0494 | 289.6593 | 574 | 420.1 | 270.6 | 228.4 | 294.9 | 278 | 234.9 | 167 | 169.3 | 104.7 | 114.1 | 129.2 | 170.3 | 187 | 191.7 | 487 | 372.3 | 228.9 | 176 | 177.3 | 137.1 | 99.5 | 55.8 | 42.6 | 35.4 | 58.7 | 85.4 | 138.9 | 138.2 | 155.6 | 515.2 | 396.2 | 272.6 | 257.2 | 312 | 296 | 310.7 | 295.4 | 318.6 | 292.1 | 331.1 | 273.9 | 229.6 | 152.9 | 173.6 | 390 | 370.4 | 354.7 | 316.9 | 294.5 | 253.4 | 235 | 206.2 | 186.4 | 164.7 | 145.8 | 114.5 | 83.8 | 50 | 37 | 383.8 | 354.5 | 318.5 | 267.4 | 215.7 | 143.4 | 78.9 | 37.7 | 17.4 | 13.6 | 10.1 | 7.1 | 5.2 | 2.9 | 2 | 51.7 | 36.5 | 21.3 | 13.8 | 15.5 | 13.2 | 8.5 | 5.5 | 5.3 | 2.8 | 3.6 | 4.8 | 7.3 | 8.9 | 9.8 | 40.6 | 29.9 | 16 | 14.1 | 15.3 | 12.2 | 8.2 | 4.5 | 3.2 | 2.4 | 3.7 | 5.3 | 8.7 | 8.4 | 9.6 | 40.6 | 29.3 | 15.4 | 13.7 | 17.1 | 14.5 | 12.4 | 9.5 | 10.1 | 10.7 | 13.4 | 11.4 | 8.2 | 4.2 | 4.8 | 35.1 | 28.9 | 25.7 | 19.2 | 17.7 | 11.1 | 9.6 | 7.5 | 7.2 | 6 | 5.3 | 3.8 | 2.2 | 1.4 | 1.2 | 31.7 | 28.6 | 24.6 | 21.8 | 16.5 | 8.8 | 2.8 | 0.8 | 0.4 | 0.5 | 0.8 | 1.1 | 0.9 | 1 | 0.8 | 7.4 | 5.21 | 3.01 | 1.9 | 2.09 | 1.76 | 1.07 | 0.69 | 0.65 | 0.32 | 0.44 | 0.61 | 0.96 | 1.19 | 1.32 | 5.77 | 4.24 | 2.25 | 2 | 2.18 | 1.74 | 1.16 | 0.63 | 0.44 | 0.33 | 0.52 | 0.73 | 1.2 | 1.15 | 1.32 | 5.76 | 4.13 | 2.11 | 1.86 | 2.32 | 1.94 | 1.59 | 1.16 | 1.23 | 1.36 | 1.73 | 1.47 | 1.02 | 0.5 | 0.56 | 5.02 | 4.1 | 3.61 | 2.65 | 2.43 | 1.46 | 1.24 | 0.96 | 0.92 | 0.76 | 0.67 | 0.46 | 0.25 | 0.14 | 0.12 | 4.51 | 4.07 | 3.48 | 3.1 | 2.32 | 1.21 | 0.35 | 0.08 | 0.04 | 0.05 | 0.08 | 0.11 | 0.09 | 0.1 | 0.08 | 30.8 | 23.8 | 17.4 | 18.4 | 25.9 | 25.7 | 24.1 | 17.6 | 18.1 | 11.7 | 12.1 | 13.1 | 16.4 | 17.2 | 17 | 29.2 | 23.3 | 16.5 | 11.1 | 10.2 | 7.6 | 6.1 | 3.5 | 2.9 | 2.6 | 4.6 | 6.7 | 10.9 | 11.1 | 12.3 | 33.2 | 27.2 | 23.1 | 22.4 | 26.7 | 26.8 | 30.8 | 31.4 | 34 | 29.8 | 32.9 | 27.1 | 24 | 16.9 | 19.2 | 21 | 24 | 24.8 | 25.5 | 23.8 | 24.2 | 23.2 | 21.2 | 18.7 | 16.9 | 15 | 12.1 | 9.5 | 8.2 | 8 | 23.3 | 22.1 | 20.9 | 16.4 | 14.3 | 11.5 | 8.4 | 4.8 | 2.4 | 3 | 5 | 7 | 5.6 | 6.2 | 5.3 | 1700.2 | 1286.4 | 898.5 | 892.3 | 1226 | 1200.6 | 1098.6 | 796.7 | 816.8 | 522.7 | 549.6 | 599.7 | 760.1 | 806.2 | 805.6 | 1545.2 | 1215.4 | 819 | 576.5 | 548.4 | 413.8 | 320.4 | 183.1 | 148.4 | 130.6 | 223.9 | 328.8 | 533.6 | 540.4 | 602.2 | 1697.6 | 1366.3 | 1088.2 | 1061.6 | 1275.4 | 1263.1 | 1418 | 1419.7 | 1535.4 | 1361.3 | 1522.3 | 1254.6 | 1098.5 | 756.7 | 859.3 | 1157.1 | 1232.9 | 1244.7 | 1231.2 | 1154.3 | 1122.8 | 1064.7 | 961 | 856.4 | 768.7 | 682.1 | 548.5 | 419.4 | 374.1 | 366.9 | 1223.8 | 1150.9 | 1068.9 | 864.1 | 734.4 | 557.2 | 377.9 | 211 | 107.6 | 139.4 | 232.2 | 324 | 255.3 | 275.5 | 238.4 | 0.28 | 0.2 | 0.13 | 0.11 | 0.14 | 0.13 | 0.11 | 0.08 | 0.08 | 0.05 | 0.05 | 0.06 | 0.08 | 0.08 | 0.09 | 0.24 | 0.18 | 0.11 | 0.09 | 0.09 | 0.07 | 0.05 | 0.03 | 0.02 | 0.02 | 0.03 | 0.04 | 0.06 | 0.06 | 0.07 | 0.26 | 0.2 | 0.13 | 0.12 | 0.14 | 0.13 | 0.14 | 0.13 | 0.14 | 0.13 | 0.15 | 0.12 | 0.1 | 0.07 | 0.08 | 0.19 | 0.18 | 0.17 | 0.15 | 0.14 | 0.12 | 0.11 | 0.09 | 0.08 | 0.07 | 0.07 | 0.05 | 0.04 | 0.03 | 0.03 | 0.19 | 0.17 | 0.16 | 0.13 | 0.1 | 0.07 | 0.04 | 0.02 | 0.01 | 0.01 | 0.02 | 0.03 | 0.02 | 0.02 | 0.02 | 0.056467
| 22 | 242.6337 | 14.2881 | 1.9588 | 243.5529 | 19.9275 | 960.0135 | 0.11466 | 46.8382 | 262.5612 | 974.3016 | 2.0734 | 290.3911 | 576 | 420.5 | 267.9 | 231.5 | 298.4 | 281.9 | 234.8 | 168 | 169.6 | 105 | 111.1 | 124.9 | 166 | 185.1 | 191.1 | 490 | 373.8 | 225.8 | 175.4 | 180 | 140.9 | 102.2 | 57.8 | 46.1 | 47 | 68.6 | 89.6 | 132.7 | 132.8 | 151.5 | 520.9 | 400.9 | 273.2 | 262 | 318.5 | 302.8 | 315.5 | 294.7 | 317.2 | 286.8 | 328.4 | 270.1 | 229.8 | 154.6 | 177.3 | 392.2 | 371.5 | 355.5 | 320.4 | 296.6 | 255.2 | 238 | 214 | 194.9 | 169.3 | 147.3 | 115 | 85.3 | 51.5 | 37.5 | 378 | 351.5 | 310.9 | 265.6 | 208.3 | 137.9 | 73.4 | 36.9 | 16.8 | 13.1 | 9.7 | 6.8 | 4.9 | 2.7 | 1.8 | 52.5 | 37 | 21.1 | 14.1 | 15.9 | 13.6 | 8.5 | 5.6 | 5.4 | 2.8 | 3.5 | 4.7 | 7.2 | 9.1 | 10.1 | 41.4 | 30.6 | 15.9 | 14.2 | 15.4 | 12.5 | 8.4 | 4.7 | 3.5 | 3.6 | 4.8 | 5.9 | 8.1 | 7.9 | 9.2 | 41.6 | 30.2 | 15.8 | 15 | 18.8 | 16.1 | 13.6 | 10.1 | 10.7 | 10.9 | 13.6 | 11.3 | 8.2 | 4.4 | 5.2 | 35.7 | 29.4 | 26 | 20 | 18.3 | 11.5 | 9.9 | 8.4 | 8.1 | 6.4 | 5.3 | 3.6 | 2.1 | 1.4 | 1.2 | 31.5 | 28.6 | 24 | 21.8 | 16 | 8.4 | 2.5 | 0.8 | 0.3 | 0.5 | 0.8 | 1.1 | 0.8 | 0.9 | 0.8 | 7.52 | 5.28 | 2.99 | 1.95 | 2.15 | 1.81 | 1.07 | 0.7 | 0.65 | 0.33 | 0.42 | 0.6 | 0.95 | 1.22 | 1.36 | 5.9 | 4.35 | 2.23 | 2.02 | 2.2 | 1.78 | 1.19 | 0.67 | 0.49 | 0.51 | 0.67 | 0.82 | 1.12 | 1.08 | 1.26 | 5.92 | 4.26 | 2.17 | 2.05 | 2.58 | 2.18 | 1.77 | 1.26 | 1.33 | 1.39 | 1.77 | 1.46 | 1.03 | 0.52 | 0.62 | 5.12 | 4.16 | 3.67 | 2.76 | 2.52 | 1.52 | 1.29 | 1.08 | 1.05 | 0.82 | 0.66 | 0.43 | 0.24 | 0.15 | 0.12 | 4.49 | 4.07 | 3.4 | 3.09 | 2.26 | 1.16 | 0.31 | 0.08 | 0.03 | 0.05 | 0.08 | 0.11 | 0.08 | 0.09 | 0.08 | 30.4 | 23.4 | 17.2 | 18.5 | 26 | 25.9 | 24.2 | 17.7 | 18.1 | 11.7 | 11.9 | 12.6 | 15.9 | 16.8 | 16.7 | 28.8 | 22.9 | 16.2 | 10.9 | 10.4 | 7.8 | 6.2 | 3.6 | 3.1 | 3.1 | 4.9 | 6.8 | 10.6 | 10.8 | 12.2 | 32.9 | 27 | 22.8 | 21.9 | 26 | 26.3 | 30.4 | 30.7 | 33.2 | 28.9 | 32.4 | 26.6 | 24 | 16.9 | 19.4 | 20.7 | 23.7 | 24.6 | 25.3 | 23.6 | 24.1 | 23.3 | 21.4 | 19.1 | 17.1 | 15.2 | 12.3 | 9.8 | 8.5 | 8.1 | 22.6 | 21.7 | 20.4 | 16.2 | 13.7 | 11.1 | 8 | 4.7 | 2.4 | 2.9 | 4.8 | 6.8 | 5.3 | 5.7 | 4.9 | 1687.8 | 1275.5 | 889 | 899.7 | 1235 | 1212.1 | 1099.2 | 799.6 | 818.1 | 521.9 | 537 | 577.6 | 737.4 | 789.7 | 794.5 | 1537 | 1202.5 | 806.4 | 569.8 | 558.8 | 426.2 | 329.1 | 187.6 | 157.8 | 158.3 | 248 | 334.8 | 515.8 | 523.8 | 592 | 1698.4 | 1367.4 | 1079.9 | 1050.4 | 1259.7 | 1253.2 | 1408.1 | 1394.9 | 1507.6 | 1324.9 | 1500.4 | 1235.3 | 1097.5 | 760.3 | 869.2 | 1148.3 | 1225.7 | 1238.4 | 1228.6 | 1148.9 | 1121.5 | 1070.5 | 979 | 878.1 | 782.7 | 691.1 | 557 | 430.7 | 387.1 | 376.6 | 1195.7 | 1134 | 1043.6 | 855.6 | 706 | 536.7 | 357.9 | 209.1 | 106.6 | 137.5 | 225.2 | 311.7 | 243.4 | 257.4 | 220.8 | 0.28 | 0.2 | 0.13 | 0.11 | 0.14 | 0.13 | 0.11 | 0.08 | 0.08 | 0.05 | 0.05 | 0.06 | 0.08 | 0.08 | 0.09 | 0.24 | 0.18 | 0.11 | 0.09 | 0.09 | 0.07 | 0.05 | 0.03 | 0.02 | 0.02 | 0.03 | 0.04 | 0.06 | 0.06 | 0.07 | 0.26 | 0.2 | 0.13 | 0.12 | 0.15 | 0.14 | 0.14 | 0.13 | 0.14 | 0.13 | 0.15 | 0.12 | 0.1 | 0.07 | 0.08 | 0.19 | 0.18 | 0.17 | 0.15 | 0.14 | 0.12 | 0.11 | 0.1 | 0.09 | 0.08 | 0.07 | 0.05 | 0.04 | 0.03 | 0.03 | 0.19 | 0.17 | 0.15 | 0.13 | 0.1 | 0.07 | 0.03 | 0.02 | 0.01 | 0.01 | 0.02 | 0.03 | 0.02 | 0.02 | 0.02 | 0.0535
| 23 | 243.087 | 14.4605 | 1.9823 | 244.0172 | 19.8376 | 957.6841 | 0.11466 | 46.6831 | 262.9246 | 972.1446 | 2.0969 | 290.7003 | 571.4 | 416.8 | 265.2 | 235.1 | 301.5 | 286.6 | 235.9 | 169.7 | 168.8 | 103.8 | 110.3 | 123.3 | 163 | 182.1 | 188.7 | 483.9 | 368 | 225 | 177.3 | 185.1 | 141.9 | 102.5 | 56.5 | 45.2 | 42.9 | 69.1 | 92.1 | 137.8 | 133.6 | 151.1 | 524.1 | 402.7 | 270.7 | 256 | 318.7 | 304.5 | 319.9 | 291.7 | 314.7 | 284.7 | 327.8 | 270 | 227.7 | 151.2 | 172.5 | 392.1 | 370.5 | 355.4 | 321.4 | 298.1 | 253.7 | 237.2 | 214.6 | 198.4 | 170.4 | 145.1 | 111.2 | 82.4 | 50.6 | 37.5 | 379.4 | 347.6 | 302.3 | 254.1 | 201.1 | 133.7 | 71.2 | 35 | 16.7 | 12.9 | 9.6 | 6.6 | 4.7 | 2.6 | 1.8 | 51.9 | 36.6 | 20.9 | 15 | 16.5 | 14.3 | 8.5 | 5.8 | 5.3 | 2.8 | 3.5 | 4.7 | 7 | 8.9 | 9.9 | 40.8 | 30 | 16.1 | 14.4 | 16 | 12.5 | 8.4 | 4.5 | 3.3 | 3.1 | 4.7 | 6.1 | 8.8 | 8.2 | 9.3 | 42.2 | 30.6 | 15.7 | 14.7 | 19.4 | 16.9 | 14.7 | 10.3 | 10.8 | 11.1 | 13.9 | 11.6 | 8.2 | 4.3 | 5.1 | 35.7 | 29.3 | 26.1 | 20.2 | 18.6 | 11.4 | 9.9 | 8.5 | 8.6 | 6.8 | 5.4 | 3.5 | 2 | 1.4 | 1.2 | 32 | 28.4 | 23.3 | 20.5 | 15.1 | 8 | 2.3 | 0.7 | 0.3 | 0.5 | 0.8 | 1 | 0.8 | 0.8 | 0.7 | 7.43 | 5.22 | 2.96 | 2.08 | 2.24 | 1.91 | 1.07 | 0.72 | 0.64 | 0.32 | 0.42 | 0.6 | 0.92 | 1.19 | 1.34 | 5.81 | 4.26 | 2.26 | 2.04 | 2.27 | 1.78 | 1.19 | 0.64 | 0.47 | 0.43 | 0.65 | 0.85 | 1.22 | 1.12 | 1.29 | 6 | 4.33 | 2.16 | 2.01 | 2.67 | 2.3 | 1.94 | 1.29 | 1.34 | 1.42 | 1.82 | 1.51 | 1.03 | 0.52 | 0.61 | 5.12 | 4.15 | 3.67 | 2.8 | 2.57 | 1.51 | 1.28 | 1.09 | 1.13 | 0.88 | 0.68 | 0.42 | 0.22 | 0.15 | 0.12 | 4.55 | 4.04 | 3.29 | 2.91 | 2.13 | 1.1 | 0.28 | 0.08 | 0.03 | 0.05 | 0.08 | 0.1 | 0.08 | 0.08 | 0.07 | 30.3 | 23.3 | 17 | 18.2 | 25.8 | 25.9 | 24.3 | 17.8 | 18.1 | 11.6 | 11.8 | 12.4 | 15.7 | 16.5 | 16.5 | 28.5 | 22.6 | 15.9 | 11 | 10.6 | 7.9 | 6.3 | 3.6 | 3.1 | 3 | 5.1 | 6.9 | 10.6 | 10.7 | 12 | 32.8 | 26.9 | 22.5 | 21.3 | 25.5 | 25.8 | 30 | 30.2 | 32.8 | 28.5 | 32 | 26.4 | 23.7 | 16.6 | 18.8 | 20.7 | 23.7 | 24.5 | 25.2 | 23.4 | 24 | 23.2 | 21.5 | 19.1 | 16.9 | 14.8 | 11.9 | 9.6 | 8.3 | 8 | 22.4 | 21.3 | 19.9 | 15.8 | 13.5 | 10.9 | 7.8 | 4.5 | 2.4 | 2.9 | 4.8 | 6.5 | 5.1 | 5.4 | 4.6 | 1682.6 | 1268 | 879.9 | 893.4 | 1232.2 | 1217.3 | 1105.7 | 805.1 | 816.3 | 516.9 | 532.6 | 569.5 | 726.9 | 778.2 | 785.6 | 1522.3 | 1188.8 | 796.7 | 575.6 | 572.1 | 431.5 | 331.6 | 186.6 | 158 | 152.5 | 254 | 344 | 523.1 | 520 | 584.6 | 1700.5 | 1365.5 | 1067.7 | 1024.8 | 1241.6 | 1237.4 | 1399 | 1373.9 | 1490.8 | 1306.3 | 1486.8 | 1226 | 1085.8 | 743.1 | 844 | 1150.4 | 1224.5 | 1237.3 | 1226.5 | 1145.6 | 1115 | 1067.5 | 980.7 | 882 | 776.7 | 674.8 | 537.4 | 418 | 378.3 | 371 | 1191.2 | 1118.9 | 1018.8 | 828 | 692 | 524.3 | 351.3 | 199.8 | 106.8 | 135.4 | 222.7 | 303.1 | 235.9 | 242.3 | 206.9 | 0.28 | 0.2 | 0.13 | 0.11 | 0.14 | 0.13 | 0.11 | 0.08 | 0.08 | 0.05 | 0.05 | 0.06 | 0.07 | 0.08 | 0.09 | 0.23 | 0.18 | 0.11 | 0.09 | 0.09 | 0.07 | 0.05 | 0.03 | 0.02 | 0.02 | 0.03 | 0.04 | 0.06 | 0.06 | 0.07 | 0.26 | 0.2 | 0.13 | 0.12 | 0.15 | 0.14 | 0.15 | 0.13 | 0.14 | 0.13 | 0.15 | 0.12 | 0.1 | 0.07 | 0.08 | 0.19 | 0.18 | 0.17 | 0.15 | 0.14 | 0.12 | 0.11 | 0.1 | 0.09 | 0.08 | 0.07 | 0.05 | 0.04 | 0.03 | 0.03 | 0.19 | 0.17 | 0.15 | 0.12 | 0.1 | 0.06 | 0.03 | 0.02 | 0.01 | 0.01 | 0.02 | 0.02 | 0.02 | 0.02 | 0.02 | 0.051
SPNOc | 0 | 374.4984 | 29.1838 | 4.126 | 376.4089 | 24.2615 | 1254.3588 | 0.17875 | 59.4309 | 398.7599 | 1283.5426 | 4.3047 | 435.8398 | 771 | 716.6 | 666.7 | 532 | 419.9 | 223 | 191.6 | 167 | 181.7 | 157.4 | 150.6 | 157.4 | 175.5 | 150.5 | 129.6 | 782.1 | 672.3 | 511.1 | 327.8 | 242.7 | 163.1 | 179 | 138 | 113.4 | 59.4 | 75.1 | 99.9 | 184.8 | 193.5 | 222.3 | 720.4 | 630 | 542.4 | 600.6 | 632.4 | 509.5 | 448.6 | 404.2 | 438.9 | 421.3 | 420.5 | 340.9 | 212.9 | 96.9 | 95.9 | 455.9 | 487.6 | 512.4 | 451.1 | 343 | 241.8 | 206.1 | 188 | 175.2 | 151.2 | 129.8 | 101.7 | 74.7 | 43.6 | 31.3 | 455.2 | 427.7 | 392 | 299.6 | 209.9 | 129.4 | 64.3 | 35.1 | 16.5 | 13.1 | 9.6 | 5.8 | 4.4 | 2.5 | 1.7 | 74.5 | 66.9 | 60.7 | 47.4 | 32.5 | 10.8 | 6.3 | 7 | 8.2 | 7.9 | 8.5 | 10.3 | 12.6 | 11.1 | 9.4 | 77.3 | 64.8 | 47.5 | 31.3 | 23.6 | 15.5 | 15.8 | 12 | 9.2 | 3.9 | 3.8 | 6.1 | 13 | 14.9 | 16.8 | 64.2 | 52.9 | 40.2 | 49.6 | 53.9 | 42.5 | 31.7 | 26.2 | 28.2 | 29.1 | 27.3 | 22 | 9.9 | 3.5 | 3.3 | 43.2 | 44.5 | 45.2 | 34.8 | 22.1 | 9.9 | 10 | 10.8 | 9.7 | 7.2 | 4.2 | 2.9 | 1.6 | 1.3 | 1.3 | 41.4 | 36.7 | 29.8 | 20.9 | 14 | 7.2 | 3.2 | 1.2 | 0.5 | 0.5 | 0.8 | 1.2 | 1 | 1.2 | 1 | 10.72 | 9.61 | 8.69 | 6.77 | 4.6 | 1.43 | 0.78 | 0.92 | 1.09 | 1.06 | 1.15 | 1.43 | 1.76 | 1.56 | 1.32 | 11.14 | 9.33 | 6.82 | 4.5 | 3.4 | 2.22 | 2.25 | 1.72 | 1.31 | 0.54 | 0.51 | 0.84 | 1.82 | 2.1 | 2.37 | 9.19 | 7.53 | 5.66 | 7.05 | 7.67 | 6.04 | 4.44 | 3.64 | 3.91 | 4.06 | 3.79 | 3.05 | 1.3 | 0.43 | 0.4 | 6.21 | 6.38 | 6.45 | 4.92 | 3.06 | 1.28 | 1.33 | 1.48 | 1.32 | 0.95 | 0.51 | 0.34 | 0.16 | 0.13 | 0.13 | 5.93 | 5.23 | 4.21 | 2.92 | 1.95 | 0.99 | 0.43 | 0.14 | 0.05 | 0.05 | 0.08 | 0.12 | 0.1 | 0.12 | 0.1 | 37 | 36.4 | 35.2 | 29.1 | 27.3 | 20.5 | 20.3 | 16.3 | 17.2 | 14.1 | 12.7 | 11.9 | 12.3 | 10.3 | 9 | 35.9 | 32.4 | 26.2 | 16.1 | 11.5 | 8.1 | 10 | 7.8 | 7 | 4.5 | 6.7 | 8 | 13.2 | 12.7 | 14.8 | 39.4 | 37.4 | 36.9 | 36.3 | 36.7 | 30.4 | 31.9 | 30.9 | 33.8 | 30.6 | 32.4 | 26.5 | 20.2 | 10 | 10.1 | 22.6 | 25.7 | 28.4 | 29.5 | 26.4 | 23.8 | 18.9 | 15.7 | 14.9 | 14 | 13.8 | 11.2 | 8.8 | 8.1 | 8.2 | 24.2 | 24.8 | 26.1 | 21.7 | 15.8 | 11 | 6.5 | 4.9 | 3.1 | 3.3 | 5 | 7.7 | 6.3 | 7.5 | 6.2 | 2119.2 | 2044 | 1958.4 | 1595.9 | 1413.8 | 956.9 | 914.3 | 748.8 | 797 | 665.7 | 609.8 | 590.5 | 624 | 524.1 | 457.4 | 2095.4 | 1849.7 | 1465.1 | 912.4 | 665 | 459.3 | 542.6 | 421.6 | 368.1 | 222.4 | 316.5 | 389 | 665 | 656.4 | 762.4 | 2148.9 | 1985.4 | 1882 | 1926.5 | 1977.9 | 1621 | 1608.6 | 1523.9 | 1662.3 | 1532.8 | 1601.4 | 1306.8 | 946.1 | 454.9 | 455.4 | 1281 | 1424.5 | 1550.2 | 1520.7 | 1295.1 | 1095.3 | 883.2 | 751.4 | 711.2 | 652.3 | 623.5 | 501.3 | 385.7 | 439.9 | 481.8 | 1334.5 | 1321.1 | 1330 | 1076 | 775.4 | 521.8 | 326.9 | 260.5 | 181.9 | 193.7 | 285.2 | 423.9 | 338.2 | 387.7 | 325.6 | 0.38 | 0.35 | 0.32 | 0.26 | 0.2 | 0.1 | 0.09 | 0.08 | 0.08 | 0.07 | 0.07 | 0.07 | 0.08 | 0.07 | 0.06 | 0.39 | 0.34 | 0.25 | 0.16 | 0.12 | 0.08 | 0.09 | 0.07 | 0.05 | 0.03 | 0.03 | 0.05 | 0.09 | 0.09 | 0.11 | 0.36 | 0.31 | 0.26 | 0.29 | 0.3 | 0.24 | 0.21 | 0.19 | 0.2 | 0.2 | 0.2 | 0.16 | 0.1 | 0.04 | 0.04 | 0.23 | 0.24 | 0.25 | 0.22 | 0.16 | 0.11 | 0.09 | 0.09 | 0.08 | 0.07 | 0.06 | 0.05 | 0.03 | 0.03 | 0.03 | 0.22 | 0.21 | 0.19 | 0.15 | 0.1 | 0.06 | 0.03 | 0.02 | 0.01 | 0.01 | 0.02 | 0.03 | 0.02 | 0.03 | 0.02 | 0.042
| 1 | 374.7197 | 29.2545 | 4.1356 | 376.6347 | 24.2182 | 1254.1558 | 0.17875 | 59.3819 | 398.9379 | 1283.4103 | 4.3143 | 436.0166 | 767.1 | 713.3 | 669 | 532.1 | 420.8 | 218.2 | 193 | 168.6 | 184.6 | 157.8 | 153.1 | 161.2 | 177.9 | 149.6 | 125.8 | 781.6 | 667.6 | 502.7 | 319.7 | 240.1 | 167.5 | 182.9 | 142 | 113.7 | 60.9 | 76.4 | 102.1 | 186.3 | 195.3 | 224.1 | 714.3 | 628 | 538.7 | 598.8 | 633.5 | 513.7 | 455.1 | 406.4 | 441.1 | 421.8 | 422.6 | 343.7 | 217.2 | 98.8 | 97.5 | 454.6 | 485.5 | 511.5 | 451 | 343.4 | 241.6 | 206.5 | 188.4 | 175.6 | 152 | 132.3 | 103.7 | 76.2 | 44.2 | 31.9 | 452.2 | 425.5 | 389.6 | 300.2 | 210.6 | 130.5 | 64.6 | 35.1 | 16.1 | 12.7 | 9.6 | 5.9 | 4.4 | 2.5 | 1.6 | 73.9 | 66.4 | 61 | 47.6 | 32.9 | 10.4 | 6.6 | 7.3 | 8.5 | 7.8 | 8.5 | 10.6 | 12.7 | 10.9 | 8.8 | 77.1 | 64.2 | 46.5 | 30.3 | 23.1 | 15.9 | 16.2 | 12.5 | 9.2 | 4 | 3.9 | 6.2 | 13.1 | 15 | 17.1 | 63.3 | 52.5 | 39.7 | 49.5 | 54.3 | 43.3 | 32.8 | 26.7 | 28.7 | 29.3 | 27.6 | 22.4 | 10.3 | 3.6 | 3.4 | 43 | 44.3 | 45.2 | 35 | 22.3 | 9.6 | 9.6 | 10.5 | 9.5 | 7.1 | 4.2 | 2.9 | 1.5 | 1.3 | 1.3 | 40.9 | 36.4 | 29.6 | 20.9 | 13.9 | 7 | 3.1 | 1.1 | 0.5 | 0.5 | 0.8 | 1.2 | 1 | 1.2 | 1 | 10.63 | 9.54 | 8.73 | 6.8 | 4.65 | 1.39 | 0.82 | 0.95 | 1.12 | 1.05 | 1.16 | 1.47 | 1.78 | 1.53 | 1.22 | 11.12 | 9.25 | 6.66 | 4.36 | 3.33 | 2.28 | 2.31 | 1.79 | 1.31 | 0.55 | 0.52 | 0.86 | 1.83 | 2.12 | 2.41 | 9.06 | 7.47 | 5.58 | 7.02 | 7.73 | 6.16 | 4.6 | 3.71 | 3.98 | 4.09 | 3.83 | 3.1 | 1.37 | 0.45 | 0.43 | 6.18 | 6.35 | 6.46 | 4.95 | 3.09 | 1.24 | 1.28 | 1.43 | 1.28 | 0.94 | 0.51 | 0.35 | 0.16 | 0.13 | 0.13 | 5.86 | 5.19 | 4.17 | 2.92 | 1.93 | 0.95 | 0.4 | 0.13 | 0.05 | 0.05 | 0.08 | 0.12 | 0.1 | 0.12 | 0.1 | 37 | 36.4 | 35.3 | 28.9 | 27.1 | 20.1 | 20.2 | 16.3 | 17.3 | 14.2 | 13 | 12.2 | 12.6 | 10.4 | 9.1 | 36 | 32.3 | 26 | 15.8 | 11.5 | 8.3 | 10.1 | 7.9 | 7 | 4.6 | 6.8 | 8.2 | 13.3 | 12.8 | 14.8 | 39.4 | 37.5 | 36.9 | 36.2 | 36.5 | 30.2 | 31.8 | 30.7 | 33.6 | 30.5 | 32.4 | 26.5 | 20.4 | 10.1 | 10.1 | 22.6 | 25.6 | 28.3 | 29.3 | 26.3 | 24 | 19.2 | 16 | 15.2 | 14.1 | 14.1 | 11.4 | 9 | 8.2 | 8.2 | 24.2 | 24.7 | 26 | 21.8 | 16 | 11.3 | 6.7 | 4.9 | 3 | 3.3 | 5.1 | 7.6 | 6.2 | 7.4 | 6.3 | 2116 | 2041.4 | 1963.6 | 1590.5 | 1407.7 | 940.3 | 915.7 | 751.5 | 806.3 | 670.7 | 621.6 | 604.5 | 634.6 | 526.9 | 454.9 | 2099.1 | 1841.7 | 1450.2 | 895.8 | 663.8 | 472.3 | 552.8 | 430.2 | 369.5 | 228.5 | 321.8 | 397.6 | 669.8 | 661.3 | 764.5 | 2142.7 | 1986.6 | 1877.3 | 1920.6 | 1971.1 | 1620.7 | 1611.8 | 1520.9 | 1660 | 1528.9 | 1602.9 | 1311.8 | 956.6 | 461.8 | 460.5 | 1279.7 | 1419.5 | 1544.6 | 1513.5 | 1292.3 | 1100.7 | 896.3 | 764.5 | 721.6 | 660.1 | 637.3 | 511.3 | 394.9 | 442.1 | 484 | 1330.9 | 1317.4 | 1324.4 | 1078.7 | 783.3 | 535.9 | 331.9 | 263.1 | 180.2 | 193.6 | 286.5 | 418.6 | 333.7 | 380.5 | 325.4 | 0.38 | 0.35 | 0.32 | 0.26 | 0.2 | 0.1 | 0.09 | 0.08 | 0.08 | 0.07 | 0.07 | 0.08 | 0.08 | 0.07 | 0.06 | 0.39 | 0.33 | 0.25 | 0.16 | 0.12 | 0.08 | 0.09 | 0.07 | 0.05 | 0.03 | 0.03 | 0.05 | 0.09 | 0.09 | 0.11 | 0.35 | 0.31 | 0.26 | 0.29 | 0.3 | 0.25 | 0.21 | 0.19 | 0.21 | 0.2 | 0.2 | 0.16 | 0.1 | 0.04 | 0.04 | 0.22 | 0.24 | 0.25 | 0.22 | 0.16 | 0.11 | 0.09 | 0.09 | 0.08 | 0.07 | 0.06 | 0.05 | 0.03 | 0.03 | 0.03 | 0.22 | 0.21 | 0.19 | 0.15 | 0.1 | 0.06 | 0.03 | 0.02 | 0.01 | 0.01 | 0.02 | 0.03 | 0.02 | 0.03 | 0.02 | 0.0418
| 2 | 374.2206 | 29.1326 | 4.117 | 376.1273 | 24.2691 | 1254.903 | 0.17875 | 59.4538 | 398.4898 | 1284.0356 | 4.2958 | 435.5811 | 772.9 | 714.1 | 665.4 | 530.1 | 421.4 | 220.4 | 194 | 169.2 | 183.9 | 156.6 | 150.2 | 160.4 | 179.4 | 154.9 | 131.8 | 787.4 | 675.7 | 505.5 | 322.3 | 239.1 | 169.7 | 186.4 | 144.8 | 117.8 | 63.9 | 80.7 | 101.5 | 188.1 | 198 | 232.3 | 714.5 | 625.8 | 535.4 | 600.8 | 636 | 513.7 | 456.2 | 409.6 | 442.7 | 422.8 | 424.4 | 349.2 | 218.9 | 100.4 | 97.8 | 456.5 | 484.6 | 510.8 | 448.5 | 343.3 | 239.5 | 206.8 | 191.9 | 179.6 | 154.8 | 131.7 | 103.4 | 76.4 | 44.4 | 31.7 | 457.1 | 426 | 389.7 | 299.2 | 212.4 | 131.7 | 64.9 | 35.8 | 16.7 | 13.2 | 9.7 | 5.9 | 4.3 | 2.5 | 1.6 | 74.5 | 66.6 | 60.5 | 47.4 | 32.9 | 10.5 | 6.5 | 7.2 | 8.3 | 7.6 | 8.2 | 10.4 | 12.8 | 11.4 | 9.4 | 77.7 | 65.2 | 46.7 | 30.7 | 23 | 16 | 16.3 | 12.6 | 9.5 | 4.2 | 4.2 | 6.1 | 13.2 | 15.4 | 17.9 | 63.3 | 52.2 | 39.1 | 49.6 | 54.4 | 43.2 | 33 | 27.2 | 29 | 29.5 | 27.9 | 23 | 10.4 | 3.7 | 3.5 | 43.2 | 44.2 | 45.1 | 34.8 | 22.2 | 9.3 | 9.6 | 10.7 | 9.7 | 7.2 | 4.1 | 2.9 | 1.6 | 1.3 | 1.3 | 41.5 | 36.5 | 29.6 | 20.8 | 14.1 | 7.1 | 3.1 | 1.1 | 0.5 | 0.5 | 0.8 | 1.2 | 1 | 1.2 | 1 | 10.73 | 9.56 | 8.67 | 6.77 | 4.65 | 1.4 | 0.81 | 0.93 | 1.1 | 1.01 | 1.11 | 1.45 | 1.8 | 1.61 | 1.31 | 11.2 | 9.38 | 6.69 | 4.41 | 3.3 | 2.3 | 2.32 | 1.79 | 1.34 | 0.59 | 0.56 | 0.84 | 1.85 | 2.17 | 2.52 | 9.06 | 7.42 | 5.49 | 7.04 | 7.75 | 6.14 | 4.63 | 3.78 | 4.03 | 4.12 | 3.87 | 3.18 | 1.38 | 0.47 | 0.43 | 6.2 | 6.33 | 6.44 | 4.92 | 3.08 | 1.19 | 1.26 | 1.46 | 1.32 | 0.96 | 0.5 | 0.34 | 0.17 | 0.13 | 0.13 | 5.95 | 5.2 | 4.18 | 2.91 | 1.96 | 0.97 | 0.41 | 0.13 | 0.05 | 0.05 | 0.08 | 0.12 | 0.1 | 0.12 | 0.1 | 37.1 | 36.3 | 35.2 | 28.8 | 27.2 | 20.4 | 20.4 | 16.5 | 17.4 | 14.3 | 12.9 | 12.2 | 12.6 | 10.6 | 9.3 | 36.3 | 32.5 | 26.2 | 15.9 | 11.6 | 8.5 | 10.5 | 8.2 | 7.3 | 4.8 | 7.1 | 8.2 | 13.5 | 12.8 | 15.2 | 39.5 | 37.5 | 37 | 36.3 | 36.7 | 30.3 | 31.8 | 30.7 | 33.6 | 30.5 | 32.4 | 26.7 | 20.5 | 10.2 | 10.1 | 22.7 | 25.6 | 28.3 | 29.2 | 26.4 | 24 | 19.4 | 16.3 | 15.5 | 14.4 | 14.1 | 11.4 | 9 | 8.2 | 8.2 | 24.3 | 24.7 | 26 | 21.8 | 16 | 11.4 | 6.7 | 5 | 3.1 | 3.3 | 5.1 | 7.6 | 6.2 | 7.4 | 6.3 | 2129.1 | 2040.3 | 1955.3 | 1584.7 | 1412.1 | 950.3 | 923.2 | 757.9 | 807.6 | 671.3 | 616.5 | 604.2 | 638.1 | 540.4 | 471.2 | 2114.5 | 1859.6 | 1460.8 | 900.9 | 663.8 | 479.9 | 569.2 | 444.8 | 385.6 | 237.7 | 337.5 | 398.4 | 677.1 | 666.5 | 786.4 | 2143.3 | 1982.9 | 1877.3 | 1928.4 | 1980.8 | 1624.9 | 1611.5 | 1524.2 | 1659.7 | 1529.6 | 1605.8 | 1323.9 | 962.7 | 466.5 | 460.2 | 1286 | 1418.1 | 1543 | 1506.6 | 1294.2 | 1098.7 | 901.4 | 776.4 | 736.8 | 671.6 | 637.6 | 511.7 | 395.1 | 446.7 | 488.3 | 1341.1 | 1317.8 | 1324 | 1076.6 | 785.7 | 539.5 | 336.4 | 268.1 | 183.7 | 192.5 | 285.7 | 417.9 | 333.4 | 382.4 | 326 | 0.38 | 0.35 | 0.32 | 0.26 | 0.2 | 0.1 | 0.09 | 0.08 | 0.08 | 0.07 | 0.07 | 0.07 | 0.08 | 0.07 | 0.06 | 0.39 | 0.34 | 0.25 | 0.16 | 0.12 | 0.08 | 0.09 | 0.07 | 0.06 | 0.03 | 0.04 | 0.05 | 0.09 | 0.09 | 0.11 | 0.35 | 0.31 | 0.25 | 0.29 | 0.3 | 0.25 | 0.21 | 0.19 | 0.21 | 0.2 | 0.2 | 0.16 | 0.1 | 0.05 | 0.04 | 0.23 | 0.24 | 0.25 | 0.22 | 0.16 | 0.11 | 0.09 | 0.09 | 0.08 | 0.07 | 0.06 | 0.05 | 0.03 | 0.03 | 0.03 | 0.23 | 0.21 | 0.19 | 0.15 | 0.1 | 0.06 | 0.03 | 0.02 | 0.01 | 0.01 | 0.02 | 0.03 | 0.02 | 0.03 | 0.02 | 0.0428
| 3 | 377.7652 | 29.3639 | 4.1457 | 379.6861 | 24.5473 | 1268.2485 | 0.18125 | 60.1063 | 402.3126 | 1297.6125 | 4.327 | 439.7924 | 787.2 | 729.5 | 673.4 | 536.6 | 422.2 | 220 | 193.4 | 169.3 | 183.9 | 156.1 | 148.8 | 158.3 | 178 | 153.4 | 132.9 | 803.8 | 689.8 | 511.9 | 324.9 | 238 | 165.1 | 179.1 | 136.3 | 113.4 | 61.9 | 81.2 | 105.4 | 192.5 | 198.8 | 228.9 | 720.3 | 629.8 | 540.4 | 603.9 | 644.4 | 519.7 | 457.8 | 400.5 | 427.3 | 407.9 | 414.5 | 344.3 | 218.8 | 100.6 | 98 | 463.6 | 495.5 | 524.8 | 461.9 | 351.3 | 243.4 | 210.9 | 195.2 | 181.3 | 156.4 | 132.3 | 103.7 | 75.8 | 45 | 33.1 | 463.8 | 433.4 | 399.7 | 308.3 | 220.4 | 134.1 | 66.3 | 35.5 | 16.9 | 13.6 | 10 | 6 | 4.4 | 2.5 | 1.6 | 76 | 68.2 | 61 | 48 | 32.8 | 10.5 | 6.3 | 7 | 8.1 | 7.4 | 7.9 | 10.1 | 12.6 | 11.2 | 9.5 | 79.4 | 66.5 | 47.2 | 30.7 | 22.8 | 15.5 | 15.5 | 11.8 | 9.1 | 4.1 | 4.3 | 6.5 | 13.5 | 15.2 | 17.3 | 63.9 | 52.4 | 38.9 | 49.2 | 54.7 | 43.5 | 32.6 | 25.4 | 26.6 | 27.2 | 26.4 | 22 | 10.3 | 3.7 | 3.4 | 43.8 | 45.3 | 46.6 | 36.3 | 23 | 9.6 | 9.9 | 11 | 9.8 | 7.2 | 4.2 | 3 | 1.6 | 1.3 | 1.3 | 42 | 37.4 | 30.8 | 22.2 | 15.1 | 7.5 | 3.3 | 1.2 | 0.5 | 0.5 | 0.8 | 1.2 | 1 | 1.2 | 1 | 10.94 | 9.79 | 8.73 | 6.86 | 4.63 | 1.39 | 0.77 | 0.9 | 1.07 | 0.98 | 1.06 | 1.39 | 1.76 | 1.58 | 1.32 | 11.46 | 9.58 | 6.77 | 4.42 | 3.28 | 2.22 | 2.22 | 1.68 | 1.29 | 0.57 | 0.58 | 0.89 | 1.88 | 2.14 | 2.43 | 9.14 | 7.46 | 5.45 | 6.97 | 7.78 | 6.18 | 4.57 | 3.51 | 3.67 | 3.78 | 3.65 | 3.04 | 1.36 | 0.46 | 0.43 | 6.3 | 6.49 | 6.66 | 5.13 | 3.19 | 1.23 | 1.31 | 1.5 | 1.32 | 0.96 | 0.51 | 0.36 | 0.17 | 0.13 | 0.13 | 6.02 | 5.34 | 4.35 | 3.11 | 2.11 | 1.03 | 0.43 | 0.14 | 0.05 | 0.05 | 0.08 | 0.12 | 0.1 | 0.12 | 0.1 | 37.8 | 37 | 35.8 | 29.1 | 27.4 | 20.3 | 20.6 | 16.7 | 17.6 | 14.4 | 13 | 12.3 | 12.7 | 10.6 | 9.4 | 36.9 | 33.2 | 26.5 | 16.2 | 11.6 | 8.4 | 10.2 | 7.8 | 7.1 | 4.7 | 7.1 | 8.4 | 13.8 | 13.1 | 15.3 | 39.7 | 37.8 | 37.9 | 37.1 | 37.6 | 30.9 | 32.3 | 31.1 | 33.7 | 30.5 | 32.4 | 26.9 | 20.6 | 10.3 | 10.2 | 23.1 | 26.1 | 28.8 | 29.6 | 26.7 | 24.3 | 19.6 | 16.5 | 15.7 | 14.6 | 14.1 | 11.3 | 8.9 | 8.2 | 8.3 | 24.8 | 24.9 | 26.3 | 21.7 | 16.2 | 11.3 | 6.7 | 5 | 3.1 | 3.4 | 5.1 | 7.6 | 6.2 | 7.4 | 6.3 | 2165.6 | 2078.3 | 1986.6 | 1603.6 | 1419.4 | 948.5 | 927.6 | 764.7 | 813.7 | 674.5 | 617.7 | 603.7 | 638.1 | 538.2 | 475.1 | 2151.4 | 1897.5 | 1480.2 | 913.5 | 662.3 | 470.5 | 548.9 | 420.8 | 372.2 | 231.3 | 337.9 | 408.9 | 695.3 | 676.3 | 786.3 | 2158.2 | 1998.6 | 1914 | 1960 | 2022.1 | 1650.7 | 1633 | 1528.2 | 1645.9 | 1514.5 | 1594.2 | 1325.9 | 966.2 | 469.6 | 462 | 1306.1 | 1445.2 | 1577.4 | 1537.5 | 1315.9 | 1113.1 | 914.1 | 788.1 | 745.5 | 680.6 | 637.7 | 507.6 | 391.3 | 441.8 | 483.9 | 1363.1 | 1332.4 | 1344.9 | 1086.2 | 801.5 | 540.3 | 337.2 | 263.8 | 182.6 | 193.8 | 286.1 | 417.9 | 333.3 | 377.5 | 319.7 | 0.39 | 0.36 | 0.33 | 0.26 | 0.2 | 0.1 | 0.09 | 0.08 | 0.08 | 0.07 | 0.07 | 0.07 | 0.08 | 0.07 | 0.06 | 0.4 | 0.35 | 0.25 | 0.16 | 0.12 | 0.08 | 0.09 | 0.07 | 0.05 | 0.03 | 0.04 | 0.05 | 0.09 | 0.09 | 0.11 | 0.36 | 0.31 | 0.26 | 0.29 | 0.31 | 0.25 | 0.21 | 0.19 | 0.2 | 0.19 | 0.19 | 0.16 | 0.1 | 0.05 | 0.04 | 0.23 | 0.24 | 0.26 | 0.22 | 0.17 | 0.11 | 0.1 | 0.09 | 0.08 | 0.07 | 0.06 | 0.05 | 0.03 | 0.03 | 0.03 | 0.23 | 0.21 | 0.19 | 0.15 | 0.11 | 0.06 | 0.03 | 0.02 | 0.01 | 0.01 | 0.02 | 0.03 | 0.02 | 0.03 | 0.02 | 0.0451
| 4 | 366.8052 | 27.5587 | 3.8805 | 368.6052 | 24.6825 | 1261.2974 | 0.17546 | 60.0454 | 391.4878 | 1288.8561 | 4.056 | 428.6506 | 798.7 | 725 | 645.2 | 499.8 | 399.6 | 219.4 | 193.9 | 166.2 | 181.1 | 155.3 | 152.4 | 161.4 | 178.9 | 150.5 | 128.8 | 821.9 | 701.1 | 510 | 313.4 | 220.7 | 151.6 | 163.1 | 125.6 | 106 | 57.4 | 77.2 | 101.9 | 194 | 205.2 | 239.2 | 732.7 | 632.1 | 530.4 | 563.3 | 602.7 | 483.5 | 438.9 | 382.9 | 410.5 | 389.6 | 401.4 | 336.1 | 220.5 | 103.3 | 100.5 | 470.5 | 488 | 496 | 427.7 | 332 | 246.6 | 216.5 | 198.4 | 182.7 | 158.4 | 131.7 | 101.7 | 72.8 | 44.6 | 33.6 | 474.6 | 437.1 | 402.6 | 303.8 | 220 | 132.6 | 66.7 | 35.3 | 17.4 | 13.9 | 10.2 | 6.4 | 4.7 | 2.7 | 1.7 | 76.7 | 66.9 | 56.7 | 42.7 | 29.4 | 10.1 | 6.2 | 6.5 | 7.8 | 7.1 | 7.9 | 10 | 12.3 | 10.7 | 8.8 | 81.2 | 67.6 | 46.8 | 29.2 | 20.8 | 14 | 13.9 | 10.7 | 8.4 | 3.7 | 4 | 6.3 | 13.7 | 15.9 | 18.3 | 65.6 | 52.4 | 36.8 | 42.7 | 48.2 | 37.9 | 29.5 | 22.4 | 23.8 | 24.2 | 24.2 | 20.5 | 10.1 | 3.7 | 3.4 | 44.3 | 43.7 | 42.2 | 31.3 | 20 | 9.5 | 10 | 11.1 | 9.8 | 7.5 | 4.3 | 3.1 | 1.5 | 1.3 | 1.3 | 43.2 | 37.6 | 31.1 | 21.6 | 15.3 | 7.7 | 3.5 | 1.2 | 0.5 | 0.5 | 0.8 | 1.2 | 1 | 1.2 | 1 | 11.04 | 9.59 | 8.1 | 6.08 | 4.13 | 1.33 | 0.75 | 0.84 | 1.02 | 0.94 | 1.07 | 1.38 | 1.71 | 1.5 | 1.22 | 11.72 | 9.73 | 6.71 | 4.19 | 2.98 | 2 | 1.99 | 1.52 | 1.19 | 0.51 | 0.54 | 0.86 | 1.92 | 2.24 | 2.59 | 9.39 | 7.45 | 5.14 | 6.01 | 6.82 | 5.35 | 4.11 | 3.07 | 3.25 | 3.34 | 3.33 | 2.82 | 1.33 | 0.47 | 0.42 | 6.36 | 6.26 | 6.01 | 4.39 | 2.75 | 1.22 | 1.33 | 1.51 | 1.33 | 1 | 0.53 | 0.37 | 0.16 | 0.13 | 0.13 | 6.19 | 5.37 | 4.39 | 3.04 | 2.14 | 1.05 | 0.46 | 0.14 | 0.05 | 0.05 | 0.08 | 0.12 | 0.1 | 0.12 | 0.1 | 38.7 | 37.6 | 35.9 | 28.9 | 27.4 | 20.6 | 20.7 | 16.6 | 17.5 | 14.6 | 13.4 | 12.8 | 13.1 | 10.6 | 9.5 | 37.7 | 33.8 | 26.7 | 16 | 11.1 | 7.9 | 9.5 | 7.3 | 6.7 | 4.4 | 6.8 | 8.1 | 13.8 | 13.4 | 15.7 | 39.9 | 38.1 | 38.4 | 37.5 | 37.9 | 31.1 | 32.6 | 31.5 | 34 | 30.8 | 32.6 | 27.2 | 21 | 10.6 | 10.6 | 23.6 | 26.5 | 28.9 | 29.6 | 26.8 | 24.8 | 20.2 | 16.9 | 15.9 | 14.6 | 13.9 | 11 | 8.6 | 8.2 | 8.4 | 25.2 | 25.2 | 26.4 | 21.6 | 16 | 11 | 6.6 | 4.9 | 3.1 | 3.4 | 5.2 | 7.8 | 6.4 | 7.7 | 6.6 | 2207.3 | 2093.8 | 1958.5 | 1556.3 | 1394.6 | 958.4 | 933.5 | 760.7 | 808.3 | 679 | 636.6 | 623.1 | 653.7 | 537.4 | 472.1 | 2199.1 | 1928.7 | 1482.3 | 894.1 | 626.2 | 438.7 | 507 | 392.1 | 350.5 | 217 | 322.1 | 395.1 | 695.7 | 693 | 812.4 | 2175.4 | 2011 | 1921 | 1929.4 | 1985.6 | 1617.1 | 1622.3 | 1520 | 1637.7 | 1502 | 1587.5 | 1326.1 | 980.9 | 484.2 | 478.5 | 1331.4 | 1450.9 | 1549.8 | 1497.2 | 1298.4 | 1133.6 | 942.5 | 803.9 | 752 | 683.9 | 629.8 | 495.4 | 375.6 | 439.4 | 485.9 | 1389.3 | 1347 | 1354.3 | 1077 | 793.7 | 527.1 | 327.3 | 255.4 | 179.4 | 194.2 | 289.7 | 423.7 | 338.2 | 386.7 | 330.5 | 0.4 | 0.36 | 0.31 | 0.24 | 0.19 | 0.1 | 0.09 | 0.08 | 0.08 | 0.07 | 0.07 | 0.07 | 0.08 | 0.07 | 0.06 | 0.41 | 0.35 | 0.25 | 0.16 | 0.11 | 0.07 | 0.08 | 0.06 | 0.05 | 0.03 | 0.04 | 0.05 | 0.09 | 0.1 | 0.11 | 0.36 | 0.31 | 0.25 | 0.27 | 0.29 | 0.23 | 0.21 | 0.18 | 0.19 | 0.18 | 0.19 | 0.16 | 0.1 | 0.05 | 0.04 | 0.23 | 0.24 | 0.24 | 0.2 | 0.16 | 0.11 | 0.1 | 0.09 | 0.08 | 0.07 | 0.06 | 0.05 | 0.03 | 0.03 | 0.03 | 0.23 | 0.22 | 0.2 | 0.15 | 0.11 | 0.06 | 0.03 | 0.02 | 0.01 | 0.01 | 0.02 | 0.03 | 0.02 | 0.03 | 0.02 | 0.0481
| 5 | 317.4085 | 22.0019 | 3.0772 | 318.84 | 23.0784 | 1147.049 | 0.15401 | 55.2365 | 340.4869 | 1169.0509 | 3.2312 | 374.0766 | 754.8 | 650 | 502.1 | 369.1 | 317.3 | 208.3 | 199.1 | 172.4 | 189.7 | 161.1 | 156 | 164.3 | 185.3 | 156.3 | 134.5 | 774.6 | 636 | 418.1 | 247 | 185.5 | 145.7 | 159.1 | 123.4 | 103.4 | 56.4 | 77.7 | 105.8 | 198.3 | 206.1 | 237.4 | 729.3 | 611.3 | 465.5 | 439.6 | 480.2 | 401.7 | 412.9 | 361.6 | 394.6 | 354.6 | 381.9 | 321.2 | 229.9 | 111.7 | 107.8 | 440.2 | 428.9 | 392.9 | 342 | 284.8 | 247.3 | 217.5 | 203.1 | 186.6 | 164.3 | 133.8 | 102.9 | 72.6 | 45.1 | 33.6 | 436.9 | 399.1 | 343.4 | 258.8 | 186.8 | 120.8 | 63.9 | 33.6 | 16.4 | 13.1 | 9.5 | 6.3 | 4.5 | 2.5 | 1.7 | 70.7 | 57.8 | 40.9 | 28.5 | 20.6 | 8.7 | 6.7 | 7.2 | 8.6 | 7.6 | 8.2 | 10 | 12.6 | 10.9 | 9.2 | 74.9 | 59.2 | 36.3 | 21.8 | 17.2 | 13.4 | 13.6 | 10.6 | 8.2 | 3.6 | 3.9 | 6.5 | 13.9 | 15.9 | 18.1 | 65.1 | 50.1 | 30.3 | 29.6 | 34.7 | 28.4 | 26 | 19.6 | 21.5 | 19.7 | 21.5 | 18.2 | 10.6 | 4.1 | 3.7 | 40.3 | 36.9 | 30.7 | 21.9 | 14.9 | 9.7 | 10.3 | 11.7 | 10.3 | 8.1 | 4.6 | 3.2 | 1.5 | 1.3 | 1.3 | 38.5 | 33 | 24.7 | 17.3 | 12.3 | 6.8 | 3.3 | 1.1 | 0.5 | 0.5 | 0.8 | 1.2 | 1 | 1.1 | 1 | 10.17 | 8.28 | 5.82 | 4.03 | 2.85 | 1.13 | 0.84 | 0.93 | 1.14 | 1 | 1.1 | 1.38 | 1.75 | 1.53 | 1.28 | 10.79 | 8.51 | 5.19 | 3.13 | 2.47 | 1.93 | 1.93 | 1.51 | 1.16 | 0.5 | 0.53 | 0.89 | 1.94 | 2.24 | 2.55 | 9.32 | 7.13 | 4.2 | 4.12 | 4.87 | 3.98 | 3.6 | 2.66 | 2.91 | 2.69 | 2.93 | 2.48 | 1.4 | 0.52 | 0.46 | 5.79 | 5.26 | 4.35 | 3.05 | 2.01 | 1.25 | 1.36 | 1.59 | 1.4 | 1.09 | 0.57 | 0.39 | 0.16 | 0.13 | 0.13 | 5.51 | 4.7 | 3.48 | 2.41 | 1.71 | 0.93 | 0.45 | 0.13 | 0.05 | 0.05 | 0.08 | 0.12 | 0.1 | 0.11 | 0.1 | 38.2 | 35.8 | 30.9 | 24.2 | 24.3 | 20.3 | 20.9 | 16.9 | 17.9 | 15 | 13.7 | 13.1 | 13.7 | 11.2 | 9.9 | 37.1 | 32.7 | 23.8 | 13.8 | 9.5 | 7.6 | 9.3 | 7.1 | 6.6 | 4.3 | 7 | 8.4 | 14.2 | 13.5 | 15.7 | 39.9 | 37.4 | 35.6 | 32.7 | 33.5 | 28.6 | 32.2 | 31.1 | 33.9 | 30.1 | 32.5 | 27.3 | 21.8 | 11.4 | 11.3 | 23.1 | 24.7 | 25.5 | 26.5 | 25.1 | 24.7 | 20.2 | 17 | 16 | 14.9 | 14 | 11 | 8.6 | 8.2 | 8.3 | 24.3 | 24.2 | 24.2 | 19.5 | 14.2 | 10.2 | 6.3 | 4.7 | 3 | 3.3 | 5.1 | 7.7 | 6.2 | 7.2 | 6.1 | 2137 | 1937.5 | 1618.5 | 1239 | 1194.2 | 936.5 | 945.6 | 776.7 | 831.2 | 699 | 649.7 | 639.3 | 681.6 | 563.6 | 493 | 2120 | 1807.8 | 1270.9 | 736.1 | 532.1 | 421.7 | 495.9 | 382 | 342 | 212.7 | 328.3 | 411.5 | 716 | 698.1 | 809.9 | 2170.3 | 1959.7 | 1747.2 | 1619.7 | 1696 | 1437.4 | 1579.5 | 1483.5 | 1617.2 | 1437.3 | 1556.8 | 1309.8 | 1020.2 | 521.2 | 511.4 | 1276.3 | 1319.3 | 1304.9 | 1286.8 | 1181.5 | 1131.4 | 940.7 | 811.3 | 759.3 | 698.4 | 634.3 | 498.7 | 374.7 | 435 | 474.8 | 1314.4 | 1266.9 | 1205.5 | 950.9 | 693 | 484.9 | 315.4 | 245.6 | 172.6 | 187.2 | 283.3 | 415.9 | 330.5 | 366.5 | 308.4 | 0.38 | 0.33 | 0.25 | 0.18 | 0.15 | 0.1 | 0.09 | 0.08 | 0.09 | 0.07 | 0.07 | 0.08 | 0.09 | 0.07 | 0.06 | 0.39 | 0.32 | 0.21 | 0.13 | 0.09 | 0.07 | 0.08 | 0.06 | 0.05 | 0.03 | 0.04 | 0.05 | 0.09 | 0.1 | 0.11 | 0.36 | 0.3 | 0.22 | 0.21 | 0.23 | 0.19 | 0.19 | 0.17 | 0.18 | 0.17 | 0.18 | 0.15 | 0.11 | 0.05 | 0.05 | 0.22 | 0.21 | 0.19 | 0.17 | 0.13 | 0.11 | 0.1 | 0.1 | 0.09 | 0.08 | 0.06 | 0.05 | 0.03 | 0.03 | 0.03 | 0.22 | 0.2 | 0.17 | 0.13 | 0.09 | 0.06 | 0.03 | 0.02 | 0.01 | 0.01 | 0.02 | 0.03 | 0.02 | 0.03 | 0.02 | 0.0505
| 6 | 268.9201 | 17.2773 | 2.4004 | 270.04 | 20.8264 | 1011.9706 | 0.13 | 49.196 | 289.7465 | 1029.2479 | 2.5304 | 319.236 | 647.1 | 531.6 | 346.2 | 253.4 | 253.2 | 199.4 | 207.5 | 183.1 | 207.7 | 184.1 | 176.2 | 181.3 | 198.7 | 169.7 | 147.2 | 675.6 | 532.9 | 303.7 | 182.7 | 161.7 | 150.5 | 170.7 | 134.8 | 117.5 | 65.1 | 84.6 | 111.7 | 204.3 | 211.2 | 240.2 | 676.2 | 541.4 | 360 | 300.1 | 350.2 | 320.2 | 378.3 | 336.7 | 374.9 | 319.3 | 366.2 | 309.2 | 247.4 | 128.8 | 120.9 | 366.6 | 336.9 | 281.8 | 266.1 | 255.6 | 248.3 | 221.8 | 203.3 | 187.1 | 168.3 | 134.9 | 100.3 | 67.8 | 43.8 | 32.3 | 361.4 | 330.6 | 267.7 | 224 | 168.3 | 114.8 | 59.3 | 30.7 | 15.5 | 12 | 8.5 | 6.1 | 4.4 | 2.4 | 1.7 | 58.7 | 45.8 | 26.5 | 18.1 | 14.4 | 7.7 | 7.3 | 8 | 10.1 | 9.4 | 9.8 | 11.4 | 13.7 | 12 | 10.1 | 64 | 48.8 | 25.6 | 15.9 | 14.8 | 13.9 | 14.9 | 11.7 | 9.5 | 4.1 | 4.3 | 6.8 | 14.2 | 16 | 17.9 | 58.3 | 43.2 | 21.9 | 18.4 | 23.2 | 20.8 | 22.3 | 17.3 | 19.3 | 16.8 | 20.3 | 17 | 11.7 | 5 | 4.4 | 32.3 | 27.9 | 20.4 | 15.4 | 12.4 | 10.2 | 10.9 | 11.7 | 10.1 | 8.4 | 4.9 | 3.3 | 1.4 | 1.3 | 1.3 | 30.8 | 26.1 | 17.7 | 14.2 | 10.8 | 6.6 | 3.1 | 1.1 | 0.4 | 0.5 | 0.8 | 1.1 | 0.9 | 1.1 | 0.9 | 8.42 | 6.56 | 3.75 | 2.55 | 1.97 | 0.98 | 0.92 | 1.05 | 1.35 | 1.26 | 1.33 | 1.57 | 1.92 | 1.68 | 1.4 | 9.21 | 7.01 | 3.65 | 2.29 | 2.13 | 2 | 2.12 | 1.67 | 1.34 | 0.56 | 0.57 | 0.93 | 1.98 | 2.26 | 2.51 | 8.33 | 6.14 | 3.03 | 2.54 | 3.23 | 2.89 | 3.05 | 2.33 | 2.59 | 2.26 | 2.76 | 2.31 | 1.56 | 0.64 | 0.55 | 4.63 | 3.98 | 2.88 | 2.12 | 1.66 | 1.32 | 1.46 | 1.6 | 1.37 | 1.12 | 0.62 | 0.41 | 0.15 | 0.13 | 0.13 | 4.4 | 3.71 | 2.48 | 1.97 | 1.5 | 0.91 | 0.42 | 0.14 | 0.04 | 0.05 | 0.08 | 0.11 | 0.09 | 0.11 | 0.09 | 34.6 | 30.6 | 23 | 18 | 21.3 | 20.1 | 21.6 | 17.6 | 19 | 16.4 | 14.9 | 14.2 | 14.4 | 12.1 | 10.8 | 33.6 | 28.1 | 18.1 | 10.4 | 8.5 | 7.7 | 9.6 | 7.6 | 7.3 | 5.1 | 7.6 | 9 | 14.8 | 14.1 | 16.3 | 38.9 | 34.4 | 29 | 24.1 | 26.5 | 24.5 | 31 | 29.9 | 33.3 | 28 | 31.4 | 26.7 | 23.1 | 12.9 | 12.4 | 20.4 | 20.4 | 19.8 | 22.2 | 23.5 | 24.4 | 20.2 | 17 | 16.2 | 15.2 | 13.8 | 10.5 | 8 | 8.2 | 8.3 | 21.1 | 21.2 | 20.3 | 17.6 | 13.1 | 9.6 | 5.8 | 4.2 | 2.8 | 3.2 | 4.9 | 7.2 | 5.8 | 6.8 | 5.9 | 1889.9 | 1623 | 1163.2 | 890.5 | 1013.4 | 915.3 | 974.4 | 812.2 | 889.7 | 775.3 | 715.5 | 695 | 722.3 | 607.8 | 538.6 | 1887.2 | 1536.6 | 946.3 | 549.7 | 470.1 | 433.8 | 522.6 | 414 | 385 | 250.6 | 357.6 | 435.7 | 741.9 | 723.7 | 833.5 | 2070.6 | 1765.1 | 1388.2 | 1154 | 1298.4 | 1200.4 | 1495.9 | 1411.4 | 1571.2 | 1325.7 | 1502.8 | 1275.4 | 1084.4 | 592.1 | 565.3 | 1100.4 | 1064.6 | 981.1 | 1050.1 | 1088.3 | 1120.5 | 943.3 | 811.7 | 768.8 | 714.2 | 630.1 | 478.1 | 350.1 | 436.1 | 480.5 | 1116.4 | 1085.6 | 986.1 | 846.6 | 633.7 | 455.8 | 291.9 | 226.9 | 164.6 | 181.6 | 272.4 | 392.3 | 307.1 | 339.9 | 296.2 | 0.33 | 0.27 | 0.17 | 0.13 | 0.12 | 0.09 | 0.1 | 0.08 | 0.1 | 0.08 | 0.08 | 0.08 | 0.09 | 0.08 | 0.07 | 0.34 | 0.27 | 0.15 | 0.09 | 0.08 | 0.07 | 0.08 | 0.07 | 0.06 | 0.03 | 0.04 | 0.05 | 0.1 | 0.1 | 0.11 | 0.34 | 0.27 | 0.18 | 0.15 | 0.17 | 0.15 | 0.18 | 0.16 | 0.17 | 0.15 | 0.17 | 0.14 | 0.11 | 0.06 | 0.05 | 0.18 | 0.17 | 0.14 | 0.13 | 0.12 | 0.11 | 0.1 | 0.1 | 0.09 | 0.08 | 0.06 | 0.04 | 0.03 | 0.03 | 0.03 | 0.18 | 0.17 | 0.13 | 0.11 | 0.08 | 0.06 | 0.03 | 0.02 | 0.01 | 0.01 | 0.02 | 0.03 | 0.02 | 0.03 | 0.02 | 0.0526
| 7 | 229.8233 | 13.9693 | 1.9291 | 230.7256 | 18.5531 | 889.0884 | 0.11275 | 43.4774 | 248.3763 | 903.0577 | 2.0418 | 274.203 | 551.9 | 431.2 | 216.2 | 159.4 | 199 | 192.4 | 215.4 | 198 | 231.4 | 207.4 | 187.9 | 186.6 | 203 | 183.9 | 166 | 580.9 | 440.8 | 206.5 | 128.8 | 136.6 | 150.6 | 173.9 | 138.6 | 119.2 | 66.7 | 85.5 | 113.8 | 209.2 | 220.6 | 252.2 | 625.5 | 479.4 | 271.6 | 199.1 | 264.4 | 272.1 | 356.1 | 318.2 | 365.2 | 295.5 | 355.8 | 299 | 266.4 | 146 | 134.1 | 305.1 | 262.4 | 188.9 | 199.6 | 222.4 | 244.7 | 224.5 | 205.4 | 185.3 | 160.9 | 126.7 | 93.8 | 65.2 | 42.8 | 30.5 | 300.8 | 274.2 | 200.3 | 184.1 | 143.7 | 107.4 | 55.6 | 27.6 | 14 | 11 | 7.8 | 5.9 | 4.1 | 2.1 | 1.5 | 48.5 | 36.1 | 15.3 | 10.6 | 10.2 | 7.8 | 8.2 | 9.5 | 12.2 | 11.1 | 10.6 | 11.8 | 14.4 | 13.3 | 11.6 | 53.6 | 39.4 | 16.7 | 11 | 12.2 | 13.7 | 14.8 | 11.9 | 9.5 | 4.1 | 4.2 | 6.8 | 14.5 | 16.8 | 18.8 | 51.7 | 37 | 15.4 | 11.3 | 16.8 | 17.1 | 20.2 | 15.9 | 18.5 | 14.9 | 19.4 | 16.2 | 13.6 | 6.6 | 5.6 | 26.1 | 21 | 12.4 | 10.1 | 9.8 | 10.4 | 11.3 | 11.9 | 9.7 | 7.5 | 4.2 | 2.9 | 1.3 | 1.3 | 1.3 | 25 | 21 | 12.3 | 11.1 | 8.9 | 6.3 | 3.1 | 1 | 0.4 | 0.5 | 0.8 | 1.1 | 0.9 | 1 | 0.8 | 6.96 | 5.16 | 2.16 | 1.48 | 1.37 | 1.01 | 1.06 | 1.26 | 1.64 | 1.5 | 1.45 | 1.62 | 2.01 | 1.86 | 1.62 | 7.71 | 5.65 | 2.37 | 1.58 | 1.75 | 1.97 | 2.11 | 1.69 | 1.34 | 0.57 | 0.56 | 0.94 | 2.02 | 2.36 | 2.65 | 7.37 | 5.24 | 2.12 | 1.56 | 2.33 | 2.36 | 2.75 | 2.13 | 2.49 | 2 | 2.63 | 2.2 | 1.82 | 0.86 | 0.72 | 3.74 | 2.99 | 1.73 | 1.36 | 1.29 | 1.36 | 1.52 | 1.63 | 1.31 | 0.99 | 0.52 | 0.35 | 0.14 | 0.13 | 0.13 | 3.57 | 2.98 | 1.71 | 1.53 | 1.24 | 0.86 | 0.41 | 0.13 | 0.04 | 0.05 | 0.08 | 0.11 | 0.09 | 0.1 | 0.08 | 31.1 | 26 | 15.6 | 12.1 | 17.7 | 19 | 21.8 | 18.3 | 20.3 | 18 | 15.8 | 14.6 | 14.4 | 12.8 | 12 | 30.4 | 24.3 | 13 | 7.5 | 7.4 | 7.9 | 10.1 | 8 | 7.6 | 5.3 | 7.8 | 9.2 | 15.2 | 14.6 | 17 | 38.2 | 31.7 | 23 | 16.8 | 20.6 | 21.4 | 29.9 | 28.6 | 32.6 | 26.5 | 30.8 | 26 | 24 | 13.8 | 13.1 | 17.8 | 16.7 | 14.6 | 18.1 | 21.3 | 23.7 | 20.1 | 17 | 16.3 | 15 | 13.3 | 10.1 | 7.7 | 8.2 | 8.4 | 18.2 | 18.3 | 16.1 | 15 | 11.4 | 8.9 | 5.4 | 3.9 | 2.7 | 3.1 | 4.9 | 7 | 5.5 | 6 | 5.3 | 1648.7 | 1341.6 | 760.2 | 582.9 | 833.2 | 872.4 | 991.6 | 852 | 961.7 | 856 | 758.6 | 714.8 | 727.3 | 650.8 | 600.4 | 1658.9 | 1295.1 | 663.4 | 391.7 | 406.2 | 440.5 | 543.3 | 429.9 | 394.5 | 257.8 | 365.9 | 447.2 | 759.8 | 754.3 | 872.8 | 1975 | 1595 | 1076.4 | 790.5 | 1001.9 | 1041.1 | 1433.5 | 1348 | 1539.8 | 1247 | 1470.8 | 1240.9 | 1135.7 | 642.6 | 604.7 | 934.1 | 846.4 | 693.7 | 831.2 | 978.3 | 1094.1 | 947.6 | 817.5 | 770.4 | 699 | 604.8 | 455.4 | 337.8 | 447.6 | 495.5 | 942.9 | 915.8 | 764.4 | 712.8 | 550.6 | 425 | 279 | 216.4 | 160.3 | 180.4 | 272.6 | 386.9 | 296.7 | 310.7 | 268 | 0.29 | 0.23 | 0.11 | 0.08 | 0.09 | 0.09 | 0.1 | 0.09 | 0.11 | 0.1 | 0.09 | 0.09 | 0.1 | 0.09 | 0.08 | 0.3 | 0.23 | 0.11 | 0.07 | 0.07 | 0.07 | 0.08 | 0.07 | 0.06 | 0.03 | 0.04 | 0.05 | 0.1 | 0.1 | 0.12 | 0.32 | 0.25 | 0.14 | 0.1 | 0.13 | 0.13 | 0.17 | 0.15 | 0.17 | 0.14 | 0.17 | 0.14 | 0.12 | 0.07 | 0.06 | 0.16 | 0.14 | 0.1 | 0.1 | 0.11 | 0.11 | 0.1 | 0.1 | 0.09 | 0.07 | 0.06 | 0.04 | 0.03 | 0.03 | 0.03 | 0.16 | 0.14 | 0.1 | 0.09 | 0.07 | 0.05 | 0.03 | 0.02 | 0.01 | 0.01 | 0.02 | 0.03 | 0.02 | 0.02 | 0.02 | 0.0546
| 8 | 209.8191 | 12.3806 | 1.7036 | 210.6172 | 17.301 | 822.4619 | 0.10216 | 40.357 | 227.1201 | 834.8425 | 1.8057 | 250.9742 | 505.2 | 375.4 | 149.1 | 110.9 | 177.4 | 184.6 | 218.1 | 204.7 | 247.1 | 222.7 | 195.1 | 192.6 | 205 | 190.7 | 171 | 527.9 | 382.7 | 145.9 | 97.7 | 128 | 153.8 | 175.6 | 141.4 | 118.9 | 67.3 | 81.4 | 110 | 202.6 | 219.4 | 251.8 | 596.7 | 440.4 | 209.9 | 129.5 | 200.4 | 235 | 334.5 | 303.2 | 352.8 | 287.5 | 359 | 304 | 281.2 | 156.1 | 139.9 | 274.3 | 218.3 | 140.8 | 163.7 | 212.3 | 248.4 | 233.5 | 210.9 | 185.2 | 156.8 | 122.9 | 89 | 63.9 | 42.1 | 29.6 | 262.3 | 238.3 | 160 | 164.7 | 134.4 | 103.6 | 53.4 | 25.2 | 13.1 | 10.2 | 7 | 5.7 | 3.8 | 2 | 1.4 | 43.2 | 30.8 | 10 | 6.9 | 8.5 | 7.4 | 8.5 | 10 | 13.7 | 12.6 | 11.4 | 12.4 | 14.8 | 14 | 12.1 | 47.5 | 33.4 | 11.4 | 8.5 | 11.5 | 14.1 | 15 | 12.3 | 9.6 | 4.3 | 4 | 6.6 | 14 | 16.6 | 18.7 | 47.2 | 33 | 11 | 6.5 | 11.5 | 13.5 | 17.7 | 14.6 | 17.2 | 14.6 | 20.1 | 17.2 | 15.3 | 7.6 | 6.3 | 22.9 | 17.2 | 8.7 | 7.6 | 9.4 | 11.1 | 12.4 | 12.6 | 9.8 | 7.2 | 4 | 2.6 | 1.3 | 1.3 | 1.3 | 21.2 | 17.7 | 9.2 | 9.6 | 8.2 | 6.1 | 3 | 1 | 0.4 | 0.5 | 0.7 | 1.1 | 0.8 | 0.9 | 0.8 | 6.21 | 4.42 | 1.4 | 0.96 | 1.13 | 0.95 | 1.09 | 1.34 | 1.86 | 1.71 | 1.55 | 1.72 | 2.07 | 1.97 | 1.69 | 6.85 | 4.8 | 1.62 | 1.21 | 1.65 | 2.03 | 2.13 | 1.75 | 1.35 | 0.59 | 0.53 | 0.91 | 1.96 | 2.34 | 2.64 | 6.75 | 4.69 | 1.5 | 0.87 | 1.57 | 1.85 | 2.39 | 1.94 | 2.3 | 1.96 | 2.74 | 2.35 | 2.08 | 1.02 | 0.83 | 3.29 | 2.45 | 1.22 | 1.01 | 1.23 | 1.47 | 1.68 | 1.73 | 1.33 | 0.96 | 0.49 | 0.31 | 0.14 | 0.13 | 0.13 | 3.04 | 2.51 | 1.26 | 1.32 | 1.13 | 0.84 | 0.4 | 0.12 | 0.04 | 0.05 | 0.07 | 0.11 | 0.08 | 0.09 | 0.08 | 29.9 | 23.4 | 11.3 | 8.8 | 16.3 | 18.4 | 21.9 | 18.7 | 21.1 | 18.7 | 16.1 | 14.8 | 14.3 | 13.1 | 12.2 | 29 | 22 | 9.5 | 5.6 | 6.9 | 8 | 10.2 | 8 | 7.4 | 5.2 | 7.4 | 8.9 | 14.7 | 14.6 | 17.1 | 38.7 | 30.2 | 18.6 | 11.7 | 16.8 | 19.5 | 29.2 | 27.8 | 32.1 | 25.7 | 30.6 | 25.7 | 24.4 | 14.2 | 13.2 | 16.7 | 14.3 | 11.3 | 15.4 | 20.3 | 23.5 | 20.4 | 17.1 | 16.2 | 14.7 | 13 | 9.7 | 7.6 | 8.2 | 8.3 | 16.6 | 16.5 | 13.5 | 13.7 | 10.8 | 8.5 | 5.2 | 3.6 | 2.5 | 3 | 4.7 | 6.9 | 5.3 | 5.8 | 5 | 1521 | 1170.6 | 542.2 | 421.3 | 762.2 | 840.3 | 999 | 873 | 1006.1 | 898.9 | 776.5 | 729 | 726.8 | 666.1 | 613 | 1519.4 | 1133 | 478.2 | 295.6 | 378.8 | 447.4 | 547.1 | 434.3 | 389.6 | 256.9 | 347.6 | 430.3 | 736.7 | 751.6 | 873.3 | 1920.1 | 1478 | 861.1 | 544.3 | 801.6 | 937.9 | 1386.4 | 1304.1 | 1508.6 | 1210.5 | 1466.8 | 1237.6 | 1166.3 | 667.5 | 614.8 | 843.1 | 705.2 | 532.2 | 704.9 | 936.2 | 1092.8 | 966.2 | 827.9 | 766.3 | 683.6 | 589.2 | 435.5 | 330.9 | 447.5 | 496.3 | 827.7 | 804.1 | 630.5 | 648.5 | 520.4 | 409.3 | 265.3 | 201.1 | 152.6 | 175.7 | 267.6 | 383.1 | 292.1 | 305 | 261.7 | 0.28 | 0.21 | 0.08 | 0.06 | 0.08 | 0.08 | 0.1 | 0.09 | 0.11 | 0.1 | 0.09 | 0.09 | 0.1 | 0.09 | 0.08 | 0.29 | 0.21 | 0.08 | 0.05 | 0.06 | 0.08 | 0.08 | 0.07 | 0.06 | 0.03 | 0.04 | 0.05 | 0.09 | 0.1 | 0.12 | 0.33 | 0.24 | 0.11 | 0.06 | 0.09 | 0.11 | 0.15 | 0.14 | 0.16 | 0.13 | 0.17 | 0.14 | 0.13 | 0.07 | 0.06 | 0.15 | 0.12 | 0.07 | 0.08 | 0.1 | 0.11 | 0.11 | 0.1 | 0.09 | 0.07 | 0.05 | 0.04 | 0.03 | 0.03 | 0.03 | 0.15 | 0.13 | 0.08 | 0.08 | 0.06 | 0.05 | 0.03 | 0.02 | 0.01 | 0.01 | 0.02 | 0.03 | 0.02 | 0.02 | 0.02 | 0.0563
| 9 | 207.181 | 12.0819 | 1.663 | 207.96 | 17.2475 | 813.4313 | 0.10364 | 40.051 | 224.4285 | 825.5132 | 1.7667 | 248.011 | 492.7 | 363 | 135.1 | 102.4 | 173.1 | 180.6 | 221 | 209.8 | 257.9 | 229.3 | 199.2 | 195 | 205.7 | 194.2 | 173.8 | 518.6 | 373.8 | 134.4 | 92.2 | 124.7 | 150.4 | 168.9 | 130.5 | 108.1 | 59.5 | 77.6 | 109.6 | 206 | 222.8 | 256.1 | 588.2 | 431.1 | 196.8 | 115.5 | 186.3 | 224 | 326.6 | 298.1 | 352.9 | 290.1 | 367.3 | 310.1 | 291.4 | 162 | 146.1 | 264.9 | 208.2 | 130.3 | 155.8 | 210 | 250.4 | 236.6 | 212.9 | 184.2 | 156.1 | 120.6 | 87.3 | 64.3 | 43.9 | 30.9 | 256.1 | 231.6 | 154.3 | 157.1 | 133 | 101.8 | 57 | 25.4 | 13.6 | 10.3 | 7 | 5.7 | 3.9 | 2 | 1.5 | 41 | 29.1 | 9 | 6.3 | 8.2 | 7.1 | 8.8 | 10.5 | 14.4 | 12.9 | 11.6 | 12.6 | 14.7 | 14.1 | 12 | 45.4 | 31.9 | 10.4 | 8 | 11.1 | 13.5 | 13.8 | 10.7 | 8.1 | 3.4 | 3.7 | 6.7 | 14.4 | 16.9 | 19.1 | 45.3 | 31.7 | 10.4 | 5.7 | 10.2 | 12.3 | 16.6 | 13.8 | 17 | 14.9 | 21 | 17.8 | 16.2 | 8 | 6.8 | 21.6 | 16 | 8 | 7 | 9.1 | 11 | 12.3 | 12.4 | 9.7 | 7.3 | 4 | 2.6 | 1.3 | 1.3 | 1.3 | 20.3 | 16.9 | 9 | 9 | 8.1 | 5.9 | 3.4 | 1 | 0.4 | 0.5 | 0.7 | 1.1 | 0.8 | 0.9 | 0.8 | 5.93 | 4.19 | 1.26 | 0.87 | 1.08 | 0.91 | 1.14 | 1.4 | 1.96 | 1.76 | 1.59 | 1.75 | 2.07 | 1.97 | 1.68 | 6.57 | 4.6 | 1.48 | 1.15 | 1.58 | 1.93 | 1.96 | 1.52 | 1.15 | 0.46 | 0.5 | 0.92 | 2.01 | 2.38 | 2.69 | 6.5 | 4.53 | 1.43 | 0.76 | 1.39 | 1.68 | 2.22 | 1.83 | 2.26 | 2.01 | 2.87 | 2.44 | 2.19 | 1.06 | 0.9 | 3.12 | 2.3 | 1.12 | 0.94 | 1.2 | 1.44 | 1.65 | 1.7 | 1.31 | 0.97 | 0.5 | 0.32 | 0.14 | 0.13 | 0.13 | 2.92 | 2.42 | 1.24 | 1.23 | 1.12 | 0.81 | 0.46 | 0.12 | 0.04 | 0.05 | 0.07 | 0.11 | 0.08 | 0.09 | 0.08 | 30.6 | 23.5 | 10.3 | 8.2 | 16.1 | 18.1 | 22 | 19 | 21.9 | 19.3 | 16.4 | 14.9 | 14.4 | 13.5 | 12.6 | 30.1 | 22.4 | 8.8 | 5.3 | 6.9 | 8.1 | 10.3 | 8 | 7.3 | 5 | 7.1 | 8.7 | 14.8 | 14.8 | 17.3 | 39.7 | 30.4 | 17.4 | 10.5 | 16 | 19.2 | 29.2 | 27.8 | 32.4 | 25.7 | 30.9 | 26 | 25 | 14.7 | 13.6 | 16.8 | 14.1 | 10.5 | 14.8 | 20.2 | 24 | 20.9 | 17.6 | 16.2 | 14.5 | 12.7 | 9.4 | 7.6 | 8.5 | 8.6 | 16.8 | 16.4 | 12.9 | 13.2 | 10.7 | 8.4 | 5.3 | 3.7 | 2.6 | 3 | 4.7 | 6.9 | 5.3 | 5.7 | 4.8 | 1483.6 | 1130 | 489.2 | 391.5 | 748.5 | 826.8 | 1006.5 | 889.3 | 1045.6 | 926.2 | 791.5 | 735.7 | 730.9 | 685.9 | 632.4 | 1499.1 | 1108.5 | 442.5 | 278.7 | 374.4 | 446.7 | 544.2 | 420.9 | 371.8 | 239.4 | 333.5 | 425.9 | 745.4 | 762.7 | 886.4 | 1898.2 | 1443 | 801.1 | 488.8 | 758.9 | 911.6 | 1376.3 | 1296.9 | 1515.5 | 1215.4 | 1486.1 | 1254.3 | 1199.5 | 691.2 | 635.5 | 813.4 | 671.7 | 492.8 | 676.6 | 930.2 | 1110 | 989 | 845.5 | 764.9 | 677.5 | 574.1 | 425.6 | 333 | 461.7 | 510.5 | 803.2 | 777.8 | 602.1 | 624.8 | 515.8 | 404.4 | 277.8 | 207.2 | 159.7 | 179.5 | 268.9 | 385 | 293.2 | 297.8 | 250 | 0.3 | 0.22 | 0.07 | 0.05 | 0.08 | 0.08 | 0.1 | 0.1 | 0.12 | 0.11 | 0.09 | 0.09 | 0.1 | 0.09 | 0.08 | 0.31 | 0.22 | 0.07 | 0.05 | 0.06 | 0.07 | 0.08 | 0.06 | 0.05 | 0.03 | 0.04 | 0.05 | 0.1 | 0.11 | 0.12 | 0.34 | 0.25 | 0.1 | 0.06 | 0.09 | 0.1 | 0.15 | 0.14 | 0.16 | 0.13 | 0.17 | 0.14 | 0.13 | 0.07 | 0.07 | 0.16 | 0.12 | 0.07 | 0.08 | 0.1 | 0.11 | 0.11 | 0.1 | 0.09 | 0.07 | 0.05 | 0.04 | 0.03 | 0.03 | 0.03 | 0.15 | 0.13 | 0.08 | 0.08 | 0.06 | 0.05 | 0.03 | 0.02 | 0.01 | 0.01 | 0.02 | 0.03 | 0.02 | 0.02 | 0.02 | 0.0578
| 10 | 207.5609 | 11.8966 | 1.6412 | 208.3289 | 17.4841 | 818.0935 | 0.10622 | 40.4188 | 225.045 | 829.99 | 1.7475 | 248.7478 | 502.5 | 370.7 | 136.9 | 99.6 | 168.7 | 176.8 | 218 | 208.8 | 258.6 | 235.1 | 201.9 | 198.4 | 206.4 | 197 | 176 | 527.6 | 378 | 135.7 | 89.6 | 122.1 | 142.5 | 157 | 118.2 | 99.5 | 54.6 | 74.8 | 107.6 | 204.5 | 220 | 253 | 593.8 | 435.1 | 198.8 | 116.4 | 187.1 | 229.5 | 330.6 | 301.1 | 350.7 | 286.2 | 363.9 | 312.9 | 297.8 | 172.3 | 153.2 | 269.7 | 212.6 | 130.8 | 152.7 | 206.8 | 249.6 | 236.7 | 209.1 | 179 | 150.4 | 117.4 | 84.6 | 62.9 | 43 | 30.6 | 261.3 | 236.2 | 155.6 | 160 | 136.7 | 107 | 59 | 25.4 | 13.6 | 10.3 | 7.1 | 5.8 | 4.1 | 2.2 | 1.6 | 41 | 29.2 | 9.1 | 6.1 | 7.8 | 6.8 | 8.5 | 10.1 | 14 | 12.9 | 11.4 | 12.6 | 14.4 | 14 | 11.8 | 45.4 | 31.7 | 10.7 | 7.7 | 10.7 | 12.5 | 12.4 | 9.3 | 7.2 | 3 | 3.6 | 6.6 | 14 | 16.3 | 18.3 | 44.8 | 31.4 | 10.7 | 5.8 | 10.2 | 12.5 | 16.3 | 13.5 | 16.1 | 14.1 | 20.3 | 18.1 | 16.7 | 8.8 | 7.1 | 21.6 | 16.1 | 8 | 6.7 | 8.8 | 10.7 | 12.1 | 11.8 | 9.1 | 6.7 | 3.8 | 2.5 | 1.3 | 1.3 | 1.3 | 20.4 | 17.1 | 9.2 | 9.3 | 8.5 | 6.5 | 3.6 | 1 | 0.4 | 0.5 | 0.8 | 1.1 | 0.9 | 1 | 0.8 | 5.95 | 4.23 | 1.28 | 0.85 | 1.03 | 0.87 | 1.08 | 1.35 | 1.9 | 1.76 | 1.56 | 1.74 | 2.01 | 1.95 | 1.65 | 6.6 | 4.6 | 1.53 | 1.11 | 1.52 | 1.78 | 1.75 | 1.32 | 1.02 | 0.4 | 0.47 | 0.9 | 1.96 | 2.28 | 2.56 | 6.45 | 4.5 | 1.46 | 0.78 | 1.39 | 1.69 | 2.18 | 1.78 | 2.14 | 1.88 | 2.76 | 2.47 | 2.26 | 1.17 | 0.94 | 3.13 | 2.31 | 1.12 | 0.88 | 1.15 | 1.4 | 1.63 | 1.61 | 1.23 | 0.88 | 0.47 | 0.29 | 0.14 | 0.13 | 0.13 | 2.95 | 2.45 | 1.27 | 1.28 | 1.17 | 0.9 | 0.49 | 0.13 | 0.04 | 0.05 | 0.08 | 0.11 | 0.09 | 0.1 | 0.08 | 32.3 | 24.8 | 10.4 | 8 | 15.8 | 17.8 | 21.9 | 19.1 | 22.3 | 20.1 | 17 | 15.4 | 14.9 | 14 | 13.1 | 31.8 | 23.5 | 8.8 | 5.2 | 6.9 | 8 | 10.1 | 7.6 | 6.9 | 4.7 | 6.9 | 8.6 | 14.9 | 15 | 17.7 | 41.3 | 31.5 | 17.4 | 10.5 | 16.1 | 19.8 | 30 | 28.5 | 32.9 | 26 | 31.1 | 26.2 | 25.4 | 15.4 | 14.3 | 17.7 | 14.8 | 10.6 | 14.7 | 20 | 24.1 | 21.1 | 17.6 | 16 | 14.3 | 12.5 | 9.2 | 7.4 | 8.4 | 8.6 | 17.7 | 17 | 12.9 | 13.3 | 10.8 | 8.6 | 5.4 | 3.7 | 2.7 | 3.1 | 4.8 | 7.1 | 5.5 | 6.1 | 5.2 | 1507.2 | 1148.6 | 495.2 | 379.9 | 734.8 | 814.3 | 1000.9 | 893.7 | 1061.7 | 959.3 | 814.4 | 758.2 | 746.3 | 705.9 | 650.8 | 1518 | 1115.9 | 441.3 | 271.9 | 371.9 | 432.5 | 520.7 | 392.1 | 349.8 | 224.3 | 322.9 | 418.7 | 747.4 | 766.6 | 895.6 | 1915.8 | 1455 | 805.5 | 489.4 | 763.7 | 939.2 | 1407.1 | 1323.3 | 1527.8 | 1217.7 | 1489.6 | 1264.2 | 1221.4 | 726.8 | 668.3 | 826.8 | 684.7 | 495.5 | 669.8 | 921.9 | 1114.1 | 994.5 | 843.4 | 753 | 664.3 | 563.5 | 414.9 | 325.1 | 457.1 | 508.9 | 816.5 | 788.4 | 604.3 | 629.5 | 524.9 | 416.2 | 284 | 206.3 | 160.6 | 183.4 | 276.9 | 397.5 | 301.8 | 315.2 | 268.9 | 0.32 | 0.24 | 0.07 | 0.05 | 0.08 | 0.08 | 0.1 | 0.1 | 0.12 | 0.11 | 0.09 | 0.09 | 0.1 | 0.09 | 0.08 | 0.34 | 0.24 | 0.07 | 0.05 | 0.06 | 0.07 | 0.08 | 0.06 | 0.05 | 0.03 | 0.03 | 0.05 | 0.1 | 0.1 | 0.12 | 0.37 | 0.26 | 0.1 | 0.06 | 0.09 | 0.11 | 0.15 | 0.14 | 0.16 | 0.13 | 0.17 | 0.15 | 0.14 | 0.08 | 0.07 | 0.17 | 0.13 | 0.07 | 0.08 | 0.1 | 0.11 | 0.11 | 0.1 | 0.08 | 0.07 | 0.05 | 0.04 | 0.03 | 0.03 | 0.03 | 0.17 | 0.14 | 0.08 | 0.08 | 0.07 | 0.05 | 0.03 | 0.02 | 0.01 | 0.01 | 0.02 | 0.03 | 0.02 | 0.02 | 0.02 | 0.0591
| 11 | 207.6718 | 11.7115 | 1.6078 | 208.4258 | 17.7072 | 825.2583 | 0.10653 | 40.8427 | 225.3791 | 836.9697 | 1.7143 | 249.2685 | 505.8 | 374.1 | 141.4 | 101.8 | 171 | 178.1 | 216.1 | 206.2 | 253.5 | 231.1 | 197.5 | 193.3 | 200.2 | 189.6 | 170.5 | 527.1 | 378 | 136.6 | 87.7 | 118 | 136.6 | 147.4 | 110.6 | 93.7 | 54 | 73.4 | 108.7 | 206 | 219.8 | 249.7 | 593.3 | 434.8 | 198.8 | 117.2 | 190.2 | 232.7 | 332.4 | 302 | 351.9 | 286.9 | 364 | 311.7 | 296.7 | 171.5 | 153.2 | 272.6 | 215.1 | 133.2 | 153 | 205.9 | 248.5 | 238.1 | 210.2 | 180.7 | 151.3 | 120.3 | 88.1 | 64.3 | 43.3 | 29.9 | 262.6 | 237.8 | 158.2 | 158.4 | 135.7 | 104.8 | 60 | 25.2 | 14 | 10.8 | 7.5 | 6.2 | 4.2 | 2.2 | 1.6 | 40.5 | 28.9 | 9.5 | 6.2 | 7.9 | 6.8 | 8.2 | 9.8 | 13.2 | 12.3 | 10.8 | 11.9 | 13.6 | 13.1 | 11.2 | 44.1 | 30.9 | 10.5 | 7.5 | 10.3 | 11.9 | 11.4 | 8.5 | 6.6 | 3 | 3.5 | 6.8 | 14.3 | 16.4 | 18.1 | 44.1 | 30.9 | 10.6 | 5.9 | 10.6 | 12.7 | 16.2 | 13.3 | 16 | 14.1 | 20.2 | 17.8 | 16.2 | 8.4 | 6.9 | 21.5 | 16 | 8.2 | 6.7 | 8.7 | 10.6 | 12.1 | 11.7 | 9.1 | 6.8 | 4.2 | 2.8 | 1.4 | 1.3 | 1.3 | 20.1 | 17 | 9.3 | 9 | 8.3 | 6.2 | 3.7 | 1 | 0.4 | 0.5 | 0.8 | 1.1 | 0.9 | 1 | 0.9 | 5.87 | 4.17 | 1.33 | 0.86 | 1.05 | 0.86 | 1.04 | 1.3 | 1.78 | 1.66 | 1.46 | 1.64 | 1.9 | 1.82 | 1.56 | 6.4 | 4.47 | 1.49 | 1.08 | 1.47 | 1.7 | 1.61 | 1.2 | 0.93 | 0.4 | 0.46 | 0.94 | 1.99 | 2.31 | 2.53 | 6.34 | 4.42 | 1.45 | 0.8 | 1.44 | 1.72 | 2.16 | 1.74 | 2.12 | 1.89 | 2.74 | 2.42 | 2.2 | 1.12 | 0.91 | 3.1 | 2.3 | 1.14 | 0.88 | 1.14 | 1.39 | 1.63 | 1.59 | 1.22 | 0.9 | 0.52 | 0.35 | 0.15 | 0.13 | 0.13 | 2.9 | 2.43 | 1.29 | 1.24 | 1.15 | 0.86 | 0.51 | 0.13 | 0.04 | 0.05 | 0.08 | 0.11 | 0.09 | 0.1 | 0.09 | 33.2 | 25.5 | 10.8 | 8.3 | 16 | 18 | 21.9 | 19.1 | 22.4 | 20.1 | 17 | 15.3 | 14.7 | 13.8 | 12.9 | 32.8 | 24.2 | 9.1 | 5.1 | 6.7 | 7.7 | 9.7 | 7.3 | 6.7 | 4.6 | 6.8 | 8.5 | 14.9 | 14.8 | 17.4 | 41.8 | 31.8 | 17.4 | 10.5 | 16.2 | 20.1 | 30.4 | 28.9 | 33.1 | 26.1 | 31.2 | 26.3 | 25.7 | 15.6 | 14.5 | 18.2 | 15.2 | 10.8 | 14.8 | 20 | 24 | 21.3 | 17.9 | 16.2 | 14.3 | 12.5 | 9.4 | 7.6 | 8.4 | 8.5 | 18.1 | 17.3 | 13.1 | 13.4 | 10.9 | 8.5 | 5.4 | 3.6 | 2.7 | 3.2 | 5 | 7.2 | 5.6 | 6.2 | 5.5 | 1546 | 1179.4 | 509.8 | 389.9 | 743.9 | 821.6 | 998.6 | 890.7 | 1058 | 956.4 | 809.2 | 748.1 | 735.3 | 690.1 | 637.4 | 1558.7 | 1143.7 | 451.8 | 267.3 | 360.3 | 416.2 | 495.9 | 373.7 | 335.3 | 220.6 | 317.6 | 417 | 748.5 | 760 | 882.5 | 1940.5 | 1471.7 | 807.4 | 490.6 | 770.3 | 949.9 | 1420 | 1335 | 1538 | 1220.4 | 1491.6 | 1266.7 | 1228.4 | 732.9 | 673.2 | 848.7 | 701.8 | 503.4 | 670.4 | 918.1 | 1110 | 1002.1 | 852.6 | 764.2 | 664.8 | 568.3 | 423.4 | 330.3 | 459.5 | 506.6 | 834.4 | 803.3 | 613.5 | 629.9 | 524.9 | 411.7 | 279.7 | 201.5 | 159 | 185.7 | 280.4 | 401.3 | 306.1 | 322.8 | 278.8 | 0.32 | 0.24 | 0.08 | 0.05 | 0.08 | 0.08 | 0.1 | 0.09 | 0.12 | 0.11 | 0.09 | 0.09 | 0.09 | 0.09 | 0.08 | 0.33 | 0.24 | 0.07 | 0.05 | 0.06 | 0.07 | 0.07 | 0.05 | 0.04 | 0.02 | 0.03 | 0.05 | 0.1 | 0.1 | 0.12 | 0.36 | 0.26 | 0.1 | 0.06 | 0.09 | 0.11 | 0.15 | 0.14 | 0.16 | 0.13 | 0.17 | 0.15 | 0.14 | 0.08 | 0.07 | 0.17 | 0.13 | 0.07 | 0.08 | 0.1 | 0.11 | 0.11 | 0.1 | 0.08 | 0.07 | 0.05 | 0.04 | 0.03 | 0.03 | 0.03 | 0.17 | 0.14 | 0.08 | 0.08 | 0.06 | 0.05 | 0.03 | 0.02 | 0.01 | 0.01 | 0.02 | 0.03 | 0.02 | 0.02 | 0.02 | 0.0602
| 12 | 207.9726 | 11.7986 | 1.623 | 208.7331 | 17.6581 | 824.1075 | 0.10524 | 40.761 | 225.6307 | 835.9061 | 1.7283 | 249.4941 | 502.9 | 372 | 142 | 104.3 | 175 | 180.4 | 214.6 | 204.2 | 252.1 | 230.8 | 197.7 | 195.2 | 205.1 | 193.4 | 173 | 531.2 | 380 | 137 | 86.4 | 116.1 | 134.7 | 147.5 | 110.5 | 92.8 | 49.9 | 68.6 | 102.6 | 200.1 | 215.2 | 247.1 | 594.4 | 436.4 | 200.8 | 117.1 | 189.2 | 232.3 | 335 | 304.9 | 354.2 | 286 | 364.3 | 309.3 | 295.8 | 169.9 | 155.5 | 272.1 | 214.3 | 134.4 | 155 | 208.1 | 248.5 | 234.3 | 205.6 | 174.9 | 147.7 | 117.4 | 88 | 64.8 | 44.1 | 29.9 | 262.6 | 239.3 | 159.6 | 162.2 | 138.9 | 108 | 60.3 | 24.7 | 13.9 | 10.7 | 7.5 | 6.1 | 4.1 | 2.2 | 1.6 | 39.9 | 28.4 | 9.4 | 6.5 | 8.6 | 7.3 | 8.2 | 9.5 | 13.1 | 12.5 | 11.1 | 12.5 | 14.3 | 13.7 | 11.8 | 44.2 | 30.9 | 10.4 | 7.4 | 10.1 | 11.9 | 11.7 | 8.7 | 6.7 | 2.7 | 3.1 | 6.4 | 13.9 | 16.2 | 18 | 43.9 | 30.8 | 10.7 | 5.8 | 10.3 | 12.4 | 16.2 | 13.2 | 15.8 | 13.5 | 19.8 | 17.4 | 15.9 | 8 | 6.7 | 21.3 | 15.8 | 8.2 | 6.8 | 8.9 | 10.6 | 11.7 | 11.2 | 8.5 | 6.4 | 3.9 | 2.7 | 1.4 | 1.4 | 1.3 | 20 | 17 | 9.4 | 9.5 | 8.8 | 6.8 | 3.9 | 1 | 0.4 | 0.5 | 0.8 | 1.1 | 0.9 | 1 | 0.9 | 5.77 | 4.09 | 1.32 | 0.9 | 1.14 | 0.94 | 1.05 | 1.27 | 1.77 | 1.7 | 1.51 | 1.72 | 2 | 1.92 | 1.64 | 6.42 | 4.47 | 1.49 | 1.05 | 1.44 | 1.7 | 1.65 | 1.23 | 0.94 | 0.36 | 0.41 | 0.88 | 1.93 | 2.27 | 2.53 | 6.3 | 4.4 | 1.47 | 0.77 | 1.4 | 1.68 | 2.16 | 1.73 | 2.09 | 1.8 | 2.7 | 2.37 | 2.15 | 1.05 | 0.88 | 3.07 | 2.27 | 1.15 | 0.91 | 1.17 | 1.38 | 1.57 | 1.52 | 1.13 | 0.84 | 0.48 | 0.33 | 0.15 | 0.14 | 0.13 | 2.88 | 2.43 | 1.31 | 1.31 | 1.23 | 0.94 | 0.53 | 0.12 | 0.04 | 0.05 | 0.08 | 0.11 | 0.09 | 0.1 | 0.09 | 33.3 | 25.6 | 10.9 | 8.4 | 16 | 17.9 | 21.7 | 19 | 22.3 | 19.9 | 16.7 | 15.1 | 14.8 | 13.7 | 12.7 | 33.3 | 24.5 | 9.3 | 5.1 | 6.6 | 7.5 | 9.4 | 7.1 | 6.5 | 4.3 | 6.5 | 8.1 | 14.5 | 14.5 | 17.1 | 42.1 | 32.1 | 17.6 | 10.7 | 16.3 | 20.3 | 30.7 | 29.4 | 33.7 | 26.5 | 31.6 | 26.3 | 25.8 | 15.8 | 15 | 18.2 | 15.2 | 10.9 | 14.9 | 20.1 | 24 | 21.1 | 17.7 | 16 | 14.2 | 12.4 | 9.4 | 7.6 | 8.5 | 8.5 | 18.1 | 17.5 | 13.2 | 13.4 | 10.8 | 8.5 | 5.3 | 3.6 | 2.7 | 3.1 | 4.9 | 7.2 | 5.6 | 6.1 | 5.4 | 1556 | 1186.9 | 514.7 | 394.3 | 745.9 | 818.9 | 989.5 | 885.9 | 1052.7 | 947.9 | 799.7 | 742.1 | 741.2 | 691 | 635.3 | 1574.6 | 1152.7 | 453.3 | 265.2 | 354.5 | 406.5 | 487.9 | 366.1 | 328 | 206.1 | 301.1 | 396.4 | 726.8 | 742 | 869.4 | 1954.2 | 1485.5 | 816 | 494.5 | 771.1 | 956.5 | 1432 | 1351.2 | 1553 | 1232.2 | 1501.8 | 1263.7 | 1231.8 | 737.5 | 692.4 | 855.3 | 705.4 | 508.3 | 676.5 | 925.4 | 1110.4 | 993.7 | 841.3 | 749.5 | 656.4 | 561.2 | 426.4 | 334 | 464.2 | 507 | 841.1 | 812.6 | 617.7 | 636 | 526 | 413.2 | 279.6 | 200.4 | 159.2 | 183.4 | 280.5 | 397.6 | 303.1 | 314.3 | 271.9 | 0.32 | 0.23 | 0.08 | 0.05 | 0.08 | 0.08 | 0.1 | 0.09 | 0.12 | 0.11 | 0.09 | 0.09 | 0.1 | 0.09 | 0.08 | 0.34 | 0.24 | 0.08 | 0.05 | 0.06 | 0.07 | 0.07 | 0.05 | 0.04 | 0.02 | 0.03 | 0.05 | 0.09 | 0.1 | 0.12 | 0.36 | 0.26 | 0.1 | 0.06 | 0.09 | 0.11 | 0.16 | 0.14 | 0.17 | 0.13 | 0.17 | 0.14 | 0.14 | 0.08 | 0.07 | 0.17 | 0.13 | 0.07 | 0.08 | 0.1 | 0.11 | 0.11 | 0.1 | 0.08 | 0.07 | 0.05 | 0.04 | 0.03 | 0.03 | 0.03 | 0.16 | 0.14 | 0.08 | 0.08 | 0.07 | 0.05 | 0.03 | 0.01 | 0.01 | 0.01 | 0.02 | 0.03 | 0.02 | 0.02 | 0.02 | 0.061
| 13 | 207.9015 | 11.7201 | 1.6166 | 208.658 | 17.6977 | 824.1026 | 0.10602 | 40.8006 | 225.5991 | 835.8227 | 1.7226 | 249.4587 | 508.9 | 377.9 | 147.4 | 107.5 | 173.8 | 178.9 | 211.4 | 199.6 | 248.1 | 225.6 | 196.5 | 192 | 202.8 | 188.9 | 168.5 | 533 | 382.1 | 141.3 | 85.8 | 111.4 | 127.1 | 139.1 | 106 | 90.5 | 51.1 | 69.1 | 102 | 196.8 | 212.4 | 243.7 | 598.9 | 440.8 | 204.7 | 124.6 | 200.8 | 245.7 | 342.4 | 308.6 | 355.5 | 288.9 | 364.2 | 312.7 | 299.4 | 173.8 | 155.9 | 276.4 | 218.7 | 140.1 | 158.9 | 212.2 | 249.4 | 232.9 | 200.8 | 170.1 | 144.6 | 115.1 | 88.1 | 65 | 45.3 | 30.7 | 267.2 | 242.7 | 164.1 | 163.7 | 138.7 | 107.1 | 59.4 | 24.9 | 13.8 | 10.7 | 7.5 | 6.1 | 4.2 | 2.2 | 1.6 | 40.5 | 28.9 | 9.8 | 6.6 | 8.3 | 7 | 7.8 | 9.1 | 12.8 | 12 | 11.1 | 12.2 | 14 | 13.1 | 11.1 | 44.4 | 31 | 10.9 | 7.3 | 9.7 | 11.1 | 10.8 | 8.2 | 6.5 | 2.8 | 3.2 | 6.3 | 13.6 | 15.9 | 17.6 | 44.4 | 31.2 | 11 | 6.5 | 11.6 | 13.8 | 16.9 | 13.4 | 15.7 | 13.6 | 19.6 | 17.5 | 16.1 | 8.2 | 6.5 | 21.7 | 16.1 | 8.6 | 7 | 9.3 | 10.8 | 11.7 | 10.8 | 8 | 6.2 | 3.7 | 2.8 | 1.4 | 1.4 | 1.3 | 20.3 | 17.3 | 9.9 | 9.6 | 8.9 | 6.7 | 3.9 | 1 | 0.4 | 0.5 | 0.8 | 1.1 | 0.9 | 1 | 0.9 | 5.86 | 4.17 | 1.38 | 0.93 | 1.11 | 0.91 | 0.99 | 1.2 | 1.72 | 1.63 | 1.52 | 1.69 | 1.96 | 1.84 | 1.54 | 6.44 | 4.49 | 1.55 | 1.04 | 1.39 | 1.59 | 1.53 | 1.17 | 0.91 | 0.38 | 0.42 | 0.87 | 1.89 | 2.23 | 2.47 | 6.37 | 4.46 | 1.51 | 0.88 | 1.59 | 1.89 | 2.26 | 1.76 | 2.07 | 1.81 | 2.66 | 2.39 | 2.18 | 1.08 | 0.84 | 3.13 | 2.31 | 1.21 | 0.94 | 1.23 | 1.41 | 1.56 | 1.46 | 1.06 | 0.8 | 0.46 | 0.34 | 0.15 | 0.14 | 0.13 | 2.93 | 2.47 | 1.37 | 1.33 | 1.23 | 0.93 | 0.53 | 0.12 | 0.04 | 0.05 | 0.08 | 0.11 | 0.09 | 0.1 | 0.09 | 33.6 | 26 | 11.3 | 8.6 | 16 | 17.9 | 21.6 | 18.9 | 22 | 19.6 | 16.5 | 14.9 | 14.7 | 13.6 | 12.7 | 33.3 | 24.6 | 9.4 | 5.1 | 6.3 | 7.1 | 9 | 6.9 | 6.4 | 4.4 | 6.5 | 8.1 | 14.3 | 14.3 | 17 | 42.3 | 32.4 | 17.9 | 11.1 | 16.8 | 20.8 | 31.1 | 29.7 | 33.9 | 26.8 | 31.8 | 26.6 | 26.2 | 16.1 | 15.3 | 18.4 | 15.5 | 11.3 | 15.3 | 20.3 | 24 | 21 | 17.5 | 15.8 | 14 | 12.2 | 9.4 | 7.7 | 8.7 | 8.6 | 18.5 | 17.7 | 13.4 | 13.5 | 10.8 | 8.4 | 5.2 | 3.5 | 2.6 | 3.1 | 5 | 7.2 | 5.5 | 6.2 | 5.4 | 1567.8 | 1202.3 | 530.9 | 405.5 | 746 | 817.1 | 981.7 | 873.5 | 1038.5 | 931.9 | 790.4 | 730.8 | 735.7 | 683.6 | 629.5 | 1583.3 | 1161.6 | 463.9 | 264 | 339.6 | 386 | 465.1 | 355.1 | 321.6 | 209.9 | 302.7 | 394.2 | 717.1 | 734.6 | 861.7 | 1965.3 | 1497.9 | 827.8 | 514.7 | 797.2 | 986 | 1452.4 | 1367.6 | 1563.8 | 1245.4 | 1508.8 | 1278 | 1246 | 752.6 | 703 | 865 | 718.4 | 525.6 | 691.4 | 935.1 | 1109.3 | 986.2 | 827.5 | 735.8 | 646.2 | 551.9 | 425.5 | 335.3 | 470.5 | 511.8 | 853.5 | 821.6 | 628.4 | 641.2 | 523.8 | 409.4 | 272.9 | 199 | 156.9 | 185.5 | 280.2 | 396.4 | 299.4 | 319.7 | 280.7 | 0.32 | 0.24 | 0.08 | 0.06 | 0.08 | 0.08 | 0.1 | 0.09 | 0.11 | 0.1 | 0.09 | 0.09 | 0.1 | 0.09 | 0.08 | 0.34 | 0.24 | 0.08 | 0.05 | 0.05 | 0.06 | 0.07 | 0.05 | 0.04 | 0.02 | 0.03 | 0.05 | 0.09 | 0.1 | 0.11 | 0.37 | 0.26 | 0.1 | 0.06 | 0.1 | 0.12 | 0.16 | 0.14 | 0.17 | 0.14 | 0.17 | 0.15 | 0.14 | 0.08 | 0.07 | 0.17 | 0.13 | 0.08 | 0.08 | 0.1 | 0.11 | 0.11 | 0.09 | 0.08 | 0.07 | 0.05 | 0.04 | 0.03 | 0.03 | 0.03 | 0.17 | 0.14 | 0.09 | 0.08 | 0.07 | 0.05 | 0.03 | 0.01 | 0.01 | 0.01 | 0.02 | 0.03 | 0.02 | 0.02 | 0.02 | 0.0615
| 14 | 208.7147 | 11.7376 | 1.6204 | 209.4727 | 17.8145 | 827.1809 | 0.10602 | 41.0037 | 226.5292 | 838.9185 | 1.7264 | 250.4764 | 514.1 | 383.7 | 153 | 111.3 | 176.3 | 180.1 | 211.7 | 198.5 | 242.8 | 220.3 | 190 | 186.8 | 199.6 | 186.7 | 168.7 | 542.8 | 391.3 | 148.3 | 90.9 | 112.6 | 128 | 139.5 | 106.6 | 90.3 | 51.3 | 71.6 | 104.8 | 200.3 | 214.6 | 245.5 | 603.5 | 445.2 | 210 | 129.3 | 205.1 | 252.9 | 347.2 | 313 | 353.2 | 287.3 | 361 | 308.2 | 293.4 | 170.3 | 155.5 | 279.1 | 223.3 | 144.8 | 163.8 | 214.4 | 249.8 | 234.8 | 201.8 | 170.3 | 141.9 | 113.1 | 87 | 64.9 | 45.3 | 31 | 271.3 | 248 | 170.6 | 171.5 | 145.9 | 111.9 | 61.9 | 25.7 | 14.3 | 11 | 7.6 | 6.1 | 4.2 | 2.2 | 1.6 | 40.6 | 29.1 | 10 | 6.9 | 8.6 | 7.2 | 7.9 | 9 | 12.3 | 11.6 | 10.5 | 11.6 | 13.6 | 13 | 11.2 | 45 | 31.7 | 11.3 | 7.7 | 9.8 | 11.3 | 10.9 | 8.3 | 6.5 | 2.8 | 3.4 | 6.5 | 13.9 | 16.1 | 17.9 | 44.8 | 31.6 | 11.4 | 6.7 | 11.8 | 14.3 | 17.1 | 13.5 | 15.4 | 13.3 | 19.2 | 17 | 15.5 | 7.8 | 6.3 | 21.8 | 16.3 | 8.8 | 7.3 | 9.5 | 10.9 | 11.9 | 11 | 8.2 | 6.1 | 3.7 | 2.7 | 1.4 | 1.4 | 1.3 | 20.5 | 17.5 | 10.3 | 10.3 | 9.6 | 7.2 | 4.1 | 1.1 | 0.4 | 0.5 | 0.8 | 1.1 | 0.9 | 1 | 0.9 | 5.89 | 4.2 | 1.42 | 0.96 | 1.16 | 0.93 | 1.01 | 1.19 | 1.66 | 1.57 | 1.43 | 1.61 | 1.89 | 1.81 | 1.56 | 6.54 | 4.59 | 1.61 | 1.1 | 1.4 | 1.61 | 1.54 | 1.18 | 0.91 | 0.38 | 0.46 | 0.9 | 1.94 | 2.26 | 2.51 | 6.44 | 4.51 | 1.57 | 0.91 | 1.62 | 1.95 | 2.29 | 1.78 | 2.03 | 1.77 | 2.6 | 2.32 | 2.09 | 1.03 | 0.81 | 3.15 | 2.34 | 1.23 | 0.97 | 1.26 | 1.42 | 1.61 | 1.49 | 1.09 | 0.79 | 0.45 | 0.33 | 0.14 | 0.14 | 0.13 | 2.96 | 2.5 | 1.43 | 1.42 | 1.34 | 1 | 0.56 | 0.13 | 0.04 | 0.05 | 0.08 | 0.11 | 0.09 | 0.1 | 0.09 | 34.3 | 26.7 | 11.8 | 9 | 16.1 | 17.9 | 21.6 | 18.7 | 21.7 | 19.3 | 16.2 | 14.7 | 14.7 | 13.5 | 12.6 | 34.2 | 25.4 | 10 | 5.4 | 6.4 | 7.1 | 9 | 6.9 | 6.3 | 4.4 | 6.6 | 8.3 | 14.5 | 14.5 | 17 | 42.6 | 32.7 | 18.2 | 11.5 | 17.2 | 21.4 | 31.6 | 30.2 | 33.9 | 26.9 | 31.7 | 26.5 | 25.9 | 16 | 15.4 | 18.8 | 16.1 | 11.8 | 15.7 | 20.5 | 24 | 21 | 17.4 | 15.7 | 13.7 | 12 | 9.3 | 7.7 | 8.6 | 8.6 | 18.9 | 18.3 | 14 | 14 | 11.1 | 8.6 | 5.4 | 3.6 | 2.7 | 3.1 | 5 | 7.2 | 5.6 | 6.4 | 5.7 | 1585.5 | 1224.8 | 554.7 | 420 | 749.8 | 817.9 | 980.8 | 868.6 | 1021.5 | 913 | 772.4 | 718.1 | 731.4 | 676.6 | 626.3 | 1610.8 | 1188.5 | 490 | 279.7 | 343.2 | 386.2 | 464.5 | 354.7 | 319.7 | 210 | 308.3 | 404 | 727.4 | 741.7 | 864.3 | 1973.7 | 1509.9 | 845.7 | 533.6 | 813.8 | 1012.7 | 1473.5 | 1387.2 | 1560.8 | 1244.2 | 1502.7 | 1267.4 | 1232.3 | 745 | 705.5 | 874.5 | 736.8 | 546 | 710.7 | 940.9 | 1108.2 | 987 | 825.8 | 731.4 | 632.7 | 542.2 | 420.3 | 335.1 | 468.2 | 509.7 | 866.8 | 842.2 | 653.4 | 664.4 | 541 | 421.4 | 282.6 | 202.6 | 159.6 | 181.9 | 281.9 | 400.7 | 306.8 | 327.8 | 288.7 | 0.33 | 0.24 | 0.08 | 0.06 | 0.08 | 0.08 | 0.1 | 0.09 | 0.11 | 0.1 | 0.09 | 0.09 | 0.09 | 0.09 | 0.08 | 0.35 | 0.25 | 0.08 | 0.05 | 0.06 | 0.06 | 0.07 | 0.05 | 0.04 | 0.02 | 0.03 | 0.05 | 0.09 | 0.1 | 0.12 | 0.37 | 0.27 | 0.11 | 0.06 | 0.1 | 0.12 | 0.16 | 0.15 | 0.17 | 0.14 | 0.17 | 0.14 | 0.14 | 0.08 | 0.07 | 0.18 | 0.14 | 0.08 | 0.08 | 0.1 | 0.11 | 0.11 | 0.09 | 0.08 | 0.06 | 0.05 | 0.04 | 0.03 | 0.03 | 0.03 | 0.17 | 0.15 | 0.09 | 0.09 | 0.07 | 0.05 | 0.03 | 0.02 | 0.01 | 0.01 | 0.02 | 0.03 | 0.02 | 0.02 | 0.02 | 0.0616
| 15 | 222.9482 | 12.826 | 1.7716 | 223.7768 | 18.7867 | 875.1988 | 0.11661 | 43.3231 | 241.7348 | 888.0247 | 1.8882 | 267.0999 | 544.6 | 414.3 | 196.9 | 147.7 | 201.8 | 188.1 | 210.2 | 193.2 | 233.8 | 209.7 | 183.3 | 181.6 | 194.3 | 180.2 | 160.8 | 575.6 | 422.2 | 179.7 | 108.2 | 118.5 | 123 | 130.3 | 97.9 | 83.5 | 45.4 | 66.5 | 100.7 | 196.8 | 210.9 | 242.4 | 612.7 | 454.6 | 222.1 | 148 | 231.2 | 283.1 | 366.7 | 323.2 | 352.8 | 286.5 | 357.6 | 302.1 | 289.5 | 168.7 | 160.5 | 299.5 | 245.5 | 173.4 | 183 | 224.8 | 251 | 235.1 | 205.5 | 173.5 | 145.3 | 114.3 | 90.7 | 69.2 | 48.9 | 34 | 289.9 | 268 | 194.5 | 189.1 | 157.5 | 118.6 | 65.2 | 27.9 | 15.6 | 12.2 | 8.5 | 6.7 | 4.6 | 2.5 | 1.8 | 43 | 31.2 | 13.6 | 9.7 | 10.7 | 7.7 | 7.8 | 8.6 | 11.6 | 10.7 | 10 | 11.2 | 13 | 12.4 | 10.7 | 48 | 34.4 | 14.1 | 9.2 | 10.4 | 10.8 | 10 | 7.5 | 5.9 | 2.4 | 3.2 | 6.3 | 13.7 | 15.8 | 17.6 | 45.7 | 32.3 | 12 | 7.8 | 13.8 | 16.3 | 18.2 | 13.7 | 15 | 13 | 18.7 | 16.1 | 14.6 | 7.1 | 6.4 | 23.3 | 17.8 | 11 | 8.5 | 10.1 | 10.5 | 11.7 | 11.3 | 8.6 | 6.4 | 3.7 | 2.8 | 1.5 | 1.4 | 1.4 | 21.8 | 19 | 12.1 | 11.8 | 10.7 | 7.8 | 4.2 | 1.1 | 0.4 | 0.5 | 0.8 | 1.2 | 1 | 1.1 | 0.9 | 6.22 | 4.5 | 1.92 | 1.36 | 1.46 | 1 | 0.99 | 1.13 | 1.55 | 1.44 | 1.35 | 1.55 | 1.81 | 1.73 | 1.48 | 6.96 | 4.97 | 2.01 | 1.32 | 1.49 | 1.55 | 1.42 | 1.06 | 0.82 | 0.32 | 0.42 | 0.87 | 1.91 | 2.22 | 2.47 | 6.56 | 4.61 | 1.64 | 1.06 | 1.9 | 2.24 | 2.44 | 1.79 | 1.96 | 1.72 | 2.52 | 2.19 | 1.96 | 0.93 | 0.83 | 3.37 | 2.56 | 1.54 | 1.15 | 1.33 | 1.37 | 1.57 | 1.54 | 1.15 | 0.85 | 0.45 | 0.35 | 0.15 | 0.14 | 0.14 | 3.14 | 2.71 | 1.69 | 1.64 | 1.5 | 1.08 | 0.58 | 0.13 | 0.04 | 0.05 | 0.08 | 0.12 | 0.1 | 0.11 | 0.09 | 36.3 | 29 | 14.6 | 11.3 | 17.6 | 18.5 | 21.5 | 18.5 | 21.2 | 18.7 | 15.8 | 14.4 | 14.5 | 13.1 | 12.1 | 36 | 27.1 | 11.7 | 6.4 | 6.6 | 6.9 | 8.6 | 6.5 | 6 | 4 | 6.1 | 7.9 | 14.2 | 14.2 | 16.8 | 43 | 33.3 | 19.4 | 13 | 18.9 | 23.7 | 33.3 | 31.4 | 34.2 | 27.1 | 31.8 | 26.5 | 26.2 | 16.4 | 15.9 | 20.2 | 17.7 | 13.7 | 17.2 | 21.4 | 24.5 | 21.3 | 17.6 | 15.7 | 13.9 | 12.1 | 9.7 | 8.1 | 8.9 | 8.7 | 20.3 | 19.7 | 15.6 | 15 | 11.6 | 9 | 5.7 | 3.9 | 2.8 | 3.3 | 5.3 | 7.7 | 6.1 | 6.7 | 5.8 | 1683.1 | 1330.5 | 696.1 | 540.9 | 831.5 | 849.5 | 975.9 | 852.4 | 993.8 | 880.9 | 750.1 | 701.1 | 718.9 | 655.4 | 598.8 | 1708.8 | 1281.9 | 582.9 | 331.3 | 358.4 | 372.6 | 439.1 | 332 | 298.8 | 188.8 | 287.5 | 386.7 | 713.2 | 729.7 | 853.9 | 1999.9 | 1542.9 | 899.3 | 606.3 | 902.1 | 1121.5 | 1551.2 | 1442.7 | 1571.8 | 1251 | 1499.1 | 1260.1 | 1237.1 | 756.1 | 731.4 | 941.6 | 814.9 | 641.7 | 781.2 | 984.3 | 1126.3 | 995.6 | 834.8 | 736.3 | 641.6 | 548.7 | 438.5 | 356.7 | 468.8 | 497.7 | 933.1 | 910.2 | 733 | 717.5 | 573.7 | 442.3 | 295.8 | 213.4 | 164.8 | 190 | 295.5 | 421.2 | 323.7 | 337.2 | 287.9 | 0.35 | 0.26 | 0.11 | 0.08 | 0.09 | 0.09 | 0.1 | 0.09 | 0.11 | 0.1 | 0.09 | 0.08 | 0.09 | 0.08 | 0.08 | 0.36 | 0.26 | 0.1 | 0.06 | 0.06 | 0.06 | 0.06 | 0.05 | 0.04 | 0.02 | 0.03 | 0.05 | 0.09 | 0.1 | 0.11 | 0.38 | 0.27 | 0.11 | 0.07 | 0.11 | 0.14 | 0.17 | 0.15 | 0.17 | 0.14 | 0.17 | 0.14 | 0.13 | 0.08 | 0.07 | 0.19 | 0.15 | 0.09 | 0.09 | 0.11 | 0.12 | 0.11 | 0.1 | 0.08 | 0.07 | 0.05 | 0.04 | 0.03 | 0.03 | 0.03 | 0.18 | 0.16 | 0.1 | 0.09 | 0.08 | 0.06 | 0.03 | 0.02 | 0.01 | 0.01 | 0.02 | 0.03 | 0.02 | 0.02 | 0.02 | 0.0613
| 16 | 254.3632 | 14.6801 | 2.0331 | 255.3131 | 21.4465 | 992.9095 | 0.13499 | 49.2838 | 275.8098 | 1007.5896 | 2.1681 | 304.5968 | 606.1 | 487 | 301.5 | 229.7 | 246.6 | 196.4 | 199 | 178.5 | 213.6 | 193.7 | 179.9 | 184.6 | 201.7 | 180.9 | 158.3 | 644.7 | 493 | 264.2 | 155 | 137.9 | 120.7 | 124.9 | 94.3 | 79.8 | 41.8 | 66.1 | 103.7 | 202.6 | 214.1 | 245.3 | 646.8 | 495.7 | 283.6 | 220.2 | 300.9 | 334.8 | 392.2 | 343.6 | 367.9 | 306.8 | 364.9 | 309.9 | 288.3 | 173 | 167.3 | 342.7 | 304.3 | 255.9 | 246.3 | 259.5 | 255.2 | 237.7 | 208.7 | 182.4 | 152.7 | 122.3 | 96.6 | 73.1 | 50.9 | 36.6 | 340.3 | 321.5 | 266.6 | 232.2 | 182 | 125.8 | 71.2 | 32.8 | 16.9 | 13.8 | 10.2 | 7.7 | 5.3 | 2.9 | 2 | 48.1 | 36.5 | 21.3 | 15 | 13.4 | 7.4 | 6.4 | 7.2 | 9.6 | 9 | 9.2 | 11.1 | 13.3 | 12.2 | 10 | 54.1 | 40.1 | 21.1 | 12.9 | 12.4 | 10.8 | 9.8 | 7.2 | 5.6 | 2.1 | 3.1 | 6.5 | 14.3 | 16.2 | 18.1 | 49.4 | 35.5 | 16 | 11.5 | 17.8 | 19.2 | 19.6 | 14.5 | 15.9 | 14.1 | 18.6 | 15.6 | 13.3 | 6.5 | 6 | 26.8 | 21.9 | 17.1 | 12.8 | 12.5 | 10.2 | 11.6 | 11.4 | 9.5 | 7.2 | 4.2 | 3.1 | 1.6 | 1.5 | 1.4 | 25.8 | 23.3 | 17.9 | 15.1 | 12.6 | 8 | 4.5 | 1.2 | 0.5 | 0.6 | 0.9 | 1.3 | 1.1 | 1.2 | 1.1 | 6.95 | 5.26 | 3.02 | 2.12 | 1.83 | 0.95 | 0.78 | 0.92 | 1.27 | 1.19 | 1.24 | 1.53 | 1.86 | 1.69 | 1.39 | 7.83 | 5.79 | 3.02 | 1.85 | 1.77 | 1.55 | 1.38 | 1.02 | 0.78 | 0.28 | 0.41 | 0.9 | 1.99 | 2.27 | 2.54 | 7.1 | 5.07 | 2.2 | 1.57 | 2.46 | 2.64 | 2.64 | 1.89 | 2.09 | 1.88 | 2.5 | 2.1 | 1.76 | 0.83 | 0.76 | 3.87 | 3.15 | 2.42 | 1.74 | 1.68 | 1.31 | 1.55 | 1.56 | 1.28 | 0.95 | 0.52 | 0.39 | 0.17 | 0.15 | 0.14 | 3.73 | 3.33 | 2.52 | 2.11 | 1.76 | 1.11 | 0.62 | 0.14 | 0.05 | 0.06 | 0.09 | 0.13 | 0.11 | 0.12 | 0.11 | 40.2 | 34.2 | 22 | 17.8 | 21.4 | 19.9 | 21.3 | 17.8 | 20.2 | 18.1 | 16 | 14.9 | 15.2 | 13.4 | 12.3 | 39.9 | 31.6 | 16.9 | 9.4 | 7.5 | 6.6 | 8.1 | 6.2 | 5.7 | 3.8 | 6.2 | 8.1 | 14.5 | 14.3 | 16.8 | 44.3 | 36 | 24.2 | 19.6 | 24.8 | 28.1 | 35.5 | 33.5 | 35.4 | 28.8 | 32.9 | 28 | 27.2 | 17.5 | 17.2 | 23 | 22.1 | 19.5 | 22.1 | 23.9 | 25.4 | 21.8 | 18 | 16.2 | 14.2 | 12.7 | 10.2 | 8.6 | 9.1 | 9 | 23.6 | 23.2 | 20.2 | 17.9 | 13.3 | 9.8 | 6.2 | 4.4 | 3 | 3.6 | 5.7 | 8.4 | 6.7 | 7.6 | 6.6 | 1873.4 | 1573.6 | 1044.5 | 835.9 | 1002.8 | 903.3 | 953.7 | 811 | 938.5 | 841.5 | 754.1 | 721.2 | 750.9 | 668 | 603.8 | 1912.1 | 1505.8 | 846.5 | 481.5 | 408.3 | 358.7 | 417 | 319.1 | 287.7 | 177 | 287.3 | 397.3 | 729.2 | 735.6 | 855.9 | 2081 | 1674.8 | 1125.5 | 900.2 | 1173.1 | 1323.3 | 1650.4 | 1533.2 | 1629.7 | 1330.9 | 1543.9 | 1320.1 | 1270.1 | 799.4 | 782.8 | 1073.8 | 1013.1 | 914.1 | 1006.7 | 1104.7 | 1159.3 | 1011.8 | 846.8 | 758.5 | 660.5 | 578.4 | 462.8 | 375.8 | 475.2 | 506 | 1088.7 | 1078.2 | 960 | 858.1 | 653.8 | 475.3 | 320.9 | 235.9 | 171.1 | 197 | 306.1 | 439.8 | 342.5 | 372.6 | 321.2 | 0.38 | 0.31 | 0.17 | 0.13 | 0.12 | 0.09 | 0.09 | 0.08 | 0.1 | 0.09 | 0.08 | 0.09 | 0.1 | 0.08 | 0.07 | 0.4 | 0.3 | 0.14 | 0.08 | 0.07 | 0.06 | 0.06 | 0.05 | 0.04 | 0.02 | 0.03 | 0.05 | 0.09 | 0.1 | 0.12 | 0.39 | 0.3 | 0.15 | 0.11 | 0.15 | 0.17 | 0.19 | 0.16 | 0.17 | 0.15 | 0.17 | 0.14 | 0.13 | 0.08 | 0.08 | 0.21 | 0.19 | 0.14 | 0.13 | 0.12 | 0.12 | 0.11 | 0.1 | 0.09 | 0.07 | 0.06 | 0.04 | 0.03 | 0.03 | 0.03 | 0.21 | 0.19 | 0.14 | 0.12 | 0.09 | 0.06 | 0.04 | 0.02 | 0.01 | 0.01 | 0.02 | 0.03 | 0.02 | 0.03 | 0.02 | 0.0606
| 17 | 307.436 | 18.2614 | 2.5519 | 308.6236 | 25.6185 | 1170.336 | 0.17214 | 58.4335 | 333.0545 | 1188.5973 | 2.7241 | 367.0571 | 682.2 | 589.6 | 452.2 | 346.6 | 313.2 | 213.6 | 202.4 | 175.8 | 206.2 | 188.1 | 184.2 | 193.2 | 213.1 | 187.8 | 163.7 | 717.7 | 579.2 | 364.4 | 213.2 | 160.3 | 126.6 | 131.8 | 99.4 | 83.9 | 42.9 | 70.7 | 108.6 | 209.3 | 216.4 | 246.8 | 682.2 | 550.4 | 381.9 | 343.3 | 415.2 | 412.1 | 433 | 377.1 | 394.1 | 344.8 | 388.1 | 339.4 | 300.8 | 192.2 | 187.3 | 396.3 | 387.1 | 368.2 | 334.4 | 298.8 | 262.6 | 239.7 | 217.1 | 195.4 | 164.9 | 132.1 | 103.6 | 85.5 | 61.1 | 49.1 | 399 | 381.3 | 346.1 | 276.6 | 209.2 | 136.7 | 81.8 | 40.4 | 19.3 | 15.2 | 11.4 | 8.3 | 5.9 | 3.2 | 2.1 | 53.7 | 44 | 32 | 22.9 | 17.5 | 8.2 | 6.5 | 7 | 9.1 | 8.5 | 9 | 11.2 | 13.6 | 12.3 | 10.1 | 59.1 | 45.8 | 28.1 | 16.8 | 14 | 11.3 | 10.8 | 8.1 | 6.2 | 2.4 | 3.5 | 6.8 | 14.7 | 16.2 | 18.2 | 53.7 | 40.3 | 23.3 | 19.2 | 25 | 24 | 22.7 | 16.8 | 17.8 | 16.9 | 20 | 17.1 | 12.7 | 6.4 | 6 | 30.8 | 28.1 | 24.9 | 18.6 | 14.4 | 10.2 | 11.3 | 11.9 | 10.3 | 7.9 | 4.6 | 3.3 | 1.8 | 1.7 | 1.6 | 30.3 | 27.7 | 23.7 | 18 | 14.2 | 8.3 | 4.9 | 1.4 | 0.5 | 0.6 | 1 | 1.4 | 1.1 | 1.3 | 1.1 | 7.77 | 6.34 | 4.56 | 3.25 | 2.43 | 1.07 | 0.81 | 0.9 | 1.2 | 1.12 | 1.21 | 1.54 | 1.88 | 1.7 | 1.39 | 8.55 | 6.62 | 4.02 | 2.41 | 2.01 | 1.63 | 1.53 | 1.15 | 0.88 | 0.32 | 0.47 | 0.94 | 2.06 | 2.28 | 2.56 | 7.71 | 5.76 | 3.25 | 2.66 | 3.49 | 3.34 | 3.09 | 2.23 | 2.36 | 2.27 | 2.7 | 2.3 | 1.66 | 0.8 | 0.73 | 4.45 | 4.03 | 3.55 | 2.59 | 1.96 | 1.31 | 1.51 | 1.63 | 1.4 | 1.05 | 0.58 | 0.41 | 0.2 | 0.17 | 0.16 | 4.36 | 3.97 | 3.36 | 2.53 | 2 | 1.15 | 0.68 | 0.17 | 0.05 | 0.06 | 0.1 | 0.14 | 0.11 | 0.13 | 0.11 | 45.7 | 41.6 | 33.3 | 27 | 27 | 21.7 | 21.6 | 17.6 | 19.8 | 17.8 | 16.8 | 16 | 16.6 | 14.3 | 13 | 45.5 | 38.4 | 24.5 | 14.1 | 9.1 | 6.9 | 8.1 | 6.1 | 5.7 | 3.7 | 6.4 | 8.5 | 15 | 14.6 | 16.9 | 45.1 | 39 | 31 | 29.8 | 34.2 | 34.6 | 38.4 | 36 | 37.3 | 31.5 | 34.7 | 30.7 | 29.4 | 20.2 | 20 | 26.8 | 28 | 28.2 | 29.1 | 27.8 | 26.5 | 22.4 | 18.8 | 17.3 | 15.3 | 13.7 | 11 | 10 | 10.3 | 10.4 | 27.7 | 27.4 | 26 | 21.5 | 15.8 | 11.1 | 7.3 | 5.3 | 3.2 | 3.8 | 6 | 9 | 7.2 | 8.3 | 7 | 2116.3 | 1907.4 | 1540.1 | 1230.8 | 1230.5 | 969.7 | 965.7 | 798 | 908.3 | 823 | 781.8 | 765.2 | 807.5 | 703.8 | 633.1 | 2159.6 | 1798.5 | 1179.9 | 676.7 | 478.3 | 373.2 | 424.6 | 321.5 | 290.3 | 174.9 | 300.1 | 415.7 | 753.5 | 747.8 | 861.1 | 2161.6 | 1839.3 | 1450.4 | 1340.6 | 1576.8 | 1588.5 | 1774.5 | 1644.7 | 1719.6 | 1461.1 | 1631 | 1443.1 | 1360.5 | 914.8 | 900.4 | 1246.7 | 1281.5 | 1282.5 | 1302.3 | 1249.8 | 1196.7 | 1024.9 | 871.2 | 797.8 | 702.3 | 619.5 | 496.9 | 440 | 524.1 | 566.3 | 1275.5 | 1270.5 | 1216.9 | 1009.1 | 748.1 | 522.4 | 356.8 | 264.3 | 177.4 | 205.1 | 315.4 | 463.1 | 365.2 | 401.5 | 338 | 0.43 | 0.37 | 0.27 | 0.21 | 0.17 | 0.11 | 0.09 | 0.08 | 0.1 | 0.09 | 0.09 | 0.09 | 0.1 | 0.09 | 0.08 | 0.45 | 0.36 | 0.21 | 0.13 | 0.09 | 0.06 | 0.06 | 0.05 | 0.04 | 0.02 | 0.03 | 0.05 | 0.1 | 0.1 | 0.12 | 0.4 | 0.32 | 0.2 | 0.2 | 0.23 | 0.23 | 0.22 | 0.18 | 0.19 | 0.17 | 0.19 | 0.16 | 0.14 | 0.09 | 0.08 | 0.25 | 0.24 | 0.22 | 0.19 | 0.16 | 0.13 | 0.12 | 0.11 | 0.1 | 0.08 | 0.06 | 0.05 | 0.04 | 0.04 | 0.04 | 0.25 | 0.23 | 0.2 | 0.15 | 0.11 | 0.07 | 0.05 | 0.02 | 0.01 | 0.01 | 0.02 | 0.03 | 0.03 | 0.03 | 0.03 | 0.0596
| 18 | 348.8358 | 20.9451 | 2.9415 | 350.2017 | 28.9275 | 1313.3436 | 0.19968 | 65.7541 | 377.7633 | 1334.2888 | 3.1412 | 415.9558 | 745 | 674.6 | 579 | 445 | 368.7 | 224.9 | 202.4 | 169.4 | 192.4 | 173.8 | 179.2 | 191.9 | 215.8 | 183.6 | 159 | 776.9 | 650.2 | 451.8 | 264.4 | 183.3 | 129.3 | 133.4 | 96.7 | 81.6 | 41.6 | 69.9 | 105.8 | 203 | 210.8 | 240.8 | 714.8 | 602.6 | 477.8 | 456.4 | 502.9 | 450.6 | 443.1 | 395.4 | 409.7 | 384.8 | 411.7 | 365.2 | 290.4 | 183.9 | 180.4 | 438.7 | 453.2 | 462.2 | 405.4 | 331.1 | 260.4 | 233 | 211 | 193.2 | 168.1 | 138 | 110.9 | 91.5 | 64.8 | 53.6 | 446.1 | 430.7 | 415.1 | 317.1 | 231.9 | 141.1 | 86 | 44.8 | 21.2 | 16.4 | 12.3 | 8.6 | 6 | 3.4 | 2.3 | 60.1 | 51.3 | 40.2 | 28.3 | 20.1 | 8.8 | 6.7 | 6.4 | 8.1 | 7.6 | 8.8 | 11.2 | 13.7 | 11.9 | 9.8 | 65.6 | 52 | 34.2 | 19.6 | 15.4 | 11.6 | 11.1 | 8 | 6.2 | 2.3 | 3.3 | 6.4 | 13.9 | 15.7 | 17.6 | 57.9 | 44.5 | 29.1 | 25.2 | 29.9 | 26.4 | 23.7 | 18.2 | 19.2 | 20.1 | 21.8 | 18.9 | 11.7 | 5.9 | 5.6 | 34.8 | 33.3 | 30.5 | 22.2 | 15.5 | 10.1 | 11 | 11.6 | 10.3 | 8 | 4.8 | 3.5 | 2 | 1.8 | 1.8 | 34.5 | 32 | 28.9 | 20.8 | 15.4 | 8.2 | 5 | 1.7 | 0.5 | 0.6 | 1 | 1.5 | 1.2 | 1.4 | 1.2 | 8.69 | 7.38 | 5.75 | 4.03 | 2.81 | 1.15 | 0.83 | 0.83 | 1.06 | 1.01 | 1.19 | 1.53 | 1.89 | 1.66 | 1.35 | 9.5 | 7.51 | 4.91 | 2.82 | 2.21 | 1.66 | 1.58 | 1.14 | 0.88 | 0.31 | 0.44 | 0.89 | 1.95 | 2.2 | 2.48 | 8.31 | 6.36 | 4.06 | 3.52 | 4.19 | 3.69 | 3.24 | 2.43 | 2.55 | 2.73 | 2.97 | 2.56 | 1.5 | 0.73 | 0.68 | 5.02 | 4.78 | 4.35 | 3.11 | 2.12 | 1.31 | 1.47 | 1.59 | 1.4 | 1.07 | 0.61 | 0.43 | 0.22 | 0.18 | 0.18 | 4.96 | 4.57 | 4.1 | 2.93 | 2.17 | 1.14 | 0.7 | 0.21 | 0.06 | 0.06 | 0.1 | 0.15 | 0.12 | 0.14 | 0.12 | 48.2 | 46.5 | 43.4 | 35.9 | 32.5 | 22.7 | 21.5 | 17.2 | 18.8 | 16.7 | 16.3 | 15.9 | 16.9 | 14 | 12.6 | 47.5 | 42.6 | 31.1 | 18.8 | 11.1 | 7.1 | 8 | 5.8 | 5.4 | 3.5 | 6.5 | 8.5 | 14.8 | 14.3 | 16.6 | 45.6 | 42.3 | 39 | 40 | 41.9 | 37.9 | 38.9 | 37.2 | 38.1 | 34.1 | 36.3 | 32.6 | 29 | 19.5 | 19.4 | 28.9 | 32.2 | 36.1 | 35.8 | 31.4 | 26.3 | 21.7 | 18.3 | 17 | 15.7 | 14.4 | 11.9 | 10.7 | 10.8 | 11.1 | 30.2 | 30.2 | 30.7 | 24.6 | 17.8 | 11.8 | 7.8 | 5.6 | 3.4 | 4 | 6.3 | 9.3 | 7.5 | 8.7 | 7.4 | 2284.3 | 2169.3 | 1983.4 | 1593.6 | 1439.4 | 1012.4 | 961.7 | 777.2 | 859.6 | 766 | 758.7 | 758.7 | 819.7 | 689.1 | 613.7 | 2301.9 | 2004.7 | 1467.3 | 862.4 | 560.1 | 381.1 | 424 | 308.3 | 277.8 | 169 | 301 | 411 | 739.2 | 731.3 | 844.2 | 2229 | 2008.3 | 1810.2 | 1775.2 | 1906.4 | 1722.3 | 1799.2 | 1705.4 | 1769.5 | 1586.2 | 1703.4 | 1526.4 | 1333.1 | 881.4 | 873.2 | 1370.6 | 1497.6 | 1628.4 | 1574.3 | 1382.5 | 1184.3 | 997.5 | 847.3 | 785.9 | 713.7 | 642.8 | 529.7 | 468.2 | 549 | 598 | 1422.3 | 1424.5 | 1446 | 1148.2 | 836.5 | 547.9 | 378 | 282 | 189.1 | 216.4 | 331.3 | 479.8 | 376.5 | 417.5 | 355.3 | 0.46 | 0.41 | 0.35 | 0.28 | 0.22 | 0.11 | 0.1 | 0.08 | 0.09 | 0.08 | 0.09 | 0.09 | 0.1 | 0.09 | 0.07 | 0.47 | 0.4 | 0.27 | 0.17 | 0.1 | 0.07 | 0.06 | 0.05 | 0.04 | 0.02 | 0.03 | 0.05 | 0.1 | 0.1 | 0.11 | 0.41 | 0.35 | 0.26 | 0.27 | 0.29 | 0.26 | 0.23 | 0.19 | 0.19 | 0.19 | 0.2 | 0.18 | 0.13 | 0.08 | 0.08 | 0.27 | 0.27 | 0.28 | 0.25 | 0.19 | 0.13 | 0.11 | 0.11 | 0.1 | 0.09 | 0.07 | 0.05 | 0.04 | 0.04 | 0.04 | 0.27 | 0.25 | 0.23 | 0.18 | 0.13 | 0.07 | 0.05 | 0.03 | 0.01 | 0.02 | 0.02 | 0.04 | 0.03 | 0.03 | 0.03 | 0.058
| 19 | 347.3966 | 21.831 | 3.0659 | 348.8204 | 27.8167 | 1286.3444 | 0.19345 | 63.8856 | 375.2133 | 1308.1753 | 3.2594 | 412.7059 | 766.9 | 700.1 | 603 | 448 | 355.7 | 210.6 | 192.4 | 159.8 | 179.6 | 160.3 | 164.3 | 176.7 | 198.6 | 167.5 | 141 | 792.7 | 676 | 479 | 279.1 | 179.4 | 119.6 | 124.4 | 91 | 77.3 | 40.3 | 67.6 | 98.1 | 193.8 | 200.5 | 234.3 | 734.4 | 628.1 | 521.2 | 498.2 | 526.8 | 446.5 | 429.5 | 388.2 | 409.1 | 396.4 | 418.5 | 364.2 | 268.4 | 157.6 | 154.9 | 454.3 | 473.2 | 471.2 | 401.3 | 314.1 | 248.3 | 222.8 | 198.7 | 180.7 | 156.5 | 131.2 | 104.9 | 79.3 | 52.5 | 41.9 | 465.6 | 446 | 424.9 | 314.1 | 220.2 | 130.6 | 74.8 | 39.2 | 18.7 | 15 | 11.2 | 7.6 | 5.6 | 3.2 | 2.1 | 65.5 | 55.9 | 43.9 | 29.4 | 19.9 | 8 | 6.2 | 6.2 | 7.7 | 7.2 | 8.2 | 10.6 | 13 | 11.4 | 9.1 | 70.2 | 56.4 | 37.9 | 21.4 | 15.5 | 10.8 | 10.2 | 7.4 | 5.7 | 2.1 | 3.2 | 6 | 13.5 | 15.1 | 17.4 | 62.1 | 48.2 | 33 | 28.7 | 32.4 | 26.9 | 23.2 | 17.9 | 19.4 | 21 | 22.9 | 19.5 | 11.1 | 5.1 | 4.8 | 38.2 | 36.4 | 32.6 | 22.5 | 14.9 | 9.6 | 10.6 | 11 | 9.7 | 7.4 | 4.5 | 3.3 | 1.8 | 1.5 | 1.5 | 38.2 | 34.8 | 31.1 | 21.5 | 15.2 | 7.8 | 4.4 | 1.4 | 0.5 | 0.6 | 0.9 | 1.4 | 1.1 | 1.3 | 1.1 | 9.45 | 8.03 | 6.27 | 4.19 | 2.78 | 1.04 | 0.76 | 0.8 | 1 | 0.95 | 1.1 | 1.45 | 1.81 | 1.59 | 1.25 | 10.14 | 8.14 | 5.43 | 3.07 | 2.23 | 1.55 | 1.46 | 1.05 | 0.8 | 0.28 | 0.42 | 0.82 | 1.89 | 2.13 | 2.44 | 8.91 | 6.87 | 4.61 | 4.02 | 4.54 | 3.76 | 3.17 | 2.38 | 2.59 | 2.86 | 3.13 | 2.65 | 1.45 | 0.63 | 0.58 | 5.5 | 5.22 | 4.64 | 3.15 | 2.03 | 1.23 | 1.42 | 1.51 | 1.31 | 0.98 | 0.57 | 0.41 | 0.19 | 0.15 | 0.15 | 5.48 | 4.98 | 4.42 | 3.03 | 2.15 | 1.07 | 0.6 | 0.17 | 0.05 | 0.06 | 0.09 | 0.14 | 0.11 | 0.13 | 0.11 | 45.7 | 45.4 | 43.1 | 35.2 | 30.8 | 21.4 | 20.6 | 16.1 | 17.4 | 15.2 | 14.8 | 14.4 | 15.1 | 12.4 | 10.9 | 45 | 41.7 | 31.4 | 19.1 | 10.4 | 6.4 | 7.6 | 5.7 | 5.3 | 3.5 | 6.3 | 7.9 | 14 | 13.4 | 15.9 | 44 | 42.1 | 41.1 | 42.4 | 42.9 | 36.9 | 37.3 | 36.5 | 37.8 | 34.8 | 36.3 | 32.1 | 26.5 | 16.7 | 16.7 | 27.5 | 31.9 | 35.3 | 34.9 | 29.5 | 25 | 20.6 | 17 | 15.8 | 14.6 | 13.7 | 11.2 | 9.2 | 9.2 | 9.5 | 29.1 | 29.4 | 29.7 | 23.4 | 16.2 | 10.7 | 6.7 | 5 | 3.1 | 3.6 | 5.7 | 8.8 | 7.1 | 8.3 | 6.8 | 2288.4 | 2199.2 | 2020.5 | 1582.7 | 1383.2 | 960.2 | 922.5 | 731.6 | 800.8 | 704.2 | 693.5 | 690.6 | 739.8 | 614.3 | 533.9 | 2287.9 | 2039.1 | 1522.1 | 896.5 | 539.7 | 352.2 | 398.5 | 295.9 | 269.3 | 167.8 | 293.2 | 381.4 | 700.3 | 689 | 814.6 | 2240 | 2066.8 | 1948.1 | 1909 | 1966.7 | 1685.8 | 1743.8 | 1680.2 | 1760.7 | 1621.8 | 1707.9 | 1501.6 | 1223.8 | 754.9 | 751.1 | 1380.5 | 1531.2 | 1628.4 | 1548 | 1314.2 | 1137.1 | 955.9 | 801.9 | 740.2 | 671.9 | 616.8 | 501.6 | 404.5 | 476.4 | 523.6 | 1447.9 | 1442.9 | 1450.6 | 1118.4 | 783.3 | 506.9 | 332.3 | 254.8 | 171.1 | 200.8 | 307.3 | 457.1 | 365.1 | 403.4 | 333 | 0.44 | 0.41 | 0.36 | 0.28 | 0.2 | 0.1 | 0.09 | 0.07 | 0.08 | 0.07 | 0.08 | 0.08 | 0.1 | 0.08 | 0.07 | 0.46 | 0.4 | 0.28 | 0.17 | 0.1 | 0.06 | 0.06 | 0.04 | 0.04 | 0.02 | 0.03 | 0.05 | 0.09 | 0.09 | 0.11 | 0.4 | 0.34 | 0.27 | 0.29 | 0.3 | 0.25 | 0.21 | 0.19 | 0.19 | 0.2 | 0.21 | 0.18 | 0.12 | 0.07 | 0.07 | 0.26 | 0.27 | 0.28 | 0.24 | 0.17 | 0.12 | 0.11 | 0.1 | 0.09 | 0.08 | 0.06 | 0.05 | 0.04 | 0.03 | 0.04 | 0.26 | 0.25 | 0.23 | 0.17 | 0.12 | 0.07 | 0.04 | 0.02 | 0.01 | 0.01 | 0.02 | 0.03 | 0.03 | 0.03 | 0.03 | 0.0546
| 20 | 348.8723 | 23.2813 | 3.2701 | 350.3907 | 26.4993 | 1264.2973 | 0.18541 | 61.9488 | 375.3716 | 1287.5786 | 3.4555 | 412.3395 | 782.1 | 711.1 | 614.4 | 453 | 357.2 | 208.4 | 189.7 | 158.6 | 177.6 | 154.9 | 152.9 | 162.3 | 183.3 | 153.7 | 125.7 | 803.3 | 677.6 | 483.1 | 275.4 | 182.9 | 119.9 | 125.1 | 90.6 | 76.2 | 41.6 | 65.6 | 94.8 | 186.4 | 196.4 | 229.6 | 744.9 | 642.3 | 545.6 | 527.4 | 546.1 | 448.8 | 424.9 | 382.7 | 406.8 | 388.7 | 408.2 | 347.2 | 247.9 | 136.3 | 134.1 | 464.2 | 481.5 | 477.9 | 402.7 | 312.7 | 243.6 | 216.8 | 194.1 | 178.4 | 154.9 | 128.5 | 102.2 | 74.4 | 48.1 | 36.4 | 473.4 | 441 | 417 | 304.2 | 216.7 | 125.8 | 67.8 | 35.9 | 17.6 | 14.5 | 10.7 | 7.1 | 5.4 | 3.2 | 2.1 | 70.4 | 60.3 | 47.7 | 31.9 | 21.2 | 8.2 | 6.1 | 6.3 | 7.8 | 7.2 | 7.8 | 9.9 | 12.3 | 10.6 | 8.2 | 74.2 | 59.5 | 40.3 | 22.3 | 16.3 | 10.9 | 10.3 | 7.2 | 5.5 | 2.1 | 3 | 5.8 | 13 | 14.8 | 16.9 | 65.6 | 52 | 37.4 | 34 | 36.2 | 28.8 | 24.2 | 18.9 | 20.4 | 21.4 | 23.1 | 19.4 | 10.5 | 4.5 | 4.1 | 41.2 | 39.5 | 35.6 | 24.4 | 15.8 | 9.6 | 10.9 | 11.3 | 9.9 | 7.6 | 4.5 | 3.3 | 1.6 | 1.4 | 1.4 | 40.7 | 35.7 | 31.4 | 21.2 | 15.4 | 7.6 | 4 | 1.3 | 0.5 | 0.6 | 0.9 | 1.4 | 1.1 | 1.3 | 1.1 | 10.13 | 8.65 | 6.81 | 4.53 | 2.96 | 1.06 | 0.75 | 0.81 | 1.02 | 0.96 | 1.05 | 1.37 | 1.71 | 1.48 | 1.14 | 10.71 | 8.57 | 5.78 | 3.21 | 2.35 | 1.56 | 1.46 | 1.02 | 0.77 | 0.28 | 0.4 | 0.79 | 1.82 | 2.08 | 2.38 | 9.42 | 7.42 | 5.24 | 4.77 | 5.09 | 4.04 | 3.31 | 2.53 | 2.75 | 2.92 | 3.15 | 2.64 | 1.37 | 0.56 | 0.5 | 5.92 | 5.65 | 5.07 | 3.42 | 2.16 | 1.24 | 1.46 | 1.54 | 1.36 | 1.01 | 0.57 | 0.41 | 0.17 | 0.14 | 0.14 | 5.83 | 5.09 | 4.44 | 2.98 | 2.17 | 1.05 | 0.54 | 0.16 | 0.05 | 0.06 | 0.09 | 0.14 | 0.11 | 0.13 | 0.11 | 42.8 | 42.4 | 40.7 | 33.3 | 29.7 | 20.9 | 20.2 | 15.8 | 17 | 14.4 | 13.6 | 13 | 13.7 | 11.2 | 9.6 | 42.2 | 38.7 | 29.4 | 17.5 | 10.1 | 6.4 | 7.6 | 5.8 | 5.4 | 3.7 | 6.1 | 7.6 | 13.4 | 13.2 | 15.7 | 41.9 | 40.2 | 40.2 | 41.2 | 41.8 | 35.2 | 35.7 | 34.8 | 36.6 | 33.3 | 34.7 | 29.8 | 24.3 | 14.4 | 14.4 | 25.9 | 29.9 | 33 | 33 | 28.3 | 24.3 | 19.5 | 16.1 | 15.2 | 14.1 | 13.3 | 10.8 | 8.7 | 8.5 | 8.6 | 27.6 | 27.7 | 28.2 | 22.2 | 15.5 | 10.2 | 6.2 | 4.7 | 3 | 3.5 | 5.5 | 8.6 | 7 | 8.2 | 6.7 | 2264.1 | 2168.2 | 2001.4 | 1560.3 | 1364.6 | 944.5 | 909.9 | 722.7 | 786.2 | 673.3 | 642.4 | 630 | 677.3 | 557.6 | 472.3 | 2263.7 | 1992.4 | 1493.1 | 858.2 | 535.8 | 351.3 | 401.4 | 299 | 270.4 | 175.3 | 285.7 | 370.1 | 673.1 | 676.9 | 801.1 | 2213.8 | 2052.8 | 1970.1 | 1941.9 | 1981.7 | 1658.6 | 1695.2 | 1624.5 | 1716.7 | 1574.2 | 1653.7 | 1417.2 | 1126 | 650.1 | 649.8 | 1368.2 | 1510.9 | 1600.4 | 1520 | 1287.8 | 1110 | 916.2 | 770.9 | 721.1 | 659.1 | 603.6 | 488.8 | 382.1 | 444 | 480.1 | 1438.1 | 1409.6 | 1413.9 | 1083 | 762.8 | 487.3 | 308.1 | 243.9 | 169 | 197.7 | 298.3 | 453.4 | 365.1 | 405.5 | 329.4 | 0.42 | 0.39 | 0.34 | 0.26 | 0.2 | 0.1 | 0.09 | 0.07 | 0.08 | 0.07 | 0.07 | 0.08 | 0.09 | 0.07 | 0.06 | 0.43 | 0.38 | 0.26 | 0.16 | 0.1 | 0.06 | 0.06 | 0.04 | 0.04 | 0.02 | 0.03 | 0.04 | 0.09 | 0.09 | 0.11 | 0.39 | 0.33 | 0.27 | 0.28 | 0.29 | 0.24 | 0.21 | 0.18 | 0.19 | 0.19 | 0.2 | 0.17 | 0.11 | 0.06 | 0.06 | 0.25 | 0.26 | 0.26 | 0.22 | 0.16 | 0.11 | 0.1 | 0.09 | 0.08 | 0.07 | 0.06 | 0.05 | 0.03 | 0.03 | 0.03 | 0.25 | 0.23 | 0.21 | 0.16 | 0.11 | 0.06 | 0.04 | 0.02 | 0.01 | 0.01 | 0.02 | 0.03 | 0.03 | 0.03 | 0.02 | 0.0507
| 21 | 360.4164 | 25.8858 | 3.6418 | 362.1062 | 25.488 | 1265.8012 | 0.17939 | 60.978 | 385.9044 | 1291.687 | 3.8212 | 423.0843 | 778.8 | 716.2 | 641.9 | 490.6 | 386.3 | 212.6 | 186.9 | 157.1 | 178.2 | 155.7 | 152.7 | 157.7 | 177 | 149.7 | 125.5 | 801.7 | 681.5 | 499.1 | 291.9 | 195.2 | 121.8 | 134.8 | 101.9 | 88.4 | 48.3 | 69.5 | 93.8 | 180.4 | 191.1 | 225.2 | 745.4 | 646.9 | 559.7 | 562.3 | 577.7 | 463.6 | 422.9 | 378.2 | 405.2 | 386.7 | 402.9 | 334.8 | 226.8 | 114.7 | 114.1 | 461.5 | 487.8 | 490.4 | 419.3 | 319.1 | 241 | 211.4 | 192.3 | 178.7 | 154.3 | 126.7 | 99.5 | 72.6 | 45.3 | 33.5 | 469.6 | 439.9 | 411.7 | 308.6 | 219.6 | 132 | 67.2 | 35.3 | 17.2 | 14.2 | 10.4 | 6.7 | 5 | 2.9 | 1.9 | 72.4 | 63.5 | 53.5 | 38.8 | 26.2 | 9.2 | 6 | 6.2 | 8.1 | 7.5 | 8.2 | 9.8 | 12.1 | 10.6 | 8.5 | 76.6 | 62.7 | 43.7 | 25.3 | 17.8 | 11 | 11.2 | 8.4 | 6.8 | 2.9 | 3.5 | 5.8 | 12.8 | 14.6 | 17 | 67.3 | 54.2 | 40.6 | 40.9 | 42.8 | 32.8 | 25.3 | 19.7 | 21.4 | 22.1 | 23.3 | 19.4 | 9.9 | 4 | 3.7 | 42.2 | 42.1 | 39 | 27.9 | 17.2 | 9.5 | 10.7 | 11.4 | 10.2 | 7.6 | 4.3 | 3 | 1.6 | 1.3 | 1.3 | 41.5 | 36.7 | 31.4 | 22 | 15.9 | 8.4 | 4 | 1.3 | 0.5 | 0.5 | 0.8 | 1.3 | 1.1 | 1.3 | 1.1 | 10.41 | 9.1 | 7.64 | 5.52 | 3.68 | 1.2 | 0.73 | 0.8 | 1.06 | 1 | 1.11 | 1.35 | 1.69 | 1.49 | 1.19 | 11.04 | 9.02 | 6.27 | 3.64 | 2.55 | 1.58 | 1.59 | 1.19 | 0.96 | 0.39 | 0.47 | 0.8 | 1.79 | 2.06 | 2.39 | 9.65 | 7.72 | 5.7 | 5.76 | 6.03 | 4.6 | 3.49 | 2.66 | 2.89 | 3.03 | 3.19 | 2.65 | 1.3 | 0.5 | 0.46 | 6.05 | 6.02 | 5.55 | 3.9 | 2.35 | 1.23 | 1.43 | 1.57 | 1.4 | 1.02 | 0.54 | 0.37 | 0.17 | 0.13 | 0.13 | 5.94 | 5.23 | 4.44 | 3.1 | 2.23 | 1.16 | 0.54 | 0.16 | 0.05 | 0.05 | 0.08 | 0.13 | 0.11 | 0.13 | 0.11 | 40 | 39.6 | 38.7 | 31.6 | 28.8 | 20.5 | 19.9 | 15.7 | 16.9 | 14.3 | 13.3 | 12.5 | 13 | 10.6 | 9.2 | 39.3 | 35.8 | 28.2 | 16.8 | 10.4 | 6.5 | 8.1 | 6.2 | 5.8 | 3.9 | 6.2 | 7.4 | 12.8 | 12.6 | 15 | 40 | 38.5 | 39 | 39.1 | 39.6 | 33.2 | 34.3 | 33.4 | 35.5 | 32.3 | 33.7 | 28.1 | 22 | 11.9 | 12.1 | 24.4 | 28 | 31.3 | 31.8 | 27.8 | 24 | 19 | 15.7 | 14.9 | 14 | 13.2 | 10.7 | 8.5 | 8.3 | 8.4 | 26 | 26.4 | 27.4 | 21.9 | 15.4 | 10.4 | 6.1 | 4.7 | 3 | 3.5 | 5.3 | 8.2 | 6.7 | 8.1 | 6.8 | 2219.2 | 2135.6 | 2012.9 | 1597.3 | 1397.3 | 944 | 898.1 | 717.4 | 781.6 | 668.2 | 629.3 | 608.7 | 646.2 | 535.4 | 459.9 | 2217.8 | 1949.8 | 1495.6 | 872.6 | 566.8 | 359.2 | 429.1 | 327 | 299.1 | 189.6 | 292.7 | 362.3 | 645.6 | 649.7 | 773.4 | 2191.8 | 2037.5 | 1970 | 1965.5 | 1995.3 | 1647.1 | 1654.1 | 1575 | 1678.6 | 1545.3 | 1621 | 1350.7 | 1022.7 | 541.8 | 546.6 | 1341.7 | 1490.7 | 1596.7 | 1534.4 | 1296.1 | 1100.3 | 892.6 | 756.7 | 715.5 | 656.7 | 600.9 | 483.2 | 372.1 | 445.4 | 488.2 | 1408.5 | 1387 | 1392.4 | 1087.9 | 769.3 | 500.3 | 308.2 | 244.2 | 171.6 | 196.2 | 291.4 | 440.5 | 353.8 | 405.4 | 335.7 | 0.39 | 0.36 | 0.33 | 0.26 | 0.2 | 0.1 | 0.08 | 0.07 | 0.08 | 0.07 | 0.07 | 0.07 | 0.08 | 0.07 | 0.06 | 0.41 | 0.35 | 0.26 | 0.16 | 0.1 | 0.06 | 0.07 | 0.05 | 0.04 | 0.02 | 0.03 | 0.04 | 0.08 | 0.09 | 0.11 | 0.37 | 0.32 | 0.27 | 0.27 | 0.28 | 0.23 | 0.2 | 0.18 | 0.19 | 0.18 | 0.19 | 0.16 | 0.1 | 0.05 | 0.05 | 0.23 | 0.25 | 0.25 | 0.21 | 0.16 | 0.11 | 0.1 | 0.09 | 0.08 | 0.07 | 0.06 | 0.04 | 0.03 | 0.03 | 0.03 | 0.23 | 0.22 | 0.2 | 0.15 | 0.11 | 0.06 | 0.03 | 0.02 | 0.01 | 0.01 | 0.02 | 0.03 | 0.02 | 0.03 | 0.03 | 0.0473
| 22 | 369.5955 | 27.822 | 3.9214 | 371.4137 | 24.8537 | 1267.3454 | 0.17595 | 60.386 | 394.4492 | 1295.1674 | 4.0974 | 431.7997 | 784.3 | 724.5 | 660.2 | 513.9 | 402.6 | 215.8 | 187.4 | 161.9 | 183.2 | 157.8 | 153.7 | 154 | 175.3 | 147.1 | 128.4 | 804.2 | 681.7 | 511.7 | 309.5 | 226.2 | 147.8 | 164.8 | 121.9 | 99.4 | 52.5 | 73 | 97.6 | 183.7 | 194.2 | 226.7 | 730.5 | 644.9 | 560.3 | 593 | 607.9 | 482.5 | 431.9 | 385.6 | 417.4 | 396.4 | 404.4 | 331.4 | 215.4 | 101.9 | 101.7 | 465.4 | 493.8 | 505.9 | 434.8 | 327.6 | 239 | 206.7 | 187.9 | 173.1 | 150.6 | 128 | 101 | 73.8 | 44.3 | 32.2 | 469.4 | 441.1 | 407.5 | 307.2 | 215.6 | 131.3 | 65.4 | 34.7 | 16.6 | 13.6 | 9.8 | 6.3 | 4.7 | 2.7 | 1.8 | 74.8 | 66.5 | 58 | 43.4 | 29.2 | 9.7 | 5.9 | 6.5 | 8.4 | 7.9 | 8.6 | 9.9 | 12.4 | 10.7 | 9 | 78.6 | 64.6 | 46.6 | 28.4 | 21.5 | 13.7 | 14.2 | 10.4 | 7.8 | 3.2 | 3.8 | 6.2 | 13.3 | 15.2 | 17.5 | 65.5 | 54.2 | 41.2 | 46.5 | 48.7 | 37.2 | 28.2 | 22.3 | 24.4 | 24.8 | 24.6 | 20.1 | 9.7 | 3.7 | 3.5 | 43.6 | 44.3 | 42.8 | 31.3 | 19.2 | 9.3 | 10.1 | 10.9 | 9.6 | 7.4 | 4.5 | 3.3 | 1.6 | 1.3 | 1.3 | 42.3 | 37.8 | 31.4 | 22 | 15 | 7.9 | 3.6 | 1.2 | 0.5 | 0.5 | 0.8 | 1.3 | 1 | 1.2 | 1 | 10.76 | 9.53 | 8.29 | 6.19 | 4.11 | 1.28 | 0.72 | 0.83 | 1.11 | 1.05 | 1.17 | 1.37 | 1.74 | 1.5 | 1.26 | 11.33 | 9.29 | 6.68 | 4.08 | 3.09 | 1.97 | 2.03 | 1.48 | 1.1 | 0.44 | 0.51 | 0.85 | 1.86 | 2.14 | 2.46 | 9.38 | 7.72 | 5.79 | 6.57 | 6.9 | 5.26 | 3.92 | 3.04 | 3.34 | 3.42 | 3.38 | 2.76 | 1.27 | 0.47 | 0.44 | 6.26 | 6.34 | 6.1 | 4.4 | 2.63 | 1.19 | 1.35 | 1.48 | 1.31 | 0.99 | 0.57 | 0.4 | 0.17 | 0.13 | 0.13 | 6.06 | 5.39 | 4.44 | 3.09 | 2.11 | 1.09 | 0.49 | 0.14 | 0.05 | 0.05 | 0.08 | 0.13 | 0.1 | 0.12 | 0.1 | 38.5 | 37.9 | 36.8 | 30.2 | 28.1 | 20.5 | 20.1 | 16.1 | 17.2 | 14.2 | 13 | 11.9 | 12.4 | 10.2 | 9.2 | 37.7 | 33.9 | 27.1 | 16.3 | 11.2 | 7.6 | 9.4 | 7.1 | 6.4 | 4.2 | 6.4 | 7.6 | 12.8 | 12.5 | 14.8 | 39.6 | 38.2 | 38.5 | 38.1 | 38.1 | 31.5 | 32.8 | 32 | 34.4 | 31.2 | 32.7 | 26.9 | 20.7 | 10.4 | 10.6 | 23.5 | 26.8 | 29.7 | 30.5 | 27 | 24 | 18.8 | 15.6 | 14.7 | 13.7 | 13.2 | 10.7 | 8.6 | 8.3 | 8.4 | 25.2 | 25.6 | 26.8 | 21.7 | 15.6 | 10.6 | 6.2 | 4.7 | 2.9 | 3.4 | 5.2 | 8.1 | 6.7 | 7.8 | 6.4 | 2183.5 | 2102.1 | 2001.6 | 1610.7 | 1413.8 | 947.8 | 903.9 | 737.2 | 800.9 | 669.7 | 621.7 | 584.4 | 627.3 | 518.6 | 462.8 | 2177.9 | 1908.3 | 1494.7 | 893.7 | 634.2 | 424.8 | 506.9 | 379.7 | 330.9 | 203.5 | 304.2 | 373.2 | 648.8 | 651.4 | 768.2 | 2168 | 2029.4 | 1955.3 | 1979.7 | 1997.5 | 1629.8 | 1621.4 | 1540.8 | 1658.9 | 1524.1 | 1594.2 | 1310.9 | 965.5 | 475.7 | 480.4 | 1321.8 | 1467.4 | 1585.6 | 1534.4 | 1296.4 | 1097.2 | 883 | 749.4 | 703 | 641.3 | 602.2 | 484.5 | 379.1 | 449.4 | 495.8 | 1385.1 | 1363 | 1370.7 | 1083.9 | 775.3 | 509.3 | 309.3 | 243.1 | 167.6 | 192.2 | 289.6 | 444.4 | 358.6 | 402.7 | 326.7 | 0.39 | 0.36 | 0.32 | 0.25 | 0.19 | 0.1 | 0.08 | 0.07 | 0.08 | 0.07 | 0.07 | 0.07 | 0.08 | 0.07 | 0.06 | 0.4 | 0.34 | 0.25 | 0.16 | 0.11 | 0.07 | 0.08 | 0.06 | 0.05 | 0.02 | 0.03 | 0.05 | 0.09 | 0.09 | 0.11 | 0.36 | 0.31 | 0.27 | 0.28 | 0.29 | 0.23 | 0.2 | 0.18 | 0.19 | 0.18 | 0.19 | 0.15 | 0.1 | 0.05 | 0.05 | 0.23 | 0.24 | 0.25 | 0.21 | 0.15 | 0.11 | 0.09 | 0.09 | 0.08 | 0.07 | 0.06 | 0.05 | 0.03 | 0.03 | 0.03 | 0.23 | 0.22 | 0.2 | 0.15 | 0.1 | 0.06 | 0.03 | 0.02 | 0.01 | 0.01 | 0.02 | 0.03 | 0.02 | 0.03 | 0.02 | 0.0448
| 23 | 372.5233 | 28.6995 | 4.0457 | 374.399 | 24.4418 | 1259.286 | 0.17785 | 59.749 | 396.9651 | 1287.9855 | 4.2236 | 434.1479 | 774 | 719.4 | 663.7 | 528.2 | 415.2 | 219.9 | 190 | 162.9 | 180.7 | 155.2 | 151.5 | 160.9 | 179.9 | 152.8 | 127.9 | 793.6 | 676.2 | 510.8 | 319.1 | 238.3 | 157.6 | 176.4 | 132.3 | 108.5 | 56.4 | 75.2 | 102 | 185.8 | 194.9 | 222.6 | 722.8 | 632.6 | 551.5 | 601.6 | 629.9 | 495.7 | 442.7 | 398.4 | 436.8 | 411.8 | 412.8 | 333.1 | 211.1 | 95.9 | 94.6 | 458.7 | 491 | 508.1 | 443 | 334.3 | 239.4 | 208.9 | 189.8 | 176.4 | 151 | 129.1 | 101 | 74.1 | 43.7 | 31.8 | 460.5 | 431 | 396.5 | 304.9 | 216.4 | 132 | 64.2 | 34.1 | 16.2 | 13.1 | 9.7 | 6.1 | 4.5 | 2.6 | 1.7 | 74.3 | 66.7 | 59.4 | 46.3 | 31.7 | 10.5 | 6.3 | 6.7 | 8.2 | 7.6 | 8.4 | 10.5 | 12.9 | 11.3 | 9.1 | 78.3 | 64.9 | 47.2 | 30.1 | 22.9 | 14.8 | 15.4 | 11.5 | 8.7 | 3.6 | 3.8 | 6.3 | 13.2 | 15.1 | 17 | 64.5 | 53.1 | 41 | 49 | 52.9 | 40.1 | 30.7 | 25 | 27.6 | 27.3 | 26 | 20.7 | 9.6 | 3.4 | 3.2 | 43.3 | 44.5 | 43.9 | 33.1 | 20.6 | 9.5 | 10.4 | 10.9 | 9.8 | 7.2 | 4.3 | 2.9 | 1.5 | 1.3 | 1.3 | 41.9 | 36.9 | 30.1 | 21.4 | 14.8 | 7.8 | 3.4 | 1.1 | 0.5 | 0.5 | 0.8 | 1.2 | 1 | 1.2 | 1 | 10.7 | 9.56 | 8.49 | 6.6 | 4.46 | 1.4 | 0.77 | 0.86 | 1.08 | 1.01 | 1.14 | 1.46 | 1.81 | 1.59 | 1.27 | 11.29 | 9.35 | 6.77 | 4.32 | 3.3 | 2.12 | 2.2 | 1.64 | 1.24 | 0.5 | 0.51 | 0.87 | 1.85 | 2.14 | 2.4 | 9.24 | 7.56 | 5.76 | 6.95 | 7.51 | 5.69 | 4.28 | 3.45 | 3.81 | 3.8 | 3.59 | 2.85 | 1.26 | 0.42 | 0.4 | 6.22 | 6.37 | 6.26 | 4.67 | 2.85 | 1.23 | 1.39 | 1.5 | 1.34 | 0.96 | 0.52 | 0.35 | 0.16 | 0.13 | 0.13 | 6 | 5.27 | 4.26 | 2.99 | 2.07 | 1.07 | 0.46 | 0.14 | 0.05 | 0.05 | 0.08 | 0.12 | 0.1 | 0.12 | 0.1 | 37.5 | 37 | 36 | 29.5 | 27.5 | 20.2 | 20.1 | 16.1 | 17.1 | 14.1 | 12.9 | 12.2 | 12.6 | 10.4 | 9.1 | 36.6 | 32.8 | 26.4 | 16 | 11.5 | 8 | 9.9 | 7.5 | 6.8 | 4.4 | 6.7 | 8.1 | 13.1 | 12.6 | 14.7 | 39.4 | 37.6 | 37.5 | 37 | 37.3 | 30.7 | 32.1 | 31.2 | 34.1 | 30.9 | 32.5 | 26.6 | 20.2 | 9.9 | 9.9 | 22.9 | 26.2 | 29 | 29.9 | 26.5 | 23.8 | 18.9 | 15.8 | 15 | 13.9 | 13.6 | 11 | 8.8 | 8.1 | 8.2 | 24.4 | 25 | 26.4 | 22 | 15.9 | 10.9 | 6.3 | 4.7 | 2.9 | 3.3 | 5.1 | 7.9 | 6.5 | 7.6 | 6.3 | 2141.7 | 2069.3 | 1981.8 | 1608.8 | 1414.6 | 946.2 | 907.2 | 737.3 | 792.7 | 663.9 | 617.6 | 604.3 | 637.9 | 531.8 | 457.4 | 2130.5 | 1868 | 1473.1 | 899.4 | 659.7 | 449.1 | 537 | 406.1 | 354.3 | 214.1 | 316.9 | 394.4 | 663.8 | 656.2 | 757.8 | 2152.9 | 1994.3 | 1912.1 | 1951.5 | 1995.1 | 1616.6 | 1607.6 | 1529.7 | 1671.4 | 1532.7 | 1597.7 | 1302.2 | 944.3 | 451.7 | 449.9 | 1295.5 | 1445.2 | 1565.5 | 1526.2 | 1290.2 | 1091.6 | 887.9 | 758 | 715.1 | 651.4 | 617 | 495.7 | 383.2 | 443.6 | 489.4 | 1349.1 | 1332.8 | 1347.2 | 1091.7 | 787.4 | 519.5 | 312 | 245.2 | 170.1 | 188.6 | 284.8 | 430.6 | 347.1 | 394.4 | 326.1 | 0.38 | 0.35 | 0.32 | 0.26 | 0.2 | 0.1 | 0.09 | 0.07 | 0.08 | 0.07 | 0.07 | 0.08 | 0.08 | 0.07 | 0.06 | 0.4 | 0.34 | 0.25 | 0.16 | 0.12 | 0.08 | 0.09 | 0.06 | 0.05 | 0.03 | 0.03 | 0.05 | 0.09 | 0.09 | 0.11 | 0.36 | 0.31 | 0.26 | 0.29 | 0.3 | 0.24 | 0.21 | 0.18 | 0.2 | 0.19 | 0.19 | 0.16 | 0.1 | 0.04 | 0.04 | 0.23 | 0.24 | 0.25 | 0.21 | 0.16 | 0.11 | 0.1 | 0.09 | 0.08 | 0.07 | 0.06 | 0.04 | 0.03 | 0.03 | 0.03 | 0.23 | 0.21 | 0.19 | 0.15 | 0.1 | 0.06 | 0.03 | 0.02 | 0.01 | 0.01 | 0.02 | 0.03 | 0.02 | 0.03 | 0.02 | 0.043
SPSOc | 0 | 305.0538 | 14.0865 | 1.8716 | 305.9442 | 28.6478 | 1320.128 | 0.14642 | 65.6502 | 333.7016 | 1334.2145 | 2.018 | 371.5944 | 481.2 | 414.5 | 368.2 | 351.7 | 364.3 | 293.5 | 262.5 | 231.1 | 221.1 | 207.4 | 218.2 | 214.7 | 205.3 | 172.4 | 174.2 | 508.4 | 427.7 | 366.7 | 249.7 | 235.4 | 191.5 | 193.6 | 151.9 | 115.2 | 77.5 | 107.8 | 132 | 202.5 | 194.4 | 219.4 | 530.9 | 440.4 | 370.6 | 413.3 | 462.1 | 403.2 | 372.9 | 369.5 | 387.4 | 380.4 | 377.5 | 304.8 | 201.6 | 102.8 | 95.1 | 368.5 | 366.4 | 366.4 | 348.8 | 306 | 255 | 221.4 | 209.4 | 196.1 | 178.2 | 156.8 | 125.5 | 88.9 | 49.9 | 33.8 | 357.6 | 351.1 | 318.8 | 264.2 | 193.1 | 127.1 | 72.7 | 37.7 | 18.1 | 13.1 | 8.9 | 6.3 | 4.8 | 2.8 | 1.7 | 26.2 | 21.5 | 18 | 18.9 | 18 | 12.5 | 9.4 | 9.1 | 8.3 | 8.3 | 9 | 9.7 | 9.8 | 8.9 | 9.2 | 34.5 | 27.9 | 22.8 | 15.6 | 15.9 | 14.2 | 14.8 | 11.9 | 8.6 | 5.1 | 4.2 | 4.7 | 8.2 | 10 | 11.9 | 29.8 | 22.4 | 16.2 | 23.3 | 28.5 | 25.4 | 18.3 | 16.3 | 15.5 | 18.3 | 18.2 | 14.9 | 8 | 3.3 | 3 | 19.1 | 18.1 | 17.4 | 16.2 | 13.3 | 9 | 8.8 | 8.7 | 7.8 | 5.5 | 3.9 | 2.6 | 1.7 | 1.5 | 1.5 | 22.2 | 20.4 | 18.8 | 13.8 | 9.4 | 3.9 | 1.9 | 0.9 | 0.4 | 0.4 | 0.6 | 0.9 | 0.7 | 0.8 | 0.8 | 3.59 | 2.92 | 2.42 | 2.57 | 2.41 | 1.64 | 1.19 | 1.17 | 1.05 | 1.07 | 1.17 | 1.28 | 1.3 | 1.19 | 1.24 | 4.83 | 3.91 | 3.17 | 2.17 | 2.22 | 2 | 2.09 | 1.69 | 1.22 | 0.7 | 0.53 | 0.59 | 1.06 | 1.34 | 1.62 | 4.1 | 3.03 | 2.12 | 3.18 | 3.93 | 3.51 | 2.44 | 2.13 | 2.01 | 2.44 | 2.43 | 1.99 | 1.02 | 0.41 | 0.37 | 2.59 | 2.45 | 2.35 | 2.18 | 1.76 | 1.14 | 1.13 | 1.15 | 1.02 | 0.67 | 0.44 | 0.28 | 0.18 | 0.15 | 0.15 | 3.08 | 2.83 | 2.61 | 1.9 | 1.27 | 0.49 | 0.22 | 0.1 | 0.04 | 0.04 | 0.06 | 0.09 | 0.07 | 0.08 | 0.08 | 41.6 | 36.9 | 33.7 | 30.6 | 33 | 28.6 | 27.2 | 23.2 | 22.5 | 20.5 | 21.3 | 20.3 | 18.9 | 15.3 | 15.3 | 37.8 | 32.9 | 29.2 | 19.9 | 17.5 | 13.2 | 12.8 | 9.8 | 7.8 | 5.9 | 10.8 | 13.6 | 20 | 17.3 | 18.9 | 45.2 | 39.6 | 35.6 | 34.8 | 36.7 | 31.6 | 33.8 | 35.2 | 38.5 | 35 | 34.9 | 28 | 20.3 | 10.9 | 10.2 | 32.8 | 33.4 | 34.1 | 32.9 | 29.6 | 26.4 | 22.1 | 20.6 | 19.6 | 19.3 | 17.7 | 14.6 | 10.6 | 9.5 | 9.3 | 28.4 | 29.5 | 26.6 | 23.7 | 17.8 | 13.8 | 8.6 | 4.9 | 2.6 | 2.8 | 3.8 | 5.7 | 4.4 | 5.6 | 4.9 | 1947.8 | 1706.6 | 1558 | 1436.2 | 1547.6 | 1302.7 | 1220.1 | 1047.8 | 1025.9 | 945.3 | 984.7 | 943.9 | 886.8 | 723.2 | 724.6 | 1843.2 | 1576.2 | 1394.1 | 942.2 | 860.9 | 659.7 | 655 | 504.2 | 395.6 | 290.2 | 495.4 | 620.2 | 920.6 | 817 | 900.6 | 2114.8 | 1832 | 1637.5 | 1665.9 | 1787.4 | 1543.5 | 1591.8 | 1636.3 | 1756.9 | 1627.9 | 1627.6 | 1316.9 | 936.1 | 493.7 | 458.3 | 1526.1 | 1536.1 | 1554.4 | 1488.6 | 1343.7 | 1193.2 | 1007.8 | 933.7 | 882.5 | 856.1 | 788 | 647.7 | 462.9 | 532.3 | 576.9 | 1363.5 | 1364.1 | 1225.5 | 1066.7 | 816.1 | 605.5 | 379 | 219 | 128.3 | 143.7 | 190.3 | 269.4 | 196.3 | 241.6 | 220.9 | 0.24 | 0.21 | 0.18 | 0.17 | 0.17 | 0.14 | 0.13 | 0.11 | 0.1 | 0.09 | 0.1 | 0.1 | 0.09 | 0.08 | 0.08 | 0.26 | 0.22 | 0.18 | 0.13 | 0.11 | 0.1 | 0.09 | 0.07 | 0.06 | 0.04 | 0.05 | 0.06 | 0.09 | 0.09 | 0.1 | 0.27 | 0.22 | 0.17 | 0.19 | 0.22 | 0.19 | 0.17 | 0.17 | 0.18 | 0.18 | 0.18 | 0.14 | 0.09 | 0.05 | 0.04 | 0.18 | 0.18 | 0.19 | 0.18 | 0.15 | 0.12 | 0.1 | 0.1 | 0.1 | 0.09 | 0.07 | 0.06 | 0.04 | 0.04 | 0.03 | 0.18 | 0.19 | 0.17 | 0.15 | 0.1 | 0.06 | 0.04 | 0.02 | 0.01 | 0.01 | 0.01 | 0.02 | 0.02 | 0.02 | 0.02 | 0.0439
| 1 | 304.889 | 14.076 | 1.875 | 305.78 | 28.6331 | 1318.7053 | 0.14642 | 65.5957 | 333.5221 | 1332.7813 | 2.0214 | 371.3757 | 479.4 | 410.6 | 365.6 | 347.4 | 364.1 | 294.3 | 266 | 234 | 223.7 | 209.4 | 219.6 | 216.3 | 208.5 | 175.8 | 177.4 | 506 | 424.7 | 364.4 | 247.7 | 238.7 | 198.9 | 203.8 | 159 | 118.5 | 79.1 | 108.7 | 131.5 | 200.6 | 192.9 | 219 | 532 | 438.8 | 367.5 | 404.7 | 452.9 | 395.8 | 369.5 | 370.5 | 388.8 | 384 | 380.2 | 308.4 | 203.5 | 104 | 95.4 | 366.9 | 363.8 | 365.1 | 346.1 | 305.9 | 254.5 | 224 | 209.7 | 198.5 | 180.4 | 161.2 | 128 | 89.8 | 49.6 | 33.2 | 356.9 | 349.1 | 317.4 | 263 | 194.8 | 130 | 75.3 | 38.9 | 18.5 | 13.2 | 9 | 6.4 | 4.8 | 2.8 | 1.6 | 26 | 21.2 | 17.9 | 18.5 | 18 | 12.5 | 9.7 | 9.2 | 8.5 | 8.5 | 9.2 | 9.8 | 10 | 9.2 | 9.4 | 34.2 | 27.6 | 22.8 | 15.5 | 16.3 | 14.9 | 15.8 | 12.6 | 9 | 5.2 | 4.2 | 4.6 | 8 | 9.8 | 11.8 | 30 | 22.2 | 16.1 | 22.4 | 27.4 | 24.3 | 17.8 | 16.3 | 15.7 | 18.8 | 18.7 | 15.4 | 8.2 | 3.4 | 3.1 | 19 | 18 | 17.5 | 16.1 | 13.4 | 9 | 8.9 | 8.7 | 7.9 | 5.4 | 4 | 2.6 | 1.7 | 1.5 | 1.5 | 22.2 | 20.3 | 18.8 | 13.8 | 9.6 | 4.1 | 2 | 0.9 | 0.4 | 0.4 | 0.6 | 0.9 | 0.7 | 0.9 | 0.8 | 3.55 | 2.89 | 2.42 | 2.52 | 2.41 | 1.64 | 1.23 | 1.2 | 1.08 | 1.1 | 1.19 | 1.29 | 1.33 | 1.24 | 1.27 | 4.79 | 3.87 | 3.17 | 2.17 | 2.28 | 2.11 | 2.23 | 1.78 | 1.26 | 0.72 | 0.54 | 0.57 | 1.02 | 1.31 | 1.6 | 4.13 | 3.01 | 2.11 | 3.04 | 3.77 | 3.35 | 2.37 | 2.14 | 2.03 | 2.52 | 2.5 | 2.06 | 1.05 | 0.42 | 0.37 | 2.57 | 2.43 | 2.35 | 2.17 | 1.77 | 1.14 | 1.14 | 1.13 | 1.03 | 0.66 | 0.45 | 0.27 | 0.18 | 0.15 | 0.15 | 3.08 | 2.81 | 2.62 | 1.9 | 1.29 | 0.52 | 0.24 | 0.1 | 0.04 | 0.04 | 0.06 | 0.09 | 0.07 | 0.09 | 0.08 | 41.6 | 36.7 | 33.4 | 30.4 | 33 | 28.6 | 27.4 | 23.5 | 22.6 | 20.6 | 21.4 | 20.4 | 19.1 | 15.5 | 15.5 | 37.8 | 32.8 | 28.8 | 19.7 | 17.6 | 13.5 | 13.3 | 10.2 | 7.9 | 6 | 10.9 | 13.6 | 19.9 | 17.2 | 18.9 | 45.2 | 39.5 | 35.3 | 34.5 | 36.4 | 31.5 | 33.9 | 35.3 | 38.5 | 35 | 34.8 | 28 | 20.4 | 11 | 10.2 | 32.7 | 33.2 | 33.9 | 32.6 | 29.5 | 26.3 | 22.4 | 20.7 | 19.8 | 19.6 | 18.2 | 14.9 | 10.7 | 9.4 | 9.1 | 28.4 | 29.3 | 26.4 | 23.6 | 17.8 | 14 | 8.8 | 5.1 | 2.6 | 2.9 | 3.8 | 5.8 | 4.4 | 5.7 | 5.1 | 1942.4 | 1691 | 1543.6 | 1422.2 | 1547.6 | 1305.8 | 1231.6 | 1060 | 1034.7 | 950.3 | 988.2 | 949.9 | 897.4 | 733.3 | 734.9 | 1837.9 | 1567.4 | 1381.6 | 931.9 | 866.4 | 679.1 | 684 | 524.8 | 404.8 | 294.7 | 499.3 | 621.1 | 916.6 | 813.7 | 902 | 2113.3 | 1826.2 | 1622.6 | 1645.9 | 1768 | 1534.1 | 1588.7 | 1640.4 | 1760.2 | 1632.3 | 1628.5 | 1322.9 | 940.9 | 498.7 | 459.3 | 1518.9 | 1524.7 | 1545.7 | 1476.6 | 1343.4 | 1192 | 1018.9 | 937.7 | 894.2 | 872.4 | 811.3 | 662.3 | 467.9 | 529.5 | 571.6 | 1359.5 | 1354.7 | 1216.5 | 1059.9 | 821.5 | 616.9 | 391.5 | 226.2 | 130 | 143.4 | 189.7 | 268 | 195.4 | 245.3 | 227.3 | 0.24 | 0.21 | 0.18 | 0.17 | 0.17 | 0.14 | 0.13 | 0.11 | 0.1 | 0.09 | 0.1 | 0.1 | 0.09 | 0.08 | 0.08 | 0.26 | 0.22 | 0.18 | 0.13 | 0.12 | 0.1 | 0.1 | 0.08 | 0.06 | 0.04 | 0.05 | 0.06 | 0.09 | 0.09 | 0.1 | 0.27 | 0.22 | 0.17 | 0.19 | 0.21 | 0.18 | 0.17 | 0.17 | 0.18 | 0.18 | 0.18 | 0.14 | 0.09 | 0.05 | 0.04 | 0.18 | 0.18 | 0.19 | 0.18 | 0.15 | 0.12 | 0.1 | 0.1 | 0.1 | 0.08 | 0.07 | 0.06 | 0.04 | 0.03 | 0.03 | 0.18 | 0.19 | 0.17 | 0.15 | 0.1 | 0.06 | 0.04 | 0.02 | 0.01 | 0.01 | 0.01 | 0.02 | 0.02 | 0.02 | 0.02 | 0.0437
| 2 | 306.9101 | 14.1686 | 1.8839 | 307.806 | 28.832 | 1328.7068 | 0.14722 | 66.0748 | 335.742 | 1342.8755 | 2.0311 | 373.8808 | 482.5 | 413.1 | 369.8 | 351.5 | 367.9 | 295.3 | 265.3 | 234.1 | 224.2 | 211 | 220.9 | 218.4 | 209 | 175.9 | 176.9 | 511.2 | 428.1 | 367.1 | 250.1 | 241.6 | 202.6 | 207.2 | 163 | 122 | 81.6 | 111.9 | 138.3 | 208.6 | 201.4 | 225.6 | 533.2 | 439.7 | 366.9 | 404.4 | 450.5 | 394.7 | 368.6 | 371.9 | 391.2 | 384 | 380.2 | 309.6 | 205 | 106.1 | 96 | 369.4 | 365.9 | 368.5 | 347.6 | 307.8 | 256.1 | 227 | 214 | 201.8 | 182.7 | 161.7 | 128.4 | 91.6 | 51 | 34.6 | 359.5 | 350.2 | 317 | 263.6 | 197.3 | 133.9 | 78 | 40.4 | 19.4 | 13.3 | 9.1 | 6.5 | 4.9 | 2.9 | 1.7 | 26.2 | 21.5 | 18.4 | 19 | 18.1 | 12.4 | 9.3 | 9.1 | 8.3 | 8.5 | 9.2 | 9.9 | 10 | 9 | 9.2 | 34.8 | 28 | 23 | 15.6 | 16.3 | 15 | 15.8 | 12.9 | 9.2 | 5.4 | 4.3 | 4.9 | 8.4 | 10.4 | 12.3 | 30.2 | 22.4 | 15.9 | 22.2 | 26.9 | 24 | 17.6 | 16.4 | 15.8 | 18.6 | 18.5 | 15.3 | 8.1 | 3.5 | 3.1 | 19.1 | 18.2 | 17.8 | 16.1 | 13.2 | 8.8 | 8.9 | 8.8 | 8 | 5.6 | 4 | 2.6 | 1.8 | 1.5 | 1.5 | 22.4 | 20.4 | 18.8 | 13.8 | 9.6 | 4.2 | 2 | 0.9 | 0.4 | 0.4 | 0.6 | 0.9 | 0.7 | 0.9 | 0.8 | 3.58 | 2.93 | 2.47 | 2.58 | 2.43 | 1.62 | 1.18 | 1.17 | 1.05 | 1.1 | 1.2 | 1.3 | 1.33 | 1.21 | 1.24 | 4.88 | 3.92 | 3.19 | 2.17 | 2.28 | 2.12 | 2.23 | 1.82 | 1.3 | 0.75 | 0.55 | 0.62 | 1.08 | 1.4 | 1.66 | 4.15 | 3.04 | 2.1 | 3.02 | 3.69 | 3.31 | 2.34 | 2.16 | 2.05 | 2.49 | 2.48 | 2.05 | 1.05 | 0.43 | 0.38 | 2.6 | 2.47 | 2.39 | 2.16 | 1.74 | 1.11 | 1.15 | 1.16 | 1.04 | 0.68 | 0.46 | 0.28 | 0.18 | 0.16 | 0.15 | 3.12 | 2.83 | 2.61 | 1.89 | 1.29 | 0.52 | 0.24 | 0.1 | 0.04 | 0.04 | 0.06 | 0.09 | 0.07 | 0.09 | 0.08 | 41.8 | 36.8 | 33.6 | 30.5 | 33.4 | 28.9 | 27.6 | 23.6 | 22.8 | 20.9 | 21.5 | 20.6 | 19.2 | 15.6 | 15.6 | 37.9 | 32.9 | 29.1 | 20 | 18 | 13.9 | 13.8 | 10.4 | 8.2 | 6.2 | 11.3 | 14.2 | 20.6 | 17.8 | 19.4 | 45.2 | 39.4 | 35.3 | 34.6 | 36.6 | 31.6 | 33.9 | 35.4 | 38.7 | 35.2 | 35 | 28.2 | 20.6 | 11.2 | 10.2 | 32.8 | 33.3 | 34.1 | 32.8 | 29.9 | 26.7 | 22.7 | 21.1 | 20.2 | 19.8 | 18.2 | 15 | 10.9 | 9.6 | 9.4 | 28.5 | 29.3 | 26.3 | 23.6 | 18.2 | 14.4 | 9.2 | 5.3 | 2.8 | 2.9 | 3.9 | 5.9 | 4.6 | 5.7 | 5 | 1954.5 | 1698.5 | 1556.1 | 1433.8 | 1564.7 | 1317.4 | 1238.9 | 1066.8 | 1041.9 | 959.7 | 994.8 | 959.3 | 901.1 | 739.1 | 737.9 | 1849.8 | 1576.6 | 1392.7 | 943.1 | 883.4 | 696.4 | 702.2 | 538.3 | 417.2 | 304.7 | 516.2 | 649.1 | 950.3 | 844.6 | 926.2 | 2116.4 | 1825.5 | 1623 | 1648.2 | 1771.4 | 1537.1 | 1589 | 1645.5 | 1767.5 | 1636.5 | 1632.1 | 1331.7 | 949.9 | 508.4 | 462 | 1528.1 | 1529.8 | 1556.8 | 1484.3 | 1357.5 | 1204.5 | 1034.3 | 956.7 | 909.8 | 879.9 | 812.4 | 663.8 | 476.7 | 540.2 | 583.2 | 1367 | 1359.5 | 1217.3 | 1066.1 | 836 | 638.1 | 412.9 | 239.8 | 140.6 | 143.6 | 194.8 | 275.8 | 203.9 | 247.4 | 225.8 | 0.24 | 0.21 | 0.18 | 0.17 | 0.17 | 0.14 | 0.13 | 0.11 | 0.1 | 0.1 | 0.1 | 0.1 | 0.1 | 0.08 | 0.08 | 0.26 | 0.22 | 0.18 | 0.13 | 0.12 | 0.1 | 0.1 | 0.08 | 0.06 | 0.04 | 0.05 | 0.06 | 0.09 | 0.09 | 0.1 | 0.27 | 0.22 | 0.17 | 0.19 | 0.21 | 0.18 | 0.17 | 0.17 | 0.18 | 0.18 | 0.18 | 0.14 | 0.09 | 0.05 | 0.04 | 0.18 | 0.18 | 0.19 | 0.18 | 0.15 | 0.12 | 0.11 | 0.1 | 0.1 | 0.09 | 0.07 | 0.06 | 0.04 | 0.04 | 0.03 | 0.18 | 0.19 | 0.17 | 0.14 | 0.1 | 0.07 | 0.04 | 0.02 | 0.01 | 0.01 | 0.01 | 0.02 | 0.02 | 0.02 | 0.02 | 0.0444
| 3 | 310.64 | 14.1945 | 1.8858 | 311.5372 | 29.291 | 1349.937 | 0.1466 | 67.1281 | 339.931 | 1364.1314 | 2.0324 | 378.6653 | 495.1 | 425.9 | 377.7 | 361.5 | 374.8 | 298 | 264.7 | 231.7 | 221.7 | 206.9 | 218 | 216.3 | 208.2 | 174.4 | 177.2 | 528.4 | 441.3 | 375.4 | 257.1 | 247.4 | 203.7 | 207.3 | 162.3 | 122.9 | 81.6 | 113.8 | 140.3 | 209.2 | 199.1 | 223.4 | 536.4 | 443.4 | 374.7 | 407.9 | 452.7 | 391.5 | 367.9 | 370.9 | 389.2 | 378.7 | 374.9 | 307.3 | 207.3 | 108.7 | 98 | 377.8 | 374.2 | 374.8 | 352.3 | 310.2 | 256.8 | 227.9 | 214.1 | 202.4 | 183 | 162.5 | 128.2 | 91.2 | 51 | 35 | 366 | 356.7 | 321.6 | 268 | 200.5 | 134.6 | 77.9 | 39.5 | 19.2 | 13.3 | 9.2 | 6.6 | 5 | 2.9 | 1.7 | 27.5 | 22.6 | 18.5 | 19.3 | 18.3 | 12.4 | 9.1 | 8.7 | 7.8 | 7.9 | 8.7 | 9.6 | 9.9 | 9 | 9.4 | 36.7 | 29.2 | 23.5 | 16.1 | 16.8 | 15.1 | 15.8 | 12.8 | 9.2 | 5.3 | 4.3 | 5 | 8.2 | 9.9 | 11.8 | 30.8 | 22.9 | 16.1 | 21.7 | 26.2 | 23.1 | 17.2 | 16 | 15.5 | 17.7 | 17.6 | 14.7 | 8.2 | 3.6 | 3.1 | 19.9 | 18.8 | 18.1 | 16.5 | 13.5 | 8.9 | 8.9 | 8.7 | 7.9 | 5.5 | 4 | 2.6 | 1.8 | 1.5 | 1.5 | 23 | 20.8 | 18.8 | 13.9 | 9.8 | 4.3 | 2 | 0.9 | 0.4 | 0.4 | 0.6 | 0.9 | 0.7 | 0.9 | 0.8 | 3.76 | 3.08 | 2.49 | 2.63 | 2.44 | 1.62 | 1.15 | 1.12 | 0.98 | 1.01 | 1.12 | 1.26 | 1.31 | 1.21 | 1.27 | 5.15 | 4.1 | 3.27 | 2.24 | 2.35 | 2.13 | 2.23 | 1.81 | 1.3 | 0.74 | 0.56 | 0.63 | 1.05 | 1.33 | 1.59 | 4.24 | 3.11 | 2.12 | 2.94 | 3.58 | 3.16 | 2.28 | 2.09 | 2 | 2.36 | 2.35 | 1.95 | 1.05 | 0.44 | 0.38 | 2.7 | 2.55 | 2.44 | 2.22 | 1.79 | 1.12 | 1.14 | 1.14 | 1.03 | 0.67 | 0.46 | 0.28 | 0.18 | 0.15 | 0.15 | 3.19 | 2.88 | 2.61 | 1.91 | 1.31 | 0.53 | 0.24 | 0.1 | 0.04 | 0.04 | 0.06 | 0.09 | 0.07 | 0.09 | 0.08 | 42.4 | 37.5 | 34.5 | 31.6 | 34.2 | 29.2 | 27.7 | 23.6 | 22.9 | 20.8 | 21.6 | 20.6 | 19.2 | 15.4 | 15.4 | 38.5 | 33.6 | 29.7 | 20.5 | 18.3 | 14 | 13.8 | 10.4 | 8.3 | 6.2 | 11.5 | 14.5 | 20.9 | 17.9 | 19.5 | 45.1 | 39.5 | 36.2 | 35.5 | 37.5 | 32.1 | 34.2 | 35.6 | 38.8 | 35.3 | 35.1 | 28.5 | 20.9 | 11.5 | 10.5 | 33.3 | 33.8 | 34.6 | 33 | 29.9 | 26.7 | 22.8 | 21.2 | 20.4 | 19.9 | 18.4 | 15 | 10.9 | 9.6 | 9.3 | 28.9 | 29.9 | 26.9 | 24.1 | 18.4 | 14.5 | 9.2 | 5.1 | 2.7 | 2.9 | 4 | 6 | 4.6 | 5.8 | 5.1 | 1990.3 | 1740.5 | 1597.9 | 1480.5 | 1600.6 | 1333.7 | 1244.3 | 1065.2 | 1042.9 | 954 | 993.5 | 956.7 | 900.1 | 731 | 734.2 | 1891.2 | 1614.5 | 1423 | 968.2 | 900.3 | 699.8 | 703.7 | 537.4 | 420.6 | 304.9 | 524.1 | 659.1 | 960.1 | 845.9 | 927.8 | 2116.9 | 1832.9 | 1662.8 | 1684.6 | 1805.7 | 1549.4 | 1598.8 | 1652.7 | 1767.2 | 1633.1 | 1629 | 1337.8 | 962.1 | 520.4 | 473.2 | 1555.4 | 1559.8 | 1582.9 | 1501.7 | 1364.2 | 1209.7 | 1041.9 | 961.4 | 915.7 | 883 | 816.2 | 663 | 474.8 | 533.3 | 575.7 | 1389.5 | 1386 | 1242.4 | 1086.8 | 848.5 | 640.2 | 406.1 | 228.8 | 133.5 | 144.3 | 199.8 | 281.3 | 207.7 | 249.9 | 229.6 | 0.24 | 0.21 | 0.18 | 0.18 | 0.17 | 0.14 | 0.12 | 0.11 | 0.1 | 0.09 | 0.1 | 0.1 | 0.09 | 0.08 | 0.08 | 0.27 | 0.23 | 0.19 | 0.13 | 0.12 | 0.1 | 0.1 | 0.08 | 0.06 | 0.04 | 0.05 | 0.06 | 0.09 | 0.09 | 0.1 | 0.27 | 0.22 | 0.18 | 0.19 | 0.21 | 0.18 | 0.17 | 0.17 | 0.18 | 0.18 | 0.18 | 0.14 | 0.09 | 0.05 | 0.04 | 0.18 | 0.19 | 0.19 | 0.18 | 0.15 | 0.12 | 0.11 | 0.1 | 0.1 | 0.09 | 0.07 | 0.06 | 0.04 | 0.04 | 0.03 | 0.18 | 0.19 | 0.17 | 0.15 | 0.1 | 0.07 | 0.04 | 0.02 | 0.01 | 0.01 | 0.01 | 0.02 | 0.02 | 0.02 | 0.02 | 0.0462
| 4 | 317.5834 | 14.2944 | 1.8956 | 318.4859 | 30.1583 | 1386.2022 | 0.15086 | 69.0119 | 347.7416 | 1400.4966 | 2.0465 | 387.4979 | 509.6 | 442.1 | 392.3 | 367.1 | 376.8 | 300.1 | 270.4 | 235.8 | 225.4 | 211.4 | 223.7 | 223.1 | 211.8 | 177.6 | 179.3 | 540.6 | 456.9 | 391.4 | 262.1 | 243.5 | 196.5 | 198.8 | 153.1 | 115 | 77.4 | 112.2 | 139.4 | 212.1 | 201.2 | 225.7 | 531.2 | 442.3 | 375.8 | 402 | 443.3 | 382 | 364.3 | 365.2 | 382.9 | 371.6 | 372.4 | 308 | 212.5 | 114.1 | 103.9 | 389.4 | 387 | 385.3 | 358.3 | 311.5 | 258.8 | 228.2 | 214.1 | 203.7 | 183.3 | 159.5 | 124.4 | 88.3 | 51.4 | 35.9 | 374.8 | 365.6 | 331 | 273 | 201.8 | 135 | 77.8 | 40 | 19.4 | 13.7 | 9.6 | 6.8 | 5.1 | 2.9 | 1.8 | 28.3 | 23.5 | 19.2 | 19 | 17.6 | 11.9 | 9.3 | 8.8 | 7.9 | 8 | 8.9 | 9.9 | 10 | 9.1 | 9.4 | 37.7 | 30.5 | 24.8 | 16.2 | 16.4 | 14.6 | 15.2 | 12.1 | 8.7 | 5 | 4.2 | 4.8 | 8.2 | 9.9 | 11.9 | 29.8 | 22.3 | 15.4 | 20.1 | 24.2 | 21.1 | 16.2 | 14.6 | 14.2 | 16.3 | 17.1 | 14.4 | 8.4 | 3.7 | 3.2 | 20.6 | 19.7 | 18.5 | 16.6 | 13.1 | 8.8 | 8.5 | 8.3 | 7.6 | 5.5 | 4 | 2.6 | 1.7 | 1.5 | 1.5 | 23.7 | 21.4 | 19.5 | 14.2 | 9.8 | 4.3 | 2 | 0.9 | 0.4 | 0.4 | 0.6 | 0.9 | 0.7 | 0.9 | 0.9 | 3.88 | 3.21 | 2.58 | 2.58 | 2.34 | 1.55 | 1.16 | 1.13 | 0.99 | 1.02 | 1.15 | 1.3 | 1.32 | 1.22 | 1.26 | 5.29 | 4.27 | 3.45 | 2.26 | 2.28 | 2.06 | 2.15 | 1.72 | 1.23 | 0.7 | 0.54 | 0.6 | 1.04 | 1.33 | 1.6 | 4.09 | 3.02 | 2.01 | 2.7 | 3.28 | 2.87 | 2.13 | 1.88 | 1.81 | 2.15 | 2.26 | 1.91 | 1.08 | 0.45 | 0.39 | 2.79 | 2.67 | 2.5 | 2.22 | 1.72 | 1.1 | 1.08 | 1.07 | 0.98 | 0.66 | 0.45 | 0.27 | 0.18 | 0.16 | 0.15 | 3.29 | 2.96 | 2.71 | 1.95 | 1.32 | 0.53 | 0.23 | 0.11 | 0.04 | 0.04 | 0.06 | 0.09 | 0.07 | 0.09 | 0.09 | 43.5 | 38.8 | 35.9 | 32.6 | 35.1 | 29.9 | 28.4 | 24.1 | 23.4 | 21.4 | 22.2 | 21.2 | 19.6 | 15.8 | 15.8 | 39.3 | 34.6 | 30.7 | 21 | 18.2 | 13.5 | 13.2 | 9.8 | 7.7 | 5.9 | 11.4 | 14.5 | 21.3 | 18.2 | 19.8 | 45.2 | 39.9 | 37 | 36.2 | 38.1 | 32.6 | 34.6 | 36.2 | 39.1 | 35.6 | 35.2 | 28.8 | 21.4 | 12.1 | 11.2 | 34.2 | 34.8 | 35.6 | 33.8 | 30.5 | 27.2 | 23.3 | 21.6 | 20.8 | 20 | 18 | 14.5 | 10.5 | 9.7 | 9.6 | 29.4 | 30.5 | 27.5 | 24.5 | 18.6 | 14.5 | 9.2 | 5.2 | 2.7 | 2.9 | 4.1 | 6 | 4.6 | 5.9 | 5.4 | 2047.5 | 1802.7 | 1659.7 | 1520.5 | 1632.4 | 1359.6 | 1272.4 | 1086.2 | 1061.7 | 978.4 | 1020.1 | 986.1 | 917.5 | 745.9 | 747.6 | 1930.8 | 1665.4 | 1475.5 | 991.4 | 892.3 | 674.1 | 671.1 | 503.5 | 391.9 | 290 | 519.5 | 660.5 | 977.3 | 857.3 | 939.4 | 2121.3 | 1846.2 | 1690 | 1699.9 | 1813.1 | 1555.3 | 1609.3 | 1665.6 | 1772.8 | 1637.7 | 1633 | 1350.3 | 984.5 | 547.9 | 503.6 | 1601.3 | 1607.7 | 1630.4 | 1533.9 | 1385 | 1223.7 | 1056.8 | 974.2 | 933.5 | 887.3 | 800.9 | 642.2 | 459.8 | 541.2 | 589.9 | 1417.9 | 1420.6 | 1276.8 | 1110 | 854.1 | 641.1 | 405.2 | 229.7 | 134 | 145.6 | 203.1 | 282.6 | 208.3 | 256.5 | 241.1 | 0.25 | 0.22 | 0.19 | 0.18 | 0.17 | 0.14 | 0.13 | 0.11 | 0.1 | 0.1 | 0.1 | 0.1 | 0.1 | 0.08 | 0.08 | 0.27 | 0.23 | 0.2 | 0.14 | 0.12 | 0.1 | 0.1 | 0.08 | 0.06 | 0.04 | 0.05 | 0.06 | 0.1 | 0.09 | 0.1 | 0.27 | 0.22 | 0.18 | 0.19 | 0.21 | 0.18 | 0.17 | 0.16 | 0.18 | 0.17 | 0.18 | 0.14 | 0.1 | 0.05 | 0.05 | 0.19 | 0.19 | 0.19 | 0.18 | 0.15 | 0.12 | 0.11 | 0.1 | 0.1 | 0.09 | 0.07 | 0.05 | 0.04 | 0.04 | 0.04 | 0.19 | 0.19 | 0.18 | 0.15 | 0.1 | 0.07 | 0.04 | 0.02 | 0.01 | 0.01 | 0.02 | 0.02 | 0.02 | 0.02 | 0.02 | 0.0485
| 5 | 313.4862 | 13.2987 | 1.7558 | 314.3239 | 30.5835 | 1386.2873 | 0.15502 | 69.4406 | 344.0697 | 1399.586 | 1.9108 | 383.7645 | 518.2 | 446.5 | 376.7 | 345 | 357.4 | 299.3 | 276.1 | 241.4 | 230 | 214.5 | 226.8 | 224.8 | 213.9 | 181.4 | 183.8 | 554.5 | 463.7 | 378.2 | 240.1 | 226.4 | 190.3 | 194.2 | 143.1 | 106.7 | 74.4 | 114.5 | 142.3 | 217.6 | 205.3 | 231.8 | 536.9 | 446.4 | 361.2 | 358.9 | 392.1 | 343.8 | 352.5 | 349.7 | 370.4 | 346.8 | 360.6 | 299.1 | 218.6 | 121.9 | 111.4 | 395.2 | 390.2 | 374 | 345.2 | 298.4 | 259.6 | 231.5 | 220.9 | 209 | 184.9 | 155 | 118.5 | 83.9 | 50.6 | 35.7 | 380.7 | 370.3 | 331.5 | 271.6 | 199.8 | 132.1 | 75.8 | 37.7 | 19.1 | 13.5 | 9.5 | 6.7 | 5 | 2.7 | 1.8 | 28.7 | 23.3 | 16.8 | 16 | 15 | 11.1 | 9.3 | 8.9 | 8 | 8 | 9 | 9.9 | 10 | 9.3 | 9.6 | 38.6 | 30.6 | 23.1 | 14.1 | 14.8 | 14.1 | 14.7 | 11.2 | 7.9 | 4.7 | 4.2 | 4.8 | 8.4 | 10.2 | 12.3 | 30.4 | 22.5 | 13.3 | 14.9 | 18.2 | 16.4 | 14.4 | 12.6 | 12.6 | 13.4 | 15.3 | 12.9 | 8.6 | 4 | 3.6 | 20.6 | 19.3 | 16.7 | 14.6 | 11.3 | 8.4 | 8.5 | 8.6 | 7.8 | 5.6 | 3.9 | 2.5 | 1.6 | 1.5 | 1.5 | 24 | 21.6 | 19.3 | 14 | 9.6 | 4.1 | 1.9 | 0.9 | 0.4 | 0.4 | 0.6 | 0.9 | 0.7 | 0.8 | 0.8 | 3.93 | 3.19 | 2.24 | 2.15 | 1.96 | 1.43 | 1.18 | 1.15 | 1.01 | 1.02 | 1.16 | 1.3 | 1.33 | 1.24 | 1.29 | 5.42 | 4.3 | 3.21 | 1.96 | 2.06 | 1.98 | 2.07 | 1.59 | 1.12 | 0.66 | 0.53 | 0.6 | 1.08 | 1.37 | 1.66 | 4.18 | 3.05 | 1.7 | 1.95 | 2.42 | 2.19 | 1.86 | 1.59 | 1.58 | 1.73 | 2 | 1.69 | 1.1 | 0.5 | 0.44 | 2.8 | 2.62 | 2.23 | 1.94 | 1.46 | 1.04 | 1.09 | 1.13 | 1.02 | 0.69 | 0.45 | 0.27 | 0.17 | 0.16 | 0.15 | 3.33 | 3 | 2.69 | 1.92 | 1.29 | 0.51 | 0.23 | 0.1 | 0.04 | 0.04 | 0.06 | 0.09 | 0.07 | 0.08 | 0.08 | 44.5 | 39.7 | 36.1 | 32.5 | 34.9 | 30.7 | 29.2 | 24.8 | 23.9 | 21.8 | 22.5 | 21.4 | 19.9 | 16.1 | 16.2 | 40.4 | 35.5 | 30.6 | 20.1 | 17.3 | 13.1 | 13 | 9.2 | 7.3 | 5.8 | 11.7 | 14.9 | 21.8 | 18.5 | 20.2 | 45.5 | 40.3 | 37 | 35.1 | 36.6 | 31.6 | 34.7 | 35.9 | 38.8 | 35 | 35.3 | 29 | 22 | 12.9 | 11.9 | 35 | 35.7 | 36 | 34 | 30.3 | 27.6 | 23.8 | 22.3 | 21.4 | 20.1 | 17.4 | 13.8 | 10 | 9.5 | 9.5 | 30 | 31 | 27.9 | 24.6 | 18.5 | 14.3 | 8.9 | 4.8 | 2.6 | 2.9 | 4.1 | 5.9 | 4.4 | 5.5 | 5.1 | 2078.9 | 1824.3 | 1632.6 | 1476.2 | 1594.7 | 1371.8 | 1295.4 | 1107.5 | 1083.7 | 994.4 | 1036 | 995 | 928.7 | 762.9 | 767.9 | 1976.9 | 1688.2 | 1442 | 923.4 | 842 | 655.5 | 661.9 | 475.3 | 367.6 | 282.1 | 533.4 | 676.5 | 1000.9 | 872.1 | 961.2 | 2130.6 | 1858.3 | 1667.7 | 1607.4 | 1700 | 1477.5 | 1595.3 | 1635.6 | 1749.1 | 1581.5 | 1616.3 | 1341.7 | 1013.9 | 582.2 | 534.7 | 1626.9 | 1627.1 | 1614.6 | 1512.5 | 1360.7 | 1236.9 | 1069.6 | 995.6 | 950.3 | 887.3 | 775.1 | 609.7 | 436.6 | 534.4 | 585.6 | 1438.9 | 1432.8 | 1276.9 | 1099.9 | 847 | 629.3 | 391.1 | 213.4 | 127.8 | 144.6 | 201.4 | 274 | 198.5 | 239.4 | 227.2 | 0.26 | 0.23 | 0.19 | 0.18 | 0.17 | 0.15 | 0.14 | 0.12 | 0.1 | 0.1 | 0.1 | 0.1 | 0.1 | 0.08 | 0.08 | 0.28 | 0.25 | 0.2 | 0.13 | 0.11 | 0.1 | 0.09 | 0.07 | 0.05 | 0.04 | 0.05 | 0.06 | 0.1 | 0.09 | 0.11 | 0.27 | 0.22 | 0.17 | 0.17 | 0.18 | 0.16 | 0.16 | 0.16 | 0.17 | 0.17 | 0.17 | 0.14 | 0.1 | 0.05 | 0.05 | 0.2 | 0.2 | 0.19 | 0.18 | 0.15 | 0.12 | 0.11 | 0.11 | 0.11 | 0.09 | 0.07 | 0.05 | 0.04 | 0.04 | 0.04 | 0.19 | 0.2 | 0.18 | 0.15 | 0.1 | 0.07 | 0.04 | 0.02 | 0.01 | 0.01 | 0.02 | 0.02 | 0.02 | 0.02 | 0.02 | 0.0504
| 6 | 286.301 | 11.4781 | 1.5039 | 287.021 | 28.6473 | 1281.8994 | 0.14556 | 64.5791 | 314.9484 | 1293.3775 | 1.6495 | 351.6001 | 497.5 | 408.6 | 310.2 | 272.7 | 308 | 276 | 273.2 | 243.5 | 241.5 | 223.1 | 228.4 | 220 | 206.4 | 180.4 | 184.2 | 535 | 425.1 | 309.8 | 182.3 | 197.8 | 189.8 | 199.1 | 141.5 | 104.3 | 73.2 | 118.2 | 146.8 | 221.1 | 209.1 | 236.2 | 537.1 | 439.3 | 318.9 | 280.3 | 308.1 | 283.5 | 327.5 | 324.1 | 360.8 | 320.9 | 348.7 | 288.1 | 229.1 | 133.9 | 121.9 | 378.2 | 362.4 | 328.3 | 303 | 273.8 | 255 | 233.4 | 222.1 | 204.9 | 174.4 | 136.5 | 102.7 | 72.6 | 47 | 32.4 | 368.3 | 349.3 | 300.5 | 250.1 | 187.5 | 127.6 | 68.6 | 33.3 | 17.1 | 12.7 | 9.3 | 6.4 | 4.5 | 2.3 | 1.6 | 26.9 | 20.9 | 12.5 | 11.1 | 11.4 | 9.3 | 9.3 | 9 | 8.8 | 8.5 | 9.3 | 9.8 | 9.8 | 9.3 | 9.8 | 36.9 | 28 | 18.5 | 10.2 | 12.7 | 14.2 | 15.2 | 11.2 | 7.7 | 4.5 | 4.2 | 5.1 | 8.6 | 10.6 | 12.6 | 30.3 | 22.2 | 11.3 | 10.3 | 12.6 | 11.8 | 12.4 | 11.1 | 12.1 | 11.9 | 14.5 | 12.3 | 9.3 | 4.8 | 4.3 | 19.4 | 17.5 | 13.8 | 12 | 10 | 8.3 | 8.7 | 8.6 | 7.6 | 5.3 | 3.4 | 2.2 | 1.4 | 1.5 | 1.5 | 23 | 20.4 | 17.5 | 12.7 | 8.8 | 4.1 | 1.8 | 0.8 | 0.4 | 0.4 | 0.6 | 0.8 | 0.6 | 0.7 | 0.7 | 3.68 | 2.85 | 1.66 | 1.47 | 1.46 | 1.19 | 1.18 | 1.17 | 1.11 | 1.08 | 1.2 | 1.29 | 1.31 | 1.25 | 1.32 | 5.19 | 3.94 | 2.57 | 1.42 | 1.77 | 2 | 2.15 | 1.59 | 1.09 | 0.62 | 0.53 | 0.64 | 1.11 | 1.42 | 1.7 | 4.16 | 3.02 | 1.46 | 1.33 | 1.65 | 1.54 | 1.58 | 1.38 | 1.52 | 1.53 | 1.91 | 1.6 | 1.2 | 0.61 | 0.54 | 2.63 | 2.38 | 1.85 | 1.59 | 1.28 | 1.04 | 1.12 | 1.12 | 0.98 | 0.65 | 0.4 | 0.23 | 0.14 | 0.15 | 0.15 | 3.2 | 2.83 | 2.44 | 1.75 | 1.18 | 0.51 | 0.21 | 0.09 | 0.04 | 0.04 | 0.06 | 0.08 | 0.06 | 0.07 | 0.07 | 43.3 | 36.9 | 31.1 | 27.3 | 31.6 | 29.3 | 28.9 | 25 | 24.8 | 22.5 | 22.5 | 20.9 | 19 | 16 | 16.1 | 39.3 | 32.7 | 25.6 | 15.8 | 15.4 | 13 | 13.2 | 9 | 7.2 | 5.9 | 12.2 | 15.2 | 22.1 | 18.7 | 20.6 | 45.7 | 39.8 | 33.2 | 28.9 | 30.4 | 27.8 | 33.2 | 33.9 | 38 | 32.9 | 34.4 | 28.2 | 22.8 | 13.8 | 12.7 | 33.9 | 33.6 | 32.4 | 30.6 | 28.2 | 27.1 | 23.8 | 22.5 | 21.1 | 19 | 15.4 | 12 | 8.6 | 9.1 | 9.1 | 29.2 | 29.3 | 25.4 | 22.9 | 17.6 | 13.7 | 8 | 4.2 | 2.4 | 2.8 | 4 | 5.3 | 3.9 | 4.8 | 4.7 | 2011.5 | 1676.7 | 1374 | 1205.3 | 1415.2 | 1284.6 | 1273.1 | 1113.7 | 1126.8 | 1030.9 | 1037 | 970.1 | 890 | 755 | 764.1 | 1916.1 | 1544.1 | 1187.9 | 707 | 740.5 | 647.9 | 673.5 | 466.7 | 360.9 | 283.1 | 552.9 | 693 | 1014.4 | 883.9 | 978.3 | 2134.2 | 1817.1 | 1467.6 | 1281.6 | 1380.1 | 1267.2 | 1508.8 | 1530.4 | 1701 | 1469.5 | 1563.5 | 1295.8 | 1052.3 | 626.5 | 573.8 | 1565.6 | 1517 | 1432.7 | 1343.9 | 1259.4 | 1208.7 | 1071.1 | 1004 | 937.3 | 837.3 | 682.2 | 529.2 | 377.8 | 516.8 | 566.2 | 1394.2 | 1347.9 | 1153.5 | 1014.5 | 798.9 | 605 | 353.3 | 189.2 | 114.6 | 140.6 | 199.3 | 250.1 | 174 | 209.6 | 208.3 | 0.25 | 0.22 | 0.17 | 0.15 | 0.15 | 0.14 | 0.14 | 0.12 | 0.11 | 0.1 | 0.1 | 0.1 | 0.09 | 0.08 | 0.08 | 0.27 | 0.23 | 0.17 | 0.11 | 0.1 | 0.1 | 0.1 | 0.07 | 0.05 | 0.04 | 0.05 | 0.07 | 0.1 | 0.1 | 0.11 | 0.27 | 0.23 | 0.16 | 0.14 | 0.15 | 0.14 | 0.15 | 0.15 | 0.17 | 0.16 | 0.17 | 0.14 | 0.1 | 0.06 | 0.06 | 0.19 | 0.19 | 0.18 | 0.16 | 0.14 | 0.12 | 0.11 | 0.11 | 0.1 | 0.09 | 0.06 | 0.05 | 0.03 | 0.03 | 0.03 | 0.19 | 0.19 | 0.17 | 0.14 | 0.1 | 0.06 | 0.04 | 0.02 | 0.01 | 0.01 | 0.02 | 0.02 | 0.01 | 0.02 | 0.02 | 0.0522
| 7 | 249.4968 | 9.8129 | 1.2775 | 250.1101 | 25.0922 | 1125.4946 | 0.12371 | 56.6388 | 274.589 | 1135.3075 | 1.4012 | 306.749 | 464.2 | 358.1 | 231.7 | 194.9 | 248.8 | 233.1 | 253.3 | 236 | 252.1 | 230.5 | 227.3 | 209 | 187.9 | 167.1 | 167.6 | 498.8 | 377.7 | 239.2 | 130 | 163.9 | 170.7 | 186.3 | 129.3 | 93.6 | 66.9 | 111.4 | 139.8 | 212.4 | 199.8 | 225.6 | 532.8 | 427 | 278.7 | 216.6 | 241.9 | 240.1 | 309.2 | 303.9 | 350.8 | 292.9 | 336.4 | 276.8 | 238.2 | 141.8 | 126 | 345.1 | 320.8 | 267.7 | 253.2 | 244.4 | 244.3 | 229.2 | 211.9 | 186 | 151.5 | 112.3 | 85.5 | 63.1 | 44.1 | 30.9 | 344.9 | 312.4 | 249.9 | 211.5 | 162.9 | 113.4 | 56.6 | 27.8 | 14.2 | 11.3 | 8.3 | 5.6 | 3.9 | 1.9 | 1.5 | 25.2 | 18.4 | 8.7 | 7.2 | 8.3 | 7.3 | 8.6 | 9.1 | 10 | 9.1 | 9.4 | 9.3 | 9 | 8.5 | 8.7 | 33.8 | 24.6 | 13.9 | 6.9 | 10.3 | 12.8 | 14.3 | 10.3 | 6.9 | 4 | 4 | 4.8 | 8.4 | 10.3 | 12.3 | 29.4 | 21.4 | 9.6 | 7.3 | 9.2 | 9.3 | 11.5 | 10.4 | 12.1 | 10.4 | 14 | 11.8 | 10.4 | 5.6 | 4.8 | 17.7 | 15.5 | 11.1 | 9.8 | 8.8 | 8.2 | 8.8 | 8.4 | 7 | 4.7 | 2.9 | 1.8 | 1.2 | 1.4 | 1.4 | 21.2 | 17.9 | 14.3 | 10.4 | 7.5 | 3.7 | 1.5 | 0.7 | 0.3 | 0.4 | 0.6 | 0.7 | 0.5 | 0.6 | 0.7 | 3.45 | 2.52 | 1.13 | 0.93 | 1.04 | 0.91 | 1.1 | 1.18 | 1.28 | 1.16 | 1.22 | 1.22 | 1.19 | 1.14 | 1.16 | 4.75 | 3.46 | 1.94 | 0.96 | 1.43 | 1.81 | 2.02 | 1.46 | 0.97 | 0.55 | 0.5 | 0.61 | 1.08 | 1.38 | 1.67 | 4.04 | 2.92 | 1.24 | 0.94 | 1.18 | 1.2 | 1.46 | 1.3 | 1.53 | 1.32 | 1.83 | 1.54 | 1.36 | 0.72 | 0.62 | 2.41 | 2.11 | 1.48 | 1.29 | 1.12 | 1.02 | 1.13 | 1.1 | 0.91 | 0.57 | 0.33 | 0.19 | 0.12 | 0.14 | 0.15 | 2.94 | 2.49 | 1.99 | 1.43 | 1.01 | 0.45 | 0.17 | 0.07 | 0.03 | 0.04 | 0.06 | 0.07 | 0.05 | 0.06 | 0.07 | 40.5 | 32.3 | 23.8 | 20.1 | 26.2 | 25.2 | 26.7 | 24 | 25.1 | 23 | 22.2 | 19.9 | 17.3 | 14.9 | 14.8 | 37.3 | 29.4 | 20.1 | 11.7 | 12.9 | 11.6 | 12.3 | 8.2 | 6.4 | 5.5 | 11.5 | 14.5 | 21.1 | 17.7 | 19.4 | 46 | 39 | 29.4 | 23 | 24.5 | 24.1 | 31.5 | 31.7 | 36.7 | 30.5 | 33.3 | 27.1 | 23.1 | 14.1 | 12.7 | 30.9 | 29.8 | 26.6 | 25.7 | 25.3 | 25.7 | 23.1 | 21.2 | 18.9 | 16.4 | 12.6 | 10 | 7.5 | 8.8 | 8.9 | 27.8 | 26.5 | 21.3 | 19.6 | 15.3 | 12.1 | 6.6 | 3.5 | 2 | 2.6 | 3.8 | 4.7 | 3.3 | 4.2 | 4.2 | 1869.8 | 1464.1 | 1049.8 | 887.8 | 1175.6 | 1105.2 | 1181.5 | 1070.6 | 1151.3 | 1055.4 | 1025.8 | 922.8 | 809.3 | 703.4 | 702.1 | 1798.9 | 1376.2 | 924 | 512.5 | 619.8 | 580.8 | 628.2 | 423.6 | 325.4 | 262.7 | 523 | 661.1 | 970.7 | 838.1 | 924.4 | 2128.6 | 1764.4 | 1283.3 | 1004.6 | 1107.2 | 1095.7 | 1432 | 1434.7 | 1643 | 1357.3 | 1511.3 | 1247.5 | 1070.5 | 647.6 | 579.7 | 1422.8 | 1341 | 1175.3 | 1134 | 1133.5 | 1157.3 | 1050.2 | 957.4 | 849.9 | 727.6 | 561.1 | 441.7 | 328.8 | 505.8 | 564.8 | 1314.7 | 1213.6 | 968.3 | 870.4 | 700.8 | 540 | 293.2 | 160.4 | 96 | 131.4 | 186.8 | 224.8 | 151.9 | 182.8 | 189.3 | 0.24 | 0.19 | 0.12 | 0.1 | 0.12 | 0.12 | 0.13 | 0.12 | 0.11 | 0.1 | 0.1 | 0.1 | 0.09 | 0.08 | 0.08 | 0.26 | 0.21 | 0.13 | 0.08 | 0.08 | 0.09 | 0.09 | 0.06 | 0.05 | 0.03 | 0.05 | 0.06 | 0.1 | 0.09 | 0.1 | 0.28 | 0.23 | 0.15 | 0.11 | 0.12 | 0.11 | 0.14 | 0.14 | 0.17 | 0.15 | 0.17 | 0.13 | 0.11 | 0.06 | 0.06 | 0.18 | 0.17 | 0.14 | 0.13 | 0.12 | 0.11 | 0.11 | 0.1 | 0.09 | 0.07 | 0.05 | 0.04 | 0.03 | 0.03 | 0.03 | 0.18 | 0.17 | 0.14 | 0.12 | 0.08 | 0.05 | 0.03 | 0.02 | 0.01 | 0.01 | 0.01 | 0.02 | 0.01 | 0.02 | 0.02 | 0.054
| 8 | 226.1732 | 8.9102 | 1.1609 | 226.7304 | 22.7636 | 1018.6835 | 0.11509 | 51.3172 | 248.9369 | 1027.5937 | 1.276 | 278.0476 | 446.9 | 331.8 | 188.5 | 153.5 | 214.4 | 202.6 | 235.2 | 224.1 | 254.2 | 228.9 | 221.8 | 196.5 | 174 | 159.1 | 158.2 | 477.9 | 351 | 195.3 | 102.3 | 146.6 | 160.3 | 177.9 | 120 | 85.5 | 60.2 | 102.9 | 130.7 | 199.3 | 186.1 | 210.9 | 542.9 | 423 | 247.8 | 170.3 | 200.5 | 219.4 | 300.4 | 295.9 | 346.6 | 289 | 337.7 | 278.8 | 244 | 146.1 | 127.8 | 326.8 | 298.4 | 233.1 | 222.4 | 223.3 | 233.9 | 222.4 | 198.9 | 167.1 | 133.7 | 97.5 | 73.6 | 56 | 40.2 | 27.7 | 334.2 | 294.4 | 220.3 | 189.1 | 147.6 | 103.2 | 48.3 | 22.5 | 12.3 | 9.8 | 7.4 | 5.1 | 3.5 | 1.7 | 1.5 | 23.8 | 16.9 | 7 | 5.7 | 7.1 | 6.1 | 7.7 | 8.6 | 10.4 | 9.3 | 9.4 | 8.9 | 8.4 | 8.3 | 8.4 | 31.3 | 22.2 | 11.3 | 5.3 | 9.3 | 12.2 | 13.8 | 9.7 | 6.4 | 3.6 | 3.7 | 4.7 | 7.9 | 9.5 | 11.3 | 29.5 | 21.1 | 8.7 | 5.2 | 7.1 | 8.4 | 11.3 | 10.5 | 12.4 | 10.8 | 14.6 | 12.6 | 11.4 | 6.5 | 5.6 | 16.6 | 14.4 | 9.6 | 8.4 | 7.8 | 7.9 | 8.5 | 7.9 | 6.2 | 4.1 | 2.5 | 1.5 | 1.1 | 1.4 | 1.4 | 20.1 | 16.6 | 12.6 | 9.1 | 6.7 | 3.3 | 1.2 | 0.5 | 0.3 | 0.4 | 0.5 | 0.6 | 0.4 | 0.6 | 0.6 | 3.31 | 2.34 | 0.91 | 0.73 | 0.88 | 0.75 | 0.97 | 1.11 | 1.34 | 1.2 | 1.22 | 1.17 | 1.13 | 1.12 | 1.13 | 4.42 | 3.14 | 1.57 | 0.74 | 1.29 | 1.72 | 1.95 | 1.38 | 0.9 | 0.49 | 0.47 | 0.59 | 1.02 | 1.27 | 1.53 | 4.11 | 2.91 | 1.12 | 0.64 | 0.9 | 1.07 | 1.43 | 1.32 | 1.58 | 1.39 | 1.93 | 1.66 | 1.51 | 0.86 | 0.74 | 2.29 | 1.98 | 1.28 | 1.1 | 0.98 | 0.99 | 1.09 | 1.02 | 0.79 | 0.5 | 0.29 | 0.15 | 0.11 | 0.14 | 0.14 | 2.82 | 2.31 | 1.75 | 1.23 | 0.89 | 0.4 | 0.14 | 0.06 | 0.03 | 0.04 | 0.05 | 0.06 | 0.04 | 0.06 | 0.06 | 39.8 | 30.3 | 19.4 | 15.8 | 22.7 | 22.1 | 25.1 | 22.8 | 25 | 22.6 | 21.5 | 18.5 | 15.9 | 14 | 13.8 | 37.3 | 28.2 | 16.4 | 9.3 | 11.5 | 10.8 | 11.6 | 7.5 | 5.8 | 4.9 | 10.5 | 13.4 | 19.8 | 16.6 | 18.3 | 47.9 | 39 | 26 | 18.5 | 20.7 | 22.2 | 30.5 | 30.6 | 35.8 | 29.6 | 32.9 | 26.6 | 22.9 | 13.9 | 12.2 | 29.8 | 27.9 | 23.1 | 22.8 | 23.3 | 24.5 | 22.5 | 19.9 | 17.1 | 14.4 | 10.9 | 8.6 | 6.7 | 8.4 | 8.6 | 27.6 | 25.5 | 18.8 | 17.7 | 14 | 11 | 5.6 | 2.9 | 1.7 | 2.4 | 3.5 | 4.2 | 2.9 | 3.6 | 3.8 | 1772.1 | 1333.8 | 855.9 | 700.6 | 1021.2 | 972.1 | 1110.7 | 1019.6 | 1151.3 | 1039.2 | 994.9 | 862.9 | 745.4 | 662.1 | 655.7 | 1719.2 | 1276.4 | 757 | 406.4 | 551.8 | 541 | 595.2 | 387.9 | 294.8 | 236.8 | 480.5 | 613.2 | 909.5 | 784.3 | 870.5 | 2130.9 | 1722.1 | 1140 | 814.7 | 936.6 | 1009.7 | 1390.5 | 1387.6 | 1611.1 | 1321.9 | 1499.4 | 1234.4 | 1073.4 | 643.5 | 565.8 | 1328.4 | 1233.5 | 1024.5 | 1003.5 | 1044.4 | 1106.8 | 1022.8 | 903.5 | 772.1 | 643.6 | 487.5 | 381.8 | 291.5 | 491.4 | 558.2 | 1260.7 | 1138.3 | 855.3 | 789.1 | 640.7 | 495 | 252.2 | 132.4 | 82.6 | 123.7 | 175.4 | 206 | 133.3 | 159.9 | 169.9 | 0.26 | 0.2 | 0.1 | 0.08 | 0.1 | 0.1 | 0.12 | 0.11 | 0.12 | 0.1 | 0.1 | 0.09 | 0.08 | 0.07 | 0.07 | 0.28 | 0.21 | 0.11 | 0.06 | 0.07 | 0.08 | 0.09 | 0.06 | 0.04 | 0.03 | 0.05 | 0.06 | 0.09 | 0.08 | 0.1 | 0.32 | 0.24 | 0.13 | 0.08 | 0.09 | 0.1 | 0.14 | 0.13 | 0.17 | 0.14 | 0.17 | 0.13 | 0.11 | 0.07 | 0.06 | 0.18 | 0.17 | 0.12 | 0.12 | 0.11 | 0.11 | 0.1 | 0.09 | 0.08 | 0.06 | 0.04 | 0.03 | 0.02 | 0.03 | 0.03 | 0.19 | 0.17 | 0.12 | 0.1 | 0.07 | 0.05 | 0.02 | 0.01 | 0.01 | 0.01 | 0.01 | 0.02 | 0.01 | 0.01 | 0.01 | 0.0557
| 9 | 220.4898 | 8.7564 | 1.1475 | 221.0391 | 22.1265 | 988.7327 | 0.11226 | 49.8408 | 242.6164 | 997.4891 | 1.2598 | 270.8799 | 456.6 | 334.2 | 177.8 | 139.4 | 200.4 | 189.4 | 228 | 222.1 | 259.2 | 231.6 | 221.7 | 190.6 | 167.6 | 152.1 | 150.5 | 489.9 | 356.1 | 184.1 | 91.3 | 140.3 | 155 | 176.6 | 114 | 79.7 | 51.6 | 93.9 | 125.2 | 197.7 | 183.5 | 205.8 | 558 | 430.7 | 246.2 | 161.5 | 189.8 | 210.7 | 293.9 | 292.8 | 345.1 | 288.3 | 339.9 | 286.7 | 254.4 | 152.4 | 129.2 | 331.3 | 298.2 | 224.6 | 212.6 | 216.1 | 229.6 | 220.1 | 194.4 | 161 | 125.9 | 90.3 | 66.9 | 52.4 | 38.9 | 26.9 | 345.5 | 299.5 | 218.4 | 185.5 | 146.1 | 103.2 | 48.1 | 22.5 | 11.9 | 9.8 | 7.6 | 5.2 | 3.5 | 1.8 | 1.5 | 24.6 | 17.3 | 6.7 | 4.9 | 6.3 | 5.6 | 7.6 | 8.8 | 10.9 | 9.5 | 9.3 | 8.2 | 7.9 | 7.7 | 7.9 | 32.1 | 22.6 | 10.9 | 4.6 | 8.9 | 11.5 | 13.4 | 8.9 | 5.8 | 2.8 | 3.1 | 4.4 | 7.9 | 9.2 | 10.8 | 30.4 | 21.7 | 9 | 4.9 | 6.5 | 7.6 | 10.6 | 10.3 | 12.3 | 10.8 | 14.9 | 13.7 | 12.6 | 7.3 | 5.8 | 17.2 | 14.7 | 9.6 | 8 | 7.4 | 7.7 | 8.4 | 7.7 | 6 | 3.8 | 2.3 | 1.3 | 1 | 1.3 | 1.4 | 21.2 | 17.2 | 13 | 8.9 | 6.7 | 3.2 | 1.2 | 0.5 | 0.3 | 0.4 | 0.5 | 0.6 | 0.4 | 0.6 | 0.6 | 3.47 | 2.43 | 0.87 | 0.63 | 0.78 | 0.68 | 0.95 | 1.14 | 1.42 | 1.23 | 1.21 | 1.08 | 1.05 | 1.04 | 1.06 | 4.59 | 3.23 | 1.52 | 0.64 | 1.24 | 1.62 | 1.9 | 1.26 | 0.82 | 0.38 | 0.39 | 0.54 | 1.02 | 1.24 | 1.46 | 4.3 | 3.03 | 1.17 | 0.6 | 0.82 | 0.97 | 1.35 | 1.29 | 1.55 | 1.39 | 1.97 | 1.82 | 1.68 | 0.97 | 0.77 | 2.41 | 2.03 | 1.27 | 1.04 | 0.93 | 0.95 | 1.08 | 1 | 0.76 | 0.46 | 0.27 | 0.14 | 0.1 | 0.13 | 0.14 | 3.01 | 2.43 | 1.81 | 1.22 | 0.89 | 0.4 | 0.14 | 0.06 | 0.03 | 0.04 | 0.05 | 0.06 | 0.04 | 0.06 | 0.06 | 41.1 | 30.7 | 18.1 | 14.5 | 21.4 | 20.7 | 24.1 | 22.3 | 25.2 | 22.8 | 21.6 | 18.3 | 15.5 | 13.6 | 13.2 | 38.8 | 28.9 | 15.3 | 8.5 | 11 | 10.7 | 11.8 | 7.4 | 5.5 | 4.4 | 9.9 | 13 | 19.6 | 16.5 | 18 | 49.9 | 40 | 25.6 | 17.6 | 19.9 | 21.7 | 30.2 | 30.3 | 35.7 | 29.4 | 32.8 | 26.6 | 23.2 | 14 | 12.2 | 30.2 | 27.9 | 22 | 21.8 | 22.7 | 24.2 | 22.2 | 19.4 | 16.4 | 13.6 | 10.1 | 7.8 | 6.2 | 8.2 | 8.5 | 28.5 | 25.8 | 18.1 | 17.3 | 13.8 | 11.1 | 5.6 | 2.9 | 1.7 | 2.4 | 3.5 | 4.3 | 2.9 | 3.7 | 3.9 | 1756.9 | 1308.2 | 806.9 | 645.8 | 963.6 | 915.7 | 1076.2 | 1006.5 | 1163.4 | 1049.1 | 996.7 | 848.8 | 725.9 | 641.5 | 628 | 1715.4 | 1262.2 | 705.7 | 365.7 | 527.1 | 531.4 | 599.4 | 378.6 | 278.4 | 210.6 | 447.4 | 591.4 | 901.7 | 777.1 | 855.7 | 2135 | 1712.3 | 1116.3 | 773.1 | 893.3 | 981.6 | 1371.3 | 1376.3 | 1609.1 | 1322.1 | 1507.1 | 1247.7 | 1096.8 | 656.4 | 567.5 | 1306.5 | 1208.5 | 982.3 | 964.6 | 1016.4 | 1092.1 | 1013.1 | 883.3 | 744.5 | 609.4 | 451.6 | 346.9 | 272.7 | 480.9 | 547.6 | 1263.5 | 1131.2 | 835.5 | 775.4 | 633.9 | 496.5 | 253 | 133.7 | 81.8 | 121.6 | 176.8 | 206.9 | 134.6 | 159.8 | 170.4 | 0.3 | 0.22 | 0.09 | 0.07 | 0.09 | 0.09 | 0.11 | 0.11 | 0.12 | 0.1 | 0.1 | 0.09 | 0.08 | 0.07 | 0.07 | 0.31 | 0.23 | 0.1 | 0.06 | 0.07 | 0.08 | 0.09 | 0.06 | 0.04 | 0.02 | 0.04 | 0.06 | 0.09 | 0.08 | 0.09 | 0.36 | 0.27 | 0.13 | 0.08 | 0.09 | 0.1 | 0.13 | 0.13 | 0.16 | 0.14 | 0.16 | 0.13 | 0.12 | 0.07 | 0.06 | 0.21 | 0.18 | 0.12 | 0.11 | 0.1 | 0.1 | 0.1 | 0.09 | 0.08 | 0.06 | 0.04 | 0.03 | 0.02 | 0.03 | 0.03 | 0.21 | 0.19 | 0.12 | 0.1 | 0.07 | 0.05 | 0.02 | 0.01 | 0.01 | 0.01 | 0.01 | 0.02 | 0.01 | 0.01 | 0.01 | 0.0573
| 10 | 220.0284 | 8.5822 | 1.1254 | 220.567 | 22.2821 | 987.3615 | 0.11393 | 49.9585 | 242.3106 | 995.9437 | 1.2393 | 270.5254 | 466.4 | 339.9 | 179.7 | 137.8 | 199.3 | 188.3 | 226.3 | 218.2 | 256.3 | 228 | 222.2 | 191.5 | 170.2 | 153 | 149.6 | 502.6 | 360.4 | 182.2 | 83.9 | 135 | 147.9 | 168.4 | 105.9 | 72.2 | 47.8 | 90.6 | 123.3 | 196.8 | 182.6 | 205.2 | 567.5 | 437.4 | 247.9 | 158.9 | 184.2 | 207.9 | 292.3 | 293.9 | 348.3 | 289.9 | 340.6 | 285.7 | 256.7 | 158.6 | 136.7 | 339.4 | 303.4 | 226.6 | 211.5 | 215.9 | 229.2 | 216.7 | 187.9 | 154.6 | 122.9 | 89 | 65.7 | 51.7 | 39.1 | 27.6 | 352.1 | 302.8 | 219.6 | 184.3 | 146.6 | 103.4 | 49.5 | 23.4 | 12.5 | 9.9 | 7.6 | 5.2 | 3.5 | 1.8 | 1.6 | 24.4 | 17.2 | 7 | 4.9 | 6.3 | 5.5 | 7.3 | 8.3 | 10.3 | 9 | 9 | 8.1 | 7.7 | 7.4 | 7.4 | 32.2 | 22.4 | 10.9 | 4 | 8.3 | 10.7 | 12.4 | 8.2 | 5.1 | 2.6 | 3 | 4.4 | 7.8 | 9 | 10.5 | 30.5 | 21.7 | 9.2 | 4.7 | 6 | 7 | 10.1 | 10 | 12.2 | 10.6 | 14.5 | 13.3 | 12.6 | 7.8 | 6.5 | 17.3 | 14.8 | 9.8 | 8.1 | 7.4 | 7.6 | 8 | 7.2 | 5.6 | 3.7 | 2.3 | 1.3 | 1 | 1.3 | 1.4 | 21.1 | 17.1 | 13.1 | 8.9 | 6.8 | 3.3 | 1.3 | 0.6 | 0.3 | 0.4 | 0.5 | 0.6 | 0.4 | 0.6 | 0.6 | 3.49 | 2.44 | 0.92 | 0.63 | 0.77 | 0.67 | 0.9 | 1.07 | 1.33 | 1.16 | 1.17 | 1.06 | 1.02 | 0.99 | 0.99 | 4.65 | 3.23 | 1.51 | 0.55 | 1.15 | 1.51 | 1.75 | 1.15 | 0.72 | 0.35 | 0.37 | 0.55 | 1 | 1.2 | 1.42 | 4.35 | 3.06 | 1.2 | 0.58 | 0.75 | 0.88 | 1.26 | 1.25 | 1.54 | 1.37 | 1.91 | 1.77 | 1.68 | 1.05 | 0.86 | 2.44 | 2.06 | 1.3 | 1.05 | 0.93 | 0.94 | 1.02 | 0.92 | 0.71 | 0.45 | 0.26 | 0.14 | 0.1 | 0.13 | 0.14 | 3.02 | 2.43 | 1.83 | 1.21 | 0.9 | 0.4 | 0.15 | 0.06 | 0.03 | 0.04 | 0.05 | 0.06 | 0.04 | 0.06 | 0.06 | 43.1 | 32 | 18.1 | 14.3 | 21.3 | 20.6 | 24.2 | 22.2 | 25.4 | 22.7 | 21.9 | 18.5 | 16 | 14 | 13.5 | 40.9 | 30.1 | 15 | 7.9 | 10.9 | 10.4 | 11.6 | 7 | 5.2 | 4.2 | 9.5 | 12.7 | 19.6 | 16.5 | 18.2 | 51.6 | 41.3 | 25.7 | 17.4 | 19.5 | 21.8 | 30.5 | 30.8 | 36.3 | 29.8 | 33.3 | 26.8 | 23.5 | 14.4 | 12.7 | 31.6 | 28.7 | 22.1 | 21.5 | 22.6 | 24.2 | 22.1 | 19 | 15.9 | 13.3 | 10 | 7.7 | 6.1 | 8.3 | 8.7 | 29.9 | 26.6 | 18.1 | 17.1 | 13.8 | 11.1 | 5.7 | 2.9 | 1.7 | 2.4 | 3.5 | 4.2 | 2.9 | 3.8 | 4 | 1773.2 | 1314.1 | 808.1 | 636.2 | 957.9 | 910.5 | 1077 | 999.3 | 1165.9 | 1042.3 | 1008.2 | 857.7 | 746.2 | 655.7 | 637.6 | 1739.6 | 1266.7 | 699.4 | 343.7 | 516.7 | 513.4 | 581.2 | 354.6 | 256.8 | 196.3 | 431.4 | 579.5 | 900.8 | 778.9 | 861.7 | 2145.8 | 1720.8 | 1116.7 | 762.9 | 876.6 | 981.3 | 1376.6 | 1388.2 | 1625.5 | 1332.9 | 1519.8 | 1252.9 | 1109.1 | 675.5 | 590.4 | 1322.5 | 1215.9 | 988.3 | 957.8 | 1016.7 | 1092.1 | 1006.5 | 863.6 | 721.4 | 597 | 445.4 | 340.8 | 269 | 485 | 556.8 | 1274 | 1133.5 | 836.8 | 769.7 | 634.6 | 496.4 | 257.9 | 137.6 | 84.3 | 124.1 | 176.1 | 204.8 | 131.3 | 165.1 | 179.9 | 0.33 | 0.24 | 0.09 | 0.07 | 0.09 | 0.09 | 0.11 | 0.1 | 0.12 | 0.1 | 0.1 | 0.09 | 0.08 | 0.07 | 0.07 | 0.35 | 0.25 | 0.1 | 0.05 | 0.07 | 0.08 | 0.08 | 0.05 | 0.04 | 0.02 | 0.04 | 0.06 | 0.09 | 0.08 | 0.09 | 0.4 | 0.3 | 0.14 | 0.08 | 0.09 | 0.1 | 0.14 | 0.14 | 0.17 | 0.14 | 0.17 | 0.13 | 0.12 | 0.07 | 0.06 | 0.23 | 0.2 | 0.12 | 0.11 | 0.1 | 0.1 | 0.1 | 0.09 | 0.07 | 0.06 | 0.04 | 0.03 | 0.02 | 0.03 | 0.03 | 0.24 | 0.2 | 0.12 | 0.1 | 0.07 | 0.05 | 0.02 | 0.01 | 0.01 | 0.01 | 0.01 | 0.02 | 0.01 | 0.01 | 0.01 | 0.0588
| 11 | 222.246 | 8.5994 | 1.1282 | 222.7858 | 22.6393 | 996.0756 | 0.11879 | 50.5609 | 244.8854 | 1004.675 | 1.247 | 273.3467 | 474.3 | 345.7 | 185.6 | 142.7 | 204.8 | 189.6 | 227.4 | 218.3 | 254.8 | 224.5 | 219.1 | 192 | 172.7 | 154.7 | 149.9 | 511.1 | 367.5 | 188.9 | 86.5 | 134.8 | 143.4 | 164.1 | 101.6 | 68.6 | 43.9 | 88.3 | 121.9 | 197.7 | 183.2 | 206 | 575.4 | 442.6 | 250.8 | 158.7 | 184.2 | 206.2 | 291.7 | 294.1 | 351.5 | 292.5 | 346.2 | 292.7 | 263.9 | 163.7 | 140.2 | 346.7 | 308.3 | 232.5 | 214.1 | 220.4 | 230.1 | 218.8 | 187.2 | 154.1 | 121.6 | 88.7 | 64.9 | 51.1 | 38.7 | 27.4 | 358.7 | 306.6 | 222.9 | 187.4 | 150.5 | 105.1 | 49.5 | 23.3 | 12.7 | 10.2 | 7.8 | 5.4 | 3.6 | 1.9 | 1.6 | 24.5 | 17.3 | 7.4 | 5.2 | 6.6 | 5.6 | 7.3 | 8.2 | 9.9 | 8.5 | 8.5 | 8.1 | 7.8 | 7.4 | 7.2 | 32.4 | 22.6 | 11.4 | 4.1 | 8.1 | 10.2 | 12 | 7.8 | 4.9 | 2.3 | 2.8 | 4.2 | 7.8 | 9 | 10.6 | 30.5 | 21.7 | 9.4 | 4.6 | 5.9 | 6.8 | 10 | 9.9 | 12.2 | 10.5 | 14.8 | 13.7 | 13 | 7.8 | 6.5 | 17.5 | 14.9 | 10.2 | 8.3 | 7.7 | 7.5 | 8.2 | 7.2 | 5.6 | 3.6 | 2.3 | 1.3 | 1 | 1.3 | 1.4 | 21.5 | 17.4 | 13.6 | 9.3 | 7.1 | 3.4 | 1.3 | 0.5 | 0.3 | 0.4 | 0.5 | 0.6 | 0.4 | 0.6 | 0.7 | 3.53 | 2.47 | 0.98 | 0.67 | 0.82 | 0.68 | 0.9 | 1.05 | 1.27 | 1.08 | 1.09 | 1.05 | 1.03 | 0.99 | 0.96 | 4.7 | 3.27 | 1.6 | 0.57 | 1.13 | 1.44 | 1.69 | 1.11 | 0.69 | 0.31 | 0.34 | 0.52 | 1 | 1.21 | 1.43 | 4.37 | 3.08 | 1.24 | 0.57 | 0.73 | 0.85 | 1.25 | 1.25 | 1.55 | 1.35 | 1.96 | 1.81 | 1.73 | 1.04 | 0.86 | 2.5 | 2.1 | 1.37 | 1.08 | 0.97 | 0.93 | 1.04 | 0.92 | 0.71 | 0.44 | 0.27 | 0.14 | 0.1 | 0.13 | 0.14 | 3.09 | 2.48 | 1.9 | 1.26 | 0.95 | 0.42 | 0.16 | 0.06 | 0.03 | 0.04 | 0.05 | 0.06 | 0.04 | 0.06 | 0.07 | 44.5 | 33 | 18.6 | 14.8 | 21.8 | 20.8 | 24.4 | 22.3 | 25.5 | 22.7 | 21.9 | 18.7 | 16.3 | 14.2 | 13.7 | 42.3 | 31.2 | 15.5 | 8.2 | 10.9 | 10.3 | 11.4 | 6.7 | 4.9 | 3.9 | 9.4 | 12.7 | 19.7 | 16.6 | 18.2 | 53.2 | 42.3 | 25.9 | 17.5 | 19.6 | 21.8 | 30.5 | 30.9 | 36.7 | 30.3 | 33.9 | 27.5 | 24.2 | 15.1 | 13.1 | 32.7 | 29.4 | 22.5 | 21.7 | 23 | 24.4 | 22.3 | 18.9 | 15.8 | 13.2 | 9.9 | 7.6 | 6.1 | 8.2 | 8.5 | 30.7 | 27 | 18.2 | 17.2 | 14 | 11.1 | 5.7 | 2.9 | 1.7 | 2.5 | 3.5 | 4.3 | 2.9 | 4 | 4.3 | 1783.7 | 1323.2 | 827.2 | 653.9 | 977.2 | 915.2 | 1083.1 | 1002.8 | 1169.5 | 1038 | 1005.4 | 862.5 | 758.8 | 665.7 | 644.1 | 1752.4 | 1279 | 715.8 | 353.4 | 520.5 | 503.7 | 568.8 | 338.8 | 241.3 | 181.2 | 424.9 | 577.6 | 904.6 | 780.7 | 863.8 | 2157.9 | 1728.5 | 1123.6 | 762.7 | 879 | 976.2 | 1373.1 | 1387.1 | 1641 | 1349.5 | 1539.9 | 1280.9 | 1138.3 | 704.1 | 609.6 | 1336.2 | 1225 | 1005.8 | 965.5 | 1032.3 | 1098.4 | 1013.6 | 860.4 | 716.9 | 592.1 | 442.2 | 336.3 | 265.9 | 476.8 | 547.3 | 1283.6 | 1136.2 | 842.4 | 776.8 | 645.3 | 501.3 | 255.5 | 135.5 | 83.5 | 124.5 | 177.1 | 207.5 | 134 | 175.7 | 192.9 | 0.36 | 0.26 | 0.1 | 0.07 | 0.1 | 0.09 | 0.11 | 0.1 | 0.12 | 0.1 | 0.1 | 0.09 | 0.08 | 0.07 | 0.07 | 0.38 | 0.27 | 0.1 | 0.05 | 0.07 | 0.07 | 0.08 | 0.05 | 0.03 | 0.02 | 0.04 | 0.05 | 0.09 | 0.08 | 0.09 | 0.43 | 0.32 | 0.14 | 0.08 | 0.09 | 0.1 | 0.14 | 0.14 | 0.17 | 0.15 | 0.17 | 0.14 | 0.12 | 0.08 | 0.06 | 0.25 | 0.21 | 0.12 | 0.11 | 0.1 | 0.1 | 0.1 | 0.09 | 0.07 | 0.06 | 0.04 | 0.03 | 0.02 | 0.03 | 0.03 | 0.25 | 0.21 | 0.12 | 0.1 | 0.07 | 0.05 | 0.02 | 0.01 | 0.01 | 0.01 | 0.01 | 0.02 | 0.01 | 0.01 | 0.02 | 0.0599
| 12 | 222.9086 | 8.5002 | 1.1192 | 223.4431 | 22.8508 | 998.9045 | 0.12098 | 50.8522 | 245.7594 | 1007.4047 | 1.2402 | 274.2954 | 482.2 | 350.8 | 189.2 | 142.1 | 204.6 | 188.5 | 226 | 216.4 | 253.8 | 225.3 | 220.4 | 191.9 | 173.4 | 156.6 | 153.9 | 515.4 | 370.1 | 190.9 | 86.8 | 132.3 | 138.2 | 158.4 | 99.4 | 67.6 | 43.4 | 87.2 | 121.2 | 198.3 | 182.9 | 205.4 | 578 | 445.2 | 252.1 | 160.5 | 186.3 | 207.1 | 292.3 | 294 | 352.6 | 293.1 | 347.3 | 291.6 | 262.6 | 161 | 139.7 | 350.9 | 311.5 | 235.6 | 215.5 | 221.9 | 230.4 | 217.6 | 184.2 | 150.7 | 119.9 | 88.3 | 65.2 | 51 | 38.5 | 27.3 | 363.1 | 310 | 226.2 | 187.9 | 150.5 | 103.3 | 48.6 | 22.3 | 12.5 | 10 | 7.6 | 5.3 | 3.6 | 1.9 | 1.6 | 24.8 | 17.4 | 7.6 | 5.1 | 6.5 | 5.4 | 6.9 | 7.7 | 9.6 | 8.5 | 8.7 | 8 | 7.8 | 7.5 | 7.5 | 32.1 | 22.3 | 11.5 | 4.1 | 7.9 | 9.8 | 11.7 | 7.8 | 4.9 | 2.3 | 2.8 | 4.2 | 7.8 | 9.1 | 10.6 | 30.3 | 21.6 | 9.5 | 4.7 | 6 | 6.9 | 10 | 9.9 | 12 | 10.3 | 14.6 | 13.2 | 12.4 | 7.1 | 5.9 | 17.6 | 15 | 10.3 | 8.2 | 7.6 | 7.4 | 7.9 | 6.9 | 5.3 | 3.5 | 2.3 | 1.3 | 1 | 1.3 | 1.4 | 21.5 | 17.4 | 13.8 | 9.3 | 7.1 | 3.4 | 1.4 | 0.5 | 0.3 | 0.4 | 0.5 | 0.6 | 0.4 | 0.6 | 0.7 | 3.58 | 2.51 | 1 | 0.66 | 0.81 | 0.66 | 0.85 | 0.98 | 1.22 | 1.09 | 1.12 | 1.04 | 1.02 | 1 | 1.01 | 4.68 | 3.25 | 1.6 | 0.57 | 1.09 | 1.39 | 1.65 | 1.1 | 0.69 | 0.31 | 0.34 | 0.52 | 1.01 | 1.21 | 1.43 | 4.36 | 3.08 | 1.25 | 0.57 | 0.74 | 0.86 | 1.26 | 1.24 | 1.53 | 1.32 | 1.92 | 1.75 | 1.64 | 0.93 | 0.77 | 2.52 | 2.12 | 1.38 | 1.07 | 0.96 | 0.91 | 1.01 | 0.88 | 0.67 | 0.41 | 0.26 | 0.14 | 0.1 | 0.13 | 0.14 | 3.1 | 2.5 | 1.92 | 1.26 | 0.95 | 0.42 | 0.16 | 0.06 | 0.03 | 0.04 | 0.05 | 0.07 | 0.04 | 0.06 | 0.07 | 45.7 | 33.7 | 19 | 14.8 | 21.9 | 20.8 | 24.6 | 22.5 | 25.7 | 22.8 | 21.9 | 18.7 | 16.4 | 14.4 | 14 | 43.5 | 31.9 | 15.7 | 8.2 | 10.8 | 9.9 | 10.9 | 6.5 | 4.8 | 3.8 | 9.3 | 12.6 | 19.7 | 16.5 | 18.2 | 54 | 42.9 | 26 | 17.7 | 19.9 | 22 | 30.7 | 31.1 | 37.2 | 30.7 | 34.3 | 27.8 | 24.6 | 15.4 | 13.6 | 33.4 | 30 | 22.9 | 21.9 | 23.3 | 24.6 | 22.3 | 18.8 | 15.6 | 13.1 | 9.9 | 7.6 | 6.1 | 8.1 | 8.5 | 31.4 | 27.5 | 18.5 | 17.3 | 14 | 11 | 5.5 | 2.8 | 1.7 | 2.4 | 3.5 | 4.3 | 3 | 4 | 4.3 | 1801.3 | 1334.5 | 840.4 | 650.9 | 975.9 | 911 | 1083.2 | 1004.7 | 1171.8 | 1040.9 | 1006.4 | 863.1 | 764.2 | 674.3 | 657.4 | 1762.4 | 1286.3 | 725.8 | 357.8 | 513.9 | 486.1 | 546.8 | 328.3 | 236.2 | 177.9 | 419.5 | 573.1 | 906.6 | 779.1 | 861.1 | 2161 | 1734.1 | 1130 | 771.6 | 888.5 | 977.1 | 1371.8 | 1384.1 | 1644.9 | 1353.6 | 1548 | 1286.4 | 1147.6 | 711.8 | 624.7 | 1343.3 | 1231.8 | 1017.6 | 974.6 | 1042.7 | 1102.3 | 1011.1 | 850.2 | 705.4 | 586.8 | 441.9 | 337.7 | 265.6 | 473.9 | 544.4 | 1295.2 | 1145.9 | 855.4 | 779.7 | 644.8 | 492.7 | 249.3 | 130.4 | 82.4 | 121.5 | 174.8 | 208.3 | 136.7 | 177.4 | 192.1 | 0.38 | 0.27 | 0.1 | 0.07 | 0.1 | 0.09 | 0.11 | 0.11 | 0.12 | 0.1 | 0.1 | 0.09 | 0.08 | 0.07 | 0.07 | 0.4 | 0.29 | 0.1 | 0.05 | 0.07 | 0.07 | 0.08 | 0.05 | 0.03 | 0.02 | 0.04 | 0.05 | 0.09 | 0.08 | 0.09 | 0.44 | 0.33 | 0.14 | 0.08 | 0.09 | 0.1 | 0.14 | 0.14 | 0.18 | 0.15 | 0.18 | 0.14 | 0.12 | 0.07 | 0.06 | 0.26 | 0.22 | 0.13 | 0.11 | 0.11 | 0.11 | 0.1 | 0.09 | 0.07 | 0.05 | 0.04 | 0.03 | 0.02 | 0.03 | 0.03 | 0.27 | 0.22 | 0.12 | 0.1 | 0.07 | 0.05 | 0.02 | 0.01 | 0.01 | 0.01 | 0.01 | 0.02 | 0.01 | 0.02 | 0.02 | 0.0608
| 13 | 225.5316 | 8.6141 | 1.1365 | 226.074 | 23.1577 | 1007.914 | 0.12564 | 51.4126 | 248.6893 | 1016.5281 | 1.2621 | 277.4865 | 485.1 | 354.4 | 196.4 | 150 | 211.4 | 191 | 225.3 | 215.4 | 252.2 | 223.9 | 217.8 | 191.1 | 173.4 | 156.3 | 153.1 | 517.2 | 373 | 195 | 89.4 | 130 | 133.2 | 152.6 | 96.3 | 65.8 | 41.8 | 85.2 | 118 | 195.3 | 181.5 | 205.8 | 579.6 | 447.4 | 253.3 | 163 | 189.7 | 210.7 | 295.9 | 296.7 | 354.8 | 295.4 | 349 | 293.7 | 264.6 | 163.8 | 143.2 | 353.6 | 314.4 | 241.6 | 220.1 | 226.1 | 231.9 | 217.2 | 183.3 | 149.7 | 120.1 | 88.5 | 65.4 | 51.8 | 39.1 | 28.2 | 363.3 | 310.5 | 228.9 | 190.5 | 152 | 103.2 | 47.8 | 22.3 | 12.2 | 10 | 7.6 | 5.3 | 3.6 | 1.9 | 1.6 | 24.8 | 17.5 | 8.1 | 5.6 | 7 | 5.5 | 6.9 | 7.6 | 9.3 | 8.3 | 8.3 | 7.9 | 7.6 | 7.3 | 7.3 | 32.1 | 22.4 | 11.7 | 4.3 | 7.7 | 9.4 | 11.2 | 7.5 | 4.7 | 2.1 | 2.6 | 4 | 7.8 | 9 | 10.7 | 30.4 | 21.8 | 9.6 | 4.8 | 6.3 | 7.2 | 10.4 | 10.1 | 12.2 | 10.3 | 14.6 | 13.3 | 12.4 | 7.1 | 5.9 | 17.7 | 15.1 | 10.6 | 8.4 | 7.8 | 7.5 | 7.8 | 6.8 | 5.3 | 3.5 | 2.3 | 1.3 | 1 | 1.3 | 1.4 | 21.3 | 17.4 | 14 | 9.6 | 7.4 | 3.4 | 1.4 | 0.5 | 0.3 | 0.4 | 0.5 | 0.6 | 0.4 | 0.6 | 0.7 | 3.6 | 2.53 | 1.08 | 0.73 | 0.87 | 0.67 | 0.85 | 0.97 | 1.19 | 1.05 | 1.07 | 1.02 | 1 | 0.97 | 0.97 | 4.68 | 3.27 | 1.64 | 0.59 | 1.07 | 1.32 | 1.57 | 1.06 | 0.67 | 0.29 | 0.32 | 0.5 | 1 | 1.2 | 1.43 | 4.38 | 3.1 | 1.27 | 0.6 | 0.79 | 0.91 | 1.32 | 1.28 | 1.55 | 1.33 | 1.93 | 1.77 | 1.65 | 0.94 | 0.77 | 2.54 | 2.13 | 1.43 | 1.11 | 0.99 | 0.93 | 1 | 0.87 | 0.66 | 0.41 | 0.26 | 0.14 | 0.1 | 0.13 | 0.14 | 3.08 | 2.49 | 1.96 | 1.31 | 0.99 | 0.43 | 0.16 | 0.06 | 0.03 | 0.04 | 0.05 | 0.06 | 0.04 | 0.06 | 0.07 | 46.1 | 34.2 | 19.6 | 15.5 | 22.4 | 21.1 | 24.5 | 22.4 | 25.8 | 22.9 | 22 | 18.7 | 16.6 | 14.5 | 14.1 | 43.9 | 32.3 | 16.1 | 8.4 | 10.6 | 9.6 | 10.6 | 6.3 | 4.7 | 3.7 | 9.2 | 12.3 | 19.4 | 16.4 | 18.2 | 54.1 | 43.1 | 26.1 | 17.9 | 20.1 | 22.2 | 30.8 | 31.2 | 37.3 | 31 | 34.5 | 28 | 24.8 | 15.7 | 14.1 | 33.7 | 30.3 | 23.5 | 22.4 | 23.7 | 24.7 | 22.4 | 18.8 | 15.6 | 13.2 | 9.9 | 7.7 | 6.1 | 8.2 | 8.5 | 31.6 | 27.7 | 18.7 | 17.4 | 14 | 10.9 | 5.4 | 2.8 | 1.7 | 2.4 | 3.4 | 4.3 | 2.9 | 4.1 | 4.2 | 1809.9 | 1345.4 | 860.8 | 678.4 | 1000.2 | 923 | 1079 | 1000.1 | 1166.6 | 1038.6 | 1001.1 | 862.2 | 767.5 | 678.7 | 661.1 | 1766.8 | 1295.2 | 738.8 | 367.1 | 506.6 | 471 | 529.5 | 319.8 | 230.5 | 173.7 | 412.2 | 560.8 | 892.5 | 772.4 | 861.4 | 2161.7 | 1736.4 | 1131.3 | 776.1 | 895.8 | 983.7 | 1377.9 | 1390.1 | 1651.9 | 1362.9 | 1554.9 | 1292.8 | 1156.8 | 725.5 | 645.3 | 1352.1 | 1241.1 | 1037.6 | 990.1 | 1056.3 | 1104.6 | 1008.4 | 846 | 701.4 | 587.2 | 443.1 | 338.8 | 269.7 | 474.3 | 544.7 | 1297.9 | 1148.6 | 861.3 | 783.9 | 644.2 | 489.5 | 244.9 | 129.2 | 80 | 120.2 | 171.6 | 205.1 | 134 | 178.2 | 189.2 | 0.38 | 0.28 | 0.11 | 0.08 | 0.1 | 0.1 | 0.11 | 0.11 | 0.12 | 0.1 | 0.1 | 0.09 | 0.08 | 0.07 | 0.07 | 0.4 | 0.29 | 0.11 | 0.05 | 0.06 | 0.07 | 0.08 | 0.05 | 0.03 | 0.02 | 0.04 | 0.05 | 0.09 | 0.08 | 0.09 | 0.44 | 0.33 | 0.14 | 0.09 | 0.09 | 0.1 | 0.14 | 0.15 | 0.18 | 0.15 | 0.18 | 0.14 | 0.12 | 0.08 | 0.07 | 0.26 | 0.22 | 0.13 | 0.12 | 0.11 | 0.11 | 0.1 | 0.09 | 0.07 | 0.06 | 0.04 | 0.03 | 0.02 | 0.03 | 0.03 | 0.27 | 0.22 | 0.13 | 0.1 | 0.07 | 0.05 | 0.02 | 0.01 | 0.01 | 0.01 | 0.01 | 0.02 | 0.01 | 0.02 | 0.02 | 0.0612
| 14 | 226.4733 | 8.6126 | 1.1369 | 227.0157 | 23.3141 | 1011.4438 | 0.12564 | 51.6678 | 249.7874 | 1020.0563 | 1.2625 | 278.6835 | 485.8 | 355.8 | 200.8 | 154 | 214.1 | 193.4 | 226.5 | 216.5 | 248.5 | 219.4 | 213.8 | 189.4 | 173.3 | 155.2 | 152.1 | 519 | 376.4 | 200.6 | 92.8 | 130.6 | 131.7 | 150.8 | 95.3 | 65.8 | 42.9 | 85.6 | 118.7 | 194.6 | 182 | 205.3 | 581.5 | 450.1 | 256.6 | 168.3 | 196.2 | 218.6 | 299.8 | 298.9 | 355.2 | 297.8 | 350.5 | 292.6 | 261.4 | 161.2 | 142.2 | 355 | 316 | 244.8 | 222.2 | 226.8 | 230 | 216.2 | 183.5 | 151.2 | 121.2 | 89.6 | 66.4 | 52.3 | 38.8 | 27.5 | 364.8 | 312.5 | 233.7 | 194.5 | 155.7 | 104.8 | 49.7 | 23.4 | 12.6 | 10.2 | 7.8 | 5.4 | 3.6 | 1.9 | 1.6 | 24.9 | 17.5 | 8.3 | 5.7 | 7 | 5.5 | 6.9 | 7.8 | 9.2 | 8 | 8 | 7.7 | 7.6 | 7.2 | 7.2 | 32.3 | 22.7 | 11.9 | 4.4 | 7.8 | 9.4 | 11.1 | 7.3 | 4.7 | 2.3 | 2.8 | 4.1 | 7.7 | 9 | 10.7 | 30.4 | 21.9 | 9.7 | 5.1 | 6.8 | 7.8 | 10.5 | 10 | 12.1 | 10.5 | 14.7 | 13.2 | 12 | 6.8 | 5.7 | 17.8 | 15.2 | 10.8 | 8.5 | 7.8 | 7.4 | 7.9 | 7 | 5.5 | 3.6 | 2.3 | 1.4 | 1 | 1.3 | 1.4 | 21.4 | 17.4 | 14.2 | 9.8 | 7.6 | 3.4 | 1.4 | 0.6 | 0.3 | 0.4 | 0.5 | 0.7 | 0.4 | 0.7 | 0.7 | 3.6 | 2.53 | 1.1 | 0.74 | 0.87 | 0.68 | 0.86 | 1 | 1.17 | 1.02 | 1.02 | 1 | 0.99 | 0.96 | 0.96 | 4.72 | 3.31 | 1.67 | 0.61 | 1.08 | 1.32 | 1.56 | 1.04 | 0.66 | 0.31 | 0.34 | 0.52 | 0.99 | 1.21 | 1.43 | 4.39 | 3.12 | 1.28 | 0.65 | 0.86 | 1 | 1.34 | 1.27 | 1.54 | 1.35 | 1.94 | 1.74 | 1.59 | 0.89 | 0.74 | 2.56 | 2.15 | 1.45 | 1.12 | 0.99 | 0.92 | 1.01 | 0.9 | 0.7 | 0.43 | 0.26 | 0.14 | 0.1 | 0.13 | 0.14 | 3.09 | 2.5 | 2 | 1.35 | 1.03 | 0.43 | 0.17 | 0.06 | 0.03 | 0.04 | 0.05 | 0.07 | 0.04 | 0.07 | 0.07 | 46.1 | 34.4 | 20.1 | 16 | 22.8 | 21.4 | 24.7 | 22.5 | 25.4 | 22.5 | 21.7 | 18.7 | 16.6 | 14.4 | 14 | 43.9 | 32.5 | 16.7 | 8.8 | 10.7 | 9.4 | 10.4 | 6.3 | 4.7 | 3.8 | 9.1 | 12.3 | 19.3 | 16.4 | 18.1 | 54.4 | 43.5 | 26.5 | 18.5 | 20.6 | 22.8 | 31.3 | 31.6 | 37.5 | 31.2 | 34.7 | 28 | 24.7 | 15.7 | 14.1 | 33.8 | 30.5 | 23.8 | 22.6 | 23.8 | 24.6 | 22.3 | 18.7 | 15.6 | 13.2 | 10 | 7.8 | 6.2 | 8.1 | 8.4 | 31.9 | 28 | 19.1 | 17.7 | 14.3 | 11.1 | 5.6 | 2.9 | 1.7 | 2.4 | 3.5 | 4.3 | 3 | 4.2 | 4.4 | 1812.9 | 1353 | 878.6 | 696.5 | 1012.6 | 932 | 1081.7 | 999.1 | 1149.3 | 1019.1 | 987.1 | 857.7 | 768.6 | 674 | 655.9 | 1768.3 | 1303.5 | 760 | 380.2 | 507.3 | 463 | 521.5 | 317.2 | 230.5 | 175 | 409 | 559.6 | 888.6 | 774.3 | 858.5 | 2169.4 | 1745.6 | 1143.2 | 791.1 | 912.9 | 1006.3 | 1392 | 1401.5 | 1655.4 | 1371.1 | 1560.7 | 1291.4 | 1149.6 | 719.6 | 644.7 | 1355 | 1246.9 | 1050.3 | 998.6 | 1057.8 | 1093.9 | 996.6 | 837.4 | 701.2 | 589.3 | 448.3 | 343.4 | 272.1 | 472.4 | 540.7 | 1302.5 | 1155.6 | 877.6 | 797 | 656.4 | 498 | 254.7 | 136.3 | 83.7 | 122.1 | 175.2 | 208.5 | 136.4 | 184.9 | 198.8 | 0.38 | 0.28 | 0.11 | 0.08 | 0.1 | 0.1 | 0.11 | 0.11 | 0.12 | 0.1 | 0.1 | 0.09 | 0.08 | 0.07 | 0.07 | 0.4 | 0.29 | 0.11 | 0.06 | 0.06 | 0.07 | 0.08 | 0.05 | 0.03 | 0.02 | 0.04 | 0.05 | 0.09 | 0.08 | 0.09 | 0.45 | 0.33 | 0.15 | 0.09 | 0.1 | 0.11 | 0.15 | 0.15 | 0.18 | 0.16 | 0.18 | 0.14 | 0.12 | 0.08 | 0.07 | 0.27 | 0.22 | 0.14 | 0.12 | 0.11 | 0.11 | 0.11 | 0.09 | 0.07 | 0.06 | 0.04 | 0.03 | 0.02 | 0.03 | 0.03 | 0.27 | 0.22 | 0.13 | 0.11 | 0.08 | 0.05 | 0.02 | 0.01 | 0.01 | 0.01 | 0.01 | 0.02 | 0.01 | 0.02 | 0.02 | 0.061
| 15 | 230.9389 | 8.7935 | 1.1613 | 231.4929 | 23.762 | 1029.9402 | 0.12907 | 52.6345 | 254.7009 | 1038.7337 | 1.2904 | 284.1274 | 488 | 360.5 | 213.1 | 166.2 | 223.3 | 197 | 226.4 | 214.7 | 246.3 | 218 | 215 | 192.2 | 175.9 | 157.1 | 152.7 | 520.8 | 380.8 | 211.6 | 102.5 | 135 | 131.1 | 145.6 | 91.7 | 62.8 | 41 | 84.5 | 117.8 | 196.5 | 181.9 | 205.6 | 577.1 | 448.3 | 259.3 | 174.6 | 205.8 | 228.9 | 307.1 | 303.6 | 354.7 | 295.5 | 346.3 | 288.6 | 260.9 | 160.6 | 143.7 | 357.3 | 320.7 | 255.6 | 232.2 | 234 | 232.2 | 215.2 | 183.1 | 151 | 123.6 | 91.2 | 67.7 | 52.3 | 38.9 | 27.8 | 368.4 | 317.8 | 245 | 203.1 | 161.4 | 106.7 | 51 | 25.1 | 13.7 | 11.1 | 8.5 | 5.9 | 4 | 2.1 | 1.8 | 24.7 | 17.6 | 8.9 | 6.3 | 7.4 | 5.6 | 6.9 | 7.7 | 9 | 7.9 | 8.1 | 7.9 | 7.6 | 7.2 | 7.1 | 32.5 | 23 | 12.9 | 5.2 | 8.1 | 9.3 | 10.6 | 7 | 4.5 | 2.1 | 2.7 | 4.1 | 8 | 9.1 | 10.7 | 29.9 | 21.5 | 9.6 | 5.4 | 7.3 | 8.3 | 11 | 10.1 | 11.8 | 10 | 14.2 | 12.6 | 11.8 | 6.6 | 5.7 | 17.8 | 15.3 | 11.4 | 9.1 | 8.3 | 7.5 | 7.8 | 6.9 | 5.3 | 3.6 | 2.3 | 1.4 | 1 | 1.3 | 1.4 | 21.6 | 17.7 | 15.1 | 10.5 | 8.1 | 3.5 | 1.4 | 0.6 | 0.3 | 0.4 | 0.6 | 0.7 | 0.5 | 0.7 | 0.7 | 3.58 | 2.54 | 1.19 | 0.82 | 0.93 | 0.69 | 0.86 | 0.98 | 1.15 | 1 | 1.03 | 1.02 | 0.99 | 0.96 | 0.94 | 4.74 | 3.35 | 1.8 | 0.71 | 1.13 | 1.3 | 1.5 | 1 | 0.64 | 0.29 | 0.33 | 0.51 | 1.03 | 1.21 | 1.45 | 4.3 | 3.06 | 1.27 | 0.68 | 0.94 | 1.08 | 1.4 | 1.28 | 1.5 | 1.28 | 1.86 | 1.66 | 1.56 | 0.86 | 0.74 | 2.55 | 2.17 | 1.54 | 1.2 | 1.05 | 0.94 | 1 | 0.89 | 0.68 | 0.44 | 0.27 | 0.15 | 0.11 | 0.13 | 0.14 | 3.12 | 2.54 | 2.12 | 1.45 | 1.1 | 0.44 | 0.16 | 0.06 | 0.03 | 0.04 | 0.06 | 0.07 | 0.05 | 0.07 | 0.07 | 46.6 | 35 | 21.2 | 17.1 | 23.7 | 21.9 | 24.6 | 22.4 | 25.2 | 22.4 | 21.8 | 18.9 | 16.9 | 14.7 | 14.2 | 43.9 | 32.8 | 17.4 | 9.5 | 11 | 9.4 | 10.2 | 6.1 | 4.5 | 3.6 | 9 | 12.3 | 19.4 | 16.4 | 18.1 | 54.2 | 43.5 | 26.9 | 19.1 | 21.4 | 23.7 | 31.9 | 32.2 | 37.6 | 31.3 | 34.6 | 28 | 24.9 | 15.8 | 14.3 | 34.1 | 31 | 24.8 | 23.5 | 24.4 | 24.8 | 22.2 | 18.8 | 15.7 | 13.5 | 10.3 | 7.9 | 6.2 | 8.1 | 8.4 | 32.1 | 28.4 | 19.9 | 18.3 | 14.6 | 11.3 | 5.9 | 3.2 | 1.9 | 2.6 | 3.7 | 4.6 | 3.2 | 4.4 | 4.6 | 1829.3 | 1375.2 | 925.6 | 745.8 | 1051.4 | 948.9 | 1079.6 | 991.8 | 1140.9 | 1014.9 | 991.4 | 868.4 | 782.7 | 684.9 | 663.3 | 1781.3 | 1323.3 | 794.8 | 412.8 | 522.2 | 463.7 | 506.7 | 306.4 | 219.5 | 168.4 | 405.6 | 557 | 892.2 | 772.9 | 857.8 | 2166.9 | 1750.3 | 1160.4 | 820.4 | 950.1 | 1046.2 | 1419.9 | 1426 | 1662.7 | 1372.9 | 1553.6 | 1285 | 1152.4 | 721.9 | 652.3 | 1369.7 | 1266.8 | 1089.4 | 1035.7 | 1086.6 | 1102 | 993.9 | 835.2 | 701.4 | 599.1 | 456.3 | 350.2 | 272.3 | 468 | 535.6 | 1318.6 | 1175.4 | 912.3 | 822.4 | 673.9 | 505.2 | 263.1 | 145.2 | 89.8 | 128.3 | 183.1 | 219.8 | 145.3 | 193.6 | 204.5 | 0.39 | 0.28 | 0.12 | 0.09 | 0.11 | 0.1 | 0.11 | 0.11 | 0.12 | 0.1 | 0.1 | 0.09 | 0.08 | 0.07 | 0.07 | 0.4 | 0.29 | 0.12 | 0.06 | 0.07 | 0.07 | 0.07 | 0.05 | 0.03 | 0.02 | 0.04 | 0.05 | 0.09 | 0.08 | 0.09 | 0.44 | 0.33 | 0.15 | 0.1 | 0.1 | 0.12 | 0.15 | 0.15 | 0.18 | 0.15 | 0.18 | 0.14 | 0.12 | 0.08 | 0.07 | 0.27 | 0.23 | 0.14 | 0.12 | 0.12 | 0.11 | 0.11 | 0.09 | 0.07 | 0.06 | 0.04 | 0.03 | 0.02 | 0.03 | 0.03 | 0.27 | 0.23 | 0.14 | 0.11 | 0.08 | 0.05 | 0.03 | 0.01 | 0.01 | 0.01 | 0.01 | 0.02 | 0.01 | 0.02 | 0.02 | 0.0605
| 16 | 253.9479 | 9.8228 | 1.3086 | 254.5697 | 26.0764 | 1120.9279 | 0.14772 | 57.5015 | 280.0243 | 1130.7507 | 1.4564 | 312.0712 | 507.9 | 388.1 | 264 | 215.9 | 262.9 | 217.5 | 233.3 | 219.4 | 243.6 | 217.9 | 220.5 | 205.1 | 193.6 | 168 | 163.9 | 546 | 415.5 | 260.6 | 137.3 | 151.5 | 136.7 | 146.6 | 94.4 | 63.4 | 44.1 | 87.8 | 124.2 | 202.8 | 188.4 | 210.9 | 579.2 | 456.3 | 281.8 | 210.4 | 247.4 | 264.4 | 325.9 | 322 | 364.8 | 314.1 | 350.1 | 291.9 | 256.2 | 162 | 149.4 | 376.2 | 344.3 | 298.4 | 269.5 | 262.6 | 241.1 | 220.9 | 189.3 | 163.1 | 134.5 | 103.1 | 75.8 | 58.8 | 42 | 31.5 | 383.2 | 340.8 | 280.1 | 229.6 | 180.8 | 118.4 | 61.4 | 30.2 | 16.1 | 13 | 10 | 7 | 4.8 | 2.6 | 2 | 25.6 | 18.8 | 11.3 | 8.7 | 9.3 | 6.5 | 7.2 | 7.9 | 8.8 | 7.7 | 8.1 | 8.4 | 8.5 | 7.7 | 7.6 | 34.8 | 25.6 | 16.2 | 7.2 | 9.3 | 9.9 | 10.8 | 7.3 | 4.5 | 2.4 | 2.9 | 4.5 | 8.2 | 9.3 | 10.8 | 30 | 21.7 | 10.3 | 6.6 | 9.2 | 10.1 | 11.8 | 10.4 | 11.5 | 10.4 | 13.4 | 11.6 | 10.2 | 5.9 | 5.4 | 18.6 | 16.3 | 13.4 | 10.7 | 9.5 | 7.7 | 8.1 | 7.3 | 6 | 4 | 2.6 | 1.6 | 1.1 | 1.4 | 1.4 | 22.7 | 19.2 | 17.5 | 12.1 | 9.2 | 3.9 | 1.7 | 0.7 | 0.3 | 0.4 | 0.7 | 0.8 | 0.6 | 0.8 | 0.8 | 3.71 | 2.71 | 1.55 | 1.17 | 1.2 | 0.81 | 0.89 | 1.01 | 1.11 | 0.97 | 1.04 | 1.1 | 1.11 | 1.02 | 1.01 | 5.07 | 3.72 | 2.29 | 1 | 1.28 | 1.39 | 1.53 | 1.03 | 0.64 | 0.33 | 0.35 | 0.56 | 1.05 | 1.25 | 1.45 | 4.31 | 3.09 | 1.37 | 0.84 | 1.2 | 1.34 | 1.53 | 1.31 | 1.44 | 1.32 | 1.74 | 1.51 | 1.33 | 0.75 | 0.68 | 2.67 | 2.32 | 1.84 | 1.44 | 1.23 | 0.96 | 1.04 | 0.95 | 0.78 | 0.49 | 0.3 | 0.16 | 0.12 | 0.14 | 0.15 | 3.28 | 2.76 | 2.48 | 1.68 | 1.25 | 0.49 | 0.2 | 0.08 | 0.03 | 0.04 | 0.07 | 0.08 | 0.06 | 0.08 | 0.08 | 48.7 | 37.9 | 26.3 | 21.9 | 27.4 | 23.9 | 25.4 | 22.8 | 25.1 | 22.6 | 22.5 | 20.1 | 18.6 | 15.7 | 15.3 | 45.2 | 35.3 | 21.2 | 12.5 | 12.2 | 9.7 | 10.1 | 6.2 | 4.5 | 3.8 | 9.3 | 12.8 | 20 | 17 | 18.7 | 54.3 | 44.4 | 29.6 | 23.1 | 25.5 | 27.1 | 33.8 | 34.5 | 39.3 | 33.5 | 35.8 | 29.3 | 25.7 | 16.7 | 15.4 | 36.1 | 33.6 | 29.1 | 27.3 | 27.2 | 26 | 22.9 | 19.3 | 16.8 | 14.7 | 11.6 | 8.8 | 7 | 8.5 | 9 | 33.2 | 30.3 | 22.7 | 20.6 | 16.4 | 12.7 | 7.1 | 3.8 | 2.1 | 2.9 | 4.2 | 5.4 | 3.9 | 5.4 | 5.3 | 1902 | 1479.5 | 1115.3 | 939.3 | 1209.3 | 1034 | 1110.1 | 1011.2 | 1134.1 | 1020.9 | 1021.1 | 923.8 | 857.1 | 733 | 713.1 | 1854.7 | 1434.8 | 955.6 | 538.5 | 580.8 | 476.6 | 506.1 | 314.4 | 222.9 | 177.9 | 419.3 | 581.5 | 922.6 | 802.1 | 886.1 | 2181.3 | 1788.2 | 1256.3 | 975.8 | 1119.2 | 1180.9 | 1492.9 | 1517.3 | 1730.8 | 1468.9 | 1599.6 | 1331.3 | 1173.2 | 752 | 696.1 | 1439.3 | 1353.1 | 1246.4 | 1181.8 | 1201.2 | 1140.8 | 1010.2 | 851.8 | 744.1 | 647.1 | 514.9 | 391.5 | 306.3 | 490 | 562.4 | 1363.9 | 1251.6 | 1023.3 | 913.9 | 746.2 | 557.1 | 308.8 | 167.7 | 101.3 | 141.5 | 203 | 255.1 | 175.9 | 234.9 | 238 | 0.4 | 0.31 | 0.16 | 0.13 | 0.14 | 0.12 | 0.12 | 0.11 | 0.11 | 0.1 | 0.1 | 0.09 | 0.09 | 0.08 | 0.07 | 0.41 | 0.32 | 0.16 | 0.09 | 0.08 | 0.07 | 0.07 | 0.05 | 0.03 | 0.02 | 0.04 | 0.06 | 0.09 | 0.09 | 0.1 | 0.44 | 0.34 | 0.17 | 0.12 | 0.13 | 0.15 | 0.17 | 0.16 | 0.18 | 0.16 | 0.18 | 0.14 | 0.12 | 0.08 | 0.07 | 0.29 | 0.25 | 0.18 | 0.15 | 0.14 | 0.12 | 0.11 | 0.1 | 0.08 | 0.07 | 0.05 | 0.03 | 0.03 | 0.03 | 0.03 | 0.28 | 0.25 | 0.17 | 0.13 | 0.09 | 0.06 | 0.03 | 0.02 | 0.01 | 0.01 | 0.02 | 0.02 | 0.01 | 0.02 | 0.02 | 0.0598
| 17 | 305.4338 | 12.1196 | 1.6682 | 306.2152 | 31.6016 | 1298.2733 | 0.20523 | 68.0076 | 337.0354 | 1310.3929 | 1.8735 | 374.2229 | 545 | 454.2 | 370.2 | 320.4 | 337.5 | 265.7 | 257.2 | 232.4 | 244.4 | 223.6 | 237.1 | 229.2 | 222.8 | 191.3 | 188.8 | 583.9 | 475.3 | 342.8 | 202.5 | 186.2 | 157.6 | 158.9 | 106.2 | 73.5 | 50.4 | 96.5 | 135.5 | 220 | 204.2 | 227.4 | 578.5 | 473.7 | 337.6 | 300.3 | 340.5 | 337.5 | 364.4 | 356.2 | 384.5 | 352 | 375.3 | 319.9 | 267.5 | 178.5 | 169.7 | 413.6 | 399.1 | 383.5 | 344.7 | 311.3 | 263.1 | 237.9 | 211.2 | 191.9 | 158.5 | 123.7 | 88.5 | 72.5 | 51.3 | 42.5 | 410.3 | 386.1 | 341.6 | 276 | 209.2 | 138 | 78.3 | 38.8 | 18.7 | 14.7 | 11.5 | 8.4 | 5.9 | 3.2 | 2.3 | 27.8 | 22 | 16.3 | 13.4 | 12.9 | 8.9 | 8.3 | 8.1 | 8.3 | 7.6 | 8.6 | 9.3 | 9.4 | 8.6 | 8.6 | 37.8 | 29.2 | 20.9 | 10.4 | 11.1 | 11 | 11.8 | 8.3 | 5.4 | 2.9 | 3.2 | 4.7 | 8.7 | 10 | 11.7 | 30 | 22.4 | 12.5 | 10.5 | 13.5 | 13.5 | 13.5 | 11.6 | 12.3 | 12.3 | 14.7 | 12.7 | 9.8 | 5.6 | 5.2 | 20.6 | 18.9 | 17.2 | 13.9 | 11.6 | 8.6 | 8.9 | 8.4 | 7.4 | 5 | 3.3 | 1.9 | 1.4 | 1.6 | 1.7 | 24.6 | 22 | 21.1 | 14.6 | 10.5 | 4.6 | 2.3 | 0.9 | 0.4 | 0.5 | 0.8 | 1 | 0.8 | 1 | 1 | 4.03 | 3.2 | 2.33 | 1.91 | 1.77 | 1.18 | 1.06 | 1.05 | 1.05 | 0.96 | 1.1 | 1.22 | 1.24 | 1.14 | 1.13 | 5.49 | 4.25 | 2.99 | 1.49 | 1.55 | 1.57 | 1.67 | 1.18 | 0.77 | 0.4 | 0.4 | 0.6 | 1.12 | 1.33 | 1.57 | 4.3 | 3.18 | 1.69 | 1.43 | 1.85 | 1.88 | 1.81 | 1.5 | 1.55 | 1.6 | 1.93 | 1.66 | 1.24 | 0.68 | 0.63 | 2.97 | 2.71 | 2.45 | 1.95 | 1.58 | 1.12 | 1.2 | 1.14 | 1 | 0.64 | 0.39 | 0.2 | 0.15 | 0.16 | 0.17 | 3.56 | 3.17 | 3.02 | 2.06 | 1.46 | 0.62 | 0.3 | 0.12 | 0.04 | 0.05 | 0.08 | 0.1 | 0.08 | 0.1 | 0.1 | 51.9 | 44.5 | 37.4 | 33.1 | 35.3 | 28.8 | 27.9 | 24.7 | 25.9 | 23.6 | 24.4 | 22.7 | 21.8 | 18.1 | 17.8 | 47.7 | 40.6 | 28.8 | 19.1 | 15.6 | 11.6 | 11 | 6.9 | 5.1 | 4.2 | 10.2 | 14.1 | 21.9 | 18.6 | 20.2 | 53.9 | 46.2 | 35.6 | 32.5 | 35.1 | 34.9 | 38.1 | 38.4 | 41.3 | 37.1 | 38.1 | 32.3 | 27.7 | 19.2 | 18.3 | 39.8 | 39.3 | 38.4 | 35.8 | 32.8 | 28.6 | 24.8 | 21.7 | 19.9 | 17.3 | 14 | 10.3 | 8.6 | 9.7 | 10.3 | 35.3 | 34.3 | 28.5 | 25.2 | 19.5 | 15.1 | 9.1 | 4.9 | 2.4 | 3.2 | 4.8 | 6.6 | 4.9 | 6.3 | 6.4 | 2036.5 | 1716.8 | 1473.8 | 1292.4 | 1452.1 | 1195.6 | 1192.3 | 1061 | 1141 | 1046.8 | 1093 | 1026.7 | 988.2 | 836.6 | 825.7 | 1976.7 | 1634.1 | 1231.4 | 763.6 | 702.2 | 544.3 | 542.9 | 348.7 | 252.4 | 199 | 457.2 | 637.1 | 1004.8 | 873.7 | 955.1 | 2195.7 | 1864.4 | 1475.4 | 1310.9 | 1452.6 | 1420 | 1612.5 | 1644.3 | 1813.8 | 1611.5 | 1694.7 | 1447.7 | 1250.9 | 856.8 | 818.9 | 1568.7 | 1541.3 | 1524 | 1431.5 | 1354.3 | 1204.8 | 1049.4 | 911.7 | 837.1 | 736.2 | 603.1 | 452.8 | 376.3 | 535.1 | 618.2 | 1448.4 | 1399.5 | 1217.8 | 1060.6 | 832.6 | 615.5 | 364.4 | 196.7 | 113.2 | 156.2 | 228.6 | 304 | 216.8 | 277.3 | 283 | 0.43 | 0.37 | 0.28 | 0.25 | 0.22 | 0.17 | 0.15 | 0.13 | 0.12 | 0.11 | 0.12 | 0.11 | 0.11 | 0.09 | 0.09 | 0.43 | 0.37 | 0.23 | 0.15 | 0.11 | 0.09 | 0.08 | 0.05 | 0.04 | 0.02 | 0.04 | 0.06 | 0.1 | 0.09 | 0.1 | 0.42 | 0.35 | 0.22 | 0.21 | 0.23 | 0.23 | 0.22 | 0.2 | 0.2 | 0.19 | 0.2 | 0.16 | 0.13 | 0.08 | 0.08 | 0.32 | 0.31 | 0.29 | 0.25 | 0.2 | 0.16 | 0.14 | 0.13 | 0.12 | 0.09 | 0.06 | 0.04 | 0.03 | 0.04 | 0.04 | 0.3 | 0.29 | 0.23 | 0.19 | 0.13 | 0.09 | 0.06 | 0.03 | 0.01 | 0.01 | 0.02 | 0.03 | 0.02 | 0.02 | 0.02 | 0.0589
| 18 | 340.653 | 13.3656 | 1.8513 | 341.5179 | 35.543 | 1440.2598 | 0.23822 | 75.9334 | 376.196 | 1453.6254 | 2.0895 | 417.4512 | 571.7 | 507.8 | 445.4 | 391.3 | 380.6 | 300.3 | 273.4 | 240.2 | 241.1 | 226 | 247.5 | 245.3 | 242 | 202.3 | 201.8 | 611.4 | 521.6 | 414.2 | 247 | 205.7 | 164.4 | 163.9 | 111.4 | 78.1 | 55.9 | 104.5 | 143.5 | 229 | 211.7 | 236.7 | 568.4 | 483.2 | 394.7 | 391.6 | 424.7 | 392.5 | 384.4 | 384 | 397.4 | 396 | 403.6 | 349.5 | 266.7 | 179.4 | 173.5 | 440 | 443 | 443.1 | 398.8 | 337 | 273.1 | 236.2 | 213.6 | 202 | 173.1 | 141.1 | 102.8 | 82.8 | 57.3 | 50 | 427.5 | 419.4 | 387.6 | 307.2 | 224.1 | 145.7 | 86.3 | 41.9 | 20.2 | 15.9 | 12.4 | 9.1 | 6.4 | 3.5 | 2.4 | 29.4 | 24.3 | 19 | 15.6 | 14.1 | 10.2 | 8.8 | 8.3 | 8.1 | 7.8 | 9.2 | 10 | 10 | 8.9 | 9 | 40.3 | 32 | 24.5 | 11.9 | 11.8 | 11.4 | 12.3 | 8.7 | 5.8 | 3.3 | 3.5 | 5 | 9 | 10.3 | 12.1 | 29.6 | 22.6 | 14.7 | 14.2 | 16.8 | 15.4 | 13.6 | 12.2 | 12.5 | 14.5 | 16 | 13.9 | 9.4 | 5.4 | 5.1 | 22.1 | 20.6 | 19.4 | 15.6 | 12.5 | 9 | 9 | 8.6 | 7.9 | 5.4 | 3.7 | 2.2 | 1.6 | 1.7 | 1.9 | 26.2 | 24.1 | 23.8 | 16.1 | 11.2 | 4.9 | 2.6 | 1.1 | 0.4 | 0.5 | 0.8 | 1.1 | 0.8 | 1 | 1 | 4.22 | 3.51 | 2.73 | 2.25 | 1.95 | 1.37 | 1.14 | 1.09 | 1.02 | 0.99 | 1.18 | 1.31 | 1.32 | 1.17 | 1.19 | 5.82 | 4.65 | 3.54 | 1.74 | 1.67 | 1.63 | 1.74 | 1.24 | 0.82 | 0.45 | 0.45 | 0.63 | 1.16 | 1.37 | 1.62 | 4.2 | 3.2 | 2.02 | 2 | 2.35 | 2.17 | 1.83 | 1.58 | 1.57 | 1.91 | 2.13 | 1.85 | 1.19 | 0.65 | 0.61 | 3.16 | 2.96 | 2.78 | 2.22 | 1.72 | 1.18 | 1.2 | 1.16 | 1.07 | 0.7 | 0.45 | 0.25 | 0.17 | 0.18 | 0.19 | 3.77 | 3.46 | 3.43 | 2.3 | 1.58 | 0.67 | 0.36 | 0.15 | 0.04 | 0.06 | 0.09 | 0.12 | 0.09 | 0.11 | 0.1 | 53.7 | 49.8 | 45.9 | 41.5 | 40.6 | 32.7 | 29.7 | 25.5 | 25.6 | 23.7 | 25.4 | 24.3 | 23.8 | 19.4 | 19.2 | 48.8 | 44.4 | 35.9 | 24.4 | 17.8 | 12.2 | 11.2 | 7.3 | 5.4 | 4.6 | 11 | 14.9 | 22.9 | 19.3 | 21.1 | 52.3 | 47.1 | 41.8 | 42.4 | 44.4 | 41.4 | 41.1 | 41.9 | 42.9 | 41.4 | 41 | 35.5 | 27.9 | 19.5 | 19 | 41.8 | 43.9 | 45.2 | 42.3 | 35.8 | 29.6 | 24.5 | 21.9 | 20.9 | 19 | 16.1 | 12 | 9.8 | 10.5 | 11.4 | 35.9 | 37 | 32.6 | 28.4 | 21 | 16 | 10 | 5.2 | 2.6 | 3.4 | 5.1 | 7.1 | 5.4 | 6.7 | 6.5 | 2162.9 | 1942.4 | 1770.2 | 1573.1 | 1627.6 | 1333.5 | 1261 | 1094.1 | 1127 | 1053.3 | 1134.9 | 1098 | 1077.8 | 890.5 | 885.8 | 2084.3 | 1805.8 | 1479.6 | 927.5 | 773.7 | 566.7 | 556.2 | 364.9 | 266.6 | 217.4 | 490.9 | 671.7 | 1045 | 907.3 | 997.1 | 2192.6 | 1923.3 | 1697.7 | 1652.7 | 1771 | 1625.5 | 1700.6 | 1770.5 | 1881.4 | 1774.5 | 1794.3 | 1553.5 | 1255.5 | 869 | 846.6 | 1686.4 | 1720.5 | 1750.1 | 1636.2 | 1448.9 | 1240.9 | 1039.2 | 918.9 | 872.9 | 798.8 | 680.7 | 519.3 | 427.1 | 571 | 664.2 | 1518.7 | 1523.2 | 1372.7 | 1165.9 | 882.7 | 638.5 | 391.8 | 205 | 119.7 | 163.8 | 241.9 | 327.7 | 236.9 | 290.5 | 287.5 | 0.43 | 0.4 | 0.36 | 0.33 | 0.27 | 0.2 | 0.16 | 0.14 | 0.12 | 0.11 | 0.12 | 0.12 | 0.12 | 0.1 | 0.09 | 0.43 | 0.4 | 0.3 | 0.21 | 0.13 | 0.1 | 0.08 | 0.06 | 0.04 | 0.03 | 0.05 | 0.07 | 0.11 | 0.1 | 0.11 | 0.39 | 0.34 | 0.27 | 0.3 | 0.31 | 0.3 | 0.25 | 0.23 | 0.2 | 0.23 | 0.22 | 0.19 | 0.13 | 0.08 | 0.08 | 0.33 | 0.35 | 0.35 | 0.32 | 0.23 | 0.17 | 0.14 | 0.13 | 0.13 | 0.1 | 0.08 | 0.05 | 0.04 | 0.04 | 0.04 | 0.3 | 0.3 | 0.27 | 0.22 | 0.15 | 0.1 | 0.07 | 0.03 | 0.01 | 0.01 | 0.02 | 0.03 | 0.02 | 0.03 | 0.02 | 0.0575
| 19 | 338.3269 | 13.7266 | 1.8766 | 339.2086 | 34.5657 | 1442.2528 | 0.21971 | 75.007 | 372.8926 | 1455.9793 | 2.0963 | 414.2155 | 565.5 | 507 | 448.2 | 393.7 | 379.6 | 304.4 | 273.2 | 236.2 | 229.9 | 214.5 | 235.7 | 236.4 | 232.3 | 193.7 | 193 | 605.9 | 513.6 | 417.8 | 241.3 | 201.8 | 158.7 | 158.6 | 107.1 | 74.8 | 51.8 | 103.2 | 137.9 | 221.9 | 203.8 | 231.2 | 556 | 474 | 413.4 | 424.8 | 455.4 | 392.6 | 373.9 | 376.5 | 392.2 | 391.2 | 396.4 | 341.8 | 251.5 | 161.1 | 154.2 | 438.2 | 443 | 442 | 395 | 328.8 | 268.9 | 232.5 | 209.2 | 194.7 | 168.1 | 141.8 | 108 | 80.6 | 52.7 | 43.1 | 420.3 | 416.6 | 385.4 | 301 | 209 | 132.5 | 76.5 | 38.6 | 18.7 | 14.6 | 10.8 | 8 | 5.8 | 3.3 | 2.2 | 30.5 | 25.5 | 20 | 16.4 | 14.5 | 10.6 | 8.8 | 8.2 | 7.7 | 7.5 | 8.9 | 9.9 | 9.9 | 8.8 | 8.8 | 41.6 | 33 | 25.5 | 12.1 | 11.8 | 11.3 | 11.9 | 8.3 | 5.4 | 3 | 3.3 | 4.7 | 8.6 | 9.9 | 11.7 | 30.1 | 22.8 | 15.8 | 16.1 | 18.8 | 15.8 | 13.4 | 12 | 12.4 | 14.5 | 16.1 | 14 | 9 | 4.7 | 4.4 | 23 | 21.6 | 20.1 | 15.8 | 12.2 | 8.9 | 9.1 | 8.6 | 7.7 | 5.1 | 3.6 | 2.3 | 1.6 | 1.6 | 1.7 | 26.6 | 24.7 | 24 | 16 | 10.5 | 4.4 | 2.2 | 0.9 | 0.4 | 0.5 | 0.7 | 1 | 0.8 | 1 | 1 | 4.29 | 3.61 | 2.83 | 2.34 | 1.97 | 1.4 | 1.12 | 1.06 | 0.96 | 0.95 | 1.15 | 1.3 | 1.31 | 1.16 | 1.16 | 5.94 | 4.73 | 3.64 | 1.74 | 1.65 | 1.6 | 1.67 | 1.18 | 0.76 | 0.41 | 0.41 | 0.58 | 1.11 | 1.31 | 1.57 | 4.21 | 3.16 | 2.15 | 2.25 | 2.62 | 2.2 | 1.76 | 1.52 | 1.55 | 1.91 | 2.14 | 1.85 | 1.13 | 0.57 | 0.52 | 3.23 | 3.06 | 2.84 | 2.22 | 1.65 | 1.15 | 1.21 | 1.15 | 1.03 | 0.64 | 0.43 | 0.26 | 0.16 | 0.16 | 0.17 | 3.77 | 3.51 | 3.42 | 2.27 | 1.46 | 0.58 | 0.29 | 0.12 | 0.04 | 0.05 | 0.07 | 0.1 | 0.08 | 0.1 | 0.1 | 50.7 | 47.8 | 44.9 | 40.7 | 39.7 | 32.6 | 29.5 | 25 | 24.3 | 22.3 | 23.9 | 23.2 | 22.6 | 18.3 | 18.2 | 45.8 | 41.5 | 34.9 | 23 | 17.2 | 11.5 | 10.8 | 7 | 5.2 | 4.3 | 11 | 14.4 | 22.2 | 18.6 | 20.7 | 49.3 | 44.9 | 43.1 | 45.1 | 46.8 | 40.6 | 39.4 | 40.7 | 42.2 | 40.6 | 39.8 | 34.3 | 26.2 | 17.6 | 16.9 | 39.8 | 42.3 | 43.8 | 41.2 | 34.6 | 28.8 | 23.6 | 20.9 | 19.7 | 18.4 | 16.1 | 12.6 | 9.6 | 9.8 | 10.4 | 33.9 | 35.5 | 31.7 | 27.3 | 19.2 | 14.4 | 8.8 | 4.8 | 2.4 | 3.1 | 4.5 | 6.5 | 4.9 | 6.3 | 6.1 | 2186.2 | 1969.4 | 1799.3 | 1590 | 1640.5 | 1366.3 | 1274.2 | 1083.6 | 1084.2 | 1001.9 | 1079.1 | 1051.2 | 1026.7 | 845.3 | 842.5 | 2087.7 | 1799.8 | 1511.4 | 917.4 | 761.9 | 545.4 | 541.8 | 355.1 | 260.9 | 205.1 | 492.3 | 652.6 | 1016.7 | 874.7 | 976.2 | 2174.3 | 1926.6 | 1789.1 | 1792.3 | 1889.5 | 1646.2 | 1682.8 | 1761.9 | 1860.4 | 1757.6 | 1759.3 | 1518.8 | 1184.7 | 785.1 | 756.6 | 1716.4 | 1744.4 | 1767.7 | 1636.3 | 1436.3 | 1239.9 | 1035.3 | 916 | 861.4 | 796.1 | 696.2 | 546.7 | 417.4 | 541.9 | 620.4 | 1517.6 | 1530.2 | 1384.6 | 1157.5 | 844.4 | 600.7 | 363.4 | 198.3 | 114.2 | 151.6 | 216.6 | 301.3 | 219.6 | 276 | 269.8 | 0.36 | 0.36 | 0.33 | 0.31 | 0.25 | 0.19 | 0.15 | 0.13 | 0.11 | 0.1 | 0.11 | 0.12 | 0.11 | 0.09 | 0.09 | 0.37 | 0.34 | 0.27 | 0.18 | 0.12 | 0.09 | 0.08 | 0.05 | 0.04 | 0.03 | 0.05 | 0.06 | 0.1 | 0.09 | 0.11 | 0.33 | 0.3 | 0.27 | 0.31 | 0.32 | 0.28 | 0.22 | 0.2 | 0.2 | 0.22 | 0.21 | 0.18 | 0.12 | 0.07 | 0.07 | 0.28 | 0.31 | 0.32 | 0.29 | 0.21 | 0.15 | 0.13 | 0.11 | 0.11 | 0.09 | 0.07 | 0.05 | 0.04 | 0.04 | 0.04 | 0.26 | 0.27 | 0.25 | 0.2 | 0.12 | 0.08 | 0.05 | 0.03 | 0.01 | 0.01 | 0.02 | 0.03 | 0.02 | 0.02 | 0.02 | 0.0546
| 20 | 325.3653 | 13.7325 | 1.8533 | 326.2409 | 32.3256 | 1403.4291 | 0.18954 | 71.6718 | 357.6908 | 1417.1615 | 2.0428 | 397.9127 | 526.8 | 471.4 | 423.6 | 384 | 377.7 | 300.7 | 265.9 | 226.9 | 220.1 | 207.1 | 225.8 | 225.3 | 218.6 | 182.2 | 182.1 | 565.8 | 481 | 397.8 | 234 | 199.3 | 158.8 | 160.1 | 111.7 | 78.3 | 55.3 | 101.8 | 133.7 | 213.8 | 198.6 | 226 | 536.2 | 453.6 | 399.9 | 419.3 | 451.1 | 377.7 | 359.8 | 363.8 | 384.9 | 380.4 | 386.5 | 327.3 | 233.5 | 139.1 | 131.8 | 408.1 | 415.3 | 415.9 | 379.9 | 319 | 262.4 | 228.8 | 207.8 | 194.5 | 168.5 | 144.2 | 111.2 | 79.8 | 49.7 | 38.4 | 396 | 391.3 | 364.2 | 285.6 | 199.6 | 123.7 | 71.3 | 36.7 | 18.5 | 14.2 | 10.1 | 7.5 | 5.6 | 3.3 | 2.1 | 28.4 | 24.1 | 19.6 | 17.2 | 15.4 | 10.9 | 8.9 | 8.1 | 7.6 | 7.7 | 9 | 9.8 | 9.7 | 8.6 | 8.7 | 39 | 31.4 | 24.6 | 12.5 | 12 | 11.5 | 12.1 | 8.7 | 5.7 | 3.3 | 3.4 | 4.6 | 8.4 | 9.7 | 11.5 | 29.2 | 22.1 | 16.2 | 18 | 20.7 | 16.5 | 13.4 | 12.2 | 12.7 | 14.9 | 16.6 | 14.2 | 8.7 | 4.2 | 3.9 | 21.4 | 20.7 | 19.4 | 16.1 | 12.3 | 9.1 | 9.5 | 9.1 | 8.1 | 5.2 | 3.7 | 2.4 | 1.6 | 1.5 | 1.6 | 25.1 | 23.3 | 22.7 | 15.4 | 10.1 | 4 | 2 | 0.9 | 0.4 | 0.5 | 0.7 | 1 | 0.7 | 1 | 1 | 3.92 | 3.34 | 2.71 | 2.4 | 2.08 | 1.44 | 1.13 | 1.05 | 0.96 | 0.98 | 1.16 | 1.29 | 1.27 | 1.15 | 1.16 | 5.51 | 4.44 | 3.47 | 1.77 | 1.68 | 1.63 | 1.72 | 1.24 | 0.8 | 0.45 | 0.43 | 0.58 | 1.07 | 1.29 | 1.55 | 4.03 | 3.01 | 2.16 | 2.45 | 2.84 | 2.24 | 1.74 | 1.53 | 1.6 | 1.96 | 2.2 | 1.88 | 1.1 | 0.51 | 0.48 | 2.94 | 2.86 | 2.69 | 2.21 | 1.65 | 1.17 | 1.25 | 1.21 | 1.08 | 0.65 | 0.43 | 0.26 | 0.16 | 0.15 | 0.16 | 3.52 | 3.26 | 3.2 | 2.14 | 1.39 | 0.52 | 0.25 | 0.1 | 0.04 | 0.05 | 0.07 | 0.1 | 0.07 | 0.1 | 0.1 | 46.3 | 43 | 40.9 | 37.9 | 38.2 | 31.5 | 28.3 | 23.7 | 23 | 21.1 | 22.5 | 21.6 | 20.9 | 16.9 | 16.7 | 42 | 37.6 | 32.3 | 21.2 | 16.5 | 11.3 | 10.7 | 7.3 | 5.5 | 4.6 | 10.7 | 13.9 | 21.3 | 18.1 | 20.1 | 46.8 | 42.1 | 40.2 | 41.6 | 43.5 | 37.1 | 36.9 | 38.4 | 40.8 | 38.5 | 37.9 | 31.9 | 24 | 15 | 14.3 | 36.3 | 38.4 | 39.9 | 38.2 | 32.8 | 27.6 | 22.5 | 20.1 | 19.2 | 18.2 | 16.3 | 12.9 | 9.4 | 9.4 | 9.7 | 31.3 | 32.6 | 29.5 | 25.4 | 18.2 | 13.3 | 8.2 | 4.6 | 2.5 | 3 | 4.2 | 6.3 | 4.8 | 6.3 | 6 | 2104.4 | 1893.7 | 1741.5 | 1573.3 | 1634.4 | 1354.9 | 1241.2 | 1043.4 | 1036 | 958.6 | 1026.1 | 995.7 | 961.9 | 785.3 | 782.4 | 2000.3 | 1730.3 | 1470.4 | 900 | 749.3 | 542.6 | 542.8 | 369.4 | 272.4 | 215.8 | 481.8 | 631.7 | 979.5 | 850.8 | 951.6 | 2139.5 | 1884.6 | 1756.8 | 1779.5 | 1878.8 | 1606.2 | 1639 | 1711.5 | 1813.2 | 1700.6 | 1702.5 | 1445 | 1090.9 | 674 | 641.2 | 1652.6 | 1686 | 1706.4 | 1598.3 | 1404.8 | 1214.6 | 1017.1 | 905 | 856.5 | 801.7 | 714.6 | 569.3 | 414.4 | 523.1 | 589.8 | 1469 | 1481.5 | 1342.7 | 1122.6 | 816.7 | 575 | 352.2 | 197.6 | 116.4 | 147.8 | 206.4 | 293 | 214.9 | 274.9 | 266 | 0.29 | 0.28 | 0.27 | 0.26 | 0.23 | 0.17 | 0.14 | 0.12 | 0.1 | 0.1 | 0.11 | 0.11 | 0.1 | 0.08 | 0.08 | 0.31 | 0.28 | 0.23 | 0.15 | 0.11 | 0.09 | 0.08 | 0.06 | 0.04 | 0.03 | 0.05 | 0.06 | 0.1 | 0.09 | 0.1 | 0.29 | 0.25 | 0.22 | 0.26 | 0.27 | 0.22 | 0.18 | 0.18 | 0.19 | 0.2 | 0.2 | 0.17 | 0.11 | 0.06 | 0.06 | 0.22 | 0.24 | 0.26 | 0.25 | 0.19 | 0.14 | 0.11 | 0.11 | 0.1 | 0.08 | 0.07 | 0.05 | 0.04 | 0.03 | 0.04 | 0.21 | 0.22 | 0.21 | 0.17 | 0.11 | 0.07 | 0.04 | 0.02 | 0.01 | 0.01 | 0.02 | 0.02 | 0.02 | 0.02 | 0.02 | 0.0512
| 21 | 313.9119 | 13.9996 | 1.8713 | 314.7998 | 30.1223 | 1358.5401 | 0.16238 | 68.2044 | 344.0342 | 1372.5397 | 2.0337 | 383.0042 | 501.9 | 443.1 | 397.4 | 367.8 | 370 | 294 | 261.6 | 224.4 | 216.1 | 206.1 | 222.9 | 220.3 | 207.9 | 172.2 | 172.9 | 539.7 | 460.6 | 387 | 239.5 | 206.5 | 161.2 | 161.4 | 116.1 | 82.9 | 58 | 101.4 | 129.8 | 207.2 | 193.8 | 222 | 532.9 | 445.3 | 390.8 | 422.4 | 463.2 | 391.2 | 366.3 | 364.5 | 382.3 | 375.4 | 379.2 | 313.6 | 215.6 | 119.1 | 112.3 | 387.3 | 392.1 | 393.4 | 364.8 | 310.7 | 254.9 | 223.7 | 206.8 | 192.7 | 169.6 | 146.2 | 115.2 | 82.2 | 49.1 | 36.3 | 374.6 | 371.2 | 342.4 | 275.9 | 193.8 | 121.3 | 68.6 | 35.8 | 17.8 | 13.6 | 9.5 | 7.1 | 5.3 | 3.2 | 2 | 27.2 | 23.3 | 19 | 18.3 | 16.5 | 11.6 | 9.2 | 8.4 | 7.8 | 8.1 | 9.3 | 10 | 9.5 | 8.5 | 8.6 | 37.3 | 30.4 | 23.8 | 13.4 | 12.6 | 11.7 | 12.1 | 9.1 | 6 | 3.5 | 3.5 | 4.4 | 8.3 | 9.6 | 11.6 | 29.6 | 22.2 | 16.9 | 21.7 | 25.5 | 21 | 15.8 | 13.7 | 13.5 | 15.7 | 17 | 14.3 | 8.1 | 3.7 | 3.4 | 20.3 | 20 | 19 | 16.8 | 12.9 | 9.2 | 9.4 | 9.1 | 8 | 5.2 | 3.6 | 2.4 | 1.6 | 1.5 | 1.5 | 23.6 | 21.8 | 20.8 | 14.7 | 9.8 | 3.9 | 1.9 | 0.8 | 0.4 | 0.4 | 0.6 | 0.9 | 0.7 | 1 | 0.9 | 3.73 | 3.18 | 2.59 | 2.51 | 2.21 | 1.52 | 1.16 | 1.09 | 0.99 | 1.05 | 1.21 | 1.32 | 1.26 | 1.13 | 1.16 | 5.25 | 4.27 | 3.32 | 1.87 | 1.76 | 1.65 | 1.72 | 1.29 | 0.85 | 0.48 | 0.43 | 0.55 | 1.07 | 1.29 | 1.57 | 4.06 | 3 | 2.23 | 2.95 | 3.5 | 2.87 | 2.07 | 1.75 | 1.71 | 2.07 | 2.25 | 1.89 | 1.04 | 0.45 | 0.41 | 2.76 | 2.73 | 2.6 | 2.28 | 1.72 | 1.17 | 1.23 | 1.21 | 1.05 | 0.63 | 0.41 | 0.26 | 0.17 | 0.15 | 0.16 | 3.28 | 3.03 | 2.9 | 2.03 | 1.33 | 0.49 | 0.23 | 0.1 | 0.04 | 0.04 | 0.06 | 0.09 | 0.07 | 0.1 | 0.09 | 43.6 | 39.3 | 37.2 | 33.9 | 35.5 | 29.5 | 27.3 | 22.9 | 22.3 | 20.6 | 21.7 | 20.7 | 19.5 | 15.6 | 15.6 | 39.5 | 35.3 | 31.2 | 20.7 | 16.7 | 11.4 | 10.9 | 7.6 | 5.9 | 4.7 | 10.6 | 13.5 | 20.5 | 17.5 | 19.5 | 45.7 | 40.5 | 37.8 | 37.8 | 39.8 | 34.1 | 35.4 | 37 | 39.7 | 36.9 | 36.4 | 29.8 | 22 | 12.8 | 12.2 | 34.2 | 35.3 | 36.6 | 34.9 | 30.8 | 26.3 | 21.9 | 19.9 | 19 | 18.4 | 16.5 | 13.4 | 9.7 | 9.3 | 9.4 | 29.5 | 30.9 | 28 | 24.5 | 17.5 | 13.1 | 7.9 | 4.6 | 2.4 | 2.9 | 4 | 6.1 | 4.7 | 6.2 | 5.8 | 2031.4 | 1804.4 | 1662.7 | 1510.3 | 1597.8 | 1323.4 | 1219.9 | 1025.2 | 1008 | 939.5 | 1000.7 | 963.8 | 907.8 | 733.9 | 733.2 | 1931.7 | 1677 | 1465.1 | 930.2 | 785.3 | 556.5 | 548.1 | 382.1 | 286.7 | 223.7 | 478.2 | 614.8 | 944.6 | 824.2 | 925.2 | 2133.8 | 1863 | 1720.3 | 1747.9 | 1862.6 | 1591.8 | 1623.8 | 1679.2 | 1782.1 | 1663.7 | 1662.4 | 1376.5 | 1008.7 | 576.5 | 546.1 | 1592.8 | 1615 | 1636.4 | 1536.6 | 1363.2 | 1182.3 | 997.5 | 903.5 | 855.4 | 815 | 734.1 | 593.5 | 427.3 | 521.4 | 579.8 | 1416.5 | 1433 | 1296.3 | 1102.8 | 804.8 | 570.7 | 344.6 | 195.9 | 115 | 142.9 | 193.2 | 281.1 | 207.3 | 270.5 | 259.3 | 0.25 | 0.23 | 0.22 | 0.21 | 0.19 | 0.15 | 0.13 | 0.11 | 0.1 | 0.1 | 0.1 | 0.1 | 0.1 | 0.08 | 0.08 | 0.27 | 0.24 | 0.2 | 0.14 | 0.11 | 0.09 | 0.08 | 0.06 | 0.04 | 0.03 | 0.05 | 0.06 | 0.09 | 0.09 | 0.1 | 0.27 | 0.22 | 0.19 | 0.21 | 0.23 | 0.19 | 0.17 | 0.17 | 0.18 | 0.19 | 0.19 | 0.15 | 0.1 | 0.05 | 0.05 | 0.19 | 0.2 | 0.22 | 0.21 | 0.17 | 0.12 | 0.11 | 0.1 | 0.1 | 0.08 | 0.07 | 0.05 | 0.04 | 0.03 | 0.04 | 0.19 | 0.2 | 0.19 | 0.15 | 0.1 | 0.06 | 0.04 | 0.02 | 0.01 | 0.01 | 0.01 | 0.02 | 0.02 | 0.02 | 0.02 | 0.0483
| 22 | 310.8164 | 14.5189 | 1.9418 | 311.7375 | 29.0699 | 1336.0092 | 0.15114 | 66.5182 | 339.8862 | 1350.5281 | 2.093 | 378.2557 | 494.4 | 432.6 | 386.5 | 363.3 | 370.1 | 293.8 | 262.2 | 226.6 | 217.2 | 206.1 | 219.6 | 216.6 | 206.5 | 174.1 | 177.3 | 526.5 | 446.6 | 381.5 | 248.1 | 222.5 | 175.6 | 176.2 | 133.4 | 97.2 | 67.3 | 103 | 129.7 | 202.1 | 193.5 | 220.3 | 532.4 | 443.1 | 390.7 | 428.9 | 473.7 | 399 | 370.9 | 366 | 382.3 | 373.2 | 374.3 | 305.1 | 205.7 | 107.7 | 100.3 | 379.4 | 383.1 | 382.5 | 358.3 | 307.4 | 254.6 | 221.9 | 205.7 | 190.2 | 171.9 | 149 | 118.6 | 82.6 | 48 | 33.7 | 367.2 | 362.1 | 331.3 | 270.9 | 192.9 | 122 | 68.6 | 35.8 | 17.4 | 13.3 | 9.2 | 6.7 | 5 | 2.9 | 1.7 | 27.6 | 23.3 | 19.5 | 19.6 | 18.1 | 12.3 | 9.5 | 8.8 | 8 | 8.1 | 9.1 | 9.9 | 9.9 | 9.1 | 9.5 | 36.4 | 29.6 | 23.7 | 14.7 | 14.2 | 12.9 | 13.4 | 10.5 | 7.3 | 4.3 | 3.8 | 4.6 | 8.1 | 9.6 | 11.6 | 29.7 | 22.4 | 18.1 | 24.4 | 29 | 23.9 | 17.6 | 15 | 14.2 | 16.4 | 17.2 | 14.2 | 7.9 | 3.4 | 3.1 | 20.3 | 20 | 19 | 17 | 13.2 | 9.3 | 9.3 | 9.1 | 7.8 | 5.3 | 3.7 | 2.6 | 1.6 | 1.5 | 1.5 | 23.3 | 21.3 | 19.8 | 14.3 | 9.7 | 3.9 | 1.9 | 0.8 | 0.4 | 0.4 | 0.6 | 0.9 | 0.7 | 0.9 | 0.8 | 3.78 | 3.19 | 2.65 | 2.68 | 2.43 | 1.62 | 1.21 | 1.14 | 1.01 | 1.05 | 1.18 | 1.3 | 1.31 | 1.23 | 1.29 | 5.11 | 4.15 | 3.29 | 2.04 | 1.98 | 1.82 | 1.9 | 1.5 | 1.03 | 0.6 | 0.49 | 0.57 | 1.04 | 1.29 | 1.57 | 4.08 | 3.03 | 2.4 | 3.34 | 3.99 | 3.28 | 2.33 | 1.95 | 1.82 | 2.16 | 2.29 | 1.89 | 1 | 0.41 | 0.38 | 2.76 | 2.72 | 2.58 | 2.29 | 1.74 | 1.18 | 1.22 | 1.21 | 1.02 | 0.65 | 0.42 | 0.27 | 0.16 | 0.15 | 0.15 | 3.23 | 2.96 | 2.76 | 1.97 | 1.31 | 0.49 | 0.23 | 0.1 | 0.04 | 0.04 | 0.06 | 0.09 | 0.07 | 0.09 | 0.08 | 42.2 | 37.7 | 34.9 | 31.6 | 33.8 | 28.8 | 27.1 | 22.9 | 22.2 | 20.5 | 21.5 | 20.4 | 19 | 15.3 | 15.3 | 38.5 | 33.9 | 30.4 | 20.6 | 17.4 | 12.3 | 11.8 | 8.6 | 6.6 | 5.2 | 10.5 | 13.4 | 20 | 17.4 | 19.3 | 45.4 | 40 | 36.6 | 35.9 | 37.8 | 32.3 | 34.3 | 35.9 | 38.9 | 35.8 | 35.4 | 28.6 | 21 | 11.5 | 10.8 | 33.1 | 34 | 34.9 | 33.5 | 29.9 | 26.1 | 21.7 | 19.8 | 18.9 | 18.6 | 16.9 | 13.8 | 9.8 | 9.2 | 9.1 | 28.8 | 30.1 | 27.3 | 24.1 | 17.5 | 13.1 | 8 | 4.6 | 2.4 | 2.9 | 3.9 | 5.9 | 4.5 | 5.7 | 5.1 | 1983.8 | 1752.2 | 1609.7 | 1473 | 1572.7 | 1306.5 | 1213.3 | 1028.5 | 1010.2 | 941.9 | 990.7 | 948.8 | 890.2 | 724.8 | 730.2 | 1889.6 | 1632.9 | 1450 | 955.5 | 833.1 | 605 | 595.2 | 437.8 | 332.1 | 253.5 | 477.3 | 610.5 | 921.3 | 822 | 915.7 | 2127.7 | 1849 | 1693.3 | 1719.4 | 1837.7 | 1565.1 | 1603.8 | 1655 | 1765 | 1641.2 | 1635.7 | 1337.5 | 962.7 | 519.8 | 485 | 1552.2 | 1574.3 | 1595.6 | 1516.6 | 1354.4 | 1182.8 | 991 | 898.2 | 848.1 | 824.5 | 749 | 610.1 | 429.8 | 518.3 | 569.9 | 1387.1 | 1400.4 | 1266.1 | 1090.7 | 806.1 | 577.2 | 348.9 | 200.1 | 115.8 | 140.7 | 190.2 | 272.4 | 199.8 | 248.6 | 228.3 | 0.24 | 0.22 | 0.19 | 0.18 | 0.18 | 0.14 | 0.13 | 0.11 | 0.1 | 0.09 | 0.1 | 0.1 | 0.09 | 0.08 | 0.08 | 0.26 | 0.23 | 0.19 | 0.13 | 0.11 | 0.09 | 0.09 | 0.07 | 0.05 | 0.03 | 0.05 | 0.06 | 0.09 | 0.09 | 0.1 | 0.27 | 0.22 | 0.18 | 0.2 | 0.22 | 0.19 | 0.17 | 0.17 | 0.18 | 0.18 | 0.18 | 0.14 | 0.09 | 0.05 | 0.04 | 0.18 | 0.19 | 0.2 | 0.19 | 0.15 | 0.12 | 0.1 | 0.1 | 0.1 | 0.08 | 0.07 | 0.05 | 0.04 | 0.03 | 0.03 | 0.18 | 0.19 | 0.18 | 0.15 | 0.1 | 0.06 | 0.04 | 0.02 | 0.01 | 0.01 | 0.01 | 0.02 | 0.02 | 0.02 | 0.02 | 0.0462
| 23 | 307.6813 | 14.5284 | 1.9406 | 308.6024 | 28.635 | 1320.1735 | 0.14756 | 65.6389 | 336.3163 | 1334.7019 | 2.0882 | 374.2413 | 487 | 422.5 | 377.3 | 357.4 | 368.8 | 293.3 | 262.5 | 227.4 | 217.7 | 206.3 | 219.4 | 217.1 | 206.9 | 172.9 | 174.2 | 515.8 | 435 | 373.2 | 252.1 | 234.4 | 191.5 | 191.5 | 150.7 | 110.6 | 75.9 | 107.1 | 134.1 | 204.7 | 195.7 | 219.6 | 537.1 | 444.3 | 384.5 | 421.1 | 468.7 | 397.6 | 370.7 | 368.3 | 386.5 | 379 | 375.6 | 302.8 | 199.9 | 101.5 | 94.6 | 372.7 | 373.3 | 372.3 | 351.1 | 305.6 | 254.2 | 221.6 | 206.2 | 193.8 | 176.5 | 155 | 121.7 | 85.4 | 48.5 | 33.5 | 360.4 | 355.9 | 323.1 | 267.4 | 192.8 | 126.2 | 72 | 37.6 | 17.7 | 13 | 9 | 6.6 | 5 | 2.9 | 1.7 | 27.1 | 22.5 | 19 | 19.6 | 18.7 | 12.7 | 9.7 | 8.9 | 8.1 | 8.3 | 9.3 | 10 | 9.9 | 9 | 9.2 | 35.5 | 28.7 | 23.4 | 15.7 | 15.7 | 14.2 | 14.6 | 12 | 8.3 | 5 | 4 | 4.8 | 8.3 | 10 | 11.8 | 30.6 | 22.8 | 17.8 | 24.1 | 29 | 24.3 | 17.8 | 15.8 | 15.2 | 17.8 | 17.9 | 14.5 | 7.7 | 3.2 | 3 | 19.8 | 19 | 18.2 | 16.5 | 13.2 | 9.1 | 9 | 8.7 | 7.8 | 5.5 | 4 | 2.6 | 1.7 | 1.5 | 1.5 | 22.7 | 20.8 | 19.1 | 14 | 9.4 | 3.9 | 1.9 | 0.8 | 0.4 | 0.4 | 0.6 | 0.9 | 0.7 | 0.9 | 0.8 | 3.71 | 3.07 | 2.57 | 2.68 | 2.51 | 1.67 | 1.24 | 1.16 | 1.03 | 1.07 | 1.21 | 1.32 | 1.32 | 1.21 | 1.24 | 4.99 | 4.03 | 3.26 | 2.18 | 2.2 | 2.01 | 2.07 | 1.7 | 1.18 | 0.69 | 0.51 | 0.6 | 1.07 | 1.34 | 1.6 | 4.21 | 3.1 | 2.36 | 3.29 | 4 | 3.35 | 2.37 | 2.06 | 1.96 | 2.37 | 2.39 | 1.94 | 0.99 | 0.39 | 0.37 | 2.69 | 2.58 | 2.45 | 2.22 | 1.75 | 1.15 | 1.17 | 1.15 | 1.02 | 0.67 | 0.46 | 0.28 | 0.17 | 0.15 | 0.15 | 3.15 | 2.89 | 2.66 | 1.92 | 1.27 | 0.48 | 0.22 | 0.1 | 0.04 | 0.04 | 0.06 | 0.09 | 0.07 | 0.09 | 0.08 | 41.7 | 37.1 | 34 | 30.8 | 33.1 | 28.4 | 27 | 22.9 | 22.1 | 20.4 | 21.3 | 20.3 | 19 | 15.3 | 15.2 | 37.9 | 33.2 | 29.5 | 20.2 | 17.6 | 13.2 | 12.7 | 9.6 | 7.4 | 5.8 | 10.9 | 13.8 | 20.2 | 17.4 | 19 | 45.3 | 39.7 | 36 | 35.2 | 37.1 | 31.8 | 34 | 35.5 | 38.6 | 35.2 | 34.9 | 28 | 20.3 | 10.9 | 10.1 | 32.7 | 33.6 | 34.2 | 32.9 | 29.6 | 26.3 | 21.9 | 20.1 | 19.3 | 19 | 17.4 | 14.1 | 10.2 | 9.3 | 9.2 | 28.4 | 29.7 | 26.9 | 24 | 17.7 | 13.7 | 8.4 | 4.8 | 2.5 | 2.8 | 3.9 | 5.9 | 4.6 | 5.7 | 5 | 1954.5 | 1721.1 | 1577.8 | 1445.2 | 1550.3 | 1293.1 | 1209.6 | 1030.5 | 1009.7 | 938.3 | 983.9 | 947.5 | 890.8 | 723.2 | 723.1 | 1853.1 | 1593.1 | 1412.6 | 952.3 | 858.2 | 655.8 | 646.1 | 494 | 376.7 | 282.7 | 495.1 | 629.9 | 929.2 | 823.3 | 904.1 | 2126.1 | 1840.1 | 1667.3 | 1687.4 | 1809.8 | 1544.1 | 1594.6 | 1644.3 | 1761.2 | 1634.7 | 1626.2 | 1316.2 | 933.2 | 489.6 | 455.9 | 1528.4 | 1547.7 | 1567.2 | 1493.1 | 1343.8 | 1185 | 1001.7 | 915.7 | 870.5 | 845.8 | 772.6 | 625.7 | 444.8 | 524.7 | 574.8 | 1365.3 | 1376.6 | 1239.5 | 1079.3 | 813.7 | 601.4 | 370.6 | 212.7 | 119.8 | 140.2 | 192.7 | 275.9 | 204.5 | 246.7 | 222.8 | 0.24 | 0.21 | 0.18 | 0.18 | 0.17 | 0.14 | 0.13 | 0.11 | 0.1 | 0.09 | 0.1 | 0.1 | 0.09 | 0.08 | 0.08 | 0.26 | 0.22 | 0.19 | 0.13 | 0.12 | 0.1 | 0.09 | 0.07 | 0.05 | 0.04 | 0.05 | 0.06 | 0.09 | 0.09 | 0.1 | 0.27 | 0.22 | 0.18 | 0.2 | 0.22 | 0.19 | 0.17 | 0.17 | 0.18 | 0.18 | 0.18 | 0.14 | 0.09 | 0.05 | 0.04 | 0.18 | 0.19 | 0.19 | 0.18 | 0.15 | 0.12 | 0.1 | 0.1 | 0.1 | 0.08 | 0.07 | 0.05 | 0.04 | 0.03 | 0.03 | 0.18 | 0.19 | 0.18 | 0.15 | 0.1 | 0.06 | 0.04 | 0.02 | 0.01 | 0.01 | 0.01 | 0.02 | 0.02 | 0.02 | 0.02 | 0.0448
SRMVc | 0 | 400.1172 | 13.9182 | 1.7475 | 400.97 | 41.6353 | 1880.9889 | 0.18532 | 94.3521 | 441.7525 | 1894.9071 | 1.9328 | 495.3221 | 560.9 | 504.5 | 442.4 | 435.6 | 429.1 | 364.7 | 350.6 | 345.6 | 347 | 347.4 | 350.7 | 356.6 | 352.5 | 323.2 | 311.9 | 559 | 517.7 | 490.7 | 476.6 | 454.9 | 375.1 | 350.4 | 258 | 165.9 | 83.4 | 165.5 | 238.2 | 310.8 | 293.1 | 292.1 | 564.9 | 501.4 | 400.6 | 417.1 | 461.1 | 456.9 | 435 | 403 | 401.9 | 401.3 | 396.6 | 356.9 | 295.8 | 232.2 | 211.2 | 368.2 | 366.2 | 385.5 | 371.1 | 332.4 | 258.8 | 227.6 | 208.4 | 187.1 | 160.8 | 150 | 121.2 | 99.2 | 52.5 | 37.8 | 365.1 | 348 | 316.1 | 277.6 | 212.8 | 146.6 | 82.2 | 50.4 | 22.9 | 16.8 | 10.9 | 6.5 | 5.1 | 2.9 | 1.8 | 33.1 | 25.5 | 17.6 | 17.4 | 16.6 | 9 | 8.1 | 8.5 | 8.8 | 9.5 | 10.1 | 12.4 | 13.4 | 13.4 | 12.4 | 34.4 | 29.5 | 27.9 | 32.5 | 30.9 | 22.7 | 19.5 | 16.4 | 9.9 | 4.4 | 4.8 | 6.4 | 8.6 | 11 | 12.2 | 32.8 | 24.4 | 10.5 | 13.7 | 21.6 | 22.3 | 18.6 | 12.6 | 12.1 | 13.1 | 12.4 | 10.9 | 8.4 | 6.5 | 5.8 | 19.9 | 16.4 | 13.4 | 12.3 | 10.9 | 5.7 | 5.3 | 5.1 | 4.7 | 3.8 | 3.3 | 2.4 | 2 | 1.9 | 2 | 20.5 | 16.4 | 9.6 | 7.7 | 5.8 | 3.3 | 1.8 | 1.2 | 0.6 | 0.7 | 0.9 | 1.2 | 0.9 | 0.8 | 0.6 | 4.63 | 3.47 | 2.27 | 2.24 | 2.12 | 1.02 | 0.89 | 0.97 | 1 | 1.11 | 1.21 | 1.55 | 1.71 | 1.74 | 1.59 | 4.83 | 4.09 | 3.82 | 4.56 | 4.34 | 3.15 | 2.68 | 2.3 | 1.37 | 0.6 | 0.58 | 0.74 | 1.01 | 1.39 | 1.58 | 4.58 | 3.32 | 1.21 | 1.68 | 2.87 | 2.98 | 2.42 | 1.53 | 1.46 | 1.61 | 1.51 | 1.32 | 0.99 | 0.76 | 0.68 | 2.74 | 2.2 | 1.68 | 1.53 | 1.35 | 0.61 | 0.59 | 0.58 | 0.54 | 0.42 | 0.35 | 0.25 | 0.2 | 0.19 | 0.2 | 2.83 | 2.21 | 1.16 | 0.91 | 0.68 | 0.37 | 0.2 | 0.13 | 0.06 | 0.07 | 0.09 | 0.12 | 0.09 | 0.08 | 0.06 | 46.8 | 45.9 | 44 | 43.2 | 43.1 | 41.2 | 40.1 | 39 | 39 | 38.4 | 38.2 | 37 | 35.5 | 31.5 | 31 | 45.4 | 44.1 | 41.3 | 35.5 | 33.9 | 30.7 | 30 | 20.3 | 13.7 | 7.3 | 18.1 | 26.4 | 34.2 | 29.7 | 28.5 | 47.6 | 46.3 | 44.7 | 44.1 | 42.8 | 41.6 | 42 | 43.1 | 43.4 | 42.4 | 42.5 | 38.4 | 32.5 | 25.5 | 23.3 | 32.3 | 35 | 40.1 | 39.1 | 35.1 | 29.9 | 26 | 23.6 | 21 | 18.3 | 17.3 | 14.2 | 11.8 | 11.9 | 13 | 31.4 | 32.6 | 34.1 | 30.6 | 23.6 | 16.8 | 10.3 | 7 | 3.8 | 4.6 | 6.1 | 8.4 | 6.3 | 5.7 | 3.9 | 2141.2 | 2079.8 | 2012.9 | 1981.8 | 1971.5 | 1837.5 | 1785.2 | 1740.9 | 1742.4 | 1722.5 | 1720.5 | 1683.9 | 1628.4 | 1456 | 1424 | 2088 | 2021.7 | 1959.2 | 1712.2 | 1639.8 | 1432 | 1401.2 | 962.4 | 641.8 | 340.8 | 809 | 1185.3 | 1537.2 | 1360.7 | 1316.2 | 2173.1 | 2095.2 | 2000.2 | 1994.9 | 1998 | 1951.8 | 1946.1 | 1949.1 | 1956.3 | 1921.7 | 1920.2 | 1736.7 | 1461.7 | 1147.1 | 1046.8 | 1472.6 | 1582.9 | 1815.5 | 1765.5 | 1586.8 | 1327.5 | 1157.1 | 1050.9 | 939 | 815.9 | 770.3 | 628.1 | 515.9 | 747.8 | 908.2 | 1437.4 | 1476.4 | 1532.7 | 1367.6 | 1054.1 | 746.5 | 473.5 | 346.8 | 209.6 | 276.7 | 342.8 | 434.2 | 280.9 | 242.5 | 174.5 | 0.31 | 0.27 | 0.2 | 0.2 | 0.2 | 0.16 | 0.16 | 0.15 | 0.15 | 0.15 | 0.16 | 0.16 | 0.16 | 0.15 | 0.14 | 0.31 | 0.28 | 0.24 | 0.25 | 0.23 | 0.2 | 0.18 | 0.13 | 0.09 | 0.04 | 0.08 | 0.11 | 0.14 | 0.13 | 0.13 | 0.31 | 0.26 | 0.18 | 0.19 | 0.21 | 0.21 | 0.2 | 0.18 | 0.18 | 0.18 | 0.18 | 0.16 | 0.13 | 0.1 | 0.09 | 0.2 | 0.19 | 0.18 | 0.17 | 0.15 | 0.11 | 0.1 | 0.09 | 0.08 | 0.07 | 0.07 | 0.05 | 0.04 | 0.04 | 0.05 | 0.2 | 0.18 | 0.14 | 0.13 | 0.1 | 0.07 | 0.04 | 0.03 | 0.01 | 0.02 | 0.02 | 0.03 | 0.02 | 0.02 | 0.01 | 0.0454
| 1 | 399.4587 | 13.9729 | 1.7589 | 400.3161 | 41.4799 | 1874.9449 | 0.18349 | 94.027 | 440.9387 | 1888.9177 | 1.9424 | 494.3431 | 559.2 | 503 | 441.1 | 434 | 428 | 365.2 | 351.7 | 346.9 | 346.6 | 346.5 | 348.4 | 353.6 | 350.1 | 319.7 | 308.4 | 557.8 | 514.6 | 483.9 | 466.8 | 449.3 | 377.2 | 357.5 | 263.4 | 168.4 | 85.7 | 167.5 | 237.9 | 308.6 | 291.4 | 292.3 | 563.9 | 500.1 | 398.6 | 413.9 | 455.5 | 450.9 | 430.5 | 402.4 | 403.2 | 403.5 | 398.2 | 356.9 | 294.9 | 230.3 | 210 | 365.9 | 364.2 | 384.2 | 369.8 | 331.6 | 258.2 | 227.4 | 208 | 186.9 | 160.1 | 150.8 | 122.9 | 101.6 | 53.8 | 38.1 | 363.2 | 346.1 | 315.3 | 276.6 | 212.4 | 145.9 | 82.1 | 50 | 22.6 | 16.4 | 10.9 | 6.6 | 5.1 | 2.9 | 1.7 | 33 | 25.4 | 17.6 | 17.3 | 16.6 | 9.1 | 8.3 | 8.7 | 8.9 | 9.6 | 10.3 | 12.3 | 13.3 | 13.2 | 12.1 | 34.3 | 29.2 | 27.4 | 31.5 | 30.3 | 22.7 | 20.1 | 16.9 | 10 | 4.5 | 4.8 | 6.4 | 8.6 | 11 | 12.3 | 32.7 | 24.3 | 10.3 | 13.3 | 21 | 21.6 | 18.1 | 12.6 | 12.3 | 13.5 | 12.8 | 11.2 | 8.6 | 6.6 | 6 | 19.6 | 16.3 | 13.4 | 12.3 | 10.9 | 5.7 | 5.3 | 5.1 | 4.8 | 3.8 | 3.3 | 2.4 | 2 | 1.9 | 2 | 20.2 | 16.2 | 9.6 | 7.8 | 5.9 | 3.3 | 1.8 | 1.2 | 0.6 | 0.7 | 0.9 | 1.2 | 0.9 | 0.8 | 0.6 | 4.61 | 3.46 | 2.28 | 2.24 | 2.12 | 1.04 | 0.92 | 0.99 | 1.02 | 1.13 | 1.23 | 1.55 | 1.7 | 1.71 | 1.55 | 4.82 | 4.04 | 3.75 | 4.42 | 4.25 | 3.15 | 2.76 | 2.36 | 1.39 | 0.61 | 0.58 | 0.74 | 1.01 | 1.39 | 1.6 | 4.56 | 3.3 | 1.19 | 1.64 | 2.78 | 2.88 | 2.35 | 1.54 | 1.49 | 1.68 | 1.57 | 1.36 | 1.02 | 0.78 | 0.71 | 2.7 | 2.17 | 1.67 | 1.53 | 1.35 | 0.61 | 0.59 | 0.58 | 0.55 | 0.42 | 0.35 | 0.25 | 0.2 | 0.19 | 0.21 | 2.8 | 2.19 | 1.17 | 0.92 | 0.69 | 0.36 | 0.19 | 0.12 | 0.06 | 0.07 | 0.09 | 0.12 | 0.09 | 0.08 | 0.06 | 46.7 | 45.7 | 43.8 | 43.1 | 42.9 | 41.1 | 40.1 | 39.1 | 38.8 | 38.1 | 37.8 | 36.6 | 35.3 | 31.3 | 30.8 | 45.3 | 43.9 | 40.8 | 35 | 33.7 | 30.9 | 30.4 | 20.5 | 13.8 | 7.6 | 18.3 | 26.4 | 33.9 | 29.5 | 28.4 | 47.7 | 46.3 | 44.6 | 43.9 | 42.6 | 41.4 | 41.8 | 43 | 43.4 | 42.3 | 42.3 | 38.2 | 32.2 | 25.2 | 23 | 32.2 | 34.9 | 39.9 | 38.9 | 35 | 29.8 | 25.9 | 23.5 | 21 | 18.2 | 17.4 | 14.4 | 12.1 | 12 | 13 | 31.3 | 32.5 | 34 | 30.4 | 23.4 | 16.8 | 10.3 | 7 | 3.8 | 4.5 | 6.1 | 8.5 | 6.3 | 5.8 | 4.1 | 2136 | 2072.5 | 2005.2 | 1973.9 | 1965.5 | 1836 | 1785.2 | 1743.1 | 1735.7 | 1712.9 | 1702.9 | 1668 | 1616 | 1443.5 | 1412.1 | 2084.7 | 2014.7 | 1938.8 | 1689.7 | 1627.6 | 1445.2 | 1425.6 | 981.3 | 652.5 | 352.3 | 819.6 | 1184.1 | 1525 | 1350.2 | 1313.8 | 2170.8 | 2090.6 | 1992.9 | 1986.2 | 1985.8 | 1939.2 | 1935.2 | 1944.4 | 1956.1 | 1919.7 | 1917.2 | 1727.9 | 1450.5 | 1132.8 | 1032.8 | 1468 | 1576.8 | 1808.9 | 1758.1 | 1582 | 1323.8 | 1155 | 1047.5 | 935.8 | 811.6 | 774.3 | 638.6 | 529.5 | 753.9 | 908.7 | 1433.8 | 1470.7 | 1526 | 1359.8 | 1049.6 | 743.4 | 472.7 | 344 | 207.7 | 272.8 | 342 | 433.9 | 281.7 | 250.4 | 185.9 | 0.31 | 0.27 | 0.2 | 0.2 | 0.19 | 0.16 | 0.16 | 0.15 | 0.15 | 0.15 | 0.15 | 0.16 | 0.16 | 0.14 | 0.14 | 0.31 | 0.28 | 0.23 | 0.24 | 0.23 | 0.2 | 0.18 | 0.13 | 0.09 | 0.04 | 0.08 | 0.11 | 0.14 | 0.13 | 0.13 | 0.32 | 0.27 | 0.18 | 0.19 | 0.21 | 0.21 | 0.19 | 0.18 | 0.18 | 0.18 | 0.18 | 0.16 | 0.13 | 0.1 | 0.09 | 0.2 | 0.19 | 0.18 | 0.17 | 0.15 | 0.11 | 0.1 | 0.09 | 0.08 | 0.07 | 0.07 | 0.05 | 0.05 | 0.04 | 0.05 | 0.2 | 0.18 | 0.14 | 0.13 | 0.1 | 0.07 | 0.04 | 0.03 | 0.01 | 0.02 | 0.02 | 0.03 | 0.02 | 0.02 | 0.02 | 0.0441
| 2 | 399.502 | 14.0419 | 1.77 | 400.3642 | 41.4186 | 1873.353 | 0.18349 | 93.9211 | 440.9206 | 1887.3949 | 1.9535 | 494.2853 | 558.6 | 502.1 | 442.2 | 434.3 | 429 | 364.8 | 351.9 | 346.8 | 346.5 | 346.1 | 347.8 | 353.4 | 348.8 | 318.7 | 306.6 | 556.7 | 514 | 479.3 | 461 | 442.9 | 376.3 | 359.2 | 266.9 | 171.5 | 88.7 | 169 | 240.8 | 311.6 | 295.1 | 295.2 | 562.3 | 498.6 | 398.1 | 413.5 | 453.3 | 448 | 427.9 | 401.4 | 402.1 | 402 | 397.2 | 357.7 | 294.3 | 229.7 | 207.9 | 366.2 | 363.8 | 384 | 368.9 | 331.3 | 258.2 | 227.6 | 208.2 | 186.6 | 160 | 150.8 | 123.2 | 102.1 | 54.2 | 38.8 | 363.2 | 346 | 314.8 | 276.4 | 212.5 | 146.5 | 82.4 | 50.3 | 22.7 | 16.3 | 10.7 | 6.5 | 5.1 | 2.9 | 1.8 | 32.8 | 25.2 | 17.8 | 17.4 | 16.7 | 9.2 | 8.5 | 8.9 | 9 | 9.6 | 10.2 | 12.4 | 13.3 | 13.1 | 11.9 | 34.1 | 29.1 | 26.9 | 30.8 | 29.6 | 22.6 | 20.3 | 17.3 | 10.3 | 4.7 | 4.9 | 6.5 | 8.8 | 11.2 | 12.5 | 32.4 | 24.1 | 10.4 | 13.4 | 20.6 | 21.2 | 17.7 | 12.6 | 12.2 | 13.3 | 12.6 | 11.2 | 8.5 | 6.5 | 5.9 | 19.6 | 16.2 | 13.3 | 12.2 | 10.8 | 5.6 | 5.3 | 5.1 | 4.8 | 3.8 | 3.3 | 2.5 | 2 | 1.9 | 2.1 | 20.2 | 16.2 | 9.6 | 7.7 | 5.8 | 3.4 | 1.8 | 1.2 | 0.6 | 0.7 | 0.9 | 1.2 | 0.9 | 0.9 | 0.6 | 4.58 | 3.45 | 2.3 | 2.25 | 2.14 | 1.05 | 0.95 | 1.02 | 1.03 | 1.13 | 1.22 | 1.55 | 1.7 | 1.7 | 1.53 | 4.78 | 4.04 | 3.67 | 4.32 | 4.15 | 3.14 | 2.8 | 2.41 | 1.43 | 0.64 | 0.58 | 0.76 | 1.05 | 1.43 | 1.62 | 4.52 | 3.27 | 1.2 | 1.65 | 2.73 | 2.82 | 2.3 | 1.54 | 1.48 | 1.65 | 1.54 | 1.36 | 1 | 0.77 | 0.69 | 2.7 | 2.17 | 1.67 | 1.51 | 1.34 | 0.6 | 0.59 | 0.58 | 0.55 | 0.43 | 0.35 | 0.25 | 0.2 | 0.19 | 0.21 | 2.79 | 2.19 | 1.16 | 0.92 | 0.68 | 0.37 | 0.2 | 0.12 | 0.06 | 0.07 | 0.09 | 0.12 | 0.09 | 0.09 | 0.06 | 46.8 | 45.7 | 43.7 | 43 | 42.9 | 41 | 40 | 38.9 | 38.8 | 38.1 | 37.8 | 36.5 | 35.1 | 31.2 | 30.7 | 45.4 | 43.9 | 40.6 | 34.8 | 33.5 | 30.9 | 30.4 | 20.7 | 14 | 7.8 | 18.5 | 26.6 | 34.1 | 29.7 | 28.6 | 47.7 | 46.3 | 44.5 | 43.8 | 42.6 | 41.3 | 41.8 | 42.8 | 43.3 | 42.3 | 42.4 | 38.3 | 32.2 | 25.2 | 22.8 | 32.3 | 34.9 | 39.9 | 38.9 | 35.1 | 29.8 | 26 | 23.5 | 20.9 | 18.2 | 17.4 | 14.4 | 12.2 | 12.1 | 13.1 | 31.4 | 32.5 | 34 | 30.4 | 23.5 | 16.8 | 10.3 | 7 | 3.8 | 4.5 | 6.1 | 8.5 | 6.3 | 5.9 | 4.3 | 2135.8 | 2070.4 | 2006.4 | 1974.3 | 1968 | 1831.8 | 1780.2 | 1736.3 | 1734.6 | 1712 | 1701.6 | 1665 | 1609.1 | 1439.6 | 1406.8 | 2083.3 | 2012.4 | 1929 | 1677.4 | 1612.4 | 1440.7 | 1427.1 | 989.1 | 659.2 | 361.7 | 826.8 | 1195.4 | 1535.3 | 1363.1 | 1324.3 | 2169 | 2086.7 | 1989.1 | 1982.3 | 1984.6 | 1934.6 | 1930.6 | 1938.5 | 1952.6 | 1917.7 | 1916.7 | 1732.8 | 1450.6 | 1131.5 | 1025.4 | 1468.4 | 1575 | 1807.8 | 1756.5 | 1583.2 | 1325.1 | 1156.3 | 1048.5 | 934.3 | 810.6 | 773.7 | 639.5 | 532 | 754.8 | 910.5 | 1433.7 | 1470 | 1525 | 1360.6 | 1051.5 | 745.6 | 475 | 345.8 | 208.7 | 273.1 | 343.1 | 434.3 | 281.1 | 253.8 | 193.1 | 0.31 | 0.27 | 0.2 | 0.2 | 0.19 | 0.16 | 0.16 | 0.15 | 0.15 | 0.15 | 0.15 | 0.16 | 0.16 | 0.14 | 0.14 | 0.31 | 0.28 | 0.23 | 0.24 | 0.23 | 0.2 | 0.18 | 0.14 | 0.09 | 0.04 | 0.08 | 0.11 | 0.14 | 0.13 | 0.13 | 0.32 | 0.27 | 0.18 | 0.19 | 0.21 | 0.2 | 0.19 | 0.18 | 0.18 | 0.18 | 0.18 | 0.16 | 0.13 | 0.1 | 0.09 | 0.2 | 0.19 | 0.18 | 0.17 | 0.15 | 0.11 | 0.1 | 0.09 | 0.08 | 0.07 | 0.07 | 0.05 | 0.05 | 0.04 | 0.05 | 0.2 | 0.18 | 0.14 | 0.13 | 0.1 | 0.07 | 0.04 | 0.03 | 0.01 | 0.02 | 0.02 | 0.03 | 0.02 | 0.02 | 0.02 | 0.0433
| 3 | 398.6893 | 13.8804 | 1.7459 | 399.5406 | 41.4566 | 1873.6259 | 0.18253 | 93.9665 | 440.146 | 1887.5063 | 1.9284 | 493.5072 | 558.3 | 503.8 | 443.1 | 435.9 | 428.3 | 363.9 | 349.6 | 344.2 | 344.3 | 342.6 | 344.7 | 350.6 | 347.8 | 317.9 | 306.8 | 558.9 | 515.6 | 484.7 | 467.1 | 448 | 373.7 | 353.7 | 262.6 | 172.2 | 91.3 | 171.6 | 241.8 | 312.4 | 296.5 | 297.6 | 563.3 | 499.9 | 400.3 | 414.4 | 450.1 | 443.2 | 422.7 | 398.8 | 399.2 | 399 | 395.5 | 358.6 | 297.5 | 233.3 | 210.6 | 365.8 | 364.9 | 387.6 | 372.6 | 333.7 | 258.6 | 228.2 | 208.8 | 187.6 | 161.2 | 149.9 | 120.3 | 98.8 | 52.9 | 38.9 | 362.8 | 346.2 | 316.4 | 278.2 | 213.9 | 146.1 | 81.9 | 49.8 | 22.8 | 16.3 | 10.6 | 6.7 | 5.2 | 3 | 1.8 | 32.6 | 25.3 | 17.8 | 17.5 | 16.5 | 9.1 | 8.1 | 8.6 | 8.6 | 9.2 | 9.9 | 12.1 | 13.2 | 13.1 | 12.1 | 34.3 | 29.2 | 27.6 | 31.7 | 30.4 | 22.6 | 20 | 16.9 | 10.3 | 4.8 | 5.1 | 6.6 | 8.8 | 11.3 | 12.6 | 32.7 | 24.3 | 10.5 | 13.3 | 20 | 20.5 | 17 | 12.1 | 11.8 | 12.9 | 12.4 | 11.1 | 8.6 | 6.6 | 5.9 | 19.5 | 16.3 | 13.9 | 12.7 | 11.2 | 5.7 | 5.4 | 5.2 | 4.8 | 3.8 | 3.3 | 2.4 | 1.9 | 1.9 | 2.1 | 20 | 16.1 | 9.7 | 7.9 | 6 | 3.4 | 1.8 | 1.2 | 0.6 | 0.7 | 0.9 | 1.2 | 0.9 | 0.9 | 0.6 | 4.55 | 3.46 | 2.3 | 2.26 | 2.11 | 1.03 | 0.9 | 0.97 | 0.98 | 1.08 | 1.17 | 1.51 | 1.68 | 1.7 | 1.56 | 4.81 | 4.05 | 3.78 | 4.45 | 4.27 | 3.15 | 2.75 | 2.37 | 1.43 | 0.66 | 0.62 | 0.77 | 1.05 | 1.44 | 1.65 | 4.55 | 3.31 | 1.22 | 1.64 | 2.64 | 2.71 | 2.18 | 1.46 | 1.41 | 1.58 | 1.51 | 1.35 | 1.02 | 0.78 | 0.7 | 2.68 | 2.17 | 1.75 | 1.59 | 1.39 | 0.61 | 0.6 | 0.59 | 0.55 | 0.43 | 0.36 | 0.25 | 0.2 | 0.19 | 0.21 | 2.76 | 2.17 | 1.18 | 0.94 | 0.71 | 0.38 | 0.2 | 0.13 | 0.06 | 0.07 | 0.09 | 0.12 | 0.09 | 0.09 | 0.06 | 46.9 | 45.9 | 43.9 | 43.1 | 43 | 41 | 39.9 | 38.8 | 38.8 | 38 | 37.7 | 36.4 | 35.1 | 31.1 | 30.5 | 45.5 | 44 | 40.7 | 34.9 | 33.4 | 30.5 | 30 | 20.4 | 14.1 | 8.1 | 18.6 | 26.7 | 34.2 | 29.9 | 28.8 | 47.6 | 46.2 | 44.6 | 44 | 42.7 | 41.4 | 41.8 | 42.9 | 43.3 | 42.3 | 42.3 | 38.5 | 32.5 | 25.6 | 23.1 | 32.4 | 35 | 39.9 | 38.9 | 35 | 29.8 | 26 | 23.6 | 21 | 18.3 | 17.3 | 14.1 | 11.8 | 11.9 | 13.1 | 31.5 | 32.6 | 34.1 | 30.5 | 23.5 | 16.7 | 10.1 | 6.8 | 3.7 | 4.5 | 6.2 | 8.6 | 6.5 | 6 | 4.2 | 2141 | 2078.5 | 2012.1 | 1979.8 | 1969.6 | 1830.7 | 1777.5 | 1732.2 | 1731.7 | 1702.7 | 1694.6 | 1658.2 | 1608.2 | 1435.6 | 1402.5 | 2091.1 | 2018.9 | 1938.7 | 1686 | 1616.7 | 1423.9 | 1404.9 | 974.6 | 663.1 | 372.3 | 833.7 | 1198.5 | 1539.5 | 1369.1 | 1333.8 | 2168.6 | 2088 | 1996.5 | 1989.2 | 1984.9 | 1930.3 | 1925.2 | 1939 | 1950.9 | 1914.3 | 1913.2 | 1740.5 | 1464.6 | 1149.5 | 1038.7 | 1471.9 | 1580.7 | 1812.5 | 1761.4 | 1585.3 | 1326.4 | 1158.1 | 1050.8 | 939.1 | 816.3 | 768.5 | 624.7 | 515.1 | 750.1 | 914.3 | 1437.4 | 1474.8 | 1530.1 | 1365 | 1054.3 | 741.9 | 464.8 | 332.2 | 198.2 | 269.5 | 346.1 | 442.3 | 288.4 | 255 | 190 | 0.31 | 0.27 | 0.2 | 0.2 | 0.19 | 0.16 | 0.15 | 0.15 | 0.15 | 0.15 | 0.15 | 0.16 | 0.16 | 0.14 | 0.14 | 0.31 | 0.28 | 0.23 | 0.24 | 0.23 | 0.2 | 0.18 | 0.14 | 0.09 | 0.05 | 0.08 | 0.11 | 0.14 | 0.13 | 0.13 | 0.31 | 0.26 | 0.18 | 0.19 | 0.21 | 0.2 | 0.19 | 0.18 | 0.18 | 0.18 | 0.18 | 0.16 | 0.13 | 0.1 | 0.09 | 0.2 | 0.19 | 0.18 | 0.17 | 0.15 | 0.11 | 0.1 | 0.09 | 0.08 | 0.07 | 0.07 | 0.05 | 0.04 | 0.04 | 0.05 | 0.2 | 0.18 | 0.14 | 0.13 | 0.1 | 0.07 | 0.04 | 0.03 | 0.01 | 0.02 | 0.02 | 0.03 | 0.02 | 0.02 | 0.02 | 0.0433
| 4 | 398.0345 | 13.6403 | 1.7093 | 398.8694 | 41.5864 | 1877.3737 | 0.18349 | 94.2015 | 439.6209 | 1891.014 | 1.8928 | 493.0709 | 556.6 | 503.5 | 440.6 | 431.2 | 423.5 | 364.2 | 351.7 | 345.6 | 344.9 | 344.2 | 347.4 | 354.4 | 349.4 | 320.3 | 308.4 | 556.8 | 512.7 | 472.6 | 447.6 | 428.6 | 358.6 | 338.8 | 244.8 | 159.7 | 83.6 | 169.2 | 242.3 | 316 | 301.1 | 302.6 | 562.6 | 499.5 | 399.9 | 410.8 | 444.6 | 436.6 | 418.8 | 394.8 | 395.2 | 394.9 | 392.9 | 358.4 | 300.5 | 239.9 | 219.2 | 365.6 | 366 | 385.5 | 370 | 330.4 | 259 | 228.5 | 208.9 | 188.5 | 162.4 | 147.5 | 117.4 | 94.4 | 52.1 | 37.6 | 362.4 | 347.5 | 319.8 | 280.6 | 214.5 | 143.5 | 79.3 | 47.4 | 22.7 | 16.7 | 11.2 | 7 | 5.4 | 3.1 | 2 | 32.1 | 25 | 17.5 | 16.9 | 15.9 | 8.8 | 8.1 | 8.5 | 8.6 | 9.2 | 10 | 12.3 | 13.2 | 13.2 | 12.1 | 33.9 | 28.7 | 26.4 | 29.6 | 28.4 | 21.1 | 19 | 15.8 | 9.7 | 4.4 | 4.9 | 6.7 | 9 | 11.5 | 12.9 | 32.5 | 24.2 | 10.3 | 12.6 | 19.1 | 19.4 | 16.2 | 11.3 | 11 | 12 | 11.8 | 10.8 | 8.4 | 6.5 | 5.9 | 19.3 | 16.2 | 13.5 | 12.3 | 10.7 | 5.6 | 5.3 | 5 | 4.7 | 3.8 | 3.2 | 2.4 | 1.8 | 1.9 | 2.1 | 19.9 | 16.1 | 10 | 8.1 | 6.1 | 3.4 | 1.8 | 1.1 | 0.6 | 0.7 | 0.9 | 1.3 | 0.9 | 0.9 | 0.7 | 4.48 | 3.41 | 2.25 | 2.18 | 2.02 | 0.99 | 0.89 | 0.96 | 0.98 | 1.07 | 1.19 | 1.53 | 1.69 | 1.71 | 1.56 | 4.75 | 3.98 | 3.61 | 4.15 | 3.98 | 2.93 | 2.62 | 2.22 | 1.34 | 0.6 | 0.59 | 0.78 | 1.06 | 1.47 | 1.68 | 4.52 | 3.28 | 1.18 | 1.53 | 2.49 | 2.55 | 2.08 | 1.35 | 1.29 | 1.46 | 1.43 | 1.29 | 0.99 | 0.76 | 0.68 | 2.65 | 2.16 | 1.7 | 1.53 | 1.32 | 0.6 | 0.58 | 0.56 | 0.53 | 0.42 | 0.35 | 0.24 | 0.19 | 0.19 | 0.21 | 2.74 | 2.17 | 1.22 | 0.98 | 0.73 | 0.37 | 0.19 | 0.12 | 0.06 | 0.07 | 0.09 | 0.13 | 0.09 | 0.09 | 0.07 | 47.1 | 46.1 | 43.8 | 43.1 | 42.9 | 41.3 | 40.3 | 39.1 | 38.8 | 38.2 | 37.9 | 36.8 | 35.3 | 31.4 | 30.7 | 45.6 | 44 | 40.2 | 34.2 | 32.6 | 29.9 | 28.9 | 19.1 | 13 | 7.4 | 18.5 | 26.7 | 34.6 | 30.3 | 29.3 | 47.6 | 46.3 | 44.8 | 44.2 | 42.9 | 41.5 | 41.9 | 43.1 | 43.5 | 42.5 | 42.5 | 38.8 | 33.1 | 26.6 | 24.4 | 32.5 | 35.2 | 40 | 38.9 | 35 | 30 | 26.1 | 23.7 | 21.3 | 18.5 | 17 | 13.7 | 11.3 | 11.9 | 13.1 | 31.5 | 32.8 | 34.3 | 30.6 | 23.5 | 16.4 | 9.9 | 6.5 | 3.7 | 4.5 | 6.3 | 8.7 | 6.5 | 6.1 | 4.4 | 2149 | 2087.9 | 2006.5 | 1970.2 | 1959.8 | 1841.3 | 1791.4 | 1742.8 | 1735.6 | 1712.3 | 1706.6 | 1676.1 | 1615.1 | 1447 | 1410.8 | 2094.6 | 2018.8 | 1903.6 | 1635.4 | 1565.1 | 1383.8 | 1347.3 | 903.3 | 610.4 | 342.4 | 826 | 1200.5 | 1557.1 | 1388.2 | 1355.3 | 2172.6 | 2092.8 | 2002.7 | 1990.8 | 1983.9 | 1926.7 | 1924.9 | 1941 | 1952.8 | 1917.7 | 1915.7 | 1750.7 | 1488.7 | 1192.2 | 1091.6 | 1478.1 | 1588.9 | 1810.7 | 1757.9 | 1580.2 | 1330.6 | 1163.7 | 1056.3 | 948.4 | 824.9 | 756.3 | 608.9 | 491.7 | 752.7 | 917.7 | 1441.5 | 1483.7 | 1540.9 | 1371.5 | 1053.4 | 728.3 | 452.1 | 319 | 196.2 | 270.7 | 348.1 | 444.3 | 288.9 | 260.2 | 195.9 | 0.31 | 0.27 | 0.2 | 0.2 | 0.19 | 0.16 | 0.16 | 0.15 | 0.15 | 0.15 | 0.15 | 0.16 | 0.16 | 0.15 | 0.14 | 0.31 | 0.28 | 0.23 | 0.23 | 0.22 | 0.19 | 0.17 | 0.13 | 0.08 | 0.04 | 0.08 | 0.11 | 0.14 | 0.13 | 0.14 | 0.31 | 0.26 | 0.18 | 0.18 | 0.2 | 0.2 | 0.19 | 0.17 | 0.18 | 0.18 | 0.18 | 0.16 | 0.13 | 0.11 | 0.1 | 0.2 | 0.19 | 0.18 | 0.17 | 0.15 | 0.11 | 0.1 | 0.09 | 0.08 | 0.07 | 0.06 | 0.05 | 0.04 | 0.04 | 0.05 | 0.2 | 0.18 | 0.15 | 0.13 | 0.1 | 0.06 | 0.04 | 0.03 | 0.01 | 0.02 | 0.02 | 0.03 | 0.02 | 0.02 | 0.02 | 0.0444
| 5 | 381.5284 | 12.3025 | 1.5221 | 382.2762 | 40.5986 | 1820.6501 | 0.17859 | 91.6241 | 422.127 | 1832.9526 | 1.7007 | 473.9004 | 560.6 | 504.5 | 399.3 | 381.8 | 376.1 | 354.7 | 349.9 | 343.8 | 346.5 | 345.6 | 349.7 | 354.2 | 345.3 | 319.5 | 309.4 | 562.1 | 501.9 | 397.7 | 360 | 353.5 | 335.8 | 313.2 | 220.1 | 143.5 | 80 | 166.6 | 241.1 | 319.4 | 304.4 | 306.5 | 568 | 503.8 | 398.5 | 382.6 | 384.7 | 376.8 | 385.1 | 388.4 | 390.1 | 386.6 | 389.6 | 359.3 | 304.5 | 245.3 | 222.6 | 367.9 | 366.1 | 354.6 | 336.7 | 298.1 | 256.6 | 228.9 | 210.2 | 190.1 | 163.7 | 141.5 | 110.7 | 86.2 | 50.6 | 35.9 | 364.6 | 348.7 | 312.8 | 270.2 | 203.5 | 134.9 | 72.5 | 40.8 | 19.8 | 15.1 | 10.1 | 6.9 | 5.1 | 2.8 | 1.9 | 32.6 | 25.3 | 14.1 | 13.1 | 12.1 | 8.2 | 7.9 | 8.4 | 8.5 | 9.1 | 9.8 | 12.1 | 13 | 13.2 | 12.2 | 34.5 | 28.2 | 19.8 | 22.3 | 21.9 | 19.7 | 17 | 13.9 | 8.4 | 4.2 | 4.8 | 6.5 | 9.1 | 11.6 | 13 | 33.2 | 24.7 | 9.9 | 10.5 | 13.9 | 14.3 | 12.8 | 10.3 | 10.1 | 10.8 | 11.2 | 10.5 | 8.6 | 6.6 | 5.8 | 19.5 | 16.3 | 11.4 | 10.1 | 8.6 | 5.5 | 5.3 | 5.1 | 4.8 | 3.9 | 3.2 | 2.2 | 1.7 | 1.9 | 2 | 20.1 | 16.3 | 9.8 | 7.9 | 5.8 | 3.2 | 1.6 | 1 | 0.5 | 0.6 | 0.9 | 1.2 | 0.9 | 0.8 | 0.6 | 4.55 | 3.44 | 1.79 | 1.64 | 1.49 | 0.91 | 0.87 | 0.95 | 0.96 | 1.05 | 1.16 | 1.51 | 1.65 | 1.7 | 1.56 | 4.84 | 3.91 | 2.67 | 3.12 | 3.06 | 2.73 | 2.33 | 1.94 | 1.16 | 0.57 | 0.57 | 0.76 | 1.08 | 1.49 | 1.69 | 4.63 | 3.35 | 1.12 | 1.23 | 1.76 | 1.83 | 1.59 | 1.2 | 1.16 | 1.27 | 1.33 | 1.25 | 1.01 | 0.77 | 0.68 | 2.68 | 2.17 | 1.41 | 1.23 | 1.03 | 0.59 | 0.59 | 0.58 | 0.55 | 0.43 | 0.34 | 0.23 | 0.17 | 0.19 | 0.2 | 2.77 | 2.2 | 1.2 | 0.95 | 0.69 | 0.35 | 0.18 | 0.1 | 0.05 | 0.06 | 0.09 | 0.12 | 0.09 | 0.08 | 0.06 | 47.2 | 46 | 41.3 | 39.9 | 40 | 40.6 | 40.2 | 39 | 39.2 | 38.5 | 38.4 | 36.9 | 34.9 | 31.3 | 30.8 | 45.7 | 43.1 | 36 | 28.9 | 28.3 | 28 | 27.1 | 17.3 | 12 | 7.1 | 18.3 | 26.7 | 35 | 30.6 | 29.7 | 47.7 | 46.4 | 45 | 42.3 | 39.5 | 38.1 | 40.5 | 43.2 | 43.6 | 42.6 | 42.6 | 39.2 | 33.5 | 27.2 | 24.8 | 32.6 | 35.1 | 37.8 | 36.5 | 32.6 | 29.8 | 26.2 | 23.8 | 21.4 | 18.6 | 16.3 | 13 | 10.3 | 11.8 | 12.9 | 31.6 | 32.8 | 33.5 | 29.5 | 22.3 | 15.4 | 8.9 | 5.6 | 3.2 | 4.3 | 6.1 | 8.4 | 6.1 | 5.5 | 3.9 | 2157.8 | 2085.3 | 1866.9 | 1798.8 | 1799.2 | 1800.6 | 1782.9 | 1732.5 | 1747.5 | 1724.1 | 1724.3 | 1679.2 | 1599 | 1443.7 | 1415.6 | 2105.9 | 1969.5 | 1671.8 | 1353.7 | 1334.5 | 1300.9 | 1268.1 | 826.3 | 559.3 | 327.5 | 815.3 | 1197.8 | 1572.8 | 1404.6 | 1373.3 | 2180.6 | 2101.3 | 2004.2 | 1892.4 | 1794 | 1738.1 | 1835.4 | 1934.4 | 1950.5 | 1907.9 | 1915.3 | 1763.5 | 1505.8 | 1219.5 | 1111.1 | 1484.1 | 1586.2 | 1694.5 | 1630.4 | 1457.4 | 1318.8 | 1163.1 | 1059.4 | 952.4 | 828.7 | 723.6 | 573.9 | 448.6 | 744.9 | 909.1 | 1447.6 | 1483.9 | 1503.8 | 1316.8 | 997.6 | 683.3 | 408.7 | 275.1 | 170.6 | 261.5 | 341.2 | 430.3 | 271.8 | 231.1 | 172.5 | 0.31 | 0.27 | 0.19 | 0.18 | 0.17 | 0.16 | 0.16 | 0.15 | 0.15 | 0.15 | 0.16 | 0.16 | 0.16 | 0.14 | 0.14 | 0.31 | 0.27 | 0.19 | 0.19 | 0.18 | 0.18 | 0.16 | 0.11 | 0.07 | 0.04 | 0.08 | 0.11 | 0.14 | 0.14 | 0.14 | 0.32 | 0.27 | 0.18 | 0.17 | 0.18 | 0.17 | 0.17 | 0.17 | 0.17 | 0.17 | 0.17 | 0.16 | 0.14 | 0.11 | 0.1 | 0.2 | 0.19 | 0.17 | 0.16 | 0.14 | 0.11 | 0.1 | 0.09 | 0.09 | 0.07 | 0.06 | 0.05 | 0.04 | 0.04 | 0.05 | 0.2 | 0.18 | 0.14 | 0.13 | 0.09 | 0.06 | 0.03 | 0.02 | 0.01 | 0.02 | 0.02 | 0.03 | 0.02 | 0.02 | 0.01 | 0.0467
| 6 | 347.4978 | 10.5907 | 1.2972 | 348.1381 | 37.56 | 1675.488 | 0.16399 | 84.5172 | 385.0579 | 1686.0787 | 1.4612 | 432.6553 | 550.9 | 484.6 | 330 | 296.2 | 304 | 321.3 | 336.3 | 330.5 | 350.4 | 347.5 | 348.2 | 342.2 | 323.6 | 307.9 | 303.1 | 553 | 458.2 | 299.1 | 248.4 | 276.9 | 303.4 | 291 | 200.8 | 139.3 | 81.9 | 166.1 | 235.6 | 315.3 | 300.7 | 304.4 | 565.5 | 498.7 | 386.9 | 335.2 | 314.8 | 306.3 | 350.9 | 374.1 | 385.7 | 375.9 | 385.2 | 354 | 307.5 | 243 | 218.6 | 361.4 | 350.6 | 306.9 | 286.7 | 258.3 | 250.1 | 227.2 | 208 | 185.5 | 158.7 | 126.5 | 97.3 | 70.7 | 46.6 | 32.4 | 358.3 | 339.7 | 288.1 | 240.7 | 177.1 | 119.7 | 63.3 | 32.1 | 16.3 | 12.8 | 8.8 | 6.1 | 4.1 | 2.2 | 1.4 | 31.5 | 23.9 | 9.9 | 8.5 | 8.1 | 7.2 | 7.7 | 8.2 | 8.9 | 9.3 | 10.1 | 12 | 12.5 | 13 | 12.2 | 33.5 | 25.8 | 12.7 | 14.2 | 15.5 | 17.5 | 15.9 | 12.8 | 8.2 | 4.3 | 4.9 | 6.5 | 9 | 11.6 | 12.9 | 32.8 | 24.3 | 9.4 | 8.2 | 9.6 | 9.8 | 10.1 | 9.6 | 10 | 10.6 | 11.2 | 10.3 | 8.6 | 6.7 | 6.1 | 18.8 | 15.3 | 9.3 | 8.2 | 7.2 | 5.5 | 5.4 | 5.1 | 4.7 | 3.8 | 2.8 | 2 | 1.4 | 1.8 | 2 | 19.5 | 15.7 | 9 | 7.1 | 5.2 | 2.9 | 1.4 | 0.8 | 0.4 | 0.6 | 0.8 | 1.1 | 0.7 | 0.6 | 0.5 | 4.38 | 3.26 | 1.21 | 1.02 | 0.96 | 0.8 | 0.85 | 0.94 | 1.01 | 1.09 | 1.2 | 1.5 | 1.6 | 1.69 | 1.57 | 4.68 | 3.58 | 1.67 | 1.98 | 2.14 | 2.42 | 2.17 | 1.79 | 1.13 | 0.58 | 0.58 | 0.76 | 1.07 | 1.48 | 1.68 | 4.56 | 3.3 | 1.06 | 0.94 | 1.17 | 1.2 | 1.2 | 1.1 | 1.15 | 1.25 | 1.34 | 1.23 | 1.02 | 0.78 | 0.71 | 2.58 | 2.04 | 1.14 | 0.99 | 0.85 | 0.59 | 0.6 | 0.59 | 0.54 | 0.42 | 0.31 | 0.2 | 0.14 | 0.18 | 0.2 | 2.68 | 2.11 | 1.1 | 0.86 | 0.62 | 0.32 | 0.15 | 0.08 | 0.04 | 0.06 | 0.08 | 0.11 | 0.07 | 0.06 | 0.05 | 46.8 | 44.5 | 35.8 | 32.5 | 33.9 | 37 | 38.6 | 37.4 | 39.4 | 38.5 | 38 | 35.4 | 32.4 | 29.9 | 30 | 45.3 | 39.3 | 29.1 | 21.2 | 23.8 | 25.6 | 25.2 | 15.7 | 11.5 | 7.3 | 18.1 | 26 | 34.4 | 30.2 | 29.5 | 47.7 | 46.1 | 43.9 | 38 | 34.1 | 32.7 | 38.4 | 41.9 | 43.2 | 41.3 | 42.1 | 38.6 | 33.8 | 26.8 | 24.1 | 32.3 | 33.9 | 33.2 | 31.5 | 28.5 | 28.9 | 25.9 | 23.5 | 20.8 | 18.1 | 14.6 | 11.4 | 8.5 | 11.4 | 12.6 | 31.3 | 32.1 | 31 | 26.2 | 19.3 | 13.6 | 7.8 | 4.5 | 2.7 | 4 | 5.6 | 7.4 | 5.2 | 4.4 | 3.1 | 2140.5 | 2014.3 | 1594.3 | 1444.1 | 1503.5 | 1634.5 | 1707.6 | 1659.3 | 1759.3 | 1727.5 | 1708.4 | 1613.4 | 1486.9 | 1381.8 | 1380.1 | 2090.3 | 1795.1 | 1324 | 962.7 | 1093 | 1183.5 | 1177.3 | 752 | 543.7 | 337.2 | 811.3 | 1166 | 1550 | 1384.3 | 1363.9 | 2187.1 | 2085.7 | 1947.5 | 1681.6 | 1518.6 | 1465.5 | 1718.3 | 1871.9 | 1925.3 | 1849.3 | 1888.4 | 1737.6 | 1520.9 | 1203.7 | 1081.3 | 1470.5 | 1526.8 | 1479.8 | 1398.2 | 1268.9 | 1281.2 | 1150.4 | 1045.9 | 928.5 | 803 | 646.9 | 503.9 | 368.5 | 729.6 | 899.3 | 1433.8 | 1450.5 | 1384.1 | 1166.6 | 862.8 | 603.8 | 356.4 | 221.3 | 142.7 | 244.7 | 318.9 | 389.4 | 230 | 183.7 | 137.7 | 0.3 | 0.26 | 0.16 | 0.14 | 0.14 | 0.15 | 0.15 | 0.15 | 0.16 | 0.15 | 0.15 | 0.15 | 0.15 | 0.14 | 0.14 | 0.31 | 0.25 | 0.15 | 0.14 | 0.15 | 0.16 | 0.14 | 0.1 | 0.07 | 0.04 | 0.08 | 0.1 | 0.14 | 0.13 | 0.14 | 0.31 | 0.26 | 0.18 | 0.16 | 0.15 | 0.14 | 0.16 | 0.17 | 0.17 | 0.17 | 0.17 | 0.16 | 0.14 | 0.11 | 0.1 | 0.19 | 0.18 | 0.14 | 0.14 | 0.12 | 0.11 | 0.1 | 0.09 | 0.08 | 0.07 | 0.06 | 0.04 | 0.03 | 0.04 | 0.05 | 0.19 | 0.18 | 0.13 | 0.11 | 0.08 | 0.05 | 0.03 | 0.02 | 0.01 | 0.02 | 0.02 | 0.03 | 0.02 | 0.02 | 0.01 | 0.0489
| 7 | 315.152 | 9.459 | 1.1475 | 315.7209 | 34.2045 | 1526.1422 | 0.14738 | 76.9756 | 349.3565 | 1535.6012 | 1.2948 | 392.6965 | 542.1 | 461.5 | 275.9 | 224.4 | 248.6 | 278 | 314.5 | 309.2 | 353.6 | 346.2 | 342.8 | 324.8 | 293.9 | 283.7 | 280.2 | 540.3 | 414.2 | 224.7 | 155.2 | 213.3 | 258.3 | 258.6 | 174.1 | 127.8 | 81.5 | 160.6 | 224.3 | 305 | 288.1 | 291.4 | 563.4 | 490.7 | 368.3 | 288 | 254.9 | 251.2 | 324.8 | 358.6 | 380 | 363.3 | 381.4 | 352.1 | 318.4 | 253.6 | 228.2 | 355 | 331.8 | 260.7 | 236.9 | 222.4 | 240.8 | 222.9 | 200.6 | 174.8 | 147.9 | 110.3 | 84.6 | 58.1 | 43.6 | 30.6 | 352.3 | 325.4 | 255.6 | 200 | 143.9 | 99.9 | 52.6 | 22.7 | 11.8 | 9.9 | 7.1 | 5.3 | 3.4 | 1.7 | 1.2 | 30.7 | 22.7 | 7.4 | 5.6 | 5.9 | 6.1 | 7.2 | 7.8 | 9.4 | 9.7 | 10.3 | 11.5 | 11.4 | 11.7 | 10.8 | 32.2 | 23.4 | 8.2 | 8.2 | 10.8 | 14.2 | 13.9 | 11 | 7.5 | 4.2 | 4.7 | 6.2 | 8.8 | 11.1 | 12.4 | 32.3 | 23.9 | 9 | 6.7 | 7.1 | 7.2 | 8.7 | 9 | 10.1 | 10.1 | 11.1 | 10.4 | 9.3 | 7.4 | 6.6 | 18.3 | 14.5 | 7.6 | 6.4 | 5.9 | 5.4 | 5.4 | 5.1 | 4.5 | 3.5 | 2.5 | 1.7 | 1.1 | 1.7 | 1.9 | 18.9 | 14.9 | 7.7 | 5.7 | 4.1 | 2.4 | 1.2 | 0.6 | 0.3 | 0.5 | 0.7 | 0.9 | 0.6 | 0.5 | 0.4 | 4.26 | 3.09 | 0.87 | 0.64 | 0.65 | 0.66 | 0.79 | 0.89 | 1.09 | 1.15 | 1.24 | 1.45 | 1.46 | 1.52 | 1.39 | 4.51 | 3.25 | 1.05 | 1.13 | 1.48 | 1.96 | 1.89 | 1.52 | 1.03 | 0.57 | 0.57 | 0.73 | 1.05 | 1.43 | 1.61 | 4.49 | 3.24 | 1.03 | 0.75 | 0.84 | 0.86 | 1.02 | 1.03 | 1.17 | 1.2 | 1.32 | 1.24 | 1.11 | 0.88 | 0.78 | 2.51 | 1.93 | 0.91 | 0.75 | 0.68 | 0.58 | 0.61 | 0.58 | 0.51 | 0.39 | 0.27 | 0.17 | 0.11 | 0.17 | 0.19 | 2.6 | 1.99 | 0.93 | 0.68 | 0.5 | 0.27 | 0.13 | 0.06 | 0.03 | 0.05 | 0.07 | 0.09 | 0.06 | 0.05 | 0.04 | 46.5 | 42.5 | 30.7 | 25.4 | 28.4 | 32.2 | 36.1 | 34.9 | 39.3 | 38 | 37 | 33.5 | 29.4 | 27.7 | 28.1 | 44.8 | 35.6 | 23.1 | 13.9 | 19.3 | 22.4 | 22.6 | 13.8 | 10.6 | 7.3 | 17.5 | 24.7 | 33.3 | 28.9 | 28.2 | 47.9 | 45.4 | 41.7 | 33 | 28.1 | 27.5 | 36 | 40.3 | 42.3 | 40 | 41.7 | 38.3 | 34.7 | 27.6 | 24.9 | 31.9 | 32.1 | 28.5 | 26.4 | 24.8 | 27.7 | 25.2 | 22.6 | 19.6 | 16.9 | 12.7 | 9.9 | 7 | 11 | 12.3 | 31 | 30.9 | 27.7 | 22 | 15.7 | 11.3 | 6.4 | 3.3 | 2.1 | 3.6 | 5.1 | 6.5 | 4.3 | 3.4 | 2.5 | 2114.1 | 1917.6 | 1364.2 | 1123.8 | 1258.4 | 1421.6 | 1599.5 | 1550.5 | 1761.8 | 1708.2 | 1670 | 1526 | 1350.5 | 1279.9 | 1288.5 | 2052.2 | 1615.5 | 1036.7 | 618.7 | 877.4 | 1028.6 | 1055 | 656.9 | 501 | 338.5 | 783.5 | 1110 | 1497.4 | 1325.5 | 1306.4 | 2187.1 | 2050.9 | 1851 | 1457.4 | 1254 | 1230.5 | 1613.5 | 1801.2 | 1890.8 | 1789.7 | 1869.9 | 1725.4 | 1564.3 | 1242.3 | 1120.7 | 1448.1 | 1444.6 | 1271.2 | 1172 | 1105.2 | 1232.2 | 1125.8 | 1006.9 | 875.2 | 750.3 | 564.4 | 439.5 | 303.2 | 712 | 886.7 | 1415.1 | 1394.9 | 1239.4 | 978.9 | 704.1 | 503.6 | 296 | 168.1 | 115.1 | 223.5 | 293.9 | 348.5 | 195.8 | 145.8 | 114.4 | 0.3 | 0.25 | 0.13 | 0.1 | 0.11 | 0.13 | 0.14 | 0.14 | 0.16 | 0.15 | 0.15 | 0.15 | 0.13 | 0.13 | 0.13 | 0.3 | 0.23 | 0.11 | 0.09 | 0.11 | 0.14 | 0.13 | 0.09 | 0.06 | 0.04 | 0.07 | 0.1 | 0.13 | 0.13 | 0.13 | 0.31 | 0.26 | 0.17 | 0.13 | 0.12 | 0.11 | 0.14 | 0.16 | 0.17 | 0.16 | 0.17 | 0.16 | 0.14 | 0.11 | 0.1 | 0.19 | 0.17 | 0.12 | 0.11 | 0.1 | 0.11 | 0.1 | 0.09 | 0.08 | 0.07 | 0.05 | 0.04 | 0.03 | 0.04 | 0.05 | 0.19 | 0.17 | 0.12 | 0.09 | 0.07 | 0.04 | 0.02 | 0.01 | 0.01 | 0.01 | 0.02 | 0.02 | 0.02 | 0.01 | 0.01 | 0.0504
| 8 | 299.6744 | 9.0594 | 1.1059 | 300.2211 | 32.4894 | 1446.3206 | 0.14134 | 73.0239 | 332.1638 | 1455.3801 | 1.2472 | 373.2449 | 539.5 | 449.3 | 252.6 | 194 | 228.3 | 253.4 | 300.1 | 293.6 | 356.4 | 344.4 | 339.7 | 314.5 | 282.1 | 277.1 | 275.3 | 536.8 | 395.6 | 195.3 | 117.1 | 189.2 | 233.3 | 241 | 158.7 | 120.4 | 76.8 | 151.9 | 213.6 | 297.4 | 278.8 | 282.4 | 567.5 | 486.1 | 351.3 | 258.6 | 226.4 | 231.6 | 318.3 | 356.5 | 383 | 367.8 | 390 | 363.2 | 338.9 | 275.8 | 252.9 | 352.7 | 321.6 | 241.1 | 214.8 | 209 | 233.7 | 218.8 | 193.8 | 168 | 141 | 102.9 | 79 | 53.6 | 42 | 29.5 | 350.8 | 318.5 | 239.4 | 180.9 | 128.3 | 90.1 | 46.8 | 18.3 | 9.8 | 8.3 | 6.2 | 4.9 | 3 | 1.5 | 1.1 | 29.5 | 21.6 | 6.6 | 4.6 | 5.3 | 5.6 | 7 | 7.6 | 10 | 10.1 | 10.6 | 11.4 | 11.2 | 11.8 | 11 | 31.1 | 22 | 6.9 | 5.9 | 9.1 | 12.5 | 12.8 | 10 | 6.9 | 3.8 | 4.4 | 5.9 | 8.7 | 10.8 | 12 | 31.6 | 23.3 | 8.8 | 5.8 | 6 | 6.4 | 8.6 | 9.5 | 11 | 11.2 | 12.2 | 11.5 | 10.7 | 8.7 | 8 | 17.8 | 13.8 | 6.9 | 5.6 | 5.5 | 5.4 | 5.4 | 4.9 | 4.2 | 3.3 | 2.3 | 1.6 | 1 | 1.7 | 1.9 | 18.3 | 14.2 | 7.1 | 5 | 3.7 | 2.2 | 1.1 | 0.5 | 0.3 | 0.5 | 0.7 | 0.8 | 0.5 | 0.4 | 0.3 | 4.14 | 2.97 | 0.77 | 0.51 | 0.58 | 0.61 | 0.78 | 0.87 | 1.18 | 1.2 | 1.3 | 1.44 | 1.44 | 1.54 | 1.42 | 4.39 | 3.09 | 0.88 | 0.82 | 1.24 | 1.72 | 1.75 | 1.39 | 0.95 | 0.52 | 0.52 | 0.69 | 1.04 | 1.38 | 1.56 | 4.43 | 3.18 | 1 | 0.64 | 0.7 | 0.76 | 1 | 1.1 | 1.31 | 1.36 | 1.49 | 1.4 | 1.3 | 1.06 | 0.97 | 2.45 | 1.85 | 0.83 | 0.65 | 0.63 | 0.59 | 0.61 | 0.56 | 0.48 | 0.37 | 0.25 | 0.16 | 0.11 | 0.17 | 0.19 | 2.53 | 1.92 | 0.86 | 0.59 | 0.44 | 0.25 | 0.11 | 0.05 | 0.03 | 0.05 | 0.07 | 0.08 | 0.05 | 0.04 | 0.03 | 47.7 | 42.2 | 28.2 | 22.1 | 26.1 | 29.3 | 34.3 | 32.9 | 39.2 | 37.5 | 36.3 | 32.2 | 28 | 26.8 | 27.3 | 45.9 | 34.7 | 20.2 | 10.8 | 17.6 | 20.6 | 21.2 | 12.6 | 10.2 | 7 | 16.6 | 23.6 | 32.3 | 28 | 27.4 | 49.6 | 45.7 | 39.6 | 29.7 | 25.2 | 25.5 | 35.3 | 39.6 | 41.9 | 39.7 | 41.8 | 38.8 | 36.2 | 29.4 | 27 | 32.4 | 31.5 | 26.4 | 24.1 | 23.4 | 26.8 | 24.7 | 21.8 | 18.9 | 16.1 | 11.8 | 9.3 | 6.5 | 10.8 | 12.3 | 31.7 | 30.8 | 26 | 20 | 14.1 | 10.2 | 5.7 | 2.7 | 1.7 | 3.3 | 4.7 | 6 | 3.8 | 3 | 2.2 | 2091.6 | 1853.6 | 1256.4 | 980.6 | 1160.1 | 1295.7 | 1523.3 | 1468.2 | 1759.6 | 1686.9 | 1641.2 | 1471 | 1288.5 | 1239.5 | 1253.6 | 2024.1 | 1523.8 | 908.2 | 470.8 | 792.1 | 937.5 | 984.9 | 598.7 | 477.1 | 323 | 744.9 | 1058.4 | 1457 | 1283.1 | 1266.3 | 2187.8 | 2015.5 | 1763.1 | 1316.9 | 1126.1 | 1142.8 | 1581.8 | 1774.3 | 1880.3 | 1784 | 1884.5 | 1755.4 | 1639.7 | 1331 | 1220.8 | 1429.7 | 1391.4 | 1178 | 1067.9 | 1040.9 | 1190.5 | 1102.3 | 972.5 | 844.6 | 716.1 | 526.4 | 410.3 | 279.8 | 710 | 890.7 | 1401.4 | 1360.6 | 1163.7 | 890.6 | 629.1 | 455.5 | 262.2 | 138.8 | 96.5 | 206.6 | 272.4 | 321 | 173.9 | 125.4 | 98 | 0.33 | 0.26 | 0.12 | 0.09 | 0.1 | 0.11 | 0.13 | 0.13 | 0.16 | 0.15 | 0.15 | 0.14 | 0.13 | 0.13 | 0.12 | 0.33 | 0.24 | 0.09 | 0.07 | 0.1 | 0.12 | 0.12 | 0.08 | 0.06 | 0.04 | 0.07 | 0.09 | 0.13 | 0.13 | 0.13 | 0.34 | 0.28 | 0.16 | 0.12 | 0.1 | 0.1 | 0.14 | 0.16 | 0.17 | 0.17 | 0.18 | 0.16 | 0.15 | 0.12 | 0.11 | 0.21 | 0.18 | 0.11 | 0.1 | 0.1 | 0.1 | 0.1 | 0.09 | 0.07 | 0.06 | 0.05 | 0.03 | 0.02 | 0.04 | 0.05 | 0.2 | 0.18 | 0.11 | 0.08 | 0.06 | 0.04 | 0.02 | 0.01 | 0.01 | 0.01 | 0.02 | 0.02 | 0.01 | 0.01 | 0.01 | 0.0522
| 9 | 298.2089 | 9.0257 | 1.11 | 298.7558 | 32.4069 | 1432.4962 | 0.14527 | 72.5553 | 330.6158 | 1441.5218 | 1.2553 | 371.3111 | 555.7 | 457.5 | 250 | 188.8 | 224.7 | 247.3 | 294.7 | 289.2 | 359 | 345.7 | 339.5 | 311.1 | 278 | 275.2 | 273.3 | 552.3 | 401.6 | 188.3 | 102 | 177.3 | 218 | 227.8 | 144.1 | 109 | 69.1 | 144.7 | 210.7 | 299 | 279.9 | 282.6 | 584.6 | 493.6 | 345.4 | 246.8 | 216.3 | 225.6 | 315.2 | 354 | 382.2 | 368.7 | 393.4 | 369.5 | 346.1 | 281.8 | 256.5 | 362.2 | 325.6 | 238.3 | 208.4 | 205.3 | 230.2 | 217.3 | 191.7 | 167.4 | 139.7 | 99.1 | 74.4 | 49.5 | 40.6 | 28.9 | 360.5 | 322.9 | 237.1 | 175.5 | 125.4 | 88.8 | 46.6 | 17.6 | 9.3 | 7.9 | 6.1 | 5 | 3.1 | 1.6 | 1.1 | 30.3 | 22 | 6.9 | 4.3 | 5 | 5.4 | 6.9 | 7.4 | 10.1 | 10 | 10.5 | 11 | 10.8 | 11.6 | 10.9 | 31.7 | 22.2 | 6.7 | 4.9 | 8.2 | 11.1 | 11.6 | 8.6 | 6 | 3.2 | 3.9 | 5.7 | 8.8 | 10.8 | 12 | 32.6 | 23.9 | 9.1 | 5.6 | 5.7 | 6.2 | 8.3 | 9.4 | 10.9 | 11.3 | 12.5 | 11.8 | 11.1 | 8.9 | 8.1 | 18.3 | 14.1 | 7.1 | 5.4 | 5.3 | 5.2 | 5.4 | 4.8 | 4.2 | 3.2 | 2.2 | 1.5 | 1 | 1.7 | 1.9 | 18.9 | 14.5 | 7.3 | 4.8 | 3.6 | 2.1 | 1.1 | 0.4 | 0.2 | 0.5 | 0.7 | 0.9 | 0.6 | 0.4 | 0.3 | 4.32 | 3.08 | 0.81 | 0.48 | 0.55 | 0.58 | 0.76 | 0.85 | 1.19 | 1.19 | 1.28 | 1.38 | 1.38 | 1.51 | 1.41 | 4.54 | 3.16 | 0.86 | 0.68 | 1.11 | 1.52 | 1.57 | 1.2 | 0.82 | 0.43 | 0.46 | 0.66 | 1.05 | 1.39 | 1.57 | 4.64 | 3.32 | 1.07 | 0.62 | 0.66 | 0.73 | 0.97 | 1.08 | 1.3 | 1.37 | 1.52 | 1.45 | 1.36 | 1.09 | 0.98 | 2.57 | 1.93 | 0.87 | 0.63 | 0.62 | 0.57 | 0.61 | 0.55 | 0.47 | 0.36 | 0.24 | 0.15 | 0.1 | 0.17 | 0.2 | 2.66 | 2 | 0.9 | 0.57 | 0.42 | 0.24 | 0.11 | 0.05 | 0.02 | 0.05 | 0.07 | 0.09 | 0.06 | 0.04 | 0.03 | 50.1 | 43.6 | 27.7 | 21.7 | 25.8 | 28.6 | 33.7 | 32.5 | 39.4 | 37.7 | 36.4 | 32.1 | 27.8 | 26.7 | 27.1 | 48.4 | 35.9 | 19.5 | 9.6 | 16.8 | 19.8 | 20.5 | 11.8 | 9.4 | 6.5 | 16.1 | 23.4 | 32.5 | 28 | 27.3 | 52 | 46.8 | 38.5 | 28.3 | 24.1 | 24.9 | 35.1 | 39.4 | 41.8 | 39.7 | 42 | 39.3 | 36.8 | 30 | 27.4 | 33.7 | 32.2 | 25.9 | 23.4 | 23 | 26.4 | 24.5 | 21.6 | 18.9 | 16 | 11.4 | 8.7 | 6 | 10.8 | 12.3 | 33 | 31.4 | 25.5 | 19.5 | 13.8 | 10.1 | 5.7 | 2.6 | 1.6 | 3.2 | 4.8 | 6.1 | 3.9 | 3 | 2.2 | 2090.6 | 1839.7 | 1232.9 | 957.6 | 1147.4 | 1267.3 | 1496.9 | 1448.3 | 1772 | 1696.7 | 1643.5 | 1464.2 | 1276.6 | 1233.9 | 1245.1 | 2025.2 | 1507 | 874 | 416.3 | 752.4 | 892.7 | 947.2 | 555.7 | 437.5 | 296.2 | 717 | 1048.2 | 1463 | 1287.7 | 1265.1 | 2187.3 | 1992.9 | 1715.7 | 1253.9 | 1075.5 | 1115.5 | 1570.1 | 1764.9 | 1877.1 | 1787.2 | 1897.7 | 1780.7 | 1668.4 | 1358.1 | 1238.8 | 1427.8 | 1378.6 | 1154.8 | 1036.7 | 1022.8 | 1174.5 | 1095.4 | 964 | 842.6 | 711 | 506.8 | 386.6 | 258 | 709.3 | 897 | 1401.2 | 1348.9 | 1142.5 | 864.8 | 616.2 | 449.5 | 260.4 | 131.1 | 90 | 204.7 | 279.7 | 330.5 | 180 | 126.9 | 97.6 | 0.39 | 0.3 | 0.11 | 0.09 | 0.1 | 0.11 | 0.13 | 0.13 | 0.16 | 0.15 | 0.15 | 0.14 | 0.13 | 0.12 | 0.12 | 0.39 | 0.28 | 0.09 | 0.06 | 0.1 | 0.12 | 0.11 | 0.07 | 0.06 | 0.03 | 0.07 | 0.09 | 0.13 | 0.13 | 0.13 | 0.4 | 0.31 | 0.16 | 0.11 | 0.1 | 0.1 | 0.14 | 0.16 | 0.17 | 0.17 | 0.18 | 0.16 | 0.15 | 0.13 | 0.11 | 0.24 | 0.2 | 0.11 | 0.1 | 0.09 | 0.1 | 0.1 | 0.08 | 0.07 | 0.06 | 0.04 | 0.03 | 0.02 | 0.04 | 0.05 | 0.24 | 0.2 | 0.11 | 0.08 | 0.06 | 0.04 | 0.02 | 0.01 | 0.01 | 0.01 | 0.02 | 0.02 | 0.01 | 0.01 | 0.01 | 0.0541
| 10 | 298.5528 | 9.0544 | 1.119 | 299.1029 | 32.4614 | 1429.6761 | 0.14906 | 72.5319 | 331.0143 | 1438.7305 | 1.268 | 371.6348 | 564.6 | 463.1 | 250.4 | 186.2 | 223.1 | 246.6 | 293.7 | 287.3 | 359 | 346.8 | 343.4 | 315.1 | 280.5 | 275.8 | 272.2 | 562.2 | 405.6 | 185.9 | 92.6 | 168.8 | 207.3 | 217 | 131 | 96.8 | 59.9 | 138.6 | 206.6 | 298.6 | 277.9 | 281.1 | 593.7 | 499.6 | 346.7 | 246 | 214.3 | 224.3 | 314.6 | 355.9 | 384 | 369.2 | 393 | 369.1 | 346.6 | 284.4 | 260.4 | 368.7 | 329.5 | 239.3 | 207.1 | 204.7 | 229.8 | 216.3 | 190.4 | 166.6 | 140.1 | 99 | 73.9 | 48.5 | 40.5 | 29.2 | 367.6 | 326 | 238.3 | 173.7 | 126.1 | 88.4 | 47.1 | 17 | 9.2 | 7.9 | 6.2 | 5.1 | 3.1 | 1.6 | 1.2 | 30.1 | 21.9 | 7.2 | 4.2 | 4.9 | 5.3 | 6.8 | 7.4 | 10.2 | 10.2 | 10.8 | 11.1 | 10.8 | 11.5 | 10.8 | 31.7 | 22 | 6.8 | 4.2 | 7.6 | 10.3 | 10.7 | 7.6 | 5 | 2.6 | 3.6 | 5.5 | 8.8 | 10.7 | 11.9 | 32.5 | 23.8 | 9.3 | 5.5 | 5.5 | 5.9 | 8.1 | 9.2 | 10.7 | 10.9 | 12 | 11.6 | 11.1 | 9.2 | 8.4 | 18.4 | 14.2 | 7.4 | 5.4 | 5.3 | 5.1 | 5.1 | 4.6 | 4.1 | 3.3 | 2.2 | 1.5 | 0.9 | 1.7 | 2 | 19 | 14.6 | 7.6 | 4.8 | 3.6 | 2.2 | 1.1 | 0.4 | 0.2 | 0.5 | 0.7 | 0.9 | 0.6 | 0.4 | 0.3 | 4.32 | 3.08 | 0.86 | 0.47 | 0.54 | 0.57 | 0.75 | 0.85 | 1.21 | 1.22 | 1.32 | 1.39 | 1.38 | 1.5 | 1.38 | 4.58 | 3.16 | 0.87 | 0.58 | 1.02 | 1.41 | 1.46 | 1.05 | 0.69 | 0.34 | 0.41 | 0.64 | 1.06 | 1.36 | 1.55 | 4.67 | 3.33 | 1.09 | 0.61 | 0.64 | 0.69 | 0.94 | 1.06 | 1.27 | 1.31 | 1.46 | 1.41 | 1.36 | 1.13 | 1.04 | 2.61 | 1.95 | 0.91 | 0.63 | 0.61 | 0.55 | 0.57 | 0.52 | 0.46 | 0.36 | 0.24 | 0.15 | 0.1 | 0.17 | 0.2 | 2.7 | 2.02 | 0.94 | 0.56 | 0.43 | 0.24 | 0.12 | 0.05 | 0.02 | 0.05 | 0.07 | 0.09 | 0.06 | 0.04 | 0.03 | 52.1 | 44.8 | 27.5 | 21.4 | 25.7 | 28.6 | 33.6 | 32.2 | 39.3 | 37.6 | 36.7 | 32.5 | 28.2 | 26.9 | 27.1 | 50.2 | 36.9 | 19.1 | 8.9 | 16.2 | 19.1 | 19.9 | 11 | 8.7 | 5.8 | 15.6 | 23 | 32.4 | 27.9 | 27.3 | 53.8 | 48.1 | 38.5 | 28.3 | 24 | 25 | 35.2 | 39.8 | 42.3 | 40.2 | 42.4 | 39.5 | 36.9 | 30.1 | 27.6 | 34.8 | 32.8 | 25.7 | 23.2 | 22.9 | 26.5 | 24.6 | 21.6 | 18.8 | 16 | 11.4 | 8.7 | 5.9 | 10.8 | 12.4 | 34.1 | 32 | 25.4 | 19.2 | 13.8 | 10 | 5.7 | 2.5 | 1.6 | 3.2 | 4.8 | 6.1 | 3.9 | 2.9 | 2.1 | 2108.1 | 1847.6 | 1225.1 | 945.3 | 1141.6 | 1264.8 | 1493.8 | 1437.9 | 1767.9 | 1695.6 | 1657.6 | 1483 | 1291.5 | 1240.6 | 1243.8 | 2043.2 | 1509.1 | 858.4 | 385 | 723.5 | 854 | 906.4 | 508.4 | 395.2 | 261.3 | 690.8 | 1029.7 | 1459.9 | 1281.5 | 1261.3 | 2200.3 | 2001.6 | 1716.4 | 1251.8 | 1069.7 | 1115.7 | 1571.9 | 1778.5 | 1890.7 | 1800.7 | 1905.5 | 1785.3 | 1670 | 1365.3 | 1249.9 | 1439.5 | 1382.7 | 1151.5 | 1029.1 | 1021.6 | 1176.9 | 1097.2 | 962.7 | 839.7 | 712.8 | 505.8 | 383.9 | 252.8 | 711.1 | 902 | 1415.1 | 1349.7 | 1140.5 | 855.4 | 619.2 | 446.6 | 261.4 | 128.2 | 89.6 | 204.9 | 279.1 | 330.2 | 178.8 | 124.8 | 95.3 | 0.42 | 0.32 | 0.12 | 0.09 | 0.1 | 0.11 | 0.13 | 0.13 | 0.16 | 0.15 | 0.15 | 0.14 | 0.13 | 0.12 | 0.12 | 0.42 | 0.3 | 0.09 | 0.06 | 0.09 | 0.11 | 0.11 | 0.07 | 0.05 | 0.03 | 0.06 | 0.09 | 0.13 | 0.12 | 0.13 | 0.43 | 0.34 | 0.16 | 0.11 | 0.1 | 0.1 | 0.14 | 0.16 | 0.17 | 0.17 | 0.18 | 0.16 | 0.15 | 0.13 | 0.12 | 0.26 | 0.21 | 0.11 | 0.1 | 0.09 | 0.1 | 0.1 | 0.08 | 0.07 | 0.06 | 0.04 | 0.03 | 0.02 | 0.04 | 0.05 | 0.26 | 0.21 | 0.11 | 0.08 | 0.06 | 0.04 | 0.02 | 0.01 | 0.01 | 0.01 | 0.02 | 0.02 | 0.01 | 0.01 | 0.01 | 0.056047
| 11 | 298.6636 | 8.9398 | 1.104 | 299.2065 | 32.6054 | 1431.9455 | 0.15034 | 72.7397 | 331.269 | 1440.8853 | 1.2544 | 371.9462 | 571 | 467.2 | 252.4 | 186.3 | 223.9 | 246.2 | 293.4 | 286.3 | 357 | 344.3 | 340.4 | 313.7 | 278.4 | 273.6 | 269.4 | 569.4 | 410.7 | 188.8 | 88.2 | 162.2 | 197.3 | 209.3 | 123.3 | 92.5 | 57.4 | 138.3 | 207.8 | 301.9 | 280.8 | 282.9 | 598.1 | 503.2 | 348.5 | 246.7 | 214.5 | 225.6 | 316.1 | 358.7 | 388.5 | 372.6 | 396.8 | 373 | 351.5 | 290 | 265.1 | 373.1 | 332.2 | 241.6 | 208 | 206.3 | 230.4 | 216.9 | 190.2 | 166.4 | 139.7 | 97.9 | 72.2 | 46.8 | 39.8 | 29.2 | 372.4 | 329 | 239.9 | 173.9 | 126.8 | 88.4 | 46.6 | 16.2 | 9.1 | 7.8 | 6.3 | 5.2 | 3.2 | 1.6 | 1.1 | 29.9 | 21.7 | 7.4 | 4.2 | 5 | 5.3 | 6.7 | 7.2 | 9.8 | 9.8 | 10.4 | 10.9 | 10.5 | 11.2 | 10.5 | 31.5 | 21.9 | 7.1 | 3.9 | 7 | 9.5 | 10.1 | 7.1 | 4.8 | 2.5 | 3.6 | 5.5 | 9 | 10.8 | 12 | 32 | 23.5 | 9.5 | 5.5 | 5.5 | 6 | 8.2 | 9.3 | 10.9 | 10.8 | 12.1 | 11.6 | 11.2 | 9.3 | 8.5 | 18.4 | 14.2 | 7.6 | 5.4 | 5.3 | 5.1 | 5.1 | 4.6 | 4.1 | 3.2 | 2.2 | 1.5 | 0.9 | 1.7 | 1.9 | 19 | 14.6 | 7.9 | 4.8 | 3.6 | 2.2 | 1.1 | 0.4 | 0.2 | 0.5 | 0.7 | 0.9 | 0.6 | 0.4 | 0.3 | 4.31 | 3.07 | 0.89 | 0.47 | 0.54 | 0.57 | 0.74 | 0.82 | 1.15 | 1.17 | 1.26 | 1.36 | 1.34 | 1.46 | 1.34 | 4.56 | 3.15 | 0.91 | 0.53 | 0.93 | 1.29 | 1.37 | 0.98 | 0.66 | 0.33 | 0.42 | 0.64 | 1.07 | 1.38 | 1.57 | 4.62 | 3.3 | 1.12 | 0.61 | 0.64 | 0.7 | 0.95 | 1.07 | 1.3 | 1.3 | 1.48 | 1.41 | 1.38 | 1.14 | 1.04 | 2.62 | 1.96 | 0.94 | 0.63 | 0.62 | 0.55 | 0.57 | 0.51 | 0.46 | 0.36 | 0.25 | 0.15 | 0.09 | 0.17 | 0.2 | 2.71 | 2.03 | 0.98 | 0.57 | 0.43 | 0.25 | 0.12 | 0.05 | 0.02 | 0.05 | 0.07 | 0.09 | 0.06 | 0.04 | 0.03 | 53.4 | 45.7 | 27.5 | 21.4 | 25.8 | 28.5 | 33.7 | 32.3 | 39.4 | 37.7 | 36.6 | 32.6 | 28.1 | 26.8 | 27 | 51.8 | 38 | 19.3 | 8.6 | 15.8 | 18.4 | 19.4 | 10.5 | 8.4 | 5.6 | 15.5 | 23.1 | 32.7 | 28.2 | 27.4 | 55.1 | 49 | 38.6 | 28.4 | 24 | 25.1 | 35.4 | 40.2 | 42.9 | 40.8 | 42.9 | 40.1 | 37.5 | 30.8 | 28.2 | 35.5 | 33.3 | 25.9 | 23.3 | 23.1 | 26.6 | 24.7 | 21.6 | 18.8 | 16 | 11.2 | 8.5 | 5.7 | 10.6 | 12.3 | 34.9 | 32.5 | 25.4 | 19.2 | 13.9 | 10 | 5.6 | 2.4 | 1.6 | 3.2 | 4.9 | 6.2 | 4 | 3 | 2.1 | 2128.7 | 1861.7 | 1230.4 | 946.6 | 1144.7 | 1262.7 | 1494.1 | 1438.8 | 1768.5 | 1692.9 | 1652.3 | 1482.4 | 1287.6 | 1236.7 | 1237 | 2069.1 | 1525.9 | 865.5 | 372.6 | 708.6 | 825.4 | 879.7 | 478.1 | 375.1 | 248.6 | 686.5 | 1035.4 | 1475 | 1293 | 1267.3 | 2218.4 | 2017.2 | 1719.4 | 1254.4 | 1069.3 | 1120.4 | 1576.5 | 1789.5 | 1904.4 | 1814.3 | 1916.6 | 1803.4 | 1690.4 | 1392.9 | 1274.7 | 1452.4 | 1391.2 | 1159 | 1033.9 | 1029.5 | 1180.1 | 1100.1 | 962.5 | 838.9 | 710.9 | 499.2 | 374.2 | 243.3 | 702.2 | 894.2 | 1428.7 | 1356.4 | 1141.6 | 855 | 621.8 | 445.7 | 257.2 | 122.4 | 87.5 | 204.3 | 279.7 | 331.8 | 179.9 | 125.3 | 94 | 0.44 | 0.33 | 0.12 | 0.09 | 0.1 | 0.11 | 0.13 | 0.13 | 0.16 | 0.15 | 0.15 | 0.14 | 0.13 | 0.12 | 0.12 | 0.44 | 0.31 | 0.09 | 0.05 | 0.08 | 0.11 | 0.11 | 0.07 | 0.05 | 0.03 | 0.06 | 0.09 | 0.13 | 0.13 | 0.13 | 0.45 | 0.35 | 0.16 | 0.11 | 0.1 | 0.1 | 0.14 | 0.16 | 0.18 | 0.17 | 0.19 | 0.17 | 0.16 | 0.13 | 0.12 | 0.27 | 0.22 | 0.11 | 0.1 | 0.09 | 0.1 | 0.1 | 0.08 | 0.07 | 0.06 | 0.04 | 0.03 | 0.02 | 0.04 | 0.05 | 0.27 | 0.22 | 0.11 | 0.08 | 0.06 | 0.04 | 0.02 | 0.01 | 0.01 | 0.01 | 0.02 | 0.02 | 0.02 | 0.01 | 0.01 | 0.0577
| 12 | 298.8576 | 8.8729 | 1.0937 | 299.3958 | 32.7044 | 1433.854 | 0.15163 | 72.8925 | 331.5619 | 1442.7269 | 1.2453 | 372.2883 | 574.3 | 468.7 | 253.7 | 185.5 | 224.2 | 246.3 | 294.5 | 287 | 355.8 | 342.6 | 339.9 | 314 | 279.5 | 275.4 | 273.3 | 570.8 | 413.6 | 191.9 | 87.4 | 158 | 191.8 | 205.4 | 121 | 92 | 57.5 | 138.5 | 205.8 | 300.8 | 279.5 | 282.9 | 600.9 | 506.2 | 351.3 | 249.9 | 217.5 | 227.9 | 318.7 | 362.2 | 392.7 | 377.8 | 400.6 | 377 | 354.9 | 290.6 | 264.7 | 375.1 | 333.4 | 242.7 | 207.6 | 206.5 | 230.5 | 217.1 | 189.6 | 165.5 | 139.7 | 98.8 | 73 | 47 | 39.8 | 29.1 | 373.6 | 329.9 | 242.2 | 175.6 | 128.7 | 88.6 | 46.9 | 16.1 | 8.9 | 7.7 | 6.3 | 5.4 | 3.3 | 1.6 | 1.1 | 29.7 | 21.6 | 7.5 | 4.2 | 5 | 5.3 | 6.7 | 7 | 9.6 | 9.6 | 10.2 | 10.7 | 10.5 | 11.3 | 10.8 | 31.2 | 21.7 | 7.2 | 3.8 | 6.7 | 9.3 | 10.1 | 7.1 | 4.9 | 2.6 | 3.7 | 5.4 | 8.9 | 10.7 | 12 | 31.9 | 23.4 | 9.7 | 5.6 | 5.6 | 6.1 | 8.3 | 9.4 | 10.9 | 11 | 12.1 | 11.6 | 11.1 | 9.1 | 8.2 | 18.3 | 14.1 | 7.7 | 5.4 | 5.3 | 5.1 | 5.1 | 4.5 | 4 | 3.2 | 2.2 | 1.5 | 0.9 | 1.7 | 2 | 18.9 | 14.6 | 8 | 4.9 | 3.7 | 2.2 | 1.2 | 0.4 | 0.2 | 0.5 | 0.7 | 0.9 | 0.6 | 0.4 | 0.3 | 4.28 | 3.05 | 0.9 | 0.47 | 0.55 | 0.57 | 0.73 | 0.8 | 1.12 | 1.13 | 1.24 | 1.33 | 1.33 | 1.47 | 1.39 | 4.51 | 3.13 | 0.93 | 0.51 | 0.9 | 1.26 | 1.37 | 1 | 0.69 | 0.36 | 0.43 | 0.63 | 1.06 | 1.37 | 1.56 | 4.59 | 3.29 | 1.14 | 0.62 | 0.65 | 0.72 | 0.97 | 1.1 | 1.32 | 1.34 | 1.48 | 1.42 | 1.36 | 1.11 | 1 | 2.6 | 1.95 | 0.95 | 0.63 | 0.61 | 0.55 | 0.56 | 0.5 | 0.45 | 0.35 | 0.24 | 0.15 | 0.09 | 0.17 | 0.2 | 2.69 | 2.02 | 0.99 | 0.58 | 0.44 | 0.25 | 0.13 | 0.05 | 0.02 | 0.05 | 0.07 | 0.09 | 0.06 | 0.04 | 0.03 | 54.1 | 46.1 | 27.6 | 21.3 | 25.8 | 28.6 | 33.9 | 32.5 | 39.4 | 37.6 | 36.7 | 32.8 | 28.3 | 27 | 27.2 | 52.3 | 38.5 | 19.6 | 8.6 | 15.5 | 17.9 | 18.9 | 10.2 | 8.2 | 5.6 | 15.5 | 22.9 | 32.6 | 28.1 | 27.4 | 55.7 | 49.5 | 38.9 | 28.8 | 24.4 | 25.4 | 35.7 | 40.6 | 43.5 | 41.4 | 43.6 | 40.7 | 38.2 | 31.1 | 28.4 | 36 | 33.6 | 26 | 23.3 | 23.2 | 26.6 | 24.8 | 21.6 | 18.8 | 16 | 11.4 | 8.6 | 5.7 | 10.7 | 12.4 | 35.2 | 32.7 | 25.6 | 19.4 | 14.1 | 10 | 5.6 | 2.3 | 1.5 | 3.2 | 4.8 | 6.2 | 4.1 | 3 | 2.1 | 2149.2 | 1871.2 | 1232.6 | 940.2 | 1144.7 | 1263.7 | 1501.1 | 1445.6 | 1766.6 | 1690.4 | 1654 | 1489.1 | 1294.1 | 1243.3 | 1248.4 | 2086.2 | 1545.2 | 877.6 | 371.7 | 692.2 | 801.5 | 857.9 | 459.8 | 362.9 | 241.5 | 684.6 | 1027 | 1470.9 | 1287.9 | 1269.4 | 2235.8 | 2033.2 | 1729.8 | 1269.1 | 1083.1 | 1128.4 | 1580.6 | 1795.9 | 1914.5 | 1828 | 1927.9 | 1816.7 | 1706.9 | 1399.6 | 1278.7 | 1464.5 | 1396.8 | 1161.7 | 1031.4 | 1030.9 | 1181 | 1102.5 | 960.8 | 837.1 | 712.9 | 505.1 | 379.2 | 244.7 | 706.4 | 900.1 | 1437.4 | 1362.2 | 1150.8 | 863 | 630.8 | 445.5 | 256.5 | 119.2 | 84.8 | 199.4 | 278.9 | 333.6 | 184.5 | 127.2 | 94.1 | 0.44 | 0.34 | 0.12 | 0.09 | 0.1 | 0.11 | 0.13 | 0.13 | 0.16 | 0.15 | 0.15 | 0.14 | 0.13 | 0.13 | 0.12 | 0.44 | 0.31 | 0.09 | 0.05 | 0.08 | 0.1 | 0.11 | 0.07 | 0.05 | 0.03 | 0.07 | 0.09 | 0.13 | 0.13 | 0.13 | 0.45 | 0.35 | 0.16 | 0.12 | 0.1 | 0.1 | 0.15 | 0.17 | 0.19 | 0.18 | 0.2 | 0.18 | 0.17 | 0.13 | 0.12 | 0.27 | 0.22 | 0.11 | 0.1 | 0.09 | 0.1 | 0.1 | 0.08 | 0.07 | 0.06 | 0.04 | 0.03 | 0.02 | 0.04 | 0.05 | 0.27 | 0.22 | 0.11 | 0.08 | 0.06 | 0.04 | 0.02 | 0.01 | 0.01 | 0.01 | 0.02 | 0.02 | 0.02 | 0.01 | 0.01 | 0.0593
| 13 | 300.7693 | 8.8894 | 1.0957 | 301.3086 | 33.0056 | 1442.0721 | 0.15163 | 73.4238 | 333.7749 | 1450.9615 | 1.2474 | 374.7324 | 578 | 472.7 | 257.6 | 191.4 | 228.7 | 249.1 | 294.3 | 286.7 | 353.9 | 340.7 | 337.8 | 315.2 | 281.7 | 277.6 | 274.1 | 575.4 | 419.9 | 196.6 | 89.8 | 154.4 | 185 | 197.8 | 115 | 87.8 | 55.4 | 137.4 | 206.1 | 300.1 | 279.7 | 282.8 | 604.5 | 508.7 | 351.1 | 252.1 | 220.8 | 232.8 | 321.6 | 364.6 | 395.5 | 381.1 | 405 | 382.1 | 362.9 | 299 | 274.2 | 377.5 | 336.1 | 246.4 | 211.1 | 209 | 231.1 | 217.6 | 190.5 | 166.5 | 140 | 98.5 | 72.9 | 47.2 | 39.9 | 29.2 | 375.4 | 331.2 | 244.4 | 178 | 131.1 | 89.3 | 47.1 | 16.3 | 9 | 7.8 | 6.3 | 5.4 | 3.4 | 1.8 | 1.3 | 29.8 | 21.8 | 7.7 | 4.5 | 5.2 | 5.3 | 6.6 | 7 | 9.3 | 9.3 | 9.8 | 10.6 | 10.4 | 11.4 | 10.7 | 31.3 | 22 | 7.4 | 3.9 | 6.6 | 9 | 9.6 | 6.8 | 4.7 | 2.5 | 3.6 | 5.4 | 8.7 | 10.6 | 11.9 | 32.1 | 23.6 | 9.7 | 5.8 | 5.8 | 6.3 | 8.6 | 9.6 | 11.2 | 11.2 | 12.4 | 11.9 | 11.6 | 9.5 | 8.6 | 18.5 | 14.2 | 7.8 | 5.5 | 5.4 | 5 | 5.1 | 4.5 | 4 | 3.2 | 2.2 | 1.5 | 0.9 | 1.7 | 1.9 | 19 | 14.7 | 8.1 | 5 | 3.8 | 2.2 | 1.2 | 0.4 | 0.2 | 0.5 | 0.7 | 0.9 | 0.6 | 0.4 | 0.3 | 4.32 | 3.09 | 0.94 | 0.51 | 0.57 | 0.57 | 0.72 | 0.78 | 1.08 | 1.08 | 1.18 | 1.32 | 1.33 | 1.47 | 1.38 | 4.55 | 3.17 | 0.96 | 0.53 | 0.87 | 1.21 | 1.3 | 0.95 | 0.65 | 0.34 | 0.42 | 0.62 | 1.04 | 1.36 | 1.54 | 4.63 | 3.32 | 1.16 | 0.64 | 0.68 | 0.75 | 1.01 | 1.13 | 1.36 | 1.37 | 1.53 | 1.46 | 1.43 | 1.16 | 1.05 | 2.63 | 1.97 | 0.97 | 0.64 | 0.62 | 0.54 | 0.56 | 0.5 | 0.45 | 0.35 | 0.24 | 0.15 | 0.09 | 0.17 | 0.19 | 2.71 | 2.04 | 1.02 | 0.6 | 0.46 | 0.25 | 0.13 | 0.05 | 0.02 | 0.05 | 0.07 | 0.09 | 0.06 | 0.04 | 0.03 | 54.6 | 46.6 | 28 | 22 | 26.3 | 28.9 | 33.9 | 32.5 | 39.5 | 37.7 | 36.8 | 33.1 | 28.7 | 27.3 | 27.4 | 52.9 | 39.3 | 20.1 | 8.8 | 15.1 | 17.2 | 18.3 | 9.7 | 7.9 | 5.4 | 15.4 | 23 | 32.7 | 28.2 | 27.5 | 56.2 | 49.8 | 38.8 | 29 | 24.7 | 25.9 | 35.9 | 40.8 | 43.7 | 41.8 | 44 | 41.2 | 38.9 | 32 | 29.3 | 36.2 | 33.9 | 26.4 | 23.7 | 23.5 | 26.7 | 24.9 | 21.7 | 18.9 | 16.1 | 11.3 | 8.5 | 5.7 | 10.6 | 12.3 | 35.5 | 32.8 | 25.8 | 19.6 | 14.3 | 10.1 | 5.6 | 2.3 | 1.5 | 3.2 | 4.8 | 6.3 | 4.1 | 3.1 | 2.2 | 2155.9 | 1879.2 | 1243.6 | 963.4 | 1165.2 | 1279 | 1502.2 | 1445.7 | 1763 | 1688.2 | 1651.5 | 1496.2 | 1306.6 | 1253.5 | 1254.9 | 2092.4 | 1563.1 | 895.8 | 382.7 | 679.2 | 776.1 | 829.6 | 437.1 | 345.8 | 231.8 | 679.8 | 1030.9 | 1471.7 | 1292.8 | 1271.7 | 2238.6 | 2033.8 | 1724.3 | 1274.2 | 1093.9 | 1146.8 | 1589.4 | 1802 | 1918.6 | 1836.1 | 1938.2 | 1833.4 | 1735.3 | 1434.4 | 1319.6 | 1468.9 | 1403 | 1174.4 | 1045.6 | 1042.7 | 1184.1 | 1104.8 | 965.2 | 842.2 | 714.1 | 503.6 | 378.1 | 245.7 | 701.4 | 891.9 | 1439.4 | 1362.8 | 1156.7 | 871.2 | 640.2 | 448.9 | 257.7 | 119.6 | 84.6 | 199.3 | 278.6 | 336.1 | 187.8 | 132 | 96.7 | 0.45 | 0.34 | 0.12 | 0.09 | 0.1 | 0.11 | 0.13 | 0.13 | 0.16 | 0.15 | 0.15 | 0.14 | 0.13 | 0.13 | 0.13 | 0.45 | 0.32 | 0.1 | 0.05 | 0.08 | 0.1 | 0.1 | 0.07 | 0.05 | 0.03 | 0.07 | 0.09 | 0.13 | 0.13 | 0.13 | 0.47 | 0.36 | 0.16 | 0.12 | 0.1 | 0.11 | 0.15 | 0.17 | 0.2 | 0.19 | 0.2 | 0.18 | 0.17 | 0.14 | 0.13 | 0.27 | 0.22 | 0.12 | 0.1 | 0.1 | 0.1 | 0.1 | 0.08 | 0.07 | 0.06 | 0.04 | 0.03 | 0.02 | 0.04 | 0.05 | 0.27 | 0.22 | 0.12 | 0.08 | 0.06 | 0.04 | 0.02 | 0.01 | 0.01 | 0.01 | 0.02 | 0.02 | 0.02 | 0.01 | 0.01 | 0.0604
| 14 | 303.5142 | 8.9244 | 1.1013 | 304.0559 | 33.358 | 1454.9222 | 0.15635 | 74.1372 | 336.8722 | 1463.8466 | 1.2576 | 378.1932 | 581.1 | 477 | 262.4 | 198.4 | 233.7 | 253.3 | 295.2 | 287 | 351.6 | 339.7 | 337.9 | 318.7 | 285.2 | 280.4 | 275.4 | 578.9 | 426.1 | 202.5 | 96.2 | 156.6 | 186.8 | 197.2 | 115.1 | 87.2 | 55.6 | 137.1 | 205.7 | 300.1 | 280.8 | 284.5 | 607.3 | 512.3 | 355.3 | 259.4 | 228.4 | 240.4 | 325.7 | 368.9 | 397.5 | 383.3 | 404.4 | 381.9 | 363.6 | 303.4 | 279.9 | 379.8 | 339.3 | 250.6 | 215.4 | 211.8 | 231.6 | 217.6 | 190.3 | 166.9 | 140.3 | 99.8 | 74.2 | 48.8 | 40.3 | 29.4 | 378.1 | 333.8 | 248.9 | 182.6 | 135.3 | 91.2 | 48.1 | 17.1 | 9.3 | 7.9 | 6.4 | 5.5 | 3.5 | 1.8 | 1.2 | 30.2 | 22.1 | 7.9 | 4.6 | 5.3 | 5.4 | 6.5 | 6.9 | 9 | 9.1 | 9.8 | 10.8 | 10.5 | 11.4 | 10.6 | 31.6 | 22.3 | 7.6 | 4.3 | 6.7 | 9 | 9.5 | 6.7 | 4.6 | 2.5 | 3.6 | 5.4 | 8.8 | 10.7 | 12.1 | 32.2 | 23.7 | 9.9 | 6 | 6.1 | 6.7 | 8.7 | 9.8 | 11.1 | 11.1 | 12 | 11.5 | 11.1 | 9.4 | 8.7 | 18.7 | 14.4 | 8 | 5.6 | 5.4 | 5 | 5.1 | 4.5 | 4 | 3.2 | 2.2 | 1.5 | 1 | 1.7 | 1.9 | 19.2 | 14.8 | 8.3 | 5.1 | 3.9 | 2.3 | 1.2 | 0.4 | 0.2 | 0.5 | 0.7 | 0.9 | 0.6 | 0.5 | 0.4 | 4.37 | 3.13 | 0.97 | 0.53 | 0.58 | 0.58 | 0.71 | 0.77 | 1.04 | 1.06 | 1.17 | 1.35 | 1.34 | 1.48 | 1.36 | 4.59 | 3.22 | 0.99 | 0.58 | 0.9 | 1.23 | 1.28 | 0.93 | 0.64 | 0.34 | 0.43 | 0.62 | 1.05 | 1.37 | 1.57 | 4.66 | 3.35 | 1.18 | 0.69 | 0.73 | 0.81 | 1.04 | 1.16 | 1.35 | 1.35 | 1.48 | 1.4 | 1.37 | 1.15 | 1.07 | 2.66 | 2 | 0.99 | 0.66 | 0.63 | 0.54 | 0.57 | 0.51 | 0.46 | 0.35 | 0.24 | 0.16 | 0.1 | 0.17 | 0.19 | 2.75 | 2.06 | 1.03 | 0.61 | 0.47 | 0.26 | 0.13 | 0.05 | 0.02 | 0.05 | 0.07 | 0.09 | 0.06 | 0.05 | 0.04 | 54.7 | 46.9 | 28.5 | 22.8 | 26.9 | 29.5 | 34.1 | 32.7 | 39.4 | 37.7 | 36.9 | 33.4 | 29.1 | 27.6 | 27.6 | 53.2 | 39.9 | 20.7 | 9.4 | 15.2 | 17.3 | 18.3 | 9.8 | 7.9 | 5.5 | 15.4 | 23 | 32.7 | 28.3 | 27.6 | 56.5 | 50.2 | 39.3 | 29.9 | 25.5 | 26.6 | 36.4 | 41.3 | 44.1 | 42.2 | 44.2 | 41.6 | 39.4 | 32.6 | 30 | 36.4 | 34.2 | 26.9 | 24.2 | 23.8 | 26.8 | 24.9 | 21.7 | 18.9 | 16.1 | 11.5 | 8.7 | 5.9 | 10.7 | 12.3 | 35.7 | 33.1 | 26.3 | 20.1 | 14.8 | 10.3 | 5.8 | 2.4 | 1.6 | 3.2 | 4.9 | 6.4 | 4.3 | 3.3 | 2.4 | 2160.9 | 1892.1 | 1262.3 | 996.5 | 1189.8 | 1300.8 | 1507.2 | 1449.6 | 1757.3 | 1686.7 | 1652.2 | 1509.1 | 1322 | 1268.3 | 1264.2 | 2100.1 | 1585.6 | 921 | 407.3 | 685.3 | 783.3 | 831.1 | 439.6 | 342.7 | 230.6 | 675.9 | 1027.4 | 1469.4 | 1295.5 | 1275.3 | 2244.5 | 2043.3 | 1741.7 | 1301.4 | 1121.9 | 1170.6 | 1602.5 | 1817 | 1930.8 | 1851.5 | 1946 | 1844.4 | 1750.7 | 1459.5 | 1347.2 | 1472.2 | 1412.1 | 1192.5 | 1065.9 | 1056.8 | 1186.1 | 1102.8 | 962.3 | 842.9 | 715.1 | 510.5 | 384.8 | 254.2 | 702.4 | 891.5 | 1445.7 | 1371.1 | 1177.9 | 893.9 | 660.8 | 459 | 264.6 | 124.4 | 86.5 | 201 | 283 | 343.1 | 193.8 | 140.5 | 104.8 | 0.46 | 0.35 | 0.13 | 0.1 | 0.11 | 0.11 | 0.13 | 0.13 | 0.16 | 0.15 | 0.15 | 0.15 | 0.13 | 0.13 | 0.13 | 0.46 | 0.33 | 0.1 | 0.06 | 0.08 | 0.1 | 0.1 | 0.07 | 0.05 | 0.04 | 0.07 | 0.09 | 0.13 | 0.13 | 0.13 | 0.47 | 0.37 | 0.17 | 0.13 | 0.11 | 0.12 | 0.16 | 0.18 | 0.2 | 0.19 | 0.2 | 0.18 | 0.17 | 0.14 | 0.13 | 0.28 | 0.23 | 0.12 | 0.1 | 0.1 | 0.1 | 0.1 | 0.09 | 0.07 | 0.06 | 0.04 | 0.03 | 0.02 | 0.04 | 0.05 | 0.28 | 0.22 | 0.12 | 0.09 | 0.06 | 0.04 | 0.02 | 0.01 | 0.01 | 0.01 | 0.02 | 0.02 | 0.02 | 0.01 | 0.01 | 0.061
| 15 | 311.09 | 8.9988 | 1.1062 | 311.6351 | 34.3231 | 1495.8421 | 0.15812 | 76.2486 | 345.4131 | 1504.8409 | 1.2643 | 387.8837 | 583.3 | 485.1 | 274.4 | 214.8 | 243.2 | 262.2 | 298 | 290.2 | 352.2 | 342.6 | 343.7 | 329 | 298.9 | 292.7 | 286.8 | 581.4 | 436.5 | 215.5 | 110.6 | 164.7 | 193.2 | 198.6 | 113.4 | 83.7 | 54 | 137 | 210.3 | 305.6 | 286.2 | 288.2 | 605.6 | 513.7 | 361.4 | 270.6 | 239.7 | 251.2 | 330.6 | 373.5 | 398.7 | 385.9 | 404.3 | 386.1 | 370.9 | 315.4 | 292.3 | 380.9 | 346 | 261.4 | 225.4 | 216.6 | 233.4 | 219.2 | 192.4 | 170.6 | 145.1 | 103.6 | 75.9 | 49.7 | 41.1 | 30.5 | 380.1 | 339.9 | 261.2 | 196.4 | 146.9 | 98.8 | 53 | 19.8 | 10.6 | 9.1 | 7.3 | 6 | 3.9 | 2 | 1.4 | 30.1 | 22.2 | 8.4 | 5.2 | 5.5 | 5.5 | 6.4 | 6.8 | 8.6 | 8.8 | 9.5 | 10.9 | 10.8 | 11.7 | 10.9 | 31.5 | 22.6 | 8.3 | 5.3 | 7.6 | 9.9 | 9.8 | 6.7 | 4.4 | 2.4 | 3.5 | 5.5 | 9 | 11 | 12.3 | 31.9 | 23.6 | 9.9 | 6.2 | 6.4 | 7.1 | 8.9 | 9.8 | 10.9 | 10.8 | 11.6 | 11.3 | 11.2 | 9.6 | 8.9 | 18.5 | 14.5 | 8.3 | 5.9 | 5.5 | 5 | 5 | 4.5 | 4.1 | 3.3 | 2.3 | 1.5 | 1 | 1.7 | 2 | 19.2 | 14.9 | 8.7 | 5.6 | 4.3 | 2.4 | 1.3 | 0.5 | 0.3 | 0.5 | 0.8 | 1 | 0.7 | 0.5 | 0.4 | 4.35 | 3.14 | 1.03 | 0.6 | 0.61 | 0.59 | 0.69 | 0.75 | 0.98 | 1.01 | 1.13 | 1.35 | 1.37 | 1.51 | 1.39 | 4.57 | 3.26 | 1.09 | 0.73 | 1.03 | 1.35 | 1.33 | 0.95 | 0.62 | 0.33 | 0.41 | 0.64 | 1.08 | 1.4 | 1.6 | 4.62 | 3.32 | 1.18 | 0.71 | 0.77 | 0.86 | 1.06 | 1.16 | 1.3 | 1.31 | 1.42 | 1.38 | 1.37 | 1.17 | 1.08 | 2.64 | 2.01 | 1.03 | 0.69 | 0.64 | 0.54 | 0.55 | 0.5 | 0.45 | 0.36 | 0.25 | 0.16 | 0.1 | 0.17 | 0.2 | 2.74 | 2.08 | 1.09 | 0.67 | 0.52 | 0.28 | 0.14 | 0.05 | 0.03 | 0.05 | 0.08 | 0.1 | 0.07 | 0.05 | 0.04 | 55.2 | 48 | 29.7 | 24.5 | 27.9 | 30.5 | 34.6 | 33.2 | 39.9 | 38.4 | 38 | 34.7 | 30.7 | 29 | 29 | 53.7 | 41.1 | 21.8 | 10.5 | 15.5 | 17.4 | 18.2 | 9.5 | 7.6 | 5.4 | 15.4 | 23.5 | 33.2 | 28.7 | 27.9 | 56.5 | 50.6 | 40.1 | 31.2 | 26.8 | 27.8 | 36.9 | 41.9 | 44.5 | 42.9 | 44.7 | 42.4 | 40.4 | 34.1 | 31.6 | 36.7 | 35 | 28 | 25.3 | 24.3 | 27.1 | 25.2 | 22 | 19.4 | 16.7 | 11.9 | 8.9 | 6 | 10.8 | 12.5 | 36 | 33.8 | 27.6 | 21.6 | 16 | 11.2 | 6.4 | 2.8 | 1.8 | 3.4 | 5.2 | 6.8 | 4.6 | 3.7 | 2.6 | 2174.8 | 1933.1 | 1315.5 | 1074.2 | 1237.5 | 1348 | 1527.7 | 1471.3 | 1772.7 | 1712.8 | 1692.8 | 1564.5 | 1391.1 | 1329.1 | 1321.9 | 2117.4 | 1634 | 972.1 | 455.2 | 704.1 | 791.8 | 828.6 | 426.4 | 327.6 | 224.7 | 679 | 1049.6 | 1493.4 | 1318.6 | 1290.7 | 2246.8 | 2058.5 | 1773.6 | 1357.4 | 1173.7 | 1217.8 | 1624.4 | 1842.5 | 1946.3 | 1869.9 | 1952.3 | 1866.3 | 1788.6 | 1522.8 | 1415 | 1482.1 | 1447.6 | 1243.7 | 1113.4 | 1080.8 | 1196.3 | 1114 | 974.9 | 863.6 | 740.5 | 530.1 | 393.2 | 258.7 | 706 | 895.9 | 1457.7 | 1400.8 | 1232.6 | 958.2 | 717 | 497.3 | 290.4 | 139.3 | 94.6 | 208.1 | 291.6 | 356.1 | 205.1 | 155.3 | 116.9 | 0.46 | 0.35 | 0.13 | 0.1 | 0.11 | 0.12 | 0.13 | 0.13 | 0.16 | 0.15 | 0.16 | 0.15 | 0.14 | 0.14 | 0.13 | 0.46 | 0.34 | 0.11 | 0.07 | 0.08 | 0.1 | 0.1 | 0.07 | 0.05 | 0.03 | 0.07 | 0.09 | 0.14 | 0.13 | 0.13 | 0.47 | 0.37 | 0.17 | 0.13 | 0.12 | 0.13 | 0.16 | 0.18 | 0.2 | 0.2 | 0.21 | 0.19 | 0.18 | 0.15 | 0.13 | 0.28 | 0.23 | 0.13 | 0.11 | 0.1 | 0.11 | 0.1 | 0.09 | 0.08 | 0.06 | 0.05 | 0.03 | 0.02 | 0.04 | 0.05 | 0.28 | 0.23 | 0.13 | 0.09 | 0.07 | 0.04 | 0.02 | 0.01 | 0.01 | 0.01 | 0.02 | 0.03 | 0.02 | 0.01 | 0.01 | 0.0612
| 16 | 336.2252 | 9.8112 | 1.2161 | 336.8222 | 37.0904 | 1607.9016 | 0.17702 | 82.1586 | 373.3157 | 1617.7128 | 1.3931 | 418.9808 | 590.2 | 504.2 | 314.6 | 270.3 | 285.1 | 292.4 | 309.7 | 303.5 | 355.4 | 349.2 | 353.8 | 350.6 | 332.5 | 321.4 | 312.1 | 592.3 | 469.5 | 262.5 | 164.8 | 196.9 | 220.1 | 218.4 | 129.6 | 89.2 | 56 | 144.4 | 226 | 319.4 | 299.1 | 297.2 | 606.3 | 522.9 | 382.6 | 318.3 | 296.7 | 305.3 | 355.7 | 386.7 | 402 | 392.8 | 403.5 | 386.9 | 371 | 332.1 | 317.2 | 386.2 | 361.8 | 297.4 | 264.9 | 245.3 | 242 | 221.9 | 196.5 | 180.4 | 156 | 119.4 | 87.9 | 60.7 | 44.6 | 32.4 | 385.1 | 353.3 | 291.8 | 233.7 | 176.8 | 116.8 | 62.2 | 27.3 | 14.2 | 11.8 | 9.4 | 7.1 | 5.1 | 2.8 | 2 | 30.4 | 22.9 | 10.3 | 7.3 | 7.1 | 6.2 | 6.7 | 7.2 | 8.4 | 8.5 | 9.3 | 11.5 | 11.9 | 12.7 | 11.7 | 32.1 | 24.1 | 10.9 | 8.5 | 9.7 | 11.6 | 10.8 | 7.8 | 4.7 | 2.5 | 3.8 | 6 | 9.2 | 11.2 | 12.3 | 32 | 23.8 | 10.3 | 7.4 | 8.5 | 9.3 | 10 | 9.8 | 10.1 | 10.2 | 10.8 | 10.4 | 10.1 | 9.2 | 8.9 | 18.8 | 15.1 | 9.6 | 7.2 | 6.4 | 5.1 | 5 | 4.6 | 4.3 | 3.6 | 2.7 | 1.8 | 1.2 | 1.8 | 2 | 19.5 | 15.5 | 10.1 | 7 | 5.4 | 2.8 | 1.4 | 0.7 | 0.4 | 0.6 | 0.9 | 1.2 | 0.8 | 0.7 | 0.5 | 4.4 | 3.25 | 1.31 | 0.89 | 0.82 | 0.67 | 0.73 | 0.8 | 0.94 | 0.96 | 1.09 | 1.42 | 1.51 | 1.64 | 1.49 | 4.67 | 3.47 | 1.45 | 1.19 | 1.32 | 1.59 | 1.46 | 1.09 | 0.66 | 0.35 | 0.44 | 0.7 | 1.1 | 1.42 | 1.59 | 4.62 | 3.35 | 1.23 | 0.85 | 1.04 | 1.17 | 1.22 | 1.15 | 1.19 | 1.22 | 1.29 | 1.24 | 1.2 | 1.1 | 1.07 | 2.68 | 2.09 | 1.22 | 0.87 | 0.75 | 0.55 | 0.56 | 0.51 | 0.49 | 0.39 | 0.29 | 0.18 | 0.12 | 0.18 | 0.21 | 2.79 | 2.16 | 1.29 | 0.86 | 0.65 | 0.32 | 0.16 | 0.07 | 0.04 | 0.06 | 0.09 | 0.12 | 0.08 | 0.07 | 0.05 | 56 | 50.1 | 33.7 | 30.3 | 32.3 | 34 | 35.9 | 34.7 | 40.5 | 39.6 | 39.5 | 37.2 | 34.3 | 32 | 31.7 | 54.6 | 44.3 | 26 | 15 | 18.1 | 19.6 | 20 | 10.8 | 8 | 5.4 | 16.2 | 25.1 | 34.9 | 30.3 | 29.1 | 56.4 | 51.6 | 42.6 | 36.8 | 32.9 | 33.4 | 39.5 | 43.9 | 45.6 | 44.3 | 45.4 | 43.3 | 41.4 | 36.7 | 34.9 | 37.3 | 36.8 | 31.9 | 29.6 | 27.5 | 28.2 | 25.5 | 22.5 | 20.5 | 17.9 | 13.8 | 10.3 | 7.3 | 11.4 | 13 | 36.4 | 35.2 | 30.6 | 25.5 | 19.2 | 13.3 | 7.5 | 3.8 | 2.3 | 3.8 | 5.9 | 8 | 5.7 | 4.8 | 3.4 | 2197.2 | 2006.1 | 1470.1 | 1312.3 | 1421.9 | 1498 | 1583.5 | 1535 | 1798.4 | 1758.9 | 1754.5 | 1667.2 | 1547.7 | 1463.9 | 1443.5 | 2154 | 1766 | 1151 | 654.9 | 819.8 | 891.1 | 913.9 | 488.3 | 351.6 | 233.7 | 715.5 | 1123.8 | 1567.2 | 1386.7 | 1342.8 | 2253.8 | 2107.1 | 1878.8 | 1585.8 | 1426.1 | 1441.7 | 1722.4 | 1911.1 | 1987.7 | 1927.4 | 1975.1 | 1900.6 | 1824.4 | 1630.2 | 1555.5 | 1499.6 | 1509.3 | 1395.4 | 1289.9 | 1214.3 | 1240 | 1126.4 | 994.6 | 911.2 | 794 | 610 | 455 | 316.4 | 742.7 | 933.7 | 1472 | 1450.9 | 1355.7 | 1121.6 | 853.3 | 587.2 | 342 | 184.7 | 120.3 | 232.2 | 325.1 | 408.6 | 251.6 | 203.8 | 148.9 | 0.47 | 0.37 | 0.17 | 0.14 | 0.14 | 0.13 | 0.14 | 0.14 | 0.16 | 0.16 | 0.16 | 0.16 | 0.16 | 0.15 | 0.14 | 0.47 | 0.36 | 0.14 | 0.1 | 0.1 | 0.12 | 0.11 | 0.07 | 0.05 | 0.03 | 0.07 | 0.1 | 0.14 | 0.13 | 0.13 | 0.46 | 0.37 | 0.18 | 0.16 | 0.16 | 0.17 | 0.18 | 0.19 | 0.2 | 0.2 | 0.2 | 0.19 | 0.18 | 0.16 | 0.15 | 0.29 | 0.25 | 0.16 | 0.13 | 0.12 | 0.11 | 0.1 | 0.09 | 0.08 | 0.07 | 0.05 | 0.04 | 0.03 | 0.04 | 0.05 | 0.28 | 0.24 | 0.15 | 0.12 | 0.08 | 0.05 | 0.03 | 0.01 | 0.01 | 0.01 | 0.02 | 0.03 | 0.02 | 0.02 | 0.01 | 0.061
| 17 | 376.7414 | 11.3116 | 1.447 | 377.4416 | 41.7331 | 1758.5169 | 0.22258 | 91.0306 | 418.4745 | 1769.8285 | 1.6696 | 468.4722 | 596.9 | 529.3 | 384.4 | 357.3 | 353.5 | 339.2 | 333.4 | 327.4 | 359.8 | 359.6 | 368.8 | 376.7 | 372.5 | 357.3 | 345.4 | 603.1 | 514.2 | 333.6 | 261.1 | 263.7 | 276.3 | 253.7 | 158.3 | 104.4 | 61.1 | 154.2 | 239.4 | 332.8 | 314.1 | 312.7 | 605.8 | 531.3 | 405.7 | 380.8 | 381.4 | 386.5 | 396.8 | 404.7 | 410 | 408.3 | 413.5 | 397.1 | 377.6 | 348.6 | 341.5 | 393.2 | 384.2 | 356.1 | 329.5 | 293.1 | 257.7 | 229.3 | 205.9 | 189.7 | 164.9 | 136.1 | 101 | 76.6 | 50.2 | 40.1 | 391.1 | 368.6 | 326.8 | 275.1 | 209 | 135.2 | 72.4 | 36.6 | 19.4 | 15.6 | 12.3 | 8.9 | 6.6 | 3.9 | 2.8 | 30.5 | 23.8 | 13.3 | 10.7 | 9.8 | 7.6 | 7.4 | 7.8 | 8.5 | 8.9 | 9.8 | 12.4 | 13.4 | 14 | 12.8 | 32.5 | 25.7 | 14.5 | 13.3 | 13.4 | 14.6 | 12.9 | 9.7 | 5.8 | 3 | 4.1 | 6.4 | 9.6 | 11.8 | 12.9 | 31.9 | 24 | 11.1 | 9.6 | 12.1 | 12.8 | 11.9 | 10.2 | 10.3 | 10.9 | 11.3 | 10.8 | 9.9 | 8.9 | 8.6 | 19 | 15.9 | 11.8 | 9.4 | 7.9 | 5.5 | 5.3 | 5 | 4.8 | 3.9 | 3.1 | 2.1 | 1.5 | 1.9 | 2.2 | 19.7 | 16.2 | 11.6 | 8.6 | 6.5 | 3.4 | 1.7 | 0.9 | 0.5 | 0.7 | 1 | 1.4 | 1.1 | 0.9 | 0.6 | 4.43 | 3.4 | 1.78 | 1.42 | 1.24 | 0.87 | 0.82 | 0.89 | 0.96 | 1.02 | 1.16 | 1.55 | 1.71 | 1.81 | 1.64 | 4.74 | 3.73 | 2 | 1.92 | 1.9 | 2.05 | 1.75 | 1.36 | 0.8 | 0.4 | 0.49 | 0.75 | 1.14 | 1.5 | 1.68 | 4.61 | 3.38 | 1.34 | 1.19 | 1.61 | 1.73 | 1.53 | 1.23 | 1.22 | 1.32 | 1.38 | 1.3 | 1.18 | 1.04 | 1 | 2.72 | 2.23 | 1.56 | 1.21 | 0.99 | 0.6 | 0.6 | 0.57 | 0.55 | 0.45 | 0.36 | 0.23 | 0.16 | 0.19 | 0.22 | 2.83 | 2.28 | 1.52 | 1.09 | 0.82 | 0.4 | 0.2 | 0.1 | 0.05 | 0.07 | 0.11 | 0.14 | 0.11 | 0.09 | 0.06 | 56.9 | 53 | 41.4 | 40.2 | 40.1 | 39.6 | 38.7 | 37.5 | 41.1 | 40.8 | 41.2 | 40.1 | 38.6 | 35.9 | 35.3 | 56 | 49.5 | 33.1 | 25 | 24.6 | 25.1 | 22.9 | 12.8 | 9 | 5.7 | 17.2 | 26.6 | 36.4 | 31.8 | 30.6 | 56.5 | 52.7 | 45.3 | 43.9 | 42.2 | 42.5 | 44.1 | 46.3 | 46.7 | 46.1 | 46.4 | 44.5 | 42.5 | 39.3 | 38.5 | 38.2 | 39.4 | 38.7 | 37.3 | 33.2 | 30.1 | 26.4 | 23.5 | 21.4 | 18.9 | 15.7 | 11.9 | 9.2 | 12.1 | 14 | 37.2 | 36.8 | 34.3 | 30.1 | 22.8 | 15.5 | 8.8 | 4.9 | 2.9 | 4.5 | 6.9 | 9.6 | 7.2 | 6.2 | 4.2 | 2220 | 2096.1 | 1707.6 | 1622.2 | 1663.3 | 1693.8 | 1687.9 | 1639.8 | 1813.5 | 1800.8 | 1818.9 | 1777.1 | 1720.3 | 1620.6 | 1594.1 | 2185.5 | 1928 | 1395 | 973.8 | 1028.5 | 1074.8 | 1049.8 | 598 | 413.2 | 254.8 | 761.2 | 1188.4 | 1631.7 | 1455.2 | 1411.5 | 2248.7 | 2139.9 | 1976.9 | 1827.5 | 1720.1 | 1711 | 1846 | 1975.3 | 2018.2 | 1979 | 2004.6 | 1933.6 | 1859 | 1731.2 | 1702.4 | 1521.2 | 1588.5 | 1604 | 1531.8 | 1395.3 | 1310.8 | 1155.8 | 1030.4 | 944.5 | 827.4 | 683.9 | 514.1 | 393 | 772.8 | 976.4 | 1488.7 | 1502.7 | 1483.5 | 1284.5 | 982.4 | 664.6 | 383.6 | 228 | 147.5 | 263.7 | 369.5 | 479.7 | 310.3 | 261.9 | 183.4 | 0.48 | 0.4 | 0.25 | 0.24 | 0.22 | 0.18 | 0.16 | 0.16 | 0.17 | 0.17 | 0.18 | 0.19 | 0.19 | 0.17 | 0.16 | 0.49 | 0.41 | 0.21 | 0.21 | 0.18 | 0.18 | 0.13 | 0.08 | 0.06 | 0.03 | 0.07 | 0.11 | 0.15 | 0.14 | 0.14 | 0.47 | 0.38 | 0.2 | 0.23 | 0.25 | 0.27 | 0.24 | 0.22 | 0.21 | 0.22 | 0.22 | 0.2 | 0.19 | 0.17 | 0.16 | 0.3 | 0.28 | 0.23 | 0.21 | 0.17 | 0.12 | 0.11 | 0.1 | 0.09 | 0.08 | 0.07 | 0.05 | 0.04 | 0.05 | 0.05 | 0.3 | 0.26 | 0.18 | 0.16 | 0.11 | 0.07 | 0.04 | 0.02 | 0.01 | 0.02 | 0.03 | 0.04 | 0.03 | 0.02 | 0.02 | 0.0605
| 18 | 407.4122 | 12.3849 | 1.6156 | 408.1871 | 45.2606 | 1873.6397 | 0.25636 | 97.7905 | 452.6728 | 1886.0246 | 1.8719 | 505.9776 | 600.7 | 546.8 | 445.8 | 426.8 | 409.1 | 368.8 | 351.7 | 344.9 | 359.8 | 362.9 | 374.7 | 385.7 | 386.1 | 365.9 | 355.1 | 605.8 | 549.4 | 399.5 | 341.4 | 313.6 | 308 | 273.4 | 175.3 | 112.1 | 63.7 | 161.4 | 246.8 | 336.3 | 316.7 | 316.1 | 601.9 | 534.6 | 425.6 | 432.5 | 454.4 | 451.2 | 428.7 | 412.9 | 409.8 | 414.7 | 416.5 | 399.3 | 368.4 | 341.3 | 335.9 | 396.6 | 399.2 | 405 | 380 | 330.2 | 264.2 | 232.4 | 210.8 | 193.4 | 168.1 | 145.4 | 109.6 | 87.7 | 54.5 | 45.6 | 393.9 | 378.1 | 349.6 | 300.7 | 228.4 | 145.3 | 78.1 | 42.5 | 23.5 | 19.2 | 14.7 | 9.8 | 7.2 | 4.3 | 3.1 | 31 | 24.6 | 15.5 | 13.1 | 11.8 | 8.5 | 7.9 | 8.2 | 8.5 | 9.1 | 10.1 | 12.7 | 13.9 | 14.3 | 13.2 | 33.2 | 27.5 | 17.6 | 17 | 16.1 | 16.3 | 14.1 | 10.7 | 6.3 | 3.1 | 4.4 | 6.7 | 9.7 | 12 | 13.1 | 32.1 | 24.2 | 11.8 | 11.4 | 14.9 | 15.3 | 13.2 | 10.4 | 10.2 | 11.2 | 11.5 | 11.1 | 9.8 | 8.7 | 8.4 | 19.4 | 16.5 | 13.4 | 11.1 | 9.3 | 5.7 | 5.4 | 5.1 | 4.9 | 4 | 3.4 | 2.3 | 1.8 | 2 | 2.3 | 20.2 | 16.8 | 12.6 | 9.5 | 7.2 | 3.7 | 2 | 1.1 | 0.6 | 0.8 | 1.1 | 1.5 | 1.2 | 1 | 0.7 | 4.5 | 3.51 | 2.13 | 1.81 | 1.58 | 1 | 0.89 | 0.95 | 0.97 | 1.04 | 1.2 | 1.6 | 1.78 | 1.85 | 1.69 | 4.83 | 3.99 | 2.47 | 2.5 | 2.31 | 2.31 | 1.92 | 1.5 | 0.87 | 0.43 | 0.52 | 0.79 | 1.16 | 1.52 | 1.69 | 4.63 | 3.41 | 1.45 | 1.49 | 2.09 | 2.15 | 1.75 | 1.25 | 1.2 | 1.36 | 1.41 | 1.35 | 1.16 | 1.01 | 0.96 | 2.77 | 2.32 | 1.83 | 1.49 | 1.22 | 0.63 | 0.61 | 0.59 | 0.58 | 0.47 | 0.39 | 0.26 | 0.2 | 0.21 | 0.24 | 2.89 | 2.36 | 1.67 | 1.23 | 0.92 | 0.44 | 0.24 | 0.13 | 0.06 | 0.08 | 0.12 | 0.16 | 0.12 | 0.1 | 0.07 | 56.9 | 54.8 | 48.5 | 48.4 | 46.6 | 43.1 | 40.8 | 39.5 | 41.1 | 41 | 41.8 | 41 | 40 | 36.8 | 36.2 | 55.6 | 52.9 | 40 | 33.3 | 29.4 | 28.1 | 24.5 | 14.3 | 9.7 | 5.9 | 18 | 27.4 | 36.8 | 32 | 30.9 | 55.6 | 52.8 | 47.6 | 50.1 | 50.8 | 50.1 | 47.8 | 47.2 | 46.6 | 46.6 | 46.5 | 44.5 | 41.3 | 38.5 | 38 | 38.2 | 41 | 44.6 | 43.3 | 37.7 | 30.8 | 26.7 | 24.1 | 21.8 | 19.2 | 16.8 | 12.9 | 10.5 | 12.6 | 14.7 | 37.1 | 37.6 | 36.7 | 32.9 | 25 | 16.6 | 9.4 | 5.6 | 3.5 | 4.9 | 7.4 | 10.3 | 7.8 | 6.7 | 4.4 | 2228.4 | 2164.7 | 1931.9 | 1871.7 | 1853.7 | 1813.9 | 1771.1 | 1720.2 | 1811 | 1813.5 | 1843.7 | 1817.2 | 1779.3 | 1657.7 | 1634.8 | 2189.8 | 2058 | 1627.6 | 1251.8 | 1191.9 | 1185.9 | 1123.2 | 659.8 | 439.4 | 263.1 | 792.8 | 1217.9 | 1646.2 | 1463.9 | 1427.6 | 2234.8 | 2153.3 | 2048.9 | 2010.8 | 1953.7 | 1917.9 | 1941.1 | 2017.4 | 2028.6 | 2008.3 | 2017 | 1936 | 1814.3 | 1696.4 | 1679.9 | 1531.6 | 1648.8 | 1781 | 1714.4 | 1521.8 | 1338.3 | 1170.7 | 1053.6 | 958.5 | 838.7 | 723.4 | 550.7 | 444.6 | 792.3 | 1002.8 | 1495.8 | 1538.3 | 1570.1 | 1389.4 | 1061.3 | 708.6 | 406.3 | 252.6 | 167.3 | 277.8 | 389.8 | 506.6 | 338.1 | 279.9 | 189.6 | 0.48 | 0.42 | 0.32 | 0.33 | 0.29 | 0.21 | 0.17 | 0.17 | 0.17 | 0.17 | 0.18 | 0.19 | 0.19 | 0.18 | 0.17 | 0.48 | 0.44 | 0.28 | 0.3 | 0.23 | 0.21 | 0.14 | 0.1 | 0.06 | 0.04 | 0.08 | 0.11 | 0.15 | 0.14 | 0.14 | 0.46 | 0.38 | 0.23 | 0.29 | 0.36 | 0.36 | 0.29 | 0.22 | 0.21 | 0.22 | 0.22 | 0.21 | 0.18 | 0.16 | 0.16 | 0.3 | 0.29 | 0.29 | 0.27 | 0.22 | 0.13 | 0.11 | 0.1 | 0.09 | 0.08 | 0.08 | 0.06 | 0.05 | 0.05 | 0.06 | 0.29 | 0.26 | 0.2 | 0.18 | 0.13 | 0.08 | 0.05 | 0.03 | 0.02 | 0.02 | 0.03 | 0.04 | 0.03 | 0.03 | 0.02 | 0.0598
| 19 | 410.089 | 12.6168 | 1.6448 | 410.8782 | 45.392 | 1885.5457 | 0.25482 | 98.2548 | 455.481 | 1898.1626 | 1.8997 | 509.133 | 593.4 | 544.5 | 451.7 | 435.5 | 414.2 | 375.6 | 357.1 | 350.3 | 355.3 | 359.4 | 370.5 | 382.7 | 380 | 356.5 | 343.8 | 597.7 | 547.2 | 409.8 | 357.1 | 326.7 | 316 | 279.2 | 179.1 | 111.5 | 59.6 | 160.1 | 245.4 | 333 | 312.6 | 312.9 | 593.9 | 529 | 425.9 | 436.6 | 455.5 | 446.2 | 421.1 | 408.4 | 405.9 | 411 | 411.6 | 391.5 | 352.4 | 317.7 | 309.7 | 391.6 | 397.7 | 405.8 | 382.7 | 330.3 | 265.4 | 233.2 | 212.3 | 192.5 | 166.5 | 142.6 | 107 | 83.2 | 50.7 | 41 | 388.5 | 375.7 | 348.6 | 300.1 | 225.2 | 140.7 | 74 | 39.1 | 21.1 | 16.7 | 12.2 | 8.4 | 6.5 | 3.9 | 2.8 | 31.6 | 25.3 | 15.9 | 13.7 | 12.1 | 8.5 | 7.9 | 8.3 | 8.4 | 9 | 10.1 | 12.9 | 13.9 | 14.1 | 12.9 | 33.7 | 28.1 | 18.2 | 18.1 | 16.9 | 16.9 | 14.2 | 10.8 | 6 | 2.8 | 4.2 | 6.5 | 9.4 | 11.7 | 12.9 | 32.3 | 24.4 | 11.7 | 11.7 | 15.2 | 15.3 | 13 | 10.3 | 10.2 | 11.2 | 11.6 | 11 | 9.4 | 8.1 | 7.7 | 19.6 | 16.9 | 13.6 | 11.3 | 9.3 | 5.6 | 5.4 | 5.1 | 4.9 | 4 | 3.2 | 2.2 | 1.7 | 1.9 | 2.2 | 20.3 | 17 | 12.4 | 9.4 | 6.9 | 3.4 | 1.8 | 0.9 | 0.5 | 0.7 | 1 | 1.4 | 1.1 | 0.9 | 0.7 | 4.55 | 3.59 | 2.2 | 1.9 | 1.62 | 1 | 0.89 | 0.95 | 0.94 | 1.03 | 1.19 | 1.62 | 1.78 | 1.84 | 1.65 | 4.87 | 4.05 | 2.56 | 2.68 | 2.44 | 2.39 | 1.94 | 1.51 | 0.83 | 0.38 | 0.49 | 0.75 | 1.12 | 1.48 | 1.67 | 4.63 | 3.41 | 1.43 | 1.52 | 2.11 | 2.12 | 1.7 | 1.22 | 1.19 | 1.36 | 1.41 | 1.34 | 1.11 | 0.94 | 0.89 | 2.78 | 2.36 | 1.86 | 1.53 | 1.22 | 0.62 | 0.6 | 0.58 | 0.57 | 0.45 | 0.37 | 0.25 | 0.18 | 0.2 | 0.22 | 2.89 | 2.37 | 1.64 | 1.21 | 0.88 | 0.4 | 0.2 | 0.11 | 0.05 | 0.07 | 0.1 | 0.14 | 0.11 | 0.1 | 0.07 | 54.7 | 53.5 | 49 | 49.2 | 47.2 | 43.9 | 41.4 | 40.2 | 40.6 | 40.6 | 41.2 | 40.4 | 39.1 | 35.7 | 35 | 53.5 | 51.8 | 41 | 34.8 | 30.7 | 28.8 | 25.2 | 14.7 | 9.8 | 5.6 | 18 | 27.4 | 36.6 | 31.7 | 30.6 | 53.9 | 51.6 | 47.6 | 50.3 | 50.5 | 49.1 | 46.6 | 46.5 | 46.1 | 46 | 45.8 | 43.5 | 39.4 | 35.8 | 35 | 37 | 40.2 | 44.5 | 43.5 | 37.7 | 31 | 26.8 | 24.2 | 21.7 | 19 | 16.5 | 12.6 | 10 | 12 | 13.9 | 35.9 | 36.9 | 36.7 | 32.8 | 24.6 | 16.1 | 9 | 5.3 | 3.2 | 4.5 | 6.7 | 9.4 | 7.2 | 6.4 | 4.4 | 2212.7 | 2159.2 | 1946.5 | 1893.5 | 1868.3 | 1855.5 | 1805.1 | 1753.3 | 1796.4 | 1799.9 | 1825.8 | 1800 | 1748.9 | 1610.3 | 1581.3 | 2166.2 | 2048.3 | 1655.5 | 1284.9 | 1222.5 | 1204.8 | 1150.9 | 679.3 | 444.3 | 251.1 | 793.2 | 1219.7 | 1638 | 1449.9 | 1414.1 | 2217.5 | 2145.3 | 2061.5 | 2030.9 | 1969.4 | 1918.1 | 1933.7 | 2008.9 | 2012.9 | 1991.9 | 1995.3 | 1898.4 | 1739 | 1583.7 | 1552 | 1523.5 | 1645.8 | 1779.3 | 1715.9 | 1519 | 1350.8 | 1180.6 | 1066.6 | 959.8 | 837.2 | 717 | 542.2 | 425.4 | 761.6 | 962.6 | 1485.4 | 1533.5 | 1574.5 | 1392 | 1058.6 | 698.1 | 398.7 | 249.4 | 164.8 | 265.1 | 363.1 | 474.1 | 314.5 | 271.4 | 192.2 | 0.44 | 0.4 | 0.33 | 0.34 | 0.3 | 0.21 | 0.17 | 0.17 | 0.16 | 0.16 | 0.17 | 0.19 | 0.19 | 0.17 | 0.16 | 0.45 | 0.43 | 0.3 | 0.32 | 0.25 | 0.22 | 0.14 | 0.1 | 0.06 | 0.03 | 0.08 | 0.11 | 0.15 | 0.14 | 0.14 | 0.43 | 0.36 | 0.22 | 0.29 | 0.35 | 0.34 | 0.26 | 0.21 | 0.2 | 0.21 | 0.21 | 0.2 | 0.17 | 0.15 | 0.14 | 0.27 | 0.27 | 0.29 | 0.28 | 0.23 | 0.13 | 0.11 | 0.1 | 0.09 | 0.08 | 0.07 | 0.05 | 0.04 | 0.05 | 0.05 | 0.27 | 0.25 | 0.2 | 0.17 | 0.12 | 0.07 | 0.04 | 0.02 | 0.01 | 0.02 | 0.03 | 0.04 | 0.03 | 0.02 | 0.02 | 0.059
| 20 | 403.1749 | 12.4966 | 1.6007 | 403.949 | 44.1352 | 1880.1093 | 0.22948 | 96.8391 | 447.3102 | 1892.6059 | 1.8302 | 500.7882 | 573.2 | 527.1 | 442.3 | 427.3 | 409.2 | 370.5 | 354.5 | 347.5 | 351.7 | 355.5 | 364.9 | 375.7 | 372.5 | 348 | 336.2 | 577.3 | 536.8 | 414.9 | 362.5 | 329.3 | 315.9 | 288 | 188.4 | 118.8 | 62.4 | 161.4 | 245.3 | 330.7 | 310.1 | 309.4 | 576.5 | 514.9 | 417.4 | 428.4 | 448.4 | 439 | 416.6 | 402.5 | 402.1 | 404.3 | 406.2 | 380.9 | 340.3 | 298.1 | 287.8 | 378.8 | 385.8 | 396.9 | 376.3 | 326.8 | 263.5 | 232.5 | 212.4 | 192.5 | 165.6 | 142.1 | 107.1 | 82 | 48.2 | 37.2 | 375.6 | 362.7 | 340 | 294.3 | 222.8 | 138.5 | 72.4 | 38.9 | 21.2 | 16.8 | 12 | 8.2 | 6.5 | 3.9 | 2.8 | 31 | 24.8 | 15.7 | 13.8 | 12.2 | 8.4 | 7.8 | 8.1 | 8.3 | 9 | 10 | 12.7 | 13.8 | 14.1 | 13 | 33 | 28.2 | 19.2 | 19.5 | 17.8 | 17.2 | 14.8 | 11.4 | 6.4 | 2.9 | 4.2 | 6.5 | 9.4 | 11.5 | 12.7 | 31.6 | 23.8 | 11.2 | 11.9 | 15.4 | 15.4 | 13 | 10.3 | 10.1 | 11 | 11.4 | 10.7 | 9.1 | 7.7 | 7.4 | 19.1 | 16.6 | 13.5 | 11.5 | 9.4 | 5.6 | 5.4 | 5.2 | 5 | 4 | 3.2 | 2.2 | 1.6 | 1.8 | 2.1 | 19.7 | 16.4 | 11.8 | 9.1 | 6.8 | 3.3 | 1.7 | 0.9 | 0.5 | 0.7 | 1 | 1.4 | 1 | 0.9 | 0.7 | 4.38 | 3.46 | 2.12 | 1.87 | 1.6 | 0.96 | 0.86 | 0.92 | 0.92 | 1.03 | 1.18 | 1.59 | 1.77 | 1.84 | 1.68 | 4.71 | 4.01 | 2.68 | 2.84 | 2.55 | 2.43 | 2.03 | 1.59 | 0.89 | 0.39 | 0.5 | 0.76 | 1.12 | 1.46 | 1.64 | 4.47 | 3.28 | 1.33 | 1.5 | 2.08 | 2.07 | 1.65 | 1.2 | 1.17 | 1.33 | 1.38 | 1.29 | 1.08 | 0.9 | 0.86 | 2.67 | 2.27 | 1.8 | 1.52 | 1.21 | 0.61 | 0.6 | 0.59 | 0.57 | 0.45 | 0.36 | 0.24 | 0.17 | 0.19 | 0.21 | 2.76 | 2.25 | 1.52 | 1.14 | 0.84 | 0.37 | 0.19 | 0.1 | 0.05 | 0.07 | 0.1 | 0.14 | 0.1 | 0.09 | 0.07 | 51.7 | 50.7 | 47.2 | 47.2 | 45.8 | 43.1 | 41 | 39.8 | 40.1 | 40 | 40.5 | 39.5 | 38.1 | 34.4 | 33.8 | 50.4 | 49.5 | 40.4 | 33.8 | 30 | 28.3 | 25.9 | 15.6 | 10.6 | 6 | 18.1 | 27.3 | 36.2 | 31.5 | 30.4 | 51.4 | 49.5 | 46.6 | 48.2 | 48.4 | 47.1 | 45.5 | 45.4 | 45.5 | 45.1 | 45.1 | 42.2 | 38 | 33.4 | 32.2 | 35.1 | 38.3 | 42.8 | 41.8 | 36.7 | 30.7 | 26.6 | 24.1 | 21.6 | 18.9 | 16.4 | 12.6 | 9.8 | 11.5 | 13.2 | 34.1 | 35.1 | 35.7 | 32 | 24.3 | 15.8 | 8.8 | 5.3 | 3.3 | 4.5 | 6.6 | 9.3 | 7.1 | 6.3 | 4.3 | 2189.2 | 2138.3 | 1950.8 | 1901.5 | 1878.7 | 1852.8 | 1804.2 | 1752.1 | 1781.4 | 1779.8 | 1800 | 1770 | 1713.8 | 1565.4 | 1536.7 | 2141.3 | 2049.8 | 1681.9 | 1309.9 | 1232.4 | 1210.1 | 1179.7 | 708.6 | 467.4 | 260.3 | 796.7 | 1219.3 | 1625.4 | 1440.4 | 1401.5 | 2199.9 | 2130.3 | 2050.6 | 2031.2 | 1988.8 | 1941.2 | 1947 | 1997.3 | 1999.5 | 1972.6 | 1974.6 | 1856.2 | 1680 | 1485 | 1436.9 | 1507.1 | 1630.2 | 1778.5 | 1719.4 | 1525.8 | 1347.8 | 1179.9 | 1067.4 | 959.9 | 834.2 | 720.7 | 549.4 | 423.5 | 737.6 | 923.3 | 1471.4 | 1519.6 | 1571 | 1391.9 | 1060.3 | 696.8 | 400.4 | 257.2 | 170.7 | 265.8 | 359 | 468.1 | 311 | 267 | 188.5 | 0.38 | 0.34 | 0.29 | 0.3 | 0.26 | 0.19 | 0.16 | 0.16 | 0.16 | 0.16 | 0.17 | 0.18 | 0.18 | 0.17 | 0.16 | 0.39 | 0.38 | 0.28 | 0.3 | 0.24 | 0.21 | 0.15 | 0.11 | 0.07 | 0.04 | 0.08 | 0.11 | 0.15 | 0.14 | 0.14 | 0.38 | 0.31 | 0.2 | 0.25 | 0.29 | 0.29 | 0.23 | 0.19 | 0.19 | 0.2 | 0.2 | 0.19 | 0.16 | 0.14 | 0.13 | 0.24 | 0.24 | 0.25 | 0.24 | 0.2 | 0.12 | 0.11 | 0.1 | 0.09 | 0.08 | 0.07 | 0.05 | 0.04 | 0.04 | 0.05 | 0.24 | 0.22 | 0.18 | 0.15 | 0.11 | 0.07 | 0.04 | 0.02 | 0.01 | 0.02 | 0.02 | 0.03 | 0.03 | 0.02 | 0.02 | 0.0574
| 21 | 403.448 | 12.9674 | 1.6352 | 404.2444 | 43.3587 | 1898.9013 | 0.20876 | 96.5833 | 446.8067 | 1911.8688 | 1.8439 | 500.8277 | 558.3 | 511.8 | 447.8 | 435.7 | 422 | 367.1 | 354.3 | 347.9 | 349.9 | 354.7 | 362 | 371.7 | 363.9 | 337.4 | 324.2 | 561.1 | 532.5 | 444.6 | 402.6 | 364.2 | 330 | 304.3 | 205.2 | 127.3 | 65.7 | 161.6 | 242.1 | 324.5 | 306.1 | 307 | 565.2 | 504.3 | 408.9 | 425.1 | 457.6 | 450.1 | 425.5 | 401.6 | 399.7 | 400.8 | 399.4 | 369.8 | 325.1 | 277.6 | 265 | 368.1 | 373.9 | 397.6 | 380.7 | 335.3 | 261.1 | 230.8 | 211.4 | 191.2 | 164 | 142.2 | 109.1 | 84.8 | 49.1 | 36.9 | 364.4 | 352.7 | 331.3 | 290.9 | 221.3 | 139.9 | 73.8 | 41.2 | 21.6 | 16.9 | 11.6 | 7.7 | 6.1 | 3.6 | 2.5 | 31.1 | 24.8 | 16.4 | 15.3 | 13.8 | 8.4 | 7.9 | 8.2 | 8.3 | 9.2 | 10.1 | 12.7 | 13.5 | 13.8 | 12.7 | 33 | 29.1 | 21.9 | 23.6 | 21.1 | 18.2 | 15.7 | 12.3 | 6.9 | 3.1 | 4.3 | 6.4 | 9.1 | 11.3 | 12.6 | 31.8 | 23.8 | 10.7 | 13.2 | 18.7 | 18.8 | 15.1 | 10.9 | 10.4 | 11.4 | 11.3 | 10.4 | 8.7 | 7.4 | 7.2 | 18.9 | 16.3 | 13.6 | 12.2 | 10.2 | 5.6 | 5.3 | 5.2 | 4.9 | 3.9 | 3.1 | 2.2 | 1.7 | 1.8 | 2.1 | 19.3 | 16 | 11 | 8.9 | 6.7 | 3.3 | 1.7 | 1 | 0.5 | 0.7 | 1 | 1.3 | 1 | 0.9 | 0.7 | 4.33 | 3.39 | 2.17 | 2.01 | 1.78 | 0.94 | 0.86 | 0.92 | 0.93 | 1.06 | 1.19 | 1.59 | 1.72 | 1.79 | 1.64 | 4.63 | 4.07 | 3.03 | 3.38 | 2.98 | 2.55 | 2.16 | 1.74 | 0.97 | 0.43 | 0.52 | 0.74 | 1.07 | 1.44 | 1.63 | 4.44 | 3.23 | 1.25 | 1.64 | 2.47 | 2.49 | 1.93 | 1.28 | 1.21 | 1.37 | 1.36 | 1.24 | 1.01 | 0.86 | 0.84 | 2.6 | 2.19 | 1.77 | 1.57 | 1.29 | 0.59 | 0.59 | 0.58 | 0.56 | 0.43 | 0.34 | 0.23 | 0.17 | 0.19 | 0.21 | 2.67 | 2.16 | 1.37 | 1.09 | 0.82 | 0.37 | 0.18 | 0.11 | 0.05 | 0.07 | 0.1 | 0.13 | 0.1 | 0.09 | 0.07 | 48.6 | 47.8 | 46.7 | 46.2 | 45.5 | 42.2 | 40.9 | 39.7 | 39.9 | 39.7 | 39.9 | 38.8 | 37.1 | 33.2 | 32.4 | 47.3 | 47.2 | 41.4 | 34.8 | 31.3 | 29.1 | 27.4 | 17.1 | 11.3 | 6.3 | 18.1 | 27 | 35.7 | 31.1 | 30.1 | 48.9 | 47.5 | 45.6 | 45.9 | 45.6 | 44.5 | 44.2 | 44.6 | 44.9 | 44.2 | 44.1 | 40.8 | 36.3 | 30.9 | 29.4 | 33.4 | 36.4 | 42.2 | 41.2 | 36.8 | 30.3 | 26.4 | 23.9 | 21.5 | 18.7 | 16.4 | 12.8 | 10.1 | 11.6 | 13.1 | 32.4 | 33.7 | 35 | 31.5 | 24 | 16 | 9.1 | 5.7 | 3.5 | 4.5 | 6.4 | 9 | 6.9 | 6.3 | 4.5 | 2171.2 | 2117.1 | 2009.7 | 1969.1 | 1950.9 | 1858.3 | 1808.6 | 1759.4 | 1770.6 | 1771.6 | 1784.3 | 1757.4 | 1683.8 | 1520.6 | 1479.1 | 2123 | 2067 | 1805.7 | 1466.5 | 1364.9 | 1273.6 | 1235.1 | 764.1 | 494.3 | 268.8 | 793.6 | 1204.7 | 1600.3 | 1423.9 | 1388.9 | 2190.3 | 2119.2 | 2036.4 | 2030.4 | 2023.4 | 1976.2 | 1968.2 | 1981.1 | 1983.7 | 1953.3 | 1952.6 | 1814.9 | 1614.8 | 1380.1 | 1314.7 | 1493.9 | 1612.4 | 1821.2 | 1766.8 | 1579.4 | 1342.4 | 1174 | 1065.5 | 957.6 | 831.9 | 729 | 565.4 | 440.9 | 738.7 | 916.3 | 1457.9 | 1506.4 | 1568.6 | 1396.8 | 1068 | 707.2 | 417.3 | 282 | 185.8 | 266.9 | 350.6 | 455.9 | 303.9 | 269.7 | 197.5 | 0.32 | 0.29 | 0.26 | 0.25 | 0.24 | 0.17 | 0.16 | 0.16 | 0.16 | 0.16 | 0.16 | 0.17 | 0.17 | 0.16 | 0.15 | 0.33 | 0.33 | 0.27 | 0.28 | 0.23 | 0.2 | 0.17 | 0.12 | 0.08 | 0.04 | 0.08 | 0.11 | 0.14 | 0.14 | 0.14 | 0.33 | 0.27 | 0.18 | 0.21 | 0.24 | 0.24 | 0.21 | 0.19 | 0.19 | 0.19 | 0.19 | 0.17 | 0.15 | 0.12 | 0.12 | 0.21 | 0.2 | 0.22 | 0.21 | 0.18 | 0.12 | 0.1 | 0.09 | 0.09 | 0.07 | 0.06 | 0.05 | 0.04 | 0.04 | 0.05 | 0.2 | 0.19 | 0.16 | 0.14 | 0.11 | 0.06 | 0.04 | 0.02 | 0.01 | 0.02 | 0.02 | 0.03 | 0.03 | 0.02 | 0.02 | 0.0543
| 22 | 404.8392 | 13.7473 | 1.7258 | 405.6815 | 42.5119 | 1906.6752 | 0.19354 | 95.9501 | 447.3511 | 1920.4225 | 1.9193 | 501.6315 | 558.1 | 507.4 | 448.5 | 440.4 | 430.5 | 370.1 | 356.6 | 350.7 | 350.5 | 352.9 | 358.5 | 366.3 | 361 | 333.7 | 321.9 | 559.3 | 523.6 | 478 | 456 | 427.9 | 363.3 | 331.5 | 234 | 145.1 | 75 | 165.3 | 242.9 | 319.9 | 303.9 | 304.9 | 564.1 | 502.7 | 405.8 | 420.2 | 454 | 446.9 | 426.5 | 400.2 | 397.3 | 398.1 | 396 | 360.6 | 305.5 | 248.2 | 231.2 | 366.6 | 369.1 | 393.5 | 378.2 | 336.2 | 260.6 | 229.9 | 210.5 | 189.8 | 162.8 | 145.3 | 114.2 | 91.5 | 51.4 | 37.6 | 363.2 | 349.4 | 325.1 | 286.6 | 219.4 | 143.5 | 77.5 | 45.3 | 22.2 | 16.8 | 11.3 | 7 | 5.6 | 3.2 | 2.1 | 32.2 | 25.3 | 17.5 | 17 | 15.7 | 9 | 8.2 | 8.6 | 8.7 | 9.4 | 10.2 | 12.7 | 13.8 | 14.2 | 13.1 | 33.9 | 29.5 | 25.6 | 28.9 | 26.8 | 20.9 | 17.7 | 14.4 | 8.1 | 3.8 | 4.7 | 6.6 | 9 | 11.4 | 12.7 | 32.5 | 24.3 | 10.7 | 13.4 | 19.7 | 19.9 | 16.5 | 11.5 | 10.8 | 11.9 | 11.7 | 10.5 | 8.1 | 6.5 | 6.1 | 19.3 | 16.5 | 13.8 | 12.6 | 10.8 | 5.6 | 5.4 | 5.2 | 4.8 | 3.8 | 3.2 | 2.3 | 1.8 | 1.9 | 2.1 | 19.8 | 16.2 | 10.4 | 8.5 | 6.5 | 3.3 | 1.8 | 1.1 | 0.6 | 0.7 | 0.9 | 1.3 | 1 | 0.9 | 0.6 | 4.48 | 3.45 | 2.27 | 2.19 | 2.01 | 1.01 | 0.91 | 0.97 | 0.99 | 1.09 | 1.21 | 1.59 | 1.77 | 1.85 | 1.7 | 4.75 | 4.09 | 3.51 | 4.07 | 3.77 | 2.91 | 2.43 | 2.02 | 1.13 | 0.52 | 0.56 | 0.77 | 1.06 | 1.45 | 1.64 | 4.52 | 3.29 | 1.23 | 1.65 | 2.58 | 2.62 | 2.11 | 1.36 | 1.27 | 1.44 | 1.41 | 1.26 | 0.94 | 0.76 | 0.71 | 2.65 | 2.19 | 1.75 | 1.58 | 1.34 | 0.6 | 0.6 | 0.59 | 0.55 | 0.42 | 0.34 | 0.24 | 0.18 | 0.19 | 0.21 | 2.73 | 2.17 | 1.28 | 1.03 | 0.78 | 0.37 | 0.19 | 0.12 | 0.06 | 0.07 | 0.09 | 0.13 | 0.1 | 0.09 | 0.06 | 47.3 | 46.4 | 45.1 | 44.5 | 44.3 | 42 | 40.8 | 39.7 | 39.5 | 39.2 | 39.3 | 38.1 | 36.3 | 32.3 | 31.7 | 45.8 | 44.9 | 41.9 | 36.4 | 34.3 | 31 | 29.3 | 19.1 | 12.6 | 6.9 | 18.2 | 26.9 | 35.1 | 30.8 | 29.7 | 47.8 | 46.6 | 45.2 | 44.7 | 43.7 | 42.5 | 42.8 | 43.7 | 44 | 43.1 | 43 | 39.3 | 34 | 27.6 | 25.8 | 32.6 | 35.4 | 40.9 | 39.9 | 35.9 | 30.2 | 26.2 | 23.8 | 21.3 | 18.6 | 16.8 | 13.4 | 10.9 | 11.8 | 13.1 | 31.7 | 33 | 34.6 | 31.1 | 23.9 | 16.4 | 9.6 | 6.3 | 3.7 | 4.5 | 6.2 | 8.7 | 6.6 | 6.1 | 4.2 | 2157 | 2101.8 | 2035 | 2004.4 | 1989.2 | 1866.9 | 1813.8 | 1766.7 | 1763.3 | 1755.2 | 1763.4 | 1730.4 | 1662 | 1493.1 | 1457.6 | 2108 | 2051.8 | 1936.7 | 1674 | 1585.8 | 1399.8 | 1334.3 | 872.1 | 563.7 | 306.3 | 807.3 | 1205.6 | 1578.2 | 1409.6 | 1374.6 | 2183.8 | 2110 | 2023.8 | 2017.8 | 2014.5 | 1966.8 | 1959.7 | 1967.8 | 1969.3 | 1937.4 | 1935.2 | 1768 | 1525.2 | 1237.5 | 1153.3 | 1483.2 | 1600 | 1837.1 | 1787 | 1602.7 | 1338.8 | 1167.4 | 1059.9 | 951.7 | 826.4 | 745.5 | 592.4 | 476.6 | 750.4 | 919.5 | 1448.2 | 1494.1 | 1559 | 1393.9 | 1069.9 | 727.9 | 444.2 | 313.1 | 199.2 | 270.8 | 345.2 | 443.6 | 291.7 | 258.8 | 188.7 | 0.31 | 0.27 | 0.22 | 0.21 | 0.21 | 0.17 | 0.16 | 0.16 | 0.16 | 0.16 | 0.16 | 0.16 | 0.16 | 0.15 | 0.15 | 0.31 | 0.29 | 0.24 | 0.26 | 0.24 | 0.21 | 0.18 | 0.13 | 0.08 | 0.04 | 0.08 | 0.11 | 0.14 | 0.14 | 0.14 | 0.31 | 0.26 | 0.18 | 0.19 | 0.21 | 0.21 | 0.19 | 0.18 | 0.18 | 0.18 | 0.18 | 0.16 | 0.14 | 0.11 | 0.1 | 0.2 | 0.19 | 0.19 | 0.18 | 0.16 | 0.11 | 0.1 | 0.09 | 0.08 | 0.07 | 0.06 | 0.05 | 0.04 | 0.04 | 0.05 | 0.19 | 0.18 | 0.15 | 0.13 | 0.1 | 0.06 | 0.04 | 0.02 | 0.01 | 0.02 | 0.02 | 0.03 | 0.02 | 0.02 | 0.02 | 0.0506
| 23 | 401.7431 | 13.9161 | 1.7445 | 402.595 | 41.86 | 1891.1421 | 0.18505 | 94.861 | 443.6031 | 1905.0582 | 1.9295 | 497.456 | 563.9 | 508.8 | 442.1 | 435.1 | 426.8 | 367.3 | 353 | 347.7 | 348.2 | 351.1 | 355.1 | 362.5 | 357.3 | 327.6 | 314.7 | 563.5 | 521.6 | 501.9 | 490 | 467.8 | 378.6 | 348.1 | 255.7 | 164.4 | 84.7 | 168.2 | 242.5 | 316.4 | 300 | 299.3 | 569.8 | 505.2 | 402.7 | 418.2 | 456.4 | 449.9 | 428.3 | 399.9 | 398.8 | 399.9 | 396.4 | 356.9 | 295.3 | 232.9 | 213.5 | 369.5 | 368.7 | 389.8 | 375.1 | 335.1 | 259.5 | 228.5 | 209.3 | 188.4 | 161.9 | 147.9 | 117.6 | 95.3 | 51.8 | 37.4 | 366.5 | 350.1 | 319.4 | 280.9 | 215.1 | 144.7 | 79.7 | 47.4 | 22.1 | 16.5 | 11.1 | 6.8 | 5.3 | 3 | 1.9 | 33.7 | 26.1 | 17.3 | 17 | 16 | 9.1 | 8.2 | 8.6 | 8.8 | 9.7 | 10.4 | 12.8 | 13.7 | 13.8 | 12.7 | 35.2 | 29.9 | 29.3 | 34.2 | 32.6 | 23.1 | 19.3 | 16.4 | 9.8 | 4.6 | 4.9 | 6.5 | 8.9 | 11.3 | 12.6 | 33.7 | 25 | 10.5 | 13.6 | 20.6 | 21 | 17.3 | 11.9 | 11.4 | 12.6 | 12.2 | 10.8 | 8.1 | 6.2 | 5.6 | 20.2 | 16.8 | 13.9 | 12.8 | 11.2 | 5.7 | 5.4 | 5.1 | 4.8 | 3.8 | 3.2 | 2.4 | 1.8 | 1.9 | 2 | 20.7 | 16.6 | 9.8 | 7.9 | 6 | 3.3 | 1.8 | 1.1 | 0.6 | 0.7 | 0.9 | 1.2 | 0.9 | 0.8 | 0.6 | 4.7 | 3.56 | 2.22 | 2.19 | 2.04 | 1.03 | 0.9 | 0.97 | 1 | 1.13 | 1.24 | 1.6 | 1.76 | 1.8 | 1.64 | 4.94 | 4.15 | 4.03 | 4.82 | 4.6 | 3.22 | 2.65 | 2.29 | 1.36 | 0.63 | 0.59 | 0.76 | 1.04 | 1.44 | 1.64 | 4.7 | 3.4 | 1.22 | 1.67 | 2.72 | 2.79 | 2.23 | 1.42 | 1.35 | 1.54 | 1.48 | 1.3 | 0.94 | 0.72 | 0.65 | 2.77 | 2.24 | 1.76 | 1.6 | 1.39 | 0.61 | 0.59 | 0.58 | 0.54 | 0.42 | 0.35 | 0.24 | 0.19 | 0.19 | 0.21 | 2.86 | 2.24 | 1.19 | 0.94 | 0.71 | 0.37 | 0.19 | 0.12 | 0.06 | 0.07 | 0.09 | 0.12 | 0.09 | 0.08 | 0.06 | 46.6 | 45.8 | 44.2 | 43.5 | 43.3 | 41.5 | 40.4 | 39.3 | 39.2 | 38.7 | 38.6 | 37.4 | 35.9 | 31.8 | 31.1 | 45.2 | 44.1 | 41.5 | 35.8 | 34.2 | 30.8 | 30 | 20.1 | 13.6 | 7.4 | 18.4 | 26.9 | 34.8 | 30.3 | 29.1 | 47.4 | 46.3 | 44.9 | 44.3 | 43.1 | 41.8 | 42.2 | 43.3 | 43.7 | 42.6 | 42.6 | 38.5 | 32.7 | 25.9 | 23.8 | 32.2 | 35 | 40.2 | 39.2 | 35.2 | 30 | 26.1 | 23.7 | 21.2 | 18.5 | 17.1 | 13.8 | 11.4 | 11.8 | 13 | 31.3 | 32.6 | 34.4 | 30.9 | 23.7 | 16.6 | 9.9 | 6.6 | 3.7 | 4.6 | 6.3 | 8.6 | 6.5 | 5.8 | 4 | 2149.9 | 2090.7 | 2020.5 | 1989.6 | 1975.6 | 1849.6 | 1795.3 | 1751.7 | 1750.1 | 1738.6 | 1738.8 | 1705.9 | 1645.3 | 1469.3 | 1430.2 | 2098.2 | 2035.8 | 1979.9 | 1732.9 | 1656.2 | 1433.8 | 1391 | 947.1 | 631 | 340.9 | 819.8 | 1205.3 | 1562.3 | 1389.2 | 1344.5 | 2181.6 | 2103.3 | 2010.3 | 2003.8 | 2002.8 | 1952.8 | 1946.6 | 1953.4 | 1961.8 | 1927.9 | 1924.9 | 1740.4 | 1469.2 | 1160.8 | 1065.2 | 1477 | 1590.1 | 1823 | 1772 | 1591.5 | 1331.1 | 1161.2 | 1055.5 | 945.9 | 821.7 | 758 | 610.5 | 496.6 | 745.7 | 908.3 | 1442.2 | 1485.3 | 1545.5 | 1380 | 1061.6 | 735.6 | 457.6 | 327 | 202.7 | 276.2 | 350.2 | 443.6 | 288 | 247.7 | 179.3 | 0.31 | 0.27 | 0.2 | 0.2 | 0.19 | 0.16 | 0.16 | 0.15 | 0.15 | 0.16 | 0.16 | 0.16 | 0.16 | 0.15 | 0.14 | 0.31 | 0.28 | 0.24 | 0.26 | 0.24 | 0.2 | 0.18 | 0.14 | 0.09 | 0.04 | 0.08 | 0.11 | 0.14 | 0.13 | 0.14 | 0.31 | 0.26 | 0.18 | 0.19 | 0.21 | 0.21 | 0.19 | 0.18 | 0.18 | 0.18 | 0.18 | 0.16 | 0.13 | 0.1 | 0.09 | 0.2 | 0.19 | 0.18 | 0.17 | 0.15 | 0.11 | 0.1 | 0.09 | 0.08 | 0.07 | 0.07 | 0.05 | 0.04 | 0.04 | 0.05 | 0.19 | 0.18 | 0.15 | 0.13 | 0.1 | 0.06 | 0.04 | 0.03 | 0.01 | 0.02 | 0.02 | 0.03 | 0.02 | 0.02 | 0.01 | 0.0475
SRMWc | 0 | 417.6525 | 27.3358 | 3.7962 | 419.4239 | 31.7358 | 1564.5048 | 0.19621 | 75.5939 | 449.3882 | 1591.8406 | 3.9924 | 495.0178 | 741 | 683.4 | 630.7 | 557.8 | 467.3 | 301.8 | 252.6 | 250.1 | 282.3 | 252.2 | 233.3 | 233.5 | 249.5 | 225.3 | 183.9 | 792.2 | 695.7 | 612.5 | 492.8 | 417.3 | 307.5 | 275.3 | 233.7 | 187.4 | 141.3 | 148.8 | 155.6 | 198.3 | 220 | 248 | 568.2 | 514.9 | 444.4 | 515.4 | 540.9 | 509.7 | 452.1 | 442.7 | 439.8 | 425.9 | 406.2 | 349.2 | 292.8 | 211.5 | 205.7 | 473.4 | 487.2 | 523.5 | 464.9 | 374.3 | 257.3 | 224.8 | 202.6 | 184.5 | 155.1 | 136.6 | 110.1 | 82.9 | 48.3 | 34.9 | 466.5 | 436.5 | 396.5 | 320.6 | 239.5 | 155.8 | 77.4 | 38.6 | 17 | 13.5 | 9.9 | 6.3 | 4.6 | 2.6 | 1.8 | 67.5 | 58.5 | 50.6 | 42.8 | 31.5 | 11.8 | 6.4 | 8.1 | 12.2 | 11.9 | 11.4 | 12.7 | 15 | 14 | 10.2 | 76.4 | 62.8 | 52.5 | 43.4 | 37.9 | 27.5 | 20.9 | 16.7 | 9.6 | 4.8 | 4.3 | 6.2 | 10.9 | 14.7 | 16.8 | 42.4 | 33.7 | 20.8 | 31.8 | 36 | 35.2 | 26.6 | 26 | 25.2 | 25.2 | 22.3 | 17.6 | 11.7 | 7.1 | 6.3 | 41.7 | 40 | 41.8 | 32.6 | 22.6 | 7.6 | 7.2 | 7.4 | 6.7 | 5 | 3.5 | 2.6 | 1.7 | 1.6 | 1.7 | 38.6 | 34.4 | 27.3 | 21.5 | 14.4 | 7.2 | 2.9 | 1.6 | 0.8 | 0.9 | 1.2 | 1.7 | 1.4 | 1.7 | 1.6 | 9.67 | 8.35 | 7.17 | 6.04 | 4.39 | 1.51 | 0.72 | 1 | 1.6 | 1.58 | 1.52 | 1.72 | 2.06 | 1.94 | 1.38 | 11 | 8.99 | 7.49 | 6.21 | 5.43 | 3.93 | 2.94 | 2.34 | 1.29 | 0.6 | 0.51 | 0.8 | 1.48 | 2.05 | 2.35 | 5.97 | 4.68 | 2.75 | 4.39 | 5.01 | 4.92 | 3.65 | 3.56 | 3.45 | 3.46 | 3.03 | 2.36 | 1.5 | 0.87 | 0.76 | 5.96 | 5.68 | 5.92 | 4.56 | 3.11 | 0.91 | 0.88 | 0.94 | 0.85 | 0.62 | 0.4 | 0.29 | 0.18 | 0.16 | 0.17 | 5.48 | 4.88 | 3.81 | 2.99 | 1.98 | 0.95 | 0.36 | 0.19 | 0.08 | 0.09 | 0.12 | 0.17 | 0.14 | 0.17 | 0.16 | 39.2 | 39.5 | 39.4 | 36.7 | 34.7 | 30.1 | 28.5 | 26.5 | 27.1 | 23.3 | 21.2 | 20.1 | 20.2 | 17.8 | 15.7 | 38 | 37.3 | 35.3 | 27.3 | 22.1 | 16.7 | 18.3 | 16.5 | 16.7 | 14.7 | 16.2 | 15.4 | 16.9 | 16.4 | 18.3 | 38.5 | 39.1 | 41.3 | 40.9 | 40.5 | 37 | 37 | 36.3 | 36.6 | 34.7 | 34.8 | 31.4 | 29.2 | 22.2 | 22.2 | 26.3 | 29.7 | 33 | 33.3 | 30.1 | 28 | 23.9 | 20.7 | 18.9 | 16.4 | 15.3 | 12.5 | 9.8 | 10.1 | 10.8 | 28.2 | 27.9 | 28.9 | 23.9 | 19.4 | 14.6 | 9.3 | 7 | 5.1 | 5.5 | 7.7 | 11 | 8.9 | 11 | 10.2 | 2165.6 | 2116.8 | 2066.6 | 1891.4 | 1723 | 1383.7 | 1269.8 | 1199.9 | 1256.6 | 1092.1 | 997.5 | 959.2 | 978.1 | 867.1 | 748.9 | 2180 | 2052.8 | 1899.5 | 1490.6 | 1227.2 | 920 | 941 | 832.4 | 787.7 | 670.1 | 731 | 709.9 | 809.7 | 813.9 | 910.5 | 1958.9 | 1925.3 | 1930.6 | 1994.2 | 2010 | 1852.9 | 1790.4 | 1756.2 | 1762.6 | 1681.5 | 1665.9 | 1483.9 | 1344 | 1008.5 | 999.6 | 1428.9 | 1565.3 | 1722.9 | 1672.7 | 1462.8 | 1258.9 | 1082 | 944.5 | 861.2 | 743.4 | 683.9 | 558.4 | 428.8 | 606.6 | 714.1 | 1489.3 | 1446.2 | 1441.6 | 1184.1 | 936.3 | 679.9 | 474.6 | 437.6 | 361.2 | 387.5 | 513.2 | 726.7 | 582.8 | 670.4 | 612.8 | 0.37 | 0.33 | 0.3 | 0.27 | 0.22 | 0.14 | 0.11 | 0.11 | 0.13 | 0.11 | 0.11 | 0.11 | 0.12 | 0.11 | 0.09 | 0.39 | 0.34 | 0.3 | 0.24 | 0.2 | 0.15 | 0.13 | 0.11 | 0.09 | 0.06 | 0.07 | 0.07 | 0.09 | 0.1 | 0.12 | 0.27 | 0.24 | 0.2 | 0.24 | 0.25 | 0.24 | 0.21 | 0.2 | 0.2 | 0.2 | 0.19 | 0.16 | 0.13 | 0.09 | 0.09 | 0.23 | 0.24 | 0.25 | 0.22 | 0.17 | 0.11 | 0.1 | 0.09 | 0.08 | 0.07 | 0.06 | 0.05 | 0.04 | 0.04 | 0.04 | 0.23 | 0.21 | 0.19 | 0.15 | 0.11 | 0.07 | 0.04 | 0.03 | 0.02 | 0.02 | 0.03 | 0.04 | 0.03 | 0.04 | 0.04 | 0.0453
| 1 | 417.4376 | 27.3377 | 3.7998 | 419.21 | 31.6824 | 1563.0874 | 0.19485 | 75.5004 | 449.1199 | 1590.4251 | 3.9946 | 494.7104 | 738.7 | 681 | 630.4 | 554.8 | 465.3 | 298.6 | 254.9 | 252.9 | 285.3 | 253.5 | 235.7 | 237.1 | 252 | 226.2 | 183.2 | 789.4 | 690.6 | 601.8 | 483.1 | 411 | 310.1 | 276.6 | 236.2 | 188.1 | 144.3 | 152 | 157.9 | 202.1 | 222.3 | 251.6 | 563.5 | 514 | 445.8 | 517.6 | 544.2 | 513.4 | 457.1 | 444 | 441.7 | 426.6 | 407.9 | 350.5 | 295.8 | 213.6 | 208 | 472.4 | 486 | 524.4 | 466.5 | 375 | 256.6 | 223.9 | 202.4 | 184.5 | 155.8 | 138.2 | 111.5 | 84.1 | 49.1 | 35.8 | 463.2 | 433.5 | 392.8 | 318.6 | 238.1 | 156.1 | 77.9 | 38.8 | 16.6 | 13 | 9.8 | 6.3 | 4.6 | 2.6 | 1.7 | 67.2 | 58.2 | 50.6 | 42.5 | 31.4 | 11.6 | 6.7 | 8.5 | 12.5 | 12 | 11.5 | 12.9 | 15.2 | 14 | 9.9 | 76 | 62.1 | 51.2 | 42.3 | 37 | 27.6 | 21 | 17 | 9.6 | 5 | 4.4 | 6.3 | 11.2 | 15 | 17.3 | 41.7 | 33.7 | 21.1 | 32.3 | 36.7 | 36 | 27.6 | 26.4 | 25.7 | 25.4 | 22.6 | 17.7 | 11.9 | 7.2 | 6.5 | 41.6 | 39.9 | 42 | 33.1 | 23 | 7.6 | 7 | 7.3 | 6.6 | 5 | 3.5 | 2.6 | 1.7 | 1.6 | 1.7 | 38.1 | 33.9 | 26.8 | 21.1 | 14.1 | 6.9 | 2.8 | 1.6 | 0.8 | 0.9 | 1.2 | 1.7 | 1.4 | 1.7 | 1.6 | 9.63 | 8.3 | 7.17 | 6 | 4.38 | 1.49 | 0.78 | 1.06 | 1.65 | 1.59 | 1.54 | 1.75 | 2.08 | 1.93 | 1.35 | 10.94 | 8.9 | 7.3 | 6.04 | 5.3 | 3.95 | 2.96 | 2.38 | 1.29 | 0.62 | 0.52 | 0.81 | 1.52 | 2.09 | 2.41 | 5.87 | 4.68 | 2.8 | 4.46 | 5.11 | 5.03 | 3.79 | 3.62 | 3.51 | 3.49 | 3.06 | 2.38 | 1.54 | 0.89 | 0.78 | 5.94 | 5.66 | 5.96 | 4.63 | 3.17 | 0.91 | 0.85 | 0.92 | 0.83 | 0.61 | 0.4 | 0.29 | 0.18 | 0.16 | 0.17 | 5.41 | 4.8 | 3.74 | 2.94 | 1.94 | 0.9 | 0.34 | 0.18 | 0.08 | 0.09 | 0.12 | 0.17 | 0.14 | 0.17 | 0.16 | 39.2 | 39.5 | 39.4 | 36.5 | 34.4 | 29.9 | 28.4 | 26.5 | 27.2 | 23.4 | 21.4 | 20.3 | 20.3 | 17.9 | 15.8 | 38 | 37.2 | 35 | 27 | 22 | 16.9 | 18.4 | 16.6 | 16.7 | 15 | 16.6 | 15.7 | 17.2 | 16.5 | 18.4 | 38.5 | 39.1 | 41.2 | 40.7 | 40.3 | 36.8 | 36.8 | 36.1 | 36.5 | 34.6 | 34.8 | 31.4 | 29.3 | 22.4 | 22.3 | 26.3 | 29.7 | 32.9 | 33.1 | 29.9 | 27.8 | 24 | 20.8 | 19 | 16.5 | 15.5 | 12.7 | 9.9 | 10.2 | 10.9 | 28.2 | 27.9 | 28.9 | 24 | 19.5 | 14.9 | 9.4 | 7.1 | 5.1 | 5.5 | 7.7 | 11 | 8.9 | 11 | 10.2 | 2161.9 | 2113.6 | 2065.8 | 1882.5 | 1713.6 | 1371.5 | 1271.4 | 1202.9 | 1264.5 | 1097.5 | 1008.5 | 971.5 | 986.9 | 872.7 | 751.7 | 2178 | 2043.6 | 1878.9 | 1471 | 1219.3 | 929.7 | 944.6 | 837 | 790.4 | 682.2 | 745.7 | 721 | 823 | 818.9 | 918.5 | 1953.1 | 1922.7 | 1928.3 | 1991.7 | 2006.9 | 1850.9 | 1790 | 1751.6 | 1760.8 | 1679.2 | 1668.5 | 1487.2 | 1352.1 | 1015.9 | 1007 | 1427.4 | 1562.6 | 1720.5 | 1667.4 | 1454.8 | 1253.5 | 1082.4 | 947.9 | 865.7 | 748.9 | 693.6 | 566.2 | 436.1 | 610.4 | 718.1 | 1485.3 | 1444.1 | 1435.8 | 1183.8 | 938.2 | 690.4 | 478.7 | 441.2 | 360 | 386.8 | 512.8 | 723.6 | 581.2 | 667.2 | 613.4 | 0.37 | 0.33 | 0.3 | 0.26 | 0.22 | 0.13 | 0.11 | 0.11 | 0.13 | 0.12 | 0.11 | 0.11 | 0.12 | 0.11 | 0.08 | 0.39 | 0.34 | 0.29 | 0.23 | 0.2 | 0.15 | 0.13 | 0.11 | 0.09 | 0.06 | 0.07 | 0.07 | 0.09 | 0.1 | 0.12 | 0.27 | 0.24 | 0.2 | 0.24 | 0.25 | 0.24 | 0.21 | 0.2 | 0.2 | 0.2 | 0.19 | 0.16 | 0.13 | 0.1 | 0.09 | 0.23 | 0.24 | 0.25 | 0.22 | 0.17 | 0.11 | 0.1 | 0.09 | 0.08 | 0.07 | 0.06 | 0.05 | 0.04 | 0.04 | 0.04 | 0.23 | 0.21 | 0.19 | 0.15 | 0.11 | 0.07 | 0.04 | 0.03 | 0.02 | 0.02 | 0.03 | 0.04 | 0.03 | 0.04 | 0.04 | 0.0441
| 2 | 417.9822 | 27.3966 | 3.8057 | 419.7578 | 31.7288 | 1564.827 | 0.19519 | 75.5957 | 449.7109 | 1592.2236 | 4.0009 | 495.3534 | 738.7 | 681.4 | 631.8 | 557 | 466.8 | 299.2 | 255.3 | 253.1 | 284.4 | 253.1 | 234.4 | 239.7 | 254.9 | 231.9 | 187.1 | 789.2 | 692.8 | 601.4 | 484.6 | 412.2 | 314.4 | 282.3 | 239.8 | 192.4 | 147.9 | 156.5 | 160.6 | 203.9 | 225.3 | 256.4 | 564 | 512.7 | 444.4 | 519.7 | 546.5 | 514.3 | 456 | 443.9 | 440.5 | 426.4 | 408.2 | 354.6 | 297.7 | 216.3 | 208.4 | 471.8 | 485.9 | 525.5 | 467 | 375.4 | 255.4 | 224.3 | 204.2 | 187 | 158.1 | 138.8 | 112.1 | 84.4 | 49.5 | 35.8 | 464.3 | 432.5 | 391.2 | 317.2 | 238.3 | 156.6 | 77.7 | 39 | 16.9 | 13.2 | 9.8 | 6.2 | 4.5 | 2.6 | 1.7 | 67.2 | 58.3 | 50.9 | 42.9 | 31.7 | 11.5 | 6.6 | 8.4 | 12.4 | 11.8 | 11.3 | 13.1 | 15.4 | 14.5 | 10.2 | 75.9 | 62.4 | 51.3 | 42.7 | 37.3 | 28.1 | 21.4 | 17.1 | 9.8 | 5.2 | 4.7 | 6.3 | 11.2 | 15.3 | 17.8 | 41.8 | 33.5 | 20.9 | 32.7 | 37.1 | 36.1 | 27.4 | 26.3 | 25.5 | 25.3 | 22.5 | 18.1 | 12.1 | 7.5 | 6.6 | 41.5 | 39.9 | 42.3 | 33.3 | 23.1 | 7.4 | 7 | 7.5 | 6.8 | 5.1 | 3.5 | 2.6 | 1.7 | 1.6 | 1.7 | 38.2 | 33.9 | 26.8 | 21.1 | 14.3 | 6.9 | 2.8 | 1.6 | 0.8 | 0.9 | 1.2 | 1.7 | 1.4 | 1.7 | 1.6 | 9.63 | 8.32 | 7.22 | 6.06 | 4.41 | 1.48 | 0.76 | 1.03 | 1.62 | 1.57 | 1.5 | 1.78 | 2.12 | 2.01 | 1.38 | 10.92 | 8.94 | 7.3 | 6.09 | 5.33 | 4.02 | 3.02 | 2.4 | 1.32 | 0.65 | 0.56 | 0.81 | 1.51 | 2.12 | 2.48 | 5.88 | 4.65 | 2.78 | 4.51 | 5.17 | 5.05 | 3.76 | 3.61 | 3.49 | 3.47 | 3.06 | 2.43 | 1.57 | 0.94 | 0.8 | 5.93 | 5.66 | 5.99 | 4.66 | 3.18 | 0.89 | 0.85 | 0.94 | 0.86 | 0.63 | 0.4 | 0.29 | 0.18 | 0.16 | 0.17 | 5.43 | 4.79 | 3.73 | 2.93 | 1.96 | 0.91 | 0.34 | 0.18 | 0.08 | 0.09 | 0.12 | 0.17 | 0.14 | 0.17 | 0.16 | 39.2 | 39.4 | 39.3 | 36.5 | 34.4 | 30 | 28.6 | 26.7 | 27.3 | 23.5 | 21.5 | 20.5 | 20.5 | 18.2 | 16.1 | 38.1 | 37.2 | 34.9 | 26.9 | 22 | 17.1 | 18.8 | 17 | 17.1 | 15.3 | 16.9 | 16 | 17.5 | 16.7 | 18.6 | 38.5 | 39.1 | 41.2 | 40.7 | 40.3 | 36.8 | 36.8 | 36.2 | 36.5 | 34.7 | 34.9 | 31.7 | 29.4 | 22.5 | 22.2 | 26.3 | 29.7 | 32.8 | 33 | 29.9 | 27.8 | 24 | 20.9 | 19.2 | 16.7 | 15.6 | 12.8 | 9.9 | 10.2 | 10.8 | 28.3 | 27.9 | 28.7 | 23.9 | 19.4 | 14.9 | 9.4 | 7.1 | 5.1 | 5.5 | 7.6 | 10.9 | 8.8 | 10.9 | 10.1 | 2163.5 | 2112.6 | 2064.7 | 1883.1 | 1715 | 1377 | 1277.2 | 1209.5 | 1264.1 | 1099.5 | 1007.8 | 980.5 | 995.7 | 889.3 | 766 | 2180.3 | 2047.4 | 1876.1 | 1468.2 | 1219.3 | 939.8 | 965.1 | 854 | 809 | 696.1 | 763.8 | 735.6 | 834.1 | 828.7 | 930.6 | 1953.4 | 1920.3 | 1925.2 | 1992.5 | 2008.6 | 1852.7 | 1789.1 | 1752.3 | 1758.6 | 1681.4 | 1671.6 | 1499.7 | 1356.5 | 1022 | 1005.6 | 1428.1 | 1562.1 | 1719.1 | 1664.7 | 1454.6 | 1252.3 | 1084.8 | 952.8 | 873.9 | 758 | 698 | 570.7 | 437.7 | 613.3 | 719.5 | 1487.6 | 1441.3 | 1428.1 | 1177.7 | 934.8 | 690.9 | 479.5 | 440.5 | 360.7 | 384.3 | 509.7 | 718 | 575.3 | 662 | 607.9 | 0.36 | 0.33 | 0.3 | 0.27 | 0.22 | 0.13 | 0.11 | 0.11 | 0.13 | 0.11 | 0.11 | 0.11 | 0.12 | 0.11 | 0.09 | 0.39 | 0.34 | 0.29 | 0.23 | 0.2 | 0.15 | 0.13 | 0.11 | 0.09 | 0.07 | 0.07 | 0.07 | 0.09 | 0.11 | 0.12 | 0.27 | 0.24 | 0.2 | 0.24 | 0.26 | 0.24 | 0.21 | 0.2 | 0.2 | 0.2 | 0.19 | 0.16 | 0.13 | 0.1 | 0.09 | 0.23 | 0.24 | 0.25 | 0.22 | 0.17 | 0.11 | 0.1 | 0.09 | 0.08 | 0.07 | 0.06 | 0.05 | 0.04 | 0.04 | 0.04 | 0.23 | 0.21 | 0.19 | 0.15 | 0.11 | 0.07 | 0.04 | 0.03 | 0.02 | 0.02 | 0.03 | 0.04 | 0.03 | 0.04 | 0.04 | 0.0436
| 3 | 423.1957 | 28.1988 | 3.9196 | 425.0239 | 31.7254 | 1570.3507 | 0.19871 | 75.7479 | 454.9211 | 1598.5495 | 4.1183 | 500.7718 | 753.3 | 697.2 | 646.4 | 568.2 | 471.6 | 300.4 | 254.3 | 252.3 | 281.8 | 252 | 234 | 240.2 | 256.3 | 233.2 | 191.1 | 807.9 | 709.5 | 618 | 496 | 419.2 | 313.4 | 275.5 | 232.2 | 188.8 | 146.7 | 156.2 | 164.1 | 207.7 | 228.6 | 255.7 | 570.1 | 515.9 | 444.5 | 519.7 | 546.4 | 513.1 | 451.5 | 435.5 | 427.2 | 414.7 | 400.8 | 351.9 | 294.4 | 214 | 205.9 | 481.4 | 498.4 | 541.3 | 477.7 | 380.6 | 256.7 | 227.1 | 206.8 | 188.6 | 159.3 | 138.3 | 111.3 | 83.2 | 49.7 | 36.6 | 472.9 | 440.8 | 402 | 323.6 | 242.8 | 155.7 | 77 | 37.8 | 17.1 | 13.6 | 10 | 6.4 | 4.6 | 2.6 | 1.8 | 69.3 | 60.7 | 53.1 | 44.8 | 32.6 | 11.9 | 6.4 | 8.1 | 11.9 | 11.5 | 11.1 | 13 | 15.6 | 14.7 | 10.6 | 78.7 | 64.8 | 53.9 | 44.4 | 38.5 | 28.2 | 20.7 | 16.4 | 9.5 | 5.1 | 4.7 | 6.8 | 11.6 | 15.5 | 17.5 | 42.5 | 33.8 | 20.7 | 32.4 | 36.7 | 35.7 | 26.4 | 24.8 | 23.5 | 23.5 | 21.4 | 17.6 | 11.7 | 7.2 | 6.3 | 42.9 | 41.7 | 44.7 | 34.9 | 23.9 | 7.5 | 7.2 | 7.7 | 7 | 5.2 | 3.5 | 2.6 | 1.7 | 1.6 | 1.7 | 39.5 | 35.2 | 28.4 | 22.2 | 15 | 7.1 | 2.9 | 1.5 | 0.8 | 0.9 | 1.2 | 1.7 | 1.4 | 1.7 | 1.6 | 9.94 | 8.66 | 7.54 | 6.33 | 4.55 | 1.53 | 0.72 | 0.99 | 1.55 | 1.52 | 1.47 | 1.77 | 2.14 | 2.03 | 1.45 | 11.34 | 9.29 | 7.69 | 6.35 | 5.51 | 4.03 | 2.92 | 2.29 | 1.27 | 0.64 | 0.57 | 0.88 | 1.58 | 2.16 | 2.45 | 5.99 | 4.7 | 2.74 | 4.48 | 5.11 | 4.98 | 3.62 | 3.39 | 3.18 | 3.21 | 2.9 | 2.35 | 1.51 | 0.9 | 0.76 | 6.14 | 5.94 | 6.35 | 4.91 | 3.3 | 0.9 | 0.89 | 0.97 | 0.88 | 0.64 | 0.4 | 0.29 | 0.17 | 0.16 | 0.17 | 5.61 | 4.99 | 3.97 | 3.1 | 2.07 | 0.94 | 0.35 | 0.17 | 0.08 | 0.09 | 0.12 | 0.17 | 0.14 | 0.17 | 0.16 | 39.2 | 39.4 | 39.3 | 36.3 | 34.2 | 29.9 | 28.7 | 26.9 | 27.3 | 23.7 | 21.6 | 20.7 | 20.6 | 18.2 | 16.2 | 38.1 | 37.3 | 34.8 | 26.9 | 21.8 | 16.9 | 18.5 | 16.6 | 16.9 | 15.2 | 16.8 | 16.1 | 17.6 | 16.9 | 18.7 | 38.7 | 39.2 | 41.4 | 40.9 | 40.6 | 37 | 37.1 | 36.4 | 36.5 | 34.7 | 34.9 | 31.8 | 29.3 | 22.4 | 22.2 | 26.3 | 29.6 | 32.7 | 33 | 29.9 | 27.9 | 24.2 | 21 | 19.2 | 16.8 | 15.5 | 12.7 | 9.8 | 10.2 | 10.8 | 28.3 | 27.8 | 28.7 | 23.7 | 19.3 | 14.6 | 9.3 | 7 | 5.1 | 5.5 | 7.6 | 10.9 | 8.8 | 11 | 10.3 | 2179.4 | 2130.1 | 2079.6 | 1889 | 1713.4 | 1373.2 | 1279.6 | 1214 | 1264.2 | 1103.6 | 1012.8 | 985.5 | 998.8 | 892.4 | 775.7 | 2199.4 | 2069.2 | 1890.1 | 1479.6 | 1221.4 | 931.9 | 946 | 832.2 | 798.9 | 693.2 | 760.2 | 741.6 | 842.4 | 840.9 | 932.9 | 1964.9 | 1927.6 | 1933.3 | 1999.5 | 2019.8 | 1859.2 | 1793.4 | 1750.8 | 1745.7 | 1670.1 | 1662.9 | 1500.4 | 1349.8 | 1017.6 | 999.9 | 1437.8 | 1575.1 | 1734.9 | 1674 | 1459.8 | 1256.6 | 1093 | 960.9 | 878.2 | 762.6 | 694.5 | 565.2 | 431.7 | 608.9 | 715.1 | 1497.7 | 1446.9 | 1439.9 | 1179.1 | 937.8 | 679.9 | 472 | 432.2 | 357.2 | 383.3 | 506.8 | 714.3 | 572.1 | 659.7 | 607 | 0.37 | 0.34 | 0.31 | 0.27 | 0.22 | 0.14 | 0.11 | 0.11 | 0.13 | 0.11 | 0.11 | 0.11 | 0.12 | 0.11 | 0.09 | 0.4 | 0.35 | 0.3 | 0.24 | 0.2 | 0.15 | 0.13 | 0.11 | 0.09 | 0.07 | 0.07 | 0.07 | 0.1 | 0.11 | 0.12 | 0.28 | 0.24 | 0.2 | 0.24 | 0.26 | 0.24 | 0.21 | 0.2 | 0.2 | 0.19 | 0.18 | 0.16 | 0.13 | 0.1 | 0.09 | 0.24 | 0.24 | 0.26 | 0.23 | 0.18 | 0.11 | 0.1 | 0.09 | 0.08 | 0.07 | 0.06 | 0.05 | 0.04 | 0.04 | 0.04 | 0.23 | 0.21 | 0.19 | 0.15 | 0.11 | 0.07 | 0.04 | 0.03 | 0.02 | 0.02 | 0.03 | 0.04 | 0.03 | 0.04 | 0.04 | 0.0437
| 4 | 405.1193 | 26.3942 | 3.6641 | 406.8293 | 30.9121 | 1520.8313 | 0.18977 | 73.5457 | 436.0314 | 1547.2254 | 3.8538 | 480.375 | 751.5 | 680.6 | 602.4 | 519.8 | 439.7 | 296.5 | 252.8 | 248 | 275.7 | 249.2 | 234.4 | 243.1 | 257.7 | 232.4 | 188.1 | 808.3 | 700.3 | 594 | 457.8 | 383.5 | 282.3 | 256.9 | 219.2 | 182.9 | 143.5 | 154.4 | 162.4 | 208.9 | 232.4 | 261.9 | 578.8 | 518.8 | 435.1 | 489.6 | 514.4 | 474.4 | 426.9 | 411 | 412.6 | 400.7 | 390.6 | 346.4 | 292.5 | 211.8 | 202.4 | 479.9 | 482.9 | 498.8 | 433.5 | 352 | 256 | 228.4 | 207.7 | 188.2 | 160.6 | 136.2 | 108.3 | 79.5 | 49 | 36.7 | 472.6 | 435.8 | 397.6 | 316.6 | 239 | 149.2 | 73.7 | 36.3 | 17.3 | 13.8 | 10.1 | 6.6 | 4.8 | 2.8 | 1.9 | 69.3 | 59.3 | 48.9 | 40.2 | 29.4 | 11.6 | 6.1 | 7.4 | 11.2 | 10.9 | 10.9 | 13.2 | 15.7 | 14.6 | 10.3 | 79.3 | 64.7 | 52.1 | 40.9 | 34.9 | 25.1 | 19 | 15.3 | 9.1 | 4.8 | 4.6 | 6.6 | 11.7 | 15.8 | 18.2 | 43.7 | 34.2 | 19.5 | 28.7 | 32.6 | 31.2 | 23.6 | 22 | 21.3 | 21.4 | 19.9 | 16.7 | 11.5 | 7 | 5.9 | 43 | 40.5 | 40.4 | 30.2 | 20.5 | 7.2 | 7.4 | 7.8 | 7 | 5.4 | 3.6 | 2.6 | 1.6 | 1.6 | 1.7 | 39.8 | 35.1 | 28.6 | 22.3 | 15.4 | 7.2 | 2.9 | 1.5 | 0.8 | 0.9 | 1.2 | 1.7 | 1.4 | 1.7 | 1.6 | 9.95 | 8.48 | 6.94 | 5.68 | 4.09 | 1.48 | 0.69 | 0.89 | 1.44 | 1.43 | 1.44 | 1.79 | 2.15 | 2.02 | 1.4 | 11.43 | 9.28 | 7.44 | 5.86 | 5 | 3.59 | 2.68 | 2.14 | 1.21 | 0.6 | 0.54 | 0.85 | 1.59 | 2.21 | 2.54 | 6.16 | 4.76 | 2.56 | 3.92 | 4.51 | 4.34 | 3.21 | 2.98 | 2.86 | 2.9 | 2.67 | 2.22 | 1.47 | 0.86 | 0.71 | 6.15 | 5.77 | 5.73 | 4.22 | 2.8 | 0.86 | 0.9 | 1 | 0.89 | 0.66 | 0.41 | 0.3 | 0.17 | 0.16 | 0.17 | 5.66 | 4.98 | 4.01 | 3.12 | 2.14 | 0.97 | 0.36 | 0.17 | 0.08 | 0.09 | 0.12 | 0.17 | 0.14 | 0.17 | 0.16 | 39 | 38.4 | 37.2 | 33.9 | 32.9 | 29.6 | 28.7 | 26.9 | 27.2 | 23.8 | 21.8 | 20.9 | 20.7 | 18.2 | 16.1 | 37.6 | 36.3 | 33.2 | 24.9 | 20.3 | 15.5 | 17.5 | 15.8 | 16.5 | 15 | 16.8 | 16 | 17.6 | 17.1 | 18.9 | 38.8 | 39.2 | 41.2 | 40.3 | 40 | 35.8 | 36.3 | 35.6 | 36.5 | 34.8 | 34.9 | 31.8 | 29.3 | 22.4 | 22 | 26 | 28.7 | 30.9 | 31.3 | 29.1 | 28.1 | 24.2 | 21 | 19.1 | 16.9 | 15.2 | 12.3 | 9.3 | 10.1 | 10.8 | 28 | 27.2 | 27.9 | 22.7 | 18.4 | 13.7 | 8.8 | 6.7 | 5 | 5.5 | 7.6 | 10.9 | 8.9 | 11 | 10.2 | 2168.4 | 2074.3 | 1953.8 | 1750.3 | 1628.8 | 1360.2 | 1277.7 | 1209.5 | 1252.1 | 1106.6 | 1020.3 | 997.4 | 1004 | 889.3 | 768.1 | 2183.5 | 2020.1 | 1805.3 | 1364.8 | 1126.8 | 848 | 891.6 | 791.5 | 777.4 | 682.9 | 755.4 | 738.2 | 845.8 | 852 | 948.3 | 1978.6 | 1932 | 1917 | 1944.5 | 1963.4 | 1774.3 | 1739.4 | 1696.9 | 1729.6 | 1655.4 | 1652.4 | 1496 | 1347.2 | 1013.6 | 991.7 | 1426.6 | 1523.4 | 1621.9 | 1566.1 | 1400.6 | 1261.6 | 1096.9 | 961.2 | 873.1 | 765.1 | 679.9 | 547.1 | 410.9 | 603.3 | 713.2 | 1486.1 | 1421.3 | 1408.4 | 1135.9 | 902.2 | 638.6 | 447.5 | 415.6 | 349.7 | 378 | 504.8 | 711.5 | 570.9 | 651.9 | 597.1 | 0.37 | 0.33 | 0.29 | 0.25 | 0.21 | 0.13 | 0.11 | 0.11 | 0.12 | 0.11 | 0.11 | 0.11 | 0.12 | 0.11 | 0.09 | 0.4 | 0.35 | 0.29 | 0.22 | 0.19 | 0.14 | 0.12 | 0.1 | 0.08 | 0.06 | 0.07 | 0.07 | 0.1 | 0.11 | 0.12 | 0.28 | 0.25 | 0.2 | 0.23 | 0.24 | 0.22 | 0.2 | 0.19 | 0.19 | 0.18 | 0.18 | 0.16 | 0.13 | 0.09 | 0.09 | 0.24 | 0.24 | 0.24 | 0.21 | 0.16 | 0.11 | 0.1 | 0.09 | 0.08 | 0.07 | 0.06 | 0.05 | 0.04 | 0.04 | 0.04 | 0.23 | 0.21 | 0.19 | 0.15 | 0.11 | 0.07 | 0.04 | 0.03 | 0.02 | 0.02 | 0.03 | 0.04 | 0.03 | 0.04 | 0.04 | 0.0449
| 5 | 344.694 | 20.5743 | 2.828 | 346.0195 | 28.0463 | 1351.5073 | 0.16339 | 65.9318 | 372.7402 | 1372.0816 | 2.9914 | 411.9512 | 679.8 | 585.8 | 443.5 | 370.9 | 339.5 | 272.6 | 253.4 | 250.4 | 280.2 | 255.2 | 236.1 | 240.8 | 256.5 | 231.6 | 188.1 | 720.5 | 607.2 | 464.1 | 350 | 305.9 | 248.1 | 242.8 | 207.6 | 176.1 | 140.5 | 152.9 | 162.2 | 206.5 | 228.7 | 257.4 | 575.4 | 507 | 392.9 | 396 | 415.7 | 386.8 | 385.4 | 374.2 | 395 | 379.4 | 378.5 | 337 | 290.3 | 209.3 | 197.5 | 426.7 | 405.7 | 369.2 | 331.7 | 290.9 | 253.9 | 221.8 | 203.2 | 183.4 | 162.1 | 133.7 | 103.9 | 72.8 | 45.4 | 33.5 | 420.9 | 381.9 | 325.9 | 256.7 | 193.5 | 123.3 | 64.4 | 31.8 | 16.2 | 12.8 | 9.3 | 6.3 | 4.5 | 2.6 | 1.8 | 61.2 | 49.4 | 33.3 | 25.8 | 19.7 | 9.5 | 6.5 | 8.1 | 12 | 11.6 | 11.2 | 13.1 | 15.6 | 14.6 | 10.4 | 69.1 | 54.4 | 38.8 | 30.2 | 27.3 | 21.8 | 17.9 | 14.3 | 8.5 | 4.5 | 4.3 | 6.4 | 11.5 | 15.5 | 17.8 | 43.3 | 33.2 | 16 | 19.9 | 23.1 | 22.7 | 19.7 | 18.7 | 19.4 | 19.2 | 18.7 | 15.8 | 11.5 | 6.9 | 5.8 | 37.2 | 32.6 | 27.5 | 20.2 | 14.5 | 7.5 | 7.3 | 7.9 | 7 | 5.7 | 3.7 | 2.6 | 1.5 | 1.5 | 1.6 | 34.4 | 29.7 | 22.2 | 17.6 | 12.4 | 6 | 2.5 | 1.3 | 0.7 | 0.8 | 1.2 | 1.7 | 1.3 | 1.6 | 1.5 | 8.77 | 7.04 | 4.69 | 3.62 | 2.69 | 1.19 | 0.75 | 0.99 | 1.57 | 1.53 | 1.49 | 1.77 | 2.15 | 2.01 | 1.41 | 9.96 | 7.79 | 5.53 | 4.31 | 3.9 | 3.12 | 2.51 | 2 | 1.13 | 0.56 | 0.51 | 0.83 | 1.56 | 2.16 | 2.49 | 6.11 | 4.61 | 2.07 | 2.68 | 3.14 | 3.12 | 2.64 | 2.5 | 2.59 | 2.58 | 2.5 | 2.1 | 1.48 | 0.85 | 0.69 | 5.32 | 4.64 | 3.87 | 2.79 | 1.95 | 0.9 | 0.9 | 1.01 | 0.9 | 0.71 | 0.43 | 0.29 | 0.16 | 0.15 | 0.16 | 4.9 | 4.2 | 3.1 | 2.46 | 1.72 | 0.8 | 0.32 | 0.15 | 0.07 | 0.08 | 0.12 | 0.17 | 0.13 | 0.16 | 0.15 | 36.7 | 34.7 | 30 | 26.8 | 28.1 | 28.3 | 28.4 | 26.6 | 27 | 24 | 21.8 | 20.7 | 20.6 | 18.1 | 16 | 35 | 33.1 | 27.7 | 20.1 | 16.7 | 13.8 | 16.7 | 15.1 | 16.1 | 14.9 | 16.8 | 16.1 | 17.5 | 16.9 | 18.7 | 38.7 | 38.6 | 38.6 | 35.5 | 35.3 | 31.7 | 34.3 | 33.7 | 35.9 | 33.9 | 34.4 | 31.4 | 28.9 | 22 | 21.5 | 24.1 | 25.4 | 25.2 | 26.6 | 26.2 | 27.5 | 23.4 | 20.3 | 18.5 | 16.8 | 14.8 | 11.7 | 8.5 | 9.5 | 10.2 | 25.9 | 24.9 | 24 | 18.8 | 15 | 11.3 | 7.7 | 6 | 4.7 | 5.2 | 7.3 | 10.5 | 8.5 | 10.2 | 9.4 | 2002.3 | 1831.7 | 1520 | 1334.4 | 1350.5 | 1286.2 | 1268.9 | 1202.3 | 1250.6 | 1119.9 | 1020.8 | 988.5 | 998.6 | 886.3 | 766 | 1988.8 | 1796.4 | 1463.5 | 1075.8 | 915.9 | 752 | 846.9 | 754.9 | 755.5 | 674.4 | 753.5 | 740.7 | 839.4 | 841.3 | 934.4 | 1969.1 | 1893.4 | 1778.1 | 1672 | 1687.8 | 1531.1 | 1621.2 | 1588 | 1686.7 | 1599.8 | 1618.8 | 1467.9 | 1333 | 999.9 | 967.4 | 1295.8 | 1317.9 | 1271.7 | 1283.7 | 1229.7 | 1240.2 | 1059.5 | 932.2 | 844.8 | 764.7 | 662.9 | 523 | 376.6 | 569 | 673.4 | 1350.3 | 1275.1 | 1188.4 | 932.4 | 730.1 | 526.5 | 393.9 | 377.6 | 326.7 | 358.7 | 486 | 686.7 | 550.1 | 610.8 | 552.2 | 0.34 | 0.29 | 0.22 | 0.18 | 0.16 | 0.12 | 0.11 | 0.11 | 0.13 | 0.12 | 0.11 | 0.11 | 0.12 | 0.11 | 0.09 | 0.36 | 0.3 | 0.23 | 0.17 | 0.15 | 0.12 | 0.12 | 0.1 | 0.08 | 0.06 | 0.07 | 0.07 | 0.09 | 0.11 | 0.12 | 0.28 | 0.24 | 0.18 | 0.18 | 0.19 | 0.18 | 0.18 | 0.17 | 0.18 | 0.17 | 0.17 | 0.15 | 0.13 | 0.09 | 0.09 | 0.21 | 0.2 | 0.18 | 0.16 | 0.14 | 0.11 | 0.1 | 0.09 | 0.08 | 0.07 | 0.06 | 0.05 | 0.03 | 0.04 | 0.04 | 0.21 | 0.19 | 0.16 | 0.12 | 0.09 | 0.06 | 0.03 | 0.02 | 0.02 | 0.02 | 0.03 | 0.04 | 0.03 | 0.04 | 0.03 | 0.0475
| 6 | 293.5588 | 16.2981 | 2.2225 | 294.6041 | 25.029 | 1187.8166 | 0.13827 | 58.3245 | 318.5878 | 1204.1147 | 2.3608 | 352.9286 | 575.7 | 473.2 | 303.9 | 251.2 | 266.5 | 252.4 | 257.3 | 255.8 | 290.6 | 270.7 | 247.7 | 247.2 | 260.7 | 236 | 192.6 | 606.5 | 492.4 | 330.1 | 252.8 | 244.8 | 226.9 | 237.3 | 205.4 | 179.7 | 144.6 | 152.6 | 160.9 | 203.6 | 229 | 257.3 | 542.8 | 464.3 | 332.4 | 299.9 | 319.1 | 305 | 345.6 | 343.1 | 383.3 | 360 | 373 | 329.9 | 292.7 | 208.7 | 193.1 | 353.3 | 316.8 | 256.9 | 247 | 247 | 246.5 | 216.4 | 196.2 | 178.2 | 162.1 | 129.7 | 95 | 63.2 | 40.6 | 30.5 | 349.7 | 314.7 | 251.5 | 207.4 | 159.4 | 105.7 | 56.2 | 28 | 15.3 | 12.1 | 8.5 | 6 | 4.3 | 2.4 | 1.6 | 50.4 | 38.9 | 21.3 | 16.2 | 13.5 | 8.2 | 7 | 8.9 | 13.3 | 13 | 12.3 | 13.6 | 16.1 | 15 | 10.8 | 57.1 | 43.4 | 26.6 | 21.3 | 21.3 | 19.9 | 17.7 | 14.2 | 9 | 4.7 | 4.4 | 6.5 | 11.5 | 15.4 | 17.5 | 39.5 | 29.6 | 12.6 | 13.6 | 16 | 16.7 | 16.9 | 16.9 | 18.8 | 18.2 | 18.7 | 15.5 | 11.8 | 6.9 | 5.8 | 29.9 | 24.8 | 17.9 | 13.5 | 11 | 7.5 | 7.5 | 7.8 | 6.8 | 5.8 | 3.7 | 2.5 | 1.3 | 1.4 | 1.6 | 28 | 23.8 | 16.4 | 14.1 | 10.3 | 5.3 | 2.2 | 1.2 | 0.7 | 0.8 | 1.1 | 1.6 | 1.3 | 1.5 | 1.4 | 7.21 | 5.54 | 2.99 | 2.25 | 1.82 | 1.01 | 0.83 | 1.11 | 1.76 | 1.73 | 1.64 | 1.85 | 2.22 | 2.08 | 1.48 | 8.22 | 6.22 | 3.78 | 3.04 | 3.05 | 2.84 | 2.49 | 1.99 | 1.21 | 0.58 | 0.52 | 0.84 | 1.57 | 2.14 | 2.44 | 5.56 | 4.11 | 1.61 | 1.81 | 2.15 | 2.26 | 2.26 | 2.26 | 2.5 | 2.45 | 2.51 | 2.05 | 1.52 | 0.86 | 0.69 | 4.27 | 3.52 | 2.52 | 1.84 | 1.45 | 0.91 | 0.94 | 1 | 0.87 | 0.72 | 0.45 | 0.3 | 0.14 | 0.14 | 0.16 | 3.97 | 3.36 | 2.29 | 1.97 | 1.43 | 0.71 | 0.28 | 0.14 | 0.07 | 0.08 | 0.11 | 0.16 | 0.13 | 0.15 | 0.14 | 32.4 | 29 | 22 | 19.4 | 23.9 | 26.8 | 28.5 | 26.6 | 27.2 | 24.8 | 22.4 | 21.1 | 20.7 | 18.3 | 16.2 | 30.5 | 27.5 | 20.7 | 15 | 13.8 | 12.7 | 16.1 | 14.9 | 16.1 | 15.3 | 16.7 | 15.9 | 17.1 | 17 | 19 | 37.8 | 36.1 | 33.6 | 28.3 | 28.7 | 26.2 | 31.4 | 31.1 | 34.9 | 32.2 | 33.6 | 30.7 | 29 | 22 | 20.9 | 20.8 | 20.5 | 18.6 | 21.3 | 23.5 | 26.6 | 22.5 | 19.5 | 17.9 | 16.7 | 14.2 | 10.5 | 7.4 | 9 | 9.9 | 22.1 | 21.1 | 19.2 | 15.4 | 12.3 | 9.6 | 6.8 | 5.4 | 4.4 | 4.9 | 7 | 9.9 | 8 | 9.3 | 8.6 | 1736.8 | 1507 | 1083 | 941.7 | 1119.6 | 1208.9 | 1274.1 | 1207.5 | 1269.7 | 1164.5 | 1053.6 | 1007.7 | 1007.7 | 897.4 | 778 | 1704.6 | 1475.9 | 1070.7 | 790.6 | 747.6 | 691 | 820.4 | 744.6 | 760.1 | 693.1 | 750.1 | 731.4 | 821.8 | 845.8 | 943.9 | 1896.4 | 1754.8 | 1530.3 | 1307.4 | 1345.5 | 1245.1 | 1475.8 | 1462.1 | 1638.2 | 1518.3 | 1584.2 | 1437 | 1338.5 | 995.9 | 941.9 | 1098.3 | 1048.3 | 917.3 | 1004.3 | 1085.6 | 1197 | 1021.1 | 894.9 | 821.3 | 761.6 | 636.9 | 472.5 | 326.9 | 543.9 | 657.6 | 1140.5 | 1070.8 | 937.2 | 757.4 | 600.5 | 446.9 | 348 | 342.7 | 302.1 | 336.5 | 463.6 | 644 | 513.5 | 552.3 | 505.1 | 0.29 | 0.24 | 0.15 | 0.12 | 0.13 | 0.11 | 0.11 | 0.12 | 0.13 | 0.12 | 0.11 | 0.11 | 0.12 | 0.11 | 0.09 | 0.31 | 0.25 | 0.16 | 0.13 | 0.12 | 0.11 | 0.11 | 0.1 | 0.08 | 0.06 | 0.07 | 0.07 | 0.09 | 0.11 | 0.12 | 0.27 | 0.22 | 0.15 | 0.14 | 0.15 | 0.14 | 0.16 | 0.16 | 0.18 | 0.17 | 0.17 | 0.15 | 0.13 | 0.09 | 0.09 | 0.18 | 0.16 | 0.13 | 0.12 | 0.12 | 0.11 | 0.1 | 0.09 | 0.08 | 0.07 | 0.06 | 0.04 | 0.03 | 0.03 | 0.04 | 0.17 | 0.16 | 0.12 | 0.1 | 0.08 | 0.05 | 0.03 | 0.02 | 0.02 | 0.02 | 0.03 | 0.04 | 0.03 | 0.03 | 0.03 | 0.0506
| 7 | 245.6947 | 12.7971 | 1.7272 | 246.5107 | 21.7205 | 1021.3189 | 0.11689 | 50.3484 | 267.4152 | 1034.116 | 1.844 | 296.8591 | 479.9 | 375.3 | 179.4 | 140.3 | 191.8 | 228.6 | 259.1 | 261.9 | 300.3 | 283 | 253.3 | 248.8 | 261.6 | 239.9 | 200.3 | 495.8 | 388.1 | 205.8 | 159.4 | 179.4 | 207.1 | 233.1 | 202.6 | 176 | 141.5 | 146.9 | 155.1 | 198.9 | 229 | 260.4 | 506.8 | 419.5 | 272.4 | 214.9 | 241.3 | 241.1 | 314.5 | 316.1 | 377 | 347.1 | 368.3 | 319.7 | 293.7 | 207.4 | 190.1 | 287 | 242.2 | 155.6 | 169.5 | 198.1 | 238.3 | 213 | 193.5 | 173.2 | 154.2 | 119.1 | 85.1 | 56.2 | 36.9 | 26.1 | 287 | 253.5 | 175.5 | 149.7 | 118.6 | 89.9 | 50.2 | 24.2 | 13.4 | 10.6 | 7.5 | 5.6 | 3.8 | 2 | 1.4 | 40.9 | 30.2 | 11.4 | 8 | 8 | 7.4 | 7.8 | 10.1 | 14.6 | 14.1 | 12.9 | 13.9 | 16.5 | 15.4 | 11.5 | 45.5 | 33.3 | 15.2 | 12.6 | 14.9 | 17.9 | 17.3 | 14.1 | 8.9 | 4.6 | 4.1 | 6.3 | 11.4 | 15.5 | 17.7 | 35.6 | 26.1 | 9.7 | 8.9 | 11.4 | 12.4 | 15.2 | 15.6 | 18.9 | 17.8 | 18.6 | 15 | 12.3 | 7.4 | 6.2 | 23.6 | 18.4 | 9.6 | 7.7 | 7.3 | 7.6 | 7.7 | 7.9 | 6.5 | 5.1 | 3.2 | 2.2 | 1.2 | 1.4 | 1.5 | 22.4 | 18.5 | 10.5 | 9.6 | 7.3 | 4.6 | 2.1 | 1.1 | 0.6 | 0.7 | 1 | 1.5 | 1.2 | 1.3 | 1.2 | 5.85 | 4.3 | 1.58 | 1.1 | 1.04 | 0.9 | 0.94 | 1.29 | 1.94 | 1.89 | 1.73 | 1.89 | 2.27 | 2.14 | 1.57 | 6.55 | 4.77 | 2.14 | 1.79 | 2.11 | 2.56 | 2.43 | 1.97 | 1.2 | 0.57 | 0.49 | 0.81 | 1.56 | 2.16 | 2.47 | 5 | 3.62 | 1.23 | 1.15 | 1.51 | 1.66 | 2.02 | 2.08 | 2.54 | 2.4 | 2.5 | 1.99 | 1.6 | 0.93 | 0.76 | 3.37 | 2.61 | 1.34 | 1.01 | 0.92 | 0.93 | 0.98 | 1.02 | 0.83 | 0.64 | 0.37 | 0.25 | 0.12 | 0.14 | 0.15 | 3.18 | 2.61 | 1.45 | 1.33 | 1.01 | 0.63 | 0.27 | 0.13 | 0.06 | 0.07 | 0.1 | 0.15 | 0.12 | 0.13 | 0.12 | 28.2 | 23.7 | 14.1 | 11.8 | 18.7 | 24.3 | 28 | 26.3 | 27.4 | 25.5 | 22.6 | 21 | 20.5 | 18.5 | 16.7 | 26.1 | 22.5 | 14.2 | 10.2 | 10.8 | 11.8 | 15.9 | 14.7 | 15.7 | 15 | 16.1 | 15.3 | 16.6 | 16.9 | 19.2 | 36.5 | 33.3 | 28.1 | 21.1 | 22.4 | 21.4 | 28.8 | 28.7 | 33.8 | 30.8 | 33 | 29.7 | 28.7 | 21.3 | 20.1 | 17.6 | 16.2 | 12.4 | 16.1 | 20.2 | 25.3 | 21.8 | 19 | 17.5 | 16.2 | 13.2 | 9.5 | 6.6 | 8.6 | 9.4 | 18.7 | 17.7 | 14.3 | 11.6 | 9.4 | 8 | 6 | 4.9 | 4 | 4.6 | 6.6 | 9.3 | 7.4 | 8.2 | 7.6 | 1476 | 1210.7 | 674.8 | 557.8 | 861.8 | 1097.3 | 1261.9 | 1205.4 | 1287.3 | 1200.3 | 1067.6 | 1008.3 | 1001.3 | 907.6 | 801.3 | 1422.3 | 1185.6 | 708.4 | 522.6 | 572.6 | 638 | 808.4 | 733.6 | 742.7 | 677.9 | 725 | 704.8 | 797.5 | 843.1 | 954.9 | 1805.3 | 1601.6 | 1271.4 | 966.5 | 1041.8 | 1011.1 | 1351.3 | 1348 | 1596 | 1456.6 | 1560.1 | 1391.6 | 1327.1 | 973.2 | 911.7 | 909 | 813.9 | 591.8 | 739.3 | 920.8 | 1146.4 | 995.4 | 876.4 | 801.4 | 735.1 | 592.4 | 426.5 | 290.8 | 530.8 | 643.4 | 947.5 | 879.2 | 681.9 | 564.1 | 456.3 | 375.6 | 314.9 | 316.6 | 284.3 | 319.1 | 441.7 | 612 | 484.2 | 505.9 | 459.9 | 0.25 | 0.19 | 0.09 | 0.07 | 0.09 | 0.1 | 0.12 | 0.12 | 0.14 | 0.13 | 0.12 | 0.11 | 0.12 | 0.11 | 0.09 | 0.26 | 0.2 | 0.1 | 0.08 | 0.09 | 0.1 | 0.11 | 0.1 | 0.08 | 0.06 | 0.06 | 0.07 | 0.09 | 0.11 | 0.12 | 0.25 | 0.21 | 0.13 | 0.1 | 0.11 | 0.11 | 0.14 | 0.14 | 0.17 | 0.16 | 0.17 | 0.15 | 0.13 | 0.09 | 0.08 | 0.15 | 0.12 | 0.08 | 0.08 | 0.09 | 0.11 | 0.1 | 0.09 | 0.08 | 0.07 | 0.05 | 0.04 | 0.02 | 0.03 | 0.03 | 0.15 | 0.13 | 0.09 | 0.07 | 0.06 | 0.04 | 0.03 | 0.02 | 0.01 | 0.02 | 0.02 | 0.03 | 0.03 | 0.03 | 0.03 | 0.0528
| 8 | 230.2036 | 11.7517 | 1.5827 | 230.9521 | 20.5717 | 963.4256 | 0.11062 | 47.577 | 250.7754 | 975.1772 | 1.6933 | 278.529 | 432.5 | 329.6 | 130.9 | 102.3 | 170.9 | 219.8 | 263.3 | 267.8 | 314.9 | 295.9 | 260.5 | 252.4 | 267.2 | 248.1 | 208.8 | 443.4 | 340 | 155.4 | 127.6 | 160.7 | 203.3 | 234.1 | 204.2 | 176 | 140 | 140.4 | 147.8 | 191.5 | 225.7 | 258.5 | 488.4 | 394.5 | 237.2 | 169.2 | 197.5 | 208.4 | 295.6 | 300.6 | 368.3 | 341.7 | 371.4 | 325.7 | 304.3 | 215.6 | 193 | 254.5 | 207 | 117.9 | 142 | 185.8 | 237.7 | 217.6 | 196.2 | 173.5 | 151 | 115.3 | 80 | 54.5 | 36 | 25.3 | 253.6 | 223.6 | 143.1 | 127.5 | 102.3 | 80.7 | 47.2 | 22.6 | 12.9 | 10 | 6.9 | 5.4 | 3.6 | 1.8 | 1.2 | 35.7 | 25.8 | 7.7 | 5.5 | 6.7 | 7.1 | 8.2 | 10.7 | 16.3 | 15.6 | 13.8 | 14.2 | 17.1 | 16.3 | 12.4 | 39.7 | 28.5 | 10.9 | 10 | 13.2 | 17.7 | 17.5 | 14.3 | 9.1 | 4.6 | 3.9 | 5.9 | 11 | 15.2 | 17.5 | 33.2 | 24.1 | 8.1 | 6.4 | 8.4 | 9.7 | 13.5 | 14.2 | 18 | 17.4 | 18.9 | 15.7 | 13.3 | 8.2 | 6.6 | 20.4 | 15.4 | 6.9 | 6 | 6.7 | 8.1 | 8.5 | 8.3 | 6.7 | 5 | 3.1 | 2 | 1.1 | 1.4 | 1.5 | 19.3 | 16 | 8.3 | 8 | 6.1 | 4.1 | 2 | 1.1 | 0.6 | 0.7 | 1 | 1.4 | 1.1 | 1.3 | 1.2 | 5.12 | 3.68 | 1.06 | 0.75 | 0.86 | 0.87 | 0.99 | 1.37 | 2.19 | 2.11 | 1.86 | 1.94 | 2.36 | 2.27 | 1.71 | 5.72 | 4.08 | 1.54 | 1.42 | 1.88 | 2.52 | 2.47 | 2 | 1.22 | 0.57 | 0.46 | 0.77 | 1.5 | 2.12 | 2.44 | 4.67 | 3.35 | 1.02 | 0.81 | 1.1 | 1.29 | 1.78 | 1.89 | 2.4 | 2.33 | 2.54 | 2.09 | 1.73 | 1.04 | 0.82 | 2.91 | 2.19 | 0.95 | 0.78 | 0.85 | 1.01 | 1.08 | 1.09 | 0.85 | 0.61 | 0.36 | 0.23 | 0.12 | 0.14 | 0.15 | 2.74 | 2.25 | 1.14 | 1.1 | 0.84 | 0.54 | 0.26 | 0.13 | 0.06 | 0.07 | 0.1 | 0.14 | 0.11 | 0.13 | 0.12 | 26.6 | 21.5 | 10.9 | 8.9 | 17.1 | 23.3 | 28.2 | 26.6 | 27.8 | 25.9 | 22.8 | 21.2 | 20.7 | 18.7 | 17 | 24.4 | 20.5 | 11.2 | 8.3 | 9.8 | 11.5 | 15.8 | 14.6 | 15.6 | 14.8 | 15.5 | 14.6 | 15.9 | 16.7 | 19.1 | 36.4 | 31.8 | 24.8 | 17.2 | 19.1 | 19.4 | 27.8 | 27.8 | 33.5 | 30.5 | 33.2 | 30 | 29.2 | 21.8 | 20.1 | 16.2 | 14.2 | 9.8 | 13.8 | 19.1 | 24.8 | 21.8 | 19 | 17.4 | 15.9 | 12.8 | 9 | 6.4 | 8.5 | 9.3 | 17.1 | 16 | 11.9 | 10.1 | 8.3 | 7.3 | 5.6 | 4.6 | 3.9 | 4.4 | 6.5 | 9.1 | 7.2 | 8 | 7.2 | 1348.8 | 1073.4 | 511.1 | 416.8 | 781.8 | 1055.3 | 1273.7 | 1222.1 | 1318.1 | 1229 | 1081.5 | 1018.9 | 1015 | 926.7 | 820.9 | 1287.5 | 1050 | 551 | 422.6 | 515.6 | 624 | 807.1 | 734.7 | 738.3 | 669.3 | 694.7 | 673 | 766.8 | 832.1 | 949.4 | 1758 | 1509.3 | 1118.3 | 782 | 882.5 | 903.8 | 1295.1 | 1300.9 | 1575.6 | 1439.3 | 1568.7 | 1406.2 | 1357.9 | 996.5 | 914.8 | 814.6 | 700.7 | 461.3 | 634.1 | 867.4 | 1127.5 | 999 | 878.4 | 799.1 | 721.8 | 573.9 | 402 | 281.8 | 527 | 640.3 | 844.3 | 780.3 | 564.2 | 486.7 | 400.8 | 341 | 297.4 | 301.6 | 273.6 | 310.2 | 434.2 | 606.3 | 478.2 | 496.4 | 446.9 | 0.23 | 0.18 | 0.07 | 0.05 | 0.08 | 0.1 | 0.12 | 0.12 | 0.14 | 0.14 | 0.12 | 0.12 | 0.12 | 0.12 | 0.1 | 0.24 | 0.18 | 0.08 | 0.06 | 0.08 | 0.1 | 0.11 | 0.1 | 0.08 | 0.06 | 0.06 | 0.07 | 0.09 | 0.11 | 0.12 | 0.25 | 0.2 | 0.11 | 0.08 | 0.09 | 0.1 | 0.13 | 0.14 | 0.17 | 0.16 | 0.17 | 0.15 | 0.14 | 0.1 | 0.09 | 0.14 | 0.11 | 0.06 | 0.07 | 0.08 | 0.11 | 0.1 | 0.09 | 0.08 | 0.07 | 0.05 | 0.04 | 0.02 | 0.03 | 0.03 | 0.14 | 0.12 | 0.07 | 0.06 | 0.05 | 0.04 | 0.03 | 0.02 | 0.01 | 0.02 | 0.02 | 0.03 | 0.03 | 0.03 | 0.03 | 0.0543
| 9 | 227.0467 | 11.329 | 1.5237 | 227.7677 | 20.5487 | 956.8068 | 0.10918 | 47.3682 | 247.5954 | 968.1358 | 1.6329 | 275.1359 | 424.5 | 322.5 | 121.2 | 93 | 163.3 | 214 | 263.6 | 271 | 320 | 301.2 | 263.5 | 256.6 | 269.9 | 252.8 | 213.1 | 436.4 | 333.5 | 145 | 118.8 | 153.9 | 198.5 | 228.8 | 195.7 | 168.2 | 134.5 | 135.7 | 145.9 | 192.6 | 227.9 | 260.4 | 484.9 | 388.9 | 227.9 | 158.2 | 186.3 | 196.5 | 287.9 | 294.9 | 369.8 | 345.2 | 378.7 | 331.6 | 312.5 | 222.1 | 200.4 | 248 | 200.9 | 109.5 | 132.6 | 179 | 235.7 | 219.1 | 197.5 | 172.7 | 149.6 | 112.1 | 77.4 | 54.1 | 37 | 26 | 248.3 | 218.5 | 138.8 | 123.2 | 101.5 | 79.3 | 49 | 22.7 | 13.2 | 10 | 6.8 | 5.3 | 3.6 | 1.8 | 1.2 | 34.4 | 24.8 | 7 | 4.7 | 5.9 | 6.4 | 8 | 10.9 | 16.5 | 15.8 | 13.9 | 14.6 | 17.1 | 16.4 | 12.4 | 38.2 | 27.5 | 10.1 | 9.2 | 12.5 | 17 | 16.7 | 13.1 | 8 | 4 | 3.6 | 6 | 11.2 | 15.3 | 17.5 | 32.4 | 23.7 | 8.1 | 5.9 | 7.6 | 8.7 | 12.6 | 13.5 | 17.9 | 17.6 | 19.5 | 16 | 13.6 | 8.4 | 7 | 19.5 | 14.7 | 6.2 | 5.2 | 6.1 | 7.8 | 8.4 | 8.3 | 6.5 | 4.9 | 3 | 1.9 | 1.1 | 1.4 | 1.5 | 18.6 | 15.5 | 8.3 | 7.9 | 6.2 | 4 | 2.2 | 1.1 | 0.6 | 0.7 | 1 | 1.4 | 1.1 | 1.2 | 1.1 | 4.93 | 3.54 | 0.97 | 0.64 | 0.74 | 0.77 | 0.97 | 1.4 | 2.21 | 2.14 | 1.87 | 1.99 | 2.37 | 2.27 | 1.69 | 5.52 | 3.95 | 1.41 | 1.31 | 1.77 | 2.43 | 2.35 | 1.83 | 1.06 | 0.48 | 0.42 | 0.78 | 1.53 | 2.14 | 2.44 | 4.57 | 3.3 | 1.02 | 0.75 | 0.98 | 1.14 | 1.65 | 1.78 | 2.39 | 2.37 | 2.63 | 2.13 | 1.78 | 1.07 | 0.88 | 2.79 | 2.09 | 0.86 | 0.68 | 0.76 | 0.97 | 1.07 | 1.08 | 0.83 | 0.61 | 0.35 | 0.22 | 0.12 | 0.14 | 0.15 | 2.65 | 2.19 | 1.14 | 1.09 | 0.85 | 0.54 | 0.28 | 0.13 | 0.06 | 0.07 | 0.1 | 0.14 | 0.11 | 0.12 | 0.11 | 27 | 21.6 | 10.2 | 8.3 | 16.8 | 23.2 | 28.4 | 26.9 | 28.4 | 26.4 | 23.1 | 21.5 | 21 | 19.4 | 17.6 | 25 | 20.7 | 10.6 | 7.8 | 9.5 | 11.5 | 15.8 | 14.6 | 15.5 | 14.6 | 15.1 | 14.3 | 15.9 | 16.9 | 19.3 | 36.8 | 31.6 | 23.6 | 16.1 | 18.4 | 18.7 | 27.5 | 27.6 | 33.8 | 30.7 | 33.6 | 30.5 | 30 | 22.4 | 20.8 | 16.3 | 14.1 | 9.3 | 13.2 | 18.7 | 24.8 | 22.1 | 19.2 | 17.4 | 15.8 | 12.4 | 8.7 | 6.4 | 8.7 | 9.5 | 17.1 | 15.8 | 11.4 | 9.6 | 8.2 | 7.1 | 5.8 | 4.7 | 4 | 4.5 | 6.5 | 9.2 | 7.3 | 7.8 | 7.1 | 1329.8 | 1053.7 | 475.3 | 388.4 | 763.3 | 1042.6 | 1280.7 | 1234.2 | 1342.4 | 1252.2 | 1096 | 1032.8 | 1028.8 | 953.3 | 849.2 | 1278.9 | 1034.4 | 517.6 | 396.3 | 499.5 | 616.2 | 801.9 | 723.2 | 726.2 | 656.7 | 676.7 | 659.5 | 767.4 | 841.6 | 961.5 | 1748 | 1480.8 | 1064.8 | 732.5 | 844.1 | 868.1 | 1276.3 | 1289.4 | 1585.4 | 1451.7 | 1592.2 | 1431.1 | 1395 | 1027.1 | 944.9 | 795.7 | 682.2 | 431.9 | 602.6 | 846.9 | 1125 | 1010.2 | 887.6 | 798.2 | 715.2 | 558 | 389.3 | 279.5 | 534.6 | 647.4 | 827.2 | 761.2 | 540.4 | 465.8 | 394 | 334.1 | 304.2 | 305.7 | 279 | 315.6 | 441.5 | 612 | 482.1 | 486.8 | 435.3 | 0.24 | 0.18 | 0.06 | 0.05 | 0.07 | 0.1 | 0.12 | 0.12 | 0.15 | 0.14 | 0.12 | 0.12 | 0.13 | 0.12 | 0.1 | 0.25 | 0.19 | 0.07 | 0.06 | 0.07 | 0.1 | 0.11 | 0.09 | 0.08 | 0.06 | 0.06 | 0.07 | 0.09 | 0.11 | 0.12 | 0.26 | 0.2 | 0.11 | 0.07 | 0.09 | 0.09 | 0.13 | 0.13 | 0.17 | 0.16 | 0.17 | 0.15 | 0.14 | 0.1 | 0.09 | 0.14 | 0.11 | 0.06 | 0.06 | 0.08 | 0.11 | 0.1 | 0.09 | 0.08 | 0.07 | 0.05 | 0.03 | 0.02 | 0.03 | 0.04 | 0.14 | 0.12 | 0.07 | 0.06 | 0.05 | 0.04 | 0.03 | 0.02 | 0.01 | 0.02 | 0.02 | 0.03 | 0.03 | 0.03 | 0.03 | 0.055813
| 10 | 226.9775 | 11.051 | 1.484 | 227.6802 | 20.7948 | 963.4527 | 0.10831 | 47.8001 | 247.7723 | 974.5038 | 1.5923 | 275.4803 | 426.7 | 325.6 | 121.3 | 90.3 | 159.1 | 211.1 | 263 | 271.8 | 321.6 | 304.8 | 265.3 | 259.4 | 271.8 | 255.7 | 215.4 | 440.8 | 333.3 | 142.5 | 112.8 | 148.6 | 189.1 | 218 | 185.6 | 161.8 | 130 | 133 | 143.4 | 191.1 | 226.8 | 260.8 | 487.5 | 391.3 | 230.1 | 158.3 | 187.1 | 199.8 | 290.5 | 294.8 | 365.1 | 337.9 | 372.3 | 329.6 | 316.3 | 229 | 207.6 | 249.1 | 203.2 | 109.2 | 129.8 | 175 | 233.1 | 217.3 | 194.2 | 170 | 147.8 | 110.7 | 75.4 | 52.7 | 36.4 | 25.8 | 249.6 | 221.6 | 140.5 | 126 | 103.3 | 81.8 | 50.4 | 22.8 | 13.3 | 10 | 6.9 | 5.5 | 3.7 | 2 | 1.3 | 33.8 | 24.5 | 7 | 4.5 | 5.5 | 6.1 | 7.8 | 10.6 | 16 | 15.5 | 13.5 | 14.4 | 16.8 | 16.2 | 12.2 | 38 | 27 | 9.9 | 8.5 | 11.8 | 15.9 | 15.3 | 11.9 | 7.3 | 3.6 | 3.4 | 5.8 | 11 | 15 | 17.2 | 31.8 | 23.4 | 8.3 | 5.9 | 7.5 | 8.7 | 12.3 | 13 | 16.9 | 16.4 | 18.4 | 15.6 | 13.7 | 8.7 | 7.1 | 19.2 | 14.6 | 6.2 | 4.9 | 5.7 | 7.4 | 8 | 7.7 | 6.2 | 4.7 | 2.9 | 1.9 | 1.1 | 1.4 | 1.5 | 18.3 | 15.5 | 8.5 | 8.2 | 6.4 | 4.3 | 2.3 | 1.1 | 0.6 | 0.7 | 1 | 1.5 | 1.2 | 1.3 | 1.2 | 4.86 | 3.51 | 0.96 | 0.61 | 0.69 | 0.73 | 0.94 | 1.36 | 2.14 | 2.08 | 1.81 | 1.96 | 2.31 | 2.24 | 1.67 | 5.49 | 3.88 | 1.39 | 1.21 | 1.66 | 2.26 | 2.14 | 1.65 | 0.96 | 0.43 | 0.4 | 0.75 | 1.5 | 2.09 | 2.39 | 4.49 | 3.25 | 1.06 | 0.76 | 0.97 | 1.13 | 1.6 | 1.7 | 2.23 | 2.19 | 2.46 | 2.06 | 1.79 | 1.11 | 0.89 | 2.75 | 2.08 | 0.85 | 0.63 | 0.71 | 0.9 | 1.02 | 0.99 | 0.78 | 0.57 | 0.34 | 0.21 | 0.12 | 0.14 | 0.15 | 2.61 | 2.2 | 1.17 | 1.14 | 0.89 | 0.58 | 0.3 | 0.13 | 0.06 | 0.07 | 0.1 | 0.15 | 0.12 | 0.13 | 0.12 | 28 | 22.4 | 10.2 | 8.2 | 16.5 | 23.1 | 28.5 | 27.2 | 29 | 27.2 | 23.7 | 22 | 21.6 | 19.9 | 18.1 | 26.1 | 21.2 | 10.4 | 7.6 | 9.5 | 11.2 | 15.6 | 14.3 | 15.3 | 14.3 | 14.9 | 14.1 | 15.9 | 17.1 | 19.7 | 37.9 | 32.3 | 23.7 | 16.1 | 18.5 | 19.2 | 28.2 | 28.1 | 34.1 | 30.8 | 33.8 | 30.6 | 30.5 | 23.1 | 21.6 | 16.8 | 14.6 | 9.3 | 13.1 | 18.5 | 24.8 | 22.1 | 19.3 | 17.4 | 15.8 | 12.3 | 8.5 | 6.2 | 8.6 | 9.6 | 17.7 | 16.3 | 11.4 | 9.6 | 8.2 | 7.2 | 5.9 | 4.7 | 4 | 4.5 | 6.6 | 9.4 | 7.5 | 8.2 | 7.4 | 1346 | 1070.2 | 475.7 | 378 | 750.5 | 1035.7 | 1283.8 | 1247.1 | 1366.5 | 1284 | 1118.3 | 1055.1 | 1051.5 | 975.7 | 866.2 | 1297.8 | 1039.1 | 509.2 | 382.5 | 491.5 | 597.4 | 783 | 702.4 | 711.5 | 642.3 | 665.3 | 650.8 | 765.6 | 845.7 | 974.1 | 1768.2 | 1496.1 | 1070 | 731.7 | 849.5 | 887.5 | 1301.2 | 1305.3 | 1590.8 | 1446.8 | 1589.6 | 1432.1 | 1414.7 | 1058.8 | 983.2 | 804.6 | 693.8 | 431.7 | 595.4 | 835.8 | 1123.3 | 1010.7 | 886.1 | 794 | 712.6 | 552.2 | 379.6 | 271.7 | 535.8 | 653.5 | 836.6 | 773.1 | 544 | 470.4 | 396.9 | 339.3 | 310.6 | 307.4 | 280.7 | 316.9 | 445.9 | 622.6 | 491.5 | 505.2 | 453.8 | 0.25 | 0.19 | 0.06 | 0.04 | 0.07 | 0.09 | 0.12 | 0.12 | 0.15 | 0.14 | 0.12 | 0.12 | 0.13 | 0.12 | 0.1 | 0.26 | 0.19 | 0.07 | 0.06 | 0.07 | 0.09 | 0.1 | 0.09 | 0.07 | 0.06 | 0.06 | 0.06 | 0.09 | 0.11 | 0.12 | 0.27 | 0.21 | 0.11 | 0.07 | 0.09 | 0.09 | 0.13 | 0.13 | 0.17 | 0.16 | 0.17 | 0.15 | 0.14 | 0.1 | 0.09 | 0.14 | 0.12 | 0.06 | 0.06 | 0.08 | 0.1 | 0.1 | 0.09 | 0.08 | 0.07 | 0.05 | 0.03 | 0.02 | 0.03 | 0.04 | 0.14 | 0.12 | 0.07 | 0.06 | 0.05 | 0.04 | 0.03 | 0.02 | 0.01 | 0.02 | 0.02 | 0.03 | 0.03 | 0.03 | 0.03 | 0.0571
| 11 | 224.8386 | 10.6089 | 1.4157 | 225.5108 | 20.9333 | 965.398 | 0.10746 | 47.9929 | 245.772 | 976.0069 | 1.5232 | 273.5038 | 428.1 | 325.4 | 120.3 | 88.5 | 158.6 | 209.5 | 260.2 | 268 | 317.1 | 301 | 261.7 | 255.3 | 268.1 | 251.2 | 212.5 | 441.2 | 334.2 | 142.6 | 110.6 | 143.2 | 181.3 | 207.3 | 177.4 | 157.3 | 129.9 | 132.4 | 143.9 | 192.3 | 227.1 | 259.2 | 487.6 | 391.2 | 230.5 | 158.3 | 188 | 201.6 | 291.1 | 296.1 | 365.6 | 339.7 | 372.9 | 330.2 | 316.8 | 230.8 | 210.3 | 250.2 | 202.8 | 107.8 | 127.9 | 174.1 | 233 | 218.1 | 194.7 | 170.8 | 148.3 | 112.2 | 77.1 | 53.7 | 37.2 | 26.1 | 249.9 | 222.6 | 141.7 | 124.9 | 101.5 | 79.3 | 50 | 22.5 | 13.4 | 10.4 | 7.2 | 5.7 | 3.8 | 2 | 1.4 | 33.2 | 24 | 6.8 | 4.2 | 5.3 | 5.8 | 7.5 | 10.1 | 15.1 | 14.7 | 12.8 | 13.7 | 16.1 | 15.5 | 11.9 | 37.1 | 26.5 | 9.8 | 8.3 | 11.3 | 15.2 | 14.2 | 10.9 | 6.7 | 3.6 | 3.4 | 6 | 11.1 | 15 | 17 | 31.1 | 22.8 | 8.2 | 5.9 | 7.6 | 8.7 | 12 | 12.6 | 16.5 | 16.5 | 18.3 | 15.4 | 13.3 | 8.4 | 7 | 18.9 | 14.2 | 6 | 4.7 | 5.6 | 7.3 | 8 | 7.6 | 6.1 | 4.8 | 3.1 | 2.1 | 1.2 | 1.4 | 1.5 | 17.9 | 15.3 | 8.5 | 8 | 6.3 | 4.1 | 2.3 | 1.1 | 0.6 | 0.7 | 1.1 | 1.5 | 1.2 | 1.3 | 1.2 | 4.76 | 3.42 | 0.93 | 0.57 | 0.66 | 0.68 | 0.89 | 1.28 | 2.01 | 1.96 | 1.71 | 1.86 | 2.22 | 2.14 | 1.61 | 5.35 | 3.8 | 1.37 | 1.17 | 1.6 | 2.16 | 1.99 | 1.51 | 0.87 | 0.43 | 0.4 | 0.77 | 1.51 | 2.09 | 2.36 | 4.38 | 3.17 | 1.04 | 0.75 | 0.98 | 1.14 | 1.55 | 1.65 | 2.17 | 2.2 | 2.45 | 2.05 | 1.73 | 1.07 | 0.87 | 2.7 | 2.02 | 0.82 | 0.6 | 0.69 | 0.89 | 1.01 | 0.98 | 0.77 | 0.59 | 0.37 | 0.24 | 0.13 | 0.14 | 0.15 | 2.55 | 2.16 | 1.17 | 1.12 | 0.86 | 0.55 | 0.3 | 0.13 | 0.06 | 0.07 | 0.11 | 0.15 | 0.12 | 0.13 | 0.12 | 28.8 | 22.9 | 10.3 | 8.2 | 16.7 | 23.1 | 28.5 | 27.2 | 29.2 | 27.4 | 23.8 | 22.1 | 21.6 | 19.9 | 18 | 26.9 | 21.8 | 10.5 | 7.5 | 9.2 | 10.8 | 15.2 | 14.1 | 15.3 | 14.3 | 14.8 | 14.1 | 16 | 17.1 | 19.7 | 38.5 | 32.7 | 23.8 | 16.1 | 18.6 | 19.4 | 28.6 | 28.6 | 34.5 | 31 | 33.9 | 30.8 | 30.9 | 23.6 | 22.1 | 17.2 | 14.9 | 9.3 | 13.1 | 18.5 | 24.9 | 22.3 | 19.5 | 17.6 | 15.7 | 12.3 | 8.6 | 6.3 | 8.7 | 9.5 | 18.1 | 16.6 | 11.6 | 9.6 | 8.1 | 7 | 5.8 | 4.6 | 4 | 4.6 | 6.7 | 9.5 | 7.6 | 8.3 | 7.6 | 1374.2 | 1087.4 | 476.4 | 377.4 | 753.7 | 1035.7 | 1277.7 | 1242 | 1366.9 | 1288.2 | 1118.9 | 1052.1 | 1048.9 | 970.1 | 861.1 | 1328 | 1059.3 | 512.1 | 376.8 | 475.2 | 575 | 754.7 | 686.1 | 704.7 | 641.8 | 662.2 | 649.5 | 770.1 | 847.2 | 971.8 | 1793.1 | 1513.4 | 1076.1 | 732.9 | 852.8 | 897 | 1314.9 | 1322.8 | 1605.3 | 1454.8 | 1595 | 1439 | 1428.9 | 1077 | 1002.7 | 820.9 | 702.5 | 430.2 | 592.6 | 834.8 | 1125.2 | 1017.7 | 892.4 | 800.2 | 712.4 | 553.7 | 383.5 | 275.6 | 535.6 | 649 | 851.3 | 786.6 | 550.2 | 469.7 | 391.8 | 331.7 | 305.7 | 306.3 | 282.5 | 320.7 | 451.4 | 631 | 500 | 511.2 | 457.2 | 0.25 | 0.19 | 0.06 | 0.04 | 0.07 | 0.09 | 0.12 | 0.12 | 0.14 | 0.14 | 0.12 | 0.12 | 0.13 | 0.12 | 0.1 | 0.26 | 0.19 | 0.07 | 0.06 | 0.07 | 0.09 | 0.1 | 0.08 | 0.07 | 0.06 | 0.06 | 0.06 | 0.09 | 0.11 | 0.12 | 0.27 | 0.21 | 0.11 | 0.07 | 0.09 | 0.09 | 0.13 | 0.13 | 0.17 | 0.16 | 0.17 | 0.15 | 0.14 | 0.1 | 0.09 | 0.14 | 0.11 | 0.06 | 0.06 | 0.08 | 0.1 | 0.1 | 0.09 | 0.08 | 0.07 | 0.05 | 0.03 | 0.02 | 0.03 | 0.04 | 0.14 | 0.12 | 0.07 | 0.06 | 0.05 | 0.04 | 0.03 | 0.02 | 0.01 | 0.02 | 0.02 | 0.04 | 0.03 | 0.03 | 0.03 | 0.0579
| 12 | 224.5897 | 10.5724 | 1.4143 | 225.2605 | 20.8817 | 964.2037 | 0.10617 | 47.9075 | 245.4714 | 974.7761 | 1.5204 | 273.168 | 425.1 | 322.7 | 120.5 | 90.1 | 161.7 | 211.2 | 259.6 | 267.2 | 316.2 | 299.1 | 258.3 | 253.8 | 268.5 | 252.2 | 212.1 | 441.1 | 333.3 | 143.2 | 110.5 | 142.5 | 179.5 | 204.8 | 174.1 | 154.4 | 125.5 | 129.4 | 139.9 | 188.2 | 223.4 | 256.3 | 485.4 | 390.9 | 231.6 | 159.1 | 188.1 | 203 | 293.5 | 298.3 | 365.9 | 338 | 371.6 | 327.5 | 315.3 | 229.4 | 211.2 | 248.9 | 201.3 | 109.1 | 129.9 | 176.4 | 233 | 215.8 | 192 | 167.6 | 146.5 | 110.6 | 77 | 53.1 | 36.9 | 25.3 | 248.9 | 223.6 | 144.2 | 129 | 103.4 | 80.6 | 49.3 | 22.1 | 13.4 | 10.3 | 7.1 | 5.6 | 3.8 | 2 | 1.4 | 32.6 | 23.5 | 6.7 | 4.4 | 5.8 | 6.1 | 7.5 | 9.8 | 14.9 | 14.6 | 12.6 | 13.8 | 16.4 | 15.8 | 12 | 36.9 | 26.2 | 9.8 | 8.3 | 11.2 | 15.1 | 14.2 | 10.9 | 6.6 | 3.4 | 3.3 | 5.7 | 10.7 | 14.6 | 16.7 | 30.6 | 22.5 | 8.2 | 5.8 | 7.5 | 8.6 | 11.9 | 12.3 | 15.9 | 15.6 | 17.7 | 14.8 | 12.9 | 7.9 | 6.7 | 18.6 | 14 | 6.1 | 4.9 | 5.8 | 7.3 | 7.7 | 7.3 | 5.8 | 4.6 | 3 | 2 | 1.2 | 1.4 | 1.5 | 17.6 | 15.2 | 8.7 | 8.5 | 6.6 | 4.4 | 2.4 | 1.1 | 0.6 | 0.7 | 1.1 | 1.5 | 1.2 | 1.3 | 1.2 | 4.67 | 3.35 | 0.93 | 0.6 | 0.73 | 0.73 | 0.89 | 1.24 | 1.98 | 1.95 | 1.69 | 1.88 | 2.25 | 2.19 | 1.64 | 5.32 | 3.76 | 1.38 | 1.17 | 1.59 | 2.15 | 1.98 | 1.5 | 0.86 | 0.4 | 0.38 | 0.73 | 1.46 | 2.03 | 2.31 | 4.3 | 3.12 | 1.04 | 0.74 | 0.97 | 1.13 | 1.54 | 1.6 | 2.09 | 2.06 | 2.35 | 1.95 | 1.66 | 0.99 | 0.81 | 2.66 | 1.98 | 0.83 | 0.62 | 0.72 | 0.89 | 0.97 | 0.93 | 0.72 | 0.56 | 0.35 | 0.23 | 0.12 | 0.14 | 0.15 | 2.51 | 2.15 | 1.2 | 1.19 | 0.92 | 0.6 | 0.31 | 0.13 | 0.06 | 0.07 | 0.11 | 0.15 | 0.12 | 0.13 | 0.12 | 28.8 | 22.9 | 10.3 | 8.2 | 16.6 | 23 | 28.4 | 27.3 | 29.3 | 27.2 | 23.5 | 21.8 | 21.5 | 19.8 | 17.8 | 27.1 | 21.9 | 10.6 | 7.5 | 9.1 | 10.6 | 14.9 | 13.7 | 14.9 | 13.9 | 14.5 | 13.8 | 15.8 | 16.9 | 19.6 | 38.6 | 33 | 24 | 16.3 | 18.7 | 19.7 | 29 | 29.2 | 35.1 | 31.6 | 34.4 | 31 | 31.1 | 23.9 | 22.6 | 17.3 | 14.9 | 9.4 | 13.2 | 18.6 | 24.9 | 22.3 | 19.4 | 17.5 | 15.7 | 12.2 | 8.6 | 6.2 | 8.7 | 9.5 | 18.1 | 16.8 | 11.7 | 9.8 | 8 | 6.9 | 5.6 | 4.6 | 4 | 4.6 | 6.7 | 9.4 | 7.5 | 8.1 | 7.4 | 1380.2 | 1089.2 | 477.7 | 378.8 | 755.9 | 1034.1 | 1274.8 | 1244.9 | 1368.6 | 1278.9 | 1103 | 1039.8 | 1044.3 | 965.9 | 853 | 1336.3 | 1064.1 | 513.6 | 377.5 | 472 | 567 | 742.2 | 669.1 | 689.3 | 623.1 | 649.3 | 635.2 | 757.9 | 837.1 | 964.6 | 1799.3 | 1523.6 | 1082.7 | 739 | 854.3 | 906.4 | 1328.7 | 1342.4 | 1622.3 | 1471 | 1606.8 | 1442.7 | 1434.2 | 1084.5 | 1019.3 | 824.9 | 703.1 | 434.2 | 598.2 | 841.7 | 1125.1 | 1013.1 | 887.3 | 793 | 708.4 | 548.8 | 384.5 | 273.1 | 539.7 | 653.1 | 856.1 | 794.3 | 557.2 | 478.1 | 391.1 | 329.2 | 298.5 | 302.3 | 279.5 | 319.2 | 450 | 623.6 | 492.5 | 499.5 | 449 | 0.25 | 0.18 | 0.06 | 0.04 | 0.07 | 0.09 | 0.12 | 0.12 | 0.14 | 0.14 | 0.12 | 0.12 | 0.13 | 0.12 | 0.1 | 0.26 | 0.19 | 0.07 | 0.06 | 0.07 | 0.09 | 0.1 | 0.08 | 0.07 | 0.06 | 0.06 | 0.06 | 0.09 | 0.1 | 0.12 | 0.27 | 0.21 | 0.11 | 0.07 | 0.09 | 0.09 | 0.14 | 0.14 | 0.17 | 0.16 | 0.17 | 0.15 | 0.14 | 0.1 | 0.09 | 0.14 | 0.11 | 0.06 | 0.06 | 0.08 | 0.1 | 0.1 | 0.09 | 0.08 | 0.07 | 0.05 | 0.03 | 0.02 | 0.03 | 0.04 | 0.14 | 0.12 | 0.07 | 0.06 | 0.05 | 0.04 | 0.03 | 0.02 | 0.01 | 0.02 | 0.02 | 0.03 | 0.03 | 0.03 | 0.03 | 0.0587
| 13 | 225.4788 | 10.6011 | 1.4155 | 226.1507 | 21.0039 | 968.8052 | 0.10806 | 48.1591 | 246.4826 | 979.4063 | 1.5236 | 274.3098 | 429.4 | 327.3 | 126.6 | 95.4 | 163.7 | 211.4 | 256.5 | 263.7 | 313.4 | 295.3 | 256.6 | 251.6 | 267.2 | 250.1 | 209 | 444.8 | 337.8 | 150.4 | 113.4 | 141.5 | 174.7 | 198.2 | 169.3 | 151.5 | 125.4 | 128.8 | 138.7 | 185.3 | 221.4 | 253.9 | 489.5 | 396 | 236.3 | 165.5 | 194.7 | 212 | 299.9 | 304.3 | 370 | 342.5 | 373 | 328.9 | 318.8 | 234.5 | 216.9 | 252.7 | 205.3 | 114.4 | 134.8 | 181.1 | 235.3 | 216.6 | 191 | 165.2 | 143.7 | 107.6 | 76.7 | 53.4 | 38 | 25.9 | 253.1 | 228.3 | 150.5 | 134.3 | 106 | 81.5 | 48.7 | 22.4 | 13.2 | 10.2 | 7.2 | 5.7 | 3.9 | 2 | 1.4 | 32.8 | 23.7 | 7.1 | 4.8 | 6 | 6.2 | 7.1 | 9.4 | 14.7 | 14.3 | 12.5 | 13.5 | 16 | 15.4 | 11.5 | 37.1 | 26.5 | 10.5 | 8.5 | 11.2 | 14.6 | 13.6 | 10.4 | 6.4 | 3.4 | 3.3 | 5.6 | 10.5 | 14.5 | 16.5 | 31 | 22.9 | 8.5 | 6.3 | 8 | 9.3 | 12.2 | 12.5 | 16 | 15.7 | 17.4 | 14.5 | 12.7 | 8 | 6.8 | 18.9 | 14.2 | 6.4 | 5.1 | 6.2 | 7.5 | 7.8 | 7.2 | 5.6 | 4.4 | 2.8 | 2 | 1.1 | 1.4 | 1.5 | 17.9 | 15.6 | 9.3 | 9 | 6.8 | 4.4 | 2.4 | 1.1 | 0.6 | 0.7 | 1.1 | 1.5 | 1.2 | 1.3 | 1.2 | 4.7 | 3.37 | 0.98 | 0.65 | 0.76 | 0.74 | 0.84 | 1.19 | 1.95 | 1.9 | 1.67 | 1.83 | 2.2 | 2.12 | 1.56 | 5.34 | 3.8 | 1.48 | 1.21 | 1.59 | 2.08 | 1.9 | 1.44 | 0.83 | 0.4 | 0.38 | 0.72 | 1.43 | 2.01 | 2.29 | 4.35 | 3.18 | 1.08 | 0.8 | 1.05 | 1.23 | 1.59 | 1.63 | 2.1 | 2.08 | 2.31 | 1.9 | 1.64 | 1 | 0.82 | 2.69 | 2.01 | 0.88 | 0.66 | 0.77 | 0.92 | 0.98 | 0.92 | 0.69 | 0.53 | 0.33 | 0.23 | 0.12 | 0.14 | 0.15 | 2.55 | 2.21 | 1.29 | 1.25 | 0.95 | 0.6 | 0.31 | 0.13 | 0.06 | 0.07 | 0.11 | 0.15 | 0.12 | 0.13 | 0.12 | 29.2 | 23.4 | 10.8 | 8.6 | 16.7 | 23 | 28.3 | 27.2 | 29.1 | 27 | 23.4 | 21.8 | 21.7 | 19.9 | 17.9 | 27.3 | 22.2 | 11 | 7.7 | 9 | 10.4 | 14.5 | 13.5 | 14.7 | 13.9 | 14.4 | 13.7 | 15.5 | 16.8 | 19.4 | 38.9 | 33.3 | 24.3 | 16.8 | 19.1 | 20.3 | 29.5 | 29.9 | 35.6 | 32.1 | 34.8 | 31.5 | 31.7 | 24.5 | 23.2 | 17.6 | 15.3 | 9.8 | 13.7 | 18.9 | 25 | 22.3 | 19.3 | 17.3 | 15.5 | 12 | 8.5 | 6.2 | 8.9 | 9.6 | 18.4 | 17 | 12 | 10.1 | 8.2 | 7 | 5.6 | 4.6 | 4 | 4.6 | 6.7 | 9.5 | 7.5 | 8.2 | 7.5 | 1397.8 | 1110.2 | 500.4 | 397.5 | 761.9 | 1034.2 | 1266.6 | 1236.2 | 1360 | 1267.6 | 1097.2 | 1035.9 | 1047.5 | 967.3 | 852.9 | 1353.7 | 1082.1 | 533.6 | 385.6 | 467.6 | 552.8 | 722.1 | 654.6 | 680.6 | 622.7 | 646.2 | 630.2 | 746.3 | 830.1 | 955.8 | 1811.6 | 1540.7 | 1099.6 | 762.1 | 875.2 | 935.8 | 1355.2 | 1372.2 | 1643.1 | 1493.5 | 1622.4 | 1460.5 | 1457.5 | 1110.9 | 1049.3 | 838.5 | 719.3 | 453.5 | 616.7 | 856.3 | 1131.5 | 1013.7 | 883.1 | 784.7 | 698 | 536.3 | 382.7 | 275 | 546.3 | 656.9 | 870.5 | 808.2 | 573.6 | 494.5 | 399.9 | 333.9 | 296.7 | 302 | 278.3 | 319.7 | 450.2 | 624.9 | 492.2 | 506.3 | 457.3 | 0.25 | 0.19 | 0.07 | 0.05 | 0.07 | 0.09 | 0.11 | 0.12 | 0.14 | 0.13 | 0.12 | 0.12 | 0.13 | 0.12 | 0.1 | 0.26 | 0.19 | 0.08 | 0.06 | 0.07 | 0.08 | 0.09 | 0.08 | 0.07 | 0.06 | 0.06 | 0.06 | 0.09 | 0.1 | 0.12 | 0.27 | 0.21 | 0.11 | 0.08 | 0.09 | 0.1 | 0.14 | 0.14 | 0.17 | 0.16 | 0.17 | 0.15 | 0.14 | 0.11 | 0.1 | 0.14 | 0.12 | 0.06 | 0.06 | 0.08 | 0.11 | 0.1 | 0.09 | 0.07 | 0.06 | 0.05 | 0.03 | 0.02 | 0.03 | 0.04 | 0.14 | 0.13 | 0.08 | 0.07 | 0.05 | 0.04 | 0.03 | 0.02 | 0.01 | 0.02 | 0.02 | 0.03 | 0.03 | 0.03 | 0.03 | 0.0593
| 14 | 230.4283 | 10.8964 | 1.4551 | 231.119 | 21.4183 | 987.9328 | 0.11239 | 49.1102 | 251.8466 | 998.8292 | 1.5675 | 280.2292 | 442.7 | 341.4 | 138.2 | 104.1 | 168.4 | 214.7 | 259.1 | 264.3 | 312.2 | 292.7 | 255.3 | 251.6 | 268.5 | 252 | 212.1 | 464.5 | 356.2 | 166 | 123.3 | 144.6 | 175.2 | 197.4 | 169.7 | 151 | 125.5 | 130.2 | 141 | 188.5 | 224 | 256.7 | 495 | 402.3 | 243.3 | 174.1 | 202.4 | 224.1 | 311.1 | 315.7 | 373.6 | 345.3 | 375.2 | 333.6 | 324.2 | 241.3 | 223.9 | 261.1 | 216 | 124.8 | 143 | 184.1 | 236 | 218.6 | 192.7 | 166.6 | 141.6 | 106.4 | 77.1 | 55.5 | 39.8 | 27.2 | 261.7 | 239.8 | 162.6 | 144.9 | 112.8 | 86.2 | 51.2 | 23.2 | 13.5 | 10.7 | 7.4 | 5.8 | 4 | 2.1 | 1.4 | 33.8 | 24.6 | 7.8 | 5.3 | 6.4 | 6.5 | 7.4 | 9.4 | 14.4 | 14 | 12.3 | 13.4 | 15.9 | 15.4 | 11.6 | 38.8 | 28 | 11.7 | 9.3 | 11.5 | 14.8 | 13.5 | 10.5 | 6.3 | 3.4 | 3.4 | 5.7 | 10.6 | 14.6 | 16.7 | 31.4 | 23.3 | 8.8 | 6.6 | 8.4 | 10 | 12.8 | 13.1 | 16 | 15.6 | 17.3 | 14.7 | 12.8 | 8.1 | 6.7 | 19.4 | 14.8 | 7 | 5.6 | 6.3 | 7.5 | 7.8 | 7.3 | 5.6 | 4.3 | 2.8 | 2 | 1.2 | 1.4 | 1.5 | 18.4 | 16.3 | 10.1 | 9.8 | 7.4 | 4.8 | 2.5 | 1.1 | 0.6 | 0.7 | 1.1 | 1.5 | 1.2 | 1.3 | 1.2 | 4.84 | 3.5 | 1.08 | 0.72 | 0.82 | 0.78 | 0.87 | 1.17 | 1.91 | 1.86 | 1.64 | 1.82 | 2.19 | 2.12 | 1.57 | 5.59 | 4.01 | 1.64 | 1.31 | 1.62 | 2.1 | 1.88 | 1.45 | 0.82 | 0.4 | 0.39 | 0.73 | 1.45 | 2.03 | 2.31 | 4.42 | 3.23 | 1.12 | 0.85 | 1.1 | 1.32 | 1.67 | 1.71 | 2.1 | 2.06 | 2.29 | 1.93 | 1.65 | 1.01 | 0.8 | 2.78 | 2.1 | 0.97 | 0.72 | 0.79 | 0.92 | 0.98 | 0.93 | 0.7 | 0.52 | 0.32 | 0.23 | 0.12 | 0.14 | 0.15 | 2.62 | 2.3 | 1.4 | 1.36 | 1.03 | 0.65 | 0.33 | 0.13 | 0.06 | 0.07 | 0.11 | 0.15 | 0.12 | 0.13 | 0.12 | 30.1 | 24.5 | 11.8 | 9.3 | 17 | 23.2 | 28.4 | 27.3 | 29.2 | 26.9 | 23.4 | 21.9 | 21.9 | 20.1 | 18.2 | 28.5 | 23.4 | 12 | 8.3 | 9.2 | 10.4 | 14.5 | 13.5 | 14.7 | 13.9 | 14.5 | 13.9 | 15.8 | 17.1 | 19.6 | 39.2 | 33.8 | 25 | 17.6 | 19.8 | 21.3 | 30.5 | 30.9 | 36.1 | 32.6 | 35.2 | 31.9 | 32.3 | 25.3 | 24.3 | 18.2 | 16.2 | 10.7 | 14.4 | 19.2 | 25.2 | 22.5 | 19.5 | 17.5 | 15.3 | 11.9 | 8.6 | 6.5 | 9 | 9.7 | 19.2 | 18 | 13 | 10.8 | 8.6 | 7.4 | 5.8 | 4.7 | 4.1 | 4.6 | 6.8 | 9.6 | 7.6 | 8.4 | 7.7 | 1439.6 | 1159.3 | 545.4 | 431.5 | 776.2 | 1044.3 | 1275.5 | 1242.5 | 1361.2 | 1261.8 | 1095.2 | 1039 | 1057.6 | 977.5 | 866.5 | 1408.5 | 1138.7 | 586.4 | 418.7 | 477.4 | 551.7 | 720.1 | 654.3 | 679 | 622.3 | 651 | 640.9 | 760.8 | 841.9 | 966.7 | 1825.7 | 1562.9 | 1130.2 | 799.9 | 908 | 984 | 1400.9 | 1419 | 1663.7 | 1513.5 | 1638.9 | 1481 | 1486.1 | 1147.3 | 1092.1 | 866.5 | 759.7 | 494.4 | 649.8 | 869.1 | 1136.8 | 1025.3 | 891.2 | 791.5 | 688.5 | 532.2 | 386.2 | 286.6 | 551.3 | 657.6 | 902 | 852.4 | 620.2 | 531.6 | 420.5 | 350 | 309.5 | 310.8 | 285.4 | 321.3 | 452.3 | 627.9 | 497.3 | 510 | 459.7 | 0.26 | 0.2 | 0.07 | 0.05 | 0.08 | 0.1 | 0.12 | 0.12 | 0.14 | 0.13 | 0.12 | 0.12 | 0.13 | 0.12 | 0.1 | 0.27 | 0.2 | 0.09 | 0.06 | 0.07 | 0.08 | 0.09 | 0.08 | 0.07 | 0.06 | 0.06 | 0.06 | 0.09 | 0.1 | 0.12 | 0.27 | 0.22 | 0.11 | 0.08 | 0.09 | 0.1 | 0.14 | 0.15 | 0.17 | 0.16 | 0.17 | 0.15 | 0.15 | 0.11 | 0.1 | 0.15 | 0.12 | 0.07 | 0.07 | 0.08 | 0.11 | 0.1 | 0.09 | 0.07 | 0.06 | 0.05 | 0.03 | 0.02 | 0.03 | 0.04 | 0.15 | 0.13 | 0.08 | 0.07 | 0.05 | 0.04 | 0.03 | 0.02 | 0.01 | 0.02 | 0.03 | 0.04 | 0.03 | 0.03 | 0.03 | 0.0596
| 15 | 256.1337 | 12.7057 | 1.7102 | 256.9427 | 23.2668 | 1078.9984 | 0.12439 | 53.5117 | 279.4005 | 1091.7041 | 1.8346 | 310.4544 | 493.2 | 399.4 | 202.7 | 160.2 | 199.5 | 226.9 | 259.8 | 263.3 | 309.2 | 289.4 | 254.9 | 254 | 270.3 | 254.3 | 213.3 | 524.6 | 414.4 | 223 | 164.5 | 166.3 | 181.3 | 193.6 | 167.1 | 150.8 | 125.3 | 131.9 | 144.1 | 191.6 | 225.6 | 257.2 | 508.7 | 417.2 | 259.9 | 204.5 | 235.7 | 269.3 | 341 | 341.5 | 378.3 | 349.8 | 377.9 | 342.4 | 339 | 259.6 | 244.3 | 296.4 | 261.8 | 177.8 | 181.9 | 201.9 | 239.2 | 223.9 | 198.7 | 173.7 | 146.2 | 111.4 | 84.3 | 63.4 | 45.8 | 32.5 | 294.8 | 277.5 | 203.5 | 182.2 | 137.5 | 104 | 57.4 | 26.9 | 14.8 | 12 | 8.4 | 6.4 | 4.6 | 2.5 | 1.7 | 38.3 | 29.2 | 13 | 9.5 | 8.8 | 7.1 | 7.1 | 8.9 | 13.7 | 13.3 | 12 | 13.4 | 15.9 | 15.5 | 11.6 | 44.7 | 33.3 | 16.8 | 13 | 13.5 | 15.4 | 13 | 10.1 | 6.1 | 3.3 | 3.4 | 5.8 | 10.7 | 14.6 | 16.6 | 32.5 | 24.1 | 9.2 | 8.1 | 10.3 | 12.8 | 14.2 | 14.1 | 15.7 | 15.3 | 17.1 | 14.8 | 13.1 | 8.5 | 7.2 | 22.5 | 18.4 | 11.2 | 8.4 | 7.4 | 7 | 7.5 | 7.3 | 5.9 | 4.6 | 2.9 | 2.2 | 1.3 | 1.5 | 1.6 | 21.1 | 19.4 | 13.4 | 13 | 9.4 | 6 | 2.7 | 1.3 | 0.7 | 0.8 | 1.1 | 1.6 | 1.3 | 1.4 | 1.3 | 5.48 | 4.16 | 1.81 | 1.31 | 1.16 | 0.86 | 0.83 | 1.11 | 1.8 | 1.76 | 1.59 | 1.81 | 2.18 | 2.14 | 1.57 | 6.44 | 4.77 | 2.38 | 1.84 | 1.92 | 2.19 | 1.8 | 1.39 | 0.79 | 0.38 | 0.39 | 0.75 | 1.46 | 2.02 | 2.3 | 4.57 | 3.35 | 1.16 | 1.05 | 1.35 | 1.7 | 1.85 | 1.84 | 2.04 | 2.01 | 2.25 | 1.93 | 1.68 | 1.04 | 0.86 | 3.22 | 2.6 | 1.57 | 1.11 | 0.94 | 0.84 | 0.93 | 0.93 | 0.74 | 0.55 | 0.33 | 0.25 | 0.14 | 0.15 | 0.16 | 3 | 2.75 | 1.88 | 1.82 | 1.31 | 0.81 | 0.36 | 0.15 | 0.07 | 0.08 | 0.11 | 0.16 | 0.13 | 0.14 | 0.13 | 33 | 28.3 | 15.8 | 13.1 | 19 | 24.3 | 28.8 | 27.6 | 29.4 | 27.1 | 23.6 | 22.2 | 22.2 | 20.3 | 18.4 | 31.4 | 26.6 | 15.1 | 10.6 | 10.3 | 10.6 | 14.5 | 13.5 | 14.9 | 13.9 | 14.8 | 14.2 | 16.2 | 17.3 | 19.7 | 40.1 | 35.1 | 27 | 20.4 | 22.6 | 24.9 | 33.3 | 33.4 | 37 | 33.5 | 35.8 | 33 | 34.1 | 27.4 | 26.5 | 20.2 | 19.2 | 14 | 17.1 | 20.6 | 26 | 23.5 | 20.3 | 18.1 | 15.6 | 12.5 | 9.4 | 7.4 | 9.6 | 10.2 | 21.3 | 20.3 | 15.5 | 13 | 10.1 | 8.7 | 6.5 | 5.2 | 4.3 | 4.9 | 7.2 | 10.3 | 8.2 | 9.1 | 8.2 | 1587.3 | 1347.6 | 754.9 | 624.3 | 880.3 | 1096.6 | 1287.5 | 1250.6 | 1365.3 | 1262.2 | 1103.6 | 1053 | 1068.3 | 987.4 | 873.6 | 1569.8 | 1308.4 | 755.1 | 540.9 | 537.7 | 568.4 | 715.5 | 651 | 683.6 | 624.6 | 661.3 | 656.2 | 776.6 | 851.4 | 971.7 | 1870.8 | 1623 | 1216.2 | 928.4 | 1041.1 | 1157.5 | 1530.6 | 1536.9 | 1702.1 | 1546.7 | 1661.3 | 1529.3 | 1563.8 | 1242.8 | 1194.7 | 972.2 | 911.1 | 666.9 | 786.7 | 937.5 | 1169.6 | 1065.5 | 923.7 | 823 | 706.7 | 557.7 | 422.3 | 327.5 | 572.3 | 670.1 | 1008.2 | 970.4 | 750.6 | 646.3 | 501.6 | 415.9 | 341.8 | 337.6 | 301.2 | 342 | 477.4 | 662.6 | 524.2 | 534.3 | 476 | 0.29 | 0.23 | 0.1 | 0.08 | 0.09 | 0.1 | 0.12 | 0.12 | 0.14 | 0.13 | 0.12 | 0.12 | 0.13 | 0.12 | 0.1 | 0.3 | 0.23 | 0.11 | 0.08 | 0.08 | 0.09 | 0.09 | 0.08 | 0.07 | 0.06 | 0.06 | 0.06 | 0.09 | 0.11 | 0.12 | 0.28 | 0.22 | 0.12 | 0.1 | 0.11 | 0.13 | 0.16 | 0.16 | 0.17 | 0.16 | 0.18 | 0.16 | 0.15 | 0.12 | 0.11 | 0.17 | 0.15 | 0.09 | 0.09 | 0.09 | 0.11 | 0.1 | 0.09 | 0.08 | 0.07 | 0.05 | 0.04 | 0.03 | 0.04 | 0.04 | 0.17 | 0.15 | 0.1 | 0.09 | 0.07 | 0.05 | 0.03 | 0.02 | 0.02 | 0.02 | 0.03 | 0.04 | 0.03 | 0.03 | 0.03 | 0.0598
| 16 | 302.1096 | 15.4246 | 2.0911 | 303.0957 | 27.1162 | 1254.7824 | 0.15053 | 62.29 | 329.2258 | 1270.207 | 2.2416 | 365.3857 | 572.7 | 491.9 | 324.4 | 267.3 | 263.5 | 248.8 | 256.9 | 258.2 | 300.2 | 281.4 | 256.4 | 264.2 | 281.7 | 263.1 | 216.6 | 618.4 | 507.8 | 336.8 | 243.4 | 216.8 | 199.6 | 202.8 | 175.6 | 155.7 | 128.3 | 139.2 | 156.8 | 204.1 | 233.7 | 260.7 | 534.2 | 451.7 | 311.4 | 279.8 | 309.5 | 340.8 | 382.2 | 379.3 | 395.7 | 370.1 | 389.9 | 360.2 | 358 | 282.5 | 269.6 | 354.1 | 336.9 | 281.9 | 265.2 | 250.7 | 251.1 | 234.3 | 207.9 | 184.5 | 151.9 | 121.7 | 96.2 | 75.3 | 52.6 | 38.1 | 355.3 | 344.1 | 289.3 | 244.4 | 176.5 | 121.2 | 66.1 | 32.8 | 16.4 | 13.7 | 10.2 | 7.5 | 5.4 | 3.1 | 2.1 | 44.6 | 35.5 | 21.7 | 16.3 | 13 | 7.6 | 6.3 | 8 | 12.3 | 12 | 11.4 | 13.8 | 16.5 | 15.9 | 11.3 | 52.8 | 40.2 | 25.8 | 19 | 18.3 | 17.2 | 13.8 | 10.8 | 6.2 | 3.3 | 3.5 | 6.3 | 11.3 | 15.1 | 17 | 34.4 | 25.9 | 11.3 | 11.4 | 13.9 | 16.4 | 16.2 | 15.8 | 16.4 | 16.1 | 17.4 | 15.1 | 13.4 | 8.8 | 7.7 | 27.1 | 23.3 | 18.6 | 13.7 | 10.8 | 7.1 | 7.6 | 7.6 | 6.6 | 5 | 3.3 | 2.5 | 1.6 | 1.7 | 1.7 | 25.6 | 24.5 | 20.1 | 17.7 | 12.2 | 6.7 | 3.1 | 1.5 | 0.8 | 0.9 | 1.2 | 1.8 | 1.4 | 1.7 | 1.5 | 6.4 | 5.05 | 3.05 | 2.26 | 1.75 | 0.93 | 0.71 | 0.97 | 1.6 | 1.57 | 1.5 | 1.86 | 2.27 | 2.18 | 1.53 | 7.61 | 5.76 | 3.66 | 2.7 | 2.6 | 2.46 | 1.93 | 1.48 | 0.8 | 0.38 | 0.41 | 0.81 | 1.53 | 2.09 | 2.35 | 4.84 | 3.59 | 1.44 | 1.49 | 1.84 | 2.2 | 2.11 | 2.06 | 2.14 | 2.12 | 2.29 | 1.97 | 1.71 | 1.08 | 0.91 | 3.87 | 3.3 | 2.62 | 1.86 | 1.43 | 0.84 | 0.94 | 0.97 | 0.83 | 0.61 | 0.38 | 0.28 | 0.17 | 0.17 | 0.17 | 3.65 | 3.48 | 2.82 | 2.49 | 1.7 | 0.91 | 0.4 | 0.17 | 0.08 | 0.09 | 0.12 | 0.18 | 0.14 | 0.17 | 0.15 | 38.2 | 35.3 | 24.6 | 21.7 | 24 | 26.8 | 29.1 | 27.7 | 29.5 | 27.2 | 24.3 | 23.2 | 23.2 | 21.2 | 19.1 | 36.8 | 33 | 22.5 | 15.9 | 12.8 | 11.4 | 14.9 | 14 | 15.4 | 14.4 | 15.6 | 15.5 | 17.4 | 17.9 | 19.9 | 41.9 | 38.2 | 32 | 27.7 | 29.5 | 31.4 | 37.2 | 37.1 | 38.7 | 35.5 | 37.2 | 35.2 | 36.3 | 30.2 | 29.5 | 24 | 25.1 | 21.6 | 23.7 | 24.2 | 27.6 | 24.8 | 21.3 | 19 | 16.1 | 13.5 | 10.8 | 8.8 | 10.5 | 11 | 25.5 | 24.8 | 21.1 | 17.2 | 12.9 | 10.4 | 7.5 | 6.1 | 4.8 | 5.5 | 7.9 | 11.3 | 9.1 | 10.5 | 9.6 | 1836.8 | 1671.9 | 1173.9 | 1022 | 1115.4 | 1204.2 | 1296.5 | 1250.1 | 1356.6 | 1256.4 | 1129.7 | 1100 | 1114.8 | 1028.5 | 901.7 | 1848.1 | 1621.3 | 1124.8 | 804.5 | 680.3 | 615.6 | 742.2 | 681 | 709.6 | 642.7 | 698.7 | 714.7 | 832.5 | 882.7 | 981.1 | 1957 | 1763 | 1443.8 | 1255.4 | 1351.2 | 1451.1 | 1704.9 | 1701.2 | 1778.9 | 1638.6 | 1721 | 1621.6 | 1663.6 | 1364.6 | 1326.2 | 1154.6 | 1180.2 | 1025.3 | 1094.6 | 1109.9 | 1235.6 | 1119.9 | 966.7 | 864.9 | 727 | 604.7 | 481.5 | 388.3 | 616.2 | 711.6 | 1207 | 1188.9 | 1031.3 | 854.6 | 637.8 | 491.9 | 390.8 | 386.4 | 333.2 | 373.1 | 508.6 | 707.8 | 562.2 | 598.8 | 540.5 | 0.33 | 0.28 | 0.17 | 0.14 | 0.13 | 0.11 | 0.11 | 0.12 | 0.14 | 0.13 | 0.12 | 0.12 | 0.13 | 0.12 | 0.1 | 0.35 | 0.29 | 0.17 | 0.12 | 0.11 | 0.1 | 0.1 | 0.08 | 0.07 | 0.06 | 0.06 | 0.07 | 0.09 | 0.11 | 0.12 | 0.29 | 0.24 | 0.15 | 0.14 | 0.15 | 0.17 | 0.18 | 0.18 | 0.18 | 0.17 | 0.18 | 0.17 | 0.16 | 0.13 | 0.12 | 0.2 | 0.19 | 0.15 | 0.13 | 0.12 | 0.11 | 0.11 | 0.1 | 0.08 | 0.07 | 0.05 | 0.04 | 0.03 | 0.04 | 0.04 | 0.2 | 0.19 | 0.15 | 0.12 | 0.09 | 0.06 | 0.04 | 0.03 | 0.02 | 0.02 | 0.03 | 0.04 | 0.03 | 0.04 | 0.04 | 0.059907
| 17 | 358.5119 | 18.2634 | 2.4869 | 359.6823 | 32.3788 | 1477.7815 | 0.1881 | 73.8066 | 390.8908 | 1496.0449 | 2.675 | 433.4889 | 661.5 | 599.1 | 468.1 | 385.5 | 334.6 | 273.3 | 263.7 | 261.7 | 300.4 | 281 | 264.2 | 275.9 | 293.7 | 272.1 | 224 | 720.8 | 614.1 | 465.5 | 331.6 | 271.1 | 222.6 | 216.3 | 185.2 | 160.9 | 129.8 | 144.9 | 163.9 | 214.8 | 241.7 | 268.4 | 559.5 | 488.6 | 372.9 | 377 | 407.3 | 428.1 | 429.8 | 418.1 | 414.8 | 393.3 | 402.5 | 378.6 | 371.5 | 307.3 | 298 | 419.5 | 424.8 | 402.8 | 359.7 | 302.6 | 265 | 244.6 | 219.2 | 196.8 | 161.5 | 133.4 | 109.1 | 94.7 | 67.6 | 54.5 | 419.4 | 408.6 | 373.6 | 301.7 | 216.1 | 142.1 | 80.1 | 43.3 | 19.9 | 15.7 | 11.6 | 8.3 | 6 | 3.4 | 2.3 | 50.5 | 41.9 | 29.8 | 22 | 16.2 | 8.3 | 6.4 | 7.9 | 12 | 11.8 | 11.5 | 14.1 | 16.7 | 16 | 11.5 | 60.3 | 46.9 | 34.2 | 24.4 | 22.3 | 19.2 | 15.2 | 11.9 | 6.9 | 3.6 | 3.9 | 6.6 | 11.8 | 15.5 | 17.5 | 36.4 | 28.1 | 14.3 | 15.9 | 18.6 | 20.7 | 18.6 | 17.8 | 17.5 | 17.5 | 17.8 | 15.5 | 13 | 8.8 | 7.8 | 31.3 | 28.4 | 25.5 | 18.5 | 13.3 | 7.3 | 7.8 | 8.1 | 7.2 | 5.4 | 3.6 | 2.7 | 1.9 | 2 | 2.1 | 29.6 | 28.7 | 25.6 | 21.1 | 14.3 | 7.2 | 3.5 | 1.8 | 0.8 | 0.9 | 1.3 | 1.9 | 1.5 | 1.8 | 1.7 | 7.24 | 5.96 | 4.2 | 3.06 | 2.19 | 1.01 | 0.71 | 0.96 | 1.55 | 1.53 | 1.51 | 1.89 | 2.29 | 2.19 | 1.54 | 8.69 | 6.71 | 4.86 | 3.46 | 3.19 | 2.74 | 2.13 | 1.65 | 0.9 | 0.42 | 0.45 | 0.85 | 1.6 | 2.15 | 2.43 | 5.12 | 3.9 | 1.85 | 2.11 | 2.49 | 2.79 | 2.45 | 2.33 | 2.28 | 2.3 | 2.34 | 2.01 | 1.62 | 1.05 | 0.9 | 4.48 | 4.03 | 3.59 | 2.54 | 1.77 | 0.87 | 0.96 | 1.03 | 0.91 | 0.67 | 0.42 | 0.31 | 0.2 | 0.2 | 0.21 | 4.22 | 4.07 | 3.61 | 2.97 | 2 | 0.97 | 0.46 | 0.21 | 0.08 | 0.09 | 0.13 | 0.19 | 0.15 | 0.18 | 0.17 | 45.1 | 44.4 | 37.2 | 32.9 | 30.9 | 29.6 | 30 | 28.3 | 29.8 | 27.4 | 25.3 | 24.6 | 24.6 | 22.4 | 19.9 | 44.2 | 41.7 | 32.5 | 23.2 | 16.6 | 12.8 | 15.5 | 14.3 | 15.5 | 14.3 | 16.1 | 16.2 | 18.4 | 18.6 | 20.5 | 43.5 | 41.3 | 37.7 | 37 | 38.7 | 39.7 | 41.5 | 40.6 | 40.4 | 37.5 | 38.5 | 37.3 | 38.6 | 33.6 | 33.3 | 29.2 | 32.6 | 32.2 | 32.5 | 29.2 | 29.3 | 26.1 | 22.4 | 20.2 | 17 | 14.8 | 12.3 | 11.1 | 12.4 | 13.1 | 30.7 | 30 | 27.8 | 22 | 16.5 | 12.8 | 9 | 7.4 | 5.3 | 5.9 | 8.4 | 12 | 9.7 | 11.5 | 10.5 | 2143 | 2064.3 | 1715.7 | 1496.1 | 1405.9 | 1319.9 | 1331.7 | 1271.2 | 1366.3 | 1261.3 | 1171.3 | 1158.8 | 1176.7 | 1076.9 | 940 | 2181.3 | 1999.8 | 1579.7 | 1126.1 | 859 | 685.2 | 775.6 | 700 | 718.6 | 642.8 | 721 | 745.6 | 877.4 | 915.6 | 1009.2 | 2038.6 | 1902.8 | 1698.8 | 1655.5 | 1747.8 | 1802.9 | 1896.7 | 1859.4 | 1854.5 | 1729.2 | 1779.8 | 1714.3 | 1756.1 | 1508.5 | 1487.1 | 1384.3 | 1506.2 | 1477.5 | 1462.5 | 1317.3 | 1305.4 | 1171.5 | 1014.6 | 912.7 | 766.1 | 660.7 | 548.4 | 490 | 698.6 | 803.7 | 1438.2 | 1419.3 | 1331.6 | 1068 | 791.9 | 591.2 | 451.9 | 442.4 | 359 | 399.5 | 533 | 745.6 | 593.2 | 649.9 | 587.1 | 0.39 | 0.35 | 0.27 | 0.22 | 0.17 | 0.13 | 0.12 | 0.12 | 0.14 | 0.13 | 0.12 | 0.13 | 0.14 | 0.13 | 0.1 | 0.42 | 0.36 | 0.25 | 0.18 | 0.14 | 0.11 | 0.1 | 0.09 | 0.07 | 0.06 | 0.06 | 0.07 | 0.1 | 0.11 | 0.13 | 0.31 | 0.26 | 0.18 | 0.2 | 0.21 | 0.22 | 0.21 | 0.2 | 0.19 | 0.18 | 0.19 | 0.17 | 0.17 | 0.14 | 0.13 | 0.25 | 0.25 | 0.23 | 0.2 | 0.15 | 0.12 | 0.11 | 0.1 | 0.09 | 0.07 | 0.06 | 0.05 | 0.04 | 0.05 | 0.05 | 0.24 | 0.23 | 0.2 | 0.16 | 0.11 | 0.07 | 0.04 | 0.03 | 0.02 | 0.02 | 0.03 | 0.04 | 0.04 | 0.04 | 0.04 | 0.0602
| 18 | 398.2847 | 20.3064 | 2.7767 | 399.5891 | 36.0763 | 1630.5807 | 0.21441 | 81.7894 | 434.361 | 1650.8871 | 2.9911 | 481.3785 | 721.2 | 663.1 | 574.9 | 481.2 | 405.8 | 295.2 | 264.1 | 257.8 | 291.7 | 270.5 | 259.7 | 273 | 292 | 266.4 | 217.2 | 783.4 | 678.7 | 551.7 | 393.9 | 312.9 | 235.4 | 216.9 | 182.7 | 157.7 | 128.3 | 145.6 | 163.7 | 213.2 | 238.4 | 264 | 576 | 516.5 | 426.8 | 451.5 | 470.9 | 463.6 | 440.1 | 428.7 | 419 | 404.8 | 406.7 | 383.2 | 362 | 298.7 | 292.4 | 463.1 | 475.3 | 487.4 | 422.2 | 343.5 | 265.6 | 243.1 | 218.7 | 197.6 | 165.3 | 139.4 | 117.2 | 103.1 | 73.1 | 60.2 | 464.3 | 449.4 | 436.3 | 346.7 | 252.1 | 154.5 | 85.4 | 47 | 21.6 | 17 | 12.7 | 8.7 | 6.3 | 3.7 | 2.5 | 55.7 | 46.6 | 35.4 | 26 | 19.1 | 9.1 | 6.5 | 7.6 | 11.6 | 11.4 | 11.4 | 14 | 16.6 | 15.6 | 11 | 66.5 | 52.1 | 39.8 | 27.6 | 24.6 | 20 | 15.4 | 11.9 | 6.8 | 3.5 | 3.8 | 6.5 | 11.5 | 15.2 | 17 | 38.2 | 29.8 | 16.4 | 18.9 | 21.4 | 22.4 | 19.3 | 18.5 | 18 | 18.5 | 18.3 | 16.2 | 12.6 | 8.6 | 7.6 | 34.9 | 31.9 | 29.7 | 21.2 | 14.8 | 7.4 | 7.7 | 8 | 7.3 | 5.6 | 3.9 | 3 | 2.2 | 2.1 | 2.2 | 33.2 | 31.8 | 30 | 23.9 | 16.3 | 7.5 | 3.8 | 2 | 0.9 | 1 | 1.4 | 2 | 1.6 | 1.9 | 1.7 | 7.99 | 6.64 | 4.98 | 3.62 | 2.6 | 1.12 | 0.73 | 0.92 | 1.49 | 1.48 | 1.5 | 1.89 | 2.27 | 2.14 | 1.48 | 9.59 | 7.47 | 5.65 | 3.91 | 3.51 | 2.85 | 2.16 | 1.65 | 0.88 | 0.41 | 0.44 | 0.83 | 1.56 | 2.1 | 2.35 | 5.38 | 4.14 | 2.13 | 2.52 | 2.88 | 3.03 | 2.55 | 2.43 | 2.35 | 2.44 | 2.42 | 2.11 | 1.58 | 1.03 | 0.88 | 4.99 | 4.52 | 4.19 | 2.91 | 1.99 | 0.88 | 0.94 | 1.02 | 0.93 | 0.7 | 0.46 | 0.34 | 0.23 | 0.21 | 0.22 | 4.73 | 4.51 | 4.23 | 3.36 | 2.29 | 1.01 | 0.49 | 0.25 | 0.09 | 0.1 | 0.14 | 0.2 | 0.16 | 0.19 | 0.17 | 48.7 | 48.9 | 47 | 42.7 | 38.4 | 31.9 | 29.9 | 28 | 29 | 26.3 | 24.8 | 24.3 | 24.5 | 21.9 | 19.4 | 47.2 | 46 | 39.5 | 29 | 20.3 | 13.8 | 15.4 | 14 | 15.2 | 14.2 | 16.2 | 16.3 | 18.4 | 18.5 | 20.3 | 44.2 | 43.6 | 43.2 | 44.7 | 45 | 43.1 | 42.3 | 41.4 | 40.4 | 38.1 | 38.6 | 37.4 | 37.6 | 32.6 | 32.7 | 32 | 36.4 | 40.1 | 38.8 | 33.6 | 29.3 | 26 | 22.4 | 20.2 | 17.3 | 15.4 | 13.2 | 12 | 13.1 | 13.9 | 33.6 | 32.7 | 32.3 | 25.6 | 19.6 | 14.3 | 9.5 | 7.7 | 5.6 | 6.2 | 8.6 | 12.3 | 9.9 | 11.9 | 10.9 | 2315.9 | 2273.2 | 2128.4 | 1889 | 1699.7 | 1416.1 | 1329.8 | 1256 | 1329.5 | 1212.9 | 1146.8 | 1141.6 | 1169.7 | 1054.6 | 914.9 | 2342.8 | 2196.5 | 1885.4 | 1367.7 | 1017.9 | 732.5 | 772.7 | 686.4 | 704.2 | 636.7 | 726.2 | 747.4 | 876.7 | 907.5 | 999.3 | 2077 | 2006.7 | 1937.8 | 1975.2 | 2012.4 | 1942.5 | 1931.8 | 1898.7 | 1865.6 | 1764.1 | 1786.2 | 1718.2 | 1710.3 | 1464.3 | 1460.2 | 1520.5 | 1680.7 | 1812.4 | 1718.4 | 1488.1 | 1306.7 | 1167.6 | 1014.3 | 914.3 | 779.8 | 684.2 | 586.4 | 530.3 | 734.7 | 844.3 | 1582.6 | 1554.1 | 1552.5 | 1234 | 930.7 | 650.7 | 478.9 | 462.1 | 374.7 | 413.5 | 545.5 | 759.4 | 602.6 | 669.4 | 607.4 | 0.43 | 0.39 | 0.34 | 0.28 | 0.23 | 0.14 | 0.12 | 0.12 | 0.13 | 0.12 | 0.12 | 0.13 | 0.14 | 0.13 | 0.1 | 0.46 | 0.4 | 0.31 | 0.22 | 0.17 | 0.12 | 0.1 | 0.09 | 0.07 | 0.06 | 0.06 | 0.07 | 0.1 | 0.11 | 0.12 | 0.32 | 0.28 | 0.21 | 0.24 | 0.25 | 0.25 | 0.21 | 0.2 | 0.19 | 0.19 | 0.19 | 0.18 | 0.16 | 0.13 | 0.13 | 0.27 | 0.28 | 0.29 | 0.24 | 0.19 | 0.12 | 0.11 | 0.1 | 0.09 | 0.08 | 0.06 | 0.05 | 0.05 | 0.05 | 0.05 | 0.27 | 0.25 | 0.23 | 0.18 | 0.13 | 0.08 | 0.05 | 0.03 | 0.02 | 0.02 | 0.03 | 0.05 | 0.04 | 0.04 | 0.04 | 0.0595
| 19 | 392.5127 | 20.8517 | 2.8623 | 393.855 | 34.7019 | 1586.4122 | 0.20822 | 79.1767 | 427.2146 | 1607.2638 | 3.0705 | 473.0317 | 732.1 | 669 | 574.3 | 475 | 397.9 | 287.8 | 254.9 | 248.7 | 282.2 | 260.9 | 248.2 | 260.7 | 277.6 | 251.6 | 200.4 | 793.1 | 687.2 | 563.2 | 400.9 | 314.6 | 228.5 | 211.1 | 181.3 | 157.8 | 129.5 | 145.9 | 159.5 | 206.5 | 228.2 | 255.6 | 583 | 524.6 | 437.8 | 460.2 | 471.7 | 452.3 | 426.2 | 419.2 | 414.9 | 406.2 | 405.6 | 374.2 | 340.5 | 271.3 | 265.6 | 470.8 | 478.2 | 484.1 | 413.7 | 335.1 | 258.9 | 236.6 | 211.3 | 189.3 | 159 | 136 | 111.9 | 89.1 | 58.8 | 46.6 | 471 | 452.4 | 436.8 | 343.9 | 248.2 | 147.7 | 77.8 | 41.3 | 18.5 | 14.9 | 11.2 | 7.8 | 5.7 | 3.3 | 2.3 | 59.3 | 49.4 | 37.1 | 26.7 | 19.3 | 8.8 | 6.2 | 7.6 | 11.4 | 11.2 | 11 | 13.7 | 16.3 | 15.2 | 10.3 | 69.8 | 54.8 | 42.2 | 29.2 | 25.4 | 19.4 | 14.8 | 11.6 | 6.6 | 3.5 | 3.8 | 6.2 | 11.1 | 14.5 | 16.5 | 40.2 | 31.4 | 17.4 | 20 | 21.9 | 22.5 | 18.9 | 18.4 | 18 | 18.7 | 18.5 | 16 | 12.1 | 7.9 | 7 | 37.2 | 33.7 | 31.2 | 21.7 | 15 | 7.1 | 7.5 | 7.7 | 6.9 | 5.3 | 3.7 | 2.8 | 1.9 | 1.8 | 1.9 | 35.1 | 33.1 | 31 | 24.5 | 16.8 | 7.3 | 3.4 | 1.8 | 0.8 | 0.9 | 1.3 | 1.9 | 1.5 | 1.8 | 1.7 | 8.51 | 7.04 | 5.24 | 3.73 | 2.63 | 1.08 | 0.7 | 0.92 | 1.48 | 1.46 | 1.45 | 1.86 | 2.24 | 2.1 | 1.39 | 10.07 | 7.86 | 6 | 4.14 | 3.62 | 2.77 | 2.07 | 1.61 | 0.86 | 0.4 | 0.44 | 0.8 | 1.5 | 2.01 | 2.29 | 5.68 | 4.37 | 2.26 | 2.67 | 2.96 | 3.05 | 2.5 | 2.42 | 2.36 | 2.49 | 2.46 | 2.09 | 1.53 | 0.95 | 0.81 | 5.32 | 4.78 | 4.39 | 3 | 2.02 | 0.83 | 0.91 | 0.97 | 0.88 | 0.66 | 0.44 | 0.32 | 0.2 | 0.18 | 0.19 | 5.01 | 4.7 | 4.37 | 3.46 | 2.36 | 0.99 | 0.43 | 0.21 | 0.08 | 0.09 | 0.13 | 0.19 | 0.15 | 0.18 | 0.17 | 46.6 | 47 | 45.1 | 41.1 | 37 | 31.1 | 28.9 | 26.8 | 27.8 | 25.2 | 23.6 | 22.8 | 22.8 | 20.3 | 17.8 | 45.3 | 44.5 | 38.7 | 28.4 | 19.8 | 13.4 | 15.2 | 14 | 15.4 | 14.4 | 16.3 | 16 | 17.9 | 17.7 | 19.6 | 43.1 | 43 | 43.7 | 44.8 | 44.5 | 41.3 | 40.7 | 40.1 | 39.8 | 38.1 | 38.3 | 36.3 | 35.2 | 29.5 | 29.6 | 30.7 | 35 | 38.2 | 37.1 | 32.2 | 28.7 | 25.3 | 21.7 | 19.4 | 16.8 | 15 | 12.6 | 10.4 | 11.3 | 12.1 | 32.6 | 31.7 | 31.3 | 24.6 | 18.5 | 13.5 | 8.8 | 7.1 | 5.1 | 5.8 | 8.2 | 11.8 | 9.6 | 11.6 | 10.5 | 2289.6 | 2237.9 | 2083.9 | 1839.6 | 1655.2 | 1385.4 | 1286.8 | 1206.6 | 1280.1 | 1164.4 | 1093.6 | 1079.8 | 1095.2 | 980.7 | 837.9 | 2309.4 | 2174.5 | 1888 | 1365.1 | 1008 | 711.3 | 759.2 | 687 | 709.3 | 644.4 | 729.2 | 732.4 | 850.8 | 868.1 | 965.8 | 2065.3 | 2013.5 | 1976 | 1996.4 | 2004.1 | 1880.9 | 1871.1 | 1851.7 | 1842.8 | 1763.3 | 1772.6 | 1671.3 | 1602.8 | 1326.9 | 1323.4 | 1507.8 | 1654.2 | 1761.4 | 1659.5 | 1437.9 | 1280.1 | 1139.1 | 984.1 | 880.7 | 756.5 | 672.2 | 560.8 | 457.9 | 650.6 | 759.3 | 1575 | 1540 | 1534.1 | 1203.5 | 899 | 621.3 | 444.5 | 432.3 | 353.3 | 396.2 | 527.8 | 745.2 | 596.6 | 660.4 | 593.5 | 0.42 | 0.38 | 0.33 | 0.28 | 0.22 | 0.14 | 0.11 | 0.11 | 0.13 | 0.12 | 0.11 | 0.12 | 0.13 | 0.12 | 0.09 | 0.45 | 0.39 | 0.31 | 0.22 | 0.16 | 0.11 | 0.1 | 0.09 | 0.07 | 0.06 | 0.06 | 0.07 | 0.09 | 0.11 | 0.12 | 0.31 | 0.28 | 0.21 | 0.24 | 0.25 | 0.24 | 0.2 | 0.2 | 0.19 | 0.19 | 0.19 | 0.18 | 0.15 | 0.12 | 0.12 | 0.26 | 0.27 | 0.28 | 0.23 | 0.18 | 0.12 | 0.11 | 0.1 | 0.09 | 0.07 | 0.06 | 0.05 | 0.04 | 0.04 | 0.04 | 0.26 | 0.25 | 0.23 | 0.18 | 0.13 | 0.07 | 0.04 | 0.03 | 0.02 | 0.02 | 0.03 | 0.04 | 0.04 | 0.04 | 0.04 | 0.0585
| 20 | 398.696 | 22.8967 | 3.1578 | 400.174 | 33.4987 | 1570.3301 | 0.20249 | 77.5216 | 432.1948 | 1593.2268 | 3.3603 | 477.6956 | 747.9 | 686.5 | 597.1 | 492.4 | 406.3 | 284.7 | 251.2 | 246 | 281.8 | 257.6 | 241.4 | 250.1 | 266.3 | 240.9 | 189 | 804.5 | 698.1 | 581.8 | 413.8 | 326.8 | 230.4 | 216.6 | 184.8 | 159.6 | 130 | 144.6 | 156.1 | 199 | 222.5 | 250.9 | 579.9 | 523.3 | 443.5 | 478.6 | 489.5 | 468.1 | 427.8 | 419.3 | 408.2 | 398.2 | 395.1 | 360.6 | 323.9 | 250.9 | 244.3 | 481.4 | 492.1 | 500.8 | 425 | 338.3 | 255.4 | 232 | 207.4 | 186.6 | 156.4 | 133.2 | 108.6 | 83.4 | 53.7 | 40.2 | 479 | 453 | 436.3 | 344.2 | 252.6 | 147.9 | 73.8 | 37.8 | 18 | 14.7 | 11 | 7.5 | 5.6 | 3.3 | 2.2 | 64.2 | 54.4 | 42.3 | 30.9 | 21.6 | 9.1 | 6 | 7.5 | 11.7 | 11.4 | 11 | 13.4 | 15.9 | 14.8 | 9.8 | 73.9 | 58.8 | 46.5 | 32.7 | 27.8 | 19.8 | 15.2 | 11.7 | 6.6 | 3.4 | 3.7 | 6 | 10.6 | 14.1 | 16.1 | 41.5 | 32.6 | 18.6 | 23.4 | 25.2 | 25.7 | 20 | 19.3 | 18 | 18.7 | 18.3 | 15.8 | 11.8 | 7.6 | 6.6 | 40.3 | 37.4 | 35.4 | 24.8 | 16.5 | 7 | 7.5 | 7.7 | 7 | 5.3 | 3.7 | 2.7 | 1.7 | 1.7 | 1.8 | 37.9 | 34.6 | 31.9 | 25.1 | 17.6 | 7.6 | 3.2 | 1.7 | 0.8 | 0.9 | 1.3 | 1.9 | 1.5 | 1.8 | 1.7 | 9.21 | 7.76 | 5.98 | 4.34 | 2.97 | 1.12 | 0.67 | 0.91 | 1.52 | 1.5 | 1.45 | 1.82 | 2.19 | 2.04 | 1.33 | 10.66 | 8.43 | 6.63 | 4.66 | 3.98 | 2.83 | 2.12 | 1.62 | 0.85 | 0.39 | 0.42 | 0.76 | 1.43 | 1.95 | 2.23 | 5.84 | 4.52 | 2.43 | 3.16 | 3.43 | 3.52 | 2.66 | 2.56 | 2.37 | 2.48 | 2.42 | 2.07 | 1.49 | 0.91 | 0.77 | 5.77 | 5.32 | 5 | 3.44 | 2.22 | 0.82 | 0.92 | 0.98 | 0.88 | 0.66 | 0.43 | 0.31 | 0.18 | 0.17 | 0.18 | 5.39 | 4.91 | 4.49 | 3.53 | 2.46 | 1.03 | 0.41 | 0.19 | 0.08 | 0.09 | 0.13 | 0.19 | 0.15 | 0.18 | 0.17 | 43.7 | 44.2 | 43.1 | 39.3 | 35.9 | 30.4 | 28.6 | 26.5 | 27.5 | 24.5 | 22.7 | 21.7 | 21.6 | 19.2 | 16.7 | 42.5 | 41.9 | 37.1 | 26.9 | 19.2 | 13.3 | 15.6 | 14.4 | 15.6 | 14.5 | 16.2 | 15.7 | 17.3 | 17.3 | 19.3 | 41.3 | 41.6 | 43.3 | 44 | 43.8 | 40.4 | 39.9 | 39.3 | 38.9 | 37 | 37.1 | 34.6 | 33.3 | 27.1 | 27.1 | 28.9 | 33.1 | 36.3 | 35.6 | 31.2 | 28.2 | 24.6 | 21.1 | 19 | 16.4 | 14.7 | 12.2 | 9.8 | 10.6 | 11.2 | 30.9 | 30.2 | 30.3 | 24 | 18.3 | 13.2 | 8.4 | 6.8 | 5.1 | 5.7 | 8 | 11.7 | 9.6 | 11.6 | 10.5 | 2266.7 | 2218.7 | 2082.7 | 1829.7 | 1641.1 | 1361 | 1273.1 | 1193.6 | 1269.8 | 1137.8 | 1055.9 | 1030.2 | 1044 | 931.8 | 787.6 | 2287.1 | 2143.6 | 1873.9 | 1337.8 | 1004.5 | 709.9 | 779.4 | 703.9 | 720.3 | 650.6 | 725.6 | 719.9 | 823.5 | 848.2 | 950.5 | 2032.4 | 1990.7 | 1981.5 | 2015.1 | 2018.7 | 1883.2 | 1849.6 | 1824 | 1803.4 | 1722 | 1723.8 | 1602.5 | 1518.9 | 1221 | 1214 | 1494.6 | 1642.8 | 1749.9 | 1649.2 | 1423 | 1264.5 | 1112.6 | 961.4 | 865.3 | 742.7 | 659.3 | 545 | 430.4 | 617.8 | 715.9 | 1559.7 | 1516.3 | 1517.8 | 1198.2 | 906.3 | 615.7 | 430.6 | 419.5 | 352.9 | 392.5 | 522.2 | 743.7 | 598.5 | 667.3 | 598 | 0.4 | 0.37 | 0.32 | 0.27 | 0.21 | 0.13 | 0.11 | 0.11 | 0.13 | 0.12 | 0.11 | 0.12 | 0.13 | 0.11 | 0.09 | 0.43 | 0.38 | 0.31 | 0.22 | 0.17 | 0.11 | 0.1 | 0.09 | 0.07 | 0.06 | 0.06 | 0.07 | 0.09 | 0.1 | 0.12 | 0.3 | 0.26 | 0.21 | 0.24 | 0.25 | 0.24 | 0.2 | 0.19 | 0.19 | 0.19 | 0.18 | 0.17 | 0.15 | 0.11 | 0.11 | 0.25 | 0.26 | 0.27 | 0.23 | 0.17 | 0.11 | 0.1 | 0.09 | 0.08 | 0.07 | 0.06 | 0.05 | 0.04 | 0.04 | 0.04 | 0.25 | 0.23 | 0.22 | 0.17 | 0.12 | 0.07 | 0.04 | 0.03 | 0.02 | 0.02 | 0.03 | 0.04 | 0.04 | 0.04 | 0.04 | 0.0567
| 21 | 411.0224 | 25.5599 | 3.5376 | 412.6755 | 32.5986 | 1572.3472 | 0.19849 | 76.677 | 443.621 | 1597.9071 | 3.7361 | 489.3525 | 741.6 | 684.7 | 622.6 | 534.7 | 445 | 292.1 | 248.2 | 244.1 | 284.2 | 258.7 | 239.8 | 241.3 | 255.4 | 230.1 | 180.5 | 800.1 | 703.6 | 610.1 | 460.6 | 371.7 | 258.1 | 237.4 | 201.8 | 171.8 | 134.9 | 145.8 | 154.4 | 195.7 | 219.2 | 248 | 576.7 | 520.6 | 443.5 | 489.6 | 502.1 | 478.5 | 427.9 | 417.1 | 403.3 | 393.7 | 387.9 | 348.1 | 306 | 230.6 | 225.5 | 476.2 | 491.1 | 517.5 | 449.5 | 359.4 | 256.5 | 228.3 | 206.6 | 187.7 | 158.9 | 134.3 | 108.1 | 82.2 | 51.1 | 38 | 471.7 | 446.1 | 425.8 | 346 | 257.1 | 154.5 | 73.7 | 36.9 | 17.4 | 14.4 | 10.7 | 7.2 | 5.3 | 3 | 2 | 65.4 | 56.4 | 47.3 | 38.1 | 27.6 | 10.6 | 6 | 7.6 | 12.5 | 12.1 | 11.6 | 13 | 15.4 | 14.3 | 9.6 | 75.4 | 61.7 | 51.3 | 39.4 | 33.2 | 22.8 | 17.2 | 13.5 | 8 | 4.1 | 4.1 | 6.2 | 10.7 | 14.3 | 16.3 | 42.3 | 33.3 | 19.2 | 26.1 | 28.2 | 28.4 | 21 | 20 | 18.1 | 18.7 | 18.1 | 15.6 | 11.5 | 7.4 | 6.5 | 40.8 | 38.9 | 38.9 | 28.8 | 19.3 | 7 | 7.3 | 7.9 | 7.2 | 5.6 | 3.7 | 2.7 | 1.8 | 1.7 | 1.8 | 38 | 34.6 | 30.8 | 25.3 | 17.9 | 8.3 | 3.2 | 1.6 | 0.8 | 0.9 | 1.3 | 1.8 | 1.5 | 1.8 | 1.7 | 9.37 | 8.03 | 6.69 | 5.36 | 3.83 | 1.34 | 0.67 | 0.92 | 1.64 | 1.61 | 1.55 | 1.76 | 2.11 | 1.98 | 1.31 | 10.85 | 8.84 | 7.31 | 5.63 | 4.76 | 3.25 | 2.41 | 1.89 | 1.06 | 0.5 | 0.48 | 0.79 | 1.45 | 1.98 | 2.27 | 5.95 | 4.61 | 2.52 | 3.53 | 3.85 | 3.9 | 2.81 | 2.66 | 2.39 | 2.49 | 2.4 | 2.06 | 1.47 | 0.91 | 0.77 | 5.83 | 5.52 | 5.51 | 4 | 2.63 | 0.82 | 0.89 | 1 | 0.92 | 0.7 | 0.43 | 0.31 | 0.19 | 0.17 | 0.18 | 5.4 | 4.9 | 4.32 | 3.56 | 2.51 | 1.12 | 0.4 | 0.19 | 0.08 | 0.09 | 0.13 | 0.18 | 0.15 | 0.18 | 0.17 | 41.3 | 41.8 | 41.7 | 38.2 | 35.4 | 29.9 | 28.2 | 26.2 | 27.2 | 24 | 21.9 | 20.9 | 20.6 | 18.2 | 15.7 | 40.2 | 39.6 | 36.4 | 26.9 | 20.3 | 14.3 | 16.6 | 15.1 | 16 | 14.5 | 16 | 15.3 | 16.8 | 16.7 | 18.7 | 39.8 | 40.4 | 42.6 | 42.7 | 42.5 | 39.2 | 38.9 | 38.3 | 38.1 | 36.4 | 36.2 | 33.1 | 31.1 | 24.5 | 24.7 | 27.5 | 31.4 | 35 | 35 | 31.3 | 28.4 | 24.3 | 20.9 | 18.9 | 16.4 | 14.8 | 12.2 | 9.6 | 10.4 | 11.1 | 29.5 | 29.1 | 29.8 | 23.9 | 18.6 | 13.4 | 8.5 | 6.7 | 5 | 5.7 | 7.9 | 11.6 | 9.4 | 11.5 | 10.5 | 2223 | 2177.9 | 2102.4 | 1881.5 | 1697.3 | 1362.5 | 1255 | 1180.6 | 1259.3 | 1121.7 | 1027.3 | 992.1 | 998.7 | 885 | 744.4 | 2246.6 | 2113 | 1907.1 | 1413.8 | 1104.2 | 779.2 | 835.6 | 744.4 | 745.4 | 654.3 | 719.1 | 704.1 | 801.8 | 824 | 926.7 | 2006.8 | 1969.5 | 1970.8 | 2016.6 | 2019.8 | 1877.4 | 1822 | 1792.7 | 1771.4 | 1696 | 1690.1 | 1537.5 | 1423.7 | 1108.5 | 1107.9 | 1467.1 | 1613.3 | 1759.8 | 1686.9 | 1468.5 | 1272.4 | 1097.8 | 954 | 864.9 | 748.7 | 665.2 | 544.3 | 423.4 | 616.6 | 723.4 | 1531.8 | 1491.7 | 1500.4 | 1207.9 | 925.8 | 635.1 | 433.6 | 415.5 | 351.5 | 389.6 | 520.1 | 741.1 | 596.6 | 672.3 | 604.6 | 0.37 | 0.34 | 0.31 | 0.27 | 0.22 | 0.13 | 0.11 | 0.11 | 0.13 | 0.12 | 0.11 | 0.11 | 0.12 | 0.11 | 0.08 | 0.41 | 0.36 | 0.31 | 0.24 | 0.19 | 0.13 | 0.11 | 0.1 | 0.08 | 0.06 | 0.06 | 0.07 | 0.09 | 0.1 | 0.12 | 0.28 | 0.25 | 0.2 | 0.23 | 0.24 | 0.23 | 0.2 | 0.19 | 0.18 | 0.18 | 0.18 | 0.16 | 0.14 | 0.1 | 0.1 | 0.24 | 0.24 | 0.26 | 0.22 | 0.17 | 0.11 | 0.1 | 0.09 | 0.08 | 0.07 | 0.06 | 0.05 | 0.04 | 0.04 | 0.04 | 0.23 | 0.22 | 0.2 | 0.17 | 0.12 | 0.07 | 0.04 | 0.03 | 0.02 | 0.02 | 0.03 | 0.04 | 0.03 | 0.04 | 0.04 | 0.0536
| 22 | 417.107 | 26.9692 | 3.7414 | 418.8536 | 32.0555 | 1571.1662 | 0.19849 | 76.1007 | 449.1624 | 1598.1354 | 3.9398 | 494.9543 | 747.8 | 690.1 | 633 | 554.4 | 462.1 | 298.4 | 248.2 | 245 | 283.3 | 254.6 | 236.1 | 234.8 | 251.2 | 225.4 | 180.9 | 803.4 | 699.9 | 616.3 | 482.9 | 408.6 | 292.9 | 263.5 | 221.4 | 179.6 | 137.9 | 147.7 | 156.7 | 198.3 | 220.9 | 248.6 | 575.8 | 523.2 | 445.5 | 503.1 | 520.2 | 490.3 | 436.6 | 422.9 | 414.7 | 401.5 | 389.2 | 341.6 | 292.8 | 214.4 | 210.3 | 478.4 | 493.1 | 527.1 | 461.1 | 369 | 255.3 | 226.3 | 204.3 | 185.1 | 156.2 | 135.4 | 109.5 | 83.3 | 49.9 | 36.9 | 471.7 | 444.3 | 412.8 | 336.3 | 251.8 | 158.4 | 77.1 | 37.6 | 17.4 | 14.1 | 10.3 | 6.8 | 5 | 2.9 | 1.9 | 67.6 | 58.6 | 50.1 | 41.7 | 30.4 | 11.5 | 6 | 7.6 | 12.3 | 12 | 11.7 | 13 | 15.4 | 14.2 | 9.8 | 77.2 | 62.6 | 52.8 | 42.4 | 37.3 | 26.2 | 19.8 | 15.5 | 8.8 | 4.5 | 4.3 | 6.5 | 11.1 | 14.8 | 16.8 | 42.9 | 34.3 | 20.1 | 28.9 | 31.9 | 31.3 | 23.4 | 22 | 20.9 | 21 | 19.3 | 16 | 11.3 | 7.1 | 6.4 | 41.9 | 40.2 | 41.4 | 31.3 | 21.1 | 6.9 | 7.1 | 7.5 | 6.9 | 5.4 | 3.8 | 2.8 | 1.8 | 1.6 | 1.7 | 38.7 | 35 | 29.1 | 23.7 | 16.5 | 8.1 | 3.2 | 1.6 | 0.8 | 0.9 | 1.2 | 1.8 | 1.5 | 1.8 | 1.6 | 9.69 | 8.36 | 7.09 | 5.87 | 4.22 | 1.47 | 0.68 | 0.93 | 1.62 | 1.59 | 1.56 | 1.76 | 2.13 | 1.97 | 1.33 | 11.11 | 8.97 | 7.54 | 6.05 | 5.34 | 3.75 | 2.79 | 2.17 | 1.17 | 0.55 | 0.51 | 0.84 | 1.52 | 2.05 | 2.34 | 6.04 | 4.76 | 2.64 | 3.95 | 4.4 | 4.33 | 3.17 | 2.96 | 2.8 | 2.83 | 2.58 | 2.12 | 1.44 | 0.88 | 0.77 | 5.99 | 5.71 | 5.86 | 4.36 | 2.89 | 0.8 | 0.87 | 0.96 | 0.87 | 0.67 | 0.44 | 0.33 | 0.19 | 0.17 | 0.17 | 5.5 | 4.96 | 4.08 | 3.32 | 2.29 | 1.1 | 0.4 | 0.18 | 0.08 | 0.09 | 0.12 | 0.18 | 0.15 | 0.18 | 0.16 | 40.1 | 40.4 | 40.3 | 37.3 | 35.1 | 30 | 28.2 | 26.3 | 27.2 | 23.6 | 21.3 | 20 | 20 | 17.6 | 15.6 | 38.9 | 38.1 | 35.6 | 27 | 21.5 | 15.9 | 17.8 | 15.9 | 16.4 | 14.6 | 16.1 | 15.3 | 16.7 | 16.5 | 18.4 | 39.1 | 39.8 | 42.1 | 41.9 | 41.4 | 37.9 | 37.8 | 37.2 | 37.1 | 35.3 | 35.3 | 31.8 | 29.5 | 22.6 | 22.7 | 26.8 | 30.3 | 33.8 | 34.1 | 30.8 | 28.3 | 24.2 | 20.8 | 18.8 | 16.3 | 14.9 | 12.2 | 9.7 | 10.3 | 11 | 28.9 | 28.4 | 29.5 | 24 | 19.2 | 14.1 | 8.9 | 6.8 | 5 | 5.6 | 7.8 | 11.4 | 9.3 | 11.3 | 10.3 | 2198.4 | 2150.8 | 2093.1 | 1901.9 | 1724.1 | 1373.4 | 1254.5 | 1184.7 | 1259.3 | 1102.8 | 1004.8 | 956 | 973.3 | 860.6 | 741.4 | 2220.5 | 2079.2 | 1908.9 | 1463.5 | 1194.7 | 873.8 | 905.3 | 795.3 | 766.7 | 661.7 | 724 | 707.8 | 802.1 | 818.5 | 915.2 | 1987.4 | 1956.6 | 1958.7 | 2013.8 | 2017.4 | 1862.7 | 1800.9 | 1766.6 | 1753.5 | 1674.1 | 1662.3 | 1489.9 | 1355.3 | 1023.4 | 1022.7 | 1450.3 | 1591 | 1751.8 | 1689.5 | 1476.1 | 1268.7 | 1092.3 | 950.6 | 860.7 | 740.4 | 669.4 | 547.8 | 428.4 | 615.7 | 725.1 | 1513.9 | 1472.1 | 1479.3 | 1204.3 | 943.7 | 662.9 | 452.4 | 419.7 | 350 | 387.8 | 520.1 | 744 | 599.9 | 678.7 | 611 | 0.37 | 0.34 | 0.31 | 0.27 | 0.22 | 0.13 | 0.11 | 0.11 | 0.13 | 0.12 | 0.11 | 0.11 | 0.12 | 0.11 | 0.08 | 0.4 | 0.35 | 0.3 | 0.24 | 0.2 | 0.14 | 0.13 | 0.11 | 0.08 | 0.06 | 0.07 | 0.07 | 0.09 | 0.1 | 0.12 | 0.28 | 0.25 | 0.2 | 0.23 | 0.24 | 0.23 | 0.2 | 0.19 | 0.19 | 0.18 | 0.18 | 0.16 | 0.13 | 0.1 | 0.09 | 0.24 | 0.24 | 0.25 | 0.22 | 0.17 | 0.11 | 0.1 | 0.09 | 0.08 | 0.07 | 0.06 | 0.05 | 0.04 | 0.04 | 0.04 | 0.23 | 0.22 | 0.2 | 0.16 | 0.12 | 0.07 | 0.04 | 0.03 | 0.02 | 0.02 | 0.03 | 0.04 | 0.03 | 0.04 | 0.04 | 0.05
| 23 | 416.6675 | 27.1116 | 3.7608 | 418.4232 | 31.8148 | 1566.4282 | 0.19507 | 75.7265 | 448.4823 | 1593.5398 | 3.9558 | 494.1497 | 746 | 684.9 | 625.5 | 554.5 | 466.2 | 302.6 | 251.7 | 247.8 | 282.2 | 252.8 | 234.9 | 237 | 250.9 | 225.5 | 179.9 | 800.9 | 698.7 | 615.7 | 491.3 | 417.5 | 302.1 | 271.8 | 229.4 | 183.9 | 139 | 148.1 | 156.3 | 196.9 | 218.8 | 245.2 | 575 | 520.2 | 444.6 | 509.8 | 534.1 | 500.3 | 448.1 | 435.8 | 434.9 | 418.8 | 401.8 | 344.9 | 288.6 | 207.6 | 201.8 | 476.7 | 488.6 | 519.8 | 458.1 | 368.6 | 255 | 226.3 | 204.5 | 185.9 | 155.2 | 135.1 | 108.5 | 82.1 | 48.4 | 35.3 | 471.7 | 439.2 | 402.4 | 327.5 | 247.4 | 157.7 | 77 | 37.8 | 16.8 | 13.4 | 10 | 6.5 | 4.7 | 2.7 | 1.8 | 68.1 | 58.5 | 49.4 | 42 | 31.2 | 12.1 | 6.4 | 8 | 12.3 | 11.9 | 11.6 | 13 | 15.3 | 14.2 | 9.8 | 77.5 | 63.1 | 52.9 | 43.3 | 38 | 26.9 | 20.6 | 16.4 | 9.3 | 4.6 | 4.2 | 6.3 | 10.9 | 14.7 | 16.7 | 43.2 | 34.4 | 20.4 | 30.6 | 34.7 | 33.6 | 25.9 | 24.6 | 24.2 | 23.9 | 21.5 | 17 | 11.3 | 6.8 | 6.1 | 42.1 | 40 | 40.9 | 31.4 | 21.6 | 7.2 | 7.2 | 7.5 | 6.8 | 5.1 | 3.6 | 2.6 | 1.7 | 1.6 | 1.7 | 39.3 | 34.7 | 27.8 | 22.2 | 15.5 | 7.7 | 3 | 1.6 | 0.8 | 0.9 | 1.2 | 1.8 | 1.4 | 1.8 | 1.6 | 9.76 | 8.34 | 7 | 5.92 | 4.34 | 1.55 | 0.73 | 0.98 | 1.61 | 1.58 | 1.54 | 1.77 | 2.1 | 1.96 | 1.33 | 11.16 | 9.04 | 7.54 | 6.18 | 5.44 | 3.85 | 2.91 | 2.29 | 1.25 | 0.57 | 0.5 | 0.81 | 1.47 | 2.04 | 2.32 | 6.1 | 4.78 | 2.7 | 4.2 | 4.81 | 4.67 | 3.53 | 3.36 | 3.29 | 3.26 | 2.91 | 2.27 | 1.45 | 0.84 | 0.73 | 6.02 | 5.68 | 5.79 | 4.38 | 2.97 | 0.85 | 0.88 | 0.95 | 0.86 | 0.64 | 0.41 | 0.29 | 0.18 | 0.16 | 0.17 | 5.59 | 4.91 | 3.89 | 3.1 | 2.15 | 1.03 | 0.38 | 0.18 | 0.08 | 0.09 | 0.12 | 0.18 | 0.14 | 0.18 | 0.16 | 39.3 | 39.7 | 39.8 | 37 | 34.8 | 30 | 28.3 | 26.3 | 27 | 23.4 | 21.3 | 20.2 | 20.1 | 17.6 | 15.4 | 38.2 | 37.4 | 35.4 | 27.3 | 22 | 16.5 | 18.1 | 16.2 | 16.5 | 14.6 | 16.2 | 15.5 | 16.8 | 16.3 | 18.1 | 38.7 | 39.3 | 41.6 | 41.2 | 40.8 | 37.2 | 37.2 | 36.6 | 36.9 | 35 | 35 | 31.4 | 28.9 | 21.9 | 21.8 | 26.4 | 29.9 | 33.3 | 33.6 | 30.3 | 28 | 24.1 | 20.9 | 19 | 16.3 | 15.1 | 12.3 | 9.6 | 10.1 | 10.7 | 28.3 | 28 | 29.2 | 24.2 | 19.4 | 14.4 | 9.1 | 6.9 | 5 | 5.5 | 7.7 | 11.2 | 9.1 | 11.2 | 10.3 | 2177.3 | 2127.9 | 2073.8 | 1897 | 1726.6 | 1380 | 1262.9 | 1190.5 | 1254.2 | 1096.1 | 1002.3 | 967.1 | 976.9 | 862.9 | 735.7 | 2197.5 | 2059.5 | 1906.4 | 1486.5 | 1225.3 | 905 | 928.5 | 816.9 | 776.3 | 663.2 | 728.2 | 711.5 | 803.4 | 808.7 | 899.7 | 1971.9 | 1936.7 | 1941.3 | 2001.1 | 2013.5 | 1850.4 | 1791.2 | 1758.3 | 1766.1 | 1682.1 | 1666.3 | 1478.7 | 1330.1 | 993 | 983.1 | 1436.6 | 1574.6 | 1729.5 | 1672.4 | 1460 | 1257.4 | 1088.9 | 953.1 | 866.7 | 741.1 | 674.3 | 549.7 | 425.2 | 605.5 | 713.4 | 1496.6 | 1453.7 | 1459.2 | 1201 | 947.6 | 673 | 460.1 | 425.3 | 353.6 | 385 | 514.8 | 735.8 | 593.1 | 681.3 | 618.1 | 0.37 | 0.33 | 0.3 | 0.26 | 0.22 | 0.14 | 0.11 | 0.11 | 0.13 | 0.11 | 0.11 | 0.11 | 0.12 | 0.11 | 0.08 | 0.4 | 0.34 | 0.3 | 0.24 | 0.2 | 0.15 | 0.13 | 0.11 | 0.08 | 0.06 | 0.07 | 0.07 | 0.09 | 0.1 | 0.12 | 0.28 | 0.25 | 0.2 | 0.24 | 0.25 | 0.23 | 0.21 | 0.2 | 0.2 | 0.19 | 0.18 | 0.16 | 0.13 | 0.09 | 0.09 | 0.23 | 0.24 | 0.25 | 0.22 | 0.17 | 0.11 | 0.1 | 0.09 | 0.08 | 0.07 | 0.06 | 0.05 | 0.04 | 0.04 | 0.04 | 0.23 | 0.21 | 0.19 | 0.15 | 0.12 | 0.07 | 0.04 | 0.03 | 0.02 | 0.02 | 0.03 | 0.04 | 0.03 | 0.04 | 0.04 | 0.0471
SRSOc | 0 | 483.5723 | 23.2929 | 3.105 | 485.0473 | 44.2804 | 2077.5713 | 0.21996 | 102.5107 | 527.8527 | 2100.8642 | 3.325 | 587.558 | 636.7 | 608.2 | 553.7 | 555 | 504 | 449.2 | 396.2 | 395.5 | 395.9 | 411.1 | 459.3 | 506.5 | 522.6 | 485.2 | 460 | 670.3 | 650.6 | 639.2 | 610.9 | 548.4 | 461.7 | 392.3 | 306.4 | 219 | 132.1 | 124.7 | 180.6 | 305.5 | 369.4 | 396.8 | 588 | 537.3 | 453.8 | 485.5 | 520.8 | 514.5 | 460.6 | 425.2 | 428.9 | 445 | 458 | 451.9 | 432.6 | 401.8 | 394.5 | 405.8 | 389.1 | 392 | 401.6 | 372.3 | 306.4 | 238.8 | 227.5 | 234.8 | 220 | 192.8 | 148 | 114.7 | 71.1 | 51.1 | 408.9 | 372.9 | 363.5 | 305.2 | 258.9 | 165.3 | 96.7 | 49.7 | 21.9 | 17.3 | 12.7 | 8.3 | 6.5 | 3.9 | 2.6 | 47.4 | 42.9 | 34.1 | 35.4 | 26.7 | 17.7 | 7.9 | 8.2 | 9.4 | 12.9 | 21.1 | 28.6 | 31.8 | 26.4 | 22.9 | 52.9 | 49.9 | 48.7 | 48 | 41 | 32.9 | 25.7 | 22.4 | 15.3 | 8.6 | 5.3 | 9.5 | 17.4 | 23.8 | 25 | 39.8 | 31.6 | 18.2 | 23.4 | 29.5 | 28.2 | 19 | 12.6 | 13.5 | 16.4 | 18.8 | 18.3 | 16 | 12.1 | 11.6 | 29.5 | 26.9 | 25.3 | 22.7 | 17.2 | 8.7 | 4.6 | 4.5 | 4.7 | 4.4 | 3.8 | 2.8 | 2.2 | 2 | 1.9 | 29.6 | 25.2 | 19.6 | 13.7 | 9.5 | 4.2 | 2.4 | 1.7 | 1.1 | 1.1 | 1.1 | 1.4 | 1 | 1.1 | 1 | 6.68 | 6.01 | 4.7 | 4.9 | 3.61 | 2.28 | 0.82 | 0.87 | 1.04 | 1.57 | 2.79 | 3.89 | 4.37 | 3.58 | 3.06 | 7.49 | 7.05 | 6.86 | 6.79 | 5.77 | 4.61 | 3.56 | 3.15 | 2.14 | 1.19 | 0.69 | 1.28 | 2.38 | 3.3 | 3.45 | 5.54 | 4.33 | 2.35 | 3.11 | 4.02 | 3.83 | 2.46 | 1.52 | 1.64 | 2.07 | 2.43 | 2.36 | 2.03 | 1.46 | 1.38 | 4.15 | 3.76 | 3.51 | 3.1 | 2.27 | 1.02 | 0.47 | 0.46 | 0.48 | 0.45 | 0.39 | 0.29 | 0.22 | 0.2 | 0.19 | 4.15 | 3.52 | 2.66 | 1.8 | 1.2 | 0.48 | 0.26 | 0.17 | 0.11 | 0.11 | 0.11 | 0.14 | 0.1 | 0.11 | 0.1 | 43.2 | 43.4 | 44 | 43 | 43.9 | 44.7 | 46.4 | 46 | 45 | 43.9 | 43 | 42.6 | 41.8 | 41.7 | 41.4 | 42.8 | 42.8 | 42.4 | 39.1 | 37 | 32.7 | 29.8 | 21.2 | 15.8 | 10.1 | 12.1 | 15.8 | 25.5 | 28.4 | 31 | 43.6 | 44.1 | 44.8 | 44.5 | 43.7 | 44 | 45.1 | 46 | 45.8 | 45.3 | 44.9 | 44.6 | 44 | 43.3 | 42.8 | 28.2 | 28.3 | 30.1 | 33.7 | 34.8 | 33.6 | 28.1 | 26.7 | 27.5 | 25.8 | 22.6 | 17.4 | 13.6 | 12.5 | 12.2 | 28.5 | 27.6 | 31.4 | 28.9 | 26.5 | 18.6 | 12.9 | 10.3 | 7.1 | 7.2 | 7.3 | 9.2 | 6.7 | 6.9 | 6.3 | 2198.2 | 2177.6 | 2143.1 | 2110.7 | 2088.5 | 2054.6 | 2057.9 | 2042.8 | 2009.3 | 1986.5 | 2007.2 | 2045.5 | 2037 | 1990.5 | 1954.2 | 2222.2 | 2202.7 | 2179.9 | 2033.2 | 1892.3 | 1643.6 | 1470.7 | 1073.5 | 789 | 496.7 | 559.3 | 752 | 1228.3 | 1397.7 | 1521 | 2160.1 | 2124.8 | 2066.4 | 2087.7 | 2099.8 | 2103.8 | 2082 | 2076.5 | 2072 | 2073.2 | 2074.1 | 2054.6 | 2012.4 | 1957.1 | 1931.2 | 1424.5 | 1410.2 | 1481.3 | 1618.5 | 1624.1 | 1510.3 | 1244.8 | 1183.7 | 1219.7 | 1142.5 | 1002.6 | 772.2 | 599.3 | 688.3 | 741.7 | 1440.4 | 1369.5 | 1496.1 | 1344.7 | 1208.2 | 829.8 | 643.4 | 636.9 | 499.7 | 496.8 | 473.8 | 580.7 | 404.4 | 348.3 | 299.2 | 0.31 | 0.29 | 0.26 | 0.26 | 0.23 | 0.2 | 0.17 | 0.17 | 0.17 | 0.18 | 0.21 | 0.23 | 0.24 | 0.22 | 0.21 | 0.32 | 0.31 | 0.3 | 0.29 | 0.26 | 0.22 | 0.18 | 0.15 | 0.1 | 0.06 | 0.06 | 0.08 | 0.14 | 0.17 | 0.18 | 0.28 | 0.25 | 0.2 | 0.22 | 0.24 | 0.24 | 0.21 | 0.19 | 0.19 | 0.2 | 0.21 | 0.2 | 0.19 | 0.18 | 0.17 | 0.19 | 0.18 | 0.18 | 0.19 | 0.17 | 0.14 | 0.1 | 0.1 | 0.1 | 0.1 | 0.08 | 0.06 | 0.05 | 0.05 | 0.05 | 0.2 | 0.18 | 0.17 | 0.14 | 0.12 | 0.07 | 0.05 | 0.04 | 0.03 | 0.03 | 0.03 | 0.03 | 0.02 | 0.03 | 0.02 | 0.0471
| 1 | 480.1242 | 22.9977 | 3.059 | 481.5788 | 44.0829 | 2067.1473 | 0.21838 | 102.0209 | 524.2071 | 2090.145 | 3.2773 | 583.5997 | 635.3 | 607.3 | 552.5 | 542.5 | 490.6 | 434.4 | 394.7 | 395.9 | 400.5 | 417.1 | 464.9 | 507.7 | 524.6 | 490 | 468 | 670.7 | 644.5 | 632.3 | 623.2 | 577.6 | 496 | 418.9 | 334.1 | 248.2 | 155.1 | 137.9 | 182 | 302.7 | 367.4 | 398.4 | 588.6 | 540.1 | 456.1 | 489.6 | 531.6 | 527.6 | 473.9 | 432.8 | 433.8 | 448.5 | 460.3 | 455.1 | 436.9 | 406.9 | 400.4 | 403.7 | 387.7 | 390.7 | 400.3 | 370.8 | 304.3 | 238.1 | 228.2 | 239.4 | 226.3 | 204.3 | 157.7 | 123.7 | 73.5 | 52 | 404 | 366.7 | 355.4 | 300.8 | 260.7 | 172.2 | 103.4 | 53.4 | 22.2 | 17.4 | 12.8 | 8.2 | 6.6 | 4.1 | 2.7 | 47.5 | 42.9 | 34 | 33.7 | 25 | 15.7 | 7.8 | 8.5 | 10.4 | 14.2 | 22.3 | 28.8 | 31.9 | 26.8 | 23.7 | 53.2 | 49.2 | 47.8 | 49.3 | 44.8 | 36.9 | 28.6 | 24.3 | 17.2 | 10 | 6.1 | 9.1 | 16.6 | 23.3 | 25.2 | 40.2 | 32.4 | 18.9 | 24.3 | 31.6 | 30.7 | 21.5 | 14.1 | 14.5 | 17.2 | 19.3 | 19 | 16.9 | 12.8 | 12.3 | 29.3 | 26.8 | 25.2 | 22.6 | 17 | 8.4 | 4.6 | 4.5 | 4.8 | 4.6 | 4 | 3 | 2.4 | 2 | 2 | 28.9 | 24.4 | 18.4 | 13.1 | 9.4 | 4.4 | 2.6 | 1.8 | 1.1 | 1.1 | 1.2 | 1.5 | 1.1 | 1.1 | 1.1 | 6.69 | 6.01 | 4.68 | 4.65 | 3.35 | 1.98 | 0.8 | 0.91 | 1.2 | 1.76 | 2.96 | 3.93 | 4.39 | 3.64 | 3.18 | 7.54 | 6.94 | 6.74 | 6.97 | 6.33 | 5.19 | 3.98 | 3.41 | 2.4 | 1.39 | 0.8 | 1.21 | 2.25 | 3.22 | 3.47 | 5.62 | 4.45 | 2.45 | 3.26 | 4.34 | 4.2 | 2.83 | 1.74 | 1.8 | 2.19 | 2.51 | 2.46 | 2.17 | 1.56 | 1.49 | 4.12 | 3.74 | 3.49 | 3.07 | 2.25 | 0.98 | 0.47 | 0.47 | 0.5 | 0.47 | 0.41 | 0.31 | 0.24 | 0.2 | 0.2 | 4.06 | 3.39 | 2.48 | 1.71 | 1.18 | 0.5 | 0.28 | 0.18 | 0.11 | 0.11 | 0.12 | 0.15 | 0.11 | 0.11 | 0.11 | 43 | 43.3 | 43.9 | 42.8 | 43.7 | 44.5 | 46.3 | 45.8 | 44.7 | 43.5 | 42.7 | 42.5 | 42 | 42 | 41.8 | 42.5 | 42.6 | 42.2 | 39.7 | 37.5 | 33.7 | 30.8 | 23.2 | 18 | 11.9 | 13.1 | 16.4 | 25.9 | 28.6 | 31.1 | 43.2 | 43.7 | 44.5 | 44.1 | 43.2 | 43.5 | 44.6 | 45.7 | 45.5 | 45.1 | 44.7 | 44.3 | 43.7 | 43.4 | 43 | 28 | 28.2 | 30 | 33.7 | 34.7 | 33.6 | 28 | 26.7 | 28 | 26.5 | 24 | 18.6 | 14.7 | 13.1 | 12.7 | 28.5 | 27.5 | 31.4 | 28.8 | 26.8 | 19.4 | 13.8 | 10.9 | 7.4 | 7.3 | 7.5 | 9.5 | 7 | 7.3 | 6.7 | 2190.3 | 2172.6 | 2140.6 | 2091.2 | 2066.3 | 2032.1 | 2051.6 | 2035.9 | 2002.3 | 1980.4 | 2003.7 | 2044.1 | 2045.2 | 2005.5 | 1975.6 | 2214.3 | 2189.1 | 2166 | 2065.1 | 1940.7 | 1716.9 | 1532.7 | 1174.8 | 899.1 | 585 | 609.9 | 773.8 | 1238.6 | 1402.3 | 1524.6 | 2147.6 | 2116 | 2057.8 | 2080.9 | 2095 | 2100.6 | 2081.1 | 2073.5 | 2067.8 | 2068.7 | 2069.1 | 2050.5 | 2009.1 | 1964.2 | 1943.6 | 1418.4 | 1406.5 | 1476.9 | 1616.9 | 1620.7 | 1508.1 | 1240.6 | 1185.9 | 1241.7 | 1174 | 1062.6 | 822.8 | 646 | 727.5 | 786.9 | 1433 | 1361.9 | 1485.5 | 1337.4 | 1221.5 | 865 | 691.6 | 674.7 | 521.7 | 510.8 | 491.7 | 606.7 | 425.4 | 371.6 | 319.9 | 0.3 | 0.29 | 0.26 | 0.25 | 0.22 | 0.19 | 0.17 | 0.17 | 0.18 | 0.19 | 0.21 | 0.23 | 0.24 | 0.22 | 0.21 | 0.32 | 0.31 | 0.3 | 0.3 | 0.28 | 0.24 | 0.2 | 0.16 | 0.12 | 0.07 | 0.06 | 0.08 | 0.14 | 0.17 | 0.18 | 0.28 | 0.25 | 0.21 | 0.22 | 0.25 | 0.24 | 0.21 | 0.19 | 0.19 | 0.2 | 0.21 | 0.2 | 0.2 | 0.18 | 0.18 | 0.19 | 0.18 | 0.18 | 0.18 | 0.17 | 0.13 | 0.1 | 0.1 | 0.1 | 0.1 | 0.09 | 0.07 | 0.05 | 0.05 | 0.05 | 0.19 | 0.17 | 0.16 | 0.14 | 0.12 | 0.08 | 0.05 | 0.04 | 0.03 | 0.03 | 0.03 | 0.04 | 0.03 | 0.03 | 0.02 | 0.0445
| 2 | 480.904 | 23.3305 | 3.1114 | 482.3818 | 43.9001 | 2061.3339 | 0.22047 | 101.6759 | 524.8042 | 2084.6644 | 3.3319 | 584.0577 | 633.2 | 602.1 | 550.1 | 544.3 | 496.2 | 437.4 | 394.3 | 394.8 | 400.6 | 420.3 | 471.5 | 512.7 | 528.7 | 492.4 | 472.6 | 666.2 | 637.5 | 624.8 | 617.4 | 582.5 | 511.5 | 441.3 | 354.7 | 267.1 | 167.9 | 148.5 | 184.9 | 304 | 364.7 | 396.6 | 585.1 | 538.4 | 457.2 | 488.6 | 530.4 | 524.8 | 474.7 | 433.8 | 436 | 451.4 | 464.5 | 459.3 | 439.1 | 407.1 | 399.8 | 400.3 | 382.9 | 381.9 | 393.8 | 366.7 | 304.9 | 237.6 | 227.3 | 239.7 | 227.3 | 208.7 | 161.3 | 127.2 | 74 | 52.4 | 403.3 | 365.2 | 355.3 | 300.7 | 262.2 | 176.3 | 107.8 | 56.9 | 22.7 | 17.3 | 12.8 | 8.1 | 6.6 | 4.1 | 2.8 | 47.3 | 42.2 | 33.8 | 34.3 | 26.1 | 16.4 | 7.9 | 8.5 | 10.6 | 15 | 23.6 | 29.9 | 32.9 | 27.4 | 24.7 | 52.6 | 48.1 | 46.8 | 48.3 | 45.4 | 38.5 | 31 | 26.2 | 18.5 | 10.6 | 6.5 | 8.9 | 16.3 | 22.7 | 24.6 | 39.9 | 32.3 | 19.3 | 24.3 | 31.5 | 30.4 | 21.7 | 14.4 | 15 | 17.8 | 20.2 | 19.8 | 17.5 | 13.2 | 12.6 | 28.9 | 26.1 | 23.8 | 21.4 | 16.3 | 8.4 | 4.7 | 4.5 | 4.9 | 4.6 | 4.2 | 3.1 | 2.4 | 2.1 | 2 | 28.9 | 24.2 | 18.4 | 13 | 9.4 | 4.5 | 2.7 | 1.9 | 1.2 | 1.1 | 1.2 | 1.5 | 1.1 | 1.1 | 1.1 | 6.66 | 5.91 | 4.66 | 4.73 | 3.53 | 2.08 | 0.81 | 0.91 | 1.23 | 1.89 | 3.16 | 4.09 | 4.53 | 3.73 | 3.33 | 7.44 | 6.77 | 6.59 | 6.82 | 6.42 | 5.43 | 4.34 | 3.68 | 2.59 | 1.47 | 0.85 | 1.18 | 2.2 | 3.13 | 3.4 | 5.56 | 4.44 | 2.51 | 3.25 | 4.32 | 4.15 | 2.87 | 1.78 | 1.86 | 2.28 | 2.64 | 2.59 | 2.26 | 1.61 | 1.53 | 4.05 | 3.64 | 3.28 | 2.9 | 2.14 | 0.99 | 0.48 | 0.46 | 0.51 | 0.47 | 0.43 | 0.31 | 0.24 | 0.21 | 0.2 | 4.05 | 3.36 | 2.47 | 1.7 | 1.19 | 0.52 | 0.29 | 0.2 | 0.12 | 0.11 | 0.12 | 0.15 | 0.11 | 0.11 | 0.11 | 42.8 | 43.2 | 43.8 | 42.6 | 43.4 | 44.3 | 46.2 | 45.7 | 44.5 | 43.2 | 42.4 | 42.2 | 41.7 | 41.7 | 41.5 | 42.5 | 42.7 | 42.1 | 39.8 | 37.7 | 34.3 | 31.6 | 24.3 | 19.4 | 13.1 | 14.2 | 17 | 26.4 | 28.7 | 31.3 | 43.1 | 43.6 | 44.4 | 44.1 | 43.1 | 43.4 | 44.5 | 45.6 | 45.4 | 44.9 | 44.5 | 44.2 | 43.5 | 43.1 | 42.7 | 28 | 28.2 | 30.1 | 33.8 | 34.8 | 33.6 | 27.9 | 26.7 | 28 | 26.6 | 24.5 | 19 | 15.1 | 13.3 | 13.1 | 28.4 | 27.5 | 31.4 | 28.9 | 26.9 | 19.8 | 14.3 | 11.4 | 7.6 | 7.4 | 7.6 | 9.5 | 7 | 7.4 | 6.7 | 2183.7 | 2164.4 | 2132.5 | 2084.3 | 2062.6 | 2027.9 | 2048.4 | 2030.7 | 1996.6 | 1972.9 | 1999.7 | 2040.9 | 2039.8 | 2000.3 | 1970.4 | 2209.2 | 2185.4 | 2155.1 | 2064 | 1951.6 | 1755.8 | 1586.5 | 1235.9 | 967 | 640.8 | 659 | 796.6 | 1255.6 | 1405.5 | 1530.5 | 2140.9 | 2109.9 | 2053.1 | 2077 | 2091.2 | 2095.3 | 2077.3 | 2070.2 | 2066.4 | 2066.8 | 2067.9 | 2048.9 | 2003.5 | 1955.2 | 1931.2 | 1413.4 | 1400.5 | 1469.8 | 1615.2 | 1620.6 | 1509.8 | 1236.1 | 1181.5 | 1242.5 | 1179.6 | 1084.1 | 841.3 | 664.6 | 748 | 815.3 | 1429.7 | 1358.3 | 1487.3 | 1339.8 | 1228.2 | 883.7 | 714.8 | 701.5 | 534 | 520.1 | 499.2 | 611 | 428.8 | 372.1 | 322.9 | 0.3 | 0.29 | 0.26 | 0.25 | 0.23 | 0.2 | 0.17 | 0.17 | 0.18 | 0.19 | 0.21 | 0.24 | 0.24 | 0.23 | 0.22 | 0.32 | 0.31 | 0.3 | 0.3 | 0.28 | 0.24 | 0.21 | 0.17 | 0.13 | 0.08 | 0.07 | 0.08 | 0.14 | 0.17 | 0.18 | 0.28 | 0.25 | 0.21 | 0.22 | 0.24 | 0.24 | 0.22 | 0.19 | 0.19 | 0.2 | 0.21 | 0.21 | 0.2 | 0.18 | 0.18 | 0.19 | 0.18 | 0.18 | 0.18 | 0.17 | 0.13 | 0.1 | 0.1 | 0.1 | 0.1 | 0.09 | 0.07 | 0.06 | 0.05 | 0.05 | 0.19 | 0.17 | 0.16 | 0.14 | 0.12 | 0.08 | 0.05 | 0.04 | 0.03 | 0.03 | 0.03 | 0.04 | 0.03 | 0.03 | 0.02 | 0.043
| 3 | 478.928 | 23.1277 | 3.0818 | 480.3922 | 43.8139 | 2056.5147 | 0.21946 | 101.4545 | 522.7419 | 2079.6425 | 3.3012 | 581.8467 | 629.7 | 600.1 | 551.5 | 540.6 | 492.3 | 432.8 | 393.7 | 393.6 | 398.7 | 418.2 | 470.4 | 511.5 | 529 | 491.4 | 472.8 | 666.2 | 637.9 | 628.2 | 613.4 | 575.4 | 501.9 | 433.5 | 349.5 | 262.5 | 166.9 | 145.7 | 183.2 | 300.8 | 362.3 | 392.8 | 582.1 | 535.7 | 456.2 | 484.2 | 524.2 | 519.9 | 473.2 | 434.5 | 434.7 | 447.8 | 460.9 | 456.1 | 438.7 | 405.4 | 397.9 | 400.3 | 383.1 | 382.5 | 391.7 | 364.3 | 302.9 | 237.4 | 227.3 | 238.9 | 226 | 205.9 | 159.3 | 125.8 | 74 | 52.4 | 403.4 | 366.9 | 356.5 | 300.5 | 259.3 | 175.6 | 107.4 | 57.5 | 22.5 | 17.3 | 12.9 | 8.2 | 6.7 | 4.2 | 2.8 | 46.8 | 42 | 34.1 | 33.8 | 25.6 | 15.9 | 7.8 | 8.4 | 10.4 | 14.8 | 23.6 | 29.8 | 32.9 | 27.2 | 24.7 | 52.6 | 48.2 | 47.5 | 47.8 | 44.7 | 37.2 | 30 | 25.2 | 17.9 | 10.4 | 6.3 | 8.8 | 16 | 22.2 | 23.8 | 39.3 | 31.8 | 19.1 | 23.7 | 30.6 | 29.7 | 21.6 | 14.6 | 14.8 | 17.2 | 19.6 | 19.3 | 17.4 | 12.9 | 12.4 | 28.9 | 26.2 | 24 | 21.3 | 16.1 | 8.3 | 4.7 | 4.5 | 4.8 | 4.5 | 4.1 | 3.1 | 2.4 | 2.1 | 2 | 29 | 24.6 | 18.7 | 13 | 9.1 | 4.4 | 2.6 | 1.9 | 1.2 | 1.1 | 1.2 | 1.5 | 1.1 | 1.2 | 1.1 | 6.58 | 5.87 | 4.7 | 4.67 | 3.45 | 2.01 | 0.81 | 0.89 | 1.2 | 1.86 | 3.16 | 4.08 | 4.54 | 3.7 | 3.33 | 7.45 | 6.79 | 6.69 | 6.76 | 6.32 | 5.24 | 4.19 | 3.53 | 2.49 | 1.44 | 0.83 | 1.17 | 2.16 | 3.05 | 3.27 | 5.47 | 4.36 | 2.49 | 3.16 | 4.19 | 4.05 | 2.85 | 1.81 | 1.84 | 2.2 | 2.55 | 2.51 | 2.23 | 1.58 | 1.5 | 4.06 | 3.65 | 3.31 | 2.89 | 2.11 | 0.97 | 0.48 | 0.46 | 0.49 | 0.46 | 0.42 | 0.31 | 0.24 | 0.21 | 0.2 | 4.07 | 3.42 | 2.52 | 1.71 | 1.15 | 0.5 | 0.28 | 0.19 | 0.12 | 0.11 | 0.12 | 0.15 | 0.11 | 0.12 | 0.11 | 42.9 | 43.2 | 43.7 | 42.5 | 43.3 | 44.2 | 46.1 | 45.6 | 44.5 | 43.1 | 42.2 | 42.1 | 41.7 | 41.8 | 41.5 | 42.5 | 42.7 | 41.9 | 39.7 | 37.3 | 34.2 | 31.5 | 24.5 | 19.3 | 13.1 | 14 | 16.8 | 26.2 | 28.9 | 31.6 | 43.2 | 43.7 | 44.4 | 44 | 43.1 | 43.4 | 44.4 | 45.5 | 45.4 | 44.9 | 44.6 | 44.2 | 43.6 | 43.1 | 42.6 | 28 | 28.1 | 30 | 33.7 | 34.6 | 33.4 | 27.9 | 26.7 | 28 | 26.5 | 24.2 | 18.8 | 14.9 | 13.4 | 13.1 | 28.3 | 27.4 | 31.3 | 28.8 | 26.8 | 19.8 | 14.3 | 11.5 | 7.6 | 7.5 | 7.6 | 9.6 | 7.1 | 7.5 | 6.8 | 2179.7 | 2161 | 2131.7 | 2076.8 | 2055.4 | 2018.4 | 2045.9 | 2027.8 | 1993.7 | 1967.2 | 1993.3 | 2035.7 | 2039.1 | 2001.2 | 1972.1 | 2206.6 | 2183.1 | 2153.1 | 2055.7 | 1932.7 | 1741.3 | 1573.9 | 1236.9 | 961.9 | 641.1 | 647.5 | 788.5 | 1246.5 | 1408.7 | 1535.5 | 2141.6 | 2109.5 | 2051.9 | 2071.5 | 2084.4 | 2089.5 | 2073.5 | 2067.6 | 2063.8 | 2063.1 | 2064.6 | 2047.2 | 2005.8 | 1952.6 | 1926.5 | 1411.7 | 1399.2 | 1467.8 | 1606.5 | 1611.4 | 1501.3 | 1234.9 | 1181.6 | 1240.2 | 1174.8 | 1071.2 | 831.3 | 657.1 | 754 | 824.6 | 1426.5 | 1356.6 | 1483.9 | 1336.8 | 1220.5 | 882.9 | 709.4 | 701.9 | 530.6 | 521.6 | 498.2 | 615 | 433.4 | 377.6 | 322.9 | 0.3 | 0.29 | 0.26 | 0.25 | 0.23 | 0.19 | 0.17 | 0.17 | 0.18 | 0.19 | 0.21 | 0.24 | 0.24 | 0.23 | 0.22 | 0.32 | 0.31 | 0.3 | 0.29 | 0.27 | 0.24 | 0.2 | 0.17 | 0.12 | 0.08 | 0.07 | 0.08 | 0.14 | 0.17 | 0.18 | 0.28 | 0.25 | 0.21 | 0.22 | 0.24 | 0.24 | 0.21 | 0.19 | 0.19 | 0.2 | 0.21 | 0.21 | 0.2 | 0.18 | 0.18 | 0.19 | 0.18 | 0.18 | 0.18 | 0.16 | 0.13 | 0.1 | 0.1 | 0.1 | 0.1 | 0.09 | 0.07 | 0.06 | 0.05 | 0.05 | 0.19 | 0.17 | 0.16 | 0.14 | 0.12 | 0.08 | 0.05 | 0.04 | 0.03 | 0.03 | 0.03 | 0.04 | 0.03 | 0.03 | 0.02 | 0.0421
| 4 | 478.5277 | 23.0581 | 3.0752 | 479.9883 | 43.8132 | 2055.6887 | 0.21753 | 101.4301 | 522.3409 | 2078.7467 | 3.2927 | 581.4184 | 627.1 | 599.5 | 549.5 | 544.1 | 495 | 436.5 | 393.5 | 391.9 | 396.3 | 413.3 | 465.4 | 508.9 | 528 | 492.6 | 472.5 | 667.4 | 640.4 | 627.3 | 605.5 | 554.6 | 476.5 | 405.7 | 326.4 | 241.8 | 152.3 | 135.5 | 178 | 297.7 | 364.3 | 396.7 | 582.3 | 534.8 | 453.9 | 483.2 | 521.9 | 518.1 | 469.3 | 430.9 | 431.6 | 446.4 | 461.8 | 457.9 | 439.5 | 404.5 | 395.1 | 399.2 | 383.2 | 386.4 | 396.5 | 368.1 | 302.8 | 237 | 226.6 | 237.2 | 223 | 199.3 | 153.9 | 121.2 | 73.5 | 51.7 | 402 | 366.2 | 357.8 | 303.2 | 259.4 | 170 | 101.3 | 53.6 | 22.1 | 16.8 | 12.6 | 8.1 | 6.6 | 4.1 | 2.7 | 46.2 | 41.7 | 33.7 | 34.3 | 26.1 | 16.5 | 7.8 | 8.1 | 10 | 14.2 | 23 | 29.6 | 32.9 | 27.5 | 24.9 | 52.7 | 48.5 | 47.2 | 46.9 | 42.1 | 34.4 | 26.7 | 22.8 | 15.9 | 9.2 | 5.7 | 8.6 | 16.1 | 22.7 | 24.5 | 39.3 | 31.7 | 18.7 | 23.5 | 30.2 | 29.4 | 20.9 | 14 | 14.3 | 17 | 19.8 | 19.6 | 17.5 | 12.7 | 11.8 | 28.7 | 26.1 | 24.6 | 22.1 | 16.7 | 8.3 | 4.6 | 4.4 | 4.7 | 4.4 | 3.9 | 3 | 2.3 | 2 | 2 | 28.7 | 24.4 | 19.1 | 13.7 | 9.7 | 4.3 | 2.5 | 1.7 | 1.1 | 1.1 | 1.1 | 1.4 | 1.1 | 1.1 | 1 | 6.51 | 5.84 | 4.64 | 4.75 | 3.52 | 2.1 | 0.8 | 0.86 | 1.14 | 1.78 | 3.08 | 4.05 | 4.54 | 3.75 | 3.36 | 7.47 | 6.84 | 6.65 | 6.62 | 5.93 | 4.83 | 3.71 | 3.19 | 2.2 | 1.26 | 0.74 | 1.14 | 2.18 | 3.12 | 3.38 | 5.48 | 4.35 | 2.43 | 3.13 | 4.13 | 4 | 2.75 | 1.72 | 1.76 | 2.17 | 2.58 | 2.55 | 2.25 | 1.54 | 1.42 | 4.02 | 3.65 | 3.4 | 3 | 2.21 | 0.98 | 0.47 | 0.45 | 0.48 | 0.45 | 0.4 | 0.3 | 0.23 | 0.21 | 0.2 | 4.02 | 3.39 | 2.58 | 1.8 | 1.23 | 0.5 | 0.26 | 0.18 | 0.11 | 0.11 | 0.11 | 0.14 | 0.11 | 0.11 | 0.1 | 43 | 43.3 | 43.8 | 42.5 | 43.3 | 44.1 | 46.1 | 45.6 | 44.5 | 43 | 42.1 | 42 | 41.5 | 41.6 | 41.3 | 42.5 | 42.7 | 42.1 | 39.5 | 36.9 | 33.3 | 30.7 | 23.5 | 18.4 | 12.3 | 13.2 | 16.3 | 25.7 | 28.7 | 31.4 | 43.2 | 43.7 | 44.4 | 44.1 | 43.2 | 43.4 | 44.5 | 45.6 | 45.4 | 44.9 | 44.5 | 44.2 | 43.6 | 43.2 | 42.7 | 28 | 28.2 | 30 | 33.6 | 34.6 | 33.4 | 27.9 | 26.6 | 27.8 | 26.2 | 23.4 | 18.1 | 14.4 | 13.1 | 12.8 | 28.4 | 27.4 | 31.1 | 28.6 | 26.3 | 19.1 | 13.5 | 10.8 | 7.3 | 7.2 | 7.4 | 9.3 | 6.9 | 7.3 | 6.6 | 2181.1 | 2164.3 | 2133.3 | 2080.5 | 2056.9 | 2020 | 2045.3 | 2025.2 | 1991.3 | 1956.7 | 1982 | 2026.7 | 2033 | 1997.8 | 1964.7 | 2209.9 | 2187.3 | 2156.5 | 2039.6 | 1895 | 1681.8 | 1515.2 | 1177.7 | 905.4 | 595.6 | 609.1 | 765.7 | 1225.2 | 1405.1 | 1534.3 | 2139.8 | 2107.6 | 2050.4 | 2071.7 | 2083 | 2088.1 | 2071.3 | 2067.2 | 2062.2 | 2062.1 | 2064.2 | 2048.6 | 2007.7 | 1954.8 | 1927.6 | 1413 | 1401.3 | 1472.3 | 1610.1 | 1613.6 | 1499.8 | 1234.5 | 1179.5 | 1232.9 | 1159.4 | 1036.9 | 803.1 | 633.4 | 731.5 | 791.1 | 1428.6 | 1357.8 | 1480.5 | 1333.3 | 1204.3 | 852.6 | 670.8 | 664.2 | 509 | 501.7 | 481.3 | 593.6 | 417.2 | 362.6 | 310.8 | 0.3 | 0.28 | 0.26 | 0.25 | 0.23 | 0.2 | 0.17 | 0.17 | 0.17 | 0.18 | 0.21 | 0.23 | 0.24 | 0.23 | 0.22 | 0.32 | 0.31 | 0.3 | 0.29 | 0.26 | 0.23 | 0.19 | 0.15 | 0.11 | 0.07 | 0.06 | 0.08 | 0.14 | 0.17 | 0.18 | 0.28 | 0.25 | 0.2 | 0.22 | 0.24 | 0.24 | 0.21 | 0.19 | 0.19 | 0.2 | 0.21 | 0.21 | 0.2 | 0.18 | 0.17 | 0.19 | 0.18 | 0.18 | 0.18 | 0.17 | 0.13 | 0.1 | 0.1 | 0.1 | 0.1 | 0.09 | 0.07 | 0.05 | 0.05 | 0.05 | 0.19 | 0.17 | 0.16 | 0.14 | 0.12 | 0.08 | 0.05 | 0.04 | 0.03 | 0.03 | 0.03 | 0.03 | 0.03 | 0.03 | 0.02 | 0.0421
| 5 | 477.3146 | 23.2805 | 3.1055 | 478.7894 | 43.474 | 2042.006 | 0.21996 | 100.7085 | 520.7885 | 2065.2865 | 3.3255 | 579.4978 | 635.1 | 607.1 | 553.2 | 545.2 | 493.2 | 436.7 | 393.4 | 390.2 | 389.8 | 399.7 | 455 | 503.5 | 524.6 | 485 | 460.1 | 680.9 | 646.8 | 628.9 | 584.2 | 522.5 | 430.7 | 362.4 | 287.5 | 206.8 | 129.8 | 120.4 | 176.1 | 298.1 | 366 | 395.8 | 589.1 | 538.3 | 449.1 | 473.7 | 511.4 | 511.1 | 464.9 | 428.1 | 428.3 | 444.5 | 457.7 | 449.7 | 420.5 | 383.5 | 371.5 | 404.1 | 387.7 | 388.8 | 396.3 | 366.5 | 302.3 | 236.9 | 224.5 | 228.8 | 212 | 187.1 | 146.9 | 115.2 | 70.9 | 49.1 | 408.7 | 371.8 | 360.9 | 302.8 | 254.4 | 163.6 | 94.5 | 50.2 | 21.5 | 16.6 | 12.4 | 7.9 | 6.5 | 4.1 | 2.7 | 47.8 | 43.4 | 34.7 | 35.3 | 26.4 | 17.1 | 7.7 | 7.8 | 9.1 | 12.5 | 22 | 29.4 | 33.5 | 27.6 | 24.4 | 55.1 | 50.2 | 48.5 | 45.6 | 39.5 | 30.5 | 23.7 | 20.6 | 14 | 7.9 | 4.6 | 8.7 | 16.4 | 23.1 | 24.5 | 40.3 | 32.1 | 17.8 | 21.9 | 28.4 | 28.1 | 20 | 13.4 | 13.7 | 16.6 | 19.1 | 18.4 | 15.4 | 10.8 | 9.9 | 29.7 | 27.2 | 25.3 | 22.7 | 17 | 8.7 | 4.7 | 4.5 | 4.5 | 4.1 | 3.6 | 2.8 | 2.2 | 2 | 1.9 | 30.1 | 25.6 | 19.9 | 13.8 | 9.5 | 4.2 | 2.3 | 1.6 | 1.1 | 1.1 | 1.1 | 1.4 | 1 | 1.1 | 1 | 6.73 | 6.08 | 4.79 | 4.9 | 3.57 | 2.19 | 0.79 | 0.8 | 1 | 1.52 | 2.93 | 4.03 | 4.63 | 3.76 | 3.3 | 7.82 | 7.09 | 6.84 | 6.44 | 5.56 | 4.27 | 3.29 | 2.89 | 1.95 | 1.09 | 0.59 | 1.17 | 2.23 | 3.19 | 3.38 | 5.63 | 4.41 | 2.29 | 2.9 | 3.87 | 3.81 | 2.61 | 1.63 | 1.67 | 2.11 | 2.48 | 2.38 | 1.94 | 1.27 | 1.15 | 4.17 | 3.8 | 3.51 | 3.1 | 2.25 | 1.03 | 0.48 | 0.46 | 0.46 | 0.42 | 0.37 | 0.29 | 0.22 | 0.2 | 0.19 | 4.24 | 3.58 | 2.71 | 1.82 | 1.21 | 0.49 | 0.25 | 0.16 | 0.11 | 0.11 | 0.11 | 0.14 | 0.1 | 0.11 | 0.1 | 42.7 | 42.9 | 43.4 | 41.7 | 42.8 | 43.6 | 46.2 | 45.7 | 44.5 | 42.7 | 41.6 | 41.4 | 40.6 | 40.6 | 40.1 | 42.2 | 42.1 | 41.2 | 37.8 | 34.9 | 30.6 | 27.6 | 20.2 | 15.3 | 10.4 | 12.1 | 15.9 | 25.4 | 28.6 | 31.3 | 43.2 | 43.7 | 44.6 | 44.2 | 43.4 | 43.7 | 44.7 | 45.7 | 45.5 | 45 | 44.6 | 44.2 | 42.9 | 42.1 | 41.2 | 27.8 | 27.8 | 29.6 | 33 | 34.2 | 33 | 27.8 | 26.3 | 26.8 | 24.9 | 22 | 17.3 | 13.7 | 12.7 | 12.3 | 28 | 27.1 | 30.8 | 28.4 | 25.8 | 18.3 | 12.6 | 10.2 | 6.9 | 6.9 | 7 | 8.8 | 6.5 | 6.8 | 6 | 2179.2 | 2157.2 | 2122.7 | 2053.7 | 2035.7 | 2001.8 | 2047.8 | 2027 | 1983.3 | 1932 | 1955.1 | 2001 | 1995.6 | 1952.7 | 1907.3 | 2213.1 | 2171.6 | 2125.5 | 1955.8 | 1791.2 | 1541 | 1359.7 | 1020.2 | 760.7 | 505.8 | 554.6 | 749 | 1217 | 1402.3 | 1528.7 | 2148.6 | 2113.8 | 2050.7 | 2065.4 | 2078.6 | 2087.8 | 2074.8 | 2069.4 | 2061.9 | 2062.3 | 2062.6 | 2038.8 | 1963.7 | 1893.1 | 1849.3 | 1409.5 | 1394.4 | 1460.6 | 1587.4 | 1594.8 | 1485.9 | 1232.8 | 1166.7 | 1189.6 | 1104.3 | 975.3 | 766.1 | 602 | 706.5 | 760.7 | 1422.4 | 1351 | 1469.6 | 1325.5 | 1180.6 | 818.2 | 624.2 | 625.4 | 483.6 | 477.9 | 450.5 | 554.2 | 389.9 | 336.3 | 284.5 | 0.31 | 0.29 | 0.26 | 0.26 | 0.23 | 0.2 | 0.17 | 0.17 | 0.17 | 0.18 | 0.21 | 0.23 | 0.24 | 0.22 | 0.21 | 0.33 | 0.31 | 0.3 | 0.28 | 0.25 | 0.2 | 0.17 | 0.14 | 0.1 | 0.06 | 0.05 | 0.08 | 0.14 | 0.17 | 0.18 | 0.28 | 0.25 | 0.2 | 0.22 | 0.23 | 0.23 | 0.21 | 0.19 | 0.19 | 0.2 | 0.21 | 0.2 | 0.19 | 0.17 | 0.16 | 0.19 | 0.18 | 0.18 | 0.18 | 0.17 | 0.13 | 0.1 | 0.1 | 0.1 | 0.09 | 0.08 | 0.06 | 0.05 | 0.05 | 0.05 | 0.2 | 0.18 | 0.17 | 0.14 | 0.11 | 0.07 | 0.05 | 0.04 | 0.03 | 0.03 | 0.03 | 0.03 | 0.02 | 0.03 | 0.02 | 0.0435
| 6 | 436.7536 | 20.9776 | 2.7952 | 438.0817 | 40.1108 | 1874.575 | 0.20265 | 92.6526 | 476.8644 | 1895.5526 | 2.9979 | 530.7343 | 599.5 | 573.2 | 511.8 | 464.6 | 421.8 | 375.1 | 392.4 | 384.6 | 370.4 | 364.3 | 416.1 | 471.4 | 482.6 | 440.8 | 404.8 | 676.2 | 623 | 580.5 | 495.5 | 428.8 | 335.3 | 270.1 | 196.6 | 124.2 | 75.1 | 77.1 | 145.4 | 275.6 | 353 | 386.7 | 589.9 | 540.6 | 453.2 | 459.2 | 483.4 | 476.3 | 443.1 | 411.3 | 412.4 | 423 | 436.1 | 417.9 | 372.1 | 313.4 | 291.5 | 378.8 | 363.5 | 351.7 | 338.7 | 314.3 | 264.8 | 232.4 | 213.3 | 201.4 | 176.5 | 156.7 | 123.7 | 98 | 56.6 | 40.7 | 375.4 | 346.9 | 306.1 | 258.2 | 204.7 | 134.9 | 75.5 | 38.9 | 19 | 14.7 | 10.3 | 6.6 | 4.9 | 2.8 | 1.8 | 45.7 | 41.7 | 32.9 | 29.9 | 21.2 | 12.7 | 7.7 | 7.9 | 8.6 | 11.5 | 20.3 | 27.9 | 30.7 | 24.7 | 20.9 | 54.8 | 48.6 | 45 | 38.8 | 32.5 | 23.3 | 16.5 | 13 | 7.4 | 3.9 | 2.6 | 7.5 | 15.6 | 22 | 23.8 | 39.9 | 32.1 | 18.3 | 20.1 | 25 | 23.9 | 17.1 | 11.1 | 11.5 | 14 | 16.4 | 15.6 | 12.7 | 8.1 | 7.4 | 28.4 | 26 | 23.5 | 20.1 | 14.7 | 7.3 | 4.6 | 4.2 | 4 | 3.4 | 3 | 2.4 | 1.9 | 1.7 | 1.7 | 28.2 | 24.4 | 18.2 | 12.9 | 8.3 | 3.7 | 1.9 | 1.4 | 1 | 1 | 1 | 1.2 | 0.8 | 0.7 | 0.7 | 6.46 | 5.86 | 4.56 | 4.15 | 2.85 | 1.57 | 0.79 | 0.82 | 0.95 | 1.41 | 2.71 | 3.82 | 4.24 | 3.36 | 2.8 | 7.79 | 6.87 | 6.36 | 5.49 | 4.58 | 3.26 | 2.28 | 1.8 | 1.02 | 0.53 | 0.32 | 1 | 2.13 | 3.04 | 3.28 | 5.57 | 4.41 | 2.36 | 2.65 | 3.36 | 3.2 | 2.19 | 1.3 | 1.35 | 1.72 | 2.09 | 1.97 | 1.59 | 0.93 | 0.84 | 4 | 3.65 | 3.28 | 2.76 | 1.95 | 0.86 | 0.47 | 0.43 | 0.41 | 0.35 | 0.31 | 0.24 | 0.19 | 0.17 | 0.17 | 3.97 | 3.42 | 2.5 | 1.73 | 1.07 | 0.44 | 0.2 | 0.14 | 0.1 | 0.1 | 0.1 | 0.12 | 0.08 | 0.07 | 0.07 | 39.8 | 39.9 | 39.6 | 35.8 | 37.9 | 39.3 | 46 | 44.9 | 42.3 | 38.8 | 37.8 | 38.5 | 37.5 | 37.2 | 35.8 | 41.9 | 40.4 | 37.9 | 32 | 28.7 | 24.3 | 21.6 | 14.9 | 10.1 | 6.6 | 8.1 | 12.9 | 23.1 | 27.8 | 30.7 | 43.7 | 44.2 | 44.8 | 43.9 | 42.8 | 42.8 | 44.4 | 45.5 | 45.4 | 44.5 | 44.1 | 42.4 | 38.8 | 35 | 32.8 | 25.6 | 25.7 | 26.3 | 27.7 | 29.2 | 29.2 | 27.2 | 25 | 23.6 | 20.8 | 18.4 | 14.6 | 11.6 | 11 | 11.2 | 25.3 | 24.9 | 25 | 23.3 | 20.2 | 14.9 | 10.3 | 8.6 | 6.4 | 6.5 | 6.4 | 7.6 | 5.3 | 4.7 | 4.2 | 2031.6 | 2007.1 | 1930.4 | 1748.7 | 1778.2 | 1780.7 | 2040 | 1990.3 | 1884.5 | 1756.5 | 1779.7 | 1864.2 | 1840.5 | 1786 | 1697.5 | 2189.2 | 2077.7 | 1947 | 1647.6 | 1464.8 | 1210.6 | 1048.7 | 733.4 | 487.6 | 313.2 | 367.3 | 611.4 | 1111.4 | 1359.8 | 1498.6 | 2160.6 | 2123.4 | 2055.7 | 2031.2 | 2020.8 | 2015.3 | 2037.6 | 2043.5 | 2038.9 | 2021.7 | 2022.5 | 1943.9 | 1766.6 | 1569 | 1465 | 1300.1 | 1287 | 1296.5 | 1332.6 | 1363.7 | 1310.7 | 1207.6 | 1108.3 | 1047.5 | 920.2 | 816.8 | 645.5 | 511.8 | 629.5 | 712.7 | 1286.4 | 1239.1 | 1199.7 | 1089.7 | 927.5 | 667 | 517.9 | 543.6 | 448.2 | 449 | 414.8 | 484.2 | 323.4 | 235.5 | 196.9 | 0.29 | 0.28 | 0.25 | 0.22 | 0.2 | 0.17 | 0.17 | 0.17 | 0.16 | 0.16 | 0.19 | 0.22 | 0.22 | 0.2 | 0.18 | 0.33 | 0.3 | 0.28 | 0.24 | 0.21 | 0.16 | 0.13 | 0.09 | 0.06 | 0.03 | 0.03 | 0.07 | 0.13 | 0.16 | 0.18 | 0.28 | 0.26 | 0.21 | 0.21 | 0.22 | 0.22 | 0.2 | 0.18 | 0.18 | 0.19 | 0.2 | 0.19 | 0.17 | 0.14 | 0.13 | 0.18 | 0.18 | 0.17 | 0.16 | 0.14 | 0.12 | 0.1 | 0.09 | 0.09 | 0.08 | 0.07 | 0.05 | 0.04 | 0.04 | 0.04 | 0.18 | 0.17 | 0.15 | 0.12 | 0.09 | 0.06 | 0.04 | 0.03 | 0.02 | 0.02 | 0.02 | 0.03 | 0.02 | 0.02 | 0.02 | 0.0466
| 7 | 371.255 | 17.0667 | 2.2579 | 372.3312 | 34.8074 | 1618.2797 | 0.17296 | 80.1651 | 406.0624 | 1635.3464 | 2.4309 | 452.4962 | 526.4 | 504 | 410.2 | 350.6 | 326.6 | 315.4 | 385.8 | 362.5 | 332.5 | 304.7 | 359 | 419.9 | 425.8 | 383.7 | 339 | 652.2 | 579.8 | 486 | 367 | 298.6 | 241.6 | 206.5 | 155.3 | 97.2 | 62 | 61.7 | 116.9 | 234.8 | 316.3 | 359.4 | 591.6 | 539.9 | 452.2 | 418.2 | 425.4 | 416.8 | 420.9 | 401 | 399 | 396.5 | 410.3 | 379.4 | 330.8 | 248.3 | 223.5 | 328.2 | 317.3 | 279.7 | 265.7 | 248.3 | 226.9 | 219.3 | 194.2 | 166.7 | 138.2 | 121 | 96 | 75.3 | 42.6 | 32 | 331.3 | 311.1 | 241.5 | 208.4 | 153.1 | 106.7 | 57.8 | 28.7 | 16.2 | 12.8 | 8.8 | 5.8 | 4 | 2 | 1.3 | 40.2 | 36.6 | 26 | 21.7 | 14.4 | 8.7 | 7.7 | 7.5 | 8 | 10.1 | 18.4 | 25.5 | 27.4 | 21.4 | 17.1 | 51.9 | 45 | 37.8 | 29.2 | 22.7 | 16.9 | 12.5 | 10.2 | 5.6 | 3.1 | 2.1 | 6 | 13.2 | 19.5 | 21.9 | 39.9 | 32 | 18.5 | 16.7 | 19.5 | 18.5 | 15 | 10.7 | 11.1 | 12.8 | 15.4 | 14 | 11.6 | 6.5 | 5.9 | 24.7 | 22.8 | 19.2 | 16.3 | 11.6 | 5.9 | 4.4 | 3.9 | 3.3 | 2.7 | 2.4 | 1.8 | 1.4 | 1.4 | 1.5 | 25 | 21.9 | 15 | 11 | 6.6 | 3.1 | 1.4 | 1.1 | 0.8 | 0.9 | 0.9 | 1 | 0.7 | 0.5 | 0.5 | 5.68 | 5.14 | 3.6 | 3 | 1.9 | 1.02 | 0.79 | 0.79 | 0.89 | 1.25 | 2.47 | 3.51 | 3.79 | 2.91 | 2.3 | 7.35 | 6.36 | 5.35 | 4.14 | 3.21 | 2.37 | 1.73 | 1.42 | 0.76 | 0.42 | 0.25 | 0.8 | 1.8 | 2.69 | 3.02 | 5.56 | 4.39 | 2.4 | 2.16 | 2.59 | 2.43 | 1.89 | 1.24 | 1.3 | 1.57 | 1.96 | 1.78 | 1.45 | 0.76 | 0.69 | 3.49 | 3.2 | 2.68 | 2.25 | 1.54 | 0.69 | 0.45 | 0.4 | 0.34 | 0.28 | 0.24 | 0.19 | 0.14 | 0.14 | 0.15 | 3.54 | 3.08 | 2.08 | 1.49 | 0.86 | 0.37 | 0.15 | 0.11 | 0.08 | 0.09 | 0.09 | 0.1 | 0.07 | 0.05 | 0.05 | 35 | 35.2 | 32 | 27.9 | 31.1 | 34.8 | 45.2 | 42.2 | 37.8 | 32.1 | 31.9 | 33.7 | 32.8 | 32.5 | 30.3 | 41.4 | 37.8 | 31.6 | 23.3 | 19.8 | 17.4 | 16.6 | 11.8 | 8.1 | 5.6 | 6.5 | 10.4 | 19.8 | 25.1 | 28.7 | 44 | 44.1 | 44.5 | 41.5 | 39.9 | 39.7 | 43.3 | 44.5 | 43.9 | 42 | 41.6 | 38.7 | 34.3 | 27.7 | 24.9 | 22.1 | 22.4 | 20.5 | 21.2 | 23.2 | 25.3 | 25.7 | 22.8 | 19.5 | 16.2 | 14.2 | 11.3 | 9 | 9.2 | 10 | 22.2 | 22.3 | 19.1 | 18.2 | 14.8 | 11.6 | 8 | 6.9 | 5.5 | 5.8 | 5.9 | 6.7 | 4.6 | 3.5 | 3.1 | 1780 | 1766.8 | 1557.8 | 1348.6 | 1440 | 1560.3 | 2004 | 1872.5 | 1684.8 | 1454.8 | 1508.9 | 1638.2 | 1614.1 | 1557.9 | 1433 | 2142 | 1939.2 | 1623 | 1206.1 | 1015.3 | 870.3 | 804.6 | 581.4 | 389.3 | 262.2 | 294.4 | 492.2 | 949 | 1224.4 | 1398.8 | 2173.8 | 2124.6 | 2040.9 | 1898 | 1852.6 | 1838.2 | 1974.9 | 1996.6 | 1973.8 | 1903.4 | 1907.9 | 1772.6 | 1565.6 | 1239.2 | 1114.5 | 1120.4 | 1119 | 1015.7 | 1024.8 | 1074.7 | 1131.1 | 1138.4 | 1008.4 | 865.9 | 719.4 | 630.6 | 500.9 | 393.7 | 548.3 | 655.7 | 1128.1 | 1110.6 | 925.4 | 860.5 | 680.4 | 522 | 408.6 | 448.2 | 388.6 | 409 | 384.3 | 435.4 | 277.9 | 175.4 | 145.9 | 0.26 | 0.25 | 0.2 | 0.17 | 0.15 | 0.14 | 0.17 | 0.16 | 0.15 | 0.14 | 0.16 | 0.19 | 0.2 | 0.18 | 0.15 | 0.32 | 0.28 | 0.24 | 0.18 | 0.14 | 0.11 | 0.1 | 0.07 | 0.05 | 0.03 | 0.03 | 0.05 | 0.11 | 0.15 | 0.17 | 0.28 | 0.25 | 0.21 | 0.19 | 0.2 | 0.19 | 0.19 | 0.18 | 0.18 | 0.18 | 0.18 | 0.17 | 0.15 | 0.11 | 0.1 | 0.16 | 0.15 | 0.14 | 0.13 | 0.12 | 0.1 | 0.1 | 0.08 | 0.07 | 0.06 | 0.05 | 0.04 | 0.03 | 0.03 | 0.04 | 0.16 | 0.15 | 0.12 | 0.1 | 0.07 | 0.05 | 0.03 | 0.03 | 0.02 | 0.02 | 0.02 | 0.03 | 0.02 | 0.01 | 0.01 | 0.0492
| 8 | 317.7802 | 13.7882 | 1.8088 | 318.6456 | 30.4942 | 1410.9719 | 0.14601 | 70.0401 | 348.2744 | 1424.7602 | 1.9548 | 388.6857 | 501 | 468.4 | 330.7 | 252.7 | 245.6 | 272.7 | 374.5 | 333 | 294.7 | 250.4 | 310 | 373.3 | 371.8 | 329.1 | 275.8 | 635.4 | 535.2 | 389.2 | 246.1 | 192.7 | 164.6 | 150.1 | 113.2 | 75.6 | 50.2 | 44.8 | 85.3 | 191.2 | 271.5 | 318.1 | 592.2 | 533.2 | 434.6 | 368.5 | 364.1 | 360.5 | 396.8 | 389.9 | 392.3 | 379.8 | 397.8 | 363.5 | 321.1 | 219 | 187 | 309.3 | 292.4 | 221.4 | 197.4 | 185.5 | 196.2 | 203.5 | 175 | 134.6 | 104.4 | 85.4 | 67.4 | 49.7 | 28.6 | 22.8 | 305.2 | 288 | 190.9 | 162 | 104 | 78.8 | 41.2 | 19.1 | 12 | 9.3 | 6.4 | 4.5 | 2.8 | 1.3 | 0.9 | 38.2 | 33.5 | 20.1 | 14.4 | 8.9 | 6 | 7.4 | 6.8 | 7 | 8.5 | 16.3 | 23 | 23.6 | 18 | 13.3 | 50.1 | 41.1 | 29.3 | 18.8 | 14 | 11 | 9 | 7.5 | 4.5 | 2.7 | 1.6 | 4.5 | 11.2 | 17.1 | 19.9 | 40.1 | 31.7 | 17.5 | 13.7 | 15.5 | 14.8 | 13.2 | 10.1 | 10.9 | 12.2 | 15.2 | 13.8 | 12.2 | 6.7 | 6.1 | 23.3 | 20.7 | 14.4 | 11.2 | 7.4 | 4.5 | 4 | 3.5 | 2.7 | 2 | 1.7 | 1.3 | 0.9 | 1.2 | 1.4 | 22.9 | 20 | 11.4 | 8.1 | 4 | 2.2 | 1.1 | 0.8 | 0.7 | 0.8 | 0.8 | 0.9 | 0.6 | 0.3 | 0.3 | 5.4 | 4.71 | 2.77 | 1.98 | 1.12 | 0.65 | 0.76 | 0.71 | 0.78 | 1.06 | 2.2 | 3.16 | 3.26 | 2.44 | 1.76 | 7.09 | 5.81 | 4.14 | 2.65 | 1.97 | 1.53 | 1.24 | 1.04 | 0.62 | 0.37 | 0.2 | 0.61 | 1.53 | 2.36 | 2.75 | 5.6 | 4.35 | 2.26 | 1.75 | 2.02 | 1.91 | 1.63 | 1.16 | 1.28 | 1.5 | 1.94 | 1.76 | 1.55 | 0.82 | 0.74 | 3.28 | 2.9 | 1.99 | 1.52 | 0.96 | 0.5 | 0.41 | 0.36 | 0.28 | 0.21 | 0.17 | 0.13 | 0.09 | 0.12 | 0.14 | 3.24 | 2.8 | 1.57 | 1.08 | 0.5 | 0.25 | 0.11 | 0.09 | 0.07 | 0.08 | 0.08 | 0.09 | 0.06 | 0.03 | 0.03 | 33.3 | 33.1 | 26.6 | 21.1 | 25.2 | 31.4 | 44 | 38.8 | 33.5 | 26.1 | 27.1 | 29.7 | 28.9 | 28.2 | 25.3 | 40.7 | 35.3 | 26.1 | 16.3 | 13.4 | 12.3 | 12.2 | 8.5 | 6.1 | 4.4 | 4.6 | 7.5 | 15.7 | 21.2 | 24.9 | 43.8 | 43.5 | 42.9 | 37.4 | 35.3 | 35.4 | 41.7 | 43.6 | 43.2 | 40.3 | 40.1 | 36.8 | 32.5 | 23.5 | 19.8 | 20.9 | 20.9 | 17 | 16.6 | 18.4 | 22.4 | 23.9 | 20.5 | 15.8 | 12.3 | 10.1 | 7.9 | 6 | 7.6 | 9 | 20.6 | 20.9 | 15.5 | 14.6 | 10.5 | 8.7 | 5.9 | 5.3 | 4.6 | 5.1 | 5.4 | 5.9 | 3.7 | 2.1 | 1.8 | 1692.2 | 1655 | 1284.2 | 1010.7 | 1147.1 | 1397.6 | 1947.4 | 1722.9 | 1493.7 | 1188.8 | 1289.2 | 1447.9 | 1418.4 | 1347.7 | 1186.6 | 2101.6 | 1804 | 1332.8 | 834.7 | 676.9 | 608.7 | 587.6 | 421.4 | 296.3 | 206.8 | 209.7 | 354.2 | 760.1 | 1039.7 | 1221.4 | 2167.3 | 2095.2 | 1973.4 | 1708.1 | 1628 | 1630 | 1891.8 | 1950.8 | 1939.9 | 1826 | 1844 | 1688.1 | 1492.3 | 1062.6 | 897.3 | 1055.6 | 1041.3 | 830.9 | 794.9 | 844.4 | 999.3 | 1057.7 | 909.3 | 699.4 | 544.3 | 445.1 | 351.7 | 260.1 | 485.7 | 623.2 | 1042.6 | 1036.8 | 747 | 686.2 | 479.7 | 390.7 | 304.3 | 361.5 | 330.2 | 371.7 | 365.9 | 395.8 | 240.1 | 107.8 | 88.6 | 0.25 | 0.23 | 0.16 | 0.12 | 0.11 | 0.12 | 0.16 | 0.15 | 0.13 | 0.11 | 0.14 | 0.17 | 0.17 | 0.15 | 0.13 | 0.31 | 0.26 | 0.19 | 0.12 | 0.09 | 0.08 | 0.07 | 0.05 | 0.04 | 0.02 | 0.02 | 0.04 | 0.09 | 0.13 | 0.15 | 0.28 | 0.25 | 0.2 | 0.17 | 0.17 | 0.16 | 0.18 | 0.17 | 0.17 | 0.17 | 0.18 | 0.16 | 0.14 | 0.1 | 0.08 | 0.15 | 0.14 | 0.11 | 0.09 | 0.08 | 0.09 | 0.09 | 0.08 | 0.06 | 0.05 | 0.04 | 0.03 | 0.02 | 0.03 | 0.03 | 0.15 | 0.14 | 0.09 | 0.07 | 0.05 | 0.04 | 0.02 | 0.02 | 0.02 | 0.02 | 0.02 | 0.02 | 0.01 | 0.01 | 0.01 | 0.0507
| 9 | 293.6864 | 12.3915 | 1.6155 | 294.4614 | 28.5383 | 1315.1 | 0.13462 | 65.3968 | 322.2247 | 1327.4915 | 1.7502 | 359.8582 | 483.4 | 442.6 | 289.3 | 209.9 | 216.6 | 261.1 | 368.6 | 317.3 | 279.7 | 226 | 292.1 | 353.5 | 359.7 | 314.2 | 262.1 | 615.9 | 503 | 337.6 | 179.3 | 140.8 | 124.8 | 127.8 | 94.3 | 69.7 | 47.6 | 40.1 | 72 | 175.8 | 256.5 | 309.1 | 581.1 | 515.9 | 418.3 | 335.1 | 331.6 | 330.1 | 384.9 | 384.6 | 392.7 | 380.6 | 404.4 | 364.5 | 322.4 | 211.2 | 179.7 | 298.3 | 276.4 | 193.3 | 169.6 | 164.1 | 190.9 | 199.7 | 169.9 | 125.4 | 92.7 | 67.3 | 50.4 | 35.3 | 23.8 | 20.1 | 278.5 | 263.2 | 160.8 | 145 | 92.1 | 74 | 36.5 | 15.8 | 10.2 | 8 | 5.4 | 3.9 | 2.3 | 1.1 | 0.9 | 35.7 | 30.5 | 16.9 | 11.4 | 7.3 | 5.7 | 7.5 | 6.7 | 7 | 8 | 15.8 | 22.2 | 23.3 | 17.7 | 13.2 | 47.6 | 37.8 | 25 | 12.9 | 9.5 | 7.7 | 7.4 | 6.1 | 4.1 | 2.5 | 1.3 | 3.9 | 10.6 | 16.5 | 19.5 | 38.2 | 29.5 | 16.5 | 11.8 | 13.5 | 12.7 | 12.1 | 9.8 | 11 | 12.6 | 16.1 | 14.5 | 12.7 | 6.8 | 6.1 | 21.7 | 18.7 | 11.8 | 8.7 | 5.8 | 4.3 | 4.1 | 3.5 | 2.5 | 1.8 | 1.3 | 1 | 0.7 | 1.1 | 1.3 | 20.3 | 17.6 | 9 | 6.7 | 3.2 | 2 | 1 | 0.7 | 0.6 | 0.7 | 0.7 | 0.8 | 0.5 | 0.3 | 0.2 | 5.04 | 4.27 | 2.32 | 1.54 | 0.9 | 0.61 | 0.78 | 0.72 | 0.8 | 1.01 | 2.14 | 3.06 | 3.23 | 2.41 | 1.77 | 6.74 | 5.33 | 3.51 | 1.81 | 1.33 | 1.06 | 1 | 0.85 | 0.56 | 0.33 | 0.17 | 0.53 | 1.46 | 2.28 | 2.7 | 5.32 | 4.04 | 2.13 | 1.49 | 1.75 | 1.62 | 1.47 | 1.12 | 1.29 | 1.56 | 2.07 | 1.87 | 1.63 | 0.83 | 0.76 | 3.06 | 2.62 | 1.64 | 1.17 | 0.73 | 0.47 | 0.42 | 0.36 | 0.26 | 0.18 | 0.13 | 0.1 | 0.07 | 0.11 | 0.13 | 2.86 | 2.45 | 1.23 | 0.88 | 0.4 | 0.24 | 0.1 | 0.07 | 0.06 | 0.07 | 0.07 | 0.08 | 0.05 | 0.03 | 0.02 | 33.3 | 32.4 | 23.9 | 18.1 | 22.7 | 30.2 | 43.1 | 36.8 | 31.5 | 23.3 | 25.2 | 27.7 | 27.5 | 26.4 | 23.5 | 40.4 | 34 | 23.1 | 12.6 | 10.5 | 10 | 10.7 | 7.2 | 5.8 | 4.2 | 4.2 | 6.2 | 14.1 | 19.8 | 24.1 | 44.2 | 43.2 | 41.6 | 34.6 | 32.6 | 33.2 | 41.1 | 43.1 | 43.1 | 40 | 40.2 | 36.2 | 32.2 | 22.4 | 18.8 | 20.8 | 20.5 | 15.5 | 15.1 | 16.9 | 21.9 | 23.3 | 19.8 | 14.7 | 10.9 | 7.9 | 5.9 | 4.3 | 7 | 8.6 | 19.4 | 19.8 | 13.6 | 13.6 | 9.6 | 8.2 | 5.2 | 4.7 | 4.1 | 4.8 | 4.9 | 5.3 | 3.2 | 1.7 | 1.4 | 1663.5 | 1598.4 | 1143.4 | 859.5 | 1029.8 | 1340.2 | 1910 | 1634.3 | 1406.7 | 1061.6 | 1201.6 | 1358.2 | 1357.6 | 1269.9 | 1109.8 | 2062.6 | 1719.2 | 1169.5 | 630.8 | 517.3 | 483.6 | 511.2 | 355.2 | 276.2 | 199.1 | 191 | 294.7 | 688 | 973.7 | 1182.4 | 2157.6 | 2058 | 1910.9 | 1575 | 1501.8 | 1521.3 | 1858.9 | 1929.3 | 1939.4 | 1816.8 | 1854 | 1670.3 | 1483.3 | 1016.4 | 853.2 | 1036.6 | 1007.3 | 746.4 | 711.4 | 770 | 975.1 | 1034.3 | 879.7 | 650 | 483.1 | 350.7 | 262.7 | 184.5 | 458.6 | 606.3 | 966.4 | 967.5 | 646.5 | 632.5 | 434.3 | 366.5 | 270.3 | 322.5 | 297.7 | 349.1 | 336.1 | 364.3 | 211 | 88.1 | 68.8 | 0.24 | 0.22 | 0.14 | 0.1 | 0.1 | 0.11 | 0.16 | 0.14 | 0.12 | 0.1 | 0.13 | 0.16 | 0.17 | 0.14 | 0.12 | 0.3 | 0.25 | 0.16 | 0.09 | 0.07 | 0.06 | 0.06 | 0.04 | 0.03 | 0.02 | 0.02 | 0.03 | 0.08 | 0.12 | 0.14 | 0.28 | 0.25 | 0.19 | 0.15 | 0.15 | 0.15 | 0.17 | 0.17 | 0.17 | 0.17 | 0.18 | 0.16 | 0.15 | 0.09 | 0.08 | 0.15 | 0.14 | 0.09 | 0.08 | 0.07 | 0.08 | 0.09 | 0.07 | 0.05 | 0.04 | 0.03 | 0.02 | 0.02 | 0.03 | 0.03 | 0.14 | 0.13 | 0.08 | 0.07 | 0.04 | 0.03 | 0.02 | 0.02 | 0.02 | 0.02 | 0.02 | 0.02 | 0.01 | 0.01 | 0.01 | 0.0522
| 10 | 287.7348 | 11.9766 | 1.5636 | 288.4845 | 28.1918 | 1288.1901 | 0.13625 | 64.2972 | 315.9266 | 1300.1667 | 1.6999 | 352.7817 | 495.7 | 445.7 | 282.2 | 194.7 | 205.8 | 254 | 365.4 | 311.7 | 276.6 | 219.4 | 288.6 | 350.4 | 360 | 309 | 254.4 | 624.3 | 501.1 | 318.2 | 151.7 | 118.3 | 112 | 119.1 | 86.3 | 64.4 | 43.8 | 37.1 | 71.2 | 181.4 | 265.4 | 321.3 | 591.3 | 519 | 413.7 | 322 | 313.6 | 314.4 | 374.9 | 379 | 384.6 | 368.1 | 396.1 | 360.8 | 324.7 | 210.4 | 177.8 | 306.2 | 277.8 | 188 | 158.3 | 158.4 | 191.1 | 202.8 | 170.1 | 123.9 | 89.1 | 62.6 | 45.5 | 31.9 | 22.7 | 19 | 284 | 264.9 | 156.3 | 138.1 | 86.7 | 71.4 | 35.1 | 14.5 | 9.8 | 7.6 | 5.3 | 4.1 | 2.4 | 1.1 | 0.9 | 35.2 | 29.8 | 16.5 | 10.6 | 6.7 | 5.4 | 7.4 | 6.5 | 7 | 7.6 | 15.4 | 21.9 | 23.4 | 17.6 | 12.7 | 47.3 | 37 | 23.4 | 10.4 | 7.5 | 6.7 | 6.8 | 5.4 | 3.6 | 2 | 1.2 | 4 | 11.1 | 17.1 | 20.3 | 38 | 29.2 | 16.6 | 10.9 | 11.9 | 11.2 | 11.2 | 9.5 | 10.4 | 11.6 | 15.3 | 14 | 12.9 | 6.9 | 6.3 | 21.5 | 18.4 | 11.6 | 8.2 | 5.6 | 4.2 | 4 | 3.4 | 2.5 | 1.7 | 1.2 | 0.9 | 0.6 | 1.1 | 1.3 | 20.1 | 17.2 | 8.8 | 6.2 | 3 | 2 | 0.9 | 0.7 | 0.6 | 0.7 | 0.7 | 0.8 | 0.5 | 0.3 | 0.2 | 5.01 | 4.21 | 2.27 | 1.44 | 0.82 | 0.57 | 0.76 | 0.69 | 0.79 | 0.95 | 2.09 | 3.02 | 3.24 | 2.39 | 1.7 | 6.75 | 5.25 | 3.3 | 1.46 | 1.05 | 0.93 | 0.93 | 0.74 | 0.48 | 0.27 | 0.14 | 0.54 | 1.52 | 2.36 | 2.81 | 5.35 | 4.04 | 2.15 | 1.36 | 1.52 | 1.41 | 1.34 | 1.08 | 1.21 | 1.41 | 1.95 | 1.8 | 1.66 | 0.84 | 0.79 | 3.06 | 2.59 | 1.61 | 1.1 | 0.7 | 0.46 | 0.41 | 0.35 | 0.25 | 0.18 | 0.12 | 0.09 | 0.06 | 0.11 | 0.13 | 2.86 | 2.42 | 1.2 | 0.82 | 0.37 | 0.23 | 0.1 | 0.07 | 0.06 | 0.07 | 0.07 | 0.08 | 0.05 | 0.03 | 0.02 | 36.2 | 34 | 23.3 | 16.8 | 21.8 | 29.5 | 42.8 | 36.3 | 31.1 | 22.8 | 25 | 27.5 | 27.5 | 25.9 | 22.9 | 42.5 | 35 | 21.9 | 11.2 | 9.2 | 9.1 | 10 | 6.8 | 5.5 | 4.1 | 4 | 6 | 14.5 | 20.4 | 25 | 46.5 | 44.3 | 40.9 | 33.7 | 31.7 | 32.4 | 40.6 | 42.6 | 42.6 | 39.3 | 39.8 | 36.2 | 32.4 | 22.2 | 18.4 | 22.5 | 21.3 | 15 | 14 | 16.4 | 22 | 23.8 | 20 | 14.5 | 10.5 | 7.4 | 5.4 | 3.9 | 6.9 | 8.5 | 20.8 | 20.7 | 13.3 | 13.1 | 9.1 | 7.9 | 5.1 | 4.5 | 4.1 | 4.7 | 4.8 | 5.3 | 3.2 | 1.7 | 1.4 | 1694.8 | 1596.4 | 1113.6 | 794.4 | 986.5 | 1308.1 | 1895.3 | 1608.9 | 1390.6 | 1037.7 | 1192.4 | 1348.5 | 1357.5 | 1244 | 1078.8 | 2060.2 | 1693.6 | 1104.2 | 549 | 448.3 | 438.2 | 477.5 | 331.8 | 262.2 | 190.1 | 178.7 | 288.5 | 707.1 | 1006 | 1228.9 | 2165.5 | 2045.2 | 1879.3 | 1525.3 | 1447.1 | 1474.6 | 1829 | 1907.2 | 1910.8 | 1777.2 | 1831.1 | 1665 | 1490.9 | 1008.3 | 836.2 | 1057.4 | 1004.3 | 721.7 | 660.1 | 744 | 978.7 | 1053.6 | 883.9 | 643.2 | 464.2 | 325.9 | 237.4 | 166.8 | 457.5 | 607.7 | 972.5 | 967.3 | 627.7 | 606.1 | 409.8 | 353.2 | 268.5 | 315.8 | 295.4 | 342.5 | 332 | 360.6 | 205.3 | 86.6 | 67.7 | 0.29 | 0.25 | 0.14 | 0.09 | 0.09 | 0.11 | 0.16 | 0.14 | 0.12 | 0.1 | 0.13 | 0.16 | 0.17 | 0.14 | 0.12 | 0.35 | 0.27 | 0.16 | 0.07 | 0.06 | 0.05 | 0.06 | 0.04 | 0.03 | 0.02 | 0.02 | 0.03 | 0.08 | 0.12 | 0.15 | 0.33 | 0.28 | 0.19 | 0.15 | 0.14 | 0.14 | 0.17 | 0.17 | 0.17 | 0.16 | 0.18 | 0.16 | 0.15 | 0.09 | 0.08 | 0.18 | 0.15 | 0.09 | 0.07 | 0.07 | 0.08 | 0.09 | 0.07 | 0.05 | 0.04 | 0.03 | 0.02 | 0.01 | 0.03 | 0.03 | 0.17 | 0.15 | 0.08 | 0.06 | 0.04 | 0.03 | 0.02 | 0.02 | 0.02 | 0.02 | 0.02 | 0.02 | 0.01 | 0.01 | 0.01 | 0.054
| 11 | 286.0377 | 11.622 | 1.5194 | 286.7657 | 28.3526 | 1283.0938 | 0.13827 | 64.3159 | 314.3903 | 1294.7159 | 1.6576 | 351.0816 | 510.9 | 457.1 | 287.7 | 191.7 | 201.6 | 249.3 | 362.7 | 306.5 | 271.1 | 210.6 | 279.9 | 346.9 | 360.6 | 313.8 | 258.1 | 631.3 | 509.7 | 317.8 | 147.1 | 106.3 | 100.5 | 108.3 | 76.1 | 55.8 | 37.3 | 32.5 | 66.2 | 177.8 | 263.1 | 322.3 | 608.4 | 531.7 | 421 | 325 | 311.4 | 311.5 | 370.4 | 378.8 | 382 | 359.7 | 382.8 | 349.5 | 321.1 | 210.8 | 181.5 | 315.7 | 285.3 | 192.1 | 153.8 | 153.7 | 188.5 | 203.6 | 171 | 124.1 | 90.1 | 60.7 | 43.6 | 29.9 | 22.6 | 18.9 | 302 | 276.6 | 162.8 | 133.5 | 80.6 | 68.5 | 33.7 | 15.4 | 10.6 | 8.1 | 5.3 | 4.2 | 2.4 | 1.1 | 0.8 | 35.6 | 29.8 | 16.4 | 9.7 | 6.1 | 5.2 | 7.2 | 6.4 | 6.6 | 7.2 | 14.6 | 21.3 | 23.1 | 17.9 | 13.2 | 46.8 | 36.7 | 23.1 | 9.9 | 6.7 | 6 | 6.1 | 4.7 | 2.9 | 1.6 | 0.9 | 3.7 | 10.7 | 16.7 | 20.2 | 39.2 | 30.1 | 17.4 | 10.5 | 11 | 10.5 | 10.8 | 9.5 | 10.1 | 10.8 | 13.9 | 12.8 | 12 | 6.6 | 6.3 | 21.8 | 18.4 | 11.5 | 7.5 | 5.1 | 4 | 4 | 3.4 | 2.4 | 1.7 | 1.2 | 0.8 | 0.6 | 1.1 | 1.3 | 21 | 17.8 | 9.4 | 6 | 2.8 | 2 | 0.9 | 0.7 | 0.6 | 0.7 | 0.7 | 0.8 | 0.5 | 0.3 | 0.2 | 5.1 | 4.23 | 2.25 | 1.32 | 0.74 | 0.55 | 0.75 | 0.67 | 0.75 | 0.89 | 1.97 | 2.94 | 3.19 | 2.44 | 1.77 | 6.71 | 5.24 | 3.26 | 1.38 | 0.93 | 0.82 | 0.84 | 0.65 | 0.39 | 0.22 | 0.11 | 0.5 | 1.48 | 2.31 | 2.79 | 5.56 | 4.19 | 2.27 | 1.3 | 1.4 | 1.31 | 1.29 | 1.08 | 1.17 | 1.3 | 1.76 | 1.62 | 1.53 | 0.8 | 0.79 | 3.12 | 2.6 | 1.59 | 1 | 0.63 | 0.43 | 0.41 | 0.34 | 0.25 | 0.18 | 0.12 | 0.09 | 0.06 | 0.11 | 0.13 | 3 | 2.52 | 1.29 | 0.8 | 0.35 | 0.24 | 0.1 | 0.07 | 0.06 | 0.07 | 0.07 | 0.08 | 0.05 | 0.03 | 0.02 | 38.4 | 35.9 | 24.3 | 17.3 | 21.8 | 29 | 42.5 | 35.7 | 30.7 | 22 | 24.6 | 27.6 | 27.9 | 26.2 | 22.9 | 44.6 | 36.8 | 22.2 | 11.1 | 8.3 | 8.2 | 9.1 | 6.1 | 5 | 3.6 | 3.6 | 5.6 | 14.3 | 20.4 | 25.3 | 48.2 | 45.7 | 41.2 | 34.6 | 32.3 | 32.7 | 40.4 | 42.6 | 42.5 | 38.8 | 39.3 | 35.8 | 32.7 | 22.5 | 18.8 | 23.8 | 22.6 | 15.7 | 14.1 | 16.2 | 21.8 | 23.9 | 20.1 | 14.6 | 10.6 | 7.1 | 5.1 | 3.6 | 6.7 | 8.3 | 22.7 | 21.9 | 13.6 | 12.6 | 8.4 | 7.5 | 4.9 | 4.5 | 4 | 4.6 | 4.9 | 5.4 | 3.2 | 1.7 | 1.4 | 1731.5 | 1632.1 | 1141 | 796.7 | 977.3 | 1287.6 | 1883.5 | 1583.5 | 1368.9 | 999.7 | 1167.4 | 1346.1 | 1370.9 | 1261.2 | 1085.2 | 2075.5 | 1719.4 | 1103.7 | 535.5 | 403.6 | 396 | 436 | 294.7 | 233.2 | 165.3 | 159.3 | 269 | 695.8 | 1003.4 | 1238.3 | 2187.5 | 2065.8 | 1893 | 1549.2 | 1452.6 | 1473.4 | 1813.4 | 1906.6 | 1904.7 | 1752.4 | 1797.8 | 1639.2 | 1498.4 | 1019.1 | 857.6 | 1081.3 | 1029.3 | 744.9 | 652.8 | 732.5 | 969.2 | 1058.5 | 889.4 | 645.2 | 469.6 | 316.3 | 227.2 | 156 | 448.9 | 594.9 | 1027.3 | 999.2 | 644 | 582.1 | 380.8 | 335.8 | 255.1 | 305.9 | 284.5 | 337.7 | 335.3 | 366.4 | 208.5 | 87.2 | 66.7 | 0.32 | 0.27 | 0.14 | 0.1 | 0.09 | 0.11 | 0.16 | 0.13 | 0.12 | 0.09 | 0.13 | 0.16 | 0.17 | 0.14 | 0.12 | 0.38 | 0.3 | 0.16 | 0.07 | 0.05 | 0.05 | 0.05 | 0.04 | 0.03 | 0.02 | 0.01 | 0.03 | 0.08 | 0.12 | 0.15 | 0.36 | 0.3 | 0.19 | 0.15 | 0.15 | 0.15 | 0.17 | 0.17 | 0.17 | 0.16 | 0.17 | 0.16 | 0.14 | 0.09 | 0.08 | 0.2 | 0.17 | 0.1 | 0.08 | 0.07 | 0.08 | 0.09 | 0.07 | 0.05 | 0.04 | 0.03 | 0.02 | 0.01 | 0.03 | 0.03 | 0.19 | 0.16 | 0.08 | 0.06 | 0.04 | 0.03 | 0.02 | 0.02 | 0.01 | 0.02 | 0.02 | 0.02 | 0.01 | 0.01 | 0.01 | 0.05572
| 12 | 288.2328 | 11.5781 | 1.5103 | 288.9572 | 28.7256 | 1295.9379 | 0.14205 | 65.0495 | 316.9584 | 1307.516 | 1.6524 | 354.0068 | 522.9 | 468.5 | 296.4 | 197.7 | 204 | 250.3 | 363.3 | 305.4 | 265.8 | 205.1 | 274.1 | 342 | 353.5 | 307.6 | 252.5 | 642.5 | 518.2 | 322.5 | 147.4 | 100 | 91.2 | 97.4 | 69.1 | 49.4 | 32.7 | 27.8 | 64.3 | 178.6 | 264.4 | 323.2 | 621.5 | 544.6 | 432.6 | 333.9 | 315.9 | 311.8 | 370.6 | 381.6 | 384.9 | 359.7 | 380.4 | 348.7 | 326.3 | 215.3 | 186.8 | 322.5 | 292 | 200 | 159.8 | 157.3 | 188.6 | 204.7 | 172.3 | 124.5 | 89.9 | 60.2 | 43.9 | 29.5 | 22.5 | 18.2 | 311.3 | 285.9 | 170.4 | 139.1 | 83.3 | 69.7 | 33.3 | 14.6 | 10.3 | 7.7 | 5.3 | 4.2 | 2.5 | 1.1 | 0.9 | 36 | 30.1 | 16.6 | 9.7 | 6.1 | 5.2 | 7.2 | 6.2 | 6.2 | 6.8 | 14.3 | 20.7 | 22 | 16.9 | 12.5 | 47.1 | 36.8 | 23.1 | 9.5 | 6 | 5.3 | 5.3 | 4.1 | 2.4 | 1.4 | 0.8 | 3.7 | 10.9 | 17 | 20.4 | 39.7 | 30.7 | 18.5 | 11.3 | 11.6 | 10.6 | 10.7 | 9.6 | 10.3 | 10.5 | 13.3 | 12.3 | 12 | 6.7 | 6.4 | 21.9 | 18.5 | 11.9 | 7.7 | 5.3 | 4 | 4 | 3.4 | 2.4 | 1.7 | 1.2 | 0.9 | 0.6 | 1 | 1.3 | 21.3 | 18.1 | 9.8 | 6.5 | 3.1 | 2.3 | 0.9 | 0.7 | 0.6 | 0.7 | 0.8 | 0.8 | 0.5 | 0.3 | 0.2 | 5.17 | 4.27 | 2.28 | 1.31 | 0.74 | 0.55 | 0.74 | 0.64 | 0.68 | 0.84 | 1.93 | 2.85 | 3.04 | 2.29 | 1.67 | 6.77 | 5.27 | 3.27 | 1.33 | 0.84 | 0.72 | 0.71 | 0.56 | 0.32 | 0.18 | 0.09 | 0.51 | 1.5 | 2.35 | 2.82 | 5.64 | 4.29 | 2.42 | 1.42 | 1.47 | 1.32 | 1.28 | 1.09 | 1.19 | 1.26 | 1.67 | 1.54 | 1.51 | 0.81 | 0.8 | 3.14 | 2.62 | 1.64 | 1.03 | 0.66 | 0.43 | 0.41 | 0.34 | 0.25 | 0.18 | 0.12 | 0.09 | 0.06 | 0.1 | 0.13 | 3.05 | 2.57 | 1.35 | 0.87 | 0.4 | 0.28 | 0.1 | 0.07 | 0.06 | 0.07 | 0.08 | 0.08 | 0.05 | 0.03 | 0.02 | 39.8 | 37.4 | 25.3 | 18.1 | 22.2 | 29.1 | 42.6 | 35.7 | 30.4 | 21.6 | 24.1 | 27.5 | 27.8 | 26.3 | 22.8 | 45.9 | 38 | 22.9 | 11.5 | 8.1 | 7.6 | 8.4 | 5.7 | 4.5 | 3.2 | 3.1 | 5.3 | 14.3 | 20.4 | 25.2 | 49.7 | 46.9 | 41.9 | 35 | 32.4 | 32.7 | 40.4 | 42.9 | 42.8 | 39.1 | 39.5 | 36.2 | 33.4 | 23.1 | 19.4 | 24.7 | 23.5 | 16.4 | 14.8 | 16.5 | 21.9 | 24.1 | 20.3 | 14.7 | 10.6 | 7.1 | 5.2 | 3.6 | 6.7 | 8.2 | 23.8 | 23 | 14.3 | 13 | 8.4 | 7.4 | 4.8 | 4.4 | 4 | 4.7 | 5 | 5.5 | 3.4 | 1.7 | 1.4 | 1773.2 | 1681.1 | 1182.6 | 831.1 | 990.5 | 1292.7 | 1888.5 | 1583.8 | 1352.5 | 978.3 | 1144 | 1336.5 | 1361.8 | 1256.6 | 1074.9 | 2115.5 | 1754.2 | 1124.4 | 545.9 | 385.3 | 363.7 | 399.8 | 273.2 | 211.4 | 146.8 | 137.5 | 256.4 | 695.8 | 1003.3 | 1236.8 | 2233.1 | 2110.3 | 1926.9 | 1575.2 | 1462.1 | 1472.7 | 1815 | 1920.1 | 1917 | 1761.5 | 1802.4 | 1650.3 | 1530.3 | 1042.2 | 884.5 | 1106.8 | 1059.4 | 777.4 | 679.9 | 746.4 | 970.7 | 1065.5 | 897.2 | 648.4 | 468.9 | 313.3 | 228.8 | 154 | 443.1 | 583.5 | 1062.9 | 1035.2 | 671.5 | 597.8 | 384.6 | 334.2 | 254.7 | 308.3 | 289.5 | 342.5 | 348 | 378.8 | 219.5 | 86.1 | 64.8 | 0.34 | 0.29 | 0.15 | 0.1 | 0.09 | 0.11 | 0.16 | 0.13 | 0.12 | 0.09 | 0.13 | 0.16 | 0.16 | 0.14 | 0.11 | 0.4 | 0.31 | 0.17 | 0.08 | 0.05 | 0.04 | 0.05 | 0.03 | 0.02 | 0.01 | 0.01 | 0.03 | 0.08 | 0.12 | 0.15 | 0.38 | 0.31 | 0.2 | 0.16 | 0.15 | 0.15 | 0.17 | 0.17 | 0.17 | 0.16 | 0.17 | 0.16 | 0.15 | 0.1 | 0.08 | 0.2 | 0.18 | 0.1 | 0.08 | 0.07 | 0.08 | 0.09 | 0.08 | 0.05 | 0.04 | 0.03 | 0.02 | 0.01 | 0.02 | 0.03 | 0.2 | 0.17 | 0.09 | 0.07 | 0.04 | 0.03 | 0.02 | 0.02 | 0.01 | 0.02 | 0.02 | 0.02 | 0.01 | 0.01 | 0.01 | 0.0573
| 13 | 291.213 | 11.7953 | 1.5397 | 291.9513 | 28.9362 | 1306.2066 | 0.14563 | 65.5486 | 320.1492 | 1318.0019 | 1.6854 | 357.4999 | 523.6 | 475.5 | 306.2 | 205.7 | 205.8 | 252.2 | 365.3 | 308.7 | 265.5 | 202.6 | 265.2 | 333.5 | 344.4 | 304.1 | 250 | 651.8 | 526.4 | 332.2 | 149.1 | 96.7 | 86.2 | 90.2 | 63.2 | 44.6 | 30.9 | 27.9 | 64.7 | 179.9 | 263.7 | 321.8 | 622.9 | 547.7 | 439 | 340.4 | 323.5 | 317 | 374 | 382.2 | 387.4 | 365.1 | 386.9 | 359 | 339.1 | 226.7 | 195.1 | 323.4 | 297.4 | 205.9 | 165.7 | 158.6 | 190.2 | 205.4 | 172.7 | 124.2 | 89.3 | 59.2 | 43.7 | 28.9 | 22.4 | 18 | 312 | 291.8 | 177.9 | 146.6 | 84.4 | 69.8 | 32 | 14.4 | 10.4 | 7.9 | 5.4 | 4.2 | 2.6 | 1.1 | 0.9 | 35.2 | 30.3 | 17.7 | 10.7 | 6.4 | 5.3 | 7.2 | 6.3 | 6.1 | 6.6 | 13.2 | 19.5 | 20.8 | 16.4 | 12.2 | 47.2 | 37 | 23.9 | 9.5 | 5.8 | 5 | 4.9 | 3.8 | 2.1 | 1.3 | 0.8 | 3.9 | 11.3 | 17.2 | 20.5 | 39.1 | 30.6 | 19.1 | 11.9 | 12.5 | 11.2 | 11.2 | 9.5 | 10.3 | 10.8 | 13.7 | 12.8 | 12.4 | 7 | 6.7 | 21.5 | 18.7 | 12.5 | 8.3 | 5.4 | 4.1 | 4 | 3.4 | 2.4 | 1.8 | 1.2 | 0.9 | 0.6 | 1 | 1.3 | 21.1 | 18.4 | 10.6 | 7.2 | 3.4 | 2.5 | 0.9 | 0.7 | 0.6 | 0.7 | 0.7 | 0.8 | 0.5 | 0.3 | 0.2 | 5.04 | 4.29 | 2.45 | 1.46 | 0.78 | 0.55 | 0.74 | 0.65 | 0.67 | 0.8 | 1.77 | 2.66 | 2.86 | 2.22 | 1.63 | 6.75 | 5.27 | 3.37 | 1.33 | 0.8 | 0.68 | 0.66 | 0.52 | 0.28 | 0.16 | 0.09 | 0.53 | 1.56 | 2.38 | 2.84 | 5.54 | 4.25 | 2.51 | 1.51 | 1.61 | 1.42 | 1.36 | 1.08 | 1.19 | 1.3 | 1.72 | 1.61 | 1.57 | 0.85 | 0.84 | 3.07 | 2.64 | 1.73 | 1.12 | 0.68 | 0.44 | 0.41 | 0.34 | 0.25 | 0.18 | 0.12 | 0.09 | 0.06 | 0.1 | 0.13 | 3.02 | 2.61 | 1.46 | 0.97 | 0.44 | 0.31 | 0.1 | 0.07 | 0.06 | 0.07 | 0.07 | 0.08 | 0.05 | 0.03 | 0.02 | 40.5 | 38.1 | 25.6 | 18.3 | 22.1 | 29.4 | 42.9 | 36.1 | 30.4 | 21.5 | 23.9 | 27.4 | 27.7 | 26.2 | 22.7 | 47 | 38.8 | 23.5 | 11.7 | 7.9 | 7.2 | 7.8 | 5.2 | 4.2 | 3.1 | 3.1 | 5.2 | 14.1 | 20.1 | 24.9 | 50.4 | 47.5 | 42.2 | 35.4 | 32.6 | 32.8 | 40.4 | 43.1 | 43.1 | 39.6 | 40.1 | 37.1 | 34.8 | 24.3 | 20.3 | 25.2 | 24 | 16.7 | 15 | 16.6 | 22 | 24.1 | 20.3 | 14.6 | 10.5 | 6.9 | 5.1 | 3.5 | 6.6 | 8.1 | 24 | 23.4 | 14.6 | 13.4 | 8.4 | 7.2 | 4.6 | 4.4 | 4 | 4.6 | 4.9 | 5.4 | 3.4 | 1.7 | 1.4 | 1812.5 | 1720.5 | 1201.5 | 843.1 | 989.8 | 1302.3 | 1898.5 | 1599.9 | 1352.7 | 972.5 | 1126.5 | 1326 | 1346.9 | 1251.8 | 1068.4 | 2178.6 | 1805.3 | 1161.2 | 555.7 | 374.8 | 343.3 | 370.6 | 249 | 193.1 | 139.6 | 137.2 | 253.6 | 689.9 | 992.6 | 1224.3 | 2267.8 | 2137.7 | 1941.5 | 1591.5 | 1477.7 | 1481.9 | 1818.8 | 1922.7 | 1930.4 | 1783.7 | 1827.2 | 1694.2 | 1589.8 | 1097.9 | 924.3 | 1131 | 1086.9 | 790.7 | 693.5 | 749.3 | 977.4 | 1069.2 | 899 | 645.7 | 464.6 | 307.4 | 227.6 | 150.9 | 439.5 | 577.7 | 1077 | 1062.7 | 692.1 | 620.1 | 383 | 328.1 | 244.9 | 303.7 | 286.9 | 336.5 | 335.8 | 368.1 | 215.5 | 90.1 | 66.6 | 0.33 | 0.29 | 0.16 | 0.11 | 0.1 | 0.11 | 0.16 | 0.14 | 0.12 | 0.09 | 0.12 | 0.15 | 0.16 | 0.14 | 0.11 | 0.39 | 0.31 | 0.17 | 0.08 | 0.05 | 0.04 | 0.04 | 0.03 | 0.02 | 0.01 | 0.01 | 0.03 | 0.08 | 0.12 | 0.15 | 0.38 | 0.31 | 0.21 | 0.16 | 0.15 | 0.15 | 0.17 | 0.17 | 0.17 | 0.16 | 0.17 | 0.16 | 0.15 | 0.1 | 0.09 | 0.2 | 0.18 | 0.1 | 0.08 | 0.07 | 0.08 | 0.09 | 0.08 | 0.05 | 0.04 | 0.03 | 0.02 | 0.01 | 0.02 | 0.03 | 0.2 | 0.17 | 0.09 | 0.07 | 0.04 | 0.03 | 0.02 | 0.02 | 0.01 | 0.02 | 0.02 | 0.02 | 0.01 | 0.01 | 0.01 | 0.0588
| 14 | 297.2481 | 12.137 | 1.5911 | 298.0096 | 29.4379 | 1328.635 | 0.14692 | 66.6786 | 326.686 | 1340.772 | 1.738 | 364.6882 | 531.7 | 485.2 | 314.8 | 213.5 | 209.2 | 255.8 | 368.4 | 313.5 | 268.7 | 209.6 | 272.6 | 338.3 | 342.8 | 302.4 | 250.2 | 659.2 | 540.9 | 346.8 | 160.8 | 101 | 86.8 | 92.4 | 63.4 | 45.8 | 30 | 28 | 65.2 | 178.2 | 262.1 | 319.6 | 628.9 | 555.1 | 443.3 | 349.3 | 334.3 | 330.4 | 383.2 | 387.6 | 392.1 | 372.7 | 395.4 | 369.5 | 351.1 | 237.9 | 206 | 329.3 | 303.4 | 214.2 | 173.7 | 164.8 | 192.6 | 207.6 | 174.4 | 126.2 | 91 | 61.4 | 45.6 | 29.5 | 22.7 | 18 | 324.9 | 303 | 191 | 154.6 | 90.7 | 73.6 | 34.3 | 15.8 | 10.7 | 8.1 | 5.6 | 4.4 | 2.8 | 1.2 | 1 | 35.5 | 31 | 18.5 | 11.5 | 6.6 | 5.3 | 7.3 | 6.4 | 6.1 | 6.7 | 13.4 | 19.3 | 20.4 | 15.9 | 12.1 | 47.5 | 38.1 | 25.3 | 10.7 | 6.3 | 5.1 | 5.1 | 3.9 | 2.4 | 1.3 | 0.8 | 3.9 | 11 | 16.9 | 20.1 | 39.2 | 31.1 | 19.5 | 12.7 | 13.4 | 12.3 | 12.1 | 9.9 | 10.7 | 11.3 | 14.2 | 13.1 | 12.8 | 7.4 | 7.2 | 21.8 | 19.2 | 13.2 | 8.9 | 5.7 | 4.1 | 4.1 | 3.4 | 2.5 | 1.8 | 1.2 | 0.9 | 0.6 | 1 | 1.3 | 21.7 | 19.2 | 11.4 | 7.8 | 3.7 | 2.6 | 1 | 0.7 | 0.6 | 0.7 | 0.8 | 0.9 | 0.5 | 0.3 | 0.2 | 5.08 | 4.4 | 2.57 | 1.57 | 0.81 | 0.55 | 0.76 | 0.67 | 0.67 | 0.82 | 1.79 | 2.64 | 2.8 | 2.15 | 1.62 | 6.81 | 5.44 | 3.57 | 1.5 | 0.87 | 0.7 | 0.7 | 0.54 | 0.32 | 0.18 | 0.1 | 0.54 | 1.51 | 2.34 | 2.77 | 5.56 | 4.34 | 2.58 | 1.62 | 1.73 | 1.57 | 1.48 | 1.14 | 1.25 | 1.36 | 1.78 | 1.65 | 1.62 | 0.91 | 0.9 | 3.12 | 2.72 | 1.84 | 1.21 | 0.72 | 0.44 | 0.42 | 0.35 | 0.25 | 0.18 | 0.12 | 0.09 | 0.06 | 0.1 | 0.13 | 3.1 | 2.71 | 1.58 | 1.06 | 0.48 | 0.33 | 0.1 | 0.07 | 0.06 | 0.07 | 0.08 | 0.09 | 0.05 | 0.03 | 0.02 | 41.5 | 38.8 | 26.1 | 18.7 | 22.4 | 29.8 | 43.2 | 36.6 | 30.8 | 22.3 | 24.7 | 28.2 | 27.9 | 26.4 | 22.8 | 47.9 | 39.9 | 24.2 | 12.2 | 8 | 7.2 | 7.9 | 5.1 | 4.1 | 2.9 | 3.1 | 5.3 | 14.2 | 20.1 | 25 | 51.3 | 48.2 | 42.4 | 35.9 | 33.3 | 33.7 | 40.9 | 43.4 | 43.4 | 40.2 | 40.8 | 38.2 | 36 | 25.4 | 21.3 | 25.8 | 24.4 | 17.2 | 15.6 | 17.2 | 22.3 | 24.4 | 20.5 | 14.8 | 10.7 | 7.2 | 5.4 | 3.6 | 6.7 | 8.2 | 25.3 | 24.4 | 15.7 | 13.9 | 9 | 7.6 | 4.9 | 4.5 | 4 | 4.7 | 5.1 | 5.7 | 3.6 | 1.9 | 1.5 | 1840.6 | 1745.6 | 1223.1 | 863.4 | 1003.6 | 1322.4 | 1913.1 | 1623 | 1370.6 | 1009.7 | 1162.9 | 1357.5 | 1350.4 | 1256.7 | 1073.5 | 2198.3 | 1846.3 | 1199 | 588.6 | 385.7 | 343.7 | 375.3 | 246.2 | 191.2 | 132.1 | 137.4 | 255.8 | 691.4 | 992 | 1226.9 | 2284.1 | 2152.9 | 1947.5 | 1616.2 | 1512.4 | 1527.3 | 1845.1 | 1941.3 | 1944.4 | 1811.8 | 1860.8 | 1744 | 1646.4 | 1150.1 | 971.4 | 1150 | 1100.7 | 813.8 | 718.7 | 775.7 | 990.3 | 1080 | 906.8 | 656.8 | 474.7 | 319.8 | 237.6 | 153.7 | 444.2 | 582.6 | 1126.9 | 1099.5 | 739.7 | 645.5 | 410.5 | 345.6 | 258 | 309.8 | 288 | 338.4 | 347.5 | 383.8 | 228.8 | 96.8 | 70.3 | 0.34 | 0.3 | 0.16 | 0.11 | 0.1 | 0.11 | 0.16 | 0.14 | 0.12 | 0.09 | 0.12 | 0.16 | 0.16 | 0.14 | 0.11 | 0.41 | 0.32 | 0.18 | 0.08 | 0.05 | 0.04 | 0.04 | 0.03 | 0.02 | 0.01 | 0.01 | 0.03 | 0.08 | 0.12 | 0.15 | 0.39 | 0.32 | 0.21 | 0.17 | 0.16 | 0.15 | 0.17 | 0.17 | 0.17 | 0.17 | 0.18 | 0.17 | 0.16 | 0.11 | 0.09 | 0.21 | 0.18 | 0.11 | 0.09 | 0.08 | 0.08 | 0.09 | 0.08 | 0.06 | 0.04 | 0.03 | 0.02 | 0.01 | 0.02 | 0.03 | 0.21 | 0.18 | 0.1 | 0.08 | 0.04 | 0.03 | 0.02 | 0.02 | 0.02 | 0.02 | 0.02 | 0.02 | 0.01 | 0.01 | 0.01 | 0.06
| 15 | 309.0665 | 12.9619 | 1.708 | 309.882 | 30.3267 | 1369.1439 | 0.15333 | 68.7034 | 339.3932 | 1382.1057 | 1.8613 | 378.5854 | 545.5 | 503.7 | 341.9 | 233.8 | 220.5 | 257.7 | 368.2 | 315.5 | 272.9 | 219.8 | 287 | 351.2 | 352.3 | 306 | 255 | 671.6 | 561.5 | 377 | 184.7 | 112.7 | 88.9 | 93.5 | 64.1 | 46.3 | 30.4 | 28.3 | 69.7 | 186.9 | 271.7 | 327 | 633.7 | 561.5 | 451.3 | 361 | 348.2 | 346.7 | 391.7 | 392.3 | 393.6 | 377.8 | 401.9 | 383 | 363.5 | 249.1 | 210.3 | 339.5 | 316.4 | 233.9 | 188.1 | 174.2 | 195.2 | 211.5 | 178.7 | 132.3 | 97.3 | 66.4 | 50.3 | 33 | 26.2 | 20.4 | 332.9 | 312.6 | 201.8 | 160 | 93.2 | 75.1 | 36.4 | 16.8 | 11.2 | 8.6 | 5.9 | 4.7 | 3 | 1.4 | 1.1 | 36.2 | 32.2 | 20.6 | 13 | 7.4 | 5.4 | 7.3 | 6.4 | 6.3 | 7.3 | 14.5 | 20.3 | 20.8 | 15.6 | 11.7 | 48.3 | 39.7 | 28 | 12.7 | 7.2 | 5.2 | 5.1 | 4 | 2.5 | 1.5 | 0.9 | 4.4 | 11.9 | 18 | 20.9 | 39.5 | 31.5 | 20.1 | 13.4 | 14.3 | 13.4 | 12.5 | 9.9 | 10.4 | 11.4 | 14.5 | 13.7 | 13.1 | 7.5 | 6.8 | 22.4 | 20.1 | 14.8 | 10.2 | 6.5 | 4.3 | 4.2 | 3.5 | 2.6 | 1.9 | 1.3 | 1 | 0.6 | 1.1 | 1.3 | 22.3 | 20 | 12.2 | 8 | 3.5 | 2.5 | 1 | 0.8 | 0.7 | 0.8 | 0.8 | 0.9 | 0.6 | 0.3 | 0.3 | 5.2 | 4.58 | 2.86 | 1.79 | 0.93 | 0.57 | 0.75 | 0.67 | 0.69 | 0.9 | 1.94 | 2.77 | 2.85 | 2.1 | 1.55 | 6.95 | 5.68 | 3.97 | 1.79 | 1 | 0.7 | 0.69 | 0.56 | 0.34 | 0.2 | 0.11 | 0.61 | 1.65 | 2.49 | 2.89 | 5.62 | 4.4 | 2.67 | 1.73 | 1.88 | 1.73 | 1.54 | 1.13 | 1.21 | 1.37 | 1.83 | 1.73 | 1.65 | 0.9 | 0.84 | 3.21 | 2.85 | 2.07 | 1.39 | 0.83 | 0.47 | 0.43 | 0.36 | 0.27 | 0.19 | 0.13 | 0.1 | 0.06 | 0.11 | 0.13 | 3.19 | 2.83 | 1.7 | 1.08 | 0.45 | 0.31 | 0.11 | 0.08 | 0.07 | 0.08 | 0.08 | 0.09 | 0.06 | 0.03 | 0.03 | 42.8 | 40.3 | 28 | 20.1 | 23.2 | 29.9 | 43.2 | 36.9 | 31.3 | 23.1 | 25.7 | 29.1 | 28.8 | 27.2 | 23.8 | 49 | 41.4 | 26 | 13.6 | 8.8 | 7.4 | 8 | 5 | 4 | 2.8 | 3 | 5.4 | 14.5 | 20.5 | 25.3 | 51.8 | 48.8 | 43 | 36.9 | 34.3 | 34.9 | 41.7 | 44.1 | 43.8 | 40.8 | 41.4 | 39.5 | 37.4 | 26.9 | 22.3 | 26.7 | 25.4 | 18.4 | 16.4 | 17.7 | 22.5 | 24.8 | 21 | 15.5 | 11.4 | 7.8 | 5.9 | 4 | 7.1 | 8.4 | 25.9 | 25 | 16.4 | 14.5 | 9.4 | 7.9 | 5.2 | 4.9 | 4.3 | 5 | 5.3 | 5.9 | 3.7 | 2.1 | 1.6 | 1886.8 | 1806.3 | 1310.9 | 929.3 | 1041.5 | 1328.5 | 1914.1 | 1633.5 | 1391.3 | 1050 | 1213.1 | 1403.4 | 1392.9 | 1287.2 | 1113.2 | 2228 | 1903.9 | 1282.4 | 661 | 425.1 | 354.7 | 382.5 | 245.5 | 189.3 | 129.9 | 137 | 266.5 | 711.2 | 1014.2 | 1243.6 | 2293.5 | 2169.4 | 1970.3 | 1656.3 | 1557.5 | 1581.9 | 1880.3 | 1969.4 | 1961.5 | 1839.7 | 1888.1 | 1802.3 | 1708.6 | 1213.6 | 1008.7 | 1183.7 | 1142.3 | 874.8 | 761.7 | 804.6 | 999.5 | 1099.2 | 928.9 | 687.7 | 506.8 | 345 | 262.2 | 172.3 | 459.2 | 590 | 1150.6 | 1127 | 774.5 | 670.7 | 430.2 | 358.7 | 272.2 | 337.3 | 313.1 | 366.4 | 360.2 | 400.5 | 237.9 | 105.4 | 76.3 | 0.36 | 0.31 | 0.18 | 0.12 | 0.1 | 0.11 | 0.16 | 0.14 | 0.12 | 0.1 | 0.13 | 0.16 | 0.16 | 0.14 | 0.12 | 0.42 | 0.34 | 0.2 | 0.09 | 0.05 | 0.04 | 0.04 | 0.03 | 0.02 | 0.01 | 0.01 | 0.03 | 0.09 | 0.13 | 0.15 | 0.4 | 0.33 | 0.22 | 0.18 | 0.17 | 0.16 | 0.18 | 0.17 | 0.18 | 0.17 | 0.18 | 0.17 | 0.16 | 0.11 | 0.09 | 0.22 | 0.19 | 0.12 | 0.09 | 0.08 | 0.09 | 0.09 | 0.08 | 0.06 | 0.04 | 0.03 | 0.02 | 0.01 | 0.03 | 0.03 | 0.21 | 0.19 | 0.1 | 0.08 | 0.04 | 0.03 | 0.02 | 0.02 | 0.02 | 0.02 | 0.02 | 0.02 | 0.01 | 0.01 | 0.01 | 0.0607
| 16 | 344.6617 | 15.4509 | 2.0565 | 345.6392 | 32.929 | 1495.6877 | 0.17275 | 74.8541 | 377.5907 | 1511.1386 | 2.2292 | 420.4933 | 592.2 | 562.2 | 420.9 | 288.9 | 250.2 | 275.8 | 377.6 | 327.7 | 284.4 | 242.2 | 318.6 | 387 | 389.4 | 333 | 281.7 | 700.5 | 608.1 | 446.3 | 239.6 | 148.9 | 104.3 | 104.9 | 65.7 | 48.5 | 29 | 28.7 | 73.7 | 194.2 | 282.5 | 338.2 | 629.5 | 562.9 | 459.4 | 385.9 | 374.3 | 374.1 | 400.8 | 397.9 | 400.1 | 389.8 | 412.2 | 399 | 380.7 | 270.4 | 224.4 | 373.5 | 356.1 | 292.3 | 221.8 | 194.2 | 198.9 | 219.7 | 190.2 | 150.4 | 116.4 | 79.4 | 60.5 | 41.6 | 34.7 | 27.2 | 364.4 | 344.8 | 248.7 | 185.7 | 113.5 | 86.8 | 47.3 | 23.1 | 14.1 | 11.2 | 7.6 | 5.9 | 3.9 | 2 | 1.5 | 39.8 | 37.1 | 27.6 | 17.5 | 9.5 | 6.2 | 7.4 | 6.6 | 6.3 | 7.8 | 16.1 | 22.6 | 23.4 | 17.1 | 12.9 | 52.1 | 44.7 | 35.5 | 18 | 10.5 | 6.4 | 5.7 | 4 | 2.7 | 1.4 | 0.8 | 4.6 | 12.3 | 18.7 | 21.8 | 38.7 | 31.2 | 20.3 | 14.5 | 15.5 | 14.9 | 12.9 | 9.7 | 10.2 | 11.3 | 14.1 | 13.4 | 12.5 | 7.4 | 6.2 | 25.1 | 23.5 | 20.1 | 13.2 | 8.1 | 4.4 | 4.3 | 3.8 | 3 | 2.3 | 1.6 | 1.2 | 0.8 | 1.2 | 1.4 | 24.4 | 22.5 | 16.2 | 10 | 4.6 | 2.6 | 1.3 | 0.9 | 0.7 | 0.8 | 0.9 | 1 | 0.6 | 0.4 | 0.4 | 5.71 | 5.28 | 3.86 | 2.44 | 1.21 | 0.68 | 0.76 | 0.68 | 0.68 | 0.95 | 2.16 | 3.09 | 3.22 | 2.3 | 1.71 | 7.5 | 6.41 | 5.05 | 2.55 | 1.47 | 0.88 | 0.78 | 0.55 | 0.36 | 0.19 | 0.1 | 0.64 | 1.71 | 2.6 | 3.01 | 5.5 | 4.36 | 2.69 | 1.87 | 2.04 | 1.94 | 1.58 | 1.09 | 1.16 | 1.35 | 1.76 | 1.66 | 1.54 | 0.87 | 0.73 | 3.6 | 3.33 | 2.82 | 1.83 | 1.05 | 0.48 | 0.44 | 0.38 | 0.31 | 0.23 | 0.16 | 0.12 | 0.08 | 0.12 | 0.14 | 3.5 | 3.19 | 2.26 | 1.37 | 0.59 | 0.32 | 0.14 | 0.09 | 0.07 | 0.08 | 0.09 | 0.1 | 0.06 | 0.04 | 0.04 | 45.9 | 43.9 | 32.4 | 23.5 | 25.4 | 31.7 | 44.4 | 38.4 | 32.8 | 25.7 | 28.5 | 31.9 | 31.4 | 29.6 | 26.4 | 49.5 | 43.2 | 28.6 | 16.3 | 10.7 | 8.3 | 9 | 5.3 | 4.2 | 2.7 | 3.1 | 5.8 | 15.1 | 21.2 | 26 | 52 | 49.2 | 44 | 39.4 | 36.8 | 37.3 | 42.6 | 45.1 | 44.9 | 42.5 | 43.1 | 41.9 | 40.3 | 29.9 | 24.7 | 28.9 | 27.8 | 21.6 | 18.2 | 19 | 22.9 | 25.8 | 22.3 | 17.6 | 13.7 | 9.3 | 7.1 | 5 | 7.8 | 8.8 | 28.3 | 27.1 | 19.2 | 16.2 | 11.2 | 9.4 | 6.5 | 5.7 | 4.8 | 5.4 | 5.7 | 6.6 | 4.3 | 2.9 | 2.3 | 2041 | 1984.4 | 1545.7 | 1103.1 | 1150.6 | 1408.6 | 1964 | 1699.7 | 1456.8 | 1164.3 | 1344.8 | 1539.2 | 1525.2 | 1398.6 | 1231 | 2277.6 | 2012.7 | 1447.5 | 810.1 | 530.8 | 403.8 | 429.4 | 255.1 | 198.2 | 124.8 | 140.7 | 283.1 | 740.6 | 1052.5 | 1281.4 | 2293.4 | 2184.8 | 2010.8 | 1764.6 | 1667.5 | 1690.5 | 1920.8 | 2008.8 | 2007 | 1911.3 | 1957.1 | 1901.9 | 1824.3 | 1340 | 1108.8 | 1293.3 | 1263.2 | 1045.3 | 858.4 | 872.1 | 1018.9 | 1142.6 | 989 | 781.6 | 606.4 | 413.2 | 315.3 | 217.1 | 476.3 | 584.5 | 1262.5 | 1229.9 | 919.6 | 754.6 | 515 | 422.1 | 333 | 378 | 337.4 | 383.3 | 373.5 | 424.3 | 260.8 | 142.2 | 107.8 | 0.38 | 0.34 | 0.22 | 0.15 | 0.12 | 0.12 | 0.17 | 0.14 | 0.13 | 0.11 | 0.15 | 0.18 | 0.18 | 0.15 | 0.13 | 0.44 | 0.37 | 0.23 | 0.12 | 0.07 | 0.05 | 0.05 | 0.03 | 0.02 | 0.01 | 0.01 | 0.03 | 0.09 | 0.13 | 0.16 | 0.4 | 0.33 | 0.22 | 0.19 | 0.18 | 0.18 | 0.18 | 0.18 | 0.18 | 0.17 | 0.19 | 0.18 | 0.17 | 0.12 | 0.1 | 0.24 | 0.21 | 0.15 | 0.11 | 0.09 | 0.09 | 0.1 | 0.08 | 0.07 | 0.05 | 0.03 | 0.03 | 0.02 | 0.03 | 0.03 | 0.23 | 0.21 | 0.13 | 0.09 | 0.05 | 0.04 | 0.03 | 0.02 | 0.02 | 0.02 | 0.02 | 0.02 | 0.02 | 0.01 | 0.01 | 0.06124
| 17 | 406.9684 | 18.9433 | 2.5456 | 408.1734 | 38.353 | 1734.6417 | 0.20897 | 86.9783 | 445.3214 | 1753.585 | 2.7546 | 495.1517 | 650.6 | 631.1 | 529.4 | 396.8 | 330.6 | 321.5 | 387.2 | 349.3 | 317.8 | 298.4 | 377.5 | 440.3 | 444.5 | 385.1 | 342.9 | 726.6 | 672.2 | 555.1 | 359.9 | 244.2 | 172.8 | 160.5 | 106.2 | 77.2 | 45.1 | 44.4 | 102.3 | 234.7 | 326.2 | 374.8 | 632.1 | 575.1 | 480.9 | 435.7 | 431.4 | 429.3 | 424.4 | 408.1 | 407.5 | 405.5 | 425.4 | 421 | 409.3 | 321.6 | 281.4 | 415.6 | 403.9 | 373 | 297.8 | 254.9 | 226.4 | 230.1 | 206.8 | 182.3 | 155 | 114.9 | 91.3 | 66.8 | 52.4 | 38 | 415.5 | 391.3 | 332 | 249.9 | 174 | 119.7 | 66 | 33.1 | 16.5 | 13.7 | 10.6 | 8.1 | 5.8 | 3.4 | 2.3 | 43.7 | 41.8 | 34.7 | 24.3 | 14.2 | 8.6 | 7.6 | 6.9 | 7 | 9.8 | 19.2 | 25.7 | 26.9 | 19.7 | 16.2 | 54.7 | 49.8 | 44.4 | 27.7 | 18.1 | 11.7 | 9.4 | 6.9 | 4.4 | 2.2 | 1.3 | 6.1 | 14.4 | 21.3 | 23.8 | 38.9 | 32.1 | 21.6 | 16.9 | 18.4 | 17.6 | 13.9 | 9.3 | 9.5 | 10.7 | 13.4 | 13.1 | 12.5 | 8.3 | 7.2 | 27.9 | 26.6 | 25.8 | 18.1 | 11.8 | 5.6 | 4.6 | 4.1 | 3.6 | 3 | 2.2 | 1.8 | 1.3 | 1.5 | 1.5 | 28.1 | 25.8 | 22 | 14 | 7.9 | 3.7 | 1.7 | 1.1 | 0.8 | 0.9 | 0.9 | 1.2 | 0.8 | 0.8 | 0.7 | 6.27 | 5.96 | 4.89 | 3.4 | 1.88 | 1.01 | 0.77 | 0.71 | 0.75 | 1.21 | 2.57 | 3.51 | 3.69 | 2.65 | 2.14 | 7.9 | 7.17 | 6.35 | 3.95 | 2.55 | 1.63 | 1.29 | 0.96 | 0.6 | 0.29 | 0.16 | 0.83 | 1.98 | 2.96 | 3.3 | 5.52 | 4.49 | 2.86 | 2.21 | 2.43 | 2.31 | 1.72 | 1.02 | 1.05 | 1.24 | 1.63 | 1.59 | 1.51 | 0.96 | 0.83 | 3.99 | 3.79 | 3.65 | 2.54 | 1.57 | 0.64 | 0.48 | 0.43 | 0.38 | 0.3 | 0.23 | 0.18 | 0.13 | 0.15 | 0.15 | 4.02 | 3.67 | 3.09 | 1.93 | 1.05 | 0.44 | 0.19 | 0.11 | 0.08 | 0.09 | 0.09 | 0.12 | 0.08 | 0.08 | 0.07 | 50.5 | 49.4 | 41 | 32.4 | 32.1 | 35.7 | 45.5 | 41 | 36.7 | 31.5 | 33.7 | 36.3 | 35.8 | 34.2 | 31.7 | 50.8 | 47.6 | 35.6 | 24.1 | 16.8 | 12.8 | 13.2 | 8.2 | 6.5 | 4.1 | 4.8 | 8.3 | 18.7 | 24.8 | 29.1 | 52.2 | 50.1 | 45.8 | 44.1 | 42.1 | 42.5 | 45 | 46.9 | 46.5 | 45.1 | 45.5 | 45.1 | 44.1 | 36 | 31.5 | 32.2 | 31.7 | 27.7 | 24.3 | 24 | 25.6 | 27 | 24.2 | 21.4 | 18.3 | 13.5 | 10.8 | 7.9 | 9.5 | 9.4 | 32 | 30.6 | 25.4 | 21.5 | 16.5 | 12.9 | 8.6 | 7 | 5.1 | 5.6 | 6.1 | 7.6 | 5.4 | 4.9 | 4.2 | 2241.3 | 2211.6 | 1917 | 1486.7 | 1453 | 1595 | 2014.4 | 1814.5 | 1629.6 | 1425.9 | 1590.3 | 1749.3 | 1736.7 | 1617.9 | 1485.4 | 2330.6 | 2194.2 | 1770 | 1179.8 | 840 | 632.7 | 634.3 | 399.2 | 310.2 | 193.5 | 215.8 | 404.1 | 911.9 | 1224.8 | 1428.7 | 2301.2 | 2223.9 | 2092.4 | 1962.9 | 1896.6 | 1914.5 | 2022 | 2077.9 | 2070.7 | 2020.1 | 2054.4 | 2036.6 | 1987.8 | 1609 | 1409.9 | 1439.7 | 1422.7 | 1310.4 | 1123.8 | 1098.5 | 1137.2 | 1192.8 | 1071.5 | 945.8 | 807.2 | 598.1 | 476.1 | 348.6 | 528.2 | 579.8 | 1433.1 | 1381.4 | 1203.3 | 989.3 | 754.7 | 578.5 | 428.2 | 432.9 | 352.1 | 380.8 | 378.4 | 460.2 | 312.9 | 237.4 | 191.5 | 0.42 | 0.39 | 0.29 | 0.22 | 0.17 | 0.15 | 0.17 | 0.15 | 0.14 | 0.13 | 0.17 | 0.2 | 0.21 | 0.18 | 0.16 | 0.46 | 0.42 | 0.3 | 0.2 | 0.12 | 0.08 | 0.08 | 0.05 | 0.04 | 0.02 | 0.02 | 0.05 | 0.11 | 0.15 | 0.17 | 0.4 | 0.34 | 0.24 | 0.22 | 0.22 | 0.21 | 0.2 | 0.18 | 0.18 | 0.18 | 0.19 | 0.19 | 0.18 | 0.14 | 0.12 | 0.26 | 0.25 | 0.21 | 0.16 | 0.13 | 0.1 | 0.1 | 0.09 | 0.08 | 0.07 | 0.05 | 0.04 | 0.03 | 0.04 | 0.03 | 0.26 | 0.24 | 0.18 | 0.13 | 0.09 | 0.06 | 0.03 | 0.03 | 0.02 | 0.02 | 0.02 | 0.03 | 0.02 | 0.02 | 0.02 | 0.0614
| 18 | 459.1738 | 20.9384 | 2.8412 | 460.513 | 44.056 | 1941.4219 | 0.25822 | 98.4843 | 503.2298 | 1962.3602 | 3.0994 | 558.9973 | 672.1 | 659.2 | 597.1 | 499.1 | 422.1 | 377.5 | 395.5 | 372.4 | 347.8 | 349.8 | 425.2 | 491.1 | 487.6 | 431.4 | 391.9 | 748 | 715.3 | 637.9 | 452.6 | 321.5 | 228.3 | 201 | 140.9 | 99.3 | 61.6 | 60.1 | 124.5 | 258.6 | 345.6 | 386 | 635.9 | 585.1 | 499.3 | 478.4 | 483.5 | 478.7 | 447.3 | 419.5 | 418.3 | 426.3 | 444.8 | 445.1 | 441.7 | 387.8 | 366.3 | 432.4 | 424.2 | 422.3 | 373.2 | 325.9 | 269.6 | 241.5 | 222.2 | 210.2 | 185.9 | 147.3 | 117.8 | 89.5 | 65.5 | 46.6 | 437.4 | 412 | 392.5 | 316.5 | 241.6 | 154.8 | 81.6 | 43.6 | 21.1 | 17.5 | 12.9 | 9.7 | 6.9 | 4.1 | 2.6 | 44.7 | 42.9 | 37.7 | 28.4 | 17.9 | 10.7 | 7.7 | 7.4 | 7.7 | 11.6 | 21.2 | 28 | 29.2 | 22.1 | 18.7 | 56.2 | 52.1 | 49.2 | 33.3 | 23.1 | 15.4 | 11.9 | 9.2 | 5.8 | 3.2 | 1.9 | 7.1 | 15.7 | 22.7 | 24.7 | 39.3 | 33 | 22.7 | 19.1 | 20.7 | 19.8 | 14.9 | 9.6 | 9.7 | 11.2 | 13.7 | 13.6 | 13.2 | 9.9 | 9.2 | 28.7 | 27.5 | 28.3 | 21.4 | 14.7 | 7.1 | 4.9 | 4.5 | 4.2 | 3.7 | 2.9 | 2.3 | 1.7 | 1.7 | 1.6 | 29.2 | 26.7 | 24.4 | 16.3 | 10.2 | 4.7 | 2.1 | 1.3 | 0.9 | 1 | 1.1 | 1.3 | 1 | 0.9 | 0.8 | 6.43 | 6.14 | 5.35 | 4.03 | 2.44 | 1.32 | 0.79 | 0.76 | 0.84 | 1.44 | 2.84 | 3.83 | 4.02 | 2.97 | 2.48 | 8.12 | 7.51 | 7.07 | 4.78 | 3.28 | 2.16 | 1.63 | 1.28 | 0.79 | 0.43 | 0.24 | 0.97 | 2.15 | 3.14 | 3.42 | 5.58 | 4.62 | 3.04 | 2.53 | 2.78 | 2.63 | 1.87 | 1.06 | 1.08 | 1.29 | 1.66 | 1.64 | 1.59 | 1.13 | 1.06 | 4.11 | 3.93 | 4.02 | 3.01 | 2 | 0.85 | 0.51 | 0.48 | 0.45 | 0.38 | 0.3 | 0.23 | 0.17 | 0.17 | 0.16 | 4.18 | 3.82 | 3.45 | 2.25 | 1.37 | 0.58 | 0.23 | 0.14 | 0.09 | 0.1 | 0.11 | 0.13 | 0.1 | 0.09 | 0.08 | 52.7 | 52.5 | 48.2 | 43.6 | 42.1 | 42 | 46.6 | 43.8 | 40.1 | 36.9 | 38.4 | 41.1 | 39.5 | 38.4 | 36.1 | 52.7 | 51.9 | 43.1 | 32.2 | 22.9 | 17 | 16.5 | 10.8 | 8.2 | 5.5 | 6.4 | 10.4 | 20.8 | 26.2 | 29.8 | 52.4 | 50.7 | 47.4 | 48.3 | 47.6 | 47.7 | 47.4 | 48.2 | 47.8 | 47.6 | 47.8 | 48 | 47.9 | 43.5 | 41.2 | 33.9 | 33.8 | 32.6 | 32.2 | 31.4 | 30.3 | 28.3 | 26 | 24.7 | 21.9 | 17.3 | 13.9 | 10.6 | 11 | 10.4 | 34.2 | 32.8 | 31.9 | 28.8 | 24 | 16.9 | 10.3 | 8.1 | 5.6 | 6.4 | 6.8 | 8.6 | 6.2 | 5.9 | 5 | 2314.8 | 2309.9 | 2160.1 | 1866.8 | 1797.3 | 1813.1 | 2054.5 | 1930.7 | 1778.8 | 1665.9 | 1798.9 | 1964.2 | 1907.8 | 1811.2 | 1691.1 | 2388.2 | 2333.9 | 2047.6 | 1493.7 | 1108.5 | 830.9 | 790.5 | 527.2 | 394.2 | 258.1 | 288.2 | 500.2 | 1010.6 | 1295.8 | 1467.2 | 2307.4 | 2248.4 | 2151.8 | 2113.8 | 2088.7 | 2096 | 2107.7 | 2127.7 | 2125.2 | 2125.2 | 2154.9 | 2160.3 | 2151.9 | 1943.2 | 1838.4 | 1497.1 | 1493.6 | 1483 | 1414.5 | 1379.5 | 1321.3 | 1246.7 | 1145.1 | 1083.1 | 963 | 763.5 | 612.6 | 467.2 | 584.4 | 606.6 | 1508.8 | 1454.5 | 1441.1 | 1269.8 | 1045.4 | 740.4 | 487.8 | 478.7 | 369.9 | 418.6 | 413.8 | 507.9 | 349.7 | 278.8 | 225.1 | 0.44 | 0.43 | 0.36 | 0.33 | 0.26 | 0.2 | 0.18 | 0.17 | 0.15 | 0.16 | 0.2 | 0.23 | 0.23 | 0.2 | 0.18 | 0.49 | 0.47 | 0.38 | 0.28 | 0.17 | 0.11 | 0.1 | 0.07 | 0.05 | 0.03 | 0.03 | 0.06 | 0.12 | 0.16 | 0.18 | 0.4 | 0.35 | 0.25 | 0.26 | 0.27 | 0.26 | 0.22 | 0.19 | 0.19 | 0.19 | 0.2 | 0.2 | 0.2 | 0.17 | 0.16 | 0.28 | 0.27 | 0.25 | 0.23 | 0.18 | 0.14 | 0.11 | 0.1 | 0.1 | 0.08 | 0.07 | 0.05 | 0.04 | 0.04 | 0.04 | 0.29 | 0.26 | 0.23 | 0.19 | 0.14 | 0.08 | 0.04 | 0.03 | 0.02 | 0.02 | 0.03 | 0.03 | 0.02 | 0.02 | 0.02 | 0.0613
| 19 | 482.2851 | 21.7987 | 2.9645 | 483.6811 | 46.5747 | 2034.9394 | 0.27733 | 103.6265 | 528.8598 | 2056.7381 | 3.2419 | 587.3076 | 663.2 | 661.3 | 619.8 | 552 | 467.9 | 407.9 | 399.2 | 385.6 | 363.4 | 373.4 | 441.9 | 507.2 | 498.8 | 447.3 | 410.6 | 745.6 | 725.8 | 674.5 | 506.3 | 367.1 | 260 | 215.3 | 152.2 | 102 | 63.6 | 67 | 140 | 275.1 | 359.1 | 393.6 | 628.2 | 581.2 | 504 | 490 | 499.4 | 489.9 | 452.3 | 419.8 | 418 | 429.7 | 446.7 | 447.2 | 441.5 | 410.6 | 401.6 | 426.5 | 425.6 | 438 | 416.6 | 365.1 | 296.4 | 243.9 | 226 | 218.3 | 196.4 | 163.1 | 132.1 | 103.4 | 72.3 | 52.6 | 432.4 | 409.8 | 410.5 | 342.6 | 269.3 | 166.7 | 86.8 | 47.1 | 23.5 | 20 | 14.7 | 10.3 | 7.4 | 4.2 | 2.6 | 44.3 | 43.3 | 38.6 | 30.7 | 19.5 | 11.7 | 7.8 | 7.6 | 8.1 | 12.3 | 21.8 | 28.6 | 29.7 | 22.6 | 19.3 | 56.9 | 53.2 | 51.4 | 36.3 | 25.6 | 17.3 | 12.8 | 10 | 6 | 3.3 | 2.1 | 7.8 | 16.4 | 23.5 | 25.1 | 39.1 | 32.9 | 22.9 | 19.6 | 21.4 | 20.2 | 15.1 | 9.6 | 9.7 | 11.3 | 13.6 | 13.4 | 13 | 10.3 | 10 | 28.5 | 27.8 | 29.1 | 23.1 | 16.1 | 7.8 | 4.9 | 4.6 | 4.4 | 3.9 | 3.2 | 2.6 | 2 | 1.9 | 1.8 | 29.1 | 26.7 | 24.9 | 17.1 | 11 | 5 | 2.3 | 1.5 | 0.9 | 1.1 | 1.1 | 1.4 | 1 | 1 | 0.8 | 6.36 | 6.21 | 5.49 | 4.37 | 2.67 | 1.46 | 0.8 | 0.79 | 0.88 | 1.52 | 2.92 | 3.91 | 4.08 | 3.03 | 2.55 | 8.22 | 7.68 | 7.41 | 5.22 | 3.65 | 2.43 | 1.76 | 1.39 | 0.82 | 0.44 | 0.26 | 1.06 | 2.25 | 3.25 | 3.47 | 5.54 | 4.61 | 3.07 | 2.61 | 2.88 | 2.7 | 1.91 | 1.06 | 1.08 | 1.31 | 1.65 | 1.62 | 1.55 | 1.17 | 1.14 | 4.08 | 3.98 | 4.15 | 3.27 | 2.19 | 0.95 | 0.51 | 0.49 | 0.47 | 0.41 | 0.34 | 0.27 | 0.2 | 0.19 | 0.18 | 4.16 | 3.81 | 3.52 | 2.37 | 1.49 | 0.63 | 0.26 | 0.16 | 0.1 | 0.11 | 0.12 | 0.14 | 0.1 | 0.1 | 0.08 | 51.8 | 52.4 | 50.7 | 49.2 | 47.3 | 45.5 | 47.1 | 45.3 | 41.9 | 39.5 | 40.1 | 42.8 | 40.7 | 40.1 | 38.1 | 51.5 | 52.4 | 46.4 | 37.2 | 27.1 | 19.7 | 17.6 | 11.6 | 8.4 | 5.7 | 7.2 | 11.9 | 22.4 | 27.3 | 30.5 | 51.3 | 50.1 | 47.9 | 49.5 | 49.3 | 48.9 | 47.9 | 48.2 | 47.7 | 47.9 | 48.1 | 48.4 | 48 | 46.2 | 45.3 | 33.2 | 33.7 | 34.1 | 36.8 | 35.8 | 33.5 | 28.6 | 26.5 | 25.6 | 23.1 | 19.2 | 15.5 | 12.3 | 12.1 | 11.6 | 33.5 | 32.4 | 34 | 31.8 | 27.1 | 18.2 | 10.9 | 8.7 | 6.1 | 6.9 | 7.4 | 9.1 | 6.6 | 6.1 | 5.2 | 2287.3 | 2307.6 | 2243.2 | 2063.2 | 1980.8 | 1934.8 | 2071 | 1998 | 1856.3 | 1780.5 | 1875 | 2036.7 | 1957.2 | 1885.5 | 1779.9 | 2367 | 2357.5 | 2163.4 | 1677.4 | 1271.1 | 945.6 | 844.6 | 567.7 | 404.5 | 266.3 | 323 | 567 | 1083.1 | 1348.4 | 1498.9 | 2286.3 | 2236.4 | 2168.8 | 2155.1 | 2149.1 | 2141.2 | 2126 | 2129.6 | 2123.8 | 2141.6 | 2166.5 | 2174.4 | 2157 | 2061.8 | 2019.3 | 1478.9 | 1492.8 | 1535 | 1582.7 | 1542.9 | 1440.5 | 1259.2 | 1163.7 | 1123.2 | 1014.6 | 843.1 | 685.2 | 538.3 | 647.8 | 680 | 1493.4 | 1447.5 | 1520.4 | 1382.3 | 1165.9 | 793 | 512.6 | 509.1 | 397.1 | 448.8 | 442 | 534.6 | 369.8 | 290.8 | 235.5 | 0.43 | 0.43 | 0.39 | 0.38 | 0.3 | 0.23 | 0.18 | 0.17 | 0.16 | 0.17 | 0.21 | 0.24 | 0.24 | 0.21 | 0.19 | 0.48 | 0.47 | 0.42 | 0.32 | 0.21 | 0.14 | 0.1 | 0.07 | 0.05 | 0.03 | 0.03 | 0.07 | 0.13 | 0.17 | 0.18 | 0.39 | 0.34 | 0.26 | 0.28 | 0.28 | 0.27 | 0.22 | 0.19 | 0.19 | 0.19 | 0.2 | 0.2 | 0.2 | 0.18 | 0.18 | 0.27 | 0.27 | 0.27 | 0.27 | 0.22 | 0.16 | 0.11 | 0.1 | 0.1 | 0.09 | 0.07 | 0.06 | 0.05 | 0.05 | 0.04 | 0.28 | 0.26 | 0.25 | 0.21 | 0.16 | 0.09 | 0.05 | 0.03 | 0.02 | 0.03 | 0.03 | 0.03 | 0.02 | 0.02 | 0.02 | 0.0606
| 20 | 473.9679 | 22.0022 | 2.987 | 475.3756 | 45.0416 | 1996.8689 | 0.26248 | 101.0235 | 519.0095 | 2018.8711 | 3.2495 | 576.399 | 660.4 | 652.9 | 610.3 | 530.9 | 452.1 | 396.8 | 397.6 | 385.7 | 362.7 | 371.9 | 435 | 498.9 | 492.7 | 443.6 | 408 | 740 | 715.5 | 668.5 | 502.1 | 370.1 | 264.6 | 219.2 | 155 | 102.7 | 63.9 | 68.8 | 142.3 | 276.1 | 356.7 | 388.8 | 622.6 | 576.4 | 501.4 | 482.3 | 487.9 | 477.5 | 444 | 415.1 | 414.4 | 424.5 | 440.2 | 439.5 | 432.4 | 401.5 | 392 | 425.1 | 420 | 431.4 | 405.1 | 358 | 292.2 | 242.7 | 223.8 | 214.6 | 192.3 | 159.7 | 128.3 | 98.6 | 67.7 | 48.5 | 431.1 | 406.1 | 400.1 | 327.6 | 256 | 159.7 | 82.6 | 43.1 | 21.2 | 17.6 | 12.8 | 8.8 | 6.5 | 3.7 | 2.4 | 45.9 | 44.7 | 39.7 | 30.8 | 19.3 | 11.5 | 7.7 | 7.6 | 8 | 12.1 | 21.2 | 28.1 | 29.3 | 22.7 | 19.4 | 58.3 | 54.5 | 53.1 | 37.5 | 26.5 | 17.9 | 13.2 | 10.2 | 6 | 3.3 | 2.2 | 7.9 | 16.3 | 23.2 | 24.6 | 39.5 | 33.5 | 23.5 | 20 | 21.3 | 19.9 | 14.7 | 9.5 | 9.7 | 11.3 | 13.6 | 13.4 | 13 | 10.2 | 9.9 | 29.4 | 28.6 | 29.9 | 23.4 | 16.1 | 7.7 | 4.9 | 4.5 | 4.3 | 3.8 | 3.2 | 2.5 | 1.9 | 1.8 | 1.7 | 30.2 | 27.7 | 25.7 | 17.1 | 10.8 | 4.8 | 2.1 | 1.3 | 0.9 | 1 | 1.1 | 1.3 | 0.9 | 0.9 | 0.8 | 6.57 | 6.38 | 5.62 | 4.38 | 2.64 | 1.44 | 0.79 | 0.79 | 0.87 | 1.49 | 2.83 | 3.83 | 4.03 | 3.05 | 2.57 | 8.41 | 7.85 | 7.63 | 5.4 | 3.78 | 2.52 | 1.81 | 1.42 | 0.82 | 0.44 | 0.26 | 1.08 | 2.23 | 3.21 | 3.39 | 5.62 | 4.69 | 3.16 | 2.66 | 2.85 | 2.64 | 1.84 | 1.06 | 1.08 | 1.31 | 1.66 | 1.63 | 1.56 | 1.17 | 1.13 | 4.21 | 4.07 | 4.25 | 3.29 | 2.19 | 0.93 | 0.51 | 0.48 | 0.45 | 0.39 | 0.33 | 0.26 | 0.19 | 0.18 | 0.17 | 4.33 | 3.94 | 3.61 | 2.35 | 1.44 | 0.59 | 0.24 | 0.14 | 0.09 | 0.1 | 0.11 | 0.13 | 0.09 | 0.09 | 0.08 | 49.6 | 49.6 | 47.9 | 45.8 | 45.1 | 44.1 | 46.9 | 45.3 | 41.8 | 39.4 | 39.7 | 42.1 | 40.1 | 39.5 | 37.6 | 49.2 | 49.3 | 43.7 | 35.4 | 26.8 | 19.9 | 17.8 | 11.8 | 8.5 | 5.7 | 7.4 | 12.1 | 22.6 | 27.2 | 30.3 | 50.1 | 48.9 | 46.9 | 47.9 | 47.5 | 47.2 | 47 | 47.6 | 47.2 | 47.2 | 47.2 | 47.3 | 46.8 | 45.1 | 44.1 | 31.9 | 32 | 32.1 | 34.7 | 34.6 | 32.9 | 28.4 | 26.2 | 25.2 | 22.6 | 18.8 | 15.1 | 11.7 | 11.6 | 11.1 | 32 | 30.8 | 31.5 | 29.5 | 25.3 | 17.5 | 10.4 | 8.2 | 5.8 | 6.4 | 6.8 | 8.4 | 6.1 | 5.8 | 5.2 | 2246.5 | 2251.6 | 2192.9 | 1969.2 | 1912.6 | 1884.2 | 2067.1 | 2000.4 | 1855.7 | 1780.5 | 1857.3 | 2009.8 | 1934.6 | 1862.3 | 1761.9 | 2316 | 2291.2 | 2106.3 | 1626.8 | 1254.6 | 949.8 | 856 | 576.4 | 406.9 | 268.3 | 332 | 578 | 1093.1 | 1343.7 | 1487.3 | 2242.8 | 2200.5 | 2142.8 | 2115.5 | 2105.4 | 2098.7 | 2100.6 | 2107.1 | 2103.2 | 2112.1 | 2128.8 | 2130 | 2104.7 | 2011.9 | 1968 | 1456.9 | 1458.6 | 1498.4 | 1534.9 | 1514 | 1427.5 | 1255.8 | 1156.1 | 1108.9 | 997.8 | 828.6 | 667 | 514.1 | 624.2 | 659.3 | 1464.9 | 1413.5 | 1467.1 | 1319.3 | 1113.6 | 763.4 | 497.2 | 488.8 | 383.1 | 427.7 | 420.5 | 504.1 | 346.7 | 278 | 234.9 | 0.41 | 0.4 | 0.36 | 0.35 | 0.28 | 0.22 | 0.18 | 0.17 | 0.16 | 0.17 | 0.2 | 0.24 | 0.23 | 0.21 | 0.19 | 0.46 | 0.44 | 0.39 | 0.32 | 0.22 | 0.14 | 0.1 | 0.07 | 0.05 | 0.03 | 0.03 | 0.07 | 0.13 | 0.17 | 0.18 | 0.38 | 0.33 | 0.25 | 0.26 | 0.27 | 0.25 | 0.21 | 0.19 | 0.18 | 0.19 | 0.2 | 0.2 | 0.19 | 0.18 | 0.17 | 0.26 | 0.26 | 0.25 | 0.25 | 0.2 | 0.15 | 0.11 | 0.1 | 0.1 | 0.09 | 0.07 | 0.06 | 0.04 | 0.04 | 0.04 | 0.26 | 0.24 | 0.22 | 0.18 | 0.14 | 0.08 | 0.04 | 0.03 | 0.02 | 0.02 | 0.03 | 0.03 | 0.02 | 0.02 | 0.02 | 0.0597
| 21 | 470.3846 | 22.6108 | 3.0565 | 471.8276 | 43.7263 | 1979.9159 | 0.24453 | 99.2287 | 514.1108 | 2002.5267 | 3.301 | 571.0563 | 647.5 | 648 | 615.5 | 522.4 | 439 | 384.9 | 396.4 | 386 | 364.7 | 373.6 | 432.2 | 493.2 | 488.5 | 441.8 | 407.5 | 721.6 | 700.6 | 668.1 | 498.7 | 372.1 | 263.2 | 222.8 | 155.8 | 103.7 | 63.5 | 68.7 | 140.5 | 274.7 | 353.8 | 386.4 | 602.7 | 560.6 | 492.8 | 478.1 | 481.7 | 473.5 | 438.8 | 414.2 | 413 | 421.7 | 436 | 432.4 | 423.2 | 387.9 | 376.7 | 418.7 | 419.1 | 439.3 | 406.8 | 355.9 | 287.4 | 240.7 | 221.9 | 212.8 | 190.4 | 158.8 | 127.4 | 98.4 | 66.6 | 47.4 | 424.5 | 400.6 | 397.4 | 318.8 | 246.5 | 152.8 | 79.6 | 40.3 | 19.3 | 15.9 | 12.6 | 8.7 | 6.5 | 3.8 | 2.5 | 45.7 | 45.7 | 41.9 | 32.4 | 19.7 | 11.5 | 7.7 | 7.7 | 8.1 | 12.1 | 20.8 | 27.8 | 29 | 22.6 | 19.2 | 57.7 | 54.7 | 54.9 | 39.2 | 27.8 | 18.2 | 13.4 | 10.4 | 6.1 | 3.3 | 2.2 | 7.7 | 16.1 | 22.8 | 24.2 | 38.6 | 32.6 | 23.1 | 20.3 | 21.2 | 19.8 | 14.2 | 9.7 | 9.8 | 11.5 | 13.8 | 13.6 | 12.9 | 10.1 | 9.7 | 29.6 | 29.6 | 31.9 | 25 | 16.9 | 7.8 | 4.8 | 4.5 | 4.2 | 3.7 | 3.1 | 2.5 | 1.9 | 1.8 | 1.7 | 30.2 | 27.9 | 26.4 | 17.3 | 10.7 | 4.5 | 2 | 1.3 | 0.9 | 1 | 1 | 1.3 | 0.9 | 0.9 | 0.8 | 6.5 | 6.5 | 5.93 | 4.58 | 2.66 | 1.41 | 0.78 | 0.79 | 0.87 | 1.48 | 2.78 | 3.79 | 3.99 | 3.04 | 2.55 | 8.27 | 7.84 | 7.88 | 5.62 | 3.95 | 2.55 | 1.85 | 1.45 | 0.84 | 0.44 | 0.26 | 1.05 | 2.2 | 3.16 | 3.35 | 5.43 | 4.53 | 3.08 | 2.69 | 2.82 | 2.61 | 1.76 | 1.08 | 1.1 | 1.34 | 1.69 | 1.66 | 1.57 | 1.16 | 1.11 | 4.2 | 4.21 | 4.54 | 3.51 | 2.28 | 0.92 | 0.5 | 0.46 | 0.44 | 0.38 | 0.31 | 0.25 | 0.19 | 0.18 | 0.17 | 4.3 | 3.96 | 3.71 | 2.37 | 1.42 | 0.55 | 0.23 | 0.13 | 0.09 | 0.1 | 0.1 | 0.13 | 0.09 | 0.09 | 0.08 | 47.4 | 47.5 | 46.4 | 42.6 | 42.4 | 42 | 46.7 | 45.3 | 42 | 39.6 | 39.6 | 41.6 | 39.8 | 39.2 | 37.7 | 46.5 | 46.6 | 41.7 | 33 | 25.7 | 19.3 | 18 | 11.7 | 8.5 | 5.7 | 7.4 | 12 | 22.6 | 27.2 | 30.3 | 47.6 | 47 | 45.9 | 46.7 | 46.5 | 46.6 | 46.7 | 47.3 | 47 | 46.7 | 46.5 | 46.2 | 45.5 | 43.3 | 42.2 | 30.5 | 30.6 | 31.2 | 33.1 | 33.3 | 31.9 | 28.2 | 26 | 25 | 22.4 | 18.7 | 15 | 11.7 | 11.4 | 11 | 30.7 | 29.5 | 30.2 | 27.8 | 23.8 | 16.7 | 10.2 | 8 | 5.7 | 6.3 | 6.8 | 8.3 | 6 | 5.8 | 5.1 | 2228.3 | 2228.7 | 2175.7 | 1917.7 | 1869.1 | 1849.7 | 2065 | 2005.2 | 1867.9 | 1793.1 | 1855.6 | 1989.7 | 1921.9 | 1854.9 | 1764.9 | 2281.6 | 2245.6 | 2070.4 | 1585.4 | 1249.3 | 946.1 | 869.6 | 576.4 | 410.1 | 266.1 | 331.7 | 574 | 1090.5 | 1338.9 | 1483.5 | 2207.1 | 2172.8 | 2120.5 | 2105.9 | 2093.1 | 2092.6 | 2090.2 | 2099.1 | 2092.8 | 2090.5 | 2098.8 | 2085.1 | 2052.6 | 1939.5 | 1887.6 | 1445.4 | 1443.8 | 1491.3 | 1521 | 1505.4 | 1417.5 | 1248.9 | 1150.5 | 1104.2 | 991 | 826.9 | 664 | 513.6 | 618.6 | 653.3 | 1459.7 | 1400.4 | 1448 | 1283.6 | 1082.1 | 741 | 495 | 484.8 | 383.7 | 421.3 | 419.9 | 504.2 | 346.8 | 278.3 | 234 | 0.37 | 0.37 | 0.35 | 0.31 | 0.24 | 0.19 | 0.17 | 0.17 | 0.16 | 0.17 | 0.2 | 0.23 | 0.23 | 0.2 | 0.19 | 0.41 | 0.41 | 0.38 | 0.29 | 0.2 | 0.13 | 0.11 | 0.07 | 0.05 | 0.03 | 0.03 | 0.06 | 0.13 | 0.16 | 0.18 | 0.34 | 0.3 | 0.24 | 0.24 | 0.25 | 0.24 | 0.21 | 0.19 | 0.18 | 0.19 | 0.2 | 0.19 | 0.19 | 0.17 | 0.17 | 0.24 | 0.24 | 0.25 | 0.23 | 0.19 | 0.13 | 0.11 | 0.1 | 0.09 | 0.08 | 0.07 | 0.06 | 0.04 | 0.04 | 0.04 | 0.24 | 0.22 | 0.21 | 0.16 | 0.12 | 0.07 | 0.04 | 0.03 | 0.02 | 0.02 | 0.03 | 0.03 | 0.02 | 0.02 | 0.02 | 0.0583
| 22 | 484.3373 | 24.4369 | 3.3001 | 485.896 | 43.6 | 2027.6988 | 0.23525 | 100.4379 | 527.9373 | 2052.1357 | 3.5354 | 586.3339 | 646 | 635.9 | 611.2 | 559.6 | 487.5 | 417.8 | 397.1 | 391 | 376.5 | 387 | 440.4 | 495.6 | 495.5 | 449 | 415.5 | 704.5 | 686.8 | 673 | 552.6 | 443.5 | 315.6 | 248.8 | 167.3 | 109.5 | 65.5 | 72.5 | 146.5 | 281.2 | 358.6 | 389.4 | 595.2 | 546.4 | 483.4 | 497.2 | 524.3 | 504.5 | 451.7 | 414.1 | 414.8 | 426.4 | 442 | 436.8 | 420.7 | 383.3 | 370.6 | 415.6 | 409.4 | 428.9 | 418 | 374.7 | 301.6 | 239.4 | 222.5 | 216.2 | 195.4 | 164.4 | 131.3 | 102.5 | 68.5 | 49.5 | 421 | 389.9 | 396.5 | 323 | 258.4 | 151.4 | 80.4 | 42.6 | 20.4 | 16.6 | 12.8 | 8.9 | 6.6 | 3.9 | 2.5 | 47.8 | 46 | 42 | 37.7 | 26.1 | 15.5 | 7.8 | 7.8 | 8.3 | 12.3 | 21.1 | 28.3 | 29.9 | 23.5 | 19.9 | 57.5 | 54.3 | 54.2 | 44.2 | 34 | 22.8 | 15.3 | 11.2 | 6.4 | 3.3 | 2.3 | 8 | 16.4 | 23.1 | 24.6 | 39.9 | 32.2 | 22.6 | 24.6 | 29.2 | 25.6 | 16.7 | 10.1 | 10.5 | 12.7 | 15.4 | 15 | 13.6 | 10 | 9.4 | 30.4 | 29.4 | 30.4 | 26 | 18.5 | 9.2 | 4.7 | 4.4 | 4.3 | 3.8 | 3.2 | 2.5 | 2 | 1.8 | 1.8 | 30.9 | 27.4 | 25.2 | 17 | 11.3 | 4.3 | 2 | 1.4 | 0.9 | 1 | 1.1 | 1.3 | 1 | 1 | 0.8 | 6.74 | 6.49 | 5.9 | 5.31 | 3.58 | 1.97 | 0.8 | 0.8 | 0.89 | 1.51 | 2.81 | 3.87 | 4.12 | 3.17 | 2.65 | 8.19 | 7.73 | 7.74 | 6.31 | 4.82 | 3.21 | 2.1 | 1.57 | 0.88 | 0.45 | 0.28 | 1.08 | 2.24 | 3.21 | 3.39 | 5.58 | 4.42 | 2.99 | 3.29 | 3.99 | 3.45 | 2.13 | 1.14 | 1.2 | 1.52 | 1.93 | 1.88 | 1.67 | 1.16 | 1.07 | 4.29 | 4.14 | 4.29 | 3.61 | 2.5 | 1.11 | 0.48 | 0.45 | 0.44 | 0.38 | 0.32 | 0.25 | 0.2 | 0.18 | 0.18 | 4.36 | 3.85 | 3.5 | 2.3 | 1.49 | 0.52 | 0.22 | 0.14 | 0.09 | 0.1 | 0.11 | 0.13 | 0.1 | 0.1 | 0.08 | 44.4 | 44.7 | 45.2 | 42.1 | 42.7 | 42.6 | 46.6 | 45.8 | 43.4 | 41.2 | 40.4 | 41.4 | 39.9 | 39.4 | 38.1 | 43.6 | 44.2 | 42.5 | 35.3 | 29.5 | 22.1 | 19.9 | 12.5 | 9 | 5.9 | 7.8 | 12.6 | 23.2 | 27.5 | 30.4 | 44.6 | 44.9 | 44.9 | 45 | 44.6 | 45.2 | 46 | 46.9 | 46.6 | 46.2 | 45.8 | 45.5 | 44.6 | 42.7 | 41.6 | 28.8 | 29 | 30.8 | 33.4 | 34.1 | 32.5 | 28.1 | 26.1 | 25.4 | 23 | 19.4 | 15.5 | 12.2 | 11.8 | 11.4 | 29.1 | 28 | 30.8 | 28.4 | 24.7 | 16.6 | 10.4 | 8.6 | 6.2 | 6.6 | 7 | 8.7 | 6.3 | 6.1 | 5.4 | 2222.3 | 2214.3 | 2189.4 | 2016.5 | 1976.5 | 1934.8 | 2065.8 | 2031 | 1931.5 | 1863.3 | 1895.8 | 1988.8 | 1937.1 | 1870.5 | 1789.9 | 2253.4 | 2236.2 | 2155.9 | 1771.3 | 1481.7 | 1108.2 | 963.7 | 616.4 | 433.9 | 274.9 | 350.1 | 600.7 | 1120 | 1356.3 | 1491 | 2179.9 | 2147.8 | 2099.7 | 2110.8 | 2115 | 2114 | 2094.5 | 2090.4 | 2082.5 | 2081 | 2084.6 | 2066.8 | 2019.3 | 1914.8 | 1860.6 | 1441.4 | 1434.6 | 1507.1 | 1584.8 | 1575.9 | 1463.6 | 1245.2 | 1155.8 | 1123.3 | 1018.1 | 857 | 684.8 | 535.4 | 639.6 | 680.8 | 1456.3 | 1387.9 | 1504.6 | 1337.3 | 1142.8 | 742.1 | 511.8 | 527.3 | 420 | 449.3 | 434.2 | 525.6 | 364 | 295.4 | 247.8 | 0.32 | 0.32 | 0.32 | 0.3 | 0.25 | 0.19 | 0.17 | 0.17 | 0.17 | 0.17 | 0.2 | 0.23 | 0.23 | 0.21 | 0.19 | 0.36 | 0.36 | 0.35 | 0.3 | 0.23 | 0.15 | 0.12 | 0.08 | 0.05 | 0.03 | 0.03 | 0.07 | 0.13 | 0.17 | 0.18 | 0.29 | 0.26 | 0.22 | 0.23 | 0.25 | 0.24 | 0.21 | 0.18 | 0.18 | 0.19 | 0.2 | 0.2 | 0.19 | 0.17 | 0.16 | 0.21 | 0.21 | 0.22 | 0.21 | 0.18 | 0.14 | 0.1 | 0.1 | 0.09 | 0.09 | 0.07 | 0.06 | 0.05 | 0.04 | 0.04 | 0.21 | 0.19 | 0.19 | 0.15 | 0.12 | 0.07 | 0.04 | 0.03 | 0.02 | 0.02 | 0.03 | 0.03 | 0.02 | 0.02 | 0.02 | 0.0549
| 23 | 489.5116 | 24.4488 | 3.2799 | 491.0653 | 44.0448 | 2073.8624 | 0.22441 | 102.1724 | 533.5564 | 2098.3113 | 3.5043 | 593.2378 | 635.1 | 612.5 | 568.3 | 569.8 | 513.8 | 456.1 | 397.1 | 395.1 | 393.3 | 411.1 | 463.8 | 507.8 | 512.5 | 467.3 | 440.4 | 679.3 | 656.3 | 644.2 | 595.2 | 535.8 | 434.8 | 345.3 | 236.2 | 151.6 | 86.5 | 91.8 | 160.2 | 291.2 | 361.7 | 389.6 | 586.3 | 534.5 | 458.4 | 486.4 | 524.1 | 514.9 | 459.5 | 417.1 | 414.9 | 427.9 | 446.8 | 444 | 428.3 | 396.4 | 388.4 | 406.5 | 393.1 | 397.6 | 413.1 | 380.1 | 316.8 | 238.8 | 225 | 225.7 | 208.9 | 179.4 | 140.8 | 108.8 | 70.3 | 50.4 | 411.7 | 375.9 | 376.3 | 313.3 | 260.7 | 157.6 | 87.5 | 45.7 | 21.3 | 17.2 | 12.9 | 8.5 | 6.4 | 3.7 | 2.5 | 46.9 | 43.3 | 36.1 | 38.3 | 28.9 | 19.6 | 7.8 | 8 | 9.1 | 13.5 | 22.5 | 29.4 | 31.3 | 24.9 | 21.5 | 54.2 | 50.6 | 49.5 | 46.5 | 40.5 | 32 | 23.2 | 17.2 | 9.6 | 4.6 | 3.1 | 8.5 | 16.7 | 23.4 | 24.6 | 39.2 | 30.8 | 18.7 | 23.2 | 29.8 | 27.9 | 18.5 | 11 | 10.8 | 13.2 | 16.6 | 16.7 | 15.2 | 11.6 | 11.3 | 29.5 | 27.4 | 26 | 24.8 | 18.7 | 10.7 | 4.6 | 4.4 | 4.4 | 4.1 | 3.5 | 2.7 | 2.1 | 1.9 | 1.8 | 29.9 | 25.6 | 21.2 | 14.6 | 10.1 | 4.3 | 2.3 | 1.6 | 1.1 | 1.1 | 1.1 | 1.4 | 1 | 0.9 | 0.9 | 6.6 | 6.06 | 5 | 5.34 | 3.95 | 2.56 | 0.8 | 0.84 | 1.01 | 1.67 | 3 | 4.01 | 4.31 | 3.36 | 2.87 | 7.68 | 7.15 | 6.99 | 6.58 | 5.71 | 4.5 | 3.24 | 2.42 | 1.33 | 0.63 | 0.38 | 1.15 | 2.29 | 3.24 | 3.39 | 5.46 | 4.22 | 2.41 | 3.09 | 4.06 | 3.79 | 2.39 | 1.27 | 1.25 | 1.6 | 2.11 | 2.12 | 1.91 | 1.38 | 1.34 | 4.14 | 3.83 | 3.6 | 3.4 | 2.5 | 1.33 | 0.47 | 0.45 | 0.45 | 0.41 | 0.36 | 0.28 | 0.21 | 0.19 | 0.18 | 4.2 | 3.57 | 2.89 | 1.93 | 1.3 | 0.51 | 0.25 | 0.16 | 0.11 | 0.11 | 0.11 | 0.14 | 0.1 | 0.09 | 0.09 | 43.4 | 43.6 | 44.2 | 42.4 | 43.3 | 44 | 46.6 | 46.1 | 44.9 | 43.3 | 42.3 | 42.1 | 40.9 | 40.7 | 40 | 42.8 | 43 | 42.4 | 38.5 | 35.8 | 29.9 | 25.7 | 16.4 | 11.8 | 7.5 | 9.7 | 13.9 | 24.2 | 27.7 | 30.4 | 43.8 | 44.4 | 45 | 44.7 | 43.9 | 44.3 | 45.4 | 46.5 | 46.3 | 45.9 | 45.4 | 44.9 | 44.1 | 43.1 | 42.3 | 28.3 | 28.4 | 30.3 | 33.5 | 34.5 | 33.1 | 28.1 | 26.5 | 26.5 | 24.6 | 21.1 | 16.6 | 12.9 | 12.3 | 12 | 28.6 | 27.6 | 31.7 | 29.2 | 26.1 | 17.4 | 11.6 | 9.6 | 6.9 | 7 | 7.3 | 8.9 | 6.4 | 6.1 | 5.5 | 2207.7 | 2191.7 | 2161.6 | 2098.7 | 2070.8 | 2035.3 | 2065.6 | 2046.8 | 2001.7 | 1966.2 | 1989.3 | 2028.1 | 1993.6 | 1935 | 1883.3 | 2233.4 | 2212.1 | 2178.2 | 1984.9 | 1832.7 | 1513.7 | 1271.8 | 827.7 | 577.4 | 356.6 | 437.3 | 662.7 | 1166.7 | 1365.9 | 1492.3 | 2168.5 | 2132.9 | 2078.5 | 2097.8 | 2109.4 | 2113.9 | 2090.4 | 2082.6 | 2073.4 | 2073.6 | 2077.4 | 2059.1 | 2013.2 | 1941.9 | 1905.7 | 1430.6 | 1419.3 | 1491 | 1618.6 | 1619 | 1505.3 | 1244.5 | 1171.8 | 1174.7 | 1088.6 | 934.2 | 734 | 567.8 | 675.8 | 725.9 | 1447.1 | 1376 | 1518.8 | 1362 | 1195.6 | 779.8 | 584.8 | 597.3 | 479.8 | 480.7 | 466.8 | 552.2 | 380.4 | 298.5 | 258.7 | 0.3 | 0.29 | 0.27 | 0.27 | 0.24 | 0.21 | 0.17 | 0.17 | 0.17 | 0.18 | 0.21 | 0.23 | 0.24 | 0.21 | 0.2 | 0.33 | 0.32 | 0.31 | 0.29 | 0.26 | 0.21 | 0.16 | 0.11 | 0.07 | 0.04 | 0.04 | 0.07 | 0.13 | 0.17 | 0.18 | 0.28 | 0.25 | 0.21 | 0.22 | 0.24 | 0.24 | 0.21 | 0.18 | 0.18 | 0.19 | 0.2 | 0.2 | 0.19 | 0.18 | 0.17 | 0.19 | 0.19 | 0.19 | 0.19 | 0.18 | 0.14 | 0.1 | 0.1 | 0.1 | 0.09 | 0.08 | 0.06 | 0.05 | 0.05 | 0.04 | 0.2 | 0.18 | 0.17 | 0.14 | 0.12 | 0.07 | 0.04 | 0.04 | 0.03 | 0.03 | 0.03 | 0.03 | 0.02 | 0.02 | 0.02 | 0.0508
SRTVc | 0 | 440.9681 | 18.2292 | 2.3635 | 442.1048 | 43.1277 | 1990.4994 | 0.19816 | 98.9142 | 484.0958 | 2008.7286 | 2.5616 | 541.019 | 687.2 | 594.7 | 468.8 | 432.6 | 423.8 | 393.9 | 382.8 | 386.4 | 405.1 | 417.3 | 439.3 | 468.1 | 479.3 | 464 | 436.6 | 729.6 | 633.9 | 613 | 640.3 | 621 | 498.8 | 386.4 | 301.7 | 232.4 | 199.8 | 270.7 | 344 | 395.6 | 437.1 | 449.4 | 604.3 | 530.9 | 393.2 | 410.9 | 466.5 | 475.8 | 464.8 | 418.8 | 414.5 | 421.2 | 425.3 | 406.6 | 386 | 360.5 | 356.9 | 384.9 | 373.6 | 356.6 | 373.7 | 339.6 | 284.7 | 228.4 | 212.3 | 204.4 | 185.6 | 170.7 | 134.8 | 107.4 | 61.4 | 46.4 | 380.3 | 353.7 | 299.4 | 256.8 | 197.7 | 138.9 | 81.6 | 46.4 | 18.5 | 13.9 | 10.2 | 6.6 | 5.1 | 2.8 | 2 | 57.1 | 42 | 21.5 | 16.5 | 15.2 | 11 | 8.7 | 9.6 | 12.9 | 16 | 19.9 | 24.5 | 26.3 | 24.5 | 20.5 | 64.2 | 48.6 | 46.1 | 53.6 | 50.8 | 33.6 | 15.2 | 14 | 8.2 | 5 | 5.6 | 12.3 | 17.8 | 26.8 | 28 | 43.2 | 31.4 | 9.2 | 12.3 | 22.4 | 24.9 | 23.1 | 14.8 | 13.4 | 14.7 | 15.5 | 13.6 | 11.5 | 9.1 | 8.7 | 31.3 | 24.2 | 16.2 | 12.7 | 11 | 6.1 | 4.3 | 4 | 3.9 | 3.7 | 3.5 | 2.8 | 2.1 | 1.8 | 1.9 | 30.7 | 22.9 | 11 | 6.3 | 4.8 | 3.3 | 2.6 | 1.8 | 1 | 0.6 | 1.2 | 1.8 | 1.5 | 1.6 | 1.3 | 8.12 | 5.88 | 2.84 | 2.11 | 1.91 | 1.3 | 0.94 | 1.09 | 1.58 | 2.04 | 2.62 | 3.31 | 3.56 | 3.31 | 2.71 | 9.18 | 6.86 | 6.48 | 7.62 | 7.21 | 4.68 | 1.96 | 1.85 | 1.03 | 0.57 | 0.59 | 1.55 | 2.34 | 3.69 | 3.86 | 6.07 | 4.31 | 1.02 | 1.48 | 2.97 | 3.36 | 3.08 | 1.86 | 1.65 | 1.84 | 1.95 | 1.69 | 1.39 | 1.04 | 0.98 | 4.45 | 3.36 | 2.13 | 1.58 | 1.34 | 0.65 | 0.43 | 0.41 | 0.4 | 0.38 | 0.36 | 0.29 | 0.22 | 0.18 | 0.19 | 4.36 | 3.18 | 1.4 | 0.71 | 0.54 | 0.37 | 0.29 | 0.19 | 0.1 | 0.06 | 0.12 | 0.18 | 0.15 | 0.16 | 0.13 | 41.3 | 42.5 | 43.9 | 43.5 | 43.6 | 43.3 | 43.9 | 43.5 | 43.1 | 41.9 | 41.4 | 41 | 41 | 40.5 | 40.5 | 40.6 | 41.8 | 41.2 | 38.1 | 38 | 37.1 | 38.5 | 28.1 | 24 | 22.5 | 31.5 | 35.3 | 37.4 | 34.8 | 35.4 | 42.7 | 43.5 | 44.8 | 44.4 | 42.8 | 41.8 | 41.9 | 43.2 | 43.9 | 43.6 | 43.5 | 42.7 | 41.7 | 40.5 | 40.4 | 23.7 | 28.6 | 33.6 | 39 | 36 | 33 | 27 | 25 | 24.1 | 21.8 | 19.9 | 15.7 | 12.6 | 11.5 | 11.8 | 23.7 | 27.1 | 30.5 | 29 | 22.4 | 15.8 | 12.6 | 9.1 | 6.1 | 3.9 | 7.4 | 11.3 | 9.4 | 9.9 | 8.2 | 2183.6 | 2127 | 2048.4 | 1996.7 | 1988.6 | 1945.9 | 1956 | 1946.3 | 1951 | 1924.9 | 1929 | 1949.8 | 1960.8 | 1925.5 | 1896 | 2204.5 | 2145.6 | 2110.6 | 2027 | 2003 | 1836.5 | 1766.5 | 1312.3 | 1092.5 | 1004.6 | 1399 | 1613.2 | 1741.1 | 1698.4 | 1732.7 | 2139.1 | 2090.6 | 1998.6 | 2003.2 | 2009.7 | 1982.4 | 1977.1 | 1970.9 | 1988.7 | 1988.3 | 1988.8 | 1938.7 | 1884.1 | 1812 | 1803.4 | 1243.5 | 1405.7 | 1565.8 | 1774.3 | 1631.4 | 1466.3 | 1193.6 | 1108.8 | 1066.6 | 965 | 884.4 | 697.3 | 557.5 | 639.5 | 720.6 | 1236.3 | 1330.1 | 1394.7 | 1297.3 | 999.6 | 704.8 | 712.9 | 573.7 | 440.4 | 230.3 | 452.3 | 672.9 | 556.8 | 553.9 | 455.1 | 0.34 | 0.28 | 0.21 | 0.19 | 0.19 | 0.17 | 0.17 | 0.17 | 0.18 | 0.19 | 0.2 | 0.21 | 0.22 | 0.21 | 0.2 | 0.36 | 0.31 | 0.29 | 0.31 | 0.3 | 0.24 | 0.17 | 0.14 | 0.1 | 0.09 | 0.12 | 0.15 | 0.18 | 0.2 | 0.21 | 0.29 | 0.25 | 0.17 | 0.18 | 0.21 | 0.22 | 0.21 | 0.19 | 0.18 | 0.19 | 0.19 | 0.18 | 0.17 | 0.16 | 0.16 | 0.19 | 0.18 | 0.16 | 0.17 | 0.15 | 0.12 | 0.1 | 0.09 | 0.09 | 0.08 | 0.07 | 0.06 | 0.05 | 0.04 | 0.04 | 0.19 | 0.17 | 0.13 | 0.11 | 0.09 | 0.06 | 0.05 | 0.03 | 0.02 | 0.01 | 0.03 | 0.04 | 0.03 | 0.04 | 0.03 | 0.0455
| 1 | 443.0028 | 18.6564 | 2.4271 | 444.1683 | 43.0333 | 1988.9912 | 0.20059 | 98.7782 | 486.0361 | 2007.6475 | 2.6277 | 542.9466 | 688.3 | 595.3 | 469.7 | 434.3 | 425.5 | 394 | 383.2 | 388.2 | 410.4 | 422.5 | 444.5 | 468.8 | 479.3 | 459.9 | 431.9 | 728.2 | 632.3 | 603.9 | 631.5 | 613.7 | 501.5 | 391 | 307.4 | 235.8 | 204.1 | 272 | 343.8 | 397.4 | 438.9 | 453 | 603.4 | 529.9 | 393.4 | 411 | 463.7 | 472.4 | 462 | 419.7 | 416.2 | 422.8 | 427.2 | 407.6 | 386.1 | 359.4 | 354.9 | 383.1 | 372.6 | 358.7 | 377.7 | 343.5 | 285.5 | 228.2 | 212 | 204.7 | 185.8 | 171.6 | 134.7 | 107.7 | 61 | 46.4 | 378.5 | 352.4 | 298.6 | 256.9 | 197.7 | 138.9 | 81.9 | 46.9 | 18.5 | 13.8 | 10.1 | 6.6 | 5.1 | 2.8 | 2 | 57.3 | 42.1 | 21.8 | 16.9 | 15.6 | 11.2 | 8.8 | 9.9 | 13.8 | 17 | 20.9 | 24.9 | 26.3 | 23.9 | 19.6 | 63.9 | 48.3 | 44.9 | 52.5 | 49.9 | 34.1 | 15.9 | 14.7 | 8.4 | 5.2 | 5.6 | 12.2 | 18.1 | 27.1 | 28.5 | 43 | 31.2 | 9.3 | 12.4 | 22 | 24.6 | 22.9 | 15.2 | 13.8 | 15 | 15.8 | 13.8 | 11.6 | 9 | 8.6 | 31.1 | 24.1 | 16.5 | 13.2 | 11.5 | 6.1 | 4.3 | 4 | 4 | 3.7 | 3.5 | 2.7 | 2.2 | 1.8 | 1.9 | 30.4 | 22.7 | 11 | 6.4 | 4.9 | 3.2 | 2.5 | 1.8 | 1 | 0.6 | 1.2 | 1.8 | 1.5 | 1.6 | 1.3 | 8.15 | 5.9 | 2.88 | 2.17 | 1.97 | 1.32 | 0.96 | 1.14 | 1.71 | 2.19 | 2.77 | 3.36 | 3.57 | 3.22 | 2.58 | 9.14 | 6.82 | 6.31 | 7.47 | 7.09 | 4.75 | 2.06 | 1.95 | 1.06 | 0.6 | 0.59 | 1.54 | 2.39 | 3.73 | 3.93 | 6.04 | 4.28 | 1.03 | 1.49 | 2.92 | 3.32 | 3.06 | 1.91 | 1.7 | 1.89 | 2.01 | 1.71 | 1.39 | 1.03 | 0.97 | 4.41 | 3.34 | 2.19 | 1.66 | 1.42 | 0.64 | 0.43 | 0.41 | 0.4 | 0.38 | 0.36 | 0.29 | 0.22 | 0.18 | 0.19 | 4.32 | 3.16 | 1.39 | 0.72 | 0.55 | 0.35 | 0.28 | 0.19 | 0.1 | 0.06 | 0.12 | 0.18 | 0.15 | 0.16 | 0.13 | 41.3 | 42.5 | 43.8 | 43.4 | 43.4 | 43.2 | 43.9 | 43.5 | 43 | 41.8 | 41.1 | 40.8 | 41 | 40.5 | 40.6 | 40.7 | 41.8 | 41 | 37.9 | 37.8 | 37 | 38.5 | 28.3 | 24.3 | 22.9 | 31.7 | 35.4 | 37.3 | 34.8 | 35.4 | 42.8 | 43.5 | 44.8 | 44.3 | 42.8 | 41.5 | 41.7 | 43 | 43.8 | 43.5 | 43.4 | 42.6 | 41.7 | 40.4 | 40.2 | 23.7 | 28.6 | 33.5 | 39.1 | 36.1 | 33.1 | 26.9 | 25 | 24.1 | 21.8 | 20 | 15.7 | 12.7 | 11.5 | 11.9 | 23.7 | 27.1 | 30.4 | 29 | 22.3 | 15.9 | 12.7 | 9.2 | 6.1 | 3.9 | 7.4 | 11.2 | 9.4 | 10 | 8.3 | 2182.4 | 2125.7 | 2047.2 | 1993.3 | 1985 | 1941.8 | 1955.2 | 1946.8 | 1953.5 | 1924.3 | 1927.2 | 1943.3 | 1958.7 | 1921.9 | 1894.8 | 2203.3 | 2143.4 | 2095.6 | 2010.4 | 1988.6 | 1837.8 | 1772.2 | 1325.3 | 1106.7 | 1023.2 | 1406.6 | 1614.6 | 1741.6 | 1699.8 | 1736.8 | 2137.3 | 2088.5 | 1997.2 | 2001.3 | 2004.5 | 1971.4 | 1966.7 | 1963.8 | 1988 | 1986.7 | 1987.8 | 1938.2 | 1883.1 | 1807.4 | 1794.8 | 1240.9 | 1403.6 | 1565.6 | 1780.9 | 1638 | 1471.5 | 1192.3 | 1107.2 | 1067.2 | 966 | 888.8 | 697.6 | 559.6 | 645.3 | 732.3 | 1233.8 | 1327.9 | 1392.3 | 1295.2 | 997.4 | 707.1 | 718.3 | 579.6 | 442.5 | 227.3 | 450.3 | 666.9 | 553.3 | 555.8 | 464.2 | 0.34 | 0.29 | 0.21 | 0.2 | 0.19 | 0.17 | 0.17 | 0.17 | 0.18 | 0.19 | 0.2 | 0.21 | 0.22 | 0.21 | 0.2 | 0.36 | 0.31 | 0.29 | 0.3 | 0.3 | 0.24 | 0.18 | 0.14 | 0.11 | 0.09 | 0.12 | 0.15 | 0.18 | 0.2 | 0.21 | 0.29 | 0.25 | 0.17 | 0.18 | 0.21 | 0.22 | 0.21 | 0.19 | 0.19 | 0.19 | 0.19 | 0.18 | 0.17 | 0.16 | 0.16 | 0.19 | 0.18 | 0.16 | 0.17 | 0.15 | 0.12 | 0.1 | 0.09 | 0.09 | 0.08 | 0.07 | 0.06 | 0.05 | 0.04 | 0.04 | 0.18 | 0.17 | 0.13 | 0.11 | 0.09 | 0.06 | 0.05 | 0.04 | 0.02 | 0.01 | 0.03 | 0.04 | 0.03 | 0.04 | 0.03 | 0.0445
| 2 | 442.8118 | 18.6635 | 2.4285 | 443.9779 | 42.9681 | 1987.238 | 0.1993 | 98.6636 | 485.7798 | 2005.9015 | 2.6278 | 542.6415 | 687.3 | 595.3 | 471.7 | 435.5 | 426.1 | 390.9 | 381.6 | 386.8 | 410 | 422.6 | 444.3 | 469.8 | 478.5 | 458.6 | 428.3 | 728.2 | 632.6 | 603.3 | 623.5 | 605.3 | 494.3 | 394 | 311.9 | 238.1 | 205.5 | 272.1 | 346.3 | 400.5 | 442.3 | 454.4 | 607 | 532.5 | 393.1 | 411 | 458.5 | 466.4 | 454.6 | 417.1 | 413.5 | 420.8 | 424.3 | 405.5 | 384.1 | 358.1 | 353.9 | 384.2 | 373.3 | 359.4 | 378 | 343.8 | 284.7 | 228.1 | 212 | 204.6 | 185.7 | 170.8 | 134.6 | 107.4 | 61.3 | 46.1 | 379.9 | 353.6 | 298.4 | 256.9 | 197.4 | 139 | 82 | 47 | 18.3 | 13.7 | 10.1 | 6.6 | 5.1 | 2.9 | 2 | 57.2 | 42.1 | 22.1 | 17.2 | 15.7 | 10.8 | 8.7 | 9.9 | 13.7 | 16.9 | 20.8 | 25 | 26.3 | 23.9 | 19.3 | 64 | 48.4 | 44.9 | 51.6 | 49 | 33.3 | 16.5 | 15.4 | 8.7 | 5.3 | 5.6 | 12.6 | 18.6 | 27.5 | 28.8 | 43.7 | 31.7 | 9.3 | 12.4 | 21.1 | 23.8 | 21.8 | 14.9 | 13.4 | 14.7 | 15.4 | 13.5 | 11.4 | 9 | 8.6 | 31.3 | 24.2 | 16.7 | 13.3 | 11.6 | 6 | 4.3 | 4 | 4 | 3.7 | 3.5 | 2.7 | 2.1 | 1.8 | 1.9 | 30.7 | 23 | 10.9 | 6.4 | 4.8 | 3.2 | 2.5 | 1.8 | 1 | 0.6 | 1.2 | 1.8 | 1.5 | 1.6 | 1.3 | 8.13 | 5.9 | 2.92 | 2.21 | 1.99 | 1.27 | 0.95 | 1.13 | 1.7 | 2.17 | 2.76 | 3.38 | 3.57 | 3.22 | 2.55 | 9.14 | 6.83 | 6.31 | 7.34 | 6.95 | 4.63 | 2.15 | 2.05 | 1.1 | 0.61 | 0.59 | 1.58 | 2.46 | 3.79 | 3.98 | 6.14 | 4.36 | 1.03 | 1.5 | 2.79 | 3.19 | 2.9 | 1.88 | 1.64 | 1.84 | 1.94 | 1.66 | 1.36 | 1.02 | 0.97 | 4.44 | 3.36 | 2.21 | 1.67 | 1.43 | 0.63 | 0.44 | 0.41 | 0.4 | 0.37 | 0.36 | 0.28 | 0.22 | 0.18 | 0.19 | 4.35 | 3.19 | 1.38 | 0.72 | 0.54 | 0.35 | 0.28 | 0.19 | 0.1 | 0.06 | 0.12 | 0.18 | 0.15 | 0.16 | 0.13 | 41.3 | 42.4 | 43.8 | 43.3 | 43.4 | 43 | 43.7 | 43.4 | 43 | 41.8 | 41.2 | 40.9 | 40.9 | 40.4 | 40.4 | 40.7 | 41.8 | 40.9 | 37.6 | 37.5 | 36.8 | 38.3 | 28.3 | 24.3 | 23 | 31.7 | 35.5 | 37.3 | 34.9 | 35.3 | 42.7 | 43.4 | 44.7 | 44.3 | 42.8 | 41.5 | 41.7 | 42.9 | 43.8 | 43.6 | 43.4 | 42.6 | 41.6 | 40.3 | 40 | 23.7 | 28.6 | 33.5 | 39 | 36 | 33.1 | 26.9 | 25 | 24.1 | 21.8 | 20 | 15.7 | 12.6 | 11.5 | 11.8 | 23.6 | 27.1 | 30.4 | 29 | 22.3 | 15.9 | 12.7 | 9.2 | 6.1 | 3.8 | 7.4 | 11.2 | 9.4 | 10 | 8.2 | 2181.9 | 2125.6 | 2048.4 | 1992.6 | 1984.1 | 1933.7 | 1948.4 | 1940.6 | 1953.7 | 1926.9 | 1928.5 | 1945.4 | 1954.6 | 1915.5 | 1882.5 | 2203.6 | 2143.6 | 2092.1 | 1991.9 | 1969 | 1821.2 | 1771.1 | 1328.8 | 1110.3 | 1028.8 | 1406 | 1620.1 | 1744.7 | 1705.5 | 1735.2 | 2139.6 | 2089.8 | 1996.1 | 2000.7 | 2001.5 | 1963.6 | 1957.7 | 1957.1 | 1985.7 | 1985.2 | 1985.6 | 1936.5 | 1878.5 | 1802.5 | 1788.5 | 1241.8 | 1404.2 | 1565.4 | 1779.7 | 1636.7 | 1469.9 | 1191.9 | 1107.3 | 1066.4 | 965.8 | 885.5 | 697.8 | 558 | 645 | 728.1 | 1235.1 | 1328.6 | 1392 | 1294.9 | 997 | 708.1 | 715.9 | 577.4 | 438.9 | 225.8 | 446.9 | 664 | 552 | 548.1 | 452.1 | 0.34 | 0.28 | 0.21 | 0.2 | 0.19 | 0.17 | 0.17 | 0.17 | 0.18 | 0.19 | 0.2 | 0.21 | 0.22 | 0.21 | 0.19 | 0.36 | 0.31 | 0.28 | 0.3 | 0.29 | 0.23 | 0.18 | 0.14 | 0.11 | 0.09 | 0.12 | 0.15 | 0.18 | 0.2 | 0.21 | 0.29 | 0.25 | 0.17 | 0.18 | 0.21 | 0.21 | 0.21 | 0.19 | 0.18 | 0.19 | 0.19 | 0.18 | 0.17 | 0.16 | 0.16 | 0.19 | 0.18 | 0.16 | 0.17 | 0.15 | 0.12 | 0.1 | 0.09 | 0.09 | 0.08 | 0.07 | 0.06 | 0.05 | 0.04 | 0.04 | 0.18 | 0.17 | 0.13 | 0.11 | 0.09 | 0.06 | 0.05 | 0.03 | 0.02 | 0.01 | 0.03 | 0.04 | 0.03 | 0.04 | 0.03 | 0.0443
| 3 | 441.6402 | 18.6084 | 2.4173 | 442.8019 | 42.8866 | 1983.0941 | 0.2018 | 98.4667 | 484.5269 | 2001.7025 | 2.6191 | 541.2686 | 692.1 | 600.2 | 476.5 | 439.5 | 428 | 389.7 | 377.5 | 380.9 | 402.4 | 414.3 | 435.2 | 463 | 473.6 | 458.6 | 430.2 | 738.4 | 640 | 612.1 | 625.3 | 606.4 | 489.9 | 390.5 | 308.2 | 238.4 | 206.5 | 274.4 | 347 | 403.7 | 449.5 | 464.3 | 612.8 | 536.5 | 392.6 | 408.1 | 448.6 | 458.9 | 447.1 | 414.5 | 407.9 | 415.3 | 419.5 | 402.3 | 382.5 | 357.6 | 353.2 | 387 | 377.2 | 365.1 | 381.3 | 345.2 | 283.6 | 228.1 | 211.9 | 204.6 | 185.1 | 167.9 | 131.1 | 104.9 | 61.2 | 46.7 | 382.2 | 355.9 | 302.2 | 259.9 | 199.3 | 137.8 | 80.8 | 46.1 | 18.6 | 13.9 | 10.2 | 6.7 | 5.1 | 2.9 | 2.1 | 57.9 | 42.9 | 22.8 | 18.1 | 16.3 | 10.9 | 8 | 9 | 12.6 | 15.8 | 19.6 | 24.1 | 25.9 | 24.2 | 20 | 65.5 | 49.5 | 46.2 | 52.3 | 49.6 | 33.1 | 16.2 | 15 | 8.6 | 5.3 | 5.8 | 12.8 | 19.1 | 28.5 | 29.9 | 44.7 | 32.4 | 9.1 | 11.9 | 19.6 | 22.3 | 20.3 | 14.1 | 12.5 | 13.9 | 14.7 | 12.9 | 11.1 | 8.8 | 8.5 | 31.7 | 24.8 | 17.6 | 13.9 | 11.8 | 5.8 | 4.3 | 4 | 4 | 3.7 | 3.4 | 2.7 | 2.1 | 1.8 | 1.9 | 31 | 23.3 | 11.5 | 6.9 | 5.2 | 3.3 | 2.6 | 1.8 | 1 | 0.6 | 1.1 | 1.7 | 1.5 | 1.6 | 1.3 | 8.24 | 6.01 | 3.03 | 2.34 | 2.07 | 1.28 | 0.84 | 1 | 1.53 | 2.01 | 2.58 | 3.25 | 3.51 | 3.26 | 2.65 | 9.37 | 7 | 6.51 | 7.44 | 7.04 | 4.62 | 2.1 | 2 | 1.09 | 0.61 | 0.62 | 1.62 | 2.53 | 3.93 | 4.14 | 6.28 | 4.45 | 1.01 | 1.42 | 2.56 | 2.97 | 2.67 | 1.76 | 1.51 | 1.72 | 1.83 | 1.58 | 1.32 | 0.99 | 0.95 | 4.5 | 3.45 | 2.34 | 1.75 | 1.46 | 0.6 | 0.43 | 0.41 | 0.4 | 0.37 | 0.36 | 0.28 | 0.22 | 0.18 | 0.19 | 4.41 | 3.24 | 1.47 | 0.79 | 0.6 | 0.36 | 0.28 | 0.2 | 0.1 | 0.06 | 0.11 | 0.17 | 0.15 | 0.16 | 0.13 | 41.3 | 42.4 | 43.8 | 43.1 | 43.1 | 42.8 | 43.8 | 43.4 | 43 | 41.7 | 41.1 | 40.7 | 40.6 | 40.1 | 40 | 40.6 | 41.7 | 40.9 | 37.2 | 37.1 | 36.3 | 38.1 | 28.1 | 24.4 | 23.1 | 31.9 | 35.3 | 37.3 | 35 | 35.7 | 42.5 | 43.3 | 44.8 | 44.4 | 42.9 | 41.9 | 42.1 | 43.2 | 43.8 | 43.6 | 43.4 | 42.7 | 41.7 | 40.4 | 40.1 | 23.7 | 28.6 | 33.5 | 39 | 36 | 33.1 | 26.9 | 25 | 24.1 | 21.7 | 19.6 | 15.3 | 12.3 | 11.4 | 11.8 | 23.6 | 27 | 30.4 | 28.9 | 22.3 | 15.7 | 12.5 | 9 | 6.1 | 3.8 | 7.3 | 11.1 | 9.3 | 10 | 8.3 | 2187.8 | 2131.3 | 2053.1 | 1987.7 | 1978.1 | 1925.2 | 1947 | 1934.9 | 1945.1 | 1914.6 | 1915.1 | 1933.2 | 1938.8 | 1905.4 | 1872.3 | 2214.4 | 2151.5 | 2100.6 | 1981.4 | 1957.5 | 1800.7 | 1760 | 1319.1 | 1113.9 | 1034.6 | 1414.6 | 1616.4 | 1747.4 | 1717.2 | 1758.1 | 2144.4 | 2093.3 | 1997.3 | 2000.1 | 1994.1 | 1967.9 | 1962.1 | 1967 | 1980.9 | 1979.4 | 1980.3 | 1936.6 | 1878.4 | 1805.6 | 1789 | 1244.9 | 1408.1 | 1570.2 | 1782 | 1637.8 | 1468.3 | 1191.6 | 1106.4 | 1066.6 | 963 | 869.5 | 679 | 544.1 | 638.1 | 721.8 | 1237.9 | 1331.3 | 1394.7 | 1296.8 | 997.1 | 699.8 | 710.6 | 571.9 | 440.8 | 223.7 | 437.9 | 652.8 | 541.5 | 542.2 | 446.6 | 0.34 | 0.29 | 0.22 | 0.2 | 0.19 | 0.17 | 0.17 | 0.17 | 0.18 | 0.19 | 0.2 | 0.21 | 0.22 | 0.21 | 0.2 | 0.36 | 0.31 | 0.29 | 0.3 | 0.29 | 0.23 | 0.18 | 0.14 | 0.11 | 0.09 | 0.12 | 0.16 | 0.18 | 0.21 | 0.22 | 0.3 | 0.25 | 0.17 | 0.18 | 0.2 | 0.21 | 0.2 | 0.18 | 0.18 | 0.18 | 0.19 | 0.18 | 0.17 | 0.16 | 0.16 | 0.19 | 0.18 | 0.17 | 0.17 | 0.15 | 0.12 | 0.1 | 0.09 | 0.09 | 0.08 | 0.07 | 0.06 | 0.05 | 0.04 | 0.04 | 0.19 | 0.17 | 0.14 | 0.11 | 0.09 | 0.06 | 0.05 | 0.03 | 0.02 | 0.01 | 0.03 | 0.04 | 0.03 | 0.04 | 0.03 | 0.0449
| 4 | 432.8433 | 17.5966 | 2.2751 | 433.9389 | 42.5921 | 1962.7689 | 0.19585 | 97.6015 | 475.4353 | 1980.3655 | 2.4709 | 531.5404 | 696.3 | 600.2 | 472.1 | 418.2 | 409.5 | 376.9 | 375.8 | 377.4 | 396.8 | 402 | 427.3 | 456.6 | 471.1 | 451.7 | 421.7 | 749.5 | 640.5 | 592 | 557.1 | 543.7 | 435 | 370.1 | 287.6 | 229 | 202.6 | 271 | 344.8 | 405.1 | 455.4 | 472.2 | 614.1 | 537.3 | 391 | 401.6 | 434.9 | 437.5 | 428.5 | 401.4 | 402.1 | 409.3 | 412.6 | 397.7 | 372.6 | 350.5 | 343.3 | 389.5 | 376.1 | 359.4 | 370.6 | 337.3 | 281.5 | 227.8 | 211.1 | 202.2 | 182.1 | 161.5 | 125.4 | 98 | 58.3 | 43.8 | 386.6 | 358.1 | 304.9 | 258.3 | 198.3 | 134.2 | 77 | 42.7 | 18.3 | 13.9 | 10.3 | 6.9 | 5.2 | 3 | 2.1 | 58.5 | 42.9 | 22.4 | 15.9 | 14.4 | 9.6 | 7.5 | 8.3 | 11.8 | 14.2 | 18.7 | 23.6 | 26.1 | 23.8 | 19.4 | 67.3 | 49.8 | 44 | 44.2 | 42.3 | 26.8 | 13.9 | 12.6 | 7.7 | 5 | 5.6 | 12.8 | 19.4 | 29.3 | 30.9 | 44.7 | 32.4 | 8.9 | 11 | 17.5 | 19.2 | 17.6 | 12.2 | 11.5 | 12.9 | 13.5 | 12.1 | 10.1 | 8.2 | 7.6 | 32.1 | 24.7 | 16.9 | 12.7 | 10.9 | 5.8 | 4.3 | 4 | 3.9 | 3.6 | 3.3 | 2.6 | 2 | 1.8 | 1.8 | 31.7 | 23.7 | 12 | 6.7 | 5.1 | 3.2 | 2.5 | 1.7 | 0.9 | 0.6 | 1.1 | 1.7 | 1.4 | 1.5 | 1.3 | 8.33 | 6.02 | 2.97 | 2.02 | 1.8 | 1.1 | 0.78 | 0.9 | 1.42 | 1.78 | 2.45 | 3.17 | 3.55 | 3.2 | 2.57 | 9.64 | 7.04 | 6.19 | 6.26 | 5.98 | 3.69 | 1.77 | 1.66 | 0.95 | 0.57 | 0.58 | 1.62 | 2.57 | 4.06 | 4.29 | 6.29 | 4.46 | 0.97 | 1.28 | 2.26 | 2.52 | 2.27 | 1.47 | 1.36 | 1.57 | 1.65 | 1.47 | 1.18 | 0.91 | 0.83 | 4.56 | 3.43 | 2.24 | 1.58 | 1.34 | 0.61 | 0.43 | 0.4 | 0.39 | 0.37 | 0.34 | 0.27 | 0.21 | 0.18 | 0.18 | 4.51 | 3.29 | 1.55 | 0.76 | 0.59 | 0.36 | 0.28 | 0.19 | 0.09 | 0.06 | 0.11 | 0.17 | 0.14 | 0.15 | 0.13 | 41.3 | 42.4 | 43.5 | 42.2 | 42.4 | 42.2 | 44 | 43.5 | 42.9 | 41.5 | 40.8 | 40.4 | 40 | 39.5 | 39.4 | 40.5 | 41.6 | 40.2 | 35.3 | 35.2 | 34.6 | 37.5 | 27.5 | 24 | 22.8 | 31.6 | 35 | 37.2 | 35 | 35.8 | 42.7 | 43.4 | 44.8 | 44.4 | 42.9 | 41.7 | 42 | 43.2 | 44 | 43.7 | 43.6 | 42.8 | 41.3 | 39.9 | 39.5 | 23.7 | 28.5 | 33.3 | 38.6 | 35.7 | 32.8 | 26.9 | 24.9 | 23.8 | 21.4 | 18.9 | 14.6 | 11.5 | 11 | 11.4 | 23.6 | 27 | 30.3 | 28.9 | 22.2 | 15.2 | 12 | 8.6 | 6 | 3.8 | 7.2 | 10.9 | 9.1 | 9.7 | 8 | 2191.6 | 2128.3 | 2040.4 | 1933.3 | 1930.8 | 1890.4 | 1950.2 | 1934.1 | 1936.9 | 1892.8 | 1897.3 | 1913.6 | 1916.7 | 1878.9 | 1841.7 | 2221.8 | 2145 | 2053.3 | 1840.4 | 1823.8 | 1682.4 | 1713.9 | 1273.2 | 1089.5 | 1020.3 | 1401.7 | 1603.9 | 1746.6 | 1724.9 | 1770.9 | 2148.9 | 2096.3 | 1996.6 | 1992.4 | 1979 | 1940 | 1939.9 | 1951.9 | 1978.6 | 1977.2 | 1978.3 | 1933.2 | 1852.3 | 1781.1 | 1757.7 | 1247.1 | 1404.8 | 1559.3 | 1757.2 | 1618.3 | 1456.5 | 1190.5 | 1102.6 | 1055.2 | 947.7 | 836.7 | 648.4 | 507.9 | 617.7 | 698.7 | 1241.3 | 1332.3 | 1394.6 | 1293.9 | 993.2 | 680.1 | 683.7 | 547.3 | 432.2 | 219.4 | 423.8 | 629.8 | 521.7 | 519.6 | 427.1 | 0.34 | 0.29 | 0.21 | 0.19 | 0.18 | 0.17 | 0.16 | 0.17 | 0.18 | 0.18 | 0.19 | 0.21 | 0.22 | 0.21 | 0.19 | 0.37 | 0.31 | 0.28 | 0.27 | 0.26 | 0.2 | 0.17 | 0.13 | 0.1 | 0.09 | 0.12 | 0.15 | 0.18 | 0.21 | 0.22 | 0.3 | 0.25 | 0.17 | 0.18 | 0.2 | 0.2 | 0.19 | 0.18 | 0.18 | 0.18 | 0.18 | 0.18 | 0.16 | 0.15 | 0.15 | 0.19 | 0.18 | 0.16 | 0.17 | 0.15 | 0.12 | 0.1 | 0.09 | 0.09 | 0.08 | 0.07 | 0.05 | 0.04 | 0.04 | 0.04 | 0.19 | 0.17 | 0.14 | 0.11 | 0.09 | 0.06 | 0.05 | 0.03 | 0.02 | 0.01 | 0.03 | 0.04 | 0.03 | 0.04 | 0.03 | 0.0466
| 5 | 405.9083 | 15.4314 | 1.9671 | 406.8617 | 40.9252 | 1873.799 | 0.18409 | 93.4404 | 446.8335 | 1889.2304 | 2.1512 | 500.3021 | 677.2 | 578 | 442.2 | 349.2 | 350.2 | 338.4 | 375 | 377.1 | 391.7 | 392.4 | 414.5 | 443.2 | 449 | 427.6 | 393.6 | 722.8 | 609.4 | 516.7 | 429.7 | 427.7 | 365.7 | 341.5 | 260.1 | 211 | 195.7 | 262 | 331.5 | 392.5 | 438.6 | 456.1 | 600.4 | 527.7 | 387.6 | 385.2 | 391.3 | 372.5 | 374.4 | 374.3 | 400.3 | 407 | 411.8 | 390.6 | 354.9 | 328 | 320 | 380.2 | 362.1 | 332.4 | 326.8 | 301.2 | 264.8 | 226.1 | 206.5 | 191.7 | 168.7 | 142.5 | 108.9 | 80.3 | 49.5 | 35.2 | 377.3 | 348.6 | 294.7 | 246 | 187.4 | 123.4 | 68 | 35.3 | 17.1 | 13.1 | 9.5 | 6.5 | 4.8 | 2.6 | 1.8 | 55.5 | 40.1 | 19.7 | 10.6 | 9.9 | 7.5 | 7.5 | 8.3 | 11.3 | 13.5 | 17.7 | 22.4 | 24.6 | 22.2 | 18.1 | 63.5 | 46.1 | 36.4 | 31.3 | 30.5 | 20.3 | 12.2 | 10.8 | 6.7 | 4.7 | 5.3 | 12.2 | 18.6 | 27.9 | 29.4 | 41.9 | 30.5 | 8.5 | 9.2 | 13.3 | 14.1 | 13.4 | 10.4 | 11.1 | 12.4 | 13.2 | 11.6 | 9.5 | 7.4 | 6.9 | 30.6 | 23.1 | 14.2 | 9.3 | 8.3 | 5.3 | 4.3 | 3.9 | 3.7 | 3.3 | 2.9 | 2.2 | 1.6 | 1.6 | 1.6 | 30.3 | 22.5 | 11.6 | 5.9 | 4.5 | 2.8 | 2.2 | 1.4 | 0.9 | 0.6 | 1.1 | 1.6 | 1.3 | 1.3 | 1 | 7.89 | 5.61 | 2.58 | 1.28 | 1.18 | 0.81 | 0.77 | 0.9 | 1.34 | 1.68 | 2.3 | 3 | 3.33 | 2.99 | 2.39 | 9.07 | 6.5 | 5.09 | 4.39 | 4.28 | 2.77 | 1.53 | 1.41 | 0.81 | 0.53 | 0.55 | 1.54 | 2.46 | 3.86 | 4.07 | 5.88 | 4.18 | 0.91 | 1.03 | 1.66 | 1.79 | 1.69 | 1.23 | 1.31 | 1.5 | 1.61 | 1.39 | 1.1 | 0.8 | 0.74 | 4.35 | 3.2 | 1.86 | 1.11 | 0.97 | 0.55 | 0.43 | 0.4 | 0.37 | 0.34 | 0.3 | 0.23 | 0.17 | 0.16 | 0.16 | 4.31 | 3.12 | 1.49 | 0.66 | 0.51 | 0.31 | 0.24 | 0.15 | 0.09 | 0.06 | 0.11 | 0.16 | 0.13 | 0.13 | 0.1 | 41.5 | 42 | 42 | 37.6 | 38.4 | 39 | 43.9 | 43.4 | 42.7 | 40.8 | 40 | 39.6 | 38.4 | 37.7 | 36.8 | 40.5 | 40.8 | 36.9 | 29.8 | 30.2 | 31.1 | 35.2 | 25.4 | 22.5 | 22.2 | 30.6 | 33.8 | 36.3 | 34 | 35 | 43.4 | 43.9 | 44.7 | 43.7 | 40.9 | 37.6 | 38.5 | 41.2 | 44.1 | 43.8 | 43.8 | 42.3 | 39.4 | 37.7 | 37 | 23.8 | 28.1 | 32.1 | 35.7 | 33.2 | 31 | 26.7 | 24.4 | 22.6 | 19.8 | 16.7 | 12.7 | 9.4 | 9.9 | 10.3 | 23.6 | 26.8 | 29.4 | 27.9 | 21.2 | 14.1 | 10.7 | 7.4 | 5.5 | 3.7 | 6.8 | 10.3 | 8.5 | 8.4 | 6.6 | 2170.9 | 2085 | 1951.6 | 1696.1 | 1724.6 | 1732.9 | 1947.7 | 1932.5 | 1924.5 | 1858.8 | 1855.4 | 1872.9 | 1837.6 | 1787.3 | 1720.6 | 2183.6 | 2078.3 | 1854.5 | 1507.8 | 1521.3 | 1483 | 1602.6 | 1171.4 | 1017.5 | 990 | 1358.7 | 1545.6 | 1699.2 | 1672 | 1725.8 | 2152.7 | 2097.6 | 1989 | 1950.8 | 1856.3 | 1722.6 | 1755.9 | 1850 | 1979.9 | 1978 | 1982.5 | 1908.5 | 1768.7 | 1676.9 | 1645.7 | 1235.7 | 1371.6 | 1484.6 | 1606.4 | 1491.7 | 1375 | 1181.2 | 1078.4 | 999.9 | 877.8 | 738.8 | 564 | 416.6 | 564.7 | 643.6 | 1228.5 | 1311.9 | 1349.1 | 1245.9 | 947.4 | 628.9 | 610.1 | 481.6 | 395.9 | 215.2 | 404.1 | 597.1 | 486.7 | 455.3 | 355 | 0.33 | 0.28 | 0.2 | 0.16 | 0.16 | 0.15 | 0.16 | 0.17 | 0.17 | 0.17 | 0.19 | 0.2 | 0.21 | 0.2 | 0.18 | 0.36 | 0.3 | 0.24 | 0.21 | 0.2 | 0.17 | 0.15 | 0.12 | 0.09 | 0.09 | 0.11 | 0.15 | 0.18 | 0.2 | 0.21 | 0.29 | 0.25 | 0.17 | 0.17 | 0.18 | 0.17 | 0.17 | 0.17 | 0.18 | 0.18 | 0.18 | 0.17 | 0.16 | 0.14 | 0.14 | 0.19 | 0.17 | 0.15 | 0.15 | 0.13 | 0.12 | 0.1 | 0.09 | 0.08 | 0.07 | 0.06 | 0.05 | 0.04 | 0.04 | 0.04 | 0.19 | 0.17 | 0.13 | 0.11 | 0.08 | 0.05 | 0.04 | 0.03 | 0.02 | 0.01 | 0.03 | 0.04 | 0.03 | 0.03 | 0.02 | 0.0493
| 6 | 379.9068 | 14.0349 | 1.7819 | 380.772 | 38.7169 | 1766.1604 | 0.17104 | 88.2147 | 418.6237 | 1780.1953 | 1.9529 | 468.9867 | 644.5 | 548.5 | 405.7 | 290.5 | 299.7 | 307.1 | 373.6 | 373.9 | 390.4 | 379.8 | 402.4 | 427.5 | 423.3 | 395.1 | 349.1 | 679.5 | 568.4 | 427.9 | 314.3 | 319.2 | 307.2 | 309.6 | 233.3 | 196.6 | 185.3 | 246 | 305.8 | 374.9 | 418.3 | 440.8 | 589.9 | 518.9 | 380.9 | 358.6 | 336.2 | 298.6 | 319.8 | 349.5 | 400.4 | 404.8 | 411.8 | 380.3 | 334.8 | 293 | 283.1 | 361.3 | 342.9 | 301.9 | 280.8 | 261.1 | 243.5 | 222.5 | 198.8 | 175.4 | 148.7 | 118.6 | 88.8 | 62.8 | 40.3 | 28.5 | 358.9 | 334.6 | 277.3 | 231.5 | 171.8 | 112.6 | 58.2 | 28 | 15.4 | 12.3 | 8.8 | 6.2 | 4.2 | 2.2 | 1.5 | 51.1 | 36.6 | 16.6 | 7.3 | 7.3 | 6.6 | 7.7 | 8.7 | 12.2 | 13.7 | 18.1 | 22.4 | 23.8 | 20.6 | 15.7 | 57.6 | 41.3 | 27.9 | 20.4 | 20.4 | 15.7 | 11.1 | 9.9 | 6.3 | 4.6 | 5 | 11.3 | 17.9 | 26.6 | 28.3 | 39.6 | 28.9 | 8.3 | 7.9 | 9.9 | 10 | 10.3 | 9.6 | 11.4 | 12.5 | 13.6 | 11.6 | 9.4 | 6.7 | 6.4 | 28.1 | 20.9 | 11.9 | 7.1 | 6.5 | 4.9 | 4.2 | 3.8 | 3.4 | 3 | 2.4 | 1.8 | 1.2 | 1.4 | 1.5 | 27.9 | 20.8 | 10.7 | 5.4 | 4.1 | 2.6 | 1.9 | 1.2 | 0.8 | 0.6 | 1 | 1.5 | 1.2 | 1.1 | 0.8 | 7.25 | 5.1 | 2.14 | 0.84 | 0.82 | 0.71 | 0.81 | 0.97 | 1.48 | 1.73 | 2.39 | 3.01 | 3.24 | 2.78 | 2.06 | 8.22 | 5.81 | 3.87 | 2.84 | 2.83 | 2.12 | 1.39 | 1.29 | 0.77 | 0.51 | 0.52 | 1.44 | 2.38 | 3.68 | 3.92 | 5.53 | 3.94 | 0.89 | 0.86 | 1.18 | 1.24 | 1.26 | 1.13 | 1.34 | 1.52 | 1.68 | 1.4 | 1.12 | 0.74 | 0.7 | 3.99 | 2.89 | 1.52 | 0.81 | 0.73 | 0.51 | 0.43 | 0.39 | 0.35 | 0.31 | 0.25 | 0.19 | 0.13 | 0.14 | 0.15 | 3.95 | 2.87 | 1.37 | 0.6 | 0.46 | 0.28 | 0.21 | 0.12 | 0.08 | 0.06 | 0.1 | 0.15 | 0.12 | 0.11 | 0.08 | 41.1 | 41.2 | 39.9 | 32.7 | 34 | 35.6 | 43.6 | 42.7 | 41.8 | 38.9 | 38 | 37.5 | 35.6 | 34.7 | 33 | 39.9 | 39.6 | 32.6 | 24 | 24.7 | 27.3 | 31.8 | 22.6 | 20.9 | 20.9 | 28.7 | 31.1 | 34.4 | 32.4 | 33.9 | 44.1 | 44.2 | 44 | 41.3 | 36.6 | 31.4 | 33.9 | 38.5 | 43.8 | 43.4 | 43.4 | 40.9 | 36.8 | 33.5 | 32.5 | 23.5 | 27.5 | 30.1 | 31.6 | 29.5 | 28.5 | 26.2 | 23.4 | 20.6 | 17.4 | 13.9 | 10.4 | 7.4 | 8.8 | 9.5 | 23.3 | 26.5 | 27.8 | 26.4 | 19.5 | 12.9 | 9.1 | 6.1 | 4.8 | 3.6 | 6.4 | 9.4 | 7.6 | 6.9 | 5.1 | 2116.9 | 2023 | 1837.2 | 1458.2 | 1514.2 | 1578.8 | 1931.8 | 1900.8 | 1889.1 | 1778.6 | 1769.6 | 1782.4 | 1711.3 | 1647.7 | 1536.9 | 2112.5 | 1988.9 | 1605.6 | 1179.8 | 1209.6 | 1289.4 | 1451.2 | 1045.2 | 944.9 | 934.9 | 1274.3 | 1422.4 | 1616.5 | 1593.9 | 1670.9 | 2165.2 | 2097 | 1954.4 | 1835.9 | 1644.2 | 1421.4 | 1535.2 | 1730.2 | 1972.2 | 1961.5 | 1970 | 1849.4 | 1653.2 | 1493.6 | 1447.1 | 1203.6 | 1327.2 | 1381.6 | 1409.6 | 1313.9 | 1262.4 | 1161.4 | 1036.6 | 913.8 | 772.4 | 615.3 | 459.8 | 326.4 | 518 | 610.6 | 1196.7 | 1285.3 | 1275.7 | 1177.1 | 869.5 | 573.7 | 517.9 | 398.4 | 339.8 | 207.1 | 382.4 | 548.6 | 435.1 | 376.3 | 281.9 | 0.32 | 0.27 | 0.18 | 0.13 | 0.13 | 0.14 | 0.16 | 0.16 | 0.17 | 0.17 | 0.18 | 0.2 | 0.19 | 0.18 | 0.16 | 0.34 | 0.28 | 0.2 | 0.15 | 0.15 | 0.14 | 0.14 | 0.11 | 0.09 | 0.08 | 0.11 | 0.14 | 0.17 | 0.19 | 0.21 | 0.29 | 0.25 | 0.17 | 0.16 | 0.15 | 0.13 | 0.14 | 0.15 | 0.18 | 0.18 | 0.18 | 0.17 | 0.15 | 0.13 | 0.12 | 0.18 | 0.16 | 0.14 | 0.12 | 0.12 | 0.11 | 0.1 | 0.09 | 0.08 | 0.06 | 0.05 | 0.04 | 0.03 | 0.03 | 0.03 | 0.18 | 0.16 | 0.13 | 0.1 | 0.08 | 0.05 | 0.04 | 0.02 | 0.02 | 0.01 | 0.02 | 0.03 | 0.03 | 0.03 | 0.02 | 0.0518
| 7 | 357.1177 | 13.4651 | 1.7172 | 357.9498 | 36.1252 | 1651.0853 | 0.16208 | 82.3985 | 393.2429 | 1664.5504 | 1.8793 | 440.3483 | 620.8 | 526.7 | 376 | 238 | 253.4 | 275.2 | 369.4 | 368.4 | 389.8 | 372.9 | 393.7 | 411.4 | 392.3 | 356.6 | 303 | 647.3 | 534.5 | 348.9 | 205.8 | 217.7 | 245.9 | 272.6 | 201.6 | 180.9 | 172.9 | 228 | 275.4 | 348.2 | 388.5 | 414.9 | 583 | 509.7 | 367.6 | 324.6 | 287.9 | 235.4 | 277.1 | 322.6 | 398.5 | 400.6 | 412.5 | 375 | 326.7 | 275.5 | 264.6 | 348.9 | 329.7 | 277.4 | 241.7 | 225.9 | 224.9 | 218.2 | 190.2 | 159.2 | 129.3 | 95.6 | 69.8 | 46.1 | 32.2 | 22.3 | 346.6 | 323.9 | 260.4 | 215.4 | 156.2 | 103 | 49.4 | 20.5 | 12.5 | 10.3 | 7.1 | 5.1 | 3.2 | 1.7 | 1.1 | 48.1 | 34.3 | 15 | 5.3 | 5.5 | 5.9 | 8.1 | 9.5 | 13.2 | 15.1 | 19.5 | 23 | 22.7 | 18.9 | 13.5 | 54 | 38.2 | 21 | 10.7 | 11.1 | 10.8 | 9.6 | 8.5 | 5.9 | 4.3 | 4.7 | 10.2 | 16.2 | 24.3 | 26.1 | 38.1 | 27.8 | 8 | 6.9 | 7.6 | 7 | 8.1 | 8.6 | 11.7 | 12.8 | 14.4 | 12.1 | 9.8 | 6.7 | 6.3 | 26.6 | 19.7 | 10.4 | 5.6 | 5.2 | 4.6 | 4.2 | 3.7 | 3.1 | 2.6 | 1.9 | 1.4 | 0.9 | 1.3 | 1.4 | 26.5 | 19.6 | 9.9 | 4.8 | 3.7 | 2.4 | 1.6 | 0.9 | 0.6 | 0.5 | 0.9 | 1.3 | 1 | 0.8 | 0.5 | 6.81 | 4.78 | 1.93 | 0.58 | 0.6 | 0.63 | 0.87 | 1.08 | 1.64 | 1.95 | 2.61 | 3.12 | 3.11 | 2.55 | 1.78 | 7.69 | 5.37 | 2.89 | 1.44 | 1.5 | 1.42 | 1.21 | 1.11 | 0.72 | 0.49 | 0.5 | 1.29 | 2.15 | 3.35 | 3.6 | 5.31 | 3.78 | 0.87 | 0.73 | 0.88 | 0.85 | 0.97 | 1 | 1.39 | 1.56 | 1.79 | 1.49 | 1.18 | 0.75 | 0.69 | 3.76 | 2.71 | 1.33 | 0.61 | 0.57 | 0.47 | 0.42 | 0.37 | 0.31 | 0.26 | 0.2 | 0.15 | 0.1 | 0.13 | 0.14 | 3.74 | 2.71 | 1.27 | 0.52 | 0.41 | 0.27 | 0.19 | 0.1 | 0.06 | 0.05 | 0.09 | 0.13 | 0.1 | 0.08 | 0.05 | 40.7 | 40.3 | 37.3 | 27.4 | 29.3 | 31.9 | 42.6 | 41.3 | 40.7 | 36.7 | 35.6 | 34.8 | 32.4 | 31.1 | 28.7 | 38.9 | 37.8 | 28.2 | 18.2 | 19.4 | 23.5 | 28.2 | 19.6 | 19.2 | 19.5 | 26.6 | 28 | 32.4 | 30.5 | 32.5 | 44.6 | 43.9 | 42.4 | 37.7 | 32.1 | 25.5 | 30.1 | 35.8 | 43.3 | 42.6 | 42.8 | 39.8 | 35.3 | 31.2 | 30.1 | 23.2 | 26.8 | 28.1 | 27.7 | 25.9 | 26.3 | 25.7 | 22.4 | 18.7 | 15.2 | 11.2 | 8.1 | 5.4 | 7.9 | 8.8 | 23 | 26.1 | 26.2 | 24.8 | 17.8 | 11.7 | 7.6 | 4.7 | 4 | 3.3 | 5.9 | 8.3 | 6.4 | 5.1 | 3.4 | 2072.4 | 1966.7 | 1713.9 | 1216.8 | 1299.9 | 1414.6 | 1894.7 | 1846.2 | 1852 | 1693.2 | 1676 | 1669.3 | 1565.5 | 1479.3 | 1336.9 | 2040 | 1887.2 | 1364.2 | 858 | 913.6 | 1088.2 | 1282.3 | 903.7 | 867.7 | 870.2 | 1178.8 | 1281.3 | 1514.4 | 1493.8 | 1591 | 2167.4 | 2074.9 | 1885.6 | 1671.8 | 1433.9 | 1147 | 1355.6 | 1605.6 | 1951.6 | 1929 | 1950.1 | 1803 | 1594.1 | 1393 | 1343.7 | 1179 | 1289.1 | 1284.2 | 1230.4 | 1151 | 1165.2 | 1138.8 | 992 | 829.8 | 671.9 | 495.5 | 360.9 | 239.3 | 479.9 | 584 | 1170.1 | 1257.5 | 1202.1 | 1103 | 793.9 | 523 | 429.7 | 318.2 | 283.6 | 202.1 | 364.5 | 504.8 | 386 | 290.3 | 199.1 | 0.31 | 0.26 | 0.17 | 0.11 | 0.11 | 0.12 | 0.16 | 0.16 | 0.17 | 0.17 | 0.18 | 0.19 | 0.18 | 0.16 | 0.14 | 0.32 | 0.26 | 0.16 | 0.1 | 0.1 | 0.11 | 0.12 | 0.09 | 0.08 | 0.08 | 0.1 | 0.12 | 0.16 | 0.18 | 0.19 | 0.29 | 0.24 | 0.16 | 0.14 | 0.13 | 0.11 | 0.12 | 0.14 | 0.18 | 0.18 | 0.18 | 0.17 | 0.14 | 0.12 | 0.12 | 0.17 | 0.16 | 0.12 | 0.11 | 0.1 | 0.1 | 0.1 | 0.08 | 0.07 | 0.06 | 0.04 | 0.03 | 0.02 | 0.03 | 0.03 | 0.17 | 0.16 | 0.12 | 0.09 | 0.07 | 0.05 | 0.03 | 0.02 | 0.01 | 0.01 | 0.02 | 0.03 | 0.02 | 0.02 | 0.01 | 0.0531
| 8 | 353.2572 | 13.9191 | 1.792 | 354.1218 | 35.2221 | 1612.4608 | 0.16152 | 80.4138 | 388.4792 | 1626.3798 | 1.9535 | 434.5356 | 615.3 | 520.6 | 368 | 220.7 | 239.8 | 261.5 | 366.8 | 365.3 | 403.5 | 385.5 | 408 | 417.5 | 393 | 351.9 | 294.3 | 635.3 | 520.1 | 315.7 | 154.3 | 170.3 | 210.5 | 250.8 | 182.1 | 175.1 | 162.3 | 214.5 | 255.4 | 338.7 | 377.4 | 407.5 | 580.9 | 504 | 356.8 | 302.4 | 262.8 | 210.1 | 263.3 | 314.2 | 400 | 402.4 | 416.6 | 375.6 | 322.9 | 268.4 | 256.2 | 346 | 325.8 | 269.6 | 224.7 | 210.6 | 216.7 | 217.3 | 187.5 | 153.7 | 121 | 87.1 | 62.9 | 41.1 | 29.3 | 19.9 | 343.9 | 320.5 | 256.1 | 209.9 | 151.9 | 101.7 | 47.4 | 18.8 | 11.7 | 9.7 | 6.6 | 4.9 | 2.9 | 1.5 | 1 | 46.6 | 33.3 | 15 | 4.6 | 5.1 | 5.8 | 8.7 | 10.3 | 15.7 | 17.5 | 21.9 | 24.3 | 23.5 | 19.3 | 13.6 | 51.9 | 36.5 | 18.5 | 6.2 | 6.9 | 8.3 | 8.7 | 7.7 | 5.6 | 4 | 4.4 | 9.4 | 15.7 | 23.5 | 25.6 | 36.6 | 26.7 | 8 | 6.3 | 6.5 | 5.8 | 7.5 | 8.5 | 12 | 13.2 | 14.9 | 12.3 | 9.8 | 6.5 | 6.1 | 25.9 | 19.1 | 10.2 | 4.9 | 4.6 | 4.4 | 4.2 | 3.7 | 3 | 2.4 | 1.8 | 1.3 | 0.8 | 1.2 | 1.3 | 25.7 | 19 | 10 | 4.6 | 3.6 | 2.4 | 1.6 | 0.9 | 0.6 | 0.5 | 0.9 | 1.2 | 0.9 | 0.7 | 0.5 | 6.62 | 4.64 | 1.94 | 0.49 | 0.55 | 0.63 | 0.97 | 1.21 | 2 | 2.31 | 2.96 | 3.32 | 3.22 | 2.62 | 1.79 | 7.4 | 5.14 | 2.53 | 0.8 | 0.89 | 1.07 | 1.09 | 1 | 0.69 | 0.46 | 0.46 | 1.19 | 2.08 | 3.24 | 3.54 | 5.1 | 3.64 | 0.87 | 0.66 | 0.74 | 0.69 | 0.89 | 0.99 | 1.45 | 1.62 | 1.87 | 1.52 | 1.18 | 0.73 | 0.68 | 3.67 | 2.64 | 1.3 | 0.52 | 0.49 | 0.46 | 0.42 | 0.37 | 0.31 | 0.25 | 0.18 | 0.14 | 0.09 | 0.12 | 0.13 | 3.64 | 2.63 | 1.28 | 0.49 | 0.4 | 0.27 | 0.18 | 0.09 | 0.06 | 0.05 | 0.09 | 0.12 | 0.09 | 0.07 | 0.05 | 41.5 | 40.7 | 36.2 | 25.7 | 27.8 | 30.1 | 41.7 | 40.1 | 40.4 | 36.2 | 35.3 | 34.4 | 31.9 | 30.1 | 27.5 | 39.5 | 37.6 | 26 | 15.3 | 16.8 | 21 | 26 | 17.7 | 18.6 | 18.3 | 25 | 26 | 31.5 | 29.8 | 31.9 | 46 | 44.4 | 41 | 35.2 | 29.6 | 23.2 | 28.8 | 34.8 | 43.2 | 42.5 | 42.9 | 39.7 | 34.8 | 30.4 | 29.2 | 23.6 | 26.9 | 27.2 | 26 | 24.3 | 25.3 | 25.6 | 22.1 | 18.1 | 14.2 | 10.2 | 7.3 | 4.8 | 7.6 | 8.5 | 23.5 | 26.3 | 25.6 | 24.3 | 17.3 | 11.5 | 7.1 | 4.4 | 3.7 | 3.3 | 5.5 | 8 | 6.1 | 4.7 | 3 | 2061.9 | 1948.6 | 1666.6 | 1137.5 | 1233.2 | 1339.5 | 1860.3 | 1802 | 1854.6 | 1690.9 | 1683.3 | 1663.3 | 1545.6 | 1438.4 | 1284.8 | 2014.4 | 1841.2 | 1250.8 | 699.1 | 771.9 | 962.3 | 1182.8 | 816.9 | 841.9 | 817.3 | 1109.9 | 1191.1 | 1474.5 | 1455.1 | 1562.1 | 2180.6 | 2060.9 | 1823.3 | 1561.7 | 1322.7 | 1037.9 | 1296.1 | 1561.2 | 1948.5 | 1926.1 | 1958.4 | 1799.9 | 1572.7 | 1357 | 1300.1 | 1171.9 | 1276.4 | 1245.7 | 1153.2 | 1080.9 | 1121.1 | 1133.2 | 976.6 | 800.3 | 628.6 | 451.3 | 325.1 | 213.1 | 468.3 | 576.8 | 1165.7 | 1248.1 | 1174 | 1077.6 | 771.4 | 514.9 | 403 | 293.2 | 262.5 | 199.4 | 347.2 | 486.6 | 365.7 | 273.5 | 178.1 | 0.32 | 0.26 | 0.17 | 0.1 | 0.11 | 0.11 | 0.16 | 0.16 | 0.18 | 0.17 | 0.19 | 0.19 | 0.18 | 0.16 | 0.13 | 0.33 | 0.27 | 0.15 | 0.07 | 0.08 | 0.1 | 0.11 | 0.08 | 0.08 | 0.07 | 0.09 | 0.11 | 0.15 | 0.18 | 0.19 | 0.3 | 0.25 | 0.16 | 0.13 | 0.12 | 0.09 | 0.12 | 0.14 | 0.18 | 0.18 | 0.19 | 0.17 | 0.14 | 0.12 | 0.11 | 0.18 | 0.16 | 0.12 | 0.1 | 0.09 | 0.1 | 0.09 | 0.08 | 0.07 | 0.05 | 0.04 | 0.03 | 0.02 | 0.03 | 0.03 | 0.18 | 0.16 | 0.12 | 0.09 | 0.07 | 0.04 | 0.03 | 0.02 | 0.01 | 0.01 | 0.02 | 0.03 | 0.02 | 0.02 | 0.01 | 0.0542
| 9 | 351.4608 | 13.6876 | 1.7602 | 352.3105 | 35.2297 | 1606.581 | 0.16302 | 80.2572 | 386.6906 | 1620.2687 | 1.9233 | 432.5677 | 619.4 | 523.9 | 371.5 | 218.5 | 236.9 | 254.1 | 361.6 | 357.7 | 400 | 383.8 | 411.8 | 426 | 399.8 | 354.7 | 292.6 | 639.4 | 521.4 | 309.9 | 140.1 | 157.5 | 195.9 | 239.3 | 169.1 | 169.8 | 155.5 | 208.3 | 251.6 | 340.7 | 376.8 | 404.2 | 583.4 | 503.1 | 353.9 | 298.9 | 258.7 | 202.9 | 256.8 | 308.5 | 396.7 | 398.4 | 414.1 | 376.6 | 323.4 | 267.8 | 253.3 | 349.2 | 328 | 270.3 | 220 | 206.1 | 213.3 | 217 | 187.1 | 153.1 | 119.5 | 84.2 | 60 | 38.7 | 28.4 | 19.3 | 347 | 322 | 256.7 | 207.9 | 150.8 | 100.5 | 46.8 | 17.9 | 11.7 | 9.7 | 6.7 | 5 | 3.1 | 1.6 | 1 | 45.6 | 32.6 | 15.5 | 4.5 | 5 | 5.5 | 8.4 | 9.8 | 15.1 | 17.1 | 22 | 24.9 | 24 | 19.5 | 13.4 | 50.7 | 35.7 | 18.3 | 5 | 5.8 | 7.2 | 8 | 6.8 | 5.2 | 3.7 | 4.2 | 9.5 | 16 | 23.4 | 25.3 | 35.2 | 25.7 | 8.2 | 6.2 | 6.3 | 5.4 | 7.2 | 8.3 | 11.7 | 12.5 | 14.1 | 12 | 9.5 | 6.5 | 5.9 | 25.5 | 18.9 | 10.4 | 4.7 | 4.4 | 4.4 | 4.2 | 3.6 | 3 | 2.4 | 1.8 | 1.3 | 0.8 | 1.2 | 1.3 | 25.4 | 18.8 | 10.4 | 4.5 | 3.6 | 2.4 | 1.6 | 0.8 | 0.6 | 0.5 | 0.9 | 1.3 | 1 | 0.7 | 0.5 | 6.49 | 4.55 | 2.01 | 0.47 | 0.53 | 0.59 | 0.93 | 1.14 | 1.93 | 2.25 | 2.97 | 3.41 | 3.3 | 2.65 | 1.77 | 7.27 | 5.05 | 2.51 | 0.64 | 0.74 | 0.91 | 1 | 0.87 | 0.63 | 0.41 | 0.44 | 1.2 | 2.13 | 3.23 | 3.49 | 4.93 | 3.52 | 0.91 | 0.66 | 0.71 | 0.62 | 0.86 | 0.96 | 1.39 | 1.53 | 1.75 | 1.46 | 1.13 | 0.73 | 0.66 | 3.63 | 2.61 | 1.34 | 0.5 | 0.47 | 0.46 | 0.42 | 0.37 | 0.31 | 0.25 | 0.19 | 0.14 | 0.09 | 0.12 | 0.13 | 3.61 | 2.6 | 1.34 | 0.48 | 0.4 | 0.27 | 0.19 | 0.09 | 0.06 | 0.05 | 0.09 | 0.13 | 0.1 | 0.07 | 0.05 | 43.5 | 42.1 | 36.2 | 25.5 | 27.5 | 29.4 | 41.3 | 39.5 | 40.4 | 36.4 | 35.7 | 35 | 32.3 | 30.3 | 27.4 | 41.6 | 38.9 | 25.4 | 14.4 | 16.1 | 20 | 25.1 | 16.8 | 18.3 | 17.7 | 24.3 | 25.4 | 31.5 | 29.7 | 31.7 | 48 | 45.4 | 40.4 | 34.8 | 29.3 | 22.6 | 28.2 | 34.2 | 43.1 | 42.5 | 43.3 | 40.1 | 35.2 | 30.3 | 28.9 | 24.7 | 27.6 | 27.1 | 25.5 | 23.9 | 24.9 | 25.6 | 22 | 18 | 14 | 9.8 | 6.9 | 4.5 | 7.5 | 8.5 | 24.5 | 26.9 | 25.3 | 24 | 17.2 | 11.4 | 7 | 4.2 | 3.6 | 3.3 | 5.7 | 8.1 | 6.1 | 4.8 | 3 | 2082.5 | 1965.3 | 1672 | 1129.2 | 1222 | 1305.7 | 1839.9 | 1774.7 | 1850.8 | 1693.2 | 1702.6 | 1693.3 | 1568.1 | 1447.8 | 1279.7 | 2033.4 | 1848.3 | 1222.8 | 653.4 | 731.7 | 912.1 | 1139 | 770.2 | 824 | 787.9 | 1079.3 | 1166 | 1476.8 | 1452.3 | 1554 | 2201.7 | 2060.8 | 1800.3 | 1542.4 | 1305.5 | 1010.5 | 1265.9 | 1535.3 | 1941.8 | 1923.6 | 1968.3 | 1816 | 1586 | 1354 | 1287.2 | 1183.1 | 1284.1 | 1242.7 | 1132.1 | 1060.6 | 1103.6 | 1131.9 | 974.5 | 796.9 | 620.1 | 434 | 308 | 199.2 | 464 | 574.3 | 1175.5 | 1251.1 | 1165.2 | 1067.4 | 764.8 | 509 | 395.2 | 285.1 | 258.8 | 203.9 | 353.6 | 492.2 | 366.6 | 276.3 | 183.7 | 0.35 | 0.28 | 0.17 | 0.1 | 0.1 | 0.11 | 0.16 | 0.16 | 0.18 | 0.17 | 0.19 | 0.2 | 0.18 | 0.16 | 0.13 | 0.36 | 0.28 | 0.15 | 0.06 | 0.07 | 0.09 | 0.11 | 0.08 | 0.08 | 0.07 | 0.09 | 0.11 | 0.15 | 0.17 | 0.19 | 0.33 | 0.27 | 0.16 | 0.13 | 0.11 | 0.09 | 0.11 | 0.14 | 0.18 | 0.18 | 0.18 | 0.17 | 0.14 | 0.12 | 0.11 | 0.19 | 0.17 | 0.12 | 0.1 | 0.09 | 0.09 | 0.09 | 0.08 | 0.07 | 0.05 | 0.04 | 0.03 | 0.02 | 0.03 | 0.03 | 0.19 | 0.17 | 0.12 | 0.09 | 0.07 | 0.04 | 0.03 | 0.02 | 0.01 | 0.01 | 0.02 | 0.03 | 0.02 | 0.02 | 0.01 | 0.0552
| 10 | 352.9376 | 13.7352 | 1.7674 | 353.7905 | 35.3974 | 1613.049 | 0.16431 | 80.6063 | 388.3349 | 1626.7842 | 1.9317 | 434.3968 | 627.6 | 529.3 | 379.1 | 219.3 | 237.6 | 250.6 | 359.5 | 357.3 | 401.5 | 385.5 | 412.1 | 428.5 | 404.2 | 361.9 | 299.9 | 652.1 | 531.8 | 315.1 | 135.9 | 149.9 | 188.1 | 230.5 | 159.9 | 163.7 | 150.4 | 205 | 246.7 | 338.6 | 374.7 | 405.3 | 586.6 | 505.2 | 354.9 | 298.7 | 257.3 | 202.1 | 255.5 | 308.9 | 396.4 | 398.1 | 413.5 | 378.4 | 327.1 | 270.5 | 254.3 | 354.3 | 331.4 | 274.4 | 219.2 | 205.5 | 212.1 | 217.3 | 186.9 | 151.9 | 118.5 | 83.3 | 59.8 | 38 | 27.6 | 18.2 | 352.2 | 325.2 | 259.7 | 207.9 | 151.3 | 101 | 47 | 17.8 | 11.8 | 9.9 | 6.7 | 5.1 | 3.1 | 1.7 | 1 | 45.7 | 32.6 | 16.2 | 4.5 | 4.9 | 5.3 | 8.3 | 9.9 | 15.3 | 17.1 | 21.7 | 24.7 | 24 | 19.8 | 13.8 | 51.4 | 36.2 | 18.9 | 4.5 | 5.1 | 6.5 | 7.4 | 6.1 | 4.9 | 3.5 | 4.2 | 9.2 | 15.7 | 22.8 | 24.9 | 34.7 | 25.4 | 8.4 | 6.2 | 6.2 | 5.3 | 7 | 8.1 | 11.3 | 12.1 | 13.6 | 11.7 | 9.3 | 6.4 | 5.8 | 25.7 | 18.9 | 10.8 | 4.6 | 4.3 | 4.3 | 4.2 | 3.6 | 3 | 2.4 | 1.8 | 1.3 | 0.8 | 1.2 | 1.3 | 25.5 | 18.9 | 10.8 | 4.5 | 3.6 | 2.5 | 1.7 | 0.8 | 0.6 | 0.5 | 0.9 | 1.3 | 1 | 0.8 | 0.5 | 6.51 | 4.56 | 2.11 | 0.47 | 0.52 | 0.56 | 0.92 | 1.16 | 1.94 | 2.25 | 2.92 | 3.37 | 3.29 | 2.69 | 1.82 | 7.37 | 5.11 | 2.59 | 0.55 | 0.64 | 0.82 | 0.91 | 0.78 | 0.58 | 0.39 | 0.44 | 1.16 | 2.07 | 3.14 | 3.42 | 4.86 | 3.48 | 0.94 | 0.66 | 0.69 | 0.61 | 0.81 | 0.93 | 1.33 | 1.47 | 1.68 | 1.42 | 1.11 | 0.71 | 0.63 | 3.65 | 2.62 | 1.39 | 0.49 | 0.46 | 0.45 | 0.42 | 0.37 | 0.3 | 0.25 | 0.19 | 0.14 | 0.09 | 0.12 | 0.13 | 3.62 | 2.62 | 1.4 | 0.49 | 0.4 | 0.28 | 0.2 | 0.09 | 0.06 | 0.05 | 0.09 | 0.13 | 0.1 | 0.08 | 0.05 | 44.6 | 42.8 | 36.6 | 25.6 | 27.7 | 29.1 | 41.1 | 39.4 | 40.5 | 36.6 | 36.1 | 35.6 | 32.9 | 31 | 28.1 | 42.8 | 39.9 | 25.5 | 14.4 | 15.7 | 19.5 | 24.5 | 16.1 | 17.8 | 17.1 | 23.9 | 25.1 | 31.6 | 30 | 32.3 | 49.1 | 46.1 | 40.4 | 34.8 | 29.2 | 22.6 | 28.3 | 34.5 | 43.4 | 42.8 | 43.6 | 40.6 | 35.8 | 30.8 | 29.2 | 25.3 | 28 | 27.3 | 25.5 | 23.9 | 24.8 | 25.6 | 22 | 17.9 | 13.9 | 9.7 | 6.9 | 4.4 | 7.4 | 8.3 | 25.1 | 27.3 | 25.4 | 24 | 17.2 | 11.4 | 7 | 4.2 | 3.6 | 3.3 | 5.7 | 8.3 | 6.3 | 4.9 | 2.9 | 2122.8 | 1991.9 | 1693.5 | 1134.2 | 1228 | 1291 | 1830.3 | 1768.7 | 1855.9 | 1703.9 | 1714.3 | 1714.9 | 1593.6 | 1480.6 | 1310.2 | 2081.2 | 1889.8 | 1235 | 647.6 | 709.7 | 887 | 1107.4 | 736.9 | 799.2 | 763.9 | 1061.3 | 1147.2 | 1476.1 | 1459.4 | 1574.3 | 2227.7 | 2077.2 | 1799.5 | 1541 | 1301.8 | 1009.7 | 1266.9 | 1543.7 | 1951.7 | 1934 | 1979.9 | 1836.4 | 1612.3 | 1373.5 | 1298.2 | 1206.1 | 1299.8 | 1254.1 | 1129.2 | 1058.7 | 1098.4 | 1134.1 | 974.5 | 791.1 | 615.1 | 429 | 306.8 | 194.5 | 460.6 | 569.6 | 1200.3 | 1266.2 | 1170.2 | 1066.9 | 767 | 510 | 395.5 | 284.8 | 260.2 | 205.2 | 355.4 | 502.9 | 376.2 | 276.2 | 170.6 | 0.36 | 0.29 | 0.17 | 0.1 | 0.1 | 0.11 | 0.16 | 0.16 | 0.18 | 0.17 | 0.19 | 0.2 | 0.19 | 0.17 | 0.14 | 0.37 | 0.29 | 0.15 | 0.06 | 0.07 | 0.09 | 0.1 | 0.07 | 0.07 | 0.07 | 0.09 | 0.11 | 0.15 | 0.17 | 0.19 | 0.33 | 0.27 | 0.16 | 0.13 | 0.11 | 0.09 | 0.11 | 0.14 | 0.18 | 0.18 | 0.18 | 0.17 | 0.14 | 0.12 | 0.11 | 0.2 | 0.17 | 0.12 | 0.1 | 0.09 | 0.09 | 0.09 | 0.08 | 0.07 | 0.05 | 0.04 | 0.03 | 0.02 | 0.03 | 0.03 | 0.2 | 0.17 | 0.12 | 0.09 | 0.07 | 0.04 | 0.03 | 0.02 | 0.01 | 0.01 | 0.02 | 0.03 | 0.02 | 0.02 | 0.01 | 0.0564
| 11 | 353.0819 | 13.5612 | 1.7397 | 353.9227 | 35.5992 | 1618.8426 | 0.16559 | 80.9707 | 388.6811 | 1632.4038 | 1.9053 | 434.8933 | 634.9 | 535.2 | 380 | 219 | 236.6 | 249.7 | 359.1 | 357.3 | 398 | 384.8 | 410.8 | 430.3 | 403.3 | 362.3 | 302.2 | 661.9 | 539.8 | 317.7 | 134.6 | 145.7 | 183.7 | 225.5 | 154 | 158.5 | 146.2 | 204.4 | 247.7 | 340.8 | 375.9 | 405.7 | 592.6 | 510.7 | 358.2 | 302.9 | 260.6 | 204.7 | 257.2 | 310.7 | 398 | 397.8 | 414.5 | 380.8 | 331.4 | 274.7 | 257.8 | 358.2 | 335 | 276.6 | 220.3 | 205.7 | 211.4 | 217.2 | 186.8 | 151.7 | 118.8 | 83.8 | 60.4 | 38 | 27.3 | 17.7 | 356.4 | 328.8 | 261.6 | 209.2 | 152 | 101.1 | 47 | 17.8 | 11.8 | 10 | 6.8 | 5.2 | 3.3 | 1.7 | 1.1 | 45.6 | 32.6 | 16.2 | 4.5 | 4.9 | 5.3 | 8.2 | 9.6 | 14.6 | 16.6 | 21.2 | 24.3 | 23.4 | 19.4 | 13.6 | 51.6 | 36.4 | 19.1 | 4.2 | 4.7 | 6.2 | 7 | 5.8 | 4.6 | 3.5 | 4.2 | 9.3 | 15.7 | 22.9 | 24.7 | 34.5 | 25.3 | 8.5 | 6.3 | 6.3 | 5.4 | 7 | 8.1 | 11.2 | 11.9 | 13.4 | 11.5 | 9.4 | 6.4 | 5.9 | 25.6 | 18.9 | 10.9 | 4.7 | 4.4 | 4.3 | 4.2 | 3.6 | 3 | 2.4 | 1.9 | 1.4 | 0.9 | 1.2 | 1.3 | 25.5 | 18.9 | 10.9 | 4.6 | 3.7 | 2.5 | 1.7 | 0.9 | 0.6 | 0.5 | 0.9 | 1.3 | 1 | 0.8 | 0.5 | 6.5 | 4.56 | 2.11 | 0.47 | 0.51 | 0.56 | 0.9 | 1.11 | 1.84 | 2.17 | 2.85 | 3.32 | 3.21 | 2.62 | 1.79 | 7.41 | 5.15 | 2.62 | 0.52 | 0.58 | 0.77 | 0.85 | 0.73 | 0.55 | 0.39 | 0.44 | 1.19 | 2.08 | 3.15 | 3.39 | 4.84 | 3.47 | 0.94 | 0.67 | 0.71 | 0.62 | 0.82 | 0.93 | 1.33 | 1.42 | 1.64 | 1.39 | 1.11 | 0.71 | 0.64 | 3.65 | 2.62 | 1.4 | 0.5 | 0.47 | 0.45 | 0.42 | 0.37 | 0.3 | 0.25 | 0.2 | 0.15 | 0.1 | 0.12 | 0.13 | 3.62 | 2.62 | 1.41 | 0.5 | 0.41 | 0.28 | 0.2 | 0.1 | 0.06 | 0.05 | 0.09 | 0.13 | 0.1 | 0.08 | 0.05 | 45.8 | 43.7 | 36.8 | 25.6 | 27.6 | 29 | 41.1 | 39.7 | 40.6 | 37 | 36.3 | 36.1 | 33.3 | 31.4 | 28.5 | 44.1 | 40.9 | 25.7 | 14.4 | 15.5 | 19.3 | 24.2 | 15.6 | 17.3 | 16.6 | 23.8 | 25 | 31.8 | 30.1 | 32.5 | 50.2 | 47 | 40.8 | 35.3 | 29.6 | 22.9 | 28.4 | 34.7 | 43.7 | 43.1 | 44 | 41.1 | 36.4 | 31.3 | 29.5 | 25.9 | 28.6 | 27.5 | 25.6 | 23.8 | 24.7 | 25.6 | 22 | 17.8 | 13.9 | 9.7 | 6.9 | 4.4 | 7.4 | 8.3 | 25.8 | 27.8 | 25.5 | 24.1 | 17.2 | 11.4 | 7 | 4.2 | 3.7 | 3.4 | 5.8 | 8.3 | 6.3 | 4.8 | 2.9 | 2153.4 | 2018.2 | 1700.6 | 1133.4 | 1222.5 | 1286.6 | 1831.7 | 1778.3 | 1856.5 | 1716.6 | 1722.4 | 1735.7 | 1606.9 | 1496.3 | 1329.1 | 2117.2 | 1920.7 | 1244.1 | 647.2 | 697.9 | 873.6 | 1091 | 713.8 | 776.1 | 741.4 | 1056.9 | 1147.4 | 1487.7 | 1464.8 | 1582.4 | 2255 | 2102.9 | 1816.5 | 1562.8 | 1317.2 | 1021.3 | 1274 | 1553.3 | 1961.7 | 1940.4 | 1991.8 | 1855.9 | 1635 | 1396.4 | 1315.2 | 1222 | 1315.8 | 1265.3 | 1133.6 | 1058.1 | 1093.7 | 1133.3 | 973.7 | 789.9 | 615.7 | 429.4 | 307.7 | 193.1 | 462.4 | 572 | 1217.4 | 1281.1 | 1178.7 | 1072.2 | 769 | 509.1 | 396.8 | 285.8 | 261.6 | 204.7 | 356.4 | 500.1 | 374 | 268.4 | 164.6 | 0.37 | 0.3 | 0.17 | 0.1 | 0.1 | 0.11 | 0.16 | 0.16 | 0.18 | 0.17 | 0.19 | 0.2 | 0.19 | 0.17 | 0.14 | 0.39 | 0.3 | 0.15 | 0.06 | 0.07 | 0.08 | 0.1 | 0.07 | 0.07 | 0.06 | 0.09 | 0.11 | 0.15 | 0.17 | 0.19 | 0.35 | 0.28 | 0.16 | 0.13 | 0.12 | 0.09 | 0.11 | 0.14 | 0.18 | 0.18 | 0.19 | 0.17 | 0.15 | 0.12 | 0.11 | 0.21 | 0.18 | 0.13 | 0.1 | 0.09 | 0.09 | 0.09 | 0.08 | 0.07 | 0.05 | 0.04 | 0.03 | 0.02 | 0.03 | 0.03 | 0.2 | 0.18 | 0.12 | 0.09 | 0.07 | 0.04 | 0.03 | 0.02 | 0.01 | 0.01 | 0.02 | 0.03 | 0.02 | 0.02 | 0.01 | 0.0573
| 12 | 351.7972 | 13.3151 | 1.7066 | 352.6223 | 35.632 | 1618.2467 | 0.16355 | 80.9863 | 387.4292 | 1631.5618 | 1.8701 | 433.6085 | 633.1 | 534.3 | 379.5 | 219.7 | 237.3 | 250.7 | 360.4 | 357.7 | 392.5 | 376.5 | 405.6 | 430.7 | 406.1 | 363.3 | 302.7 | 662.4 | 540.5 | 318.9 | 134.1 | 144.1 | 181.2 | 222.7 | 150.9 | 156 | 144.2 | 202 | 244.5 | 338.1 | 375.6 | 407 | 593.8 | 512.2 | 359.8 | 305.1 | 264.3 | 208.3 | 259.9 | 312.1 | 399 | 398.5 | 413.5 | 380.7 | 332.8 | 279.1 | 263.1 | 356.8 | 334.1 | 276.9 | 221.1 | 206.5 | 211.4 | 217.7 | 187.2 | 151.5 | 118.4 | 83.8 | 60.8 | 38.2 | 27.4 | 17.7 | 355.5 | 328.3 | 262.6 | 210.4 | 152.9 | 101.3 | 47.4 | 18.4 | 12 | 10.1 | 6.9 | 5.2 | 3.3 | 1.7 | 1.1 | 44.9 | 32.1 | 16.1 | 4.5 | 5 | 5.3 | 8.4 | 9.6 | 14 | 15.5 | 20.4 | 24.2 | 23.6 | 19.4 | 13.5 | 51.2 | 36.2 | 19.2 | 4.2 | 4.6 | 6.1 | 6.9 | 5.7 | 4.5 | 3.4 | 4.1 | 9.1 | 15.4 | 22.7 | 24.5 | 34.3 | 25.3 | 8.6 | 6.4 | 6.5 | 5.6 | 7.2 | 8.1 | 11 | 11.5 | 12.7 | 11.1 | 9.2 | 6.5 | 6 | 25.2 | 18.7 | 10.8 | 4.7 | 4.4 | 4.3 | 4.2 | 3.6 | 3 | 2.3 | 1.8 | 1.3 | 0.9 | 1.2 | 1.3 | 25.1 | 18.7 | 10.9 | 4.7 | 3.7 | 2.5 | 1.7 | 0.9 | 0.6 | 0.5 | 0.9 | 1.3 | 1 | 0.7 | 0.5 | 6.39 | 4.49 | 2.09 | 0.47 | 0.53 | 0.57 | 0.93 | 1.12 | 1.76 | 2.01 | 2.73 | 3.3 | 3.23 | 2.62 | 1.77 | 7.34 | 5.11 | 2.64 | 0.52 | 0.56 | 0.75 | 0.84 | 0.72 | 0.54 | 0.37 | 0.42 | 1.16 | 2.04 | 3.12 | 3.37 | 4.8 | 3.45 | 0.97 | 0.68 | 0.74 | 0.66 | 0.85 | 0.93 | 1.29 | 1.38 | 1.55 | 1.33 | 1.08 | 0.73 | 0.66 | 3.58 | 2.58 | 1.39 | 0.5 | 0.47 | 0.45 | 0.42 | 0.37 | 0.3 | 0.24 | 0.19 | 0.14 | 0.1 | 0.12 | 0.13 | 3.58 | 2.59 | 1.42 | 0.5 | 0.41 | 0.28 | 0.2 | 0.1 | 0.06 | 0.05 | 0.09 | 0.13 | 0.1 | 0.07 | 0.05 | 46.2 | 44 | 36.8 | 25.6 | 27.6 | 29.1 | 41.2 | 39.7 | 40.4 | 36.8 | 36.4 | 36.3 | 33.5 | 31.6 | 28.7 | 44.5 | 41.1 | 25.8 | 14.4 | 15.4 | 19 | 23.9 | 15.3 | 17 | 16.5 | 23.6 | 24.8 | 31.7 | 30.2 | 32.8 | 50.5 | 47.3 | 40.8 | 35.5 | 29.9 | 23.1 | 28.6 | 34.9 | 44.1 | 43.5 | 44.4 | 41.4 | 36.7 | 31.8 | 30.2 | 26.1 | 28.7 | 27.7 | 25.7 | 24 | 24.7 | 25.7 | 22 | 17.8 | 13.9 | 9.7 | 7 | 4.4 | 7.4 | 8.3 | 26 | 27.9 | 25.6 | 24.2 | 17.4 | 11.4 | 7 | 4.2 | 3.7 | 3.4 | 5.7 | 8.2 | 6.2 | 4.8 | 3 | 2167.6 | 2028.3 | 1700.2 | 1135.2 | 1223.8 | 1290.4 | 1833.7 | 1778.3 | 1843 | 1700.8 | 1717.7 | 1742.2 | 1618.3 | 1502.2 | 1335.8 | 2138.3 | 1933.7 | 1245.7 | 644.4 | 692.5 | 862.6 | 1076.9 | 698 | 765.5 | 732.7 | 1047.3 | 1135.3 | 1480.8 | 1469.5 | 1593.5 | 2273.3 | 2116.4 | 1820.4 | 1571.5 | 1331 | 1033 | 1282.6 | 1560.1 | 1974.3 | 1953.3 | 2004.3 | 1865.6 | 1648.3 | 1418.2 | 1342.7 | 1229 | 1320.1 | 1268.9 | 1138.7 | 1063.1 | 1094.5 | 1135.7 | 975.5 | 789.2 | 615.3 | 431.2 | 311.6 | 194.7 | 461.1 | 569.8 | 1223.4 | 1284.7 | 1182.6 | 1077.6 | 774.6 | 510.9 | 397.2 | 286.4 | 260.5 | 204.7 | 352.2 | 487.8 | 361.7 | 264.9 | 171.1 | 0.37 | 0.29 | 0.17 | 0.1 | 0.1 | 0.11 | 0.16 | 0.16 | 0.18 | 0.17 | 0.18 | 0.2 | 0.19 | 0.17 | 0.14 | 0.38 | 0.3 | 0.15 | 0.06 | 0.07 | 0.08 | 0.1 | 0.07 | 0.07 | 0.06 | 0.09 | 0.11 | 0.15 | 0.17 | 0.19 | 0.34 | 0.28 | 0.16 | 0.13 | 0.12 | 0.09 | 0.12 | 0.14 | 0.18 | 0.18 | 0.19 | 0.17 | 0.15 | 0.12 | 0.12 | 0.2 | 0.18 | 0.13 | 0.1 | 0.09 | 0.09 | 0.09 | 0.08 | 0.07 | 0.05 | 0.04 | 0.03 | 0.02 | 0.03 | 0.03 | 0.2 | 0.18 | 0.12 | 0.09 | 0.07 | 0.04 | 0.03 | 0.02 | 0.01 | 0.01 | 0.02 | 0.03 | 0.02 | 0.02 | 0.01 | 0.058
| 13 | 351.2526 | 13.04 | 1.6631 | 352.0585 | 35.8167 | 1623.5765 | 0.16506 | 81.3205 | 387.0693 | 1636.6165 | 1.8282 | 433.379 | 632.7 | 535 | 380.4 | 222.5 | 239.1 | 252.1 | 360.1 | 357.8 | 389.2 | 370.7 | 397.2 | 423.6 | 404.2 | 363.9 | 307.3 | 663.5 | 542.2 | 321.8 | 136.4 | 146.9 | 180.9 | 221.6 | 147.2 | 153.9 | 142.2 | 198.9 | 241.1 | 332.8 | 372.3 | 403.3 | 592.8 | 511.4 | 360.8 | 307.5 | 268.4 | 213.3 | 264.4 | 316.3 | 403.4 | 403.9 | 418.4 | 383.9 | 338.7 | 285.2 | 271.8 | 356.9 | 334.9 | 278.5 | 223.4 | 208.2 | 212.2 | 218.4 | 187.9 | 152.8 | 119.7 | 85.2 | 62.7 | 40.2 | 29.2 | 18.9 | 355.6 | 329.2 | 265.5 | 213.6 | 155.3 | 101.7 | 47.8 | 18.6 | 12.1 | 10.1 | 7 | 5.3 | 3.4 | 1.8 | 1.2 | 44.2 | 31.7 | 16.1 | 4.7 | 5 | 5.3 | 8.3 | 9.6 | 13.4 | 14.5 | 19 | 23.1 | 22.9 | 19.1 | 13.5 | 50.5 | 35.8 | 19.3 | 4.4 | 4.8 | 6 | 6.8 | 5.4 | 4.3 | 3.3 | 4 | 8.9 | 15 | 22.2 | 24.1 | 33.6 | 24.8 | 8.6 | 6.5 | 6.7 | 5.8 | 7.5 | 8.3 | 11.3 | 11.9 | 12.9 | 11.1 | 9.1 | 6.6 | 6.2 | 24.9 | 18.5 | 10.8 | 4.8 | 4.5 | 4.4 | 4.2 | 3.6 | 3 | 2.4 | 1.8 | 1.4 | 0.9 | 1.2 | 1.3 | 24.9 | 18.6 | 10.9 | 4.7 | 3.7 | 2.5 | 1.7 | 0.9 | 0.6 | 0.5 | 0.9 | 1.3 | 1 | 0.8 | 0.5 | 6.3 | 4.43 | 2.1 | 0.49 | 0.53 | 0.57 | 0.91 | 1.11 | 1.66 | 1.86 | 2.52 | 3.13 | 3.13 | 2.57 | 1.77 | 7.23 | 5.05 | 2.65 | 0.54 | 0.58 | 0.73 | 0.82 | 0.68 | 0.51 | 0.36 | 0.42 | 1.13 | 1.97 | 3.05 | 3.31 | 4.7 | 3.38 | 0.96 | 0.69 | 0.76 | 0.69 | 0.89 | 0.97 | 1.33 | 1.42 | 1.57 | 1.32 | 1.07 | 0.73 | 0.67 | 3.54 | 2.56 | 1.39 | 0.51 | 0.48 | 0.46 | 0.43 | 0.37 | 0.3 | 0.24 | 0.2 | 0.15 | 0.1 | 0.12 | 0.13 | 3.54 | 2.57 | 1.42 | 0.51 | 0.41 | 0.28 | 0.2 | 0.1 | 0.06 | 0.05 | 0.09 | 0.13 | 0.1 | 0.08 | 0.05 | 46.8 | 44.5 | 36.9 | 25.9 | 27.8 | 29.3 | 41.2 | 39.7 | 40.5 | 37 | 36.5 | 36.3 | 33.9 | 31.9 | 29.3 | 45.3 | 41.8 | 26.1 | 14.5 | 15.6 | 19.1 | 23.9 | 15.1 | 16.9 | 16.3 | 23.3 | 24.5 | 31.4 | 30.2 | 32.7 | 51.1 | 47.6 | 41 | 35.8 | 30.3 | 23.6 | 29 | 35.3 | 44.4 | 43.9 | 44.9 | 41.9 | 37.6 | 32.6 | 31.2 | 26.3 | 29 | 27.8 | 25.9 | 24.1 | 24.8 | 25.7 | 22.1 | 18 | 14 | 9.9 | 7.2 | 4.6 | 7.6 | 8.4 | 26.2 | 28.1 | 26 | 24.6 | 17.7 | 11.5 | 7.1 | 4.3 | 3.7 | 3.3 | 5.8 | 8.3 | 6.4 | 4.9 | 3.1 | 2182.7 | 2042.1 | 1703.8 | 1146.6 | 1232.8 | 1299.2 | 1835.2 | 1780.8 | 1844.4 | 1699.4 | 1712.1 | 1735.5 | 1627.1 | 1515.9 | 1362.9 | 2162.4 | 1953.6 | 1259.9 | 653.1 | 703.7 | 863.9 | 1075.6 | 686.1 | 757.6 | 724.2 | 1030.7 | 1121.2 | 1464.6 | 1465 | 1586.4 | 2283.3 | 2124.1 | 1826.3 | 1583.3 | 1347.9 | 1055.2 | 1300.3 | 1576.4 | 1989.2 | 1974.6 | 2027.9 | 1885 | 1684.1 | 1452 | 1388 | 1236.5 | 1328.4 | 1276.9 | 1148.4 | 1070.5 | 1097.5 | 1138.5 | 979.2 | 795.9 | 622 | 438.1 | 321.2 | 205.1 | 466.6 | 570 | 1231.1 | 1293.3 | 1198.4 | 1093.3 | 787.6 | 514.3 | 403.2 | 291 | 263.7 | 201.7 | 356.3 | 499.1 | 376.6 | 275 | 174.7 | 0.37 | 0.3 | 0.17 | 0.1 | 0.11 | 0.11 | 0.16 | 0.16 | 0.17 | 0.17 | 0.18 | 0.19 | 0.19 | 0.17 | 0.14 | 0.39 | 0.3 | 0.15 | 0.06 | 0.07 | 0.08 | 0.1 | 0.07 | 0.07 | 0.06 | 0.09 | 0.11 | 0.15 | 0.17 | 0.19 | 0.35 | 0.28 | 0.16 | 0.14 | 0.12 | 0.1 | 0.12 | 0.14 | 0.18 | 0.18 | 0.19 | 0.17 | 0.15 | 0.13 | 0.12 | 0.2 | 0.18 | 0.13 | 0.1 | 0.09 | 0.09 | 0.1 | 0.08 | 0.07 | 0.05 | 0.04 | 0.03 | 0.02 | 0.03 | 0.03 | 0.2 | 0.18 | 0.12 | 0.09 | 0.07 | 0.04 | 0.03 | 0.02 | 0.01 | 0.01 | 0.02 | 0.03 | 0.02 | 0.02 | 0.01 | 0.0587
| 14 | 355.838 | 13.2199 | 1.6876 | 356.6553 | 36.278 | 1644.342 | 0.16627 | 82.3637 | 392.116 | 1657.5619 | 1.8538 | 439.019 | 644.5 | 545.4 | 389 | 228.8 | 242.7 | 255.7 | 362.2 | 359.9 | 389 | 373.1 | 399.4 | 428.7 | 407.8 | 373 | 317 | 676.2 | 554.6 | 333.6 | 144.2 | 151 | 183 | 223.2 | 147.9 | 153.2 | 141.7 | 200.2 | 243.3 | 338.1 | 378.3 | 411.7 | 594.6 | 514.8 | 365.4 | 314.3 | 275.3 | 223.7 | 271.5 | 322 | 405 | 406.5 | 421.3 | 392.7 | 354 | 301.7 | 285.2 | 362.8 | 341.1 | 286.7 | 230.8 | 213.5 | 214 | 219 | 189.3 | 155.1 | 122.4 | 87.6 | 65 | 42.3 | 30.8 | 20.1 | 361.6 | 334.5 | 271.5 | 217.8 | 158.8 | 103.5 | 49.2 | 19.7 | 12.5 | 10.4 | 7.1 | 5.4 | 3.5 | 1.9 | 1.3 | 45.5 | 32.7 | 16.7 | 4.9 | 5.1 | 5.4 | 8.3 | 9.5 | 13.1 | 14.4 | 18.7 | 22.9 | 22.5 | 19.3 | 13.9 | 51.9 | 36.9 | 20.3 | 4.8 | 5 | 5.9 | 6.7 | 5.3 | 4.3 | 3.2 | 4 | 8.9 | 15.3 | 22.7 | 24.8 | 33.8 | 24.9 | 8.8 | 6.6 | 7 | 6.3 | 7.7 | 8.4 | 11.1 | 11.7 | 12.9 | 11.4 | 9.6 | 7 | 6.4 | 25.5 | 19 | 11.4 | 5 | 4.6 | 4.4 | 4.2 | 3.7 | 3 | 2.4 | 1.9 | 1.4 | 1 | 1.2 | 1.4 | 25.5 | 19 | 11.3 | 4.9 | 3.8 | 2.5 | 1.7 | 0.9 | 0.6 | 0.5 | 0.9 | 1.3 | 1 | 0.8 | 0.5 | 6.48 | 4.57 | 2.19 | 0.52 | 0.54 | 0.57 | 0.9 | 1.1 | 1.63 | 1.85 | 2.47 | 3.09 | 3.06 | 2.6 | 1.82 | 7.44 | 5.21 | 2.8 | 0.6 | 0.62 | 0.73 | 0.8 | 0.68 | 0.51 | 0.35 | 0.42 | 1.13 | 2.02 | 3.12 | 3.41 | 4.73 | 3.4 | 0.98 | 0.71 | 0.8 | 0.74 | 0.92 | 0.97 | 1.31 | 1.4 | 1.57 | 1.36 | 1.13 | 0.77 | 0.69 | 3.63 | 2.62 | 1.46 | 0.54 | 0.5 | 0.46 | 0.43 | 0.37 | 0.31 | 0.25 | 0.2 | 0.16 | 0.11 | 0.13 | 0.14 | 3.62 | 2.63 | 1.47 | 0.53 | 0.42 | 0.28 | 0.2 | 0.1 | 0.06 | 0.05 | 0.09 | 0.13 | 0.1 | 0.08 | 0.05 | 47.3 | 45.1 | 37.5 | 26.5 | 28.2 | 29.7 | 41.5 | 40.1 | 40.7 | 37.4 | 37.1 | 37.3 | 34.8 | 32.9 | 30.3 | 45.8 | 42.5 | 26.8 | 15.2 | 15.9 | 19.4 | 24.1 | 15.2 | 16.8 | 16.3 | 23.4 | 24.8 | 31.8 | 30.6 | 33.2 | 51.1 | 48 | 41.5 | 36.6 | 31 | 24.6 | 29.8 | 36 | 44.7 | 44.4 | 45.3 | 42.9 | 39.2 | 34.5 | 32.8 | 26.6 | 29.4 | 28.5 | 26.7 | 24.7 | 25 | 25.8 | 22.3 | 18.2 | 14.4 | 10.1 | 7.5 | 4.9 | 7.8 | 8.7 | 26.5 | 28.4 | 26.4 | 25.1 | 18.1 | 11.7 | 7.4 | 4.5 | 3.8 | 3.4 | 5.9 | 8.5 | 6.6 | 5.3 | 3.4 | 2211.4 | 2072.2 | 1732.7 | 1175.6 | 1251.6 | 1318 | 1848.2 | 1795.7 | 1850.4 | 1715.8 | 1735 | 1772.9 | 1662.3 | 1559.9 | 1406.9 | 2189.8 | 1990.2 | 1296.5 | 684 | 719.9 | 876.8 | 1087.4 | 691.1 | 754.7 | 722.3 | 1038.1 | 1134.1 | 1483.8 | 1484.8 | 1612 | 2290 | 2138.5 | 1847.6 | 1615.9 | 1379 | 1100.6 | 1333.7 | 1606.8 | 2003.3 | 1993 | 2043 | 1926.9 | 1756.3 | 1535 | 1459 | 1253.9 | 1350.1 | 1307.8 | 1183 | 1096 | 1107.7 | 1142.4 | 986.8 | 807.7 | 636.1 | 450.1 | 332.9 | 216.1 | 481.8 | 586.5 | 1248.2 | 1311.1 | 1221.3 | 1114.3 | 805.8 | 523.7 | 416.5 | 300.6 | 270.7 | 202 | 361.4 | 508.8 | 386.2 | 289.7 | 189.9 | 0.37 | 0.3 | 0.18 | 0.1 | 0.11 | 0.11 | 0.16 | 0.16 | 0.17 | 0.17 | 0.18 | 0.2 | 0.19 | 0.17 | 0.14 | 0.39 | 0.31 | 0.16 | 0.07 | 0.07 | 0.08 | 0.1 | 0.07 | 0.07 | 0.06 | 0.09 | 0.11 | 0.15 | 0.17 | 0.19 | 0.35 | 0.28 | 0.16 | 0.14 | 0.12 | 0.1 | 0.12 | 0.14 | 0.18 | 0.18 | 0.19 | 0.18 | 0.16 | 0.13 | 0.13 | 0.21 | 0.18 | 0.13 | 0.1 | 0.09 | 0.09 | 0.1 | 0.08 | 0.07 | 0.05 | 0.04 | 0.03 | 0.02 | 0.03 | 0.03 | 0.21 | 0.18 | 0.12 | 0.1 | 0.07 | 0.05 | 0.03 | 0.02 | 0.01 | 0.01 | 0.02 | 0.03 | 0.02 | 0.02 | 0.01 | 0.0591
| 15 | 364.8724 | 13.2714 | 1.6847 | 365.6905 | 37.4431 | 1695.3774 | 0.17093 | 84.959 | 402.3156 | 1708.6487 | 1.8557 | 450.6495 | 661.4 | 563.5 | 413.3 | 249.8 | 256.8 | 265.8 | 361.4 | 358.3 | 379.9 | 371.5 | 398.6 | 433.5 | 415.4 | 384.6 | 334.4 | 700.3 | 579.8 | 363.6 | 161.3 | 160.8 | 186.7 | 228.1 | 149.4 | 155.9 | 143.6 | 204.4 | 255.2 | 350 | 390.5 | 417.1 | 592.7 | 515.8 | 374 | 332.6 | 295.9 | 253.7 | 288.8 | 335.9 | 406 | 408.4 | 420.1 | 398.2 | 372.2 | 330.6 | 316.1 | 373.4 | 353.7 | 304.8 | 245.9 | 223.6 | 218.8 | 222.9 | 196.4 | 165.7 | 133.8 | 97.8 | 75.1 | 51.7 | 38.1 | 25.7 | 372.1 | 344.5 | 288 | 227.9 | 167.7 | 109.8 | 55.2 | 24.3 | 13.9 | 11.9 | 8.4 | 6.3 | 4.2 | 2.3 | 1.5 | 47.4 | 34.3 | 19 | 5.7 | 5.6 | 5.4 | 7.5 | 8.4 | 11.2 | 12.9 | 17.1 | 21.8 | 21.9 | 19 | 14.1 | 54.5 | 39.1 | 23.2 | 5.9 | 5.5 | 5.7 | 6.2 | 4.7 | 4 | 3.1 | 4.1 | 9.7 | 16.5 | 24.1 | 25.7 | 33.7 | 24.9 | 9.1 | 7.1 | 7.7 | 7.4 | 8.2 | 8.4 | 10.6 | 11.2 | 12.1 | 10.8 | 9.5 | 7.5 | 6.8 | 26.7 | 20 | 13 | 5.8 | 5.1 | 4.4 | 4.2 | 3.8 | 3.2 | 2.6 | 2.1 | 1.6 | 1.1 | 1.4 | 1.5 | 26.6 | 20 | 12.7 | 5.3 | 4 | 2.7 | 1.9 | 1.1 | 0.7 | 0.6 | 1 | 1.5 | 1.2 | 1 | 0.7 | 6.75 | 4.79 | 2.51 | 0.63 | 0.59 | 0.57 | 0.79 | 0.93 | 1.34 | 1.61 | 2.23 | 2.92 | 2.95 | 2.54 | 1.83 | 7.81 | 5.53 | 3.21 | 0.75 | 0.69 | 0.69 | 0.72 | 0.58 | 0.46 | 0.34 | 0.42 | 1.24 | 2.19 | 3.32 | 3.55 | 4.7 | 3.39 | 1.02 | 0.76 | 0.89 | 0.89 | 0.97 | 0.96 | 1.22 | 1.32 | 1.44 | 1.26 | 1.08 | 0.81 | 0.73 | 3.8 | 2.77 | 1.7 | 0.65 | 0.57 | 0.46 | 0.43 | 0.38 | 0.33 | 0.27 | 0.22 | 0.18 | 0.12 | 0.14 | 0.15 | 3.79 | 2.78 | 1.66 | 0.59 | 0.45 | 0.3 | 0.22 | 0.12 | 0.07 | 0.06 | 0.1 | 0.15 | 0.12 | 0.1 | 0.07 | 47.9 | 46.1 | 38.7 | 28.6 | 29.7 | 31 | 42.1 | 40.8 | 41.2 | 38.6 | 38.4 | 38.9 | 36.4 | 34.8 | 32.5 | 46.7 | 43.9 | 28.2 | 16.5 | 16.8 | 20.1 | 25.3 | 15.9 | 17.5 | 16.6 | 24 | 25.7 | 32.3 | 31 | 33.1 | 51 | 48.1 | 42.4 | 38.6 | 33.1 | 27.7 | 31.7 | 37.8 | 45.4 | 45.1 | 46 | 44.2 | 41.8 | 38 | 36.6 | 27 | 30.1 | 29.5 | 28 | 25.6 | 25.6 | 26.3 | 23.1 | 19.5 | 15.7 | 11.3 | 8.7 | 6 | 8.6 | 9.2 | 26.9 | 28.9 | 27.5 | 26 | 19 | 12.4 | 8.4 | 5.3 | 4.3 | 3.6 | 6.4 | 9.4 | 7.4 | 6.3 | 4.4 | 2249 | 2126.4 | 1804.2 | 1271.2 | 1319.5 | 1376.1 | 1867.2 | 1819.6 | 1858.4 | 1755.6 | 1780.2 | 1834.1 | 1725.6 | 1637.2 | 1502.3 | 2247.5 | 2065.4 | 1380.5 | 748.2 | 760 | 905.1 | 1132.4 | 718.5 | 778.9 | 735.6 | 1061.5 | 1178.2 | 1515.4 | 1511.9 | 1614.4 | 2285 | 2146.8 | 1887.4 | 1706.6 | 1475.3 | 1238.9 | 1421.2 | 1686.5 | 2027 | 2019 | 2062.5 | 1977.3 | 1867.1 | 1689.4 | 1625.3 | 1276.1 | 1388.6 | 1361.3 | 1245.7 | 1138.4 | 1133.7 | 1163.7 | 1023.6 | 863 | 695.6 | 503.5 | 385.3 | 264.6 | 506.4 | 595.1 | 1270.6 | 1336.9 | 1275.5 | 1158.6 | 849.4 | 555.2 | 478.4 | 356 | 310.6 | 210.3 | 378.2 | 543.4 | 421 | 337.7 | 229.8 | 0.38 | 0.31 | 0.19 | 0.11 | 0.11 | 0.12 | 0.16 | 0.16 | 0.17 | 0.17 | 0.18 | 0.2 | 0.19 | 0.18 | 0.15 | 0.41 | 0.32 | 0.17 | 0.07 | 0.07 | 0.08 | 0.1 | 0.07 | 0.07 | 0.06 | 0.09 | 0.11 | 0.16 | 0.18 | 0.19 | 0.34 | 0.28 | 0.17 | 0.15 | 0.13 | 0.12 | 0.13 | 0.15 | 0.18 | 0.18 | 0.19 | 0.18 | 0.17 | 0.15 | 0.14 | 0.21 | 0.19 | 0.14 | 0.11 | 0.1 | 0.1 | 0.1 | 0.09 | 0.07 | 0.06 | 0.04 | 0.03 | 0.02 | 0.03 | 0.03 | 0.21 | 0.18 | 0.13 | 0.1 | 0.07 | 0.05 | 0.03 | 0.02 | 0.02 | 0.01 | 0.02 | 0.03 | 0.03 | 0.02 | 0.02 | 0.0595
| 16 | 387.8137 | 13.6258 | 1.7188 | 388.6507 | 40.2578 | 1815.1693 | 0.18253 | 91.1309 | 428.0715 | 1828.7951 | 1.9013 | 479.7816 | 680.1 | 583.8 | 449 | 299.9 | 299 | 297.2 | 367.8 | 366.8 | 382.7 | 379.1 | 402.8 | 440 | 436.1 | 416.1 | 377.2 | 724.2 | 607.4 | 412.1 | 211.2 | 205.2 | 218.7 | 260.9 | 178 | 176 | 157.7 | 225.5 | 288 | 380.6 | 425.1 | 447.9 | 590 | 520 | 389.3 | 364.7 | 341.3 | 318.6 | 335.3 | 365.7 | 408.9 | 413.5 | 423.5 | 412.6 | 398.2 | 368.2 | 354.5 | 384.6 | 368.1 | 333.5 | 282.1 | 253.6 | 233.3 | 227.3 | 205.1 | 182.6 | 154.6 | 120.9 | 94.6 | 68.5 | 48.2 | 33.9 | 383.4 | 356.6 | 311.6 | 246.8 | 184.9 | 119.4 | 64.1 | 31.1 | 16.7 | 14.2 | 10.6 | 7.8 | 5.5 | 3.1 | 2.1 | 49.2 | 35.8 | 21.3 | 7.5 | 7 | 6.1 | 7.2 | 7.8 | 9.6 | 11 | 14.8 | 20 | 21.6 | 19.7 | 15.7 | 57 | 41.2 | 27.1 | 9.7 | 9.1 | 7.7 | 7.1 | 5.5 | 4.4 | 3.3 | 4.4 | 10.9 | 17.8 | 26.4 | 27.9 | 33.4 | 24.8 | 9.5 | 8 | 9.7 | 10 | 9.9 | 8.8 | 9.9 | 10.6 | 11.4 | 10.5 | 9.7 | 8.1 | 7.5 | 27.9 | 21.1 | 14.7 | 7 | 6.1 | 4.7 | 4.3 | 3.9 | 3.5 | 3.1 | 2.5 | 2 | 1.5 | 1.6 | 1.6 | 27.8 | 21 | 14.2 | 6.1 | 4.6 | 2.9 | 2.2 | 1.3 | 0.8 | 0.6 | 1.1 | 1.7 | 1.4 | 1.3 | 1 | 7.02 | 5.02 | 2.84 | 0.86 | 0.77 | 0.63 | 0.73 | 0.83 | 1.09 | 1.31 | 1.87 | 2.64 | 2.89 | 2.62 | 2.04 | 8.18 | 5.82 | 3.77 | 1.3 | 1.19 | 0.97 | 0.83 | 0.67 | 0.5 | 0.35 | 0.46 | 1.39 | 2.36 | 3.64 | 3.85 | 4.67 | 3.37 | 1.07 | 0.87 | 1.16 | 1.23 | 1.19 | 1 | 1.11 | 1.22 | 1.32 | 1.21 | 1.09 | 0.87 | 0.79 | 3.97 | 2.93 | 1.93 | 0.8 | 0.68 | 0.48 | 0.44 | 0.4 | 0.36 | 0.32 | 0.27 | 0.22 | 0.15 | 0.16 | 0.16 | 3.97 | 2.92 | 1.87 | 0.69 | 0.53 | 0.32 | 0.25 | 0.15 | 0.08 | 0.06 | 0.11 | 0.17 | 0.14 | 0.13 | 0.1 | 48.8 | 47.5 | 41.5 | 33.8 | 34.2 | 34.7 | 43.2 | 42.5 | 43.1 | 41.3 | 41.1 | 41.4 | 39.4 | 38.4 | 36.8 | 47.7 | 45.8 | 31.3 | 19.8 | 19.6 | 22.6 | 28.8 | 19.1 | 19.8 | 18.4 | 26.5 | 29 | 35.3 | 33.6 | 35.3 | 50.9 | 48.8 | 44.1 | 42.2 | 37.5 | 34.2 | 36.4 | 41.5 | 46.4 | 46.4 | 47 | 46.3 | 45.1 | 42.5 | 41.2 | 27.5 | 31.2 | 31.9 | 31.8 | 28.8 | 27.3 | 26.8 | 24.2 | 21.5 | 18.1 | 14 | 11 | 8 | 9.8 | 10.1 | 27.3 | 29.7 | 29.4 | 27.9 | 20.8 | 13.6 | 10 | 6.7 | 5.3 | 3.9 | 7.1 | 10.9 | 8.8 | 8.3 | 6.1 | 2293.1 | 2189 | 1932.7 | 1502 | 1518.3 | 1538.1 | 1914.1 | 1888.3 | 1924.8 | 1859.5 | 1876.4 | 1926.2 | 1854.6 | 1799.3 | 1699.9 | 2304.6 | 2158.5 | 1535.4 | 915.1 | 905 | 1026.9 | 1292.8 | 859.9 | 885 | 813.5 | 1172.7 | 1331.5 | 1653.5 | 1641.4 | 1724.9 | 2275.7 | 2172.4 | 1963.4 | 1863 | 1673.1 | 1531.3 | 1633.7 | 1845.5 | 2065.6 | 2068.9 | 2103.8 | 2067 | 2011 | 1887.9 | 1827.1 | 1300.6 | 1435.3 | 1471.6 | 1415.2 | 1281.9 | 1210 | 1186.6 | 1069.4 | 951.4 | 803.1 | 623.3 | 486.9 | 352.9 | 550.5 | 624.8 | 1295 | 1371.9 | 1363.1 | 1242.3 | 929.2 | 604.3 | 571.5 | 441.2 | 376.2 | 221.2 | 402.9 | 599.2 | 481.3 | 426 | 306.6 | 0.4 | 0.33 | 0.21 | 0.14 | 0.13 | 0.13 | 0.16 | 0.16 | 0.17 | 0.17 | 0.18 | 0.2 | 0.2 | 0.19 | 0.17 | 0.42 | 0.34 | 0.2 | 0.1 | 0.09 | 0.1 | 0.12 | 0.08 | 0.08 | 0.07 | 0.1 | 0.13 | 0.17 | 0.2 | 0.21 | 0.34 | 0.29 | 0.17 | 0.17 | 0.16 | 0.15 | 0.15 | 0.16 | 0.18 | 0.18 | 0.19 | 0.18 | 0.18 | 0.16 | 0.16 | 0.22 | 0.2 | 0.15 | 0.13 | 0.11 | 0.1 | 0.1 | 0.09 | 0.08 | 0.07 | 0.05 | 0.04 | 0.03 | 0.04 | 0.04 | 0.22 | 0.19 | 0.14 | 0.11 | 0.08 | 0.05 | 0.04 | 0.03 | 0.02 | 0.01 | 0.03 | 0.04 | 0.03 | 0.03 | 0.02 | 0.0598
| 17 | 414.598 | 14.3328 | 1.8111 | 415.4792 | 43.3332 | 1941.823 | 0.19919 | 97.757 | 457.9312 | 1956.1558 | 2.0103 | 513.2363 | 689 | 597.7 | 479.7 | 351.2 | 342.9 | 329.1 | 376.7 | 381 | 400 | 404.5 | 426.7 | 459.3 | 461.7 | 446.6 | 415.4 | 738 | 628.1 | 466.3 | 281.6 | 268.4 | 261.7 | 292.9 | 207.1 | 191.8 | 172 | 244.4 | 313.8 | 397.3 | 443.2 | 462 | 588.1 | 522.5 | 402.1 | 394.3 | 380.2 | 374.8 | 375.7 | 397 | 417.7 | 425.3 | 432.6 | 424.9 | 421.2 | 406.9 | 402.6 | 390.5 | 378.7 | 358.2 | 322.2 | 287.9 | 253.5 | 231.9 | 213.1 | 196.3 | 171.2 | 138.2 | 109.2 | 87.6 | 62.7 | 49.9 | 389.1 | 363.5 | 327.5 | 262.6 | 199.3 | 129.2 | 73.2 | 39.1 | 20.1 | 15.6 | 11.7 | 8.4 | 6.2 | 3.5 | 2.5 | 49.5 | 36.3 | 22.4 | 9 | 8.3 | 6.8 | 7.4 | 8.1 | 9.9 | 11.5 | 15 | 19.9 | 22.1 | 20.7 | 17.3 | 57.5 | 41.9 | 30.8 | 15.1 | 14.1 | 10.5 | 8.3 | 6.7 | 5 | 3.7 | 4.8 | 11.8 | 18.7 | 27.6 | 28.9 | 33.2 | 24.8 | 9.7 | 8.7 | 11.5 | 12.3 | 11.8 | 9.7 | 10 | 10.9 | 11.4 | 10.7 | 10.1 | 8.9 | 8.5 | 28.1 | 21.5 | 15.6 | 8.1 | 7 | 5.1 | 4.4 | 4.1 | 3.8 | 3.4 | 2.9 | 2.3 | 1.8 | 1.8 | 1.9 | 28.1 | 21.3 | 14.8 | 6.6 | 5.1 | 3.1 | 2.5 | 1.6 | 1 | 0.7 | 1.2 | 1.9 | 1.5 | 1.5 | 1.2 | 7.07 | 5.09 | 2.99 | 1.06 | 0.94 | 0.73 | 0.76 | 0.86 | 1.13 | 1.36 | 1.88 | 2.61 | 2.95 | 2.74 | 2.25 | 8.26 | 5.93 | 4.3 | 2.06 | 1.91 | 1.36 | 0.98 | 0.82 | 0.58 | 0.39 | 0.5 | 1.51 | 2.48 | 3.81 | 3.99 | 4.64 | 3.37 | 1.1 | 0.97 | 1.4 | 1.54 | 1.45 | 1.1 | 1.12 | 1.25 | 1.33 | 1.23 | 1.13 | 0.96 | 0.89 | 4.01 | 2.98 | 2.06 | 0.95 | 0.8 | 0.53 | 0.45 | 0.42 | 0.39 | 0.35 | 0.31 | 0.25 | 0.2 | 0.18 | 0.19 | 4.01 | 2.96 | 1.96 | 0.76 | 0.59 | 0.36 | 0.29 | 0.18 | 0.1 | 0.07 | 0.12 | 0.19 | 0.15 | 0.15 | 0.12 | 49.8 | 49.1 | 44.8 | 39.6 | 39.1 | 38.4 | 44.3 | 44.2 | 45.1 | 44.3 | 44.2 | 44.1 | 42.4 | 41.7 | 40.5 | 49.2 | 48.1 | 35.3 | 24.7 | 23.7 | 25.9 | 32.1 | 22 | 21.4 | 19.9 | 28.7 | 31.7 | 36.8 | 34.9 | 36.2 | 50.8 | 49.2 | 45.6 | 45.6 | 41.3 | 39.9 | 40.3 | 45.1 | 47.5 | 47.7 | 48.2 | 47.8 | 47.9 | 47 | 46.8 | 28.1 | 32.4 | 34.5 | 36.4 | 32.7 | 29.7 | 27.4 | 25.1 | 23.1 | 20.1 | 16 | 12.7 | 10.2 | 11.5 | 12 | 27.9 | 30.4 | 31 | 29.6 | 22.4 | 14.7 | 11.3 | 8 | 6 | 4.2 | 7.7 | 11.8 | 9.7 | 9.6 | 7.4 | 2328.9 | 2247.5 | 2065.3 | 1736.6 | 1720.9 | 1693 | 1958.7 | 1960.5 | 2013.5 | 1990.3 | 2007.3 | 2038 | 1983.1 | 1943.7 | 1871.4 | 2358 | 2241.2 | 1723 | 1145.2 | 1109.4 | 1185.8 | 1442.8 | 993 | 958.6 | 885.1 | 1270.4 | 1452.1 | 1722.4 | 1706.9 | 1775 | 2269.1 | 2185.7 | 2026.8 | 2002.6 | 1832.9 | 1769.7 | 1800.3 | 1993.3 | 2110.5 | 2127.2 | 2152.7 | 2129.8 | 2130.6 | 2086.8 | 2076 | 1323.7 | 1479.1 | 1575.6 | 1601.4 | 1443.8 | 1313.1 | 1210.2 | 1110.1 | 1021.1 | 888.3 | 711.3 | 561.3 | 451.6 | 622.1 | 702.3 | 1316.9 | 1399.9 | 1429.5 | 1311.5 | 993.2 | 651 | 647.5 | 513 | 427.6 | 234.3 | 434.3 | 646.3 | 525 | 486.5 | 368.1 | 0.41 | 0.34 | 0.23 | 0.17 | 0.16 | 0.15 | 0.17 | 0.17 | 0.18 | 0.18 | 0.19 | 0.21 | 0.21 | 0.2 | 0.19 | 0.43 | 0.36 | 0.23 | 0.14 | 0.13 | 0.12 | 0.13 | 0.09 | 0.09 | 0.08 | 0.11 | 0.14 | 0.18 | 0.21 | 0.21 | 0.35 | 0.29 | 0.18 | 0.18 | 0.18 | 0.18 | 0.18 | 0.18 | 0.19 | 0.19 | 0.2 | 0.19 | 0.19 | 0.18 | 0.18 | 0.23 | 0.21 | 0.17 | 0.15 | 0.13 | 0.11 | 0.1 | 0.09 | 0.09 | 0.08 | 0.06 | 0.05 | 0.04 | 0.04 | 0.04 | 0.23 | 0.2 | 0.15 | 0.12 | 0.09 | 0.06 | 0.05 | 0.03 | 0.02 | 0.02 | 0.03 | 0.04 | 0.04 | 0.04 | 0.03 | 0.06
| 18 | 430.2465 | 14.7789 | 1.8682 | 431.1554 | 45.118 | 2013.4695 | 0.20763 | 101.5501 | 475.3645 | 2028.2484 | 2.0758 | 532.7055 | 692.5 | 601.9 | 494 | 386.7 | 376.7 | 356 | 382.8 | 389.2 | 405.8 | 411.9 | 433.8 | 465.6 | 469.4 | 454.5 | 425 | 745.6 | 639 | 505.5 | 337.2 | 320.3 | 293.1 | 310.3 | 221.7 | 195.7 | 181.2 | 258.1 | 330.6 | 404.3 | 449.8 | 468.2 | 588.2 | 523.7 | 406.9 | 405.4 | 399.4 | 400.2 | 395 | 408 | 417.4 | 426.5 | 432.9 | 425.6 | 419.9 | 409.5 | 407.7 | 392.3 | 381.9 | 370.9 | 346.8 | 310.6 | 266.3 | 233.1 | 215.6 | 200.9 | 177.8 | 146.3 | 115.8 | 96.6 | 69 | 57.9 | 391.3 | 365.2 | 331.8 | 267.5 | 205.1 | 135 | 78.8 | 43.8 | 21.9 | 16.4 | 12.4 | 8.8 | 6.6 | 3.7 | 2.7 | 50.3 | 36.8 | 22.7 | 9.9 | 9.1 | 7.5 | 7.6 | 8.3 | 10.1 | 11.7 | 15.2 | 20.1 | 22.3 | 20.8 | 17.6 | 59 | 43.2 | 33.3 | 18.5 | 17.3 | 12.3 | 8.9 | 7.3 | 5.2 | 3.9 | 5.1 | 12.2 | 19 | 28.2 | 29.7 | 33.8 | 25.2 | 9.9 | 9.1 | 12.3 | 13.3 | 12.6 | 10 | 10 | 10.9 | 11.4 | 10.7 | 9.9 | 8.9 | 8.5 | 28.5 | 21.8 | 16 | 8.8 | 7.6 | 5.3 | 4.5 | 4.2 | 3.9 | 3.6 | 3.1 | 2.5 | 2 | 2 | 2.1 | 28.6 | 21.6 | 15 | 6.8 | 5.4 | 3.5 | 2.9 | 1.9 | 1 | 0.7 | 1.3 | 1.9 | 1.6 | 1.6 | 1.2 | 7.2 | 5.17 | 3.03 | 1.17 | 1.05 | 0.81 | 0.78 | 0.89 | 1.15 | 1.38 | 1.9 | 2.63 | 2.98 | 2.76 | 2.28 | 8.5 | 6.12 | 4.65 | 2.54 | 2.36 | 1.6 | 1.06 | 0.9 | 0.6 | 0.41 | 0.52 | 1.54 | 2.52 | 3.89 | 4.11 | 4.74 | 3.44 | 1.12 | 1.01 | 1.52 | 1.67 | 1.56 | 1.14 | 1.12 | 1.26 | 1.32 | 1.22 | 1.11 | 0.96 | 0.9 | 4.08 | 3.03 | 2.11 | 1.02 | 0.87 | 0.56 | 0.45 | 0.42 | 0.4 | 0.37 | 0.33 | 0.27 | 0.22 | 0.2 | 0.21 | 4.08 | 3.01 | 1.99 | 0.79 | 0.63 | 0.4 | 0.33 | 0.22 | 0.1 | 0.07 | 0.13 | 0.19 | 0.16 | 0.16 | 0.12 | 49.8 | 49.2 | 46.5 | 43.8 | 43.1 | 41.5 | 45 | 45.1 | 45.8 | 45.2 | 45 | 44.8 | 43.3 | 42.6 | 41.6 | 49 | 48.6 | 38.5 | 29.2 | 27.9 | 28.6 | 33.9 | 23.4 | 21.8 | 21 | 30.3 | 33.7 | 37.5 | 35.3 | 36.4 | 50.3 | 49 | 46.2 | 46.9 | 43.2 | 42.6 | 42.3 | 46.3 | 47.4 | 47.8 | 48.3 | 47.9 | 47.8 | 47.3 | 47.4 | 28.1 | 32.5 | 35.9 | 39.3 | 35.4 | 31.3 | 27.5 | 25.4 | 23.6 | 20.8 | 17 | 13.4 | 11.3 | 12.3 | 13 | 27.9 | 30.4 | 31.4 | 30.1 | 22.9 | 15.2 | 12 | 8.6 | 6.4 | 4.3 | 8 | 12.3 | 10.2 | 10 | 7.7 | 2312.3 | 2246.1 | 2133 | 1904.8 | 1879.4 | 1820.3 | 1987.8 | 2000.3 | 2042 | 2027.4 | 2042.1 | 2069.8 | 2020.6 | 1983.9 | 1918.2 | 2342.9 | 2257.9 | 1866.7 | 1353.4 | 1302.3 | 1311.1 | 1524 | 1059 | 974.8 | 931.9 | 1341 | 1538.8 | 1752.5 | 1726.7 | 1786.6 | 2243.7 | 2175.1 | 2049.2 | 2052.1 | 1909.2 | 1878.3 | 1881.8 | 2047.7 | 2109.8 | 2132.4 | 2155.8 | 2135.6 | 2127.8 | 2101.1 | 2103.2 | 1314.8 | 1482.9 | 1633.6 | 1719.1 | 1552.2 | 1376.7 | 1215.7 | 1122.9 | 1044.6 | 921.4 | 751.6 | 593.5 | 497.3 | 658.6 | 750.5 | 1308.7 | 1397 | 1447.9 | 1334 | 1016.5 | 673.9 | 682.4 | 545.1 | 448.7 | 236 | 446 | 668.7 | 549.2 | 510.1 | 383.9 | 0.42 | 0.34 | 0.24 | 0.19 | 0.18 | 0.17 | 0.17 | 0.17 | 0.18 | 0.18 | 0.2 | 0.21 | 0.22 | 0.21 | 0.19 | 0.45 | 0.37 | 0.25 | 0.17 | 0.16 | 0.14 | 0.14 | 0.1 | 0.09 | 0.08 | 0.11 | 0.15 | 0.18 | 0.21 | 0.22 | 0.35 | 0.29 | 0.18 | 0.19 | 0.2 | 0.2 | 0.19 | 0.19 | 0.19 | 0.19 | 0.19 | 0.19 | 0.19 | 0.18 | 0.18 | 0.23 | 0.21 | 0.18 | 0.17 | 0.15 | 0.12 | 0.1 | 0.09 | 0.09 | 0.08 | 0.07 | 0.05 | 0.04 | 0.05 | 0.05 | 0.23 | 0.2 | 0.16 | 0.12 | 0.1 | 0.06 | 0.05 | 0.03 | 0.02 | 0.02 | 0.03 | 0.05 | 0.04 | 0.04 | 0.03 | 0.0593
| 19 | 422.0818 | 14.6963 | 1.8615 | 422.9866 | 44.0583 | 1969.7924 | 0.20586 | 99.2671 | 466.1401 | 1984.4886 | 2.0673 | 522.2536 | 685.3 | 593.3 | 485.6 | 376.5 | 369.4 | 350.8 | 378.8 | 382.5 | 396.6 | 400.3 | 422.4 | 455.4 | 462.4 | 448.1 | 418.7 | 738.8 | 631 | 512.2 | 354.9 | 341.4 | 306.8 | 316.1 | 225.6 | 193.9 | 183 | 262.3 | 337.1 | 404.6 | 451.7 | 469.9 | 582.8 | 518.9 | 402.3 | 398.3 | 394.8 | 392.8 | 389.1 | 399.2 | 409.5 | 417.6 | 422.5 | 415.1 | 406.4 | 393.3 | 390.5 | 387.9 | 375.5 | 364.3 | 343.8 | 310.8 | 268.4 | 231.5 | 213.7 | 198.7 | 177 | 146.2 | 114.4 | 89.4 | 61.4 | 49.2 | 387.2 | 360.9 | 327.5 | 263.9 | 202.3 | 132.1 | 74.4 | 39.7 | 19.5 | 15.3 | 11.4 | 8 | 6.1 | 3.5 | 2.5 | 50.9 | 37.1 | 22.6 | 9.8 | 9 | 7.4 | 7.4 | 8.2 | 9.9 | 11.4 | 15.1 | 20.3 | 22.7 | 21.1 | 17.6 | 59.7 | 43.5 | 34.3 | 20.3 | 19.3 | 13.2 | 9 | 7.3 | 5.1 | 3.8 | 5.2 | 12.3 | 18.9 | 28.3 | 29.8 | 34.2 | 25.5 | 9.8 | 9 | 12.3 | 13.2 | 12.5 | 10 | 10 | 10.9 | 11.3 | 10.6 | 9.8 | 8.7 | 8.3 | 28.7 | 21.8 | 16 | 8.8 | 7.7 | 5.3 | 4.4 | 4.1 | 3.9 | 3.5 | 3.1 | 2.4 | 1.9 | 1.8 | 1.9 | 28.8 | 21.7 | 14.9 | 6.7 | 5.3 | 3.3 | 2.6 | 1.7 | 1 | 0.6 | 1.2 | 1.8 | 1.5 | 1.6 | 1.2 | 7.29 | 5.22 | 3.02 | 1.16 | 1.04 | 0.8 | 0.76 | 0.87 | 1.12 | 1.35 | 1.9 | 2.67 | 3.03 | 2.8 | 2.29 | 8.6 | 6.17 | 4.81 | 2.81 | 2.65 | 1.73 | 1.06 | 0.89 | 0.58 | 0.4 | 0.53 | 1.56 | 2.5 | 3.91 | 4.12 | 4.81 | 3.49 | 1.1 | 1.01 | 1.52 | 1.67 | 1.55 | 1.14 | 1.13 | 1.26 | 1.32 | 1.21 | 1.1 | 0.94 | 0.89 | 4.11 | 3.04 | 2.11 | 1.03 | 0.88 | 0.55 | 0.44 | 0.42 | 0.39 | 0.37 | 0.33 | 0.26 | 0.2 | 0.18 | 0.19 | 4.12 | 3.03 | 1.97 | 0.77 | 0.61 | 0.37 | 0.3 | 0.19 | 0.1 | 0.06 | 0.12 | 0.18 | 0.15 | 0.16 | 0.12 | 48.2 | 47.7 | 45.5 | 42.5 | 42.2 | 40.9 | 44.5 | 44.3 | 44.7 | 43.8 | 43.5 | 43.3 | 42.1 | 41.5 | 40.7 | 47.4 | 47.1 | 38.5 | 29.9 | 29 | 29.7 | 34.7 | 24 | 21.7 | 21.3 | 30.8 | 34.4 | 37.6 | 35.4 | 36.5 | 49.2 | 48.1 | 45.6 | 46 | 42.6 | 41.5 | 41.4 | 45.1 | 46.4 | 46.7 | 47 | 46.6 | 46.1 | 45.4 | 45.3 | 27.3 | 31.6 | 35.1 | 38.9 | 35.3 | 31.5 | 27.3 | 25.2 | 23.4 | 20.7 | 17 | 13.3 | 10.5 | 11.2 | 11.8 | 27.1 | 29.7 | 30.9 | 29.7 | 22.7 | 14.9 | 11.6 | 8.2 | 6.1 | 4 | 7.5 | 11.6 | 9.7 | 9.9 | 7.7 | 2259.6 | 2192.3 | 2088.6 | 1849.4 | 1839.3 | 1794.1 | 1969.5 | 1967 | 1995.7 | 1968.9 | 1980.1 | 2005.4 | 1970.1 | 1938.8 | 1879.8 | 2287.8 | 2205 | 1871.1 | 1393.1 | 1359.1 | 1361.2 | 1555.9 | 1082.7 | 968.4 | 944.3 | 1364.4 | 1572.8 | 1759.2 | 1734.6 | 1793.9 | 2200.1 | 2140 | 2027.4 | 2014.8 | 1885.7 | 1841 | 1854.6 | 2001.5 | 2065.8 | 2083.4 | 2098.8 | 2079.2 | 2053.4 | 2014.7 | 2010.1 | 1286.8 | 1447 | 1595.1 | 1700 | 1549.3 | 1389.6 | 1208.5 | 1114.3 | 1034.4 | 918.2 | 753.2 | 588.2 | 461.5 | 609.4 | 690.6 | 1281.4 | 1369.7 | 1426.8 | 1316.1 | 1005.9 | 664 | 668.1 | 530.2 | 439.2 | 223.8 | 427.2 | 641.9 | 529.7 | 502 | 386.5 | 0.41 | 0.34 | 0.24 | 0.19 | 0.18 | 0.16 | 0.17 | 0.17 | 0.18 | 0.18 | 0.19 | 0.21 | 0.21 | 0.21 | 0.19 | 0.44 | 0.36 | 0.26 | 0.18 | 0.17 | 0.15 | 0.14 | 0.1 | 0.09 | 0.08 | 0.11 | 0.15 | 0.18 | 0.21 | 0.22 | 0.35 | 0.29 | 0.18 | 0.19 | 0.19 | 0.19 | 0.18 | 0.18 | 0.18 | 0.19 | 0.19 | 0.19 | 0.18 | 0.17 | 0.17 | 0.23 | 0.21 | 0.18 | 0.17 | 0.15 | 0.12 | 0.1 | 0.09 | 0.09 | 0.08 | 0.06 | 0.05 | 0.04 | 0.04 | 0.04 | 0.23 | 0.2 | 0.15 | 0.12 | 0.09 | 0.06 | 0.05 | 0.03 | 0.02 | 0.01 | 0.03 | 0.04 | 0.04 | 0.04 | 0.03 | 0.0581
| 20 | 417.4138 | 14.7945 | 1.8742 | 418.3247 | 43.2595 | 1946.4321 | 0.1982 | 97.8122 | 460.6733 | 1961.2267 | 2.0724 | 516.1369 | 680.8 | 590.8 | 481.8 | 373.5 | 365.2 | 347 | 376.6 | 378.4 | 390 | 390.6 | 412 | 447.4 | 457.4 | 443.6 | 413.5 | 734.4 | 628.9 | 521.4 | 368.1 | 354.6 | 311 | 321.2 | 229.6 | 195.5 | 184.2 | 263.8 | 340.1 | 405.6 | 452.1 | 468.8 | 578.2 | 515.8 | 400.8 | 400.5 | 409.4 | 404 | 398 | 393.7 | 404.1 | 410.6 | 414.3 | 404.2 | 392.9 | 378.3 | 375.5 | 385.7 | 374.7 | 362.9 | 346 | 312.3 | 269.7 | 230.4 | 212.5 | 198.4 | 176.2 | 146.7 | 114.3 | 88 | 58.7 | 45.1 | 383.6 | 357.9 | 322 | 260.5 | 199 | 130 | 72.7 | 38.4 | 19.1 | 15 | 11.2 | 7.9 | 6 | 3.4 | 2.4 | 51.9 | 38.1 | 22.7 | 10.2 | 9.1 | 7.3 | 7.4 | 8.1 | 9.6 | 11.1 | 14.7 | 20.3 | 22.9 | 21.4 | 17.8 | 60.9 | 44.6 | 35.7 | 22.5 | 21.1 | 13.6 | 9 | 7.2 | 5 | 3.8 | 5.2 | 12.4 | 19 | 28.4 | 29.8 | 35.1 | 26.1 | 9.6 | 9.6 | 13.4 | 14.1 | 13 | 9.9 | 9.9 | 10.7 | 11.1 | 10.3 | 9.5 | 8.4 | 8 | 29.3 | 22.5 | 16.3 | 9.3 | 8 | 5.3 | 4.4 | 4.1 | 3.8 | 3.5 | 3 | 2.4 | 1.8 | 1.7 | 1.8 | 29.1 | 22 | 14.4 | 6.5 | 5 | 3.2 | 2.5 | 1.7 | 1 | 0.6 | 1.2 | 1.8 | 1.5 | 1.6 | 1.2 | 7.42 | 5.35 | 3.03 | 1.22 | 1.05 | 0.79 | 0.75 | 0.86 | 1.09 | 1.31 | 1.84 | 2.68 | 3.07 | 2.86 | 2.32 | 8.75 | 6.31 | 5 | 3.12 | 2.92 | 1.8 | 1.06 | 0.88 | 0.58 | 0.4 | 0.53 | 1.57 | 2.52 | 3.91 | 4.12 | 4.93 | 3.57 | 1.08 | 1.09 | 1.67 | 1.79 | 1.61 | 1.13 | 1.11 | 1.24 | 1.29 | 1.19 | 1.07 | 0.91 | 0.85 | 4.18 | 3.13 | 2.16 | 1.11 | 0.92 | 0.55 | 0.44 | 0.41 | 0.39 | 0.36 | 0.32 | 0.26 | 0.19 | 0.17 | 0.18 | 4.16 | 3.06 | 1.89 | 0.75 | 0.57 | 0.36 | 0.29 | 0.19 | 0.1 | 0.06 | 0.12 | 0.18 | 0.15 | 0.16 | 0.12 | 46.2 | 46.2 | 44.8 | 41.6 | 41.3 | 40.4 | 44.3 | 43.9 | 44 | 42.8 | 42.5 | 42.1 | 41.1 | 40.6 | 39.8 | 45.3 | 45.5 | 38.4 | 29.7 | 29 | 29.8 | 35.3 | 24.5 | 21.9 | 21.5 | 31 | 34.7 | 37.6 | 35.4 | 36.4 | 47.4 | 46.8 | 45.5 | 45.6 | 43.5 | 42.1 | 42.2 | 44.3 | 45.7 | 45.8 | 46.1 | 45.4 | 44.6 | 43.6 | 43.5 | 26.2 | 30.7 | 34.5 | 38.6 | 35.2 | 31.7 | 27.2 | 25 | 23.4 | 20.7 | 17.1 | 13.3 | 10.3 | 10.9 | 11.3 | 26.1 | 28.9 | 30.6 | 29.4 | 22.4 | 14.7 | 11.4 | 8 | 6.1 | 4 | 7.5 | 11.5 | 9.6 | 9.9 | 7.9 | 2231.3 | 2168.6 | 2071 | 1829.4 | 1820.8 | 1781.1 | 1958.9 | 1946.7 | 1965.7 | 1923.1 | 1933.6 | 1960 | 1936.9 | 1903.8 | 1846 | 2259.4 | 2182.6 | 1884.7 | 1406.1 | 1379.5 | 1372 | 1584.1 | 1106.2 | 978 | 952 | 1371.5 | 1587 | 1761.2 | 1735.7 | 1788.2 | 2169.5 | 2119.7 | 2025.4 | 2013.9 | 1939.8 | 1884.5 | 1894.7 | 1976.1 | 2039.8 | 2048.5 | 2058.8 | 2023.6 | 1984.7 | 1937.1 | 1932.5 | 1271.3 | 1433.2 | 1581.9 | 1701.9 | 1553.9 | 1399.8 | 1203.2 | 1108.3 | 1034 | 915.1 | 757 | 589.1 | 454.9 | 596.1 | 669.9 | 1265 | 1356.6 | 1416.6 | 1306.4 | 997.3 | 656.2 | 660 | 522.3 | 435.9 | 222.9 | 421.4 | 636.6 | 524.4 | 509.4 | 396.9 | 0.39 | 0.32 | 0.23 | 0.18 | 0.17 | 0.16 | 0.17 | 0.17 | 0.17 | 0.17 | 0.19 | 0.2 | 0.21 | 0.2 | 0.19 | 0.41 | 0.34 | 0.26 | 0.19 | 0.18 | 0.15 | 0.14 | 0.1 | 0.09 | 0.08 | 0.12 | 0.15 | 0.18 | 0.21 | 0.22 | 0.33 | 0.28 | 0.18 | 0.19 | 0.2 | 0.2 | 0.19 | 0.18 | 0.18 | 0.18 | 0.19 | 0.18 | 0.18 | 0.17 | 0.16 | 0.22 | 0.2 | 0.18 | 0.17 | 0.15 | 0.12 | 0.1 | 0.09 | 0.09 | 0.08 | 0.06 | 0.05 | 0.04 | 0.04 | 0.04 | 0.21 | 0.19 | 0.15 | 0.12 | 0.09 | 0.06 | 0.05 | 0.03 | 0.02 | 0.01 | 0.03 | 0.04 | 0.04 | 0.04 | 0.03 | 0.0564
| 21 | 422.4027 | 15.4223 | 1.9615 | 423.3543 | 43.2396 | 1961.8707 | 0.1969 | 98.2241 | 465.6422 | 1977.293 | 2.1584 | 521.5784 | 682.5 | 591.5 | 477.7 | 392.4 | 384 | 359.1 | 376.4 | 377.5 | 388.7 | 391.6 | 413.5 | 445.8 | 454 | 440.1 | 412.6 | 732.6 | 630.4 | 566.8 | 460 | 444.6 | 353.5 | 333.2 | 240.7 | 200.3 | 186.3 | 266.6 | 343.2 | 403.9 | 449.9 | 465.3 | 585.7 | 520.2 | 397.1 | 406.5 | 440.7 | 441.3 | 428.8 | 398.6 | 399.4 | 404 | 406.1 | 395.6 | 383.8 | 369.7 | 367.4 | 384.1 | 373.2 | 360.8 | 359.7 | 326.2 | 278.4 | 230.1 | 212.9 | 200.3 | 177.9 | 151.7 | 119.6 | 93.7 | 60.1 | 45 | 381.6 | 355.6 | 315.3 | 260.6 | 200.1 | 131.6 | 74.3 | 39.9 | 18.8 | 14.7 | 11 | 7.7 | 5.9 | 3.4 | 2.4 | 54.5 | 39.9 | 22.1 | 11.8 | 10.6 | 7.8 | 7.3 | 7.9 | 9.7 | 11.6 | 15.4 | 20.6 | 22.8 | 21.2 | 17.8 | 62.8 | 46.3 | 39.9 | 31.9 | 30.1 | 17.5 | 9.5 | 7.7 | 5.2 | 3.9 | 5.3 | 12.6 | 18.7 | 28.1 | 29.4 | 38.6 | 28.4 | 9.3 | 10.9 | 17.5 | 18.2 | 16.2 | 10.4 | 10.1 | 10.8 | 11.1 | 10.3 | 9.4 | 8.2 | 7.9 | 30.2 | 23.2 | 16.1 | 10.5 | 9 | 5.6 | 4.4 | 4.1 | 3.9 | 3.5 | 3.1 | 2.5 | 1.9 | 1.8 | 1.8 | 30 | 22.5 | 13.3 | 6.6 | 5.1 | 3.2 | 2.5 | 1.7 | 1 | 0.6 | 1.2 | 1.8 | 1.5 | 1.6 | 1.3 | 7.75 | 5.59 | 2.94 | 1.44 | 1.26 | 0.85 | 0.74 | 0.83 | 1.1 | 1.4 | 1.96 | 2.72 | 3.05 | 2.82 | 2.32 | 8.99 | 6.55 | 5.61 | 4.49 | 4.21 | 2.34 | 1.13 | 0.94 | 0.6 | 0.42 | 0.55 | 1.59 | 2.47 | 3.88 | 4.06 | 5.4 | 3.88 | 1.04 | 1.28 | 2.26 | 2.38 | 2.07 | 1.2 | 1.15 | 1.26 | 1.3 | 1.18 | 1.06 | 0.89 | 0.84 | 4.3 | 3.22 | 2.13 | 1.26 | 1.06 | 0.57 | 0.44 | 0.41 | 0.39 | 0.36 | 0.33 | 0.26 | 0.2 | 0.18 | 0.18 | 4.26 | 3.12 | 1.74 | 0.76 | 0.59 | 0.35 | 0.28 | 0.19 | 0.1 | 0.06 | 0.12 | 0.18 | 0.15 | 0.16 | 0.13 | 43.5 | 44.2 | 44.7 | 42.5 | 42.5 | 41.5 | 44.3 | 43.9 | 43.8 | 42.4 | 41.9 | 41.6 | 40.8 | 40.3 | 39.7 | 42.7 | 43.7 | 40.7 | 33.6 | 33.1 | 32.1 | 36.5 | 25.6 | 22.4 | 21.6 | 31.2 | 35 | 37.7 | 35.3 | 36.3 | 44.7 | 44.9 | 45.2 | 45.1 | 43.9 | 43.3 | 43.4 | 44.5 | 44.9 | 44.8 | 44.9 | 44.2 | 43.4 | 42.5 | 42.5 | 24.8 | 29.6 | 34.3 | 39.3 | 36.1 | 32.6 | 27.2 | 25.1 | 23.6 | 20.9 | 17.7 | 13.9 | 10.9 | 11.1 | 11.4 | 24.7 | 27.9 | 30.6 | 29.3 | 22.4 | 14.9 | 11.6 | 8.1 | 6 | 3.9 | 7.5 | 11.5 | 9.6 | 10 | 8.1 | 2209.8 | 2151.2 | 2069.4 | 1894.6 | 1886 | 1840.3 | 1960.9 | 1947.8 | 1955.7 | 1911.8 | 1918.4 | 1943.8 | 1922.4 | 1891.1 | 1839.5 | 2235.9 | 2169.8 | 2016.2 | 1641.8 | 1615.4 | 1497.4 | 1637.4 | 1155 | 999 | 958.8 | 1383.8 | 1600 | 1761.7 | 1730.1 | 1780.4 | 2150.8 | 2104.6 | 2016.7 | 2016.2 | 2001.7 | 1980.7 | 1976.2 | 1990.5 | 2004.7 | 2007.3 | 2012.1 | 1977.7 | 1937.2 | 1892.4 | 1890.3 | 1258.8 | 1421.9 | 1581 | 1752.8 | 1606.9 | 1444.9 | 1202.2 | 1111.1 | 1044.3 | 925.1 | 784.5 | 617.3 | 484.6 | 613.1 | 683.9 | 1252.7 | 1345.8 | 1413.3 | 1307.3 | 1002.8 | 666 | 667.7 | 529.4 | 434.2 | 223.3 | 430.4 | 642.2 | 531.3 | 521.8 | 420.7 | 0.35 | 0.3 | 0.23 | 0.19 | 0.18 | 0.16 | 0.16 | 0.17 | 0.17 | 0.17 | 0.19 | 0.2 | 0.21 | 0.2 | 0.19 | 0.38 | 0.32 | 0.28 | 0.23 | 0.22 | 0.17 | 0.15 | 0.11 | 0.09 | 0.08 | 0.12 | 0.15 | 0.18 | 0.21 | 0.22 | 0.3 | 0.26 | 0.17 | 0.18 | 0.21 | 0.21 | 0.2 | 0.18 | 0.18 | 0.18 | 0.18 | 0.18 | 0.17 | 0.16 | 0.16 | 0.2 | 0.18 | 0.17 | 0.17 | 0.15 | 0.12 | 0.1 | 0.09 | 0.09 | 0.08 | 0.07 | 0.05 | 0.04 | 0.04 | 0.04 | 0.2 | 0.18 | 0.14 | 0.12 | 0.09 | 0.06 | 0.05 | 0.03 | 0.02 | 0.01 | 0.03 | 0.04 | 0.04 | 0.04 | 0.03 | 0.0536
| 22 | 433.7842 | 16.8097 | 2.1577 | 434.8267 | 43.4446 | 1991.2697 | 0.19825 | 99.2527 | 477.2288 | 2008.0794 | 2.356 | 534.0794 | 686.9 | 593.3 | 471.7 | 420.3 | 412.5 | 384 | 378.3 | 380.9 | 395 | 404.1 | 427.6 | 458.1 | 464.6 | 447.8 | 420.5 | 734.4 | 632.9 | 601.9 | 583.3 | 567.4 | 446.4 | 357.9 | 268.2 | 214 | 192.4 | 270.3 | 347.3 | 403.6 | 445.5 | 457.2 | 592.6 | 524.2 | 394 | 405.6 | 453.4 | 457.8 | 446.2 | 403.8 | 401.7 | 407.7 | 410.1 | 395.6 | 377.1 | 356.1 | 352.1 | 385.5 | 373.2 | 357.3 | 369.1 | 336.2 | 285 | 229.4 | 212.9 | 202.8 | 182.3 | 160.6 | 126.5 | 100.8 | 62.2 | 47.6 | 382.4 | 354.9 | 307 | 258.9 | 199.9 | 135.3 | 77.7 | 42.8 | 18.7 | 14.4 | 10.7 | 7.3 | 5.6 | 3.2 | 2.2 | 56.4 | 41.2 | 21.6 | 14.3 | 13.2 | 9.4 | 7.7 | 8.5 | 11 | 13.7 | 17.8 | 22.8 | 24.5 | 22.5 | 18.7 | 64.4 | 47.8 | 44.3 | 46.1 | 43.9 | 27.1 | 11.7 | 10 | 6.3 | 4.3 | 5.5 | 12.7 | 18.6 | 27.8 | 28.7 | 40.7 | 29.8 | 9.1 | 11.1 | 20 | 21.5 | 19.6 | 11.8 | 11.1 | 12.2 | 12.6 | 11.5 | 9.9 | 8.1 | 7.7 | 31.1 | 23.8 | 15.9 | 11.5 | 10 | 5.8 | 4.3 | 4 | 3.9 | 3.6 | 3.4 | 2.7 | 2.1 | 1.8 | 1.9 | 30.8 | 22.9 | 12.1 | 6.4 | 5.1 | 3.3 | 2.6 | 1.8 | 1 | 0.6 | 1.2 | 1.8 | 1.5 | 1.6 | 1.3 | 8.03 | 5.77 | 2.86 | 1.79 | 1.61 | 1.06 | 0.8 | 0.93 | 1.3 | 1.71 | 2.32 | 3.06 | 3.31 | 3.01 | 2.45 | 9.2 | 6.75 | 6.23 | 6.53 | 6.21 | 3.73 | 1.44 | 1.28 | 0.75 | 0.47 | 0.57 | 1.61 | 2.46 | 3.83 | 3.97 | 5.7 | 4.08 | 0.99 | 1.3 | 2.62 | 2.85 | 2.56 | 1.41 | 1.3 | 1.47 | 1.53 | 1.36 | 1.14 | 0.89 | 0.82 | 4.42 | 3.3 | 2.1 | 1.4 | 1.2 | 0.61 | 0.44 | 0.41 | 0.39 | 0.37 | 0.36 | 0.29 | 0.22 | 0.18 | 0.19 | 4.37 | 3.17 | 1.55 | 0.73 | 0.58 | 0.37 | 0.29 | 0.2 | 0.1 | 0.06 | 0.12 | 0.18 | 0.15 | 0.16 | 0.13 | 41.9 | 43 | 44.2 | 43.9 | 43.9 | 43.4 | 44.2 | 43.8 | 43.4 | 42.2 | 41.7 | 41.2 | 40.6 | 40.2 | 39.9 | 41.2 | 42.4 | 41.3 | 37.3 | 37.1 | 35.9 | 37.8 | 27.2 | 23.3 | 22.1 | 31.6 | 35.4 | 37.7 | 35.1 | 35.8 | 43.5 | 44 | 45.1 | 44.8 | 43.2 | 42.4 | 42.6 | 43.9 | 44.2 | 44.1 | 44 | 43.1 | 42.1 | 40.8 | 40.7 | 24 | 28.9 | 33.9 | 39.5 | 36.4 | 33.2 | 27.1 | 25.1 | 23.9 | 21.4 | 18.7 | 14.7 | 11.8 | 11.5 | 11.9 | 24 | 27.4 | 30.6 | 29.2 | 22.4 | 15.3 | 12 | 8.5 | 6.1 | 4 | 7.5 | 11.4 | 9.5 | 10 | 8.1 | 2197.6 | 2138.7 | 2059.7 | 1990.9 | 1983.5 | 1938.4 | 1960.6 | 1948.3 | 1951.3 | 1918.6 | 1925.4 | 1944.9 | 1929.6 | 1896.1 | 1857.8 | 2221.9 | 2158.2 | 2096.4 | 1927.5 | 1903.7 | 1736.3 | 1711.4 | 1241.3 | 1045.2 | 983.7 | 1401.4 | 1619.9 | 1762.6 | 1715.9 | 1754.1 | 2144.2 | 2097.9 | 2008.7 | 2010 | 2007.6 | 1986 | 1979.4 | 1979.2 | 1987.9 | 1988.2 | 1989.1 | 1942 | 1884.8 | 1817 | 1808.6 | 1251.4 | 1413.2 | 1574.5 | 1783.6 | 1640.2 | 1475 | 1198.9 | 1112.2 | 1057.7 | 947.4 | 828.3 | 651.8 | 521 | 639.3 | 720.2 | 1245.3 | 1338.2 | 1405.4 | 1304.2 | 1003 | 682.7 | 686.4 | 548.1 | 436.7 | 228.6 | 441.2 | 656.8 | 541.5 | 531.9 | 430 | 0.34 | 0.29 | 0.22 | 0.19 | 0.19 | 0.17 | 0.17 | 0.17 | 0.17 | 0.18 | 0.19 | 0.21 | 0.21 | 0.2 | 0.19 | 0.37 | 0.31 | 0.29 | 0.28 | 0.28 | 0.21 | 0.16 | 0.12 | 0.1 | 0.08 | 0.12 | 0.16 | 0.18 | 0.21 | 0.21 | 0.29 | 0.25 | 0.17 | 0.18 | 0.21 | 0.21 | 0.2 | 0.18 | 0.18 | 0.18 | 0.18 | 0.18 | 0.17 | 0.16 | 0.15 | 0.19 | 0.18 | 0.16 | 0.17 | 0.15 | 0.12 | 0.1 | 0.09 | 0.09 | 0.08 | 0.07 | 0.06 | 0.04 | 0.04 | 0.04 | 0.19 | 0.17 | 0.14 | 0.11 | 0.09 | 0.06 | 0.05 | 0.03 | 0.02 | 0.01 | 0.03 | 0.04 | 0.04 | 0.04 | 0.03 | 0.0502
| 23 | 440.345 | 17.8989 | 2.3146 | 441.4596 | 43.3384 | 1996.721 | 0.20046 | 99.2997 | 483.6834 | 2014.6199 | 2.515 | 540.7593 | 688.6 | 594.2 | 467.4 | 431.2 | 423.9 | 397.2 | 383.5 | 385.7 | 401.3 | 414.3 | 439.1 | 471.1 | 478.8 | 460.4 | 429.6 | 735.1 | 633.4 | 614.5 | 636.1 | 620.9 | 490.8 | 374.7 | 287.9 | 225.7 | 197 | 270.5 | 345.2 | 400.7 | 441.3 | 452.6 | 601 | 530 | 392.8 | 408.3 | 460.1 | 469.6 | 456.8 | 412.6 | 409.1 | 416.4 | 420.1 | 401.5 | 381.5 | 356 | 352.1 | 386.2 | 373.6 | 355.3 | 371.5 | 338.4 | 285.1 | 228.8 | 212.6 | 203.9 | 183.8 | 165.7 | 130.4 | 104.3 | 61.7 | 46.9 | 381.9 | 354.6 | 301.5 | 257.7 | 198.9 | 136.4 | 79.1 | 43.9 | 18.6 | 14.1 | 10.4 | 6.9 | 5.3 | 3 | 2.1 | 57 | 41.6 | 21.2 | 16 | 14.8 | 11.1 | 8.5 | 9.3 | 12.3 | 15.5 | 19.7 | 24.8 | 26.3 | 24.3 | 19.8 | 64.8 | 48.2 | 46.1 | 52.9 | 50.8 | 32.6 | 13.7 | 12.3 | 7.4 | 4.9 | 5.8 | 12.8 | 18.5 | 27.4 | 28.5 | 42.4 | 31 | 9 | 11.8 | 21.2 | 23.6 | 21.5 | 13.6 | 12.5 | 13.8 | 14.5 | 12.8 | 11 | 8.6 | 8.1 | 31.4 | 24.1 | 15.8 | 12.1 | 10.5 | 6 | 4.3 | 4 | 3.9 | 3.6 | 3.4 | 2.7 | 2.1 | 1.8 | 1.9 | 30.8 | 22.9 | 11.3 | 6.3 | 5 | 3.3 | 2.6 | 1.8 | 1 | 0.6 | 1.2 | 1.8 | 1.5 | 1.6 | 1.3 | 8.11 | 5.83 | 2.8 | 2.02 | 1.86 | 1.3 | 0.92 | 1.04 | 1.49 | 1.97 | 2.59 | 3.35 | 3.57 | 3.28 | 2.62 | 9.26 | 6.81 | 6.5 | 7.53 | 7.22 | 4.53 | 1.74 | 1.61 | 0.92 | 0.56 | 0.61 | 1.62 | 2.45 | 3.78 | 3.93 | 5.95 | 4.25 | 0.99 | 1.4 | 2.8 | 3.17 | 2.85 | 1.67 | 1.51 | 1.71 | 1.81 | 1.56 | 1.31 | 0.96 | 0.89 | 4.46 | 3.34 | 2.08 | 1.49 | 1.28 | 0.63 | 0.43 | 0.41 | 0.4 | 0.37 | 0.35 | 0.28 | 0.22 | 0.18 | 0.19 | 4.38 | 3.18 | 1.43 | 0.71 | 0.56 | 0.37 | 0.29 | 0.2 | 0.1 | 0.06 | 0.12 | 0.18 | 0.15 | 0.16 | 0.13 | 41.7 | 42.8 | 44 | 43.8 | 43.9 | 43.7 | 44.1 | 43.7 | 43.1 | 42 | 41.5 | 41.2 | 40.9 | 40.2 | 40.1 | 40.9 | 42.1 | 41.3 | 38.1 | 38 | 36.9 | 38.3 | 27.8 | 23.8 | 22.2 | 31.4 | 35.1 | 37.4 | 34.8 | 35.4 | 43.1 | 43.7 | 44.9 | 44.5 | 43 | 42.1 | 42.3 | 43.5 | 44 | 43.8 | 43.7 | 42.7 | 41.6 | 40.4 | 40.3 | 23.9 | 28.8 | 33.7 | 39.2 | 36.2 | 33.1 | 27 | 25.1 | 24 | 21.6 | 19.3 | 15.2 | 12.2 | 11.4 | 11.8 | 23.8 | 27.2 | 30.5 | 29.1 | 22.4 | 15.5 | 12.3 | 8.8 | 6.1 | 3.9 | 7.5 | 11.4 | 9.5 | 9.9 | 8 | 2190 | 2131.6 | 2050.9 | 2006 | 1999.3 | 1962.9 | 1964.6 | 1952.2 | 1948.8 | 1922.9 | 1934 | 1958.2 | 1955.1 | 1913.1 | 1875.2 | 2213.5 | 2150.3 | 2116.7 | 2021.8 | 2000.2 | 1821 | 1745.9 | 1285.6 | 1077.6 | 991 | 1393.3 | 1605.9 | 1746.8 | 1701.5 | 1735.2 | 2141.8 | 2094.5 | 2001.8 | 2005.6 | 2009.8 | 1987.1 | 1979.7 | 1974.2 | 1987.8 | 1988.2 | 1988.8 | 1934.7 | 1874.2 | 1802.4 | 1795.1 | 1246.8 | 1408.3 | 1567.8 | 1779.6 | 1636.9 | 1471.8 | 1195.7 | 1110.5 | 1064 | 955.8 | 857.8 | 674.4 | 541.3 | 636.1 | 715.9 | 1239.7 | 1333.2 | 1398.8 | 1300.6 | 1001.7 | 690 | 700.4 | 562 | 444 | 230.5 | 448.6 | 666.3 | 550.5 | 542.3 | 441.6 | 0.34 | 0.29 | 0.21 | 0.19 | 0.19 | 0.18 | 0.17 | 0.17 | 0.18 | 0.19 | 0.2 | 0.22 | 0.22 | 0.21 | 0.19 | 0.37 | 0.31 | 0.29 | 0.31 | 0.3 | 0.23 | 0.17 | 0.13 | 0.1 | 0.09 | 0.12 | 0.15 | 0.18 | 0.2 | 0.21 | 0.29 | 0.25 | 0.17 | 0.18 | 0.21 | 0.21 | 0.21 | 0.18 | 0.18 | 0.19 | 0.19 | 0.18 | 0.17 | 0.16 | 0.15 | 0.19 | 0.18 | 0.16 | 0.17 | 0.15 | 0.12 | 0.1 | 0.09 | 0.09 | 0.08 | 0.07 | 0.06 | 0.05 | 0.04 | 0.04 | 0.19 | 0.17 | 0.14 | 0.11 | 0.09 | 0.06 | 0.05 | 0.03 | 0.02 | 0.01 | 0.03 | 0.04 | 0.04 | 0.04 | 0.03 | 0.0474
SRVCc | 0 | 437.809 | 23.9268 | 3.246 | 439.3392 | 37.574 | 1792.5243 | 0.20096 | 87.8179 | 475.383 | 1816.4511 | 3.447 | 527.1571 | 712.7 | 664.1 | 616 | 546.7 | 467.1 | 348.9 | 296.7 | 281.8 | 299.7 | 305.2 | 340.8 | 363.9 | 366.2 | 346.5 | 328.1 | 737.4 | 679 | 625.5 | 529.1 | 429.3 | 324.6 | 260.5 | 235.6 | 215.9 | 169.1 | 197.9 | 214 | 269.4 | 274.7 | 286.9 | 549 | 485.7 | 367.9 | 379.4 | 381.2 | 392.6 | 365 | 372.8 | 376.5 | 402.4 | 410.4 | 400.3 | 374 | 340.4 | 324.1 | 406.3 | 436.6 | 454.5 | 416.2 | 331 | 245.5 | 236.1 | 216.6 | 203.1 | 174.9 | 148.4 | 114.5 | 83.5 | 55.4 | 42.7 | 401.2 | 392.5 | 368.1 | 306.4 | 231.6 | 148 | 90.8 | 46.6 | 18.7 | 15.7 | 12.3 | 8.2 | 6.6 | 4.1 | 2.9 | 63.8 | 56 | 47.4 | 36.4 | 24.9 | 11 | 5.7 | 5.6 | 6.7 | 6.9 | 11.2 | 18.6 | 23.5 | 23 | 19.1 | 68.5 | 59.4 | 52.7 | 44 | 35.8 | 26.2 | 18.3 | 16.2 | 12 | 7.6 | 5.9 | 6.5 | 7.8 | 12.5 | 13.5 | 38.3 | 27.9 | 8.6 | 10.6 | 12.7 | 17.2 | 14.6 | 16.6 | 16.9 | 23.1 | 24.8 | 23.3 | 18.5 | 12.8 | 10.6 | 36.4 | 36.2 | 35.4 | 26.5 | 16 | 4.7 | 4.5 | 4.1 | 3.9 | 3.3 | 2.8 | 2.2 | 1.6 | 1.9 | 2.1 | 35.4 | 31.9 | 23.8 | 15.5 | 8.2 | 3.5 | 2.7 | 2.6 | 1.9 | 1.4 | 1.5 | 1.9 | 1.5 | 1.3 | 1 | 9.11 | 7.97 | 6.69 | 5.06 | 3.37 | 1.34 | 0.58 | 0.58 | 0.72 | 0.75 | 1.37 | 2.5 | 3.26 | 3.2 | 2.62 | 9.82 | 8.47 | 7.5 | 6.25 | 5.09 | 3.71 | 2.55 | 2.25 | 1.63 | 0.99 | 0.71 | 0.79 | 0.94 | 1.66 | 1.8 | 5.35 | 3.8 | 0.95 | 1.25 | 1.58 | 2.26 | 1.87 | 2.19 | 2.22 | 3.16 | 3.4 | 3.19 | 2.48 | 1.63 | 1.3 | 5.21 | 5.14 | 5 | 3.66 | 2.14 | 0.47 | 0.45 | 0.41 | 0.39 | 0.33 | 0.28 | 0.22 | 0.16 | 0.19 | 0.21 | 5.05 | 4.52 | 3.3 | 2.08 | 1.03 | 0.38 | 0.29 | 0.27 | 0.19 | 0.14 | 0.15 | 0.19 | 0.15 | 0.13 | 0.1 | 38.6 | 39.1 | 40.4 | 41 | 40.6 | 37.3 | 35 | 33.1 | 34.5 | 35.1 | 36 | 32.4 | 28.2 | 26 | 27 | 37.6 | 38.1 | 36.9 | 31.8 | 25.7 | 20.2 | 18.7 | 17.3 | 18.4 | 16 | 21.4 | 23 | 29.3 | 25.8 | 26.5 | 39.6 | 40.4 | 42 | 41.7 | 40 | 37.5 | 36.2 | 35.3 | 35.6 | 33.4 | 33.1 | 33 | 33.8 | 34.4 | 34.3 | 22 | 26.3 | 29.4 | 32.3 | 30.2 | 29 | 27.9 | 25.6 | 24 | 20.7 | 17.5 | 13.5 | 9.9 | 11.9 | 13.1 | 22.2 | 24.2 | 28.2 | 27.4 | 23.9 | 16.9 | 15.6 | 14.8 | 12 | 9.2 | 9.6 | 12.5 | 9.8 | 8.3 | 6.6 | 2131.8 | 2093.6 | 2086 | 2032.3 | 1931.7 | 1684.7 | 1546.5 | 1464.4 | 1534.6 | 1560.8 | 1632.4 | 1529.9 | 1387.8 | 1289.4 | 1304.9 | 2125.6 | 2074.8 | 1972.9 | 1687.9 | 1366.7 | 1060.4 | 939.2 | 860.3 | 877.7 | 745.5 | 966.2 | 1040.6 | 1320.7 | 1202.7 | 1242.6 | 1985.6 | 1947.1 | 1870.9 | 1874.4 | 1817 | 1741.5 | 1664.8 | 1644.8 | 1659 | 1611.3 | 1607.7 | 1594.2 | 1592.4 | 1577 | 1553.5 | 1213.1 | 1396.2 | 1526.4 | 1585.8 | 1420.1 | 1282.3 | 1233.8 | 1131.8 | 1061.2 | 914.1 | 775.2 | 598.4 | 436.6 | 741 | 900.4 | 1216.7 | 1277.3 | 1390.6 | 1294.3 | 1089 | 752.7 | 919.7 | 1077.9 | 954.1 | 678.4 | 614.3 | 759.4 | 567.9 | 419.7 | 338.7 | 0.34 | 0.32 | 0.29 | 0.26 | 0.21 | 0.16 | 0.13 | 0.12 | 0.13 | 0.13 | 0.15 | 0.17 | 0.17 | 0.16 | 0.15 | 0.36 | 0.33 | 0.3 | 0.25 | 0.21 | 0.15 | 0.12 | 0.11 | 0.1 | 0.08 | 0.09 | 0.09 | 0.12 | 0.12 | 0.13 | 0.26 | 0.22 | 0.16 | 0.17 | 0.17 | 0.18 | 0.16 | 0.17 | 0.17 | 0.19 | 0.19 | 0.18 | 0.17 | 0.15 | 0.14 | 0.2 | 0.21 | 0.22 | 0.19 | 0.15 | 0.11 | 0.1 | 0.09 | 0.09 | 0.08 | 0.06 | 0.05 | 0.04 | 0.04 | 0.05 | 0.19 | 0.19 | 0.17 | 0.14 | 0.1 | 0.07 | 0.06 | 0.06 | 0.04 | 0.03 | 0.04 | 0.05 | 0.04 | 0.03 | 0.02 | 0.0439
| 1 | 431.1406 | 22.9502 | 3.1039 | 432.6057 | 37.5375 | 1783.9692 | 0.19752 | 87.541 | 468.6781 | 1806.9193 | 3.3014 | 520.1467 | 703.9 | 654.7 | 602.6 | 531.4 | 455.1 | 343.5 | 297.6 | 282.6 | 298.5 | 303.6 | 338.5 | 361.6 | 365.9 | 346.7 | 329.4 | 729.6 | 670.6 | 614.2 | 517.5 | 419.8 | 321 | 264.2 | 246.3 | 227.2 | 181.7 | 205.1 | 216.6 | 267.5 | 272.1 | 284.9 | 542.7 | 481.5 | 366.6 | 380.9 | 383.8 | 394.2 | 365.1 | 371.4 | 376.4 | 402.8 | 411.8 | 402 | 378.7 | 344.5 | 329.5 | 401.1 | 429.1 | 441.3 | 406 | 324.9 | 245.5 | 235.9 | 216.3 | 202.7 | 175.1 | 148.5 | 114.6 | 83.7 | 55.6 | 42.9 | 398.9 | 386.5 | 358.3 | 297.5 | 228.4 | 150.6 | 93.7 | 48.1 | 18.7 | 15.7 | 12.3 | 8.1 | 6.5 | 4 | 2.8 | 62.3 | 54.6 | 45.3 | 34.1 | 23.1 | 10.2 | 5.8 | 5.7 | 6.7 | 6.9 | 10.9 | 18.1 | 23 | 22.4 | 18.8 | 67.2 | 58.2 | 51.2 | 42.5 | 34.2 | 25.2 | 18 | 16.7 | 12.7 | 8.5 | 6.5 | 6.4 | 7.5 | 12.2 | 13.5 | 37.2 | 27.2 | 8.5 | 11 | 13.3 | 17.8 | 14.9 | 16.7 | 17 | 23.4 | 25.2 | 23.8 | 19.2 | 13.4 | 11.2 | 35.5 | 35.2 | 33.5 | 25.1 | 15.2 | 4.7 | 4.5 | 4.1 | 3.9 | 3.3 | 2.8 | 2.2 | 1.6 | 1.9 | 2.1 | 35 | 30.9 | 22.3 | 14.1 | 7.6 | 3.4 | 2.8 | 2.6 | 1.9 | 1.4 | 1.4 | 1.9 | 1.5 | 1.3 | 1.1 | 8.9 | 7.76 | 6.38 | 4.73 | 3.1 | 1.22 | 0.6 | 0.59 | 0.73 | 0.75 | 1.34 | 2.42 | 3.17 | 3.11 | 2.56 | 9.62 | 8.31 | 7.27 | 6.03 | 4.84 | 3.57 | 2.51 | 2.33 | 1.73 | 1.13 | 0.79 | 0.77 | 0.89 | 1.61 | 1.79 | 5.19 | 3.71 | 0.93 | 1.3 | 1.66 | 2.35 | 1.93 | 2.21 | 2.24 | 3.2 | 3.47 | 3.25 | 2.57 | 1.71 | 1.39 | 5.08 | 4.99 | 4.72 | 3.46 | 2.01 | 0.47 | 0.45 | 0.41 | 0.39 | 0.33 | 0.28 | 0.22 | 0.16 | 0.19 | 0.21 | 4.99 | 4.37 | 3.07 | 1.88 | 0.94 | 0.38 | 0.29 | 0.27 | 0.19 | 0.14 | 0.14 | 0.19 | 0.15 | 0.13 | 0.11 | 38.8 | 39.1 | 40.5 | 41 | 40.6 | 37.3 | 35 | 33.1 | 34.3 | 34.8 | 35.9 | 32.6 | 28.7 | 26.5 | 27.5 | 37.8 | 37.9 | 36.7 | 31.5 | 25.9 | 20.6 | 19.5 | 18.2 | 19.2 | 16.9 | 21.9 | 23.5 | 29.4 | 25.7 | 26.3 | 39.6 | 40.5 | 41.9 | 41.6 | 39.9 | 37.2 | 35.9 | 35.1 | 35.5 | 33.3 | 32.9 | 32.9 | 33.8 | 34.5 | 34.4 | 22.1 | 26.2 | 29.4 | 32.2 | 30.2 | 28.9 | 27.8 | 25.5 | 23.9 | 20.7 | 17.5 | 13.5 | 9.9 | 11.9 | 13.1 | 22.3 | 24.3 | 28.3 | 27.4 | 24 | 17.3 | 16 | 15 | 12 | 9.2 | 9.6 | 12.6 | 9.9 | 8.8 | 7.2 | 2127 | 2083.2 | 2073.9 | 2013.6 | 1918.7 | 1678.6 | 1549.1 | 1465.5 | 1526.5 | 1551.1 | 1626.1 | 1534.6 | 1404.1 | 1308.2 | 1323.5 | 2123.3 | 2061.2 | 1956.2 | 1667.4 | 1363.3 | 1070.4 | 968.3 | 904.8 | 920.1 | 788.4 | 990.1 | 1057.6 | 1320 | 1197.8 | 1233.2 | 1981.8 | 1943.7 | 1868 | 1871.3 | 1814.7 | 1732.3 | 1654.5 | 1633.3 | 1653.1 | 1606.2 | 1601.4 | 1590.8 | 1599 | 1584.3 | 1564 | 1211.1 | 1385.1 | 1508.9 | 1568.9 | 1412.2 | 1281.7 | 1231.4 | 1129.8 | 1058.5 | 914.9 | 775.8 | 599 | 437.7 | 743.3 | 903.7 | 1216.4 | 1273.6 | 1381.1 | 1285.1 | 1090.5 | 768.3 | 935.7 | 1085.1 | 954.1 | 677.5 | 615.2 | 762.6 | 571.8 | 446.6 | 373.8 | 0.34 | 0.31 | 0.29 | 0.25 | 0.21 | 0.15 | 0.13 | 0.12 | 0.13 | 0.13 | 0.15 | 0.16 | 0.17 | 0.16 | 0.15 | 0.35 | 0.32 | 0.29 | 0.25 | 0.2 | 0.15 | 0.12 | 0.12 | 0.1 | 0.08 | 0.09 | 0.1 | 0.12 | 0.12 | 0.13 | 0.25 | 0.22 | 0.16 | 0.17 | 0.17 | 0.18 | 0.16 | 0.17 | 0.17 | 0.19 | 0.19 | 0.19 | 0.17 | 0.15 | 0.15 | 0.19 | 0.2 | 0.21 | 0.19 | 0.15 | 0.11 | 0.1 | 0.09 | 0.09 | 0.08 | 0.06 | 0.05 | 0.04 | 0.04 | 0.05 | 0.19 | 0.18 | 0.17 | 0.14 | 0.1 | 0.07 | 0.06 | 0.06 | 0.04 | 0.03 | 0.04 | 0.05 | 0.04 | 0.03 | 0.03 | 0.0427
| 2 | 429.4555 | 22.7204 | 3.0668 | 430.9043 | 37.5544 | 1782.4434 | 0.1963 | 87.5149 | 467.0099 | 1805.1638 | 3.2631 | 518.4192 | 697.6 | 650.1 | 598.6 | 530 | 453.8 | 342 | 297.4 | 282.2 | 298.2 | 303.6 | 337.5 | 359.4 | 362.4 | 345.5 | 329.3 | 727.8 | 667.6 | 608.5 | 507.9 | 414 | 318.6 | 270.8 | 252.9 | 233 | 183 | 203.6 | 214.2 | 266.5 | 272.8 | 286.2 | 542.7 | 481.7 | 367.3 | 381.1 | 384.8 | 395.4 | 366.5 | 371.7 | 377.4 | 402.8 | 412.2 | 400.9 | 378.1 | 343.3 | 328.4 | 396.7 | 425.3 | 434.3 | 401.5 | 321.2 | 245.3 | 236.1 | 216.4 | 202.8 | 175.3 | 148.9 | 115 | 84 | 55.7 | 43 | 396.5 | 382.7 | 354.1 | 294.9 | 228.1 | 151.2 | 94 | 48.3 | 18.7 | 15.7 | 12.3 | 8 | 6.5 | 4 | 2.9 | 61.2 | 53.7 | 44.6 | 34 | 23.1 | 10.1 | 5.8 | 5.7 | 6.7 | 6.9 | 10.8 | 17.7 | 22.4 | 22.2 | 18.7 | 66.7 | 57.5 | 50.3 | 41.2 | 33.1 | 24.4 | 18.3 | 17.2 | 13.1 | 8.5 | 6.3 | 6.2 | 7.5 | 12.3 | 13.8 | 37.3 | 27.3 | 8.7 | 11.1 | 13.6 | 18.2 | 15.4 | 17 | 17.4 | 23.6 | 25.5 | 23.8 | 19.4 | 13.5 | 11.4 | 34.7 | 34.5 | 32.4 | 24.4 | 14.6 | 4.7 | 4.5 | 4.1 | 3.9 | 3.3 | 2.8 | 2.2 | 1.6 | 1.9 | 2.1 | 34.5 | 30.2 | 21.6 | 13.7 | 7.6 | 3.5 | 2.8 | 2.6 | 1.9 | 1.4 | 1.4 | 1.9 | 1.5 | 1.4 | 1.2 | 8.73 | 7.63 | 6.27 | 4.7 | 3.1 | 1.2 | 0.6 | 0.59 | 0.73 | 0.75 | 1.32 | 2.36 | 3.08 | 3.07 | 2.55 | 9.55 | 8.2 | 7.13 | 5.83 | 4.68 | 3.45 | 2.54 | 2.4 | 1.79 | 1.13 | 0.77 | 0.74 | 0.88 | 1.62 | 1.83 | 5.21 | 3.72 | 0.96 | 1.32 | 1.7 | 2.4 | 2 | 2.25 | 2.29 | 3.23 | 3.51 | 3.26 | 2.61 | 1.73 | 1.43 | 4.96 | 4.89 | 4.55 | 3.36 | 1.93 | 0.47 | 0.46 | 0.42 | 0.39 | 0.33 | 0.28 | 0.22 | 0.16 | 0.19 | 0.21 | 4.92 | 4.27 | 2.98 | 1.82 | 0.94 | 0.38 | 0.29 | 0.27 | 0.19 | 0.14 | 0.14 | 0.19 | 0.15 | 0.14 | 0.12 | 39 | 39.3 | 40.6 | 41 | 40.5 | 37.2 | 35 | 33.1 | 34.3 | 34.8 | 35.9 | 32.6 | 28.8 | 26.6 | 27.6 | 38 | 38.1 | 36.8 | 31.5 | 26.1 | 21 | 20.1 | 18.6 | 19.7 | 17 | 21.8 | 23.3 | 29.3 | 25.7 | 26.2 | 39.6 | 40.4 | 41.8 | 41.5 | 39.7 | 37 | 35.6 | 34.9 | 35.3 | 33.1 | 32.7 | 32.7 | 33.6 | 34.2 | 34.1 | 22.2 | 26.3 | 29.5 | 32.2 | 30.2 | 28.9 | 27.8 | 25.5 | 23.9 | 20.7 | 17.6 | 13.6 | 9.9 | 11.9 | 13.1 | 22.4 | 24.4 | 28.3 | 27.4 | 24 | 17.3 | 16.1 | 15.1 | 12.1 | 9.2 | 9.6 | 12.6 | 9.9 | 9 | 7.4 | 2126.2 | 2084.6 | 2075.5 | 2011.6 | 1913 | 1673.4 | 1548 | 1464.3 | 1524.6 | 1550.4 | 1624.8 | 1534.2 | 1402.8 | 1310.7 | 1325.7 | 2127.3 | 2065.7 | 1952.4 | 1654.3 | 1363.5 | 1081.8 | 998.7 | 927.6 | 941.7 | 795.1 | 985.9 | 1050.3 | 1315.8 | 1199 | 1231.4 | 1978.9 | 1940.5 | 1865 | 1868.4 | 1811.9 | 1727.6 | 1648.6 | 1626.3 | 1648.4 | 1600.2 | 1594.9 | 1582.2 | 1589.5 | 1573.2 | 1551.5 | 1210.3 | 1384.5 | 1504.5 | 1564.4 | 1407.6 | 1280.9 | 1232.6 | 1130.1 | 1059 | 915.6 | 777.5 | 601 | 439 | 742.8 | 902.4 | 1216.2 | 1273.2 | 1377.2 | 1282.2 | 1088.1 | 771.5 | 941.7 | 1091.9 | 959.1 | 680.4 | 616 | 767.1 | 575 | 456.2 | 382.7 | 0.34 | 0.31 | 0.28 | 0.25 | 0.21 | 0.15 | 0.13 | 0.12 | 0.13 | 0.13 | 0.15 | 0.16 | 0.17 | 0.16 | 0.15 | 0.35 | 0.32 | 0.29 | 0.24 | 0.2 | 0.15 | 0.13 | 0.12 | 0.11 | 0.08 | 0.09 | 0.09 | 0.12 | 0.12 | 0.13 | 0.25 | 0.22 | 0.16 | 0.17 | 0.17 | 0.18 | 0.17 | 0.17 | 0.17 | 0.19 | 0.19 | 0.19 | 0.17 | 0.15 | 0.15 | 0.19 | 0.2 | 0.21 | 0.19 | 0.15 | 0.11 | 0.1 | 0.09 | 0.09 | 0.08 | 0.06 | 0.05 | 0.04 | 0.04 | 0.05 | 0.19 | 0.18 | 0.16 | 0.13 | 0.1 | 0.07 | 0.06 | 0.06 | 0.04 | 0.03 | 0.04 | 0.05 | 0.04 | 0.03 | 0.03 | 0.0424
| 3 | 431.2527 | 22.8916 | 3.0964 | 432.7142 | 37.5794 | 1786.2845 | 0.1963 | 87.6474 | 468.8321 | 1809.1761 | 3.2927 | 520.3616 | 697.7 | 650.5 | 599.8 | 535 | 458.1 | 345 | 297.7 | 283.6 | 298.8 | 304.1 | 337.7 | 361 | 362.8 | 344 | 325.1 | 724.9 | 666.5 | 610.1 | 513.5 | 420.2 | 323.6 | 275.6 | 257 | 236 | 185.3 | 204.3 | 214.9 | 265.9 | 272.5 | 284.6 | 545.8 | 483.7 | 366.9 | 380.6 | 384.5 | 398.8 | 369.9 | 374.8 | 376.7 | 399.9 | 408.1 | 397.1 | 376.4 | 341.5 | 326 | 397.2 | 426.5 | 436.4 | 403.9 | 322.8 | 245.8 | 237.3 | 217.7 | 203.6 | 175.3 | 148.8 | 115 | 84.1 | 55.8 | 43 | 395.5 | 381.2 | 352.5 | 294.9 | 228.7 | 151.4 | 93.9 | 48.4 | 18.7 | 15.6 | 12.3 | 8.1 | 6.6 | 4.1 | 3 | 61.1 | 53.7 | 44.6 | 34.6 | 23.7 | 10.4 | 5.8 | 5.7 | 6.7 | 6.9 | 10.9 | 18 | 22.5 | 22 | 18.2 | 66.1 | 57.2 | 50.2 | 41.5 | 33.6 | 24.8 | 18.8 | 17.7 | 13.5 | 8.6 | 6.3 | 6.3 | 7.6 | 12.3 | 13.5 | 37.8 | 27.7 | 8.7 | 11.1 | 13.5 | 18.6 | 15.8 | 17.5 | 17.4 | 23.2 | 25 | 23.3 | 19.2 | 13.4 | 11.3 | 34.8 | 34.4 | 32.4 | 24.6 | 14.9 | 4.7 | 4.5 | 4.2 | 3.9 | 3.3 | 2.8 | 2.2 | 1.6 | 1.9 | 2.1 | 34.3 | 29.9 | 21.3 | 13.7 | 7.7 | 3.5 | 2.8 | 2.6 | 1.9 | 1.4 | 1.4 | 1.9 | 1.5 | 1.4 | 1.2 | 8.72 | 7.63 | 6.28 | 4.79 | 3.19 | 1.26 | 0.6 | 0.59 | 0.73 | 0.76 | 1.34 | 2.41 | 3.11 | 3.04 | 2.48 | 9.47 | 8.15 | 7.12 | 5.89 | 4.76 | 3.5 | 2.62 | 2.48 | 1.84 | 1.14 | 0.76 | 0.75 | 0.9 | 1.62 | 1.8 | 5.28 | 3.78 | 0.96 | 1.32 | 1.7 | 2.46 | 2.06 | 2.31 | 2.3 | 3.17 | 3.44 | 3.19 | 2.58 | 1.72 | 1.42 | 4.96 | 4.88 | 4.56 | 3.38 | 1.96 | 0.47 | 0.46 | 0.42 | 0.39 | 0.33 | 0.28 | 0.22 | 0.16 | 0.19 | 0.21 | 4.89 | 4.23 | 2.93 | 1.81 | 0.95 | 0.38 | 0.29 | 0.27 | 0.19 | 0.14 | 0.14 | 0.19 | 0.15 | 0.14 | 0.12 | 39 | 39.3 | 40.7 | 41.1 | 40.5 | 37.2 | 35 | 33.2 | 34.3 | 34.8 | 35.8 | 32.5 | 28.7 | 26.6 | 27.5 | 38.1 | 38.3 | 37.1 | 31.8 | 26.5 | 21.4 | 20.3 | 18.7 | 19.7 | 17.2 | 22 | 23.4 | 29.1 | 25.7 | 26.2 | 39.5 | 40.3 | 41.8 | 41.4 | 39.7 | 37.1 | 35.7 | 34.9 | 35.2 | 33.1 | 32.6 | 32.6 | 33.5 | 34.1 | 33.8 | 22.2 | 26.5 | 29.7 | 32.4 | 30.2 | 29 | 28 | 25.7 | 24 | 20.7 | 17.6 | 13.6 | 9.9 | 11.9 | 13 | 22.5 | 24.5 | 28.4 | 27.5 | 24 | 17.3 | 16.1 | 15.2 | 12.1 | 9.2 | 9.5 | 12.5 | 9.8 | 9.1 | 7.7 | 2127.7 | 2087.1 | 2079.6 | 2021 | 1918.6 | 1679 | 1549.6 | 1470.5 | 1527.6 | 1551.6 | 1621 | 1533 | 1399.7 | 1306.9 | 1316.6 | 2127 | 2070.2 | 1964.3 | 1674.4 | 1383.7 | 1099.7 | 1010.9 | 934.9 | 947.7 | 806 | 991.9 | 1052.3 | 1308.8 | 1197.6 | 1229.1 | 1980.6 | 1941 | 1862.8 | 1866.1 | 1811.2 | 1735.5 | 1654.6 | 1630.1 | 1643.3 | 1595.4 | 1587.4 | 1576.5 | 1584 | 1566 | 1540.2 | 1211.7 | 1393.8 | 1514.8 | 1574.7 | 1409.3 | 1283.4 | 1238.7 | 1136.8 | 1062.9 | 916 | 777 | 601.1 | 439.4 | 737.9 | 894.3 | 1217.9 | 1273.1 | 1378.6 | 1284.3 | 1089.9 | 771.5 | 943.4 | 1095.7 | 961.8 | 679.4 | 612.5 | 758.6 | 568.1 | 461.5 | 398.6 | 0.34 | 0.31 | 0.28 | 0.25 | 0.21 | 0.15 | 0.13 | 0.12 | 0.13 | 0.13 | 0.15 | 0.16 | 0.17 | 0.16 | 0.15 | 0.35 | 0.32 | 0.29 | 0.25 | 0.2 | 0.15 | 0.13 | 0.12 | 0.11 | 0.08 | 0.09 | 0.1 | 0.12 | 0.12 | 0.13 | 0.26 | 0.22 | 0.16 | 0.17 | 0.17 | 0.18 | 0.17 | 0.17 | 0.17 | 0.18 | 0.19 | 0.18 | 0.17 | 0.15 | 0.15 | 0.19 | 0.2 | 0.21 | 0.19 | 0.15 | 0.11 | 0.1 | 0.09 | 0.09 | 0.08 | 0.06 | 0.05 | 0.04 | 0.04 | 0.05 | 0.19 | 0.18 | 0.16 | 0.13 | 0.1 | 0.07 | 0.06 | 0.06 | 0.04 | 0.03 | 0.04 | 0.05 | 0.04 | 0.03 | 0.03 | 0.0431
| 4 | 434.9182 | 23.4094 | 3.1668 | 436.4128 | 37.6358 | 1792.3357 | 0.19752 | 87.8736 | 472.554 | 1815.7451 | 3.3643 | 524.2864 | 699.3 | 655.5 | 609.4 | 545.1 | 464 | 347.2 | 298.4 | 285 | 299.7 | 302.2 | 334.1 | 359.8 | 364.6 | 347.7 | 327.7 | 734.6 | 676.1 | 627.4 | 534.2 | 439.2 | 330 | 271.1 | 248.3 | 231.2 | 182.6 | 203.5 | 214.3 | 265.1 | 274.2 | 286.4 | 549.8 | 486.3 | 366.8 | 380.6 | 383.5 | 401.3 | 371 | 375.2 | 372.2 | 396 | 403 | 391.9 | 363.2 | 330.4 | 311.5 | 399.1 | 430.9 | 446.8 | 412.7 | 328.6 | 246.7 | 238.9 | 219.3 | 204.2 | 174.8 | 148.1 | 114.6 | 84.1 | 56 | 43.2 | 396.9 | 383.3 | 355 | 296.5 | 227.6 | 148.7 | 90.7 | 46.8 | 18.6 | 15.7 | 12.4 | 8.3 | 6.7 | 4.2 | 3 | 61.3 | 54.1 | 45.8 | 35.9 | 24.8 | 10.9 | 5.9 | 5.8 | 6.7 | 6.8 | 10.8 | 18.2 | 23.1 | 22.7 | 18.8 | 67.3 | 58.2 | 52.5 | 44.5 | 36.5 | 26.1 | 18.6 | 17.2 | 13.1 | 8.4 | 6.2 | 6.5 | 7.8 | 12.7 | 13.8 | 38.4 | 28 | 8.6 | 11.1 | 13.3 | 18.4 | 15.4 | 17 | 16.8 | 22.6 | 24.3 | 22.8 | 18.1 | 12.5 | 10.1 | 35.1 | 34.8 | 33.7 | 25.6 | 15.7 | 4.7 | 4.6 | 4.2 | 3.9 | 3.3 | 2.8 | 2.2 | 1.6 | 1.9 | 2.1 | 34.4 | 30.1 | 21.7 | 13.9 | 7.8 | 3.4 | 2.7 | 2.5 | 1.9 | 1.4 | 1.4 | 1.9 | 1.5 | 1.3 | 1.1 | 8.75 | 7.67 | 6.44 | 4.99 | 3.35 | 1.33 | 0.6 | 0.6 | 0.73 | 0.75 | 1.32 | 2.44 | 3.19 | 3.15 | 2.57 | 9.64 | 8.29 | 7.46 | 6.32 | 5.19 | 3.69 | 2.59 | 2.4 | 1.79 | 1.1 | 0.75 | 0.79 | 0.93 | 1.68 | 1.84 | 5.37 | 3.83 | 0.96 | 1.32 | 1.67 | 2.42 | 2 | 2.25 | 2.21 | 3.09 | 3.34 | 3.11 | 2.42 | 1.6 | 1.24 | 5 | 4.93 | 4.75 | 3.53 | 2.08 | 0.47 | 0.46 | 0.42 | 0.39 | 0.33 | 0.28 | 0.22 | 0.16 | 0.19 | 0.21 | 4.91 | 4.25 | 2.98 | 1.84 | 0.97 | 0.38 | 0.28 | 0.26 | 0.19 | 0.14 | 0.14 | 0.19 | 0.15 | 0.13 | 0.11 | 39.1 | 39.7 | 41 | 41.2 | 40.3 | 37.1 | 35.1 | 33.3 | 34.4 | 34.7 | 35.4 | 32.2 | 28.4 | 26.4 | 27.2 | 38.3 | 38.7 | 37.3 | 32 | 26.4 | 21 | 19.9 | 18.1 | 19.4 | 17.1 | 21.9 | 23.1 | 28.8 | 25.6 | 26.2 | 39.5 | 40.4 | 41.8 | 41.4 | 39.8 | 37.6 | 36.2 | 35.3 | 35.1 | 33 | 32.5 | 32.4 | 32.8 | 33.3 | 33 | 22.2 | 26.8 | 29.9 | 32.7 | 30.2 | 29.1 | 28.2 | 25.9 | 24.1 | 20.6 | 17.5 | 13.5 | 9.9 | 11.9 | 13 | 22.5 | 24.6 | 28.4 | 27.5 | 23.7 | 17 | 15.7 | 14.9 | 12.1 | 9.2 | 9.5 | 12.5 | 9.8 | 8.7 | 7 | 2131.8 | 2105.8 | 2100.8 | 2037.4 | 1917.6 | 1676.4 | 1552.8 | 1477.2 | 1533 | 1543.8 | 1605.5 | 1519.4 | 1393.4 | 1305.3 | 1311.6 | 2145.9 | 2094.5 | 1992.3 | 1701.9 | 1402 | 1095.4 | 990.7 | 902.7 | 931 | 799 | 989.8 | 1041.5 | 1298 | 1194.4 | 1230.7 | 1985.8 | 1944.6 | 1863.5 | 1866.4 | 1811.5 | 1756.1 | 1672.7 | 1646.3 | 1637.1 | 1589.9 | 1579.1 | 1562.4 | 1544.6 | 1527.7 | 1494.9 | 1214.5 | 1406.9 | 1535.4 | 1593.9 | 1417.9 | 1288.3 | 1247 | 1145.1 | 1066.5 | 913.3 | 773.8 | 599 | 439.6 | 737 | 892.3 | 1221.1 | 1281.1 | 1381.3 | 1287.2 | 1079 | 757.6 | 925.2 | 1084.9 | 958.7 | 674.4 | 603.8 | 752.4 | 564.7 | 435.3 | 356.3 | 0.34 | 0.31 | 0.29 | 0.25 | 0.21 | 0.15 | 0.13 | 0.12 | 0.13 | 0.13 | 0.15 | 0.16 | 0.17 | 0.16 | 0.15 | 0.35 | 0.32 | 0.3 | 0.26 | 0.21 | 0.16 | 0.13 | 0.12 | 0.11 | 0.08 | 0.09 | 0.09 | 0.12 | 0.12 | 0.13 | 0.26 | 0.22 | 0.16 | 0.17 | 0.17 | 0.18 | 0.17 | 0.17 | 0.17 | 0.18 | 0.19 | 0.18 | 0.17 | 0.15 | 0.14 | 0.19 | 0.21 | 0.21 | 0.19 | 0.15 | 0.11 | 0.1 | 0.1 | 0.09 | 0.08 | 0.06 | 0.05 | 0.04 | 0.04 | 0.05 | 0.19 | 0.18 | 0.16 | 0.13 | 0.1 | 0.07 | 0.06 | 0.06 | 0.04 | 0.03 | 0.04 | 0.05 | 0.04 | 0.03 | 0.03 | 0.0452
| 5 | 428.3047 | 23.5056 | 3.1919 | 429.8088 | 36.6624 | 1749.5829 | 0.19895 | 85.7035 | 464.9672 | 1773.0886 | 3.3909 | 515.5122 | 710.5 | 656.7 | 602.8 | 526.7 | 452.2 | 343.3 | 299.1 | 286.3 | 298.9 | 291.8 | 314.5 | 336.2 | 342.2 | 331.6 | 311.4 | 754.1 | 672.4 | 613.2 | 483.8 | 392.4 | 273.2 | 228.1 | 213.4 | 212.6 | 173.5 | 198.8 | 210.9 | 263.7 | 274.2 | 288 | 549.7 | 486.1 | 367.8 | 377.3 | 380.2 | 389.5 | 362.4 | 365.9 | 366.6 | 388.4 | 392.8 | 371.5 | 324.7 | 288.4 | 270.9 | 403.9 | 429.5 | 441.2 | 404.3 | 324.9 | 248.1 | 237.1 | 216.8 | 200.8 | 172.7 | 146.5 | 113.2 | 82.9 | 54.9 | 41.9 | 403.1 | 386.5 | 353.9 | 290.9 | 219.7 | 140.8 | 83.1 | 42.5 | 18.6 | 15.7 | 12.2 | 8.1 | 6.4 | 3.9 | 2.8 | 63.1 | 55.6 | 46.8 | 35.5 | 24.1 | 10.7 | 5.9 | 5.8 | 6.7 | 6.6 | 10 | 17.4 | 22.1 | 22.2 | 18.2 | 70.7 | 59.9 | 53.4 | 41 | 32.8 | 21.4 | 15.2 | 14.2 | 11.6 | 7.7 | 5.8 | 6.4 | 7.8 | 12.8 | 13.9 | 38.2 | 27.9 | 8.7 | 10.6 | 12.8 | 16.9 | 14.3 | 15.9 | 16 | 21.5 | 22.8 | 20.8 | 15.4 | 10.1 | 8 | 35.8 | 35.8 | 34.7 | 26.1 | 15.7 | 4.8 | 4.5 | 4.1 | 3.8 | 3.3 | 2.8 | 2.1 | 1.6 | 1.9 | 2 | 35.5 | 31.3 | 23.2 | 14.6 | 7.9 | 3.2 | 2.6 | 2.4 | 1.9 | 1.4 | 1.4 | 1.8 | 1.4 | 1.2 | 1 | 9.02 | 7.92 | 6.61 | 4.95 | 3.25 | 1.3 | 0.6 | 0.6 | 0.73 | 0.72 | 1.23 | 2.34 | 3.06 | 3.09 | 2.5 | 10.14 | 8.57 | 7.61 | 5.84 | 4.66 | 3.02 | 2.12 | 1.97 | 1.58 | 1.01 | 0.7 | 0.77 | 0.93 | 1.69 | 1.85 | 5.34 | 3.8 | 0.96 | 1.25 | 1.58 | 2.21 | 1.84 | 2.07 | 2.09 | 2.92 | 3.11 | 2.82 | 2.04 | 1.26 | 0.96 | 5.12 | 5.09 | 4.91 | 3.61 | 2.09 | 0.48 | 0.46 | 0.42 | 0.39 | 0.33 | 0.28 | 0.21 | 0.16 | 0.19 | 0.2 | 5.06 | 4.43 | 3.21 | 1.95 | 0.99 | 0.36 | 0.26 | 0.25 | 0.19 | 0.14 | 0.14 | 0.18 | 0.14 | 0.12 | 0.1 | 38.9 | 38.4 | 39.2 | 39.1 | 39.4 | 36.8 | 35.2 | 33.5 | 34.3 | 33.5 | 33.5 | 29.7 | 26.3 | 24.7 | 25.6 | 37.9 | 36.6 | 34.6 | 28.3 | 23.5 | 17.6 | 17.1 | 16 | 18.2 | 16.5 | 21.6 | 22.8 | 28.6 | 25.5 | 26.4 | 39.7 | 40.5 | 41.9 | 41.4 | 39.8 | 37.4 | 36 | 35.1 | 35.1 | 33.1 | 32.5 | 31.5 | 30 | 29.9 | 29.4 | 22.2 | 25.7 | 28.2 | 31.1 | 29.7 | 29.2 | 28 | 25.6 | 23.7 | 20.4 | 17.3 | 13.4 | 9.8 | 11.7 | 12.8 | 22.4 | 23.9 | 26.9 | 26.1 | 22.6 | 16.1 | 14.8 | 14.4 | 12 | 9.2 | 9.4 | 12.1 | 9.4 | 8.1 | 6.5 | 2139.2 | 2061.6 | 2026.5 | 1940.5 | 1871.6 | 1661.5 | 1557.1 | 1484.5 | 1527.9 | 1490.1 | 1514.8 | 1408.1 | 1294.1 | 1227.2 | 1235.8 | 2153.5 | 2016.9 | 1879.6 | 1516.2 | 1247 | 914.2 | 846.8 | 792.9 | 869.4 | 767.9 | 972.9 | 1027 | 1290.1 | 1193.6 | 1237.5 | 1991.9 | 1949.2 | 1867.3 | 1861.4 | 1810 | 1733.5 | 1657.8 | 1629.4 | 1629.9 | 1582.5 | 1567.9 | 1508 | 1405.5 | 1360.4 | 1324.7 | 1218.5 | 1365.8 | 1467.9 | 1527.7 | 1396.1 | 1294 | 1237.8 | 1132.3 | 1048 | 901.6 | 765.1 | 591.4 | 433.6 | 727.1 | 879.5 | 1224.2 | 1260.2 | 1327 | 1231.7 | 1030 | 717.2 | 881.9 | 1059.6 | 955.1 | 674.4 | 595.1 | 730.2 | 542.3 | 402 | 327.7 | 0.34 | 0.32 | 0.29 | 0.25 | 0.21 | 0.15 | 0.13 | 0.13 | 0.13 | 0.13 | 0.14 | 0.15 | 0.16 | 0.16 | 0.14 | 0.37 | 0.32 | 0.3 | 0.23 | 0.19 | 0.13 | 0.11 | 0.1 | 0.1 | 0.08 | 0.09 | 0.09 | 0.12 | 0.12 | 0.13 | 0.26 | 0.22 | 0.16 | 0.17 | 0.17 | 0.18 | 0.16 | 0.17 | 0.17 | 0.18 | 0.18 | 0.17 | 0.15 | 0.13 | 0.12 | 0.19 | 0.21 | 0.21 | 0.19 | 0.15 | 0.11 | 0.1 | 0.09 | 0.09 | 0.08 | 0.06 | 0.05 | 0.04 | 0.04 | 0.05 | 0.19 | 0.18 | 0.17 | 0.13 | 0.1 | 0.06 | 0.06 | 0.05 | 0.04 | 0.03 | 0.03 | 0.05 | 0.04 | 0.03 | 0.02 | 0.0485
| 6 | 377.5977 | 19.8501 | 2.6828 | 378.8645 | 33.1363 | 1568.3803 | 0.17585 | 77.0975 | 410.734 | 1588.2304 | 2.8587 | 455.962 | 690 | 594.5 | 506.7 | 411.8 | 386.5 | 313.6 | 291.7 | 277.3 | 287 | 265.7 | 272 | 281.9 | 290.3 | 289.8 | 275.2 | 733.1 | 615.4 | 526.8 | 375 | 313.5 | 211.3 | 185.2 | 176.8 | 185.5 | 155.6 | 183.9 | 194.7 | 253.3 | 265.4 | 285.5 | 551.3 | 486.9 | 368 | 365.2 | 367.1 | 353.7 | 338 | 342.6 | 360.2 | 378.6 | 380.8 | 339 | 267.7 | 218.8 | 207.6 | 392.3 | 381.4 | 361.4 | 329.3 | 289.6 | 246.2 | 226.8 | 205.3 | 187 | 162.6 | 137.9 | 106.2 | 78.2 | 50 | 36.8 | 390.3 | 358.1 | 304.6 | 246.2 | 188.8 | 126.2 | 69.8 | 35.1 | 17.5 | 14.3 | 10.8 | 7.1 | 5.2 | 2.9 | 2 | 61.1 | 50.4 | 39 | 26.4 | 18.7 | 8.7 | 5.7 | 5.6 | 6.4 | 6 | 8.6 | 14.7 | 18.8 | 19.4 | 16.2 | 68.7 | 55.3 | 46.2 | 31.7 | 26.3 | 16.6 | 12.4 | 11.7 | 10.3 | 7 | 5.4 | 5.6 | 7.4 | 12.3 | 13.9 | 38.1 | 27.8 | 8.8 | 9.7 | 11.6 | 14.4 | 12.6 | 14.4 | 15.5 | 20.5 | 21.5 | 18.6 | 12.4 | 7 | 5.5 | 34.7 | 32.1 | 28.7 | 20.3 | 12.8 | 4.7 | 4.3 | 3.9 | 3.6 | 3.1 | 2.6 | 2 | 1.5 | 1.8 | 1.9 | 34.2 | 29.4 | 20.7 | 12.5 | 6.7 | 3 | 2.2 | 2.2 | 1.8 | 1.3 | 1.3 | 1.6 | 1.2 | 0.9 | 0.8 | 8.72 | 7.19 | 5.52 | 3.65 | 2.5 | 1.03 | 0.58 | 0.58 | 0.69 | 0.65 | 1.05 | 1.98 | 2.61 | 2.7 | 2.22 | 9.85 | 7.91 | 6.6 | 4.52 | 3.73 | 2.35 | 1.73 | 1.63 | 1.39 | 0.93 | 0.64 | 0.67 | 0.88 | 1.63 | 1.85 | 5.33 | 3.8 | 0.98 | 1.13 | 1.41 | 1.86 | 1.6 | 1.87 | 2.02 | 2.78 | 2.94 | 2.52 | 1.63 | 0.86 | 0.64 | 4.95 | 4.57 | 4.06 | 2.8 | 1.69 | 0.48 | 0.44 | 0.39 | 0.36 | 0.31 | 0.26 | 0.2 | 0.15 | 0.18 | 0.19 | 4.88 | 4.17 | 2.88 | 1.68 | 0.85 | 0.33 | 0.23 | 0.22 | 0.18 | 0.13 | 0.13 | 0.16 | 0.12 | 0.09 | 0.08 | 38.1 | 34.8 | 33.2 | 31.9 | 35.4 | 34.6 | 34.3 | 32.5 | 33.1 | 30.5 | 29 | 24.8 | 22.2 | 21.6 | 22.5 | 37 | 33.2 | 29.5 | 22.1 | 18.7 | 13.6 | 13.8 | 13.3 | 15.8 | 14.7 | 20 | 21.2 | 27.6 | 24.7 | 26 | 40 | 40.6 | 41.8 | 40.6 | 39.2 | 34.8 | 34.3 | 33.3 | 34.7 | 32.6 | 32 | 29.1 | 25.1 | 23.2 | 23.1 | 21.7 | 22.6 | 23 | 26.2 | 27.5 | 29 | 26.8 | 24.2 | 22.1 | 19.2 | 16.3 | 12.5 | 9.3 | 11.1 | 12.2 | 21.8 | 21.8 | 22.5 | 22 | 19.5 | 14.4 | 12.9 | 13.1 | 11.4 | 8.7 | 8.7 | 10.8 | 8.2 | 6.3 | 4.8 | 2081.6 | 1860.3 | 1708.6 | 1558.9 | 1656 | 1549.6 | 1518.6 | 1437.9 | 1470.7 | 1358.7 | 1312.3 | 1176.3 | 1095.2 | 1074.1 | 1089.7 | 2092.6 | 1829.1 | 1599.5 | 1174.8 | 992.5 | 704 | 684.6 | 658.2 | 755.5 | 683.5 | 901.5 | 956.5 | 1242 | 1155.4 | 1222.8 | 2000.2 | 1952.4 | 1863.5 | 1818.2 | 1771.7 | 1603.8 | 1568.5 | 1539 | 1607.9 | 1555 | 1537.8 | 1389 | 1170 | 1051.4 | 1035.4 | 1185 | 1202 | 1193 | 1272.2 | 1279.1 | 1284.8 | 1184.1 | 1071.9 | 976.4 | 849.2 | 720.2 | 555 | 408.9 | 703.4 | 855.3 | 1187.5 | 1152.7 | 1116.8 | 1035.4 | 885.1 | 640 | 784.5 | 977.3 | 903.6 | 643.9 | 555.8 | 660.8 | 476.6 | 311.1 | 245.3 | 0.33 | 0.29 | 0.24 | 0.2 | 0.18 | 0.14 | 0.13 | 0.12 | 0.13 | 0.12 | 0.12 | 0.13 | 0.14 | 0.14 | 0.13 | 0.36 | 0.3 | 0.26 | 0.18 | 0.15 | 0.1 | 0.09 | 0.08 | 0.09 | 0.07 | 0.08 | 0.09 | 0.11 | 0.12 | 0.13 | 0.26 | 0.23 | 0.16 | 0.16 | 0.16 | 0.16 | 0.15 | 0.15 | 0.16 | 0.17 | 0.18 | 0.16 | 0.12 | 0.1 | 0.09 | 0.19 | 0.19 | 0.17 | 0.16 | 0.13 | 0.11 | 0.1 | 0.09 | 0.08 | 0.07 | 0.06 | 0.05 | 0.03 | 0.04 | 0.04 | 0.19 | 0.17 | 0.14 | 0.11 | 0.09 | 0.06 | 0.05 | 0.05 | 0.04 | 0.03 | 0.03 | 0.04 | 0.03 | 0.02 | 0.02 | 0.0517
| 7 | 321.5483 | 16.4552 | 2.2149 | 322.596 | 28.6298 | 1348.5025 | 0.15015 | 66.4277 | 350.1781 | 1364.9578 | 2.365 | 389.0237 | 638.7 | 520.7 | 398.4 | 305.3 | 319.6 | 283 | 278.7 | 259.7 | 265.7 | 232.5 | 223.8 | 223.1 | 228.5 | 234.7 | 222.3 | 681.9 | 540.2 | 415.4 | 265 | 231 | 162.9 | 153.6 | 152.8 | 164.6 | 140.9 | 168.7 | 173.6 | 231.8 | 245 | 273.5 | 547.1 | 481.9 | 363.6 | 344.6 | 343.9 | 312.9 | 313.1 | 320.3 | 348 | 361.5 | 363.1 | 305.3 | 214.7 | 150.5 | 144.9 | 363.2 | 327.5 | 275.6 | 258 | 251.8 | 241 | 211.7 | 187.8 | 165.6 | 144 | 120.5 | 93.4 | 69.6 | 43.2 | 30.4 | 361.1 | 320.8 | 247 | 202.1 | 155.8 | 108.7 | 54.1 | 25.9 | 15.9 | 12.6 | 8.9 | 6 | 4.1 | 2.2 | 1.5 | 56.7 | 44.9 | 30.9 | 18.9 | 13.9 | 7.4 | 5.6 | 5.4 | 6.1 | 5.4 | 7.3 | 11.8 | 14.6 | 15.3 | 12.6 | 63.8 | 48.8 | 36.5 | 22.2 | 19.1 | 12.6 | 10.1 | 9.7 | 8.9 | 6.3 | 4.9 | 4.9 | 6.6 | 11.4 | 13.4 | 37.6 | 27.4 | 8.9 | 8.4 | 9.9 | 11.6 | 11 | 13.1 | 14.6 | 19.3 | 20.3 | 16.8 | 10 | 4.5 | 3.6 | 32.2 | 28.2 | 22 | 14.8 | 9.6 | 4.6 | 4.1 | 3.6 | 3.2 | 2.8 | 2.3 | 1.8 | 1.3 | 1.6 | 1.8 | 31.9 | 26.9 | 17.7 | 10.6 | 5.6 | 2.6 | 1.8 | 1.9 | 1.6 | 1.2 | 1.2 | 1.4 | 1 | 0.7 | 0.6 | 8.11 | 6.41 | 4.37 | 2.61 | 1.82 | 0.85 | 0.58 | 0.57 | 0.68 | 0.6 | 0.89 | 1.59 | 2.02 | 2.12 | 1.71 | 9.15 | 6.99 | 5.22 | 3.16 | 2.71 | 1.79 | 1.4 | 1.34 | 1.2 | 0.82 | 0.58 | 0.58 | 0.79 | 1.51 | 1.79 | 5.26 | 3.75 | 1 | 0.95 | 1.17 | 1.47 | 1.38 | 1.69 | 1.9 | 2.61 | 2.76 | 2.28 | 1.33 | 0.54 | 0.4 | 4.61 | 4.03 | 3.13 | 2.03 | 1.23 | 0.47 | 0.41 | 0.36 | 0.32 | 0.28 | 0.23 | 0.18 | 0.13 | 0.16 | 0.18 | 4.56 | 3.83 | 2.48 | 1.43 | 0.7 | 0.3 | 0.19 | 0.19 | 0.16 | 0.12 | 0.12 | 0.14 | 0.1 | 0.07 | 0.06 | 35.1 | 29.8 | 26 | 24.3 | 30.7 | 31.6 | 32.7 | 30.2 | 30.4 | 26.5 | 23.7 | 19.5 | 17.7 | 17.9 | 18.7 | 34.5 | 28.9 | 23.2 | 15.8 | 14 | 10.6 | 11.7 | 11.9 | 14.2 | 13.4 | 18.4 | 19 | 25.3 | 22.8 | 24.9 | 39.9 | 40.3 | 41.1 | 39 | 37.6 | 31.8 | 32.3 | 31.5 | 33.8 | 31.4 | 30.8 | 26.1 | 20 | 16.3 | 16.4 | 20 | 18.8 | 17.4 | 21.5 | 25.3 | 28.4 | 25 | 22.2 | 19.5 | 17 | 14.2 | 11 | 8.2 | 10.1 | 11.1 | 20 | 19 | 17.4 | 17.8 | 16 | 12.3 | 10.7 | 11.3 | 10.4 | 8 | 7.8 | 9.4 | 6.9 | 4.7 | 3.5 | 1917.4 | 1602.6 | 1334.5 | 1172.8 | 1418.6 | 1412.9 | 1446.6 | 1340.5 | 1353 | 1182.6 | 1073.9 | 926.6 | 868.2 | 882.9 | 896.6 | 1946.6 | 1593.2 | 1256 | 836.5 | 739.1 | 548.3 | 575.5 | 582.4 | 677.8 | 622.4 | 827.2 | 856.1 | 1140.5 | 1065.1 | 1169.5 | 1990.6 | 1935.2 | 1835.2 | 1739.6 | 1690 | 1453.7 | 1473.6 | 1450.8 | 1563.6 | 1494.8 | 1475.7 | 1250.6 | 936.5 | 733.6 | 731.2 | 1090 | 1009 | 901.2 | 1028.7 | 1160.1 | 1256.8 | 1104.6 | 980.1 | 863.7 | 751.7 | 629 | 488 | 363.6 | 646 | 789 | 1089.2 | 1011.8 | 874.8 | 839.6 | 729.7 | 549.5 | 666 | 865.1 | 827.4 | 593.9 | 502.7 | 581.9 | 406.6 | 233.4 | 180.8 | 0.31 | 0.26 | 0.19 | 0.15 | 0.15 | 0.13 | 0.12 | 0.11 | 0.12 | 0.1 | 0.1 | 0.1 | 0.11 | 0.11 | 0.1 | 0.33 | 0.27 | 0.2 | 0.13 | 0.11 | 0.08 | 0.07 | 0.07 | 0.08 | 0.06 | 0.07 | 0.08 | 0.1 | 0.11 | 0.12 | 0.26 | 0.22 | 0.16 | 0.15 | 0.15 | 0.14 | 0.14 | 0.14 | 0.16 | 0.17 | 0.17 | 0.14 | 0.1 | 0.07 | 0.06 | 0.18 | 0.16 | 0.14 | 0.12 | 0.11 | 0.11 | 0.09 | 0.08 | 0.07 | 0.06 | 0.05 | 0.04 | 0.03 | 0.04 | 0.04 | 0.18 | 0.16 | 0.12 | 0.09 | 0.07 | 0.05 | 0.04 | 0.04 | 0.04 | 0.03 | 0.03 | 0.04 | 0.03 | 0.02 | 0.01 | 0.0535
| 8 | 266.0155 | 12.8481 | 1.7116 | 266.8288 | 24.3872 | 1141.1438 | 0.12259 | 56.3717 | 290.4026 | 1153.9919 | 1.8342 | 323.2005 | 587.5 | 444.4 | 287.5 | 192.1 | 248.5 | 251 | 271 | 247.4 | 246.9 | 206.1 | 185.8 | 180.3 | 187.1 | 196.4 | 185.2 | 632.6 | 473.4 | 316.1 | 168.7 | 162.9 | 129.1 | 135.5 | 131 | 140.5 | 118.2 | 147 | 147.8 | 209.1 | 219.9 | 253.9 | 542.4 | 476.1 | 356.3 | 326.4 | 325 | 279 | 290.1 | 298.2 | 336.7 | 346.5 | 347.9 | 281.5 | 183.8 | 107.7 | 105.5 | 333.4 | 269.2 | 186.8 | 183.9 | 215.4 | 238 | 202.1 | 177 | 149.9 | 129.5 | 106 | 83 | 62.2 | 37.3 | 24.4 | 329.2 | 280.1 | 191 | 161 | 130 | 96 | 43.4 | 18.6 | 13.4 | 9.9 | 6.6 | 4.6 | 2.9 | 1.4 | 0.8 | 52.3 | 38.8 | 22.3 | 11 | 9.2 | 5.8 | 5.4 | 5.2 | 5.8 | 4.9 | 5.9 | 9.4 | 11.7 | 12.5 | 10.2 | 59.5 | 43.2 | 27.9 | 13.5 | 12.7 | 9.5 | 8.5 | 8 | 7.3 | 5.1 | 4.3 | 4.1 | 5.9 | 9.9 | 11.8 | 37.5 | 27.3 | 8.9 | 7.7 | 9 | 9.8 | 9.7 | 11.8 | 13.9 | 18.3 | 19.3 | 15.7 | 8.9 | 3.2 | 2.6 | 29.7 | 23.3 | 14.7 | 8.8 | 6.8 | 4.6 | 3.9 | 3.4 | 2.9 | 2.5 | 2 | 1.6 | 1.2 | 1.5 | 1.6 | 29.1 | 23.5 | 13.6 | 7.8 | 4.3 | 2.3 | 1.5 | 1.6 | 1.5 | 1.1 | 1 | 1.2 | 0.8 | 0.4 | 0.3 | 7.47 | 5.53 | 3.15 | 1.5 | 1.16 | 0.65 | 0.56 | 0.55 | 0.64 | 0.55 | 0.72 | 1.26 | 1.62 | 1.72 | 1.38 | 8.54 | 6.19 | 3.99 | 1.92 | 1.8 | 1.34 | 1.18 | 1.11 | 0.99 | 0.67 | 0.51 | 0.49 | 0.69 | 1.3 | 1.57 | 5.24 | 3.73 | 1.01 | 0.85 | 1.06 | 1.23 | 1.2 | 1.52 | 1.8 | 2.48 | 2.62 | 2.13 | 1.18 | 0.39 | 0.3 | 4.25 | 3.33 | 2.09 | 1.17 | 0.82 | 0.47 | 0.39 | 0.34 | 0.29 | 0.25 | 0.2 | 0.16 | 0.12 | 0.15 | 0.16 | 4.16 | 3.35 | 1.91 | 1.05 | 0.53 | 0.26 | 0.16 | 0.16 | 0.15 | 0.11 | 0.1 | 0.12 | 0.08 | 0.04 | 0.03 | 32.2 | 25.1 | 18.8 | 16.1 | 25.3 | 28.7 | 31.7 | 28.8 | 28.2 | 23.4 | 19.8 | 15.9 | 14.7 | 15.3 | 15.8 | 31.7 | 24.9 | 17.5 | 10.6 | 10.5 | 8.9 | 10.6 | 10.5 | 12.4 | 11.4 | 16 | 16.2 | 23 | 20.8 | 23.6 | 39.4 | 39.7 | 40.1 | 37.2 | 35.8 | 28.8 | 30.4 | 29.6 | 32.9 | 30.2 | 29.6 | 24 | 16.9 | 11.7 | 11.9 | 18.2 | 15.3 | 11.9 | 16.9 | 23 | 28 | 23.8 | 20.9 | 17.7 | 15.3 | 12.5 | 9.8 | 7.4 | 9.2 | 10 | 18.2 | 16.6 | 13.5 | 14.7 | 13.7 | 10.9 | 9 | 9.6 | 9.2 | 7.1 | 6.8 | 8 | 5.6 | 3.1 | 2.1 | 1760.5 | 1356.6 | 964.1 | 768.7 | 1155.5 | 1277.1 | 1406 | 1275.5 | 1255.4 | 1044.7 | 896.4 | 754.1 | 719 | 748.8 | 755.8 | 1797.5 | 1385.6 | 952.8 | 550.5 | 544.3 | 450.1 | 518.7 | 508.6 | 586.9 | 526.1 | 721.2 | 730 | 1032.4 | 967.9 | 1104.7 | 1967.2 | 1906.1 | 1792.7 | 1657.8 | 1607.5 | 1314.2 | 1381.8 | 1362.2 | 1520.8 | 1438.1 | 1419.2 | 1148.7 | 793.7 | 525.8 | 531.5 | 997.1 | 825.6 | 617.6 | 791.5 | 1039.9 | 1239.5 | 1054.4 | 923.1 | 781.5 | 675.9 | 553.4 | 433.7 | 325.2 | 599.5 | 734.4 | 993.7 | 883.6 | 679.5 | 688.8 | 621.5 | 485.4 | 569.2 | 756.9 | 740.8 | 537.7 | 450.8 | 507.8 | 342.1 | 155 | 111.9 | 0.29 | 0.22 | 0.14 | 0.09 | 0.11 | 0.11 | 0.12 | 0.11 | 0.11 | 0.09 | 0.08 | 0.08 | 0.09 | 0.09 | 0.09 | 0.31 | 0.23 | 0.16 | 0.08 | 0.08 | 0.06 | 0.06 | 0.06 | 0.06 | 0.05 | 0.07 | 0.07 | 0.09 | 0.1 | 0.12 | 0.26 | 0.22 | 0.16 | 0.14 | 0.14 | 0.12 | 0.13 | 0.13 | 0.15 | 0.16 | 0.16 | 0.13 | 0.08 | 0.05 | 0.05 | 0.16 | 0.13 | 0.09 | 0.08 | 0.1 | 0.1 | 0.09 | 0.08 | 0.07 | 0.06 | 0.05 | 0.04 | 0.03 | 0.03 | 0.04 | 0.16 | 0.14 | 0.09 | 0.07 | 0.06 | 0.04 | 0.03 | 0.04 | 0.03 | 0.03 | 0.03 | 0.03 | 0.02 | 0.01 | 0.01 | 0.0547
| 9 | 242.9143 | 11.2822 | 1.4963 | 243.6268 | 22.6788 | 1055.2379 | 0.11285 | 52.2553 | 265.5931 | 1066.5201 | 1.6091 | 295.8821 | 564.3 | 411.9 | 244.4 | 145.9 | 219.5 | 237.4 | 267.8 | 241.3 | 237.8 | 192.9 | 169.6 | 163.4 | 173.8 | 184.2 | 174.8 | 602.6 | 441.5 | 269.9 | 126.3 | 130.8 | 115.8 | 133.1 | 128.8 | 136.5 | 110.3 | 135.6 | 132.3 | 196.1 | 210.1 | 249.1 | 541.6 | 474.8 | 354.1 | 315.6 | 310.5 | 259.1 | 278.7 | 290 | 334.9 | 341.7 | 345.3 | 274.8 | 175.8 | 91.9 | 89.3 | 320 | 245.4 | 155.8 | 157.2 | 203.3 | 236.3 | 198.5 | 172.7 | 143 | 122.1 | 97.7 | 76.9 | 58.4 | 35.2 | 22.6 | 315.2 | 261.6 | 169.9 | 146 | 122.2 | 92.7 | 39.6 | 16.7 | 12.8 | 9.3 | 5.9 | 4.4 | 2.6 | 1.1 | 0.7 | 49.5 | 35.5 | 18.8 | 7.7 | 7.4 | 5.3 | 5.4 | 5.1 | 5.6 | 4.6 | 5.3 | 8.3 | 10.5 | 11.4 | 9.5 | 55.7 | 39.6 | 23.5 | 9.6 | 9.9 | 8.5 | 8.6 | 8 | 7.3 | 4.9 | 3.9 | 3.6 | 5.5 | 9.5 | 11.7 | 37 | 27 | 9 | 6.9 | 7.9 | 8.3 | 9 | 11.3 | 13.8 | 17.8 | 19 | 15.1 | 8.6 | 2.7 | 2.2 | 28.1 | 21 | 12.2 | 6.6 | 5.8 | 4.6 | 3.8 | 3.3 | 2.8 | 2.3 | 1.9 | 1.5 | 1.1 | 1.4 | 1.5 | 27.4 | 21.6 | 11.9 | 6.6 | 3.8 | 2.3 | 1.4 | 1.5 | 1.4 | 1 | 1 | 1.1 | 0.8 | 0.4 | 0.3 | 7.09 | 5.07 | 2.66 | 1.05 | 0.91 | 0.58 | 0.55 | 0.54 | 0.62 | 0.52 | 0.65 | 1.11 | 1.45 | 1.56 | 1.29 | 7.99 | 5.67 | 3.35 | 1.35 | 1.4 | 1.19 | 1.2 | 1.11 | 0.98 | 0.64 | 0.47 | 0.42 | 0.65 | 1.25 | 1.56 | 5.18 | 3.69 | 1.03 | 0.74 | 0.9 | 1.02 | 1.1 | 1.45 | 1.79 | 2.39 | 2.57 | 2.05 | 1.15 | 0.32 | 0.25 | 4.03 | 3 | 1.73 | 0.85 | 0.68 | 0.46 | 0.38 | 0.33 | 0.28 | 0.24 | 0.19 | 0.15 | 0.11 | 0.14 | 0.15 | 3.92 | 3.07 | 1.66 | 0.87 | 0.47 | 0.26 | 0.15 | 0.15 | 0.14 | 0.1 | 0.1 | 0.11 | 0.08 | 0.04 | 0.03 | 31.6 | 23.7 | 16.1 | 12.8 | 23 | 27.3 | 31.4 | 28.1 | 27.1 | 21.9 | 18.1 | 14.6 | 13.9 | 14.6 | 15 | 31.2 | 24 | 15.3 | 8.5 | 8.8 | 8 | 10.2 | 10.2 | 11.9 | 10.5 | 14.8 | 14.6 | 21.5 | 19.8 | 23.1 | 39.8 | 39.9 | 39.7 | 36.4 | 34.9 | 27.5 | 29.5 | 29 | 32.8 | 30.1 | 29.6 | 23.5 | 16 | 10 | 10.1 | 17.9 | 14.2 | 10.1 | 15.3 | 22.3 | 27.8 | 23.4 | 20.4 | 16.9 | 14.4 | 11.5 | 9.1 | 6.9 | 8.9 | 9.7 | 17.9 | 15.9 | 12.2 | 13.8 | 13.1 | 10.5 | 8.4 | 9.1 | 8.8 | 6.8 | 6.4 | 7.5 | 5.2 | 2.6 | 1.6 | 1702.4 | 1264.3 | 822.8 | 603.3 | 1044.5 | 1213.6 | 1390.1 | 1244 | 1208.8 | 976.7 | 819.3 | 689.4 | 678 | 713.1 | 717.3 | 1734.2 | 1308.8 | 824.1 | 430.3 | 446.7 | 405.7 | 501.7 | 496.2 | 565.4 | 488.8 | 665 | 657.2 | 968.6 | 922.8 | 1079.3 | 1967.8 | 1901.3 | 1776.5 | 1620.1 | 1559.4 | 1245 | 1338.4 | 1330.6 | 1513.1 | 1428 | 1414.6 | 1126.3 | 754.5 | 449.4 | 450.4 | 964.1 | 756 | 517.5 | 706.4 | 1001.1 | 1232.2 | 1035.9 | 900.8 | 745.5 | 637 | 509.9 | 401.6 | 305.3 | 583.9 | 718.3 | 959 | 833.9 | 611 | 640.4 | 589.8 | 466.6 | 536.8 | 720.7 | 709.5 | 515.4 | 431.9 | 483 | 320 | 129.8 | 89.7 | 0.28 | 0.21 | 0.12 | 0.07 | 0.1 | 0.1 | 0.12 | 0.11 | 0.1 | 0.08 | 0.08 | 0.07 | 0.08 | 0.09 | 0.08 | 0.3 | 0.22 | 0.13 | 0.06 | 0.06 | 0.05 | 0.06 | 0.06 | 0.06 | 0.05 | 0.06 | 0.06 | 0.09 | 0.1 | 0.11 | 0.26 | 0.23 | 0.16 | 0.14 | 0.14 | 0.12 | 0.12 | 0.13 | 0.15 | 0.16 | 0.16 | 0.13 | 0.08 | 0.04 | 0.04 | 0.16 | 0.12 | 0.08 | 0.07 | 0.09 | 0.1 | 0.09 | 0.08 | 0.06 | 0.05 | 0.04 | 0.03 | 0.03 | 0.03 | 0.04 | 0.16 | 0.13 | 0.08 | 0.07 | 0.05 | 0.04 | 0.03 | 0.03 | 0.03 | 0.03 | 0.02 | 0.03 | 0.02 | 0.01 | 0.01 | 0.0558
| 10 | 236.7757 | 10.7519 | 1.4221 | 237.4536 | 22.3403 | 1035.0834 | 0.10866 | 51.3515 | 259.116 | 1045.8353 | 1.5308 | 288.8051 | 562.7 | 406.3 | 234.6 | 130.8 | 209.2 | 232.6 | 267.4 | 240.6 | 236.5 | 189.4 | 164.1 | 156.5 | 169.8 | 180.7 | 174 | 599.4 | 433.5 | 255.5 | 105.9 | 114.8 | 108.5 | 132.2 | 126.7 | 128.3 | 101 | 128.5 | 129.2 | 194.3 | 206.7 | 246.2 | 539.6 | 474.8 | 356.7 | 316.5 | 307.1 | 252.3 | 273.1 | 285.2 | 331 | 338.1 | 343.4 | 273.9 | 173 | 89.5 | 87.8 | 318.8 | 240.9 | 149.1 | 148.6 | 198.3 | 235.2 | 198 | 172.5 | 142.2 | 121.6 | 96.4 | 75.8 | 57.6 | 35.2 | 22.6 | 313.7 | 258.2 | 165.2 | 140.3 | 119 | 92.2 | 39.5 | 16.4 | 12.3 | 8.8 | 5.6 | 4.3 | 2.5 | 1 | 0.6 | 48.3 | 34.3 | 18.1 | 6.6 | 6.6 | 5 | 5.3 | 5.1 | 5.5 | 4.5 | 5 | 7.9 | 10.2 | 11 | 9.2 | 54.5 | 38.3 | 22.3 | 7.7 | 8.4 | 7.7 | 8.5 | 7.9 | 6.9 | 4.4 | 3.7 | 3.5 | 5.4 | 9.2 | 11.4 | 35.9 | 26.4 | 9.4 | 6.9 | 7.6 | 7.8 | 8.6 | 10.7 | 13.1 | 17 | 18.3 | 14.7 | 8.2 | 2.6 | 2.1 | 27.4 | 20.2 | 11.6 | 5.9 | 5.4 | 4.5 | 3.8 | 3.3 | 2.7 | 2.3 | 1.8 | 1.4 | 1.1 | 1.4 | 1.6 | 26.6 | 21 | 11.7 | 6.3 | 3.7 | 2.3 | 1.4 | 1.5 | 1.4 | 1 | 1 | 1.1 | 0.7 | 0.3 | 0.2 | 6.91 | 4.9 | 2.56 | 0.89 | 0.81 | 0.54 | 0.55 | 0.54 | 0.6 | 0.5 | 0.6 | 1.06 | 1.4 | 1.52 | 1.24 | 7.83 | 5.49 | 3.19 | 1.08 | 1.17 | 1.08 | 1.18 | 1.1 | 0.93 | 0.58 | 0.43 | 0.41 | 0.64 | 1.22 | 1.5 | 5.02 | 3.61 | 1.09 | 0.74 | 0.85 | 0.95 | 1.05 | 1.36 | 1.68 | 2.28 | 2.47 | 1.99 | 1.1 | 0.31 | 0.24 | 3.92 | 2.89 | 1.64 | 0.76 | 0.63 | 0.46 | 0.38 | 0.33 | 0.28 | 0.23 | 0.19 | 0.14 | 0.11 | 0.14 | 0.16 | 3.81 | 2.99 | 1.64 | 0.84 | 0.45 | 0.26 | 0.15 | 0.15 | 0.14 | 0.1 | 0.1 | 0.11 | 0.07 | 0.03 | 0.02 | 32.7 | 24.1 | 15.4 | 11.7 | 22.3 | 26.9 | 31.4 | 28 | 27.1 | 21.6 | 17.7 | 14 | 13.7 | 14.4 | 15.2 | 32 | 24.2 | 14.4 | 7.4 | 8 | 7.7 | 10.2 | 10 | 11.2 | 9.7 | 14.1 | 14.3 | 21.4 | 19.6 | 23 | 40.8 | 40.5 | 39.7 | 36.5 | 34.7 | 27.1 | 29.2 | 28.9 | 32.9 | 30.3 | 30 | 23.8 | 16 | 9.8 | 10 | 18.5 | 14.4 | 9.7 | 14.8 | 22 | 27.7 | 23.4 | 20.4 | 16.8 | 14.3 | 11.4 | 9 | 6.8 | 8.9 | 9.8 | 18.5 | 16 | 11.8 | 13.2 | 12.8 | 10.4 | 8.4 | 9.1 | 8.8 | 6.8 | 6.4 | 7.4 | 5.1 | 2.4 | 1.5 | 1720.2 | 1260.7 | 787.4 | 549.9 | 1008.1 | 1194.9 | 1389.4 | 1240.7 | 1205 | 961.3 | 798.7 | 660.6 | 665.3 | 703.3 | 721.5 | 1738.9 | 1293.7 | 775.7 | 370.9 | 402.3 | 386.7 | 499.1 | 486.7 | 529.9 | 447.9 | 632.7 | 641.8 | 960.1 | 911.3 | 1074.1 | 1981.2 | 1913.1 | 1779.2 | 1624.4 | 1548.9 | 1222.1 | 1318.6 | 1322 | 1514.4 | 1431.3 | 1425.4 | 1133 | 751 | 439.5 | 444.2 | 974.6 | 750.9 | 496.7 | 677.8 | 984.1 | 1227.2 | 1033.6 | 900 | 741.5 | 634.8 | 503.1 | 396.1 | 301.1 | 586.4 | 721.6 | 968.2 | 828.7 | 588.7 | 615.2 | 576 | 463.9 | 541.6 | 724.8 | 712.6 | 515.3 | 432.3 | 479.9 | 314.7 | 120.3 | 82.9 | 0.29 | 0.21 | 0.11 | 0.06 | 0.09 | 0.1 | 0.12 | 0.11 | 0.1 | 0.08 | 0.07 | 0.07 | 0.08 | 0.08 | 0.08 | 0.31 | 0.22 | 0.13 | 0.05 | 0.06 | 0.05 | 0.06 | 0.06 | 0.06 | 0.05 | 0.06 | 0.06 | 0.09 | 0.09 | 0.11 | 0.27 | 0.23 | 0.16 | 0.14 | 0.14 | 0.11 | 0.12 | 0.13 | 0.15 | 0.15 | 0.16 | 0.13 | 0.08 | 0.04 | 0.04 | 0.16 | 0.12 | 0.07 | 0.07 | 0.09 | 0.1 | 0.09 | 0.08 | 0.06 | 0.05 | 0.04 | 0.03 | 0.03 | 0.03 | 0.04 | 0.16 | 0.13 | 0.08 | 0.06 | 0.05 | 0.04 | 0.03 | 0.03 | 0.03 | 0.03 | 0.02 | 0.03 | 0.02 | 0.01 | 0.01 | 0.0568
| 11 | 235.4841 | 10.651 | 1.4077 | 236.1554 | 22.2476 | 1030.0697 | 0.10866 | 51.1183 | 257.7317 | 1040.7207 | 1.5164 | 287.2737 | 571.7 | 411.2 | 234.7 | 123.5 | 203.1 | 229.7 | 267.2 | 240.1 | 236.6 | 189 | 163.3 | 155.1 | 167.5 | 179.4 | 172.5 | 603.6 | 435.1 | 252.3 | 96.6 | 101.2 | 95.4 | 115.7 | 113.3 | 119.2 | 94.6 | 124 | 125.3 | 194.3 | 208.8 | 250 | 542.4 | 477.6 | 359.8 | 317 | 307.6 | 251.2 | 273.7 | 286.8 | 333.3 | 337.2 | 340.4 | 269.5 | 170.5 | 86.7 | 86.4 | 323.4 | 242.5 | 147.5 | 144.5 | 195.9 | 235.1 | 198 | 172.4 | 142 | 121.6 | 96.4 | 76.1 | 57.9 | 35.3 | 22.7 | 319.7 | 264.4 | 169.8 | 141.8 | 118.3 | 92.5 | 40.1 | 17.1 | 12.8 | 9.1 | 5.8 | 4.5 | 2.5 | 1 | 0.6 | 48.7 | 34.4 | 18.1 | 6 | 6.2 | 4.9 | 5.3 | 5.1 | 5.5 | 4.6 | 5 | 7.7 | 9.8 | 10.7 | 9 | 54.3 | 37.9 | 22 | 6.6 | 7 | 6.5 | 7 | 6.7 | 6.1 | 4.1 | 3.6 | 3.4 | 5.5 | 9.4 | 11.7 | 35.8 | 26.4 | 9.8 | 7 | 7.6 | 7.8 | 8.6 | 10.8 | 12.9 | 16.3 | 17.2 | 13.8 | 7.8 | 2.4 | 2.1 | 27.6 | 20.2 | 11.5 | 5.5 | 5.2 | 4.5 | 3.8 | 3.3 | 2.7 | 2.3 | 1.8 | 1.4 | 1.1 | 1.4 | 1.6 | 27 | 21.5 | 12.3 | 6.6 | 3.7 | 2.3 | 1.5 | 1.5 | 1.4 | 1 | 1 | 1.1 | 0.8 | 0.3 | 0.2 | 6.98 | 4.92 | 2.57 | 0.8 | 0.74 | 0.52 | 0.55 | 0.54 | 0.61 | 0.51 | 0.6 | 1.02 | 1.35 | 1.47 | 1.21 | 7.8 | 5.44 | 3.14 | 0.93 | 0.98 | 0.9 | 0.96 | 0.92 | 0.82 | 0.54 | 0.42 | 0.39 | 0.65 | 1.24 | 1.55 | 5 | 3.61 | 1.14 | 0.76 | 0.85 | 0.94 | 1.05 | 1.37 | 1.65 | 2.17 | 2.31 | 1.85 | 1.03 | 0.29 | 0.23 | 3.95 | 2.88 | 1.62 | 0.7 | 0.6 | 0.46 | 0.38 | 0.33 | 0.28 | 0.23 | 0.19 | 0.14 | 0.11 | 0.14 | 0.16 | 3.86 | 3.06 | 1.72 | 0.88 | 0.44 | 0.26 | 0.15 | 0.16 | 0.14 | 0.1 | 0.1 | 0.11 | 0.08 | 0.03 | 0.02 | 33.6 | 24.7 | 15.4 | 11.3 | 21.9 | 26.6 | 31.3 | 27.9 | 27 | 21.4 | 17.6 | 14 | 13.7 | 14.6 | 15.2 | 32.9 | 24.8 | 14.3 | 7.1 | 7.4 | 7.1 | 9.4 | 9.3 | 10.6 | 9.1 | 13.6 | 13.9 | 21.3 | 19.7 | 23.3 | 41.3 | 40.9 | 39.8 | 36.5 | 34.7 | 26.9 | 29.2 | 29 | 33.4 | 30.9 | 30.5 | 24 | 16.1 | 9.5 | 9.8 | 19 | 14.7 | 9.6 | 14.6 | 21.8 | 27.7 | 23.4 | 20.3 | 16.8 | 14.3 | 11.4 | 9 | 6.9 | 8.9 | 9.8 | 19 | 16.5 | 11.9 | 13.2 | 12.7 | 10.4 | 8.5 | 9.2 | 8.9 | 6.8 | 6.5 | 7.5 | 5.1 | 2.3 | 1.5 | 1752.4 | 1281.7 | 787.3 | 527 | 986.8 | 1182.2 | 1387.4 | 1237.4 | 1202.5 | 956.5 | 793.2 | 661.2 | 663.7 | 705.8 | 719.1 | 1762.7 | 1308.5 | 767.6 | 348.7 | 365 | 350.3 | 451.8 | 447.3 | 499.8 | 420.6 | 610 | 623.4 | 958.4 | 918.2 | 1086.8 | 1999.8 | 1927.2 | 1785.3 | 1624.9 | 1551.2 | 1216.2 | 1320 | 1329.3 | 1531.8 | 1448.8 | 1441.1 | 1138 | 750.2 | 428.2 | 437.9 | 990.2 | 759.5 | 492.6 | 667.3 | 976.4 | 1226.1 | 1033 | 899.6 | 741 | 635.1 | 503.1 | 397.4 | 302.7 | 588.1 | 724 | 989.3 | 846.9 | 597.7 | 616.1 | 572.7 | 465.8 | 547.9 | 732 | 718.2 | 514 | 432.8 | 479.9 | 316.2 | 119 | 82.5 | 0.3 | 0.21 | 0.11 | 0.06 | 0.09 | 0.1 | 0.12 | 0.11 | 0.1 | 0.08 | 0.07 | 0.07 | 0.08 | 0.08 | 0.08 | 0.31 | 0.23 | 0.12 | 0.05 | 0.05 | 0.05 | 0.05 | 0.05 | 0.05 | 0.04 | 0.05 | 0.06 | 0.09 | 0.09 | 0.11 | 0.27 | 0.23 | 0.16 | 0.14 | 0.14 | 0.11 | 0.12 | 0.13 | 0.15 | 0.15 | 0.16 | 0.12 | 0.08 | 0.04 | 0.04 | 0.17 | 0.13 | 0.07 | 0.07 | 0.09 | 0.1 | 0.09 | 0.08 | 0.06 | 0.05 | 0.04 | 0.03 | 0.03 | 0.03 | 0.04 | 0.17 | 0.14 | 0.08 | 0.07 | 0.05 | 0.04 | 0.03 | 0.03 | 0.03 | 0.03 | 0.02 | 0.03 | 0.02 | 0.01 | 0.01 | 0.0579
| 12 | 234.4364 | 10.4992 | 1.388 | 235.0982 | 22.2452 | 1028.1887 | 0.11026 | 51.0637 | 256.6816 | 1038.688 | 1.4982 | 286.1619 | 573.9 | 412.7 | 237.3 | 121.8 | 201.6 | 226.4 | 265.5 | 238.5 | 234.6 | 186.8 | 160.5 | 154 | 167.6 | 179.6 | 172.8 | 605.6 | 438.4 | 254.6 | 94.9 | 94.1 | 87.9 | 107 | 105.1 | 110.8 | 90 | 121.7 | 124.5 | 193.6 | 208 | 249.6 | 542.8 | 478.9 | 362.8 | 319.5 | 310 | 252.1 | 273.5 | 285.7 | 334.5 | 340.5 | 344.6 | 273.5 | 173.7 | 89.4 | 88.9 | 325.5 | 244 | 149.2 | 143.8 | 195.1 | 234.2 | 197.4 | 171.5 | 141.4 | 121.3 | 96.2 | 75.7 | 57.9 | 35.5 | 23.1 | 323.3 | 269.4 | 175.3 | 145.6 | 119.3 | 92.7 | 39.2 | 16.7 | 12.8 | 9.3 | 5.8 | 4.5 | 2.5 | 1 | 0.6 | 48.4 | 34.2 | 18.4 | 5.8 | 6 | 4.8 | 5.2 | 4.9 | 5.2 | 4.2 | 4.7 | 7.4 | 9.6 | 10.4 | 8.8 | 54.1 | 37.9 | 22.3 | 6.4 | 6.5 | 5.9 | 6.2 | 5.9 | 5.3 | 3.6 | 3.3 | 3.3 | 5.4 | 9.3 | 11.5 | 34.9 | 25.9 | 10 | 7.1 | 7.7 | 7.6 | 8.4 | 10.3 | 12.8 | 16.4 | 17.4 | 13.9 | 7.9 | 2.5 | 2.1 | 27.5 | 20.1 | 11.7 | 5.4 | 5.2 | 4.5 | 3.8 | 3.3 | 2.7 | 2.3 | 1.8 | 1.4 | 1.1 | 1.4 | 1.6 | 27 | 21.8 | 13 | 7.1 | 3.9 | 2.4 | 1.5 | 1.5 | 1.4 | 1.1 | 1 | 1.1 | 0.7 | 0.3 | 0.2 | 6.93 | 4.89 | 2.6 | 0.78 | 0.72 | 0.51 | 0.54 | 0.52 | 0.56 | 0.46 | 0.56 | 0.99 | 1.31 | 1.42 | 1.19 | 7.77 | 5.44 | 3.19 | 0.9 | 0.91 | 0.82 | 0.86 | 0.8 | 0.7 | 0.46 | 0.38 | 0.38 | 0.64 | 1.22 | 1.52 | 4.87 | 3.54 | 1.17 | 0.77 | 0.87 | 0.92 | 1.01 | 1.3 | 1.63 | 2.18 | 2.33 | 1.87 | 1.04 | 0.3 | 0.24 | 3.94 | 2.88 | 1.65 | 0.7 | 0.6 | 0.46 | 0.38 | 0.33 | 0.27 | 0.23 | 0.19 | 0.14 | 0.11 | 0.14 | 0.16 | 3.87 | 3.11 | 1.83 | 0.95 | 0.47 | 0.28 | 0.15 | 0.16 | 0.14 | 0.11 | 0.1 | 0.11 | 0.07 | 0.03 | 0.02 | 34.2 | 25.2 | 15.5 | 11.2 | 21.8 | 26.3 | 31.2 | 27.8 | 27 | 21.4 | 17.5 | 14.1 | 14 | 14.9 | 15.4 | 33.4 | 25.3 | 14.3 | 7 | 6.9 | 6.6 | 8.9 | 8.9 | 10.3 | 8.9 | 13.5 | 13.9 | 21.2 | 19.7 | 23.3 | 42.2 | 41.5 | 40 | 36.8 | 35 | 27.2 | 29.4 | 29.3 | 33.7 | 31.2 | 30.9 | 24.5 | 16.5 | 9.8 | 10.1 | 19.4 | 15 | 9.7 | 14.5 | 21.7 | 27.6 | 23.3 | 20.2 | 16.7 | 14.3 | 11.3 | 8.9 | 6.9 | 8.9 | 9.9 | 19.5 | 16.8 | 12 | 13.3 | 12.7 | 10.4 | 8.5 | 9.3 | 9 | 6.8 | 6.5 | 7.5 | 5.1 | 2.3 | 1.5 | 1770.4 | 1294.2 | 794.1 | 521.9 | 982.5 | 1167.5 | 1380.9 | 1233.1 | 1201.9 | 954.1 | 786.3 | 661.8 | 672.2 | 716.1 | 726 | 1778.2 | 1326 | 770.2 | 345.3 | 341.4 | 325.8 | 424.6 | 425.2 | 478.4 | 410.3 | 605.2 | 621.2 | 955.1 | 918.1 | 1089.2 | 2023.3 | 1945.4 | 1795.2 | 1634.6 | 1560.9 | 1225.3 | 1327.3 | 1338.1 | 1544 | 1464.4 | 1460.7 | 1156.5 | 767 | 440.2 | 450.1 | 1002.5 | 768 | 494.8 | 663 | 972.2 | 1221.5 | 1030 | 895.2 | 737.6 | 633.2 | 502.3 | 395.6 | 302.8 | 588.5 | 725.4 | 1005.9 | 862.7 | 606.6 | 621.9 | 572.2 | 464.1 | 549.3 | 737.7 | 726.2 | 519.2 | 436.5 | 481.9 | 316 | 116.4 | 80.4 | 0.3 | 0.22 | 0.12 | 0.06 | 0.09 | 0.1 | 0.12 | 0.1 | 0.1 | 0.08 | 0.07 | 0.07 | 0.08 | 0.08 | 0.08 | 0.32 | 0.23 | 0.13 | 0.05 | 0.05 | 0.04 | 0.05 | 0.05 | 0.05 | 0.04 | 0.05 | 0.05 | 0.09 | 0.09 | 0.11 | 0.28 | 0.24 | 0.16 | 0.14 | 0.14 | 0.11 | 0.12 | 0.13 | 0.15 | 0.16 | 0.16 | 0.13 | 0.08 | 0.04 | 0.04 | 0.17 | 0.13 | 0.07 | 0.07 | 0.09 | 0.1 | 0.09 | 0.08 | 0.06 | 0.05 | 0.04 | 0.03 | 0.03 | 0.03 | 0.04 | 0.17 | 0.14 | 0.08 | 0.07 | 0.05 | 0.04 | 0.03 | 0.03 | 0.03 | 0.03 | 0.02 | 0.03 | 0.02 | 0.01 | 0.01 | 0.0588
| 13 | 237.948 | 10.7522 | 1.4235 | 238.6263 | 22.5159 | 1040.3678 | 0.11026 | 51.6754 | 260.4639 | 1051.12 | 1.5338 | 290.3018 | 580.1 | 420.6 | 247.9 | 129 | 205.4 | 226.7 | 265.6 | 238.1 | 234.2 | 187 | 160.4 | 152.5 | 164.9 | 177.8 | 172.4 | 609.7 | 442.4 | 259.2 | 96.4 | 92.8 | 82.8 | 100.7 | 96.8 | 102.7 | 83.3 | 118.1 | 122.8 | 192.2 | 206.6 | 248.2 | 544.5 | 480.4 | 364.4 | 321.3 | 312.2 | 256.6 | 276.5 | 288.5 | 336.7 | 341.9 | 347 | 275.2 | 176.9 | 91.7 | 90.6 | 329.2 | 249.7 | 155.7 | 148.4 | 196.4 | 233.8 | 197 | 171.3 | 141.7 | 121.8 | 96.3 | 75.3 | 57.3 | 35.3 | 23.3 | 326.4 | 275.4 | 182.7 | 151.6 | 121.3 | 92.9 | 39.2 | 16.7 | 12.9 | 9.4 | 5.9 | 4.6 | 2.5 | 1 | 0.5 | 48.5 | 34.6 | 19.4 | 6.5 | 6.4 | 4.7 | 5.2 | 4.8 | 5.1 | 4.2 | 4.5 | 7.1 | 9.1 | 10.1 | 8.7 | 53.7 | 37.7 | 22.6 | 6.6 | 6.3 | 5.3 | 5.6 | 5.2 | 4.7 | 3.2 | 3.2 | 3.3 | 5.4 | 9.1 | 11.3 | 34.5 | 25.8 | 10.2 | 7.3 | 7.9 | 8 | 8.5 | 10.2 | 12.7 | 16.2 | 17.3 | 13.8 | 8 | 2.6 | 2.2 | 27.6 | 20.4 | 12.2 | 5.7 | 5.2 | 4.5 | 3.8 | 3.3 | 2.7 | 2.3 | 1.8 | 1.4 | 1.1 | 1.4 | 1.6 | 27 | 22.2 | 13.7 | 7.6 | 4 | 2.4 | 1.4 | 1.5 | 1.4 | 1.1 | 1 | 1.1 | 0.8 | 0.3 | 0.2 | 6.94 | 4.94 | 2.75 | 0.88 | 0.78 | 0.5 | 0.53 | 0.5 | 0.55 | 0.45 | 0.54 | 0.94 | 1.24 | 1.38 | 1.16 | 7.72 | 5.41 | 3.23 | 0.92 | 0.89 | 0.74 | 0.77 | 0.71 | 0.62 | 0.4 | 0.37 | 0.38 | 0.64 | 1.19 | 1.48 | 4.82 | 3.51 | 1.2 | 0.8 | 0.91 | 0.97 | 1.02 | 1.28 | 1.61 | 2.15 | 2.31 | 1.84 | 1.05 | 0.3 | 0.24 | 3.95 | 2.92 | 1.73 | 0.74 | 0.6 | 0.45 | 0.38 | 0.33 | 0.27 | 0.23 | 0.19 | 0.14 | 0.11 | 0.14 | 0.16 | 3.86 | 3.16 | 1.93 | 1.03 | 0.5 | 0.28 | 0.15 | 0.16 | 0.14 | 0.11 | 0.1 | 0.11 | 0.08 | 0.03 | 0.02 | 35.1 | 25.9 | 16 | 11.6 | 22 | 26.4 | 31.3 | 27.9 | 27.1 | 21.5 | 17.6 | 14.2 | 14 | 14.9 | 15.4 | 34.3 | 26 | 14.7 | 7.1 | 6.9 | 6.4 | 8.6 | 8.4 | 9.7 | 8.4 | 13.1 | 13.6 | 21.1 | 19.7 | 23.4 | 42.8 | 41.9 | 40.1 | 36.8 | 35 | 27.5 | 29.7 | 29.8 | 34.1 | 31.6 | 31.3 | 24.8 | 16.8 | 10.1 | 10.3 | 19.8 | 15.5 | 10.1 | 14.9 | 21.9 | 27.6 | 23.2 | 20.2 | 16.7 | 14.4 | 11.4 | 8.9 | 6.8 | 8.9 | 9.9 | 20 | 17.3 | 12.4 | 13.6 | 12.8 | 10.4 | 8.4 | 9.2 | 9 | 6.8 | 6.5 | 7.5 | 5.2 | 2.4 | 1.5 | 1801.8 | 1325.9 | 823.3 | 542.3 | 992.9 | 1170.5 | 1382.5 | 1233.5 | 1202.6 | 957 | 790.6 | 663.4 | 670.9 | 715.7 | 728.8 | 1810 | 1353.2 | 789.5 | 350.1 | 338 | 312.7 | 407.5 | 398.4 | 449.7 | 385.1 | 588 | 612 | 948.2 | 916.5 | 1089.1 | 2040.5 | 1957.5 | 1797.9 | 1639.8 | 1566.4 | 1241.9 | 1342.4 | 1356.5 | 1559.5 | 1478.7 | 1477.3 | 1170.6 | 781.7 | 452.4 | 459.5 | 1020.7 | 790.2 | 517 | 680 | 978.5 | 1219.6 | 1028 | 893.9 | 739.7 | 636.1 | 502.7 | 393.4 | 299.4 | 588.2 | 727.2 | 1022.5 | 885.1 | 628.7 | 639.5 | 578.5 | 464.4 | 544.5 | 731.9 | 720.6 | 517.5 | 435.8 | 484.7 | 319.5 | 119.9 | 80.5 | 0.31 | 0.22 | 0.12 | 0.06 | 0.09 | 0.1 | 0.12 | 0.1 | 0.1 | 0.08 | 0.07 | 0.07 | 0.08 | 0.08 | 0.08 | 0.32 | 0.23 | 0.13 | 0.05 | 0.04 | 0.04 | 0.05 | 0.04 | 0.05 | 0.04 | 0.05 | 0.05 | 0.08 | 0.09 | 0.11 | 0.28 | 0.24 | 0.16 | 0.14 | 0.14 | 0.11 | 0.12 | 0.13 | 0.15 | 0.16 | 0.16 | 0.13 | 0.08 | 0.04 | 0.04 | 0.17 | 0.13 | 0.08 | 0.07 | 0.09 | 0.1 | 0.09 | 0.07 | 0.06 | 0.05 | 0.04 | 0.03 | 0.03 | 0.03 | 0.04 | 0.17 | 0.14 | 0.09 | 0.07 | 0.05 | 0.04 | 0.03 | 0.03 | 0.03 | 0.03 | 0.02 | 0.03 | 0.02 | 0.01 | 0.01 | 0.0595
| 14 | 243.0621 | 11.0138 | 1.4557 | 243.7562 | 22.9683 | 1062.4457 | 0.11351 | 52.7468 | 266.0303 | 1073.4595 | 1.5692 | 296.503 | 581.5 | 427.2 | 257.9 | 140 | 210.6 | 229 | 266.6 | 239.6 | 236.6 | 190.4 | 164.3 | 155.8 | 167 | 180.1 | 175 | 616.4 | 450.5 | 268.9 | 102.4 | 98.1 | 86.8 | 103 | 95.7 | 99.7 | 81.7 | 116.4 | 123.6 | 191.6 | 205.9 | 246 | 547.7 | 483 | 366.6 | 323.4 | 314.8 | 263.2 | 282.5 | 295.8 | 340.4 | 346.5 | 350.7 | 280.4 | 182.7 | 98.4 | 96.4 | 330.9 | 255.8 | 165.9 | 157.8 | 200.7 | 234.2 | 198.2 | 173.3 | 143.7 | 123.3 | 97.2 | 76 | 57.9 | 36 | 24 | 328.8 | 282 | 192.6 | 160.3 | 125.5 | 94.2 | 40.6 | 17.3 | 12.9 | 9.3 | 6 | 4.7 | 2.7 | 1.1 | 0.6 | 48.2 | 34.8 | 20 | 7.2 | 6.7 | 4.8 | 5.2 | 4.9 | 5.2 | 4.3 | 4.7 | 7.1 | 9.2 | 10.1 | 8.7 | 54.2 | 38.3 | 23.5 | 7.1 | 6.9 | 5.7 | 5.9 | 5.2 | 4.5 | 3 | 3 | 3.3 | 5.3 | 9 | 11.1 | 34.6 | 25.8 | 10.3 | 7.5 | 8.1 | 8.4 | 8.7 | 10.6 | 12.8 | 16.2 | 17.1 | 13.7 | 8 | 2.8 | 2.3 | 27.6 | 20.7 | 12.9 | 6.4 | 5.5 | 4.5 | 3.8 | 3.3 | 2.7 | 2.3 | 1.9 | 1.4 | 1.1 | 1.4 | 1.6 | 27 | 22.5 | 14.3 | 8.3 | 4.3 | 2.5 | 1.5 | 1.5 | 1.4 | 1.1 | 1 | 1.1 | 0.8 | 0.4 | 0.2 | 6.89 | 4.96 | 2.83 | 0.97 | 0.82 | 0.51 | 0.54 | 0.51 | 0.56 | 0.46 | 0.55 | 0.94 | 1.24 | 1.38 | 1.17 | 7.78 | 5.48 | 3.36 | 0.99 | 0.96 | 0.8 | 0.8 | 0.7 | 0.59 | 0.38 | 0.34 | 0.38 | 0.63 | 1.17 | 1.46 | 4.82 | 3.52 | 1.22 | 0.82 | 0.93 | 1.02 | 1.06 | 1.34 | 1.62 | 2.15 | 2.29 | 1.83 | 1.06 | 0.33 | 0.26 | 3.94 | 2.96 | 1.82 | 0.83 | 0.65 | 0.45 | 0.38 | 0.33 | 0.28 | 0.24 | 0.19 | 0.14 | 0.11 | 0.14 | 0.16 | 3.86 | 3.21 | 2.02 | 1.12 | 0.54 | 0.29 | 0.15 | 0.16 | 0.14 | 0.11 | 0.1 | 0.11 | 0.08 | 0.04 | 0.02 | 35.4 | 26.6 | 16.8 | 12.5 | 22.5 | 26.6 | 31.3 | 28 | 27.3 | 21.9 | 18 | 14.6 | 14.3 | 15.2 | 15.8 | 34.7 | 26.5 | 15.1 | 7.5 | 7.1 | 6.6 | 8.6 | 8.3 | 9.5 | 8.4 | 13.1 | 13.7 | 21.1 | 19.7 | 23.2 | 43.1 | 42.2 | 40.3 | 37 | 35.2 | 28 | 30.3 | 30.4 | 34.5 | 32.2 | 32 | 25.6 | 17.5 | 10.8 | 11 | 20 | 16 | 10.8 | 15.6 | 22.1 | 27.6 | 23.4 | 20.5 | 17 | 14.6 | 11.5 | 9 | 6.9 | 9.1 | 10 | 20.2 | 17.9 | 13.1 | 14.2 | 13.1 | 10.5 | 8.6 | 9.3 | 9 | 6.8 | 6.6 | 7.7 | 5.4 | 2.5 | 1.5 | 1822.4 | 1361 | 862.3 | 584.5 | 1014 | 1180.8 | 1386.8 | 1240.6 | 1212.9 | 973.8 | 809.4 | 681.1 | 682.6 | 728.5 | 742.5 | 1838.1 | 1385.4 | 815.8 | 369.3 | 351.8 | 323.5 | 413 | 393.1 | 439.7 | 381.2 | 584.2 | 615.8 | 947.1 | 915.1 | 1082 | 2061.6 | 1973.2 | 1807.6 | 1646.7 | 1576.3 | 1267.3 | 1369.1 | 1386.4 | 1577.9 | 1503.4 | 1503.2 | 1202.5 | 812.9 | 485.2 | 488.5 | 1033.3 | 817.9 | 553.6 | 713.2 | 992.1 | 1222.3 | 1035.1 | 905 | 750.3 | 644.2 | 507.4 | 397.2 | 302.8 | 594.5 | 734.5 | 1038.8 | 914.6 | 665.9 | 669 | 593.1 | 469.8 | 550.1 | 735.7 | 721.8 | 519.9 | 441.3 | 493.4 | 328.9 | 125.2 | 82.8 | 0.3 | 0.22 | 0.13 | 0.07 | 0.09 | 0.1 | 0.12 | 0.11 | 0.1 | 0.08 | 0.07 | 0.07 | 0.08 | 0.08 | 0.08 | 0.32 | 0.23 | 0.13 | 0.05 | 0.05 | 0.04 | 0.05 | 0.04 | 0.05 | 0.04 | 0.05 | 0.05 | 0.08 | 0.09 | 0.11 | 0.28 | 0.24 | 0.16 | 0.14 | 0.14 | 0.12 | 0.13 | 0.13 | 0.15 | 0.16 | 0.16 | 0.13 | 0.08 | 0.04 | 0.04 | 0.17 | 0.13 | 0.08 | 0.07 | 0.09 | 0.1 | 0.09 | 0.08 | 0.06 | 0.05 | 0.04 | 0.03 | 0.03 | 0.03 | 0.04 | 0.17 | 0.14 | 0.09 | 0.07 | 0.06 | 0.04 | 0.03 | 0.03 | 0.03 | 0.03 | 0.02 | 0.03 | 0.02 | 0.01 | 0.01 | 0.06
| 15 | 254.7905 | 11.4285 | 1.5116 | 255.511 | 24.1894 | 1116.4369 | 0.12064 | 55.4816 | 278.9799 | 1127.8653 | 1.6322 | 310.9926 | 587.6 | 444.2 | 278.8 | 161.9 | 219.7 | 233.3 | 270.2 | 245 | 244.2 | 199 | 176.5 | 169.6 | 182.3 | 192.2 | 186.3 | 630.5 | 470.5 | 292.5 | 117.8 | 103.3 | 87.6 | 104.5 | 96.5 | 99.9 | 80.5 | 116.8 | 127.2 | 195.4 | 210 | 248.2 | 548.1 | 484.7 | 368.5 | 328.3 | 319.3 | 275.8 | 292.4 | 305.1 | 345.4 | 354.5 | 360.5 | 290.3 | 191.5 | 108.7 | 105.6 | 334 | 269.4 | 184.1 | 174.5 | 206.2 | 235.8 | 204 | 180.5 | 150.8 | 128.2 | 99.8 | 78 | 59 | 37.7 | 25.6 | 331.3 | 292.2 | 207.5 | 173.5 | 132.3 | 96.9 | 44.2 | 19 | 13.5 | 9.7 | 6.4 | 4.9 | 2.9 | 1.3 | 0.8 | 48.3 | 35.4 | 20.9 | 8.2 | 7 | 4.8 | 5.3 | 5 | 5.4 | 4.5 | 5.1 | 7.9 | 10 | 10.8 | 9.1 | 55.4 | 39.7 | 25.3 | 8.1 | 7.3 | 5.8 | 6 | 5.2 | 4.5 | 3 | 3.1 | 3.5 | 5.5 | 9.1 | 11.1 | 34.4 | 25.7 | 10.3 | 7.7 | 8.3 | 8.9 | 9.1 | 10.9 | 12.9 | 16.7 | 17.8 | 14.4 | 8.5 | 3.1 | 2.5 | 27.6 | 21.4 | 13.8 | 7.4 | 5.9 | 4.5 | 3.9 | 3.4 | 2.9 | 2.4 | 1.9 | 1.5 | 1.1 | 1.5 | 1.6 | 27.1 | 23.1 | 15.2 | 9.1 | 4.6 | 2.5 | 1.6 | 1.6 | 1.5 | 1.1 | 1 | 1.2 | 0.8 | 0.4 | 0.3 | 6.9 | 5.05 | 2.96 | 1.1 | 0.86 | 0.5 | 0.54 | 0.52 | 0.59 | 0.49 | 0.61 | 1.05 | 1.36 | 1.47 | 1.21 | 7.96 | 5.68 | 3.61 | 1.13 | 1.02 | 0.8 | 0.81 | 0.7 | 0.59 | 0.38 | 0.35 | 0.41 | 0.65 | 1.2 | 1.45 | 4.78 | 3.5 | 1.21 | 0.85 | 0.95 | 1.1 | 1.11 | 1.37 | 1.64 | 2.21 | 2.38 | 1.92 | 1.11 | 0.37 | 0.28 | 3.94 | 3.04 | 1.96 | 0.97 | 0.7 | 0.46 | 0.39 | 0.35 | 0.29 | 0.24 | 0.19 | 0.15 | 0.11 | 0.15 | 0.16 | 3.86 | 3.29 | 2.14 | 1.22 | 0.57 | 0.28 | 0.16 | 0.17 | 0.15 | 0.11 | 0.1 | 0.12 | 0.08 | 0.04 | 0.03 | 36.3 | 28.4 | 18.8 | 14.6 | 23.4 | 27.2 | 31.8 | 28.7 | 28.1 | 22.8 | 19.3 | 15.8 | 15.6 | 16.2 | 17 | 35.5 | 28 | 16.7 | 8.6 | 7.4 | 6.7 | 8.8 | 8.4 | 9.5 | 8.2 | 13 | 14 | 21.4 | 20.1 | 23.5 | 43.4 | 42.5 | 40.6 | 37.4 | 35.7 | 29.2 | 31.3 | 31.4 | 35 | 32.9 | 32.7 | 26.3 | 18.3 | 11.9 | 12 | 20.5 | 17.3 | 12.4 | 16.9 | 22.6 | 27.8 | 24.1 | 21.3 | 17.8 | 15.1 | 11.8 | 9.2 | 7 | 9.3 | 10.2 | 20.6 | 18.8 | 14.3 | 15.3 | 13.8 | 10.9 | 9.2 | 9.8 | 9.3 | 7 | 6.9 | 8.1 | 5.7 | 2.7 | 1.7 | 1852.6 | 1435.3 | 952 | 680.4 | 1056.4 | 1206.7 | 1407.3 | 1268.9 | 1250.1 | 1016.2 | 866.7 | 737 | 743.8 | 778 | 797.4 | 1877 | 1454.2 | 895.8 | 426.2 | 369.5 | 326.9 | 420.2 | 397.1 | 439.8 | 373.5 | 583.5 | 629.2 | 964.3 | 934 | 1095.6 | 2069 | 1984.8 | 1818.5 | 1667.1 | 1596.1 | 1322.9 | 1413.7 | 1430.5 | 1603.2 | 1536.9 | 1538.2 | 1238.5 | 850.8 | 535.4 | 535.3 | 1049.6 | 874.8 | 627.4 | 778.1 | 1013 | 1230.1 | 1065.3 | 942.4 | 787.2 | 669.7 | 521.5 | 407.7 | 308.5 | 603.2 | 742.9 | 1051.4 | 953.9 | 723.5 | 721.6 | 625 | 486.4 | 587.5 | 768 | 749.1 | 531.9 | 456 | 515 | 345.9 | 137.6 | 88.9 | 0.31 | 0.23 | 0.14 | 0.08 | 0.1 | 0.1 | 0.12 | 0.11 | 0.11 | 0.09 | 0.08 | 0.08 | 0.08 | 0.09 | 0.09 | 0.33 | 0.25 | 0.14 | 0.06 | 0.05 | 0.04 | 0.05 | 0.04 | 0.05 | 0.04 | 0.05 | 0.06 | 0.09 | 0.09 | 0.11 | 0.28 | 0.24 | 0.16 | 0.15 | 0.14 | 0.12 | 0.13 | 0.14 | 0.15 | 0.16 | 0.16 | 0.13 | 0.09 | 0.05 | 0.05 | 0.18 | 0.14 | 0.09 | 0.08 | 0.09 | 0.1 | 0.09 | 0.08 | 0.07 | 0.06 | 0.04 | 0.03 | 0.03 | 0.03 | 0.04 | 0.17 | 0.15 | 0.1 | 0.08 | 0.06 | 0.04 | 0.03 | 0.04 | 0.03 | 0.03 | 0.03 | 0.03 | 0.02 | 0.01 | 0.01 | 0.0602
| 16 | 300.7691 | 14.2905 | 1.9083 | 301.675 | 27.7811 | 1293.0981 | 0.13993 | 64.0249 | 328.5502 | 1307.3886 | 2.0482 | 365.6999 | 630.3 | 516.1 | 369 | 246.5 | 261 | 257.8 | 283.2 | 262.2 | 261.5 | 225.3 | 213.8 | 218.4 | 231.1 | 233.9 | 222.9 | 674.6 | 538.7 | 370.9 | 181.1 | 135.1 | 103.5 | 114 | 99.1 | 106.3 | 86 | 126.9 | 141.6 | 210.3 | 223.4 | 256.9 | 552.8 | 489.8 | 374.6 | 345.4 | 336.3 | 314.1 | 318 | 329.3 | 353.8 | 367.5 | 375 | 317.6 | 231.5 | 158.3 | 148 | 359.2 | 324.7 | 259.7 | 234.4 | 228.7 | 238.7 | 219.1 | 197.5 | 168.9 | 140.9 | 110 | 85.8 | 64.7 | 43.9 | 32 | 359 | 335.4 | 267.9 | 218.6 | 159 | 110.2 | 56.7 | 26 | 15.1 | 11.9 | 8.3 | 6.2 | 4.2 | 2.1 | 1.5 | 52.3 | 41.3 | 28.1 | 14 | 9.6 | 5.8 | 5.5 | 5.3 | 5.6 | 4.9 | 6.3 | 10.8 | 13.8 | 14.2 | 11.7 | 60.2 | 46 | 32.3 | 13.5 | 10 | 7.1 | 6.4 | 5.3 | 4.7 | 3.1 | 3.2 | 4.1 | 6 | 9.8 | 11.4 | 34.9 | 26.1 | 10.5 | 8.5 | 9.1 | 10.9 | 10.3 | 11.9 | 13 | 17.2 | 18.6 | 15.5 | 9.8 | 4.7 | 3.7 | 29.9 | 25.8 | 20 | 12.1 | 7.8 | 4.6 | 4.2 | 3.8 | 3.2 | 2.7 | 2.1 | 1.6 | 1.2 | 1.6 | 1.8 | 29.7 | 26.7 | 19.8 | 12 | 5.8 | 2.6 | 1.9 | 1.9 | 1.6 | 1.2 | 1.2 | 1.4 | 1 | 0.6 | 0.5 | 7.47 | 5.89 | 3.98 | 1.92 | 1.22 | 0.64 | 0.56 | 0.54 | 0.6 | 0.53 | 0.75 | 1.44 | 1.89 | 1.96 | 1.57 | 8.64 | 6.58 | 4.62 | 1.91 | 1.41 | 0.99 | 0.88 | 0.72 | 0.62 | 0.39 | 0.37 | 0.48 | 0.72 | 1.28 | 1.49 | 4.86 | 3.56 | 1.24 | 0.97 | 1.06 | 1.36 | 1.27 | 1.51 | 1.65 | 2.28 | 2.48 | 2.07 | 1.28 | 0.56 | 0.42 | 4.28 | 3.67 | 2.83 | 1.64 | 0.97 | 0.46 | 0.42 | 0.38 | 0.33 | 0.27 | 0.21 | 0.16 | 0.12 | 0.16 | 0.18 | 4.24 | 3.8 | 2.78 | 1.63 | 0.73 | 0.29 | 0.2 | 0.19 | 0.16 | 0.12 | 0.12 | 0.14 | 0.1 | 0.06 | 0.05 | 38.4 | 32.7 | 24.5 | 20.7 | 26.6 | 29.6 | 33.3 | 30.7 | 30.3 | 26 | 23.2 | 19.8 | 18.8 | 18.7 | 19.6 | 37.2 | 31.5 | 20.9 | 12.3 | 9.3 | 7.6 | 9.6 | 8.6 | 10.1 | 8.8 | 14.3 | 15.5 | 23 | 21.4 | 24.4 | 43.6 | 42.9 | 41.2 | 39 | 37.3 | 32.6 | 33.7 | 33.7 | 36 | 34.1 | 33.9 | 28.9 | 22.5 | 17.2 | 16.7 | 21.7 | 20.7 | 17.1 | 20.8 | 23.9 | 28.1 | 25.8 | 23.3 | 19.9 | 16.6 | 13 | 10.1 | 7.7 | 10.2 | 11.3 | 21.9 | 21.3 | 18.4 | 18.7 | 16.3 | 12.6 | 11.1 | 11.3 | 10.2 | 7.7 | 7.8 | 9.5 | 6.9 | 4.2 | 2.9 | 1975.4 | 1667.4 | 1249.3 | 987.1 | 1214 | 1316.3 | 1475.6 | 1360.6 | 1344.4 | 1156.3 | 1046.2 | 930.3 | 909.5 | 911.4 | 928.1 | 1987.1 | 1655.4 | 1129.8 | 622.3 | 468.2 | 377.6 | 460.2 | 407.9 | 469.8 | 402.3 | 637.9 | 696 | 1033.9 | 991.8 | 1136.5 | 2080 | 2002.1 | 1846.8 | 1740 | 1669.7 | 1483.2 | 1525.3 | 1539.6 | 1647.9 | 1595 | 1598.1 | 1360 | 1039.5 | 773 | 745.6 | 1121.7 | 1055.8 | 873.4 | 977.5 | 1084.5 | 1245.7 | 1143.6 | 1030.8 | 881.3 | 735.8 | 574.5 | 448.5 | 338.2 | 648.2 | 795.5 | 1129.8 | 1091.6 | 930.5 | 891.4 | 742.1 | 559.7 | 689 | 863 | 817 | 576.3 | 505.7 | 586.7 | 408.3 | 203.7 | 146.7 | 0.33 | 0.27 | 0.18 | 0.12 | 0.12 | 0.11 | 0.12 | 0.11 | 0.11 | 0.1 | 0.09 | 0.1 | 0.11 | 0.11 | 0.1 | 0.35 | 0.28 | 0.18 | 0.09 | 0.07 | 0.05 | 0.05 | 0.05 | 0.05 | 0.04 | 0.06 | 0.06 | 0.09 | 0.1 | 0.12 | 0.28 | 0.24 | 0.17 | 0.15 | 0.15 | 0.14 | 0.14 | 0.15 | 0.16 | 0.17 | 0.17 | 0.15 | 0.1 | 0.07 | 0.07 | 0.19 | 0.17 | 0.13 | 0.11 | 0.1 | 0.1 | 0.1 | 0.09 | 0.07 | 0.06 | 0.05 | 0.04 | 0.03 | 0.04 | 0.04 | 0.19 | 0.17 | 0.13 | 0.1 | 0.07 | 0.05 | 0.04 | 0.04 | 0.04 | 0.03 | 0.03 | 0.04 | 0.03 | 0.02 | 0.01 | 0.0602
| 17 | 361.2331 | 17.8159 | 2.3919 | 362.3658 | 32.8734 | 1529.0678 | 0.17359 | 75.7333 | 394.1065 | 1546.8836 | 2.5655 | 438.0991 | 685 | 604.3 | 491.8 | 363.1 | 326.4 | 288.5 | 294.1 | 278.7 | 284.8 | 258.5 | 261.1 | 274.5 | 290 | 287 | 273.9 | 727.4 | 621.9 | 485.1 | 281.6 | 194 | 136.8 | 141.3 | 129.6 | 137.9 | 114.3 | 159 | 178.6 | 243.2 | 254 | 279.3 | 556.8 | 495.4 | 384.6 | 364.7 | 356.6 | 350.6 | 342.5 | 351.9 | 365.2 | 383.6 | 393.2 | 354.3 | 285.7 | 229 | 213.1 | 389.7 | 389.4 | 358.5 | 316 | 267.1 | 243 | 233.1 | 213.1 | 189.8 | 159.5 | 129.2 | 101.5 | 77.1 | 53.4 | 40.9 | 388.4 | 379.1 | 337.2 | 271.9 | 192.5 | 126.4 | 71.5 | 36.8 | 17.2 | 14.4 | 11 | 8.3 | 6.1 | 3.5 | 2.4 | 57 | 47.7 | 36.9 | 21 | 13.5 | 7.2 | 5.7 | 5.6 | 6.1 | 5.6 | 8 | 13.9 | 17.8 | 18 | 14.9 | 64.8 | 52.3 | 41.6 | 21.5 | 15.1 | 9.9 | 8.3 | 7.3 | 6.2 | 4.2 | 4 | 5.3 | 7.1 | 11.6 | 12.9 | 35.1 | 26.3 | 10.9 | 9.4 | 10 | 12.1 | 10.9 | 12.2 | 13.2 | 17.6 | 19.2 | 17 | 11.7 | 6.8 | 5.3 | 32.5 | 30.3 | 27.2 | 17.7 | 10.6 | 4.6 | 4.4 | 4.1 | 3.6 | 3.1 | 2.5 | 1.9 | 1.5 | 1.8 | 2 | 32.1 | 30 | 24.5 | 15.3 | 7.5 | 3 | 2.3 | 2.3 | 1.8 | 1.3 | 1.4 | 1.7 | 1.3 | 0.9 | 0.7 | 8.15 | 6.79 | 5.22 | 2.9 | 1.75 | 0.81 | 0.58 | 0.57 | 0.65 | 0.61 | 0.96 | 1.86 | 2.45 | 2.49 | 2.02 | 9.31 | 7.48 | 5.94 | 3.04 | 2.14 | 1.38 | 1.14 | 1 | 0.82 | 0.53 | 0.46 | 0.64 | 0.85 | 1.52 | 1.7 | 4.88 | 3.58 | 1.3 | 1.08 | 1.19 | 1.51 | 1.33 | 1.52 | 1.66 | 2.32 | 2.57 | 2.25 | 1.52 | 0.82 | 0.6 | 4.65 | 4.31 | 3.86 | 2.43 | 1.37 | 0.47 | 0.45 | 0.41 | 0.37 | 0.31 | 0.25 | 0.19 | 0.15 | 0.18 | 0.2 | 4.58 | 4.26 | 3.45 | 2.09 | 0.97 | 0.33 | 0.24 | 0.23 | 0.18 | 0.13 | 0.14 | 0.17 | 0.13 | 0.09 | 0.07 | 41.6 | 39.1 | 33.4 | 30.3 | 32 | 32.5 | 34.6 | 32.7 | 33 | 29.9 | 28.1 | 24.6 | 23.1 | 22.5 | 23.6 | 40.2 | 37.2 | 28.1 | 18.7 | 12.6 | 9.6 | 11.6 | 10.9 | 13 | 11.7 | 17.9 | 19.3 | 26.4 | 23.9 | 26.1 | 44 | 43.5 | 42.1 | 40.9 | 39.2 | 36.5 | 36.5 | 36.6 | 37.5 | 36 | 35.8 | 32.6 | 28 | 24.8 | 24 | 23.6 | 25.5 | 24.1 | 26.9 | 26.6 | 28.7 | 27.5 | 25.1 | 22.4 | 18.8 | 15.2 | 12 | 9.1 | 11.6 | 12.7 | 23.8 | 24.4 | 23.5 | 23 | 19.2 | 14.4 | 13.3 | 13.4 | 11.4 | 8.7 | 9 | 11.6 | 8.9 | 6.3 | 4.3 | 2138.6 | 1968.6 | 1673.1 | 1430.9 | 1467.7 | 1452.2 | 1533 | 1447.3 | 1465 | 1326.8 | 1268.3 | 1159.3 | 1124.3 | 1101 | 1124.2 | 2141 | 1928.8 | 1493.1 | 948.9 | 648.4 | 484 | 558.5 | 522.4 | 605.2 | 533.9 | 798.5 | 870.9 | 1191 | 1114 | 1220 | 2098.1 | 2029.2 | 1890.8 | 1823.7 | 1755.9 | 1654.9 | 1649.3 | 1662.5 | 1709.8 | 1677.7 | 1681.9 | 1527.3 | 1294 | 1117.7 | 1073 | 1213.6 | 1280.4 | 1207.2 | 1264 | 1214.7 | 1268.2 | 1216.7 | 1111.9 | 990.5 | 832.4 | 674.9 | 530.6 | 403.1 | 718.6 | 872.7 | 1220.9 | 1238.5 | 1179.6 | 1093.3 | 881 | 640.5 | 810.3 | 999.4 | 911.6 | 638.6 | 566.4 | 692.7 | 504.8 | 304.8 | 215.2 | 0.36 | 0.32 | 0.25 | 0.18 | 0.15 | 0.13 | 0.13 | 0.12 | 0.13 | 0.11 | 0.12 | 0.13 | 0.13 | 0.13 | 0.13 | 0.38 | 0.32 | 0.24 | 0.14 | 0.09 | 0.06 | 0.07 | 0.06 | 0.06 | 0.05 | 0.07 | 0.08 | 0.11 | 0.12 | 0.13 | 0.28 | 0.24 | 0.17 | 0.16 | 0.16 | 0.16 | 0.15 | 0.16 | 0.16 | 0.17 | 0.18 | 0.16 | 0.13 | 0.1 | 0.09 | 0.2 | 0.2 | 0.18 | 0.16 | 0.12 | 0.11 | 0.1 | 0.09 | 0.08 | 0.07 | 0.06 | 0.04 | 0.03 | 0.04 | 0.05 | 0.2 | 0.19 | 0.17 | 0.13 | 0.09 | 0.06 | 0.05 | 0.05 | 0.04 | 0.03 | 0.03 | 0.04 | 0.03 | 0.02 | 0.02 | 0.0601
| 18 | 411.7894 | 20.0912 | 2.7069 | 413.0693 | 37.7691 | 1739.2456 | 0.20179 | 86.5214 | 449.5585 | 1759.3368 | 2.9087 | 499.5907 | 723.8 | 669 | 592.8 | 471.2 | 396.3 | 317.9 | 298.4 | 287.2 | 301.3 | 283.5 | 294.7 | 311.9 | 330.6 | 325.6 | 312.9 | 767.9 | 686.6 | 566.8 | 352.7 | 229.8 | 153.9 | 152.4 | 142.7 | 152 | 124.8 | 170.6 | 194.1 | 258.5 | 267.3 | 286.3 | 561.9 | 501 | 392.8 | 382.5 | 376.3 | 378.7 | 359.7 | 367.7 | 374.2 | 396 | 406.3 | 390.6 | 348.6 | 309.8 | 291 | 412.7 | 439 | 436.1 | 386.4 | 304.5 | 249.5 | 239.4 | 220.1 | 201.6 | 171.7 | 142.1 | 110.5 | 84.5 | 58.6 | 47 | 410.9 | 407.2 | 387.2 | 315.3 | 224.1 | 146.4 | 87.6 | 52.5 | 20.3 | 16.4 | 12.2 | 8.9 | 6.7 | 3.9 | 2.7 | 59.9 | 51.5 | 42.4 | 25.8 | 16.4 | 8 | 5.8 | 5.8 | 6.5 | 6.2 | 8.9 | 15.4 | 19.8 | 20.1 | 16.8 | 67.3 | 55.6 | 45.8 | 25.4 | 17.6 | 11.2 | 9.1 | 8.2 | 6.9 | 4.6 | 4.4 | 5.9 | 7.6 | 12.1 | 13.2 | 35.5 | 26.7 | 11.2 | 9.9 | 10.6 | 12.8 | 11.2 | 12.6 | 13.6 | 18.1 | 19.6 | 18.1 | 13.8 | 9.3 | 7.5 | 34.2 | 33.2 | 31.4 | 21.1 | 12.3 | 4.8 | 4.6 | 4.2 | 3.9 | 3.3 | 2.7 | 2.1 | 1.6 | 2 | 2.2 | 33.7 | 31.2 | 26.7 | 16.9 | 9 | 3.6 | 2.7 | 2.7 | 1.9 | 1.4 | 1.4 | 1.9 | 1.4 | 1 | 0.8 | 8.57 | 7.34 | 6 | 3.56 | 2.15 | 0.91 | 0.59 | 0.6 | 0.7 | 0.67 | 1.07 | 2.05 | 2.72 | 2.77 | 2.28 | 9.66 | 7.94 | 6.53 | 3.59 | 2.48 | 1.58 | 1.26 | 1.12 | 0.92 | 0.59 | 0.5 | 0.71 | 0.91 | 1.6 | 1.75 | 4.95 | 3.63 | 1.34 | 1.14 | 1.26 | 1.59 | 1.36 | 1.58 | 1.72 | 2.39 | 2.61 | 2.4 | 1.78 | 1.12 | 0.86 | 4.9 | 4.72 | 4.44 | 2.91 | 1.61 | 0.48 | 0.46 | 0.43 | 0.39 | 0.33 | 0.27 | 0.21 | 0.16 | 0.2 | 0.22 | 4.81 | 4.43 | 3.75 | 2.31 | 1.17 | 0.4 | 0.29 | 0.28 | 0.19 | 0.14 | 0.14 | 0.19 | 0.14 | 0.1 | 0.08 | 44.4 | 44.6 | 42.4 | 40.9 | 39.1 | 35.8 | 35.1 | 33.6 | 34.8 | 32.7 | 31.8 | 28.3 | 26.8 | 25.8 | 27.1 | 43.6 | 43.2 | 35.6 | 25.1 | 15.3 | 10.7 | 12.4 | 11.9 | 14.3 | 12.7 | 19.1 | 20.9 | 28.1 | 25.2 | 26.8 | 44.3 | 43.9 | 43 | 42.8 | 41.4 | 39.7 | 38.6 | 38.3 | 38.3 | 37.1 | 37.2 | 36.4 | 34.6 | 33.5 | 32.5 | 25.2 | 29.9 | 31.1 | 33.6 | 30.2 | 29.4 | 28.2 | 25.9 | 23.8 | 20.2 | 16.8 | 13 | 10 | 12.3 | 13.6 | 25.5 | 27.1 | 28.4 | 27.5 | 22.2 | 16.6 | 15.3 | 15.5 | 12.1 | 9.2 | 9.6 | 12.4 | 9.6 | 7 | 4.8 | 2262.9 | 2204.1 | 2057.8 | 1879.8 | 1766.8 | 1592.7 | 1553.6 | 1489.1 | 1547.8 | 1453.7 | 1434 | 1329.5 | 1296.7 | 1259.6 | 1289.9 | 2286.6 | 2182 | 1814.7 | 1224.1 | 776 | 539.4 | 597.3 | 570.9 | 665.1 | 579.9 | 855.1 | 944.5 | 1265.4 | 1173.5 | 1249.8 | 2111.7 | 2048 | 1927.9 | 1908.6 | 1851.4 | 1794 | 1736.5 | 1738 | 1747.6 | 1731.9 | 1744.7 | 1701.2 | 1593.1 | 1510.7 | 1456.6 | 1287.6 | 1464.6 | 1506.5 | 1546.8 | 1368.7 | 1301.1 | 1249.1 | 1147 | 1051 | 895.4 | 741.8 | 577.4 | 441.6 | 754.3 | 917.2 | 1295.6 | 1354.6 | 1390.6 | 1286 | 1013.5 | 737.3 | 905.3 | 1106.4 | 959.4 | 671.2 | 600.3 | 736.3 | 542.7 | 337.4 | 239.6 | 0.39 | 0.36 | 0.31 | 0.25 | 0.19 | 0.14 | 0.13 | 0.13 | 0.13 | 0.12 | 0.13 | 0.14 | 0.15 | 0.15 | 0.14 | 0.41 | 0.37 | 0.29 | 0.18 | 0.11 | 0.07 | 0.07 | 0.07 | 0.07 | 0.06 | 0.08 | 0.09 | 0.11 | 0.12 | 0.13 | 0.29 | 0.25 | 0.18 | 0.17 | 0.17 | 0.17 | 0.16 | 0.17 | 0.17 | 0.18 | 0.19 | 0.18 | 0.16 | 0.14 | 0.13 | 0.22 | 0.24 | 0.23 | 0.2 | 0.15 | 0.11 | 0.1 | 0.1 | 0.09 | 0.08 | 0.06 | 0.05 | 0.04 | 0.05 | 0.05 | 0.22 | 0.21 | 0.19 | 0.15 | 0.11 | 0.07 | 0.06 | 0.06 | 0.04 | 0.03 | 0.04 | 0.05 | 0.04 | 0.03 | 0.02 | 0.0597
| 19 | 426.4544 | 20.959 | 2.828 | 427.7907 | 39.0063 | 1794.7857 | 0.21332 | 89.3169 | 465.4607 | 1815.7447 | 3.0414 | 517.1075 | 729 | 672.9 | 612.3 | 507.3 | 432.1 | 336.6 | 297.9 | 288.1 | 306.6 | 291.7 | 305 | 322.2 | 341 | 336.6 | 324.1 | 774.8 | 694.6 | 588.4 | 377.9 | 251.6 | 161.3 | 152.8 | 146 | 156.9 | 131.7 | 176.9 | 203.1 | 265.9 | 272.4 | 287.1 | 560.3 | 499.7 | 392.7 | 384.5 | 378.9 | 379.7 | 359.1 | 367.3 | 374.6 | 397.7 | 408.4 | 399 | 364.4 | 332.5 | 316 | 414.6 | 440.3 | 447.1 | 398.3 | 316.8 | 251.4 | 239.1 | 219.7 | 204.5 | 176.8 | 148.8 | 115.1 | 86.8 | 59.3 | 47.4 | 414.6 | 409.6 | 394.9 | 322.3 | 231.4 | 152.2 | 91.5 | 56.5 | 21.4 | 17.4 | 13.1 | 9.1 | 6.9 | 4.1 | 2.9 | 61 | 52.8 | 44.2 | 27.7 | 17.8 | 8.5 | 5.8 | 5.8 | 6.7 | 6.5 | 9.2 | 15.6 | 20.1 | 20.3 | 17.1 | 68.6 | 57.1 | 47.6 | 27.1 | 18.7 | 11.7 | 9.3 | 8.4 | 7.2 | 4.9 | 4.6 | 6.2 | 7.9 | 12.3 | 13.1 | 35.8 | 26.8 | 11.2 | 10 | 10.7 | 12.9 | 11.3 | 12.8 | 13.8 | 18.5 | 20 | 18.7 | 14.5 | 10 | 8.1 | 34.8 | 33.9 | 32.4 | 22.1 | 12.9 | 4.8 | 4.6 | 4.3 | 4 | 3.4 | 2.8 | 2.2 | 1.6 | 2 | 2.2 | 34.5 | 31.9 | 27.4 | 17.3 | 9.3 | 3.8 | 2.9 | 2.9 | 1.9 | 1.5 | 1.5 | 1.9 | 1.5 | 1.1 | 0.8 | 8.73 | 7.52 | 6.26 | 3.83 | 2.34 | 0.98 | 0.6 | 0.6 | 0.72 | 0.7 | 1.11 | 2.08 | 2.75 | 2.8 | 2.3 | 9.86 | 8.17 | 6.8 | 3.83 | 2.63 | 1.64 | 1.27 | 1.15 | 0.95 | 0.62 | 0.52 | 0.75 | 0.95 | 1.62 | 1.73 | 4.99 | 3.66 | 1.33 | 1.16 | 1.28 | 1.62 | 1.38 | 1.61 | 1.75 | 2.45 | 2.67 | 2.49 | 1.86 | 1.2 | 0.93 | 4.97 | 4.82 | 4.6 | 3.04 | 1.69 | 0.49 | 0.47 | 0.43 | 0.4 | 0.35 | 0.29 | 0.22 | 0.17 | 0.2 | 0.22 | 4.93 | 4.54 | 3.86 | 2.37 | 1.2 | 0.43 | 0.31 | 0.3 | 0.19 | 0.15 | 0.15 | 0.19 | 0.15 | 0.11 | 0.08 | 44 | 43.9 | 43.5 | 44.2 | 42.7 | 38 | 35 | 33.7 | 35.4 | 33.6 | 32.9 | 29.5 | 27.9 | 27.1 | 28.4 | 43.3 | 42.9 | 37 | 27 | 17.3 | 11.3 | 12.3 | 12.2 | 14.7 | 13.4 | 19.8 | 21.9 | 28.8 | 25.7 | 26.9 | 43.8 | 43.6 | 43 | 43 | 41.6 | 39.7 | 38.4 | 38.1 | 38.1 | 37 | 37.1 | 37 | 36.2 | 36 | 35.4 | 25 | 29.4 | 31.6 | 34.4 | 31.3 | 29.6 | 28.2 | 25.9 | 24.1 | 20.8 | 17.5 | 13.6 | 10.3 | 12.4 | 13.7 | 25.2 | 26.8 | 28.8 | 28.1 | 23 | 17.2 | 15.6 | 15.9 | 12.3 | 9.4 | 9.8 | 12.6 | 9.8 | 7.2 | 5 | 2261.6 | 2189.8 | 2110.9 | 2019.7 | 1920.8 | 1681.5 | 1550.2 | 1493.3 | 1573.2 | 1494.5 | 1485.2 | 1381.9 | 1349.6 | 1315.8 | 1347.1 | 2287.5 | 2180.1 | 1877.1 | 1310 | 863.2 | 567.2 | 596.6 | 583.4 | 685.6 | 611.2 | 885.5 | 986.6 | 1298.6 | 1197.3 | 1256.5 | 2096.8 | 2037.1 | 1930.1 | 1917.3 | 1862.6 | 1794.7 | 1730.3 | 1729.6 | 1744.4 | 1729.9 | 1745 | 1730.1 | 1664.1 | 1621.2 | 1583.5 | 1285.3 | 1452.1 | 1534.2 | 1584.3 | 1418.6 | 1310.8 | 1246.6 | 1144.2 | 1065.4 | 921.4 | 776 | 601 | 453.7 | 761.4 | 924.7 | 1294.3 | 1347.8 | 1410.7 | 1311.2 | 1045.4 | 761.8 | 917.3 | 1122 | 964.4 | 682.2 | 611.1 | 745.4 | 549.9 | 347.3 | 250.3 | 0.39 | 0.36 | 0.33 | 0.27 | 0.22 | 0.16 | 0.13 | 0.13 | 0.13 | 0.13 | 0.14 | 0.15 | 0.16 | 0.16 | 0.15 | 0.41 | 0.37 | 0.31 | 0.2 | 0.13 | 0.08 | 0.07 | 0.07 | 0.07 | 0.06 | 0.08 | 0.09 | 0.12 | 0.12 | 0.13 | 0.28 | 0.25 | 0.18 | 0.17 | 0.17 | 0.17 | 0.16 | 0.17 | 0.17 | 0.18 | 0.19 | 0.18 | 0.16 | 0.15 | 0.14 | 0.22 | 0.24 | 0.24 | 0.21 | 0.15 | 0.11 | 0.1 | 0.1 | 0.09 | 0.08 | 0.07 | 0.05 | 0.04 | 0.05 | 0.05 | 0.22 | 0.21 | 0.2 | 0.16 | 0.11 | 0.07 | 0.06 | 0.06 | 0.05 | 0.04 | 0.04 | 0.05 | 0.04 | 0.03 | 0.02 | 0.0586
| 20 | 412.6404 | 21.0925 | 2.8476 | 413.9856 | 36.9002 | 1721.8181 | 0.19886 | 85.1638 | 449.5406 | 1742.9106 | 3.0465 | 499.1494 | 724 | 653.8 | 586.1 | 473.1 | 413.6 | 328.2 | 295.5 | 283.2 | 301.7 | 288.6 | 303.8 | 318.2 | 331.9 | 325.7 | 312.9 | 773.6 | 679.7 | 572 | 360.4 | 247.4 | 159.8 | 149.3 | 143.3 | 156 | 134.1 | 179.5 | 203.6 | 264.1 | 271 | 287.6 | 553.9 | 494.5 | 389.2 | 380.2 | 374.3 | 369 | 350.3 | 357.9 | 371.3 | 394 | 405.7 | 389.6 | 347.7 | 312.7 | 297.3 | 412.1 | 425.3 | 426.6 | 377.1 | 308.4 | 250.2 | 236.8 | 217.4 | 202.3 | 176.2 | 148.6 | 114.6 | 85.1 | 57.4 | 45.4 | 411.1 | 404.5 | 387 | 312.7 | 224.4 | 143.6 | 83.7 | 47.9 | 18.9 | 15.9 | 12.3 | 8.6 | 6.6 | 4 | 2.8 | 62.3 | 53.6 | 44.9 | 27.7 | 17.8 | 8.4 | 5.7 | 5.7 | 6.5 | 6.3 | 9.3 | 15.9 | 20.4 | 20.6 | 17.2 | 70.7 | 58.5 | 48.9 | 27.4 | 19 | 11.6 | 8.9 | 8.2 | 7.1 | 4.9 | 4.6 | 6.1 | 7.8 | 12.3 | 13.3 | 36 | 27 | 11.1 | 10 | 10.6 | 12.8 | 11.2 | 12.8 | 13.9 | 18.9 | 20.7 | 19.1 | 14.5 | 9.6 | 7.8 | 35.5 | 34.5 | 33 | 22.2 | 13 | 4.8 | 4.5 | 4.2 | 3.9 | 3.4 | 2.8 | 2.2 | 1.6 | 1.9 | 2.1 | 35.2 | 32.8 | 28.4 | 17.9 | 9.3 | 3.5 | 2.6 | 2.6 | 1.9 | 1.4 | 1.4 | 1.8 | 1.4 | 1.1 | 0.8 | 8.92 | 7.65 | 6.36 | 3.82 | 2.34 | 0.97 | 0.58 | 0.58 | 0.69 | 0.68 | 1.12 | 2.13 | 2.8 | 2.85 | 2.34 | 10.17 | 8.37 | 6.99 | 3.89 | 2.68 | 1.63 | 1.23 | 1.11 | 0.93 | 0.63 | 0.53 | 0.74 | 0.93 | 1.62 | 1.76 | 5.01 | 3.67 | 1.31 | 1.15 | 1.26 | 1.61 | 1.38 | 1.61 | 1.77 | 2.51 | 2.78 | 2.56 | 1.89 | 1.17 | 0.9 | 5.09 | 4.91 | 4.69 | 3.07 | 1.7 | 0.48 | 0.46 | 0.43 | 0.4 | 0.34 | 0.29 | 0.22 | 0.16 | 0.19 | 0.21 | 5.03 | 4.68 | 4.01 | 2.45 | 1.22 | 0.4 | 0.28 | 0.27 | 0.19 | 0.14 | 0.14 | 0.19 | 0.14 | 0.11 | 0.08 | 41.9 | 40.3 | 39 | 39.3 | 40.1 | 36.9 | 34.8 | 33.2 | 34.9 | 33.3 | 32.7 | 28.6 | 26.4 | 25.4 | 26.7 | 40.9 | 39.4 | 33.3 | 24.1 | 16.4 | 11.1 | 12.2 | 12 | 14.7 | 13.7 | 20.1 | 22 | 28.7 | 25.5 | 26.8 | 42.6 | 42.7 | 42.6 | 42.4 | 41 | 38.3 | 37.2 | 36.8 | 37.6 | 36.2 | 36.2 | 35.4 | 33.9 | 33.6 | 33.1 | 23.8 | 26.6 | 28.1 | 31.2 | 30.1 | 29.5 | 27.9 | 25.6 | 23.8 | 20.8 | 17.5 | 13.5 | 10.1 | 12.2 | 13.5 | 24 | 25.2 | 26.7 | 26.2 | 22 | 16.3 | 14.8 | 14.9 | 12 | 9.2 | 9.5 | 12.3 | 9.5 | 7.3 | 5.4 | 2208.7 | 2075.4 | 1962.6 | 1848.3 | 1828.4 | 1640.2 | 1540.5 | 1470.6 | 1551.6 | 1481.3 | 1476.3 | 1349.3 | 1287.4 | 1243.8 | 1276.9 | 2230 | 2073.2 | 1761.4 | 1211.7 | 832.6 | 560.7 | 586.5 | 575.6 | 684.4 | 624.1 | 899.2 | 992.3 | 1293.3 | 1189.8 | 1254 | 2062.5 | 2010.1 | 1915.1 | 1896.5 | 1840.5 | 1739.1 | 1682.7 | 1677 | 1721 | 1696.8 | 1708.5 | 1663.1 | 1565.6 | 1515.9 | 1484 | 1255.2 | 1361.9 | 1413.7 | 1471 | 1373.7 | 1305.9 | 1236.1 | 1133.3 | 1054.5 | 919 | 775.6 | 598.5 | 445 | 752.3 | 915.4 | 1262.7 | 1298.9 | 1342.6 | 1244.9 | 1006.4 | 723 | 879.9 | 1080.3 | 951.1 | 673.8 | 601.7 | 733.7 | 540.7 | 354.8 | 266.8 | 0.37 | 0.34 | 0.3 | 0.24 | 0.2 | 0.15 | 0.13 | 0.12 | 0.13 | 0.13 | 0.13 | 0.15 | 0.15 | 0.15 | 0.14 | 0.4 | 0.35 | 0.29 | 0.18 | 0.12 | 0.08 | 0.07 | 0.07 | 0.07 | 0.06 | 0.08 | 0.09 | 0.12 | 0.12 | 0.13 | 0.28 | 0.24 | 0.17 | 0.17 | 0.17 | 0.17 | 0.16 | 0.16 | 0.17 | 0.18 | 0.19 | 0.18 | 0.16 | 0.14 | 0.13 | 0.21 | 0.22 | 0.22 | 0.19 | 0.15 | 0.11 | 0.1 | 0.1 | 0.09 | 0.08 | 0.06 | 0.05 | 0.04 | 0.04 | 0.05 | 0.21 | 0.2 | 0.19 | 0.15 | 0.1 | 0.06 | 0.06 | 0.06 | 0.04 | 0.03 | 0.04 | 0.05 | 0.04 | 0.03 | 0.02 | 0.0565
| 21 | 431.3617 | 23.7347 | 3.2342 | 432.8834 | 36.9705 | 1751.051 | 0.20459 | 86.0541 | 468.3322 | 1774.7857 | 3.4388 | 518.9375 | 737.7 | 695.8 | 643.2 | 515.3 | 422.6 | 324.3 | 297.6 | 284.9 | 302.5 | 291.3 | 308.6 | 320.3 | 326.4 | 317.1 | 303.4 | 779.8 | 704.3 | 617.7 | 406.1 | 274.5 | 166.4 | 151.6 | 145.9 | 158.3 | 136.3 | 180 | 204.8 | 265.6 | 272.2 | 288.6 | 549.4 | 490.4 | 385.3 | 384.2 | 380.1 | 386.5 | 362 | 370.8 | 375.9 | 398.3 | 405.6 | 382.7 | 338.7 | 302.4 | 287.5 | 419.6 | 458.1 | 474.8 | 419.3 | 322.4 | 249.1 | 236.2 | 216.8 | 201.7 | 175.4 | 147.9 | 113.9 | 83.9 | 56.2 | 44 | 417 | 420.6 | 403.2 | 322.9 | 222.8 | 138 | 79.4 | 42.9 | 18.2 | 15.6 | 12.2 | 8.5 | 6.7 | 4 | 2.9 | 65.3 | 59.7 | 52.4 | 33.8 | 19.8 | 8.6 | 5.7 | 5.7 | 6.5 | 6.4 | 9.4 | 16.2 | 20.3 | 20.4 | 16.8 | 72.8 | 63 | 55.2 | 33.6 | 22.1 | 12.3 | 9 | 8.2 | 7.1 | 5 | 4.6 | 6.1 | 7.8 | 12.3 | 13.4 | 36.3 | 27 | 10.6 | 10.5 | 11.5 | 14.8 | 12.6 | 14.6 | 15.2 | 20.4 | 21.7 | 19.5 | 14.5 | 9.5 | 7.6 | 37.2 | 39.1 | 39.6 | 28 | 15.2 | 4.8 | 4.5 | 4.2 | 3.9 | 3.3 | 2.8 | 2.2 | 1.6 | 1.9 | 2.1 | 36.6 | 35.7 | 31.2 | 19.9 | 9.5 | 3.4 | 2.5 | 2.5 | 1.9 | 1.4 | 1.4 | 1.8 | 1.4 | 1.1 | 0.8 | 9.36 | 8.53 | 7.45 | 4.72 | 2.64 | 0.99 | 0.58 | 0.59 | 0.7 | 0.69 | 1.14 | 2.17 | 2.8 | 2.83 | 2.28 | 10.47 | 9.03 | 7.91 | 4.78 | 3.13 | 1.74 | 1.24 | 1.11 | 0.94 | 0.63 | 0.53 | 0.74 | 0.93 | 1.62 | 1.77 | 5.06 | 3.68 | 1.25 | 1.24 | 1.39 | 1.9 | 1.58 | 1.88 | 1.96 | 2.75 | 2.94 | 2.62 | 1.89 | 1.16 | 0.89 | 5.33 | 5.58 | 5.65 | 3.91 | 2.03 | 0.48 | 0.45 | 0.42 | 0.39 | 0.34 | 0.28 | 0.22 | 0.16 | 0.19 | 0.21 | 5.25 | 5.09 | 4.41 | 2.75 | 1.24 | 0.38 | 0.27 | 0.26 | 0.19 | 0.14 | 0.14 | 0.18 | 0.14 | 0.11 | 0.08 | 41 | 40.4 | 39.8 | 39.3 | 39.4 | 36.1 | 35.1 | 33.4 | 35 | 33.6 | 33.2 | 28.7 | 25.7 | 24.4 | 25.8 | 39.9 | 38.5 | 33.7 | 24.7 | 17.2 | 11.4 | 12.4 | 12.4 | 15 | 13.9 | 20.2 | 22.1 | 28.9 | 25.6 | 26.9 | 41.7 | 42 | 42.5 | 42.4 | 41 | 38.9 | 37.5 | 36.9 | 37 | 35.3 | 35.2 | 34.1 | 32.7 | 32.3 | 32 | 23.2 | 26.8 | 28.6 | 31.6 | 29.9 | 29.4 | 27.9 | 25.6 | 23.8 | 20.7 | 17.5 | 13.4 | 9.9 | 12.1 | 13.3 | 23.4 | 24.7 | 26.3 | 25.7 | 21.5 | 15.6 | 14.3 | 14.4 | 11.9 | 9.1 | 9.5 | 12.3 | 9.6 | 7.4 | 5.4 | 2201.2 | 2136.4 | 2066.1 | 1909.4 | 1821.9 | 1614.9 | 1552.1 | 1479.7 | 1556 | 1495.2 | 1498.9 | 1353.9 | 1257.3 | 1200.1 | 1236 | 2209.7 | 2082.8 | 1834.7 | 1289 | 893.2 | 576.6 | 596.7 | 590.3 | 696.1 | 636.1 | 902.3 | 998.9 | 1300.5 | 1195.2 | 1258.6 | 2030.7 | 1986.8 | 1907 | 1901.9 | 1848.5 | 1778.8 | 1708.4 | 1694.7 | 1707.5 | 1672.1 | 1675.4 | 1610.9 | 1514.4 | 1460.6 | 1432.5 | 1250.1 | 1413.3 | 1493.5 | 1540.6 | 1386.9 | 1300.2 | 1233.7 | 1131.2 | 1052.6 | 915.9 | 772.8 | 595 | 438.5 | 747.1 | 909.7 | 1253.7 | 1308.4 | 1356.2 | 1246 | 994.4 | 696.4 | 857.4 | 1053.8 | 945.5 | 669.8 | 599 | 732.9 | 542.7 | 358.3 | 269.2 | 0.37 | 0.35 | 0.32 | 0.26 | 0.2 | 0.14 | 0.13 | 0.12 | 0.13 | 0.13 | 0.14 | 0.15 | 0.15 | 0.15 | 0.14 | 0.4 | 0.36 | 0.31 | 0.2 | 0.14 | 0.08 | 0.07 | 0.07 | 0.07 | 0.06 | 0.08 | 0.09 | 0.12 | 0.12 | 0.13 | 0.27 | 0.24 | 0.17 | 0.17 | 0.17 | 0.18 | 0.16 | 0.17 | 0.17 | 0.18 | 0.19 | 0.18 | 0.15 | 0.13 | 0.13 | 0.21 | 0.23 | 0.24 | 0.21 | 0.15 | 0.11 | 0.1 | 0.09 | 0.09 | 0.08 | 0.06 | 0.05 | 0.04 | 0.04 | 0.05 | 0.21 | 0.21 | 0.19 | 0.15 | 0.1 | 0.06 | 0.05 | 0.05 | 0.04 | 0.03 | 0.04 | 0.05 | 0.04 | 0.03 | 0.02 | 0.0532
| 22 | 457.0928 | 26.7289 | 3.6633 | 458.812 | 37.6885 | 1811.1426 | 0.21338 | 88.457 | 494.7813 | 1837.8715 | 3.8766 | 547.269 | 736.5 | 712.2 | 689.9 | 584.8 | 474.3 | 346.4 | 300.1 | 286.5 | 303.3 | 299.8 | 322.8 | 336.6 | 332.4 | 318.6 | 300.3 | 774.1 | 732.4 | 692.9 | 521.1 | 372.2 | 228.4 | 181 | 163.8 | 169.8 | 143.3 | 184.1 | 206.7 | 267.7 | 274.5 | 290.3 | 545.5 | 485.7 | 377.9 | 380 | 376.6 | 393 | 369 | 382.5 | 380.9 | 406.7 | 411.1 | 393.8 | 346.3 | 311.3 | 289.9 | 419.2 | 474.1 | 517.7 | 462.6 | 349.1 | 248.4 | 238.2 | 218.7 | 203.4 | 174.9 | 147.8 | 113.9 | 83.7 | 56 | 43.7 | 414.5 | 420.2 | 418.4 | 340.2 | 240.7 | 139.8 | 81.3 | 43.1 | 18.5 | 15.8 | 12.3 | 8.4 | 6.7 | 4.1 | 3 | 66.8 | 62.6 | 58.3 | 41.9 | 25.9 | 10.7 | 5.8 | 5.7 | 6.6 | 6.7 | 10.3 | 17.4 | 21.3 | 21 | 16.8 | 73.5 | 66.6 | 63.2 | 45.1 | 31.6 | 17.9 | 11.4 | 9.5 | 7.8 | 5.4 | 4.9 | 6.3 | 7.9 | 12.5 | 13.4 | 36.9 | 27.2 | 9.8 | 10.2 | 11.3 | 16.1 | 14.1 | 17 | 16.8 | 22.7 | 23.6 | 21.5 | 15.7 | 10.3 | 7.9 | 38.1 | 41.5 | 44.9 | 33.2 | 18.6 | 4.7 | 4.5 | 4.2 | 3.9 | 3.3 | 2.8 | 2.2 | 1.6 | 1.9 | 2.1 | 37.1 | 35.9 | 32.5 | 21.5 | 11.2 | 3.4 | 2.5 | 2.5 | 1.9 | 1.4 | 1.4 | 1.9 | 1.4 | 1.2 | 0.9 | 9.57 | 8.95 | 8.3 | 5.88 | 3.52 | 1.3 | 0.59 | 0.58 | 0.71 | 0.73 | 1.26 | 2.35 | 2.95 | 2.92 | 2.29 | 10.57 | 9.55 | 9.05 | 6.44 | 4.5 | 2.53 | 1.57 | 1.3 | 1.02 | 0.68 | 0.57 | 0.75 | 0.94 | 1.64 | 1.78 | 5.14 | 3.7 | 1.12 | 1.18 | 1.36 | 2.09 | 1.8 | 2.24 | 2.2 | 3.09 | 3.22 | 2.92 | 2.07 | 1.27 | 0.93 | 5.45 | 5.93 | 6.42 | 4.66 | 2.52 | 0.48 | 0.45 | 0.42 | 0.39 | 0.33 | 0.28 | 0.22 | 0.16 | 0.19 | 0.21 | 5.3 | 5.11 | 4.59 | 2.97 | 1.48 | 0.38 | 0.27 | 0.26 | 0.19 | 0.14 | 0.14 | 0.19 | 0.14 | 0.12 | 0.09 | 39.3 | 39.7 | 40.7 | 41.3 | 40.8 | 37.1 | 35.4 | 33.6 | 35.1 | 34.5 | 34.4 | 29.7 | 25.7 | 24 | 25.4 | 38.2 | 38.8 | 36.6 | 29.8 | 21.9 | 14.7 | 14.2 | 13.6 | 16 | 14.5 | 20.5 | 22.3 | 29.1 | 25.8 | 27.1 | 40.5 | 41.1 | 42.3 | 42.2 | 40.7 | 38.5 | 37.1 | 36.3 | 36.3 | 34.4 | 34.2 | 33.8 | 32.7 | 32.8 | 32 | 22.3 | 26.6 | 29.5 | 32.6 | 30.4 | 29.3 | 28.1 | 25.8 | 24 | 20.6 | 17.4 | 13.4 | 9.9 | 12 | 13.3 | 22.6 | 24.4 | 27.1 | 26.5 | 22.4 | 15.8 | 14.5 | 14.3 | 11.8 | 9.1 | 9.5 | 12.4 | 9.7 | 7.8 | 5.9 | 2164.8 | 2154.6 | 2161.4 | 2067.5 | 1934.8 | 1677.3 | 1565.2 | 1489.5 | 1558.1 | 1534.1 | 1554.5 | 1408.2 | 1261.5 | 1189.8 | 1216.3 | 2170.6 | 2145.7 | 2027.7 | 1598.7 | 1163.9 | 762.7 | 693.3 | 651.7 | 743.2 | 664.4 | 917.3 | 1006 | 1310.7 | 1204.7 | 1265.6 | 2002.7 | 1964.2 | 1892.4 | 1891.8 | 1835 | 1777.2 | 1702.7 | 1687.8 | 1688.1 | 1648.4 | 1647.2 | 1611.3 | 1521 | 1487 | 1437.2 | 1230.4 | 1440.7 | 1583.2 | 1633.6 | 1437.7 | 1296.5 | 1244.4 | 1142.1 | 1062.7 | 914 | 772.3 | 595.4 | 437.6 | 744.5 | 906.3 | 1234.8 | 1307.1 | 1406.9 | 1300.7 | 1047.2 | 706.1 | 865 | 1047.6 | 940.3 | 666.1 | 601.8 | 739.9 | 552 | 383.8 | 298.5 | 0.36 | 0.35 | 0.34 | 0.28 | 0.22 | 0.15 | 0.13 | 0.13 | 0.13 | 0.13 | 0.14 | 0.15 | 0.16 | 0.15 | 0.14 | 0.38 | 0.36 | 0.34 | 0.26 | 0.18 | 0.11 | 0.08 | 0.08 | 0.08 | 0.06 | 0.08 | 0.09 | 0.12 | 0.12 | 0.13 | 0.26 | 0.23 | 0.17 | 0.17 | 0.17 | 0.18 | 0.17 | 0.17 | 0.17 | 0.19 | 0.19 | 0.18 | 0.16 | 0.14 | 0.13 | 0.21 | 0.23 | 0.26 | 0.22 | 0.16 | 0.11 | 0.1 | 0.1 | 0.09 | 0.08 | 0.06 | 0.05 | 0.04 | 0.04 | 0.05 | 0.2 | 0.2 | 0.2 | 0.16 | 0.11 | 0.06 | 0.05 | 0.05 | 0.04 | 0.03 | 0.04 | 0.05 | 0.04 | 0.03 | 0.02 | 0.0493
| 23 | 449.1818 | 25.6246 | 3.4963 | 450.8259 | 37.584 | 1804.0578 | 0.20689 | 88.1525 | 486.7659 | 1829.6824 | 3.7032 | 538.9783 | 719 | 679.9 | 651.1 | 572.3 | 481.7 | 352.7 | 297.3 | 283 | 301.2 | 305 | 339.8 | 360 | 359.1 | 337.3 | 318.5 | 751.5 | 698.9 | 661.3 | 542.8 | 427.7 | 299.4 | 228.2 | 202.1 | 193.5 | 157 | 192 | 212.6 | 269.1 | 274.7 | 286.8 | 539.8 | 480.4 | 370.6 | 377.8 | 375.5 | 387.2 | 363.7 | 375.5 | 377.2 | 400.8 | 407.4 | 399.7 | 367.4 | 334.5 | 313.3 | 407.5 | 448.9 | 482.6 | 438.1 | 341.7 | 246.2 | 237.3 | 217.9 | 204 | 175.2 | 148.4 | 114.7 | 83.9 | 55.9 | 43.3 | 404.2 | 400.5 | 387 | 318.7 | 235.3 | 143.7 | 85.2 | 43.5 | 18.3 | 15.7 | 12.3 | 8.3 | 6.7 | 4.1 | 3.1 | 64.6 | 58.3 | 52.9 | 40.3 | 27.2 | 11.5 | 5.7 | 5.6 | 6.6 | 6.8 | 11.3 | 19 | 23.6 | 22.8 | 18.7 | 70.7 | 62.5 | 58.7 | 46.8 | 37 | 24.5 | 15.5 | 12.6 | 9.4 | 6.1 | 5.3 | 6.5 | 7.9 | 12.6 | 13.4 | 36.4 | 26.7 | 8.8 | 10.1 | 11.6 | 16 | 14 | 16.6 | 16.6 | 22.5 | 23.9 | 22.7 | 17.6 | 12.1 | 9.5 | 36.5 | 38.1 | 39.9 | 29.9 | 17.7 | 4.7 | 4.5 | 4.1 | 3.9 | 3.3 | 2.8 | 2.2 | 1.6 | 1.9 | 2.1 | 35.8 | 33 | 26.9 | 17.5 | 9.3 | 3.5 | 2.6 | 2.5 | 1.9 | 1.4 | 1.4 | 1.9 | 1.4 | 1.2 | 1 | 9.24 | 8.3 | 7.5 | 5.64 | 3.7 | 1.42 | 0.58 | 0.57 | 0.71 | 0.74 | 1.4 | 2.56 | 3.27 | 3.17 | 2.56 | 10.14 | 8.93 | 8.39 | 6.68 | 5.28 | 3.48 | 2.16 | 1.74 | 1.25 | 0.78 | 0.62 | 0.78 | 0.94 | 1.66 | 1.78 | 5.07 | 3.63 | 0.98 | 1.17 | 1.4 | 2.07 | 1.79 | 2.18 | 2.18 | 3.06 | 3.27 | 3.1 | 2.34 | 1.52 | 1.15 | 5.22 | 5.42 | 5.67 | 4.17 | 2.39 | 0.47 | 0.45 | 0.41 | 0.39 | 0.33 | 0.28 | 0.22 | 0.16 | 0.19 | 0.21 | 5.11 | 4.69 | 3.76 | 2.38 | 1.19 | 0.39 | 0.27 | 0.25 | 0.19 | 0.14 | 0.14 | 0.19 | 0.14 | 0.12 | 0.1 | 38.7 | 39.2 | 40.2 | 41 | 40.6 | 37.3 | 35.1 | 33.2 | 34.8 | 35.1 | 35.7 | 31.5 | 27.2 | 25 | 26.2 | 37.6 | 38 | 36.3 | 31.1 | 24.4 | 18.4 | 16.9 | 15.9 | 17.7 | 15.7 | 21.2 | 22.9 | 29.3 | 25.8 | 26.6 | 40 | 40.8 | 42.2 | 41.9 | 40.3 | 37.9 | 36.5 | 35.7 | 35.9 | 33.8 | 33.5 | 33.5 | 33.8 | 34.3 | 33.8 | 22 | 26.3 | 29.2 | 32.2 | 30.2 | 29.1 | 28 | 25.7 | 24.1 | 20.7 | 17.5 | 13.5 | 9.9 | 12 | 13.1 | 22.3 | 24.3 | 28 | 27.2 | 23.4 | 16.3 | 15 | 14.4 | 11.9 | 9.1 | 9.6 | 12.4 | 9.7 | 8.1 | 6.3 | 2141.8 | 2114.1 | 2115.1 | 2054.8 | 1943.7 | 1689.3 | 1550.9 | 1471.3 | 1545.2 | 1560.8 | 1620.4 | 1495.3 | 1344.4 | 1242.2 | 1263.7 | 2138.6 | 2091.8 | 1991.2 | 1676.7 | 1318.7 | 966.5 | 837.6 | 777 | 829.6 | 720.8 | 951.5 | 1033.2 | 1319 | 1202.1 | 1244.7 | 1991 | 1953.3 | 1880.5 | 1880.9 | 1820.7 | 1749.1 | 1675 | 1660.2 | 1671.2 | 1622.8 | 1617.9 | 1609.4 | 1583.5 | 1565.5 | 1524 | 1217.1 | 1408.4 | 1546.6 | 1602.9 | 1428.6 | 1286.9 | 1240.1 | 1138.6 | 1065.7 | 915.3 | 775.3 | 599.2 | 438.6 | 740.6 | 898.8 | 1220.9 | 1287 | 1401.8 | 1301.5 | 1076.2 | 726.5 | 888.2 | 1053.9 | 942.7 | 669.2 | 605.2 | 745.2 | 556.1 | 402.8 | 322.8 | 0.35 | 0.33 | 0.31 | 0.27 | 0.22 | 0.16 | 0.13 | 0.12 | 0.13 | 0.13 | 0.15 | 0.17 | 0.17 | 0.16 | 0.15 | 0.36 | 0.34 | 0.32 | 0.26 | 0.21 | 0.14 | 0.11 | 0.09 | 0.09 | 0.07 | 0.08 | 0.09 | 0.12 | 0.12 | 0.13 | 0.25 | 0.22 | 0.16 | 0.17 | 0.17 | 0.17 | 0.16 | 0.17 | 0.17 | 0.18 | 0.19 | 0.18 | 0.17 | 0.15 | 0.14 | 0.2 | 0.22 | 0.23 | 0.21 | 0.16 | 0.11 | 0.1 | 0.1 | 0.09 | 0.08 | 0.06 | 0.05 | 0.04 | 0.04 | 0.05 | 0.19 | 0.19 | 0.18 | 0.15 | 0.11 | 0.06 | 0.06 | 0.05 | 0.04 | 0.03 | 0.04 | 0.05 | 0.04 | 0.03 | 0.02 | 0.046

## GWP
Global Warming Potential Values
Used for calculating CO2e values
| CO2 | CH4 | N2O
100-year (AR5) | 1 | 28 | 265
20-year (AR5) | 1 | 84 | 264
Custom |  |  |  | Slot for users to enter alternative GWP values, such as values from other IPCC Assessment Reports

## County Mapping
State FIPS | County FIPS | County | State Abbr | State | ReEDS BA | Cambium GEA | For shapefiles of the ReEDS BAs, see https://data.nrel.gov/submissions/183
12 | 11 | Broward | FL | Florida | p102 | FRCCc | Each GEA region is composed of groupings of ReEDS Balancing Areas. Because ReEDS Balancing Areas respect county boundaries, these counties are located entirely within the indicated GEA region.
28 | 55 | Issaquena | MS | Mississippi | p87 | SRMVc
31 | 51 | Dixon | NE | Nebraska | p40 | MROWc
28 | 103 | Noxubee | MS | Mississippi | p88 | SRTVc
41 | 51 | Multnomah | OR | Oregon | p5 | NWPPc
6 | 65 | Riverside | CA | California | p10 | CAMXc
51 | 69 | Frederick | VA | Virginia | p100 | SRVCc
5 | 99 | Nevada | AR | Arkansas | p85 | SRMVc
48 | 317 | Martin | TX | Texas | p62 | ERCTc
39 | 17 | Butler | OH | Ohio | p114 | RFCWc
49 | 19 | Grand | UT | Utah | p25 | NWPPc
30 | 71 | Phillips | MT | Montana | p18 | NWPPc
47 | 63 | Hamblen | TN | Tennessee | p92 | SRTVc
16 | 33 | Clark | ID | Idaho | p16 | NWPPc
55 | 117 | Sheboygan | WI | Wisconsin | p79 | RFCWc
54 | 51 | Marshall | WV | West Virginia | p116 | RFCWc
37 | 101 | Johnston | NC | North Carolina | p98 | SRVCc
22 | 27 | Claiborne | LA | Louisiana | p86 | SRMVc
17 | 7 | Boone | IL | Illinois | p80 | RFCWc
40 | 83 | Logan | OK | Oklahoma | p50 | SPSOc
47 | 39 | Decatur | TN | Tennessee | p92 | SRTVc
19 | 105 | Jones | IA | Iowa | p70 | MROWc
53 | 21 | Franklin | WA | Washington | p3 | NWPPc
46 | 83 | Lincoln | SD | South Dakota | p38 | MROWc
39 | 13 | Belmont | OH | Ohio | p112 | RFCWc
51 | 690 | Martinsville | VA | Virginia | p118 | RFCWc
27 | 77 | Lake of the Woods | MN | Minnesota | p42 | MROWc
22 | 67 | Morehouse | LA | Louisiana | p86 | SRMVc
28 | 119 | Quitman | MS | Mississippi | p87 | SRMVc
47 | 51 | Franklin | TN | Tennessee | p92 | SRTVc
31 | 63 | Frontier | NE | Nebraska | p40 | MROWc
48 | 163 | Frio | TX | Texas | p65 | ERCTc
21 | 171 | Monroe | KY | Kentucky | p93 | SRTVc
54 | 39 | Kanawha | WV | West Virginia | p117 | RFCWc
37 | 85 | Harnett | NC | North Carolina | p98 | SRVCc
41 | 63 | Wallowa | OR | Oregon | p5 | NWPPc
16 | 47 | Gooding | ID | Idaho | p15 | NWPPc
55 | 25 | Dane | WI | Wisconsin | p78 | MROEc
49 | 1 | Beaver | UT | Utah | p25 | NWPPc
37 | 91 | Hertford | NC | North Carolina | p98 | SRVCc
22 | 73 | Ouachita | LA | Louisiana | p86 | SRMVc
51 | 139 | Page | VA | Virginia | p100 | SRVCc
55 | 35 | Eau Claire | WI | Wisconsin | p46 | MROWc
41 | 39 | Lane | OR | Oregon | p5 | NWPPc
26 | 155 | Shiawassee | MI | Michigan | p103 | RFCMc
54 | 63 | Monroe | WV | West Virginia | p116 | RFCWc
21 | 163 | Meade | KY | Kentucky | p109 | SRTVc
31 | 39 | Cuming | NE | Nebraska | p40 | MROWc
48 | 171 | Gillespie | TX | Texas | p64 | ERCTc
39 | 159 | Union | OH | Ohio | p112 | RFCWc
12 | 69 | Lake | FL | Florida | p101 | FRCCc
19 | 93 | Ida | IA | Iowa | p45 | MROWc
17 | 193 | White | IL | Illinois | p81 | SRMWc
48 | 71 | Chambers | TX | Texas | p66 | SRMVc
48 | 217 | Hill | TX | Texas | p63 | ERCTc
51 | 11 | Appomattox | VA | Virginia | p99 | SRVCc
17 | 5 | Bond | IL | Illinois | p81 | SRMWc
54 | 95 | Tyler | WV | West Virginia | p116 | RFCWc
37 | 87 | Haywood | NC | North Carolina | p97 | SRVCc
20 | 135 | Ness | KS | Kansas | p53 | SPNOc
34 | 13 | Essex | NJ | New Jersey | p126 | RFCEc
36 | 109 | Tompkins | NY | New York | p127 | NYSTc
36 | 31 | Essex | NY | New York | p127 | NYSTc
21 | 71 | Floyd | KY | Kentucky | p110 | RFCWc
5 | 147 | Woodruff | AR | Arkansas | p85 | SRMVc
21 | 217 | Taylor | KY | Kentucky | p109 | SRTVc
18 | 77 | Jefferson | IN | Indiana | p107 | RFCWc
46 | 45 | Edmunds | SD | South Dakota | p38 | MROWc
50 | 19 | Orleans | VT | Vermont | p129 | NEWEc
31 | 95 | Jefferson | NE | Nebraska | p40 | MROWc
35 | 17 | Grant | NM | New Mexico | p31 | AZNMc
51 | 540 | Charlottesville | VA | Virginia | p99 | SRVCc
48 | 339 | Montgomery | TX | Texas | p66 | SRMVc
56 | 33 | Sheridan | WY | Wyoming | p22 | RMPAc
13 | 299 | Ware | GA | Georgia | p94 | SRSOc
50 | 1 | Addison | VT | Vermont | p129 | NEWEc
20 | 43 | Doniphan | KS | Kansas | p53 | SPNOc
20 | 57 | Ford | KS | Kansas | p53 | SPNOc
48 | 121 | Denton | TX | Texas | p63 | ERCTc
29 | 155 | Pemiscot | MO | Missouri | p84 | SRMWc
40 | 45 | Ellis | OK | Oklahoma | p50 | SPSOc
16 | 59 | Lemhi | ID | Idaho | p15 | NWPPc
48 | 343 | Morris | TX | Texas | p57 | SPSOc
11 | 1 | District of Columbia | DC | District of Columbia | p123 | RFCEc
37 | 113 | Macon | NC | North Carolina | p97 | SRVCc
35 | 13 | Doña Ana | NM | New Mexico | p31 | AZNMc
20 | 75 | Hamilton | KS | Kansas | p52 | SPNOc
13 | 237 | Putnam | GA | Georgia | p94 | SRSOc
6 | 99 | Stanislaus | CA | California | p9 | CAMXc
21 | 121 | Knox | KY | Kentucky | p109 | SRTVc
34 | 17 | Hudson | NJ | New Jersey | p126 | RFCEc
51 | 199 | York | VA | Virginia | p99 | SRVCc
47 | 95 | Lake | TN | Tennessee | p92 | SRTVc
13 | 285 | Troup | GA | Georgia | p94 | SRSOc
5 | 65 | Izard | AR | Arkansas | p85 | SRMVc
45 | 23 | Chester | SC | South Carolina | p95 | SRVCc
19 | 25 | Calhoun | IA | Iowa | p45 | MROWc
42 | 27 | Centre | PA | Pennsylvania | p119 | RFCEc
48 | 63 | Camp | TX | Texas | p57 | SPSOc
26 | 109 | Menominee | MI | Michigan | p74 | MROEc
29 | 165 | Platte | MO | Missouri | p54 | SPNOc
31 | 163 | Sherman | NE | Nebraska | p40 | MROWc
21 | 39 | Carlisle | KY | Kentucky | p93 | SRTVc
48 | 303 | Lubbock | TX | Texas | p48 | SPSOc
48 | 383 | Reagan | TX | Texas | p62 | ERCTc
26 | 31 | Cheboygan | MI | Michigan | p103 | RFCMc
48 | 367 | Parker | TX | Texas | p63 | ERCTc
51 | 57 | Essex | VA | Virginia | p99 | SRVCc
51 | 43 | Clarke | VA | Virginia | p100 | SRVCc
19 | 35 | Cherokee | IA | Iowa | p45 | MROWc
17 | 173 | Shelby | IL | Illinois | p83 | SRMWc
28 | 149 | Warren | MS | Mississippi | p87 | SRMVc
29 | 215 | Texas | MO | Missouri | p84 | SRMWc
17 | 195 | Whiteside | IL | Illinois | p80 | RFCWc
53 | 59 | Skamania | WA | Washington | p2 | NWPPc
48 | 357 | Ochiltree | TX | Texas | p48 | SPSOc
8 | 49 | Grand | CO | Colorado | p33 | RMPAc
21 | 63 | Elliott | KY | Kentucky | p109 | SRTVc
31 | 171 | Thomas | NE | Nebraska | p40 | MROWc
5 | 13 | Calhoun | AR | Arkansas | p85 | SRMVc
18 | 183 | Whitley | IN | Indiana | p105 | RFCWc
48 | 39 | Brazoria | TX | Texas | p67 | ERCTc
4 | 15 | Mohave | AZ | Arizona | p27 | AZNMc
20 | 199 | Wallace | KS | Kansas | p52 | SPNOc
56 | 21 | Laramie | WY | Wyoming | p24 | RMPAc
51 | 75 | Goochland | VA | Virginia | p99 | SRVCc
46 | 123 | Tripp | SD | South Dakota | p38 | MROWc
23 | 17 | Oxford | ME | Maine | p134 | NEWEc
1 | 53 | Escambia | AL | Alabama | p90 | SRSOc
51 | 135 | Nottoway | VA | Virginia | p99 | SRVCc
8 | 23 | Costilla | CO | Colorado | p34 | RMPAc
47 | 163 | Sullivan | TN | Tennessee | p92 | SRTVc
8 | 111 | San Juan | CO | Colorado | p34 | RMPAc
20 | 11 | Bourbon | KS | Kansas | p53 | SPNOc
42 | 73 | Lawrence | PA | Pennsylvania | p122 | RFCEc
24 | 27 | Howard | MD | Maryland | p123 | RFCEc
48 | 51 | Burleson | TX | Texas | p64 | ERCTc
28 | 153 | Wayne | MS | Mississippi | p87 | SRMVc
45 | 49 | Hampton | SC | South Carolina | p96 | SRVCc
33 | 15 | Rockingham | NH | New Hampshire | p130 | NEWEc
40 | 123 | Pontotoc | OK | Oklahoma | p50 | SPSOc
55 | 105 | Rock | WI | Wisconsin | p78 | MROEc
25 | 5 | Bristol | MA | Massachusetts | p131 | NEWEc
23 | 13 | Knox | ME | Maine | p134 | NEWEc
39 | 99 | Mahoning | OH | Ohio | p111 | RFCWc
42 | 67 | Juniata | PA | Pennsylvania | p122 | RFCEc
47 | 171 | Unicoi | TN | Tennessee | p92 | SRTVc
19 | 179 | Wapello | IA | Iowa | p70 | MROWc
30 | 95 | Stillwater | MT | Montana | p18 | NWPPc
5 | 17 | Chicot | AR | Arkansas | p85 | SRMVc
13 | 231 | Pike | GA | Georgia | p94 | SRSOc
21 | 51 | Clay | KY | Kentucky | p109 | SRTVc
19 | 117 | Lucas | IA | Iowa | p70 | MROWc
39 | 175 | Wyandot | OH | Ohio | p112 | RFCWc
18 | 127 | Porter | IN | Indiana | p105 | RFCWc
1 | 3 | Baldwin | AL | Alabama | p90 | SRSOc
29 | 221 | Washington | MO | Missouri | p73 | SRMWc
17 | 41 | Douglas | IL | Illinois | p83 | SRMWc
38 | 45 | LaMoure | ND | North Dakota | p37 | MROWc
48 | 289 | Leon | TX | Texas | p63 | ERCTc
12 | 43 | Glades | FL | Florida | p101 | FRCCc
12 | 57 | Hillsborough | FL | Florida | p101 | FRCCc
48 | 351 | Newton | TX | Texas | p66 | SRMVc
37 | 133 | Onslow | NC | North Carolina | p98 | SRVCc
38 | 83 | Sheridan | ND | North Dakota | p37 | MROWc
6 | 17 | El Dorado | CA | California | p9 | CAMXc
27 | 127 | Redwood | MN | Minnesota | p44 | MROWc
31 | 121 | Merrick | NE | Nebraska | p40 | MROWc
13 | 273 | Terrell | GA | Georgia | p94 | SRSOc
37 | 19 | Brunswick | NC | North Carolina | p98 | SRVCc
28 | 131 | Stone | MS | Mississippi | p87 | SRMVc
17 | 81 | Jefferson | IL | Illinois | p81 | SRMWc
39 | 65 | Hardin | OH | Ohio | p112 | RFCWc
47 | 71 | Hardin | TN | Tennessee | p92 | SRTVc
28 | 157 | Wilkinson | MS | Mississippi | p87 | SRMVc
30 | 63 | Missoula | MT | Montana | p17 | NWPPc
26 | 165 | Wexford | MI | Michigan | p103 | RFCMc
29 | 109 | Lawrence | MO | Missouri | p55 | SPNOc
53 | 47 | Okanogan | WA | Washington | p3 | NWPPc
48 | 477 | Washington | TX | Texas | p64 | ERCTc
20 | 139 | Osage | KS | Kansas | p53 | SPNOc
29 | 31 | Cape Girardeau | MO | Missouri | p72 | SRMWc
32 | 13 | Humboldt | NV | Nevada | p12 | NWPPc
8 | 9 | Baca | CO | Colorado | p34 | RMPAc
8 | 61 | Kiowa | CO | Colorado | p34 | RMPAc
12 | 75 | Levy | FL | Florida | p101 | FRCCc
30 | 39 | Granite | MT | Montana | p17 | NWPPc
47 | 121 | Meigs | TN | Tennessee | p92 | SRTVc
30 | 51 | Liberty | MT | Montana | p18 | NWPPc
8 | 125 | Yuma | CO | Colorado | p33 | RMPAc
39 | 147 | Seneca | OH | Ohio | p112 | RFCWc
48 | 261 | Kenedy | TX | Texas | p65 | ERCTc
37 | 177 | Tyrrell | NC | North Carolina | p98 | SRVCc
21 | 95 | Harlan | KY | Kentucky | p109 | SRTVc
31 | 71 | Garfield | NE | Nebraska | p40 | MROWc
20 | 69 | Gray | KS | Kansas | p53 | SPNOc
41 | 71 | Yamhill | OR | Oregon | p5 | NWPPc
6 | 13 | Contra Costa | CA | California | p9 | CAMXc
53 | 33 | King | WA | Washington | p1 | NWPPc
55 | 93 | Pierce | WI | Wisconsin | p46 | MROWc
25 | 7 | Dukes | MA | Massachusetts | p131 | NEWEc
48 | 95 | Concho | TX | Texas | p61 | ERCTc
37 | 1 | Alamance | NC | North Carolina | p98 | SRVCc
54 | 71 | Pendleton | WV | West Virginia | p116 | RFCWc
45 | 9 | Bamberg | SC | South Carolina | p96 | SRVCc
32 | 17 | Lincoln | NV | Nevada | p12 | NWPPc
16 | 21 | Boundary | ID | Idaho | p14 | NWPPc
45 | 61 | Lee | SC | South Carolina | p96 | SRVCc
17 | 129 | Menard | IL | Illinois | p81 | SRMWc
22 | 99 | St. Martin | LA | Louisiana | p58 | SRMVc
33 | 7 | Coos | NH | New Hampshire | p130 | NEWEc
42 | 13 | Blair | PA | Pennsylvania | p122 | RFCEc
24 | 17 | Charles | MD | Maryland | p123 | RFCEc
37 | 45 | Cleveland | NC | North Carolina | p97 | SRVCc
17 | 97 | Lake | IL | Illinois | p80 | RFCWc
26 | 153 | Schoolcraft | MI | Michigan | p103 | RFCMc
9 | 11 | New London | CT | Connecticut | p132 | NEWEc
45 | 77 | Pickens | SC | South Carolina | p95 | SRVCc
1 | 71 | Jackson | AL | Alabama | p89 | SRSOc
40 | 113 | Osage | OK | Oklahoma | p51 | SPSOc
31 | 137 | Phelps | NE | Nebraska | p40 | MROWc
19 | 47 | Crawford | IA | Iowa | p45 | MROWc
5 | 27 | Columbia | AR | Arkansas | p85 | SRMVc
46 | 87 | McCook | SD | South Dakota | p38 | MROWc
46 | 113 | Shannon | SD | South Dakota | p38 | MROWc
17 | 107 | Logan | IL | Illinois | p82 | SRMWc
28 | 109 | Pearl River | MS | Mississippi | p87 | SRMVc
5 | 67 | Jackson | AR | Arkansas | p85 | SRMVc
28 | 31 | Covington | MS | Mississippi | p87 | SRMVc
17 | 161 | Rock Island | IL | Illinois | p81 | SRMWc
48 | 143 | Erath | TX | Texas | p63 | ERCTc
19 | 33 | Cerro Gordo | IA | Iowa | p45 | MROWc
26 | 149 | St. Joseph | MI | Michigan | p104 | RFCMc
17 | 79 | Jasper | IL | Illinois | p83 | SRMWc
8 | 77 | Mesa | CO | Colorado | p33 | RMPAc
42 | 17 | Bucks | PA | Pennsylvania | p122 | RFCEc
40 | 87 | McClain | OK | Oklahoma | p50 | SPSOc
24 | 13 | Carroll | MD | Maryland | p123 | RFCEc
47 | 137 | Pickett | TN | Tennessee | p92 | SRTVc
51 | 595 | Emporia | VA | Virginia | p99 | SRVCc
21 | 143 | Lyon | KY | Kentucky | p93 | SRTVc
23 | 27 | Waldo | ME | Maine | p134 | NEWEc
4 | 7 | Gila | AZ | Arizona | p28 | AZNMc
51 | 830 | Williamsburg | VA | Virginia | p99 | SRVCc
29 | 131 | Miller | MO | Missouri | p72 | SRMWc
29 | 157 | Perry | MO | Missouri | p72 | SRMWc
5 | 73 | Lafayette | AR | Arkansas | p85 | SRMVc
1 | 121 | Talladega | AL | Alabama | p90 | SRSOc
6 | 73 | San Diego | CA | California | p11 | CAMXc
46 | 101 | Moody | SD | South Dakota | p38 | MROWc
31 | 3 | Antelope | NE | Nebraska | p40 | MROWc
38 | 1 | Adams | ND | North Dakota | p36 | MROWc
47 | 53 | Gibson | TN | Tennessee | p92 | SRTVc
53 | 25 | Grant | WA | Washington | p4 | NWPPc
41 | 3 | Benton | OR | Oregon | p5 | NWPPc
48 | 259 | Kendall | TX | Texas | p64 | ERCTc
19 | 197 | Wright | IA | Iowa | p45 | MROWc
19 | 59 | Dickinson | IA | Iowa | p45 | MROWc
48 | 427 | Starr | TX | Texas | p65 | ERCTc
21 | 167 | Mercer | KY | Kentucky | p109 | SRTVc
53 | 35 | Kitsap | WA | Washington | p1 | NWPPc
40 | 85 | Love | OK | Oklahoma | p50 | SPSOc
32 | 27 | Pershing | NV | Nevada | p12 | NWPPc
36 | 119 | Westchester | NY | New York | p127 | NYSTc
54 | 3 | Berkeley | WV | West Virginia | p116 | RFCWc
40 | 91 | McIntosh | OK | Oklahoma | p50 | SPSOc
25 | 15 | Hampshire | MA | Massachusetts | p131 | NEWEc
33 | 5 | Cheshire | NH | New Hampshire | p130 | NEWEc
48 | 167 | Galveston | TX | Texas | p67 | ERCTc
48 | 449 | Titus | TX | Texas | p57 | SPSOc
48 | 365 | Panola | TX | Texas | p57 | SPSOc
13 | 135 | Gwinnett | GA | Georgia | p94 | SRSOc
29 | 153 | Ozark | MO | Missouri | p55 | SPNOc
6 | 67 | Sacramento | CA | California | p9 | CAMXc
41 | 53 | Polk | OR | Oregon | p5 | NWPPc
13 | 75 | Cook | GA | Georgia | p94 | SRSOc
4 | 5 | Coconino | AZ | Arizona | p28 | AZNMc
31 | 53 | Dodge | NE | Nebraska | p41 | MROWc
47 | 3 | Bedford | TN | Tennessee | p92 | SRTVc
55 | 21 | Columbia | WI | Wisconsin | p76 | MROEc
26 | 131 | Ontonagon | MI | Michigan | p74 | MROEc
48 | 493 | Wilson | TX | Texas | p65 | ERCTc
6 | 27 | Inyo | CA | California | p10 | CAMXc
46 | 91 | Marshall | SD | South Dakota | p38 | MROWc
26 | 157 | Tuscola | MI | Michigan | p103 | RFCMc
36 | 103 | Suffolk | NY | New York | p128 | NYSTc
40 | 101 | Muskogee | OK | Oklahoma | p51 | SPSOc
36 | 55 | Monroe | NY | New York | p127 | NYSTc
54 | 53 | Mason | WV | West Virginia | p117 | RFCWc
37 | 83 | Halifax | NC | North Carolina | p98 | SRVCc
55 | 89 | Ozaukee | WI | Wisconsin | p79 | RFCWc
38 | 19 | Cavalier | ND | North Dakota | p37 | MROWc
22 | 65 | Madison | LA | Louisiana | p86 | SRMVc
46 | 85 | Lyman | SD | South Dakota | p38 | MROWc
13 | 57 | Cherokee | GA | Georgia | p94 | SRSOc
29 | 149 | Oregon | MO | Missouri | p84 | SRMWc
13 | 43 | Candler | GA | Georgia | p94 | SRSOc
30 | 53 | Lincoln | MT | Montana | p17 | NWPPc
27 | 49 | Goodhue | MN | Minnesota | p43 | MROWc
13 | 199 | Meriwether | GA | Georgia | p94 | SRSOc
29 | 169 | Pulaski | MO | Missouri | p73 | SRMWc
19 | 189 | Winnebago | IA | Iowa | p45 | MROWc
26 | 119 | Montmorency | MI | Michigan | p103 | RFCMc
31 | 143 | Polk | NE | Nebraska | p40 | MROWc
38 | 91 | Steele | ND | North Dakota | p37 | MROWc
39 | 73 | Hocking | OH | Ohio | p112 | RFCWc
27 | 151 | Swift | MN | Minnesota | p43 | MROWc
39 | 67 | Harrison | OH | Ohio | p112 | RFCWc
51 | 610 | Falls Church | VA | Virginia | p99 | SRVCc
18 | 125 | Pike | IN | Indiana | p107 | RFCWc
42 | 99 | Perry | PA | Pennsylvania | p122 | RFCEc
22 | 13 | Bienville | LA | Louisiana | p58 | SRMVc
18 | 141 | St. Joseph | IN | Indiana | p105 | RFCWc
40 | 1 | Adair | OK | Oklahoma | p51 | SPSOc
55 | 33 | Dunn | WI | Wisconsin | p46 | MROWc
17 | 115 | Macon | IL | Illinois | p83 | SRMWc
28 | 155 | Webster | MS | Mississippi | p88 | SRTVc
29 | 209 | Stone | MO | Missouri | p55 | SPNOc
38 | 85 | Sioux | ND | North Dakota | p36 | MROWc
46 | 19 | Butte | SD | South Dakota | p32 | RMPAc
26 | 55 | Grand Traverse | MI | Michigan | p103 | RFCMc
38 | 101 | Ward | ND | North Dakota | p37 | MROWc
26 | 103 | Marquette | MI | Michigan | p74 | MROEc
1 | 95 | Marshall | AL | Alabama | p89 | SRSOc
40 | 133 | Seminole | OK | Oklahoma | p50 | SPSOc
48 | 481 | Wharton | TX | Texas | p65 | ERCTc
55 | 47 | Green Lake | WI | Wisconsin | p76 | MROEc
39 | 27 | Clinton | OH | Ohio | p113 | RFCWc
30 | 3 | Big Horn | MT | Montana | p18 | NWPPc
16 | 25 | Camas | ID | Idaho | p15 | NWPPc
18 | 61 | Harrison | IN | Indiana | p107 | RFCWc
13 | 267 | Tattnall | GA | Georgia | p94 | SRSOc
27 | 111 | Otter Tail | MN | Minnesota | p43 | MROWc
40 | 19 | Carter | OK | Oklahoma | p50 | SPSOc
21 | 137 | Lincoln | KY | Kentucky | p109 | SRTVc
47 | 143 | Rhea | TN | Tennessee | p92 | SRTVc
17 | 29 | Coles | IL | Illinois | p83 | SRMWc
18 | 9 | Blackford | IN | Indiana | p105 | RFCWc
27 | 23 | Chippewa | MN | Minnesota | p44 | MROWc
16 | 35 | Clearwater | ID | Idaho | p15 | NWPPc
17 | 37 | DeKalb | IL | Illinois | p80 | RFCWc
48 | 279 | Lamb | TX | Texas | p48 | SPSOc
48 | 137 | Edwards | TX | Texas | p64 | ERCTc
19 | 145 | Page | IA | Iowa | p45 | MROWc
13 | 11 | Banks | GA | Georgia | p94 | SRSOc
22 | 17 | Caddo | LA | Louisiana | p58 | SRMVc
17 | 15 | Carroll | IL | Illinois | p80 | RFCWc
48 | 355 | Nueces | TX | Texas | p65 | ERCTc
13 | 139 | Hall | GA | Georgia | p94 | SRSOc
19 | 89 | Howard | IA | Iowa | p69 | MROWc
1 | 39 | Covington | AL | Alabama | p90 | SRSOc
56 | 35 | Sublette | WY | Wyoming | p21 | NWPPc
48 | 437 | Swisher | TX | Texas | p48 | SPSOc
48 | 53 | Burnet | TX | Texas | p64 | ERCTc
56 | 25 | Natrona | WY | Wyoming | p24 | RMPAc
49 | 45 | Tooele | UT | Utah | p25 | NWPPc
37 | 123 | Montgomery | NC | North Carolina | p98 | SRVCc
47 | 167 | Tipton | TN | Tennessee | p92 | SRTVc
27 | 61 | Itasca | MN | Minnesota | p43 | MROWc
18 | 111 | Newton | IN | Indiana | p105 | RFCWc
51 | 750 | Radford | VA | Virginia | p118 | RFCWc
1 | 63 | Greene | AL | Alabama | p89 | SRSOc
27 | 9 | Benton | MN | Minnesota | p43 | MROWc
29 | 119 | McDonald | MO | Missouri | p55 | SPNOc
18 | 23 | Clinton | IN | Indiana | p105 | RFCWc
34 | 27 | Morris | NJ | New Jersey | p126 | RFCEc
19 | 21 | Buena Vista | IA | Iowa | p45 | MROWc
20 | 203 | Wichita | KS | Kansas | p52 | SPNOc
21 | 53 | Clinton | KY | Kentucky | p93 | SRTVc
48 | 455 | Trinity | TX | Texas | p66 | SRMVc
48 | 3 | Andrews | TX | Texas | p62 | ERCTc
42 | 65 | Jefferson | PA | Pennsylvania | p122 | RFCEc
27 | 125 | Red Lake | MN | Minnesota | p42 | MROWc
27 | 141 | Sherburne | MN | Minnesota | p43 | MROWc
35 | 27 | Lincoln | NM | New Mexico | p31 | AZNMc
29 | 55 | Crawford | MO | Missouri | p73 | SRMWc
29 | 103 | Knox | MO | Missouri | p71 | SRMWc
18 | 151 | Steuben | IN | Indiana | p105 | RFCWc
31 | 167 | Stanton | NE | Nebraska | p40 | MROWc
48 | 407 | San Jacinto | TX | Texas | p66 | SRMVc
21 | 3 | Allen | KY | Kentucky | p93 | SRTVc
1 | 51 | Elmore | AL | Alabama | p90 | SRSOc
18 | 49 | Fulton | IN | Indiana | p105 | RFCWc
55 | 59 | Kenosha | WI | Wisconsin | p79 | RFCWc
38 | 87 | Slope | ND | North Dakota | p36 | MROWc
13 | 69 | Coffee | GA | Georgia | p94 | SRSOc
26 | 67 | Ionia | MI | Michigan | p103 | RFCMc
48 | 243 | Jeff Davis | TX | Texas | p61 | ERCTc
45 | 7 | Anderson | SC | South Carolina | p95 | SRVCc
25 | 9 | Essex | MA | Massachusetts | p131 | NEWEc
1 | 33 | Colbert | AL | Alabama | p89 | SRSOc
48 | 409 | San Patricio | TX | Texas | p65 | ERCTc
29 | 187 | St. Francois | MO | Missouri | p72 | SRMWc
37 | 75 | Graham | NC | North Carolina | p97 | SRVCc
5 | 149 | Yell | AR | Arkansas | p85 | SRMVc
20 | 113 | McPherson | KS | Kansas | p53 | SPNOc
12 | 133 | Washington | FL | Florida | p91 | SRSOc
49 | 11 | Davis | UT | Utah | p25 | NWPPc
28 | 13 | Calhoun | MS | Mississippi | p88 | SRTVc
37 | 57 | Davidson | NC | North Carolina | p97 | SRVCc
37 | 43 | Clay | NC | North Carolina | p97 | SRVCc
27 | 79 | Le Sueur | MN | Minnesota | p43 | MROWc
39 | 119 | Muskingum | OH | Ohio | p112 | RFCWc
48 | 305 | Lynn | TX | Texas | p48 | SPSOc
12 | 19 | Clay | FL | Florida | p101 | FRCCc
24 | 31 | Montgomery | MD | Maryland | p123 | RFCEc
27 | 107 | Norman | MN | Minnesota | p42 | MROWc
13 | 83 | Dade | GA | Georgia | p94 | SRSOc
26 | 73 | Isabella | MI | Michigan | p103 | RFCMc
27 | 161 | Waseca | MN | Minnesota | p68 | MROWc
19 | 121 | Madison | IA | Iowa | p70 | MROWc
12 | 1 | Alachua | FL | Florida | p101 | FRCCc
8 | 7 | Archuleta | CO | Colorado | p34 | RMPAc
21 | 93 | Hardin | KY | Kentucky | p109 | SRTVc
30 | 105 | Valley | MT | Montana | p19 | NWPPc
55 | 95 | Polk | WI | Wisconsin | p46 | MROWc
19 | 71 | Fremont | IA | Iowa | p45 | MROWc
39 | 55 | Geauga | OH | Ohio | p111 | RFCWc
42 | 31 | Clarion | PA | Pennsylvania | p122 | RFCEc
39 | 103 | Medina | OH | Ohio | p111 | RFCWc
42 | 109 | Snyder | PA | Pennsylvania | p122 | RFCEc
26 | 27 | Cass | MI | Michigan | p104 | RFCMc
27 | 97 | Morrison | MN | Minnesota | p43 | MROWc
37 | 135 | Orange | NC | North Carolina | p98 | SRVCc
20 | 87 | Jefferson | KS | Kansas | p53 | SPNOc
48 | 93 | Comanche | TX | Texas | p63 | ERCTc
1 | 47 | Dallas | AL | Alabama | p90 | SRSOc
27 | 129 | Renville | MN | Minnesota | p44 | MROWc
28 | 17 | Chickasaw | MS | Mississippi | p88 | SRTVc
29 | 181 | Ripley | MO | Missouri | p84 | SRMWc
54 | 35 | Jackson | WV | West Virginia | p116 | RFCWc
18 | 129 | Posey | IN | Indiana | p107 | RFCWc
50 | 11 | Franklin | VT | Vermont | p129 | NEWEc
20 | 91 | Johnson | KS | Kansas | p53 | SPNOc
47 | 117 | Marshall | TN | Tennessee | p92 | SRTVc
48 | 205 | Hartley | TX | Texas | p48 | SPSOc
39 | 169 | Wayne | OH | Ohio | p112 | RFCWc
47 | 179 | Washington | TN | Tennessee | p92 | SRTVc
55 | 63 | La Crosse | WI | Wisconsin | p46 | MROWc
5 | 131 | Sebastian | AR | Arkansas | p56 | SPSOc
54 | 25 | Greenbrier | WV | West Virginia | p116 | RFCWc
19 | 171 | Tama | IA | Iowa | p70 | MROWc
29 | 73 | Gasconade | MO | Missouri | p72 | SRMWc
18 | 97 | Marion | IN | Indiana | p106 | RFCWc
29 | 67 | Douglas | MO | Missouri | p55 | SPNOc
31 | 35 | Clay | NE | Nebraska | p40 | MROWc
51 | 700 | Newport News | VA | Virginia | p99 | SRVCc
41 | 35 | Klamath | OR | Oregon | p6 | NWPPc
20 | 85 | Jackson | KS | Kansas | p53 | SPNOc
21 | 205 | Rowan | KY | Kentucky | p109 | SRTVc
55 | 39 | Fond du Lac | WI | Wisconsin | p76 | MROEc
51 | 133 | Northumberland | VA | Virginia | p99 | SRVCc
31 | 25 | Cass | NE | Nebraska | p41 | MROWc
53 | 3 | Asotin | WA | Washington | p2 | NWPPc
19 | 163 | Scott | IA | Iowa | p70 | MROWc
41 | 25 | Harney | OR | Oregon | p7 | NWPPc
48 | 465 | Val Verde | TX | Texas | p61 | ERCTc
45 | 5 | Allendale | SC | South Carolina | p96 | SRVCc
51 | 19 | Bedford | VA | Virginia | p118 | RFCWc
31 | 179 | Wayne | NE | Nebraska | p40 | MROWc
13 | 45 | Carroll | GA | Georgia | p94 | SRSOc
18 | 107 | Montgomery | IN | Indiana | p105 | RFCWc
51 | 1 | Accomack | VA | Virginia | p124 | RFCEc
35 | 55 | Taos | NM | New Mexico | p31 | AZNMc
18 | 161 | Union | IN | Indiana | p107 | RFCWc
29 | 27 | Callaway | MO | Missouri | p72 | SRMWc
31 | 117 | McPherson | NE | Nebraska | p40 | MROWc
1 | 59 | Franklin | AL | Alabama | p89 | SRSOc
48 | 105 | Crockett | TX | Texas | p61 | ERCTc
55 | 51 | Iron | WI | Wisconsin | p46 | MROWc
20 | 101 | Lane | KS | Kansas | p52 | SPNOc
18 | 79 | Jennings | IN | Indiana | p107 | RFCWc
28 | 159 | Winston | MS | Mississippi | p88 | SRTVc
51 | 177 | Spotsylvania | VA | Virginia | p99 | SRVCc
25 | 23 | Plymouth | MA | Massachusetts | p131 | NEWEc
48 | 295 | Lipscomb | TX | Texas | p48 | SPSOc
47 | 35 | Cumberland | TN | Tennessee | p92 | SRTVc
30 | 93 | Silver Bow | MT | Montana | p17 | NWPPc
21 | 105 | Hickman | KY | Kentucky | p93 | SRTVc
8 | 5 | Arapahoe | CO | Colorado | p33 | RMPAc
47 | 25 | Claiborne | TN | Tennessee | p92 | SRTVc
53 | 53 | Pierce | WA | Washington | p1 | NWPPc
5 | 103 | Ouachita | AR | Arkansas | p85 | SRMVc
55 | 71 | Manitowoc | WI | Wisconsin | p75 | MROEc
5 | 55 | Greene | AR | Arkansas | p85 | SRMVc
19 | 95 | Iowa | IA | Iowa | p70 | MROWc
51 | 101 | King William | VA | Virginia | p99 | SRVCc
28 | 99 | Neshoba | MS | Mississippi | p88 | SRTVc
27 | 15 | Brown | MN | Minnesota | p68 | MROWc
27 | 37 | Dakota | MN | Minnesota | p43 | MROWc
8 | 41 | El Paso | CO | Colorado | p34 | RMPAc
54 | 93 | Tucker | WV | West Virginia | p116 | RFCWc
20 | 1 | Allen | KS | Kansas | p53 | SPNOc
17 | 111 | McHenry | IL | Illinois | p80 | RFCWc
37 | 69 | Franklin | NC | North Carolina | p98 | SRVCc
27 | 29 | Clearwater | MN | Minnesota | p42 | MROWc
17 | 23 | Clark | IL | Illinois | p83 | SRMWc
48 | 405 | San Augustine | TX | Texas | p66 | SRMVc
31 | 93 | Howard | NE | Nebraska | p40 | MROWc
39 | 153 | Summit | OH | Ohio | p111 | RFCWc
20 | 177 | Shawnee | KS | Kansas | p53 | SPNOc
16 | 53 | Jerome | ID | Idaho | p15 | NWPPc
12 | 87 | Monroe | FL | Florida | p101 | FRCCc
13 | 321 | Worth | GA | Georgia | p94 | SRSOc
13 | 123 | Gilmer | GA | Georgia | p94 | SRSOc
48 | 253 | Jones | TX | Texas | p60 | ERCTc
27 | 115 | Pine | MN | Minnesota | p43 | MROWc
22 | 31 | De Soto | LA | Louisiana | p58 | SRMVc
22 | 109 | Terrebonne | LA | Louisiana | p58 | SRMVc
5 | 119 | Pulaski | AR | Arkansas | p85 | SRMVc
12 | 113 | Santa Rosa | FL | Florida | p91 | SRSOc
48 | 353 | Nolan | TX | Texas | p60 | ERCTc
45 | 41 | Florence | SC | South Carolina | p96 | SRVCc
51 | 91 | Highland | VA | Virginia | p99 | SRVCc
55 | 121 | Trempealeau | WI | Wisconsin | p46 | MROWc
37 | 139 | Pasquotank | NC | North Carolina | p98 | SRVCc
20 | 19 | Chautauqua | KS | Kansas | p53 | SPNOc
30 | 35 | Glacier | MT | Montana | p18 | NWPPc
17 | 191 | Wayne | IL | Illinois | p81 | SRMWc
17 | 151 | Pope | IL | Illinois | p81 | SRMWc
20 | 133 | Neosho | KS | Kansas | p53 | SPNOc
17 | 49 | Effingham | IL | Illinois | p83 | SRMWc
51 | 85 | Hanover | VA | Virginia | p99 | SRVCc
30 | 25 | Fallon | MT | Montana | p35 | MROWc
16 | 3 | Adams | ID | Idaho | p15 | NWPPc
47 | 93 | Knox | TN | Tennessee | p92 | SRTVc
39 | 149 | Shelby | OH | Ohio | p112 | RFCWc
12 | 101 | Pasco | FL | Florida | p101 | FRCCc
31 | 105 | Kimball | NE | Nebraska | p39 | RMPAc
48 | 207 | Haskell | TX | Texas | p60 | ERCTc
48 | 117 | Deaf Smith | TX | Texas | p48 | SPSOc
48 | 179 | Gray | TX | Texas | p48 | SPSOc
36 | 73 | Orleans | NY | New York | p127 | NYSTc
48 | 501 | Yoakum | TX | Texas | p48 | SPSOc
29 | 213 | Taney | MO | Missouri | p55 | SPNOc
49 | 43 | Summit | UT | Utah | p26 | NWPPc
49 | 57 | Weber | UT | Utah | p25 | NWPPc
17 | 125 | Mason | IL | Illinois | p81 | SRMWc
56 | 3 | Big Horn | WY | Wyoming | p21 | NWPPc
37 | 11 | Avery | NC | North Carolina | p97 | SRVCc
36 | 67 | Onondaga | NY | New York | p127 | NYSTc
10 | 1 | Kent | DE | Delaware | p125 | RFCEc
28 | 147 | Walthall | MS | Mississippi | p87 | SRMVc
21 | 207 | Russell | KY | Kentucky | p93 | SRTVc
17 | 141 | Ogle | IL | Illinois | p80 | RFCWc
54 | 105 | Wirt | WV | West Virginia | p116 | RFCWc
18 | 115 | Ohio | IN | Indiana | p107 | RFCWc
21 | 117 | Kenton | KY | Kentucky | p109 | SRTVc
19 | 51 | Davis | IA | Iowa | p70 | MROWc
45 | 81 | Saluda | SC | South Carolina | p96 | SRVCc
51 | 87 | Henrico | VA | Virginia | p99 | SRVCc
21 | 179 | Nelson | KY | Kentucky | p109 | SRTVc
51 | 113 | Madison | VA | Virginia | p100 | SRVCc
47 | 105 | Loudon | TN | Tennessee | p92 | SRTVc
1 | 89 | Madison | AL | Alabama | p89 | SRSOc
21 | 25 | Breathitt | KY | Kentucky | p110 | RFCWc
19 | 39 | Clarke | IA | Iowa | p70 | MROWc
36 | 27 | Dutchess | NY | New York | p127 | NYSTc
17 | 61 | Greene | IL | Illinois | p81 | SRMWc
12 | 91 | Okaloosa | FL | Florida | p91 | SRSOc
48 | 225 | Houston | TX | Texas | p63 | ERCTc
21 | 35 | Calloway | KY | Kentucky | p93 | SRTVc
17 | 9 | Brown | IL | Illinois | p81 | SRMWc
18 | 29 | Dearborn | IN | Indiana | p107 | RFCWc
37 | 199 | Yancey | NC | North Carolina | p97 | SRVCc
13 | 251 | Screven | GA | Georgia | p94 | SRSOc
18 | 37 | Dubois | IN | Indiana | p107 | RFCWc
19 | 63 | Emmet | IA | Iowa | p45 | MROWc
48 | 25 | Bee | TX | Texas | p65 | ERCTc
4 | 12 | La Paz | AZ | Arizona | p28 | AZNMc
48 | 327 | Menard | TX | Texas | p64 | ERCTc
1 | 21 | Chilton | AL | Alabama | p90 | SRSOc
8 | 81 | Moffat | CO | Colorado | p33 | RMPAc
39 | 131 | Pike | OH | Ohio | p112 | RFCWc
18 | 15 | Carroll | IN | Indiana | p105 | RFCWc
28 | 65 | Jefferson Davis | MS | Mississippi | p87 | SRMVc
12 | 85 | Martin | FL | Florida | p102 | FRCCc
21 | 225 | Union | KY | Kentucky | p108 | SRTVc
6 | 103 | Tehama | CA | California | p9 | CAMXc
48 | 35 | Bosque | TX | Texas | p63 | ERCTc
39 | 157 | Tuscarawas | OH | Ohio | p112 | RFCWc
6 | 55 | Napa | CA | California | p9 | CAMXc
31 | 21 | Burt | NE | Nebraska | p41 | MROWc
41 | 21 | Gilliam | OR | Oregon | p5 | NWPPc
55 | 53 | Jackson | WI | Wisconsin | p77 | MROWc
18 | 5 | Bartholomew | IN | Indiana | p107 | RFCWc
54 | 89 | Summers | WV | West Virginia | p116 | RFCWc
29 | 65 | Dent | MO | Missouri | p84 | SRMWc
20 | 83 | Hodgeman | KS | Kansas | p53 | SPNOc
54 | 21 | Gilmer | WV | West Virginia | p116 | RFCWc
39 | 109 | Miami | OH | Ohio | p113 | RFCWc
30 | 33 | Garfield | MT | Montana | p19 | NWPPc
42 | 55 | Franklin | PA | Pennsylvania | p120 | RFCWc
8 | 107 | Routt | CO | Colorado | p33 | RMPAc
16 | 71 | Oneida | ID | Idaho | p16 | NWPPc
42 | 103 | Pike | PA | Pennsylvania | p122 | RFCEc
39 | 31 | Coshocton | OH | Ohio | p112 | RFCWc
13 | 113 | Fayette | GA | Georgia | p94 | SRSOc
8 | 79 | Mineral | CO | Colorado | p34 | RMPAc
17 | 77 | Jackson | IL | Illinois | p81 | SRMWc
53 | 51 | Pend Oreille | WA | Washington | p3 | NWPPc
12 | 123 | Taylor | FL | Florida | p101 | FRCCc
31 | 89 | Holt | NE | Nebraska | p40 | MROWc
53 | 39 | Klickitat | WA | Washington | p2 | NWPPc
38 | 69 | Pierce | ND | North Dakota | p37 | MROWc
13 | 87 | Decatur | GA | Georgia | p94 | SRSOc
26 | 99 | Macomb | MI | Michigan | p103 | RFCMc
29 | 147 | Nodaway | MO | Missouri | p54 | SPNOc
48 | 385 | Real | TX | Texas | p64 | ERCTc
47 | 21 | Cheatham | TN | Tennessee | p92 | SRTVc
9 | 1 | Fairfield | CT | Connecticut | p132 | NEWEc
48 | 335 | Mitchell | TX | Texas | p60 | ERCTc
27 | 7 | Beltrami | MN | Minnesota | p42 | MROWc
21 | 197 | Powell | KY | Kentucky | p109 | SRTVc
21 | 59 | Daviess | KY | Kentucky | p108 | SRTVc
30 | 47 | Lake | MT | Montana | p17 | NWPPc
19 | 167 | Sioux | IA | Iowa | p45 | MROWc
55 | 3 | Ashland | WI | Wisconsin | p46 | MROWc
53 | 63 | Spokane | WA | Washington | p3 | NWPPc
42 | 119 | Union | PA | Pennsylvania | p122 | RFCEc
13 | 311 | White | GA | Georgia | p94 | SRSOc
45 | 79 | Richland | SC | South Carolina | p96 | SRVCc
47 | 89 | Jefferson | TN | Tennessee | p92 | SRTVc
8 | 97 | Pitkin | CO | Colorado | p33 | RMPAc
48 | 399 | Runnels | TX | Texas | p61 | ERCTc
1 | 105 | Perry | AL | Alabama | p89 | SRSOc
48 | 197 | Hardeman | TX | Texas | p60 | ERCTc
48 | 59 | Callahan | TX | Texas | p61 | ERCTc
13 | 85 | Dawson | GA | Georgia | p94 | SRSOc
39 | 165 | Warren | OH | Ohio | p114 | RFCWc
35 | 31 | McKinley | NM | New Mexico | p31 | AZNMc
47 | 145 | Roane | TN | Tennessee | p92 | SRTVc
21 | 211 | Shelby | KY | Kentucky | p109 | SRTVc
46 | 57 | Hamlin | SD | South Dakota | p38 | MROWc
46 | 43 | Douglas | SD | South Dakota | p38 | MROWc
36 | 17 | Chenango | NY | New York | p127 | NYSTc
21 | 33 | Caldwell | KY | Kentucky | p108 | SRTVc
18 | 7 | Benton | IN | Indiana | p105 | RFCWc
19 | 143 | Osceola | IA | Iowa | p45 | MROWc
48 | 211 | Hemphill | TX | Texas | p48 | SPSOc
40 | 135 | Sequoyah | OK | Oklahoma | p50 | SPSOc
13 | 91 | Dodge | GA | Georgia | p94 | SRSOc
46 | 75 | Jones | SD | South Dakota | p38 | MROWc
26 | 65 | Ingham | MI | Michigan | p103 | RFCMc
48 | 245 | Jefferson | TX | Texas | p66 | SRMVc
48 | 33 | Borden | TX | Texas | p60 | ERCTc
38 | 11 | Bowman | ND | North Dakota | p36 | MROWc
51 | 790 | Staunton | VA | Virginia | p99 | SRVCc
46 | 135 | Yankton | SD | South Dakota | p38 | MROWc
36 | 13 | Chautauqua | NY | New York | p127 | NYSTc
48 | 47 | Brooks | TX | Texas | p65 | ERCTc
1 | 93 | Marion | AL | Alabama | p89 | SRSOc
31 | 145 | Red Willow | NE | Nebraska | p40 | MROWc
34 | 31 | Passaic | NJ | New Jersey | p126 | RFCEc
17 | 185 | Wabash | IL | Illinois | p83 | SRMWc
40 | 75 | Kiowa | OK | Oklahoma | p50 | SPSOc
27 | 5 | Becker | MN | Minnesota | p42 | MROWc
40 | 57 | Harmon | OK | Oklahoma | p50 | SPSOc
21 | 47 | Christian | KY | Kentucky | p93 | SRTVc
30 | 59 | Meagher | MT | Montana | p18 | NWPPc
40 | 43 | Dewey | OK | Oklahoma | p50 | SPSOc
26 | 147 | St. Clair | MI | Michigan | p103 | RFCMc
29 | 99 | Jefferson | MO | Missouri | p72 | SRMWc
20 | 45 | Douglas | KS | Kansas | p53 | SPNOc
13 | 233 | Polk | GA | Georgia | p94 | SRSOc
47 | 189 | Wilson | TN | Tennessee | p92 | SRTVc
29 | 175 | Randolph | MO | Missouri | p72 | SRMWc
55 | 137 | Waushara | WI | Wisconsin | p76 | MROEc
13 | 101 | Echols | GA | Georgia | p94 | SRSOc
29 | 159 | Pettis | MO | Missouri | p54 | SPNOc
54 | 59 | Mingo | WV | West Virginia | p117 | RFCWc
23 | 31 | York | ME | Maine | p134 | NEWEc
22 | 55 | Lafayette | LA | Louisiana | p58 | SRMVc
8 | 37 | Eagle | CO | Colorado | p33 | RMPAc
22 | 103 | St. Tammany | LA | Louisiana | p58 | SRMVc
27 | 41 | Douglas | MN | Minnesota | p43 | MROWc
46 | 11 | Brookings | SD | South Dakota | p38 | MROWc
13 | 177 | Lee | GA | Georgia | p94 | SRSOc
8 | 15 | Chaffee | CO | Colorado | p34 | RMPAc
48 | 263 | Kent | TX | Texas | p60 | ERCTc
48 | 337 | Montague | TX | Texas | p63 | ERCTc
36 | 65 | Oneida | NY | New York | p127 | NYSTc
18 | 81 | Johnson | IN | Indiana | p107 | RFCWc
31 | 59 | Fillmore | NE | Nebraska | p40 | MROWc
41 | 59 | Umatilla | OR | Oregon | p5 | NWPPc
28 | 27 | Coahoma | MS | Mississippi | p87 | SRMVc
26 | 17 | Bay | MI | Michigan | p103 | RFCMc
13 | 1 | Appling | GA | Georgia | p94 | SRSOc
51 | 45 | Craig | VA | Virginia | p118 | RFCWc
8 | 29 | Delta | CO | Colorado | p34 | RMPAc
1 | 117 | Shelby | AL | Alabama | p89 | SRSOc
19 | 3 | Adams | IA | Iowa | p70 | MROWc
38 | 57 | Mercer | ND | North Dakota | p36 | MROWc
1 | 25 | Clarke | AL | Alabama | p90 | SRSOc
38 | 43 | Kidder | ND | North Dakota | p37 | MROWc
21 | 89 | Greenup | KY | Kentucky | p109 | SRTVc
28 | 67 | Jones | MS | Mississippi | p87 | SRMVc
22 | 119 | Webster | LA | Louisiana | p58 | SRMVc
5 | 109 | Pike | AR | Arkansas | p56 | SPSOc
5 | 31 | Craighead | AR | Arkansas | p85 | SRMVc
13 | 19 | Berrien | GA | Georgia | p94 | SRSOc
45 | 37 | Edgefield | SC | South Carolina | p96 | SRVCc
12 | 83 | Marion | FL | Florida | p101 | FRCCc
1 | 35 | Conecuh | AL | Alabama | p90 | SRSOc
56 | 39 | Teton | WY | Wyoming | p21 | NWPPc
45 | 15 | Berkeley | SC | South Carolina | p96 | SRVCc
39 | 155 | Trumbull | OH | Ohio | p111 | RFCWc
8 | 115 | Sedgwick | CO | Colorado | p33 | RMPAc
48 | 21 | Bastrop | TX | Texas | p64 | ERCTc
13 | 133 | Greene | GA | Georgia | p94 | SRSOc
26 | 13 | Baraga | MI | Michigan | p74 | MROEc
27 | 173 | Yellow Medicine | MN | Minnesota | p44 | MROWc
48 | 89 | Colorado | TX | Texas | p64 | ERCTc
40 | 11 | Blaine | OK | Oklahoma | p50 | SPSOc
20 | 123 | Mitchell | KS | Kansas | p53 | SPNOc
47 | 59 | Greene | TN | Tennessee | p92 | SRTVc
45 | 29 | Colleton | SC | South Carolina | p96 | SRVCc
19 | 53 | Decatur | IA | Iowa | p70 | MROWc
28 | 73 | Lamar | MS | Mississippi | p87 | SRMVc
38 | 75 | Renville | ND | North Dakota | p36 | MROWc
21 | 21 | Boyle | KY | Kentucky | p109 | SRTVc
4 | 23 | Santa Cruz | AZ | Arizona | p30 | AZNMc
16 | 39 | Elmore | ID | Idaho | p15 | NWPPc
4 | 9 | Graham | AZ | Arizona | p28 | AZNMc
51 | 670 | Hopewell | VA | Virginia | p99 | SRVCc
46 | 69 | Hyde | SD | South Dakota | p38 | MROWc
48 | 145 | Falls | TX | Texas | p63 | ERCTc
29 | 17 | Bollinger | MO | Missouri | p73 | SRMWc
48 | 201 | Harris | TX | Texas | p67 | ERCTc
18 | 173 | Warrick | IN | Indiana | p107 | RFCWc
40 | 139 | Texas | OK | Oklahoma | p49 | SPSOc
41 | 47 | Marion | OR | Oregon | p5 | NWPPc
48 | 425 | Somervell | TX | Texas | p63 | ERCTc
31 | 47 | Dawson | NE | Nebraska | p40 | MROWc
19 | 137 | Montgomery | IA | Iowa | p45 | MROWc
17 | 183 | Vermilion | IL | Illinois | p83 | SRMWc
26 | 159 | Van Buren | MI | Michigan | p104 | RFCMc
16 | 63 | Lincoln | ID | Idaho | p15 | NWPPc
47 | 33 | Crockett | TN | Tennessee | p92 | SRTVc
6 | 31 | Kings | CA | California | p9 | CAMXc
21 | 145 | McCracken | KY | Kentucky | p93 | SRTVc
21 | 201 | Robertson | KY | Kentucky | p109 | SRTVc
12 | 45 | Gulf | FL | Florida | p91 | SRSOc
6 | 109 | Tuolumne | CA | California | p9 | CAMXc
48 | 249 | Jim Wells | TX | Texas | p65 | ERCTc
42 | 131 | Wyoming | PA | Pennsylvania | p122 | RFCEc
54 | 47 | McDowell | WV | West Virginia | p117 | RFCWc
29 | 13 | Bates | MO | Missouri | p55 | SPNOc
32 | 31 | Washoe | NV | Nevada | p12 | NWPPc
51 | 83 | Halifax | VA | Virginia | p99 | SRVCc
21 | 189 | Owsley | KY | Kentucky | p109 | SRTVc
30 | 21 | Dawson | MT | Montana | p35 | MROWc
54 | 33 | Harrison | WV | West Virginia | p116 | RFCWc
47 | 47 | Fayette | TN | Tennessee | p92 | SRTVc
48 | 189 | Hale | TX | Texas | p48 | SPSOc
40 | 69 | Johnston | OK | Oklahoma | p50 | SPSOc
41 | 33 | Josephine | OR | Oregon | p6 | NWPPc
31 | 33 | Cheyenne | NE | Nebraska | p39 | RMPAc
53 | 71 | Walla Walla | WA | Washington | p2 | NWPPc
27 | 81 | Lincoln | MN | Minnesota | p44 | MROWc
48 | 319 | Mason | TX | Texas | p64 | ERCTc
36 | 99 | Seneca | NY | New York | p127 | NYSTc
18 | 41 | Fayette | IN | Indiana | p107 | RFCWc
17 | 127 | Massac | IL | Illinois | p81 | SRMWc
16 | 51 | Jefferson | ID | Idaho | p16 | NWPPc
30 | 89 | Sanders | MT | Montana | p17 | NWPPc
33 | 9 | Grafton | NH | New Hampshire | p130 | NEWEc
48 | 181 | Grayson | TX | Texas | p63 | ERCTc
26 | 105 | Mason | MI | Michigan | p103 | RFCMc
28 | 145 | Union | MS | Mississippi | p88 | SRTVc
40 | 37 | Creek | OK | Oklahoma | p51 | SPSOc
49 | 7 | Carbon | UT | Utah | p25 | NWPPc
40 | 15 | Caddo | OK | Oklahoma | p50 | SPSOc
22 | 71 | Orleans | LA | Louisiana | p58 | SRMVc
29 | 93 | Iron | MO | Missouri | p73 | SRMWc
50 | 5 | Caledonia | VT | Vermont | p129 | NEWEc
21 | 181 | Nicholas | KY | Kentucky | p109 | SRTVc
30 | 27 | Fergus | MT | Montana | p20 | NWPPc
45 | 11 | Barnwell | SC | South Carolina | p96 | SRVCc
39 | 3 | Allen | OH | Ohio | p112 | RFCWc
17 | 133 | Monroe | IL | Illinois | p81 | SRMWc
20 | 49 | Elk | KS | Kansas | p53 | SPNOc
48 | 313 | Madison | TX | Texas | p63 | ERCTc
46 | 115 | Spink | SD | South Dakota | p38 | MROWc
20 | 151 | Pratt | KS | Kansas | p53 | SPNOc
37 | 81 | Guilford | NC | North Carolina | p97 | SRVCc
40 | 29 | Coal | OK | Oklahoma | p50 | SPSOc
1 | 99 | Monroe | AL | Alabama | p90 | SRSOc
17 | 19 | Champaign | IL | Illinois | p83 | SRMWc
20 | 191 | Sumner | KS | Kansas | p53 | SPNOc
21 | 187 | Owen | KY | Kentucky | p109 | SRTVc
17 | 1 | Adams | IL | Illinois | p81 | SRMWc
19 | 155 | Pottawattamie | IA | Iowa | p45 | MROWc
30 | 67 | Park | MT | Montana | p18 | NWPPc
22 | 121 | West Baton Rouge | LA | Louisiana | p58 | SRMVc
42 | 95 | Northampton | PA | Pennsylvania | p122 | RFCEc
55 | 31 | Douglas | WI | Wisconsin | p46 | MROWc
40 | 115 | Ottawa | OK | Oklahoma | p51 | SPSOc
55 | 109 | St. Croix | WI | Wisconsin | p46 | MROWc
46 | 29 | Codington | SD | South Dakota | p38 | MROWc
17 | 177 | Stephenson | IL | Illinois | p80 | RFCWc
48 | 187 | Guadalupe | TX | Texas | p64 | ERCTc
46 | 37 | Day | SD | South Dakota | p38 | MROWc
8 | 11 | Bent | CO | Colorado | p34 | RMPAc
39 | 53 | Gallia | OH | Ohio | p112 | RFCWc
30 | 73 | Pondera | MT | Montana | p18 | NWPPc
20 | 23 | Cheyenne | KS | Kansas | p52 | SPNOc
46 | 15 | Brule | SD | South Dakota | p38 | MROWc
20 | 111 | Lyon | KS | Kansas | p53 | SPNOc
39 | 137 | Putnam | OH | Ohio | p112 | RFCWc
48 | 275 | Knox | TX | Texas | p60 | ERCTc
20 | 9 | Barton | KS | Kansas | p53 | SPNOc
36 | 35 | Fulton | NY | New York | p127 | NYSTc
35 | 3 | Catron | NM | New Mexico | p31 | AZNMc
13 | 127 | Glynn | GA | Georgia | p94 | SRSOc
20 | 61 | Geary | KS | Kansas | p53 | SPNOc
38 | 79 | Rolette | ND | North Dakota | p37 | MROWc
42 | 39 | Crawford | PA | Pennsylvania | p122 | RFCEc
36 | 25 | Delaware | NY | New York | p127 | NYSTc
51 | 735 | Poquoson | VA | Virginia | p99 | SRVCc
21 | 27 | Breckinridge | KY | Kentucky | p108 | SRTVc
45 | 69 | Marlboro | SC | South Carolina | p96 | SRVCc
29 | 105 | Laclede | MO | Missouri | p84 | SRMWc
48 | 293 | Limestone | TX | Texas | p63 | ERCTc
50 | 7 | Chittenden | VT | Vermont | p129 | NEWEc
37 | 195 | Wilson | NC | North Carolina | p98 | SRVCc
26 | 93 | Livingston | MI | Michigan | p103 | RFCMc
49 | 5 | Cache | UT | Utah | p25 | NWPPc
42 | 63 | Indiana | PA | Pennsylvania | p122 | RFCEc
48 | 27 | Bell | TX | Texas | p63 | ERCTc
37 | 173 | Swain | NC | North Carolina | p97 | SRVCc
35 | 53 | Socorro | NM | New Mexico | p31 | AZNMc
48 | 349 | Navarro | TX | Texas | p63 | ERCTc
34 | 3 | Bergen | NJ | New Jersey | p126 | RFCEc
1 | 65 | Hale | AL | Alabama | p89 | SRSOc
21 | 73 | Franklin | KY | Kentucky | p109 | SRTVc
24 | 39 | Somerset | MD | Maryland | p123 | RFCEc
28 | 21 | Claiborne | MS | Mississippi | p87 | SRMVc
48 | 403 | Sabine | TX | Texas | p66 | SRMVc
37 | 41 | Chowan | NC | North Carolina | p98 | SRVCc
48 | 347 | Nacogdoches | TX | Texas | p66 | SRMVc
13 | 183 | Long | GA | Georgia | p94 | SRSOc
38 | 97 | Traill | ND | North Dakota | p37 | MROWc
48 | 67 | Cass | TX | Texas | p57 | SPSOc
5 | 143 | Washington | AR | Arkansas | p56 | SPSOc
36 | 117 | Wayne | NY | New York | p127 | NYSTc
8 | 69 | Larimer | CO | Colorado | p33 | RMPAc
42 | 51 | Fayette | PA | Pennsylvania | p115 | RFCWc
48 | 73 | Cherokee | TX | Texas | p63 | ERCTc
48 | 241 | Jasper | TX | Texas | p66 | SRMVc
51 | 510 | Alexandria | VA | Virginia | p99 | SRVCc
20 | 141 | Osborne | KS | Kansas | p53 | SPNOc
53 | 55 | San Juan | WA | Washington | p1 | NWPPc
21 | 67 | Fayette | KY | Kentucky | p109 | SRTVc
28 | 89 | Madison | MS | Mississippi | p87 | SRMVc
29 | 205 | Shelby | MO | Missouri | p71 | SRMWc
20 | 125 | Montgomery | KS | Kansas | p53 | SPNOc
23 | 3 | Aroostook | ME | Maine | p134 | NEWEc
46 | 129 | Walworth | SD | South Dakota | p38 | MROWc
5 | 53 | Grant | AR | Arkansas | p85 | SRMVc
47 | 181 | Wayne | TN | Tennessee | p92 | SRTVc
36 | 93 | Schenectady | NY | New York | p127 | NYSTc
1 | 13 | Butler | AL | Alabama | p90 | SRSOc
46 | 97 | Miner | SD | South Dakota | p38 | MROWc
12 | 23 | Columbia | FL | Florida | p101 | FRCCc
51 | 125 | Nelson | VA | Virginia | p118 | RFCWc
12 | 111 | St. Lucie | FL | Florida | p102 | FRCCc
37 | 193 | Wilkes | NC | North Carolina | p97 | SRVCc
28 | 33 | DeSoto | MS | Mississippi | p87 | SRMVc
26 | 35 | Clare | MI | Michigan | p103 | RFCMc
40 | 107 | Okfuskee | OK | Oklahoma | p50 | SPSOc
51 | 141 | Patrick | VA | Virginia | p118 | RFCWc
16 | 55 | Kootenai | ID | Idaho | p14 | NWPPc
19 | 31 | Cedar | IA | Iowa | p70 | MROWc
40 | 79 | Le Flore | OK | Oklahoma | p50 | SPSOc
48 | 467 | Van Zandt | TX | Texas | p63 | ERCTc
17 | 87 | Johnson | IL | Illinois | p81 | SRMWc
42 | 71 | Lancaster | PA | Pennsylvania | p122 | RFCEc
37 | 5 | Alleghany | NC | North Carolina | p97 | SRVCc
19 | 109 | Kossuth | IA | Iowa | p45 | MROWc
26 | 25 | Calhoun | MI | Michigan | p103 | RFCMc
5 | 3 | Ashley | AR | Arkansas | p85 | SRMVc
39 | 167 | Washington | OH | Ohio | p112 | RFCWc
26 | 117 | Montcalm | MI | Michigan | p103 | RFCMc
13 | 315 | Wilcox | GA | Georgia | p94 | SRSOc
17 | 113 | McLean | IL | Illinois | p83 | SRMWc
13 | 77 | Coweta | GA | Georgia | p94 | SRSOc
46 | 107 | Potter | SD | South Dakota | p38 | MROWc
1 | 17 | Chambers | AL | Alabama | p90 | SRSOc
51 | 61 | Fauquier | VA | Virginia | p99 | SRVCc
28 | 47 | Harrison | MS | Mississippi | p87 | SRMVc
48 | 495 | Winkler | TX | Texas | p62 | ERCTc
49 | 41 | Sevier | UT | Utah | p25 | NWPPc
51 | 9 | Amherst | VA | Virginia | p118 | RFCWc
31 | 181 | Webster | NE | Nebraska | p40 | MROWc
48 | 497 | Wise | TX | Texas | p63 | ERCTc
46 | 79 | Lake | SD | South Dakota | p38 | MROWc
42 | 121 | Venango | PA | Pennsylvania | p122 | RFCEc
40 | 129 | Roger Mills | OK | Oklahoma | p50 | SPSOc
22 | 95 | St. John the Baptist | LA | Louisiana | p58 | SRMVc
40 | 97 | Mayes | OK | Oklahoma | p51 | SPSOc
47 | 187 | Williamson | TN | Tennessee | p92 | SRTVc
12 | 49 | Hardee | FL | Florida | p101 | FRCCc
37 | 7 | Anson | NC | North Carolina | p97 | SRVCc
41 | 67 | Washington | OR | Oregon | p5 | NWPPc
51 | 678 | Lexington | VA | Virginia | p99 | SRVCc
17 | 101 | Lawrence | IL | Illinois | p83 | SRMWc
29 | 35 | Carter | MO | Missouri | p84 | SRMWc
25 | 1 | Barnstable | MA | Massachusetts | p131 | NEWEc
31 | 67 | Gage | NE | Nebraska | p40 | MROWc
38 | 29 | Emmons | ND | North Dakota | p36 | MROWc
54 | 73 | Pleasants | WV | West Virginia | p116 | RFCWc
45 | 75 | Orangeburg | SC | South Carolina | p96 | SRVCc
22 | 63 | Livingston | LA | Louisiana | p58 | SRMVc
29 | 25 | Caldwell | MO | Missouri | p54 | SPNOc
19 | 165 | Shelby | IA | Iowa | p45 | MROWc
45 | 43 | Georgetown | SC | South Carolina | p96 | SRVCc
13 | 185 | Lowndes | GA | Georgia | p94 | SRSOc
36 | 105 | Sullivan | NY | New York | p127 | NYSTc
45 | 57 | Lancaster | SC | South Carolina | p95 | SRVCc
51 | 111 | Lunenburg | VA | Virginia | p99 | SRVCc
38 | 37 | Grant | ND | North Dakota | p36 | MROWc
47 | 27 | Clay | TN | Tennessee | p92 | SRTVc
12 | 125 | Union | FL | Florida | p101 | FRCCc
54 | 67 | Nicholas | WV | West Virginia | p116 | RFCWc
29 | 225 | Webster | MO | Missouri | p55 | SPNOc
51 | 23 | Botetourt | VA | Virginia | p118 | RFCWc
48 | 269 | King | TX | Texas | p60 | ERCTc
38 | 15 | Burleigh | ND | North Dakota | p36 | MROWc
31 | 73 | Gosper | NE | Nebraska | p40 | MROWc
39 | 143 | Sandusky | OH | Ohio | p111 | RFCWc
22 | 39 | Evangeline | LA | Louisiana | p58 | SRMVc
6 | 3 | Alpine | CA | California | p9 | CAMXc
47 | 67 | Hancock | TN | Tennessee | p92 | SRTVc
54 | 27 | Hampshire | WV | West Virginia | p116 | RFCWc
22 | 51 | Jefferson | LA | Louisiana | p58 | SRMVc
32 | 3 | Clark | NV | Nevada | p13 | AZNMc
21 | 213 | Simpson | KY | Kentucky | p93 | SRTVc
12 | 9 | Brevard | FL | Florida | p102 | FRCCc
8 | 75 | Logan | CO | Colorado | p33 | RMPAc
17 | 91 | Kankakee | IL | Illinois | p80 | RFCWc
12 | 61 | Indian River | FL | Florida | p102 | FRCCc
41 | 27 | Hood River | OR | Oregon | p5 | NWPPc
51 | 191 | Washington | VA | Virginia | p118 | RFCWc
8 | 57 | Jackson | CO | Colorado | p33 | RMPAc
31 | 27 | Cedar | NE | Nebraska | p40 | MROWc
5 | 137 | Stone | AR | Arkansas | p85 | SRMVc
8 | 43 | Fremont | CO | Colorado | p34 | RMPAc
29 | 117 | Livingston | MO | Missouri | p54 | SPNOc
48 | 213 | Henderson | TX | Texas | p63 | ERCTc
29 | 179 | Reynolds | MO | Missouri | p73 | SRMWc
28 | 59 | Jackson | MS | Mississippi | p87 | SRMVc
17 | 85 | Jo Daviess | IL | Illinois | p80 | RFCWc
51 | 49 | Cumberland | VA | Virginia | p99 | SRVCc
6 | 53 | Monterey | CA | California | p9 | CAMXc
25 | 19 | Nantucket | MA | Massachusetts | p131 | NEWEc
47 | 73 | Hawkins | TN | Tennessee | p92 | SRTVc
29 | 207 | Stoddard | MO | Missouri | p84 | SRMWc
13 | 49 | Charlton | GA | Georgia | p94 | SRSOc
30 | 99 | Teton | MT | Montana | p18 | NWPPc
35 | 51 | Sierra | NM | New Mexico | p31 | AZNMc
28 | 117 | Prentiss | MS | Mississippi | p88 | SRTVc
18 | 69 | Huntington | IN | Indiana | p105 | RFCWc
29 | 197 | Schuyler | MO | Missouri | p71 | SRMWc
29 | 59 | Dallas | MO | Missouri | p84 | SRMWc
26 | 47 | Emmet | MI | Michigan | p103 | RFCMc
36 | 89 | St. Lawrence | NY | New York | p127 | NYSTc
40 | 41 | Delaware | OK | Oklahoma | p51 | SPSOc
13 | 191 | McIntosh | GA | Georgia | p94 | SRSOc
1 | 27 | Clay | AL | Alabama | p90 | SRSOc
4 | 1 | Apache | AZ | Arizona | p29 | AZNMc
5 | 71 | Johnson | AR | Arkansas | p56 | SPSOc
55 | 55 | Jefferson | WI | Wisconsin | p79 | RFCWc
39 | 95 | Lucas | OH | Ohio | p111 | RFCWc
33 | 19 | Sullivan | NH | New Hampshire | p130 | NEWEc
21 | 147 | McCreary | KY | Kentucky | p93 | SRTVc
13 | 223 | Paulding | GA | Georgia | p94 | SRSOc
55 | 103 | Richland | WI | Wisconsin | p77 | MROWc
13 | 151 | Henry | GA | Georgia | p94 | SRSOc
42 | 53 | Forest | PA | Pennsylvania | p122 | RFCEc
19 | 153 | Polk | IA | Iowa | p70 | MROWc
44 | 3 | Kent | RI | Rhode Island | p133 | NEWEc
36 | 21 | Columbia | NY | New York | p127 | NYSTc
31 | 159 | Seward | NE | Nebraska | p40 | MROWc
17 | 123 | Marshall | IL | Illinois | p82 | SRMWc
34 | 39 | Union | NJ | New Jersey | p126 | RFCEc
24 | 3 | Anne Arundel | MD | Maryland | p123 | RFCEc
48 | 271 | Kinney | TX | Texas | p61 | ERCTc
48 | 147 | Fannin | TX | Texas | p63 | ERCTc
12 | 77 | Liberty | FL | Florida | p101 | FRCCc
5 | 121 | Randolph | AR | Arkansas | p85 | SRMVc
1 | 73 | Jefferson | AL | Alabama | p89 | SRSOc
21 | 65 | Estill | KY | Kentucky | p109 | SRTVc
13 | 111 | Fannin | GA | Georgia | p94 | SRSOc
48 | 417 | Shackelford | TX | Texas | p63 | ERCTc
55 | 119 | Taylor | WI | Wisconsin | p46 | MROWc
48 | 389 | Reeves | TX | Texas | p61 | ERCTc
51 | 185 | Tazewell | VA | Virginia | p118 | RFCWc
38 | 5 | Benson | ND | North Dakota | p37 | MROWc
13 | 23 | Bleckley | GA | Georgia | p94 | SRSOc
33 | 1 | Belknap | NH | New Hampshire | p130 | NEWEc
47 | 159 | Smith | TN | Tennessee | p92 | SRTVc
19 | 149 | Plymouth | IA | Iowa | p45 | MROWc
48 | 471 | Walker | TX | Texas | p64 | ERCTc
26 | 33 | Chippewa | MI | Michigan | p103 | RFCMc
48 | 281 | Lampasas | TX | Texas | p63 | ERCTc
48 | 65 | Carson | TX | Texas | p48 | SPSOc
4 | 19 | Pima | AZ | Arizona | p30 | AZNMc
42 | 3 | Allegheny | PA | Pennsylvania | p115 | RFCWc
48 | 483 | Wheeler | TX | Texas | p48 | SPSOc
28 | 35 | Forrest | MS | Mississippi | p87 | SRMVc
18 | 139 | Rush | IN | Indiana | p107 | RFCWc
27 | 11 | Big Stone | MN | Minnesota | p43 | MROWc
35 | 39 | Rio Arriba | NM | New Mexico | p31 | AZNMc
46 | 41 | Dewey | SD | South Dakota | p38 | MROWc
1 | 67 | Henry | AL | Alabama | p90 | SRSOc
28 | 25 | Clay | MS | Mississippi | p88 | SRTVc
27 | 139 | Scott | MN | Minnesota | p43 | MROWc
48 | 175 | Goliad | TX | Texas | p65 | ERCTc
18 | 11 | Boone | IN | Indiana | p105 | RFCWc
48 | 345 | Motley | TX | Texas | p60 | ERCTc
37 | 115 | Madison | NC | North Carolina | p97 | SRVCc
54 | 17 | Doddridge | WV | West Virginia | p116 | RFCWc
46 | 81 | Lawrence | SD | South Dakota | p32 | RMPAc
48 | 99 | Coryell | TX | Texas | p63 | ERCTc
47 | 13 | Campbell | TN | Tennessee | p92 | SRTVc
13 | 61 | Clay | GA | Georgia | p94 | SRSOc
20 | 127 | Morris | KS | Kansas | p53 | SPNOc
13 | 9 | Baldwin | GA | Georgia | p94 | SRSOc
21 | 175 | Morgan | KY | Kentucky | p109 | SRTVc
39 | 51 | Fulton | OH | Ohio | p111 | RFCWc
26 | 59 | Hillsdale | MI | Michigan | p103 | RFCMc
29 | 47 | Clay | MO | Missouri | p54 | SPNOc
51 | 77 | Grayson | VA | Virginia | p118 | RFCWc
41 | 17 | Deschutes | OR | Oregon | p5 | NWPPc
53 | 31 | Jefferson | WA | Washington | p2 | NWPPc
21 | 99 | Hart | KY | Kentucky | p109 | SRTVc
31 | 17 | Brown | NE | Nebraska | p40 | MROWc
29 | 33 | Carroll | MO | Missouri | p54 | SPNOc
48 | 487 | Wilbarger | TX | Texas | p60 | ERCTc
37 | 37 | Chatham | NC | North Carolina | p98 | SRVCc
54 | 13 | Calhoun | WV | West Virginia | p116 | RFCWc
39 | 39 | Defiance | OH | Ohio | p112 | RFCWc
48 | 393 | Roberts | TX | Texas | p48 | SPSOc
37 | 15 | Bertie | NC | North Carolina | p98 | SRVCc
13 | 247 | Rockdale | GA | Georgia | p94 | SRSOc
13 | 125 | Glascock | GA | Georgia | p94 | SRSOc
48 | 435 | Sutton | TX | Texas | p61 | ERCTc
13 | 141 | Hancock | GA | Georgia | p94 | SRSOc
29 | 211 | Sullivan | MO | Missouri | p54 | SPNOc
19 | 157 | Poweshiek | IA | Iowa | p70 | MROWc
6 | 71 | San Bernardino | CA | California | p10 | CAMXc
19 | 131 | Mitchell | IA | Iowa | p69 | MROWc
41 | 13 | Crook | OR | Oregon | p5 | NWPPc
31 | 13 | Box Butte | NE | Nebraska | p39 | RMPAc
38 | 7 | Billings | ND | North Dakota | p36 | MROWc
30 | 65 | Musselshell | MT | Montana | p20 | NWPPc
47 | 17 | Carroll | TN | Tennessee | p92 | SRTVc
37 | 29 | Camden | NC | North Carolina | p98 | SRVCc
39 | 63 | Hancock | OH | Ohio | p112 | RFCWc
40 | 81 | Lincoln | OK | Oklahoma | p50 | SPSOc
20 | 183 | Smith | KS | Kansas | p53 | SPNOc
27 | 69 | Kittson | MN | Minnesota | p42 | MROWc
22 | 53 | Jefferson Davis | LA | Louisiana | p58 | SRMVc
36 | 59 | Nassau | NY | New York | p128 | NYSTc
18 | 57 | Hamilton | IN | Indiana | p106 | RFCWc
18 | 43 | Floyd | IN | Indiana | p107 | RFCWc
54 | 65 | Morgan | WV | West Virginia | p116 | RFCWc
29 | 89 | Howard | MO | Missouri | p72 | SRMWc
46 | 7 | Bennett | SD | South Dakota | p38 | MROWc
39 | 121 | Noble | OH | Ohio | p112 | RFCWc
51 | 183 | Sussex | VA | Virginia | p99 | SRVCc
13 | 227 | Pickens | GA | Georgia | p94 | SRSOc
30 | 13 | Cascade | MT | Montana | p18 | NWPPc
47 | 147 | Robertson | TN | Tennessee | p92 | SRTVc
29 | 21 | Buchanan | MO | Missouri | p54 | SPNOc
41 | 65 | Wasco | OR | Oregon | p5 | NWPPc
6 | 51 | Mono | CA | California | p10 | CAMXc
19 | 119 | Lyon | IA | Iowa | p45 | MROWc
18 | 75 | Jay | IN | Indiana | p105 | RFCWc
31 | 65 | Furnas | NE | Nebraska | p40 | MROWc
18 | 135 | Randolph | IN | Indiana | p105 | RFCWc
17 | 83 | Jersey | IL | Illinois | p81 | SRMWc
26 | 145 | Saginaw | MI | Michigan | p103 | RFCMc
28 | 105 | Oktibbeha | MS | Mississippi | p88 | SRTVc
40 | 7 | Beaver | OK | Oklahoma | p49 | SPSOc
49 | 37 | San Juan | UT | Utah | p25 | NWPPc
6 | 39 | Madera | CA | California | p9 | CAMXc
22 | 3 | Allen | LA | Louisiana | p58 | SRMVc
48 | 255 | Karnes | TX | Texas | p65 | ERCTc
38 | 81 | Sargent | ND | North Dakota | p37 | MROWc
49 | 15 | Emery | UT | Utah | p25 | NWPPc
21 | 159 | Martin | KY | Kentucky | p110 | RFCWc
13 | 265 | Taliaferro | GA | Georgia | p94 | SRSOc
31 | 147 | Richardson | NE | Nebraska | p41 | MROWc
6 | 63 | Plumas | CA | California | p9 | CAMXc
48 | 277 | Lamar | TX | Texas | p63 | ERCTc
20 | 77 | Harper | KS | Kansas | p53 | SPNOc
49 | 29 | Morgan | UT | Utah | p26 | NWPPc
48 | 159 | Franklin | TX | Texas | p63 | ERCTc
30 | 17 | Custer | MT | Montana | p35 | MROWc
47 | 65 | Hamilton | TN | Tennessee | p92 | SRTVc
51 | 127 | New Kent | VA | Virginia | p99 | SRVCc
19 | 103 | Johnson | IA | Iowa | p70 | MROWc
5 | 95 | Monroe | AR | Arkansas | p85 | SRMVc
39 | 71 | Highland | OH | Ohio | p112 | RFCWc
19 | 55 | Delaware | IA | Iowa | p70 | MROWc
16 | 31 | Cassia | ID | Idaho | p16 | NWPPc
6 | 95 | Solano | CA | California | p9 | CAMXc
47 | 99 | Lawrence | TN | Tennessee | p92 | SRTVc
20 | 185 | Stafford | KS | Kansas | p53 | SPNOc
39 | 171 | Williams | OH | Ohio | p112 | RFCWc
26 | 21 | Berrien | MI | Michigan | p104 | RFCMc
55 | 131 | Washington | WI | Wisconsin | p79 | RFCWc
5 | 63 | Independence | AR | Arkansas | p85 | SRMVc
19 | 169 | Story | IA | Iowa | p70 | MROWc
46 | 5 | Beadle | SD | South Dakota | p38 | MROWc
21 | 13 | Bell | KY | Kentucky | p109 | SRTVc
29 | 189 | St. Louis | MO | Missouri | p72 | SRMWc
47 | 175 | Van Buren | TN | Tennessee | p92 | SRTVc
48 | 325 | Medina | TX | Texas | p65 | ERCTc
39 | 163 | Vinton | OH | Ohio | p112 | RFCWc
37 | 129 | New Hanover | NC | North Carolina | p98 | SRVCc
56 | 31 | Platte | WY | Wyoming | p24 | RMPAc
5 | 39 | Dallas | AR | Arkansas | p85 | SRMVc
26 | 89 | Leelanau | MI | Michigan | p103 | RFCMc
38 | 41 | Hettinger | ND | North Dakota | p36 | MROWc
17 | 45 | Edgar | IL | Illinois | p83 | SRMWc
36 | 47 | Kings | NY | New York | p127 | NYSTc
48 | 13 | Atascosa | TX | Texas | p65 | ERCTc
27 | 135 | Roseau | MN | Minnesota | p42 | MROWc
37 | 97 | Iredell | NC | North Carolina | p97 | SRVCc
27 | 75 | Lake | MN | Minnesota | p43 | MROWc
21 | 17 | Bourbon | KY | Kentucky | p109 | SRTVc
31 | 99 | Kearney | NE | Nebraska | p40 | MROWc
5 | 51 | Garland | AR | Arkansas | p85 | SRMVc
9 | 9 | New Haven | CT | Connecticut | p132 | NEWEc
36 | 33 | Franklin | NY | New York | p127 | NYSTc
12 | 86 | Miami-Dade | FL | Florida | p102 | FRCCc
31 | 175 | Valley | NE | Nebraska | p40 | MROWc
29 | 201 | Scott | MO | Missouri | p72 | SRMWc
37 | 161 | Rutherford | NC | North Carolina | p97 | SRVCc
48 | 17 | Bailey | TX | Texas | p48 | SPSOc
29 | 145 | Newton | MO | Missouri | p55 | SPNOc
54 | 99 | Wayne | WV | West Virginia | p117 | RFCWc
37 | 107 | Lenoir | NC | North Carolina | p98 | SRVCc
50 | 15 | Lamoille | VT | Vermont | p129 | NEWEc
13 | 301 | Warren | GA | Georgia | p94 | SRSOc
12 | 127 | Volusia | FL | Florida | p101 | FRCCc
37 | 79 | Greene | NC | North Carolina | p98 | SRVCc
27 | 57 | Hubbard | MN | Minnesota | p43 | MROWc
28 | 93 | Marshall | MS | Mississippi | p88 | SRTVc
27 | 43 | Faribault | MN | Minnesota | p68 | MROWc
40 | 5 | Atoka | OK | Oklahoma | p50 | SPSOc
24 | 25 | Harford | MD | Maryland | p123 | RFCEc
26 | 121 | Muskegon | MI | Michigan | p103 | RFCMc
51 | 193 | Westmoreland | VA | Virginia | p99 | SRVCc
35 | 21 | Harding | NM | New Mexico | p31 | AZNMc
37 | 141 | Pender | NC | North Carolina | p98 | SRVCc
19 | 73 | Greene | IA | Iowa | p70 | MROWc
28 | 53 | Humphreys | MS | Mississippi | p87 | SRMVc
29 | 171 | Putnam | MO | Missouri | p54 | SPNOc
37 | 125 | Moore | NC | North Carolina | p98 | SRVCc
17 | 11 | Bureau | IL | Illinois | p81 | SRMWc
13 | 15 | Bartow | GA | Georgia | p94 | SRSOc
13 | 37 | Calhoun | GA | Georgia | p94 | SRSOc
24 | 35 | Queen Anne's | MD | Maryland | p123 | RFCEc
6 | 59 | Orange | CA | California | p10 | CAMXc
45 | 19 | Charleston | SC | South Carolina | p96 | SRVCc
51 | 5 | Alleghany | VA | Virginia | p99 | SRVCc
13 | 219 | Oconee | GA | Georgia | p94 | SRSOc
20 | 41 | Dickinson | KS | Kansas | p53 | SPNOc
13 | 29 | Bryan | GA | Georgia | p94 | SRSOc
36 | 51 | Livingston | NY | New York | p127 | NYSTc
29 | 163 | Pike | MO | Missouri | p72 | SRMWc
12 | 7 | Bradford | FL | Florida | p101 | FRCCc
5 | 33 | Crawford | AR | Arkansas | p56 | SPSOc
8 | 1 | Adams | CO | Colorado | p33 | RMPAc
31 | 165 | Sioux | NE | Nebraska | p39 | RMPAc
42 | 117 | Tioga | PA | Pennsylvania | p122 | RFCEc
55 | 78 | Menominee | WI | Wisconsin | p76 | MROEc
19 | 67 | Floyd | IA | Iowa | p69 | MROWc
20 | 195 | Trego | KS | Kansas | p52 | SPNOc
27 | 123 | Ramsey | MN | Minnesota | p43 | MROWc
13 | 115 | Floyd | GA | Georgia | p94 | SRSOc
28 | 3 | Alcorn | MS | Mississippi | p88 | SRTVc
42 | 35 | Clinton | PA | Pennsylvania | p119 | RFCEc
20 | 173 | Sedgwick | KS | Kansas | p53 | SPNOc
34 | 21 | Mercer | NJ | New Jersey | p126 | RFCEc
22 | 105 | Tangipahoa | LA | Louisiana | p58 | SRMVc
42 | 25 | Carbon | PA | Pennsylvania | p122 | RFCEc
8 | 19 | Clear Creek | CO | Colorado | p33 | RMPAc
5 | 47 | Franklin | AR | Arkansas | p56 | SPSOc
19 | 27 | Carroll | IA | Iowa | p45 | MROWc
36 | 39 | Greene | NY | New York | p127 | NYSTc
26 | 71 | Iron | MI | Michigan | p74 | MROEc
47 | 165 | Sumner | TN | Tennessee | p92 | SRTVc
39 | 145 | Scioto | OH | Ohio | p112 | RFCWc
45 | 1 | Abbeville | SC | South Carolina | p95 | SRVCc
37 | 9 | Ashe | NC | North Carolina | p97 | SRVCc
36 | 63 | Niagara | NY | New York | p127 | NYSTc
17 | 199 | Williamson | IL | Illinois | p81 | SRMWc
37 | 61 | Duplin | NC | North Carolina | p98 | SRVCc
31 | 31 | Cherry | NE | Nebraska | p40 | MROWc
53 | 17 | Douglas | WA | Washington | p4 | NWPPc
41 | 31 | Jefferson | OR | Oregon | p5 | NWPPc
37 | 23 | Burke | NC | North Carolina | p97 | SRVCc
26 | 163 | Wayne | MI | Michigan | p103 | RFCMc
19 | 187 | Webster | IA | Iowa | p45 | MROWc
31 | 109 | Lancaster | NE | Nebraska | p41 | MROWc
21 | 155 | Marion | KY | Kentucky | p109 | SRTVc
37 | 111 | McDowell | NC | North Carolina | p97 | SRVCc
17 | 69 | Hardin | IL | Illinois | p81 | SRMWc
40 | 127 | Pushmataha | OK | Oklahoma | p50 | SPSOc
39 | 89 | Licking | OH | Ohio | p112 | RFCWc
12 | 5 | Bay | FL | Florida | p91 | SRSOc
36 | 95 | Schoharie | NY | New York | p127 | NYSTc
51 | 7 | Amelia | VA | Virginia | p99 | SRVCc
54 | 31 | Hardy | WV | West Virginia | p116 | RFCWc
29 | 121 | Macon | MO | Missouri | p71 | SRMWc
32 | 33 | White Pine | NV | Nevada | p12 | NWPPc
1 | 131 | Wilcox | AL | Alabama | p89 | SRSOc
6 | 47 | Merced | CA | California | p9 | CAMXc
39 | 21 | Champaign | OH | Ohio | p112 | RFCWc
48 | 155 | Foard | TX | Texas | p60 | ERCTc
54 | 109 | Wyoming | WV | West Virginia | p117 | RFCWc
18 | 123 | Perry | IN | Indiana | p107 | RFCWc
47 | 109 | McNairy | TN | Tennessee | p92 | SRTVc
20 | 81 | Haskell | KS | Kansas | p53 | SPNOc
37 | 151 | Randolph | NC | North Carolina | p97 | SRVCc
21 | 239 | Woodford | KY | Kentucky | p109 | SRTVc
16 | 65 | Madison | ID | Idaho | p16 | NWPPc
37 | 191 | Wayne | NC | North Carolina | p98 | SRVCc
47 | 31 | Coffee | TN | Tennessee | p92 | SRTVc
6 | 33 | Lake | CA | California | p9 | CAMXc
53 | 13 | Columbia | WA | Washington | p2 | NWPPc
37 | 49 | Craven | NC | North Carolina | p98 | SRVCc
28 | 137 | Tate | MS | Mississippi | p87 | SRMVc
48 | 239 | Jackson | TX | Texas | p65 | ERCTc
5 | 59 | Hot Spring | AR | Arkansas | p85 | SRMVc
19 | 181 | Warren | IA | Iowa | p70 | MROWc
22 | 93 | St. James | LA | Louisiana | p58 | SRMVc
17 | 139 | Moultrie | IL | Illinois | p83 | SRMWc
29 | 217 | Vernon | MO | Missouri | p55 | SPNOc
46 | 127 | Union | SD | South Dakota | p38 | MROWc
29 | 71 | Franklin | MO | Missouri | p72 | SRMWc
38 | 77 | Richland | ND | North Dakota | p37 | MROWc
49 | 23 | Juab | UT | Utah | p25 | NWPPc
5 | 145 | White | AR | Arkansas | p85 | SRMVc
6 | 89 | Shasta | CA | California | p9 | CAMXc
48 | 221 | Hood | TX | Texas | p63 | ERCTc
53 | 65 | Stevens | WA | Washington | p3 | NWPPc
22 | 117 | Washington | LA | Louisiana | p58 | SRMVc
16 | 13 | Blaine | ID | Idaho | p15 | NWPPc
45 | 87 | Union | SC | South Carolina | p95 | SRVCc
51 | 81 | Greensville | VA | Virginia | p99 | SRVCc
35 | 59 | Union | NM | New Mexico | p31 | AZNMc
13 | 79 | Crawford | GA | Georgia | p94 | SRSOc
8 | 113 | San Miguel | CO | Colorado | p34 | RMPAc
21 | 221 | Trigg | KY | Kentucky | p93 | SRTVc
29 | 51 | Cole | MO | Missouri | p72 | SRMWc
48 | 309 | McLennan | TX | Texas | p63 | ERCTc
39 | 47 | Fayette | OH | Ohio | p113 | RFCWc
55 | 27 | Dodge | WI | Wisconsin | p76 | MROEc
6 | 21 | Glenn | CA | California | p9 | CAMXc
46 | 77 | Kingsbury | SD | South Dakota | p38 | MROWc
18 | 45 | Fountain | IN | Indiana | p105 | RFCWc
13 | 107 | Emanuel | GA | Georgia | p94 | SRSOc
27 | 83 | Lyon | MN | Minnesota | p44 | MROWc
26 | 95 | Luce | MI | Michigan | p103 | RFCMc
48 | 297 | Live Oak | TX | Texas | p65 | ERCTc
1 | 103 | Morgan | AL | Alabama | p89 | SRSOc
1 | 55 | Etowah | AL | Alabama | p90 | SRSOc
13 | 161 | Jeff Davis | GA | Georgia | p94 | SRSOc
32 | 21 | Mineral | NV | Nevada | p12 | NWPPc
16 | 17 | Bonner | ID | Idaho | p14 | NWPPc
30 | 31 | Gallatin | MT | Montana | p18 | NWPPc
48 | 381 | Randall | TX | Texas | p48 | SPSOc
39 | 33 | Crawford | OH | Ohio | p112 | RFCWc
30 | 109 | Wibaux | MT | Montana | p35 | MROWc
21 | 215 | Spencer | KY | Kentucky | p109 | SRTVc
29 | 39 | Cedar | MO | Missouri | p55 | SPNOc
50 | 9 | Essex | VT | Vermont | p129 | NEWEc
21 | 165 | Menifee | KY | Kentucky | p109 | SRTVc
8 | 87 | Morgan | CO | Colorado | p33 | RMPAc
48 | 291 | Liberty | TX | Texas | p66 | SRMVc
49 | 49 | Utah | UT | Utah | p25 | NWPPc
55 | 67 | Langlade | WI | Wisconsin | p75 | MROEc
40 | 77 | Latimer | OK | Oklahoma | p50 | SPSOc
55 | 73 | Marathon | WI | Wisconsin | p75 | MROEc
13 | 235 | Pulaski | GA | Georgia | p94 | SRSOc
22 | 35 | East Carroll | LA | Louisiana | p86 | SRMVc
13 | 97 | Douglas | GA | Georgia | p94 | SRSOc
9 | 15 | Windham | CT | Connecticut | p132 | NEWEc
42 | 105 | Potter | PA | Pennsylvania | p119 | RFCEc
48 | 215 | Hidalgo | TX | Texas | p65 | ERCTc
13 | 129 | Gordon | GA | Georgia | p94 | SRSOc
1 | 119 | Sumter | AL | Alabama | p89 | SRSOc
12 | 41 | Gilchrist | FL | Florida | p101 | FRCCc
22 | 25 | Catahoula | LA | Louisiana | p58 | SRMVc
29 | 63 | DeKalb | MO | Missouri | p54 | SPNOc
48 | 165 | Gaines | TX | Texas | p48 | SPSOc
10 | 5 | Sussex | DE | Delaware | p125 | RFCEc
20 | 7 | Barber | KS | Kansas | p53 | SPNOc
17 | 57 | Fulton | IL | Illinois | p81 | SRMWc
23 | 21 | Piscataquis | ME | Maine | p134 | NEWEc
17 | 43 | DuPage | IL | Illinois | p80 | RFCWc
26 | 51 | Gladwin | MI | Michigan | p103 | RFCMc
13 | 283 | Treutlen | GA | Georgia | p94 | SRSOc
39 | 59 | Guernsey | OH | Ohio | p112 | RFCWc
12 | 81 | Manatee | FL | Florida | p101 | FRCCc
56 | 17 | Hot Springs | WY | Wyoming | p21 | NWPPc
51 | 173 | Smyth | VA | Virginia | p118 | RFCWc
35 | 47 | San Miguel | NM | New Mexico | p31 | AZNMc
29 | 95 | Jackson | MO | Missouri | p54 | SPNOc
51 | 195 | Wise | VA | Virginia | p118 | RFCWc
8 | 85 | Montrose | CO | Colorado | p34 | RMPAc
36 | 121 | Wyoming | NY | New York | p127 | NYSTc
50 | 23 | Washington | VT | Vermont | p129 | NEWEc
34 | 33 | Salem | NJ | New Jersey | p126 | RFCEc
17 | 75 | Iroquois | IL | Illinois | p83 | SRMWc
8 | 91 | Ouray | CO | Colorado | p34 | RMPAc
47 | 155 | Sevier | TN | Tennessee | p92 | SRTVc
18 | 83 | Knox | IN | Indiana | p107 | RFCWc
56 | 13 | Fremont | WY | Wyoming | p21 | NWPPc
25 | 11 | Franklin | MA | Massachusetts | p131 | NEWEc
17 | 135 | Montgomery | IL | Illinois | p81 | SRMWc
27 | 45 | Fillmore | MN | Minnesota | p68 | MROWc
5 | 21 | Clay | AR | Arkansas | p85 | SRMVc
20 | 5 | Atchison | KS | Kansas | p53 | SPNOc
42 | 93 | Montour | PA | Pennsylvania | p122 | RFCEc
48 | 109 | Culberson | TX | Texas | p61 | ERCTc
26 | 63 | Huron | MI | Michigan | p103 | RFCMc
45 | 85 | Sumter | SC | South Carolina | p96 | SRVCc
48 | 31 | Blanco | TX | Texas | p64 | ERCTc
28 | 143 | Tunica | MS | Mississippi | p87 | SRMVc
20 | 193 | Thomas | KS | Kansas | p52 | SPNOc
8 | 101 | Pueblo | CO | Colorado | p34 | RMPAc
35 | 33 | Mora | NM | New Mexico | p31 | AZNMc
5 | 89 | Marion | AR | Arkansas | p56 | SPSOc