## Information
Sharing the Sun Community Solar Project Data
Updated through June 2022
Released November 2022
This dataset contains project data on community solar installations across the United States interconnected through June 2022. The National Renewable Energy Laboratory (NREL) first released a dataset of community solar projects in 2018, and updates it annually at least. The dataset updated through December 2021 for the first time included a tab of projects with provisions for low- and moderate-income (LMI) subscribers. This dataset includes all projects without indicating LMI provisions. Our next annual update will include an LMI component This list has been reviewed but errors may exist and the list may not be comprehensive. Errors in the sources (e.g., press releases) may be duplicated in the dataset. NREL invites input to improve the database, including to: - Correct erroneous information - Add missing projects - Fill in missing information - Remove inactive projects Sugested updated or corrections to the data can be submitted to Kaifeng Xu at kaifeng.xu@nrel.gov
Variable Name | Variable Description
Project Name | Project name, if applicable; note that because of reporting inconsistencies
City | City where system is sited
State | State where system is sited
Utility | Utility service territory
Utility Type | Utility types align with ownership codes reported on EIA Form 861. Ownership codes included in this dataset are: • Cooperative (C): Member-owned organizations. • Investor-Owned Utilities (I): Entities that are privately owned and provide a public service. • Municipal (M): Entities that are organized under authority of state statute to provide a public service to residents of that area. • Political Subdivision (P) (also called "public utility district"): Independent of city or county government and voted into existence by a majority of the residents of any given area for the specific purpose of providing utility service to the voters. State laws provide for the formation of such districts. • Retail Power Marketer (R) or Energy Service Provider: Entities that market power to customers in restructured markets. • State (S): Entities that own or operate facilities or provide a public service.
System Size (MW-AC) and (kW-AC) | System capacity in megawatts. Projects are repored in MW-AC. Where project sizes were reported in MW-DC, we have converted them to MW-AC using a 1.3 conversion factor. Where it was unclear whether capacity was in AC or DC, we have assumed AC.
Year of Interconnection | Estimated year that project began serving customers.
Authors
Gabriel Chan, University of Minnesota
Jenny Heeter, National Renewable Energy Laboratory
Kaifeng Xu, National Renewable Energy Laboratory
Acknowledgments
This work was authored in part by the National Renewable Energy Laboratory, operated by Alliance for Sustainable Energy, LLC, for the U.S. Department of Energy (DOE) under Contract No. DE-AC36-08GO28308. Funding provided by the U.S. Department of Energy Office of Energy Efficiency and Renewable Energy Solar Energy Technologies Office. The authors also acknowledge the University of Minnesota for support of the project. The views expressed do not necessarily represent the views of the DOE or the U.S. Government. The U.S. Government retains and the publisher, by accepting the article for publication, acknowledges that the U.S. Government retains a nonexclusive, paid-up, irrevocable, worldwide license to publish or reproduce the published form of this work, or allow others to do so, for U.S. Government purposes.

## Project List
Project Name | City | State | Utility | Utility Type | System Size (MW-AC) | System Size (kW-AC) | Year of Interconnection
Renewable Energy Park | Ellensburg | WA | City of Ellensburg - (WA) | Municipal | 0.304 | 304 | 2006
Marathon array | Marathon | FL | Florida Keys El Coop Assn, Inc | Cooperative | 0.074308 | 74.3077 | 2008
Solar Pioneer II | Ashland | OR | City of Ashland - (OR) | Municipal | 0.048846 | 48.8462 | 2008
Sol Partners Cooperative Solar Farm | Brighton | CO | United Power, Inc | Cooperative | 0.030769 | 30.7692 | 2009
Crawl Key array | Marathon | FL | Florida Keys El Coop Assn, Inc | Cooperative | 0.016154 | 16.1538 | 2009
SunSmart Community Solar Facility | St. George | UT | Dixie Escalante R E A, Inc | Cooperative | 0.076923 | 76.9231 | 2009
Mid-Valley Community Solar Array | Basalt | CO | Holy Cross Electric Assn, Inc | Cooperative | 0.061538 | 61.5385 | 2010
University Park Community Solar LLC | University Park | MD | Potomac Electric Power Co | Investor Owned | 0.017515 | 17.5154 | 2010
OCEC Community Solar | Winthrop | WA | Okanogan County Elec Coop, Inc | Cooperative | 0.0156 | 15.6 | 2010
Delavan Community Solar | Delavan | WI | Wisconsin Electric Power Co | Investor Owned | 0.50769 | 507.6923 | 2010
SunWatts Sun Farm | Marana | AZ | Trico Electric Cooperative Inc | Cooperative | 0.17462 | 174.6154 | 2011
Western Wind Energy's Integrated Wind and Solar System | Kingman | AZ | UNS Electric, Inc | Investor Owned | 0.5 | 500 | 2011
La Senita Elementary School | Kingman | AZ | UNS Electric, Inc | Investor Owned | 1.22 | 1220 | 2011
Salt River Project Community Solar | Phoenix | AZ | Salt River Project | Political Subdivision | 15.3846 | 15384.6154 | 2011
TEP GoSolar Shares | Tucson | AZ | Tucson Electric Power Co | Investor Owned | 22.3 | 22300 | 2011
Anza Solar Farm | Anza | CA | Anza Electric Coop Inc | Cooperative | 0.17 | 170 | 2011
Solar Assist Cooperative Garden | Cortez | CO | Empire Electric Assn, Inc | Cooperative | 0.0041538 | 4.1538 | 2011
Delta Montrose Community Solar Array | Montrose | CO | Delta Montrose Electric Assn | Cooperative | 0.015385 | 15.3846 | 2011
Grand Valley Power Solar Farm | Grand Junction | CO | Grand Valley Power Cooperative | Cooperative | 0.023077 | 23.0769 | 2011
Venetucci Farm Solar Garden | Colorado Springs | CO | Colorado Springs Utilities | Municipal | 0.44615 | 446.1538 | 2011
Garfield County Airport Solar Array | Rifle | CO | Holy Cross Electric Assn, Inc | Cooperative | 0.66 | 660 | 2011
FEC Community Solar Garden | Kalona | IA | Farmers Electric Coop - (IA) | Cooperative | 0.052369 | 52.3692 | 2011
Greenbelt Community Solar | Greenbelt | MD | Potomac Electric Power Co | Investor Owned | 0.016962 | 16.9615 | 2011
AIRE Demonstration Project: First Congregational United Church of Christ | Asheville | NC | Duke Energy Progress - (NC) | Investor Owned | 0.01 | 10 | 2011
Ten Stones Community Solar Collective | Charlotte | VT | Green Mountain Power Corp | Investor Owned | 0.024 | 24 | 2011
Richmond Solar Farm | Richmond | VT | Green Mountain Power Corp | Investor Owned | 0.025 | 25 | 2011
Acorn Energy Solar One (AESO) | Middlebury | VT | Green Mountain Power Corp | Investor Owned | 0.15 | 150 | 2011
Winthrop Community Solar | Winthrop | WA | Okanogan County Elec Coop, Inc | Cooperative | 0.017538 | 17.5385 | 2011
Frances Anderson Center Solar Project | Edmonds | WA | PUD 1 of Snohomish County | Political Subdivision | 0.06 | 60 | 2011
PVREA Headquarters Solar Array | Fort Collins | CO | Poudre Valley Rural Electric Association | Cooperative | 0.092308 | 92.3077 | 2012
Colorado Spring Utilities Pilot Community Solar Project 2 | Colorado Springs | CO | Colorado Springs Utilities | Municipal | 0.43846 | 438.4615 | 2012
Good Shepherd Solar Garden | Colorado Springs | CO | Colorado Springs Utilities | Municipal | 0.44615 | 446.1538 | 2012
Paradox Valley Solar Array | Bedrock | CO | San Miguel Power Association | Cooperative | 0.8648 | 864.8 | 2012
Berea Solar Farm Phase 1 & 2 | Berea | KY | City of Berea Municipal Utility | Municipal | 0.0282 | 28.2 | 2012
Brewster Community Solar Garden LLC | Brewster | MA | NSTAR (DBA EverSource) | Investor Owned | 0.26585 | 265.8462 | 2012
KCEC Community Solar Program | Taos | NM | Kit Carson Electric Coop, Inc | Cooperative | 0.075923 | 75.9231 | 2012
DREMC Solar Farm | Shelbyville | TN | Duck River Elec Member Corp | Cooperative | 0.019938 | 19.9385 | 2012
Logan City Community Solar | Logan | UT | Logan City Light and Power | Municipal | 0.0192 | 19.2 | 2012
Jefferson Park Shelters | Seattle | WA | City of Seattle - (WA) | Municipal | 0.0234 | 23.4 | 2012
Twispworks | Twisp | WA | PUD No 1 of Okanogan County | Political Subdivision | 0.03458 | 34.58 | 2012
Breck Solar 1, LLC (SRC010497) | Denver | CO | Public Service Co of Colorado | Investor Owned | 0.30775 | 307.75 | 2013
Mesa Solar 1, LLC (SRC010499) | Boulder | CO | Public Service Co of Colorado | Investor Owned | 0.38189 | 381.8885 | 2013
Summit Solar 1, LLC (SRC010500) | Breckenridge | CO | Public Service Co of Colorado | Investor Owned | 0.38305 | 383.05 | 2013
Can Solar 1, LLC (SRC010506) | Aurora | CO | Public Service Co of Colorado | Investor Owned | 0.38305 | 383.05 | 2013
Community Energy Solar Garden 1 (SRC010507) | Lafayette | CO | Public Service Co of Colorado | Investor Owned | 0.38331 | 383.3077 | 2013
Community Energy Solar Garden 2 (SRC010512) | Lafayette | CO | Public Service Co of Colorado | Investor Owned | 0.38331 | 383.3077 | 2013
CEC Solar #1020, LLC (SRC010502) | Breckenridge | CO | Public Service Co of Colorado | Investor Owned | 0.38424 | 384.2423 | 2013
Bruce A. Henry Solar Farm | Georgetown | DE | Delaware Electric Cooperative | Cooperative | 4 | 4000 | 2013
Gardenia Community Solar Farm | Orlando | FL | Orlando Utilities Comm | Municipal | 0.4 | 400 | 2013
TMU Solar | Traer | IA | City of Traer - (IA) | Municipal | 0.045692 | 45.6923 | 2013
Solar Up North Alliance | Grawn | MI | Cherryland Electric Cooperative | Cooperative | 0.040492 | 40.4923 | 2013
WH Project 1 | Rockford | MN | Wright-Hennepin Coop Elec Assn | Cooperative | 0.024615 | 24.6154 | 2013
Coyote Ridge Community Solar | Westford | VT | Green Mountain Power Corp | Investor Owned | 0.0175 | 17.5 | 2013
Saxtons River Solar Collective | Saxtons River | VT | Green Mountain Power Corp | Investor Owned | 0.03954 | 39.54 | 2013
Charlotte Community Shared Solar Farm | Charlotte | VT | Green Mountain Power Corp | Investor Owned | 0.058 | 58 | 2013
Putney Community Solar Array | Putney | VT | Green Mountain Power Corp | Investor Owned | 0.144 | 144 | 2013
Scholl Solar Farm | Putney | VT | Green Mountain Power Corp | Investor Owned | 0.15 | 150 | 2013
Seattle Aquarium | Seattle | WA | City of Seattle - (WA) | Municipal | 0.0444 | 44.4 | 2013
NRG Community Solar 1 | Brawley | CA | Imperial Irrigation District | Political Subdivision | 6 | 6000 | 2014
Town of Crested Butte Array | Crested Butte | CO | Gunnison County Elec Assn. | Cooperative | 0.0036923 | 3.6923 | 2014
CEC Solar #1026, LLC (SRC010498) | Golden | CO | Public Service Co of Colorado | Investor Owned | 0.088577 | 88.5769 | 2014
CEC Solar #1021, LLC (SRC018667) | Denver | CO | Public Service Co of Colorado | Investor Owned | 0.38258 | 382.5769 | 2014
GC Solar 2, LLC (SRC010496) | Denver | CO | Public Service Co of Colorado | Investor Owned | 0.38398 | 383.9769 | 2014
AntE (SRC018677) | Antonito | CO | Public Service Co of Colorado | Investor Owned | 0.38462 | 384.6154 | 2014
CEC Solar #1023, LLC (SRC011647) | Golden | CO | Public Service Co of Colorado | Investor Owned | 0.43782 | 437.8231 | 2014
Sterling CSG (SRC011229) | Sterling | CO | Public Service Co of Colorado | Investor Owned | 1.5383 | 1538.3077 | 2014
Mesa CSG (SRC011744) | Grand Junction | CO | Public Service Co of Colorado | Investor Owned | 1.5383 | 1538.3077 | 2014
Pikes Peak Solar Garden | Manitou Springs | CO | Colorado Springs Utilities | Municipal | 1.7692 | 1769.2308 | 2014
McKees Solar Park | Newark | DE | City of Newark - (DE) | Municipal | 0.23 | 230 | 2014
Renewable Rays - Cresco | Cresco | IA | MiEnergy Cooperative | Cooperative | 0.019038 | 19.0385 | 2014
South View Solar Farm | Elizabeth | IL | Jo-Carroll Energy, Inc | Cooperative | 0.1 | 100 | 2014
Berea Solar Farm Phase 3 & 4 | Berea | KY | City of Berea Municipal Utility | Municipal | 0.0315 | 31.5 | 2014
Harvard Solar Garden Project II - Primary | Harvard | MA | National Grid | Investor Owned | 0.042085 | 42.0846 | 2014
Harvard Solar Garden Project I | Harvard | MA | National Grid | Investor Owned | 0.2263 | 226.3 | 2014
CEC Ngrid Southeast Solar Array 1 Rehoboth | Rehoboth | MA | National Grid | Investor Owned | 0.76615 | 766.1538 | 2014
CEC WMECO Solar Array 1 Huntington | Hadley | MA | WMECO (DBA EverSource) | Investor Owned | 0.76615 | 766.1538 | 2014
Sunnycroft Farm Community Solar Farm | South Paris | ME | Central Maine Power Co | Investor Owned | 0.051 | 51 | 2014
Homeworks Community Solar Garden | Portland | MI | Tri-County Electric Coop | Cooperative | 0.016077 | 16.0769 | 2014
AECI headquarters | Lutsen | MN | Arrowhead Electric Coop | Cooperative | 0.02 | 20 | 2014
WH Project 2 | Rockford | MN | Wright-Hennepin Coop Elec Assn | Cooperative | 0.023077 | 23.0769 | 2014
HQ Prairie solar project | Pelican Rapids | MN | Lake Region Electric Cooperative - (MN) | Cooperative | 0.030769 | 30.7692 | 2014
Renewable Rays - Rushford | Rushford | MN | MiEnergy Cooperative | Cooperative | 0.056769 | 56.7692 | 2014
SolarWise | Ramsey | MN | Connexus Energy | Cooperative | 0.18846 | 188.4615 | 2014
CU Solar Initiative/Farm (Owned by Strata Solar) | Springfield | MO | City Utilities of Springfield - (MO) | Municipal | 4.95 | 4950 | 2014
Pee Dee Solar | Wadesboro | NC | Pee Dee Electric Member Corp | Cooperative | 0.1 | 100 | 2014
Tideland EMC Community Solar Phase I | Pinetown | NC | Tideland Electric Member Corp | Cooperative | 0.1 | 100 | 2014
Colleton Solar Farm | Moncks Corner | SC | Santee Electric Coop, Inc | Cooperative | 3 | 3000 | 2014
River Rd Comminity Solar | Putney | VT | Green Mountain Power Corp | Investor Owned | 0.06 | 60 | 2014
Townshed Community Solar | Townshend | VT | Green Mountain Power Corp | Investor Owned | 0.13 | 130 | 2014
Rutland Community Solar Array | Rutland | VT | Green Mountain Power Corp | Investor Owned | 0.15 | 150 | 2014
Soveren Community Solar I | Brattleboro | VT | Green Mountain Power Corp | Investor Owned | 0.15 | 150 | 2014
Precision Drive Solar | Springfield | VT | Green Mountain Power Corp | Investor Owned | 0.15 | 150 | 2014
Inland Community Solar | Spokane | WA | Inland Power & Light Company | Cooperative | 0.0224 | 22.4 | 2014
Capitol Hill EcoDistrict Projet | Seattle | WA | City of Seattle - (WA) | Municipal | 0.02592 | 25.92 | 2014
Phinney Ridge Project | Seattle | WA | City of Seattle - (WA) | Municipal | 0.07479 | 74.79 | 2014
Community Rays Array | Barron | WI | Barron Electric Cooperative | Cooperative | 0.076923 | 76.9231 | 2014
Sunflower 1 | Hammond | WI | St. Croix Electric Cooperative | Cooperative | 0.079231 | 79.2308 | 2014
Community Solar Farm | Westby | WI | Vernon Electric Cooperative | Cooperative | 0.23462 | 234.6154 | 2014
WI - DAIRYLAND 2 | Westby | WI | Dairyland Power Coop | Cooperative | 0.23485 | 234.85 | 2014
WI - DAIRYLAND 1 | Westby | WI | Dairyland Power Coop | Cooperative | 0.39823 | 398.2308 | 2014
Bearskin Solar Center | North Little Rock | AR | Entergy Arkansas Inc | Investor Owned | 0.15 | 150 | 2015
GVP Phase 1 | Grand Junction | CO | Grand Valley Power Cooperative | Cooperative | 0.0224 | 22.4 | 2015
Durango Solar Garden 2 | Durango | CO | La Plata Electric Association | Cooperative | 0.038462 | 38.4615 | 2015
GVP Phase 2 | Grand Junction | CO | Grand Valley Power Cooperative | Cooperative | 0.054631 | 54.6308 | 2015
Black Hills Energy | Pueblo | CO | Black Hills Energy | Investor Owned | 0.092308 | 92.3077 | 2015
Yampa Valley Solar Garden | Steamboat | CO | Yampa Valley Electric Association | Cooperative | 0.096154 | 96.1538 | 2015
Durango Solar Garden 1 | Ignacio | CO | La Plata Electric Association | Cooperative | 0.15385 | 153.8462 | 2015
Adams I (SRC018665) | Waktins | CO | Public Service Co of Colorado | Investor Owned | 0.38246 | 382.4615 | 2015
Adams II (SRC018672) | Watkins | CO | Public Service Co of Colorado | Investor Owned | 0.38246 | 382.4615 | 2015
Arapahoe I (SRC018661) | Watkins | CO | Public Service Co of Colorado | Investor Owned | 0.38408 | 384.0769 | 2015
Denver I (SRC018663) | Denver | CO | Public Service Co of Colorado | Investor Owned | 0.38415 | 384.1538 | 2015
Denver II (SRC018664) | Denver | CO | Public Service Co of Colorado | Investor Owned | 0.38415 | 384.1538 | 2015
CEC Solar #1025, LLC (SRC018668) | Boulder | CO | Public Service Co of Colorado | Investor Owned | 0.38454 | 384.5385 | 2015
CEC Solar #1022, LLC (SRC018669) | Leadville | CO | Public Service Co of Colorado | Investor Owned | 0.38454 | 384.5385 | 2015
CEC Solar #1037, LLC (SRC010509) | Aurora | CO | Public Service Co of Colorado | Investor Owned | 0.38462 | 384.6154 | 2015
YVEA Community Solar Array | Craig | CO | Yampa Valley Electric Association | Cooperative | 0.44615 | 446.1538 | 2015
PVREA Solar Array 2 | Fort Collins | CO | Poudre Valley Rural Electric Association | Cooperative | 0.48462 | 484.6154 | 2015
Riverside Community Solar Array | Fort Collins | CO | Fort Collins Utilities | Municipal | 0.48462 | 484.6154 | 2015
HCE Community Solar Array 4 | Rifle | CO | Holy Cross Electric Assn, Inc | Cooperative | 0.63846 | 638.4615 | 2015
Adams (SRC023377) | Watkins | CO | Public Service Co of Colorado | Investor Owned | 1.1508 | 1150.8462 | 2015
Adams III (SRC023376) | Waktins | CO | Public Service Co of Colorado | Investor Owned | 1.1534 | 1153.3846 | 2015
Sunnyside Ranch Community Solar Array | Carbondale | CO | Holy Cross Electric Assn, Inc | Cooperative | 1.3769 | 1376.9231 | 2015
SunShare-NRG Community Solar 5 | Colorado Springs | CO | Colorado Springs Utilities | Municipal | 2.2077 | 2207.6923 | 2015
Coastal - Liberty County | Midway | GA | Coastal Electric Member Corp | Cooperative | 0.05 | 50 | 2015
Walton I Cooperative Solar | Monroe | GA | Walton Electric Member Corp | Cooperative | 1 | 1000 | 2015
Hazlehurst I | Hazlehurst | GA | Green Power EMC (Oglethorpe Power Corporation) | Cooperative | 10.3704 | 10370.3704 | 2015
Denison Cooperative Solar | Denison | IA | Western Iowa Power Coop | Cooperative | 0.3075 | 307.5 | 2015
Heartland Community Solar | St. Ansgar | IA | Heartland Power Coop | Cooperative | 0.65568 | 655.6846 | 2015
Shelby Solar Farm | Shelbyville | IL | Prairie Power, Inc | Cooperative | 0.5 | 500 | 2015
Spoon River Solar Farm | Astoria | IL | Prairie Power, Inc | Cooperative | 0.5 | 500 | 2015
Northeastern REMC Community Solar | Columbia City | IN | Northeastern Rural E M C | Cooperative | 0.038769 | 38.7692 | 2015
Tipmont REMC Community Solar | Linden | IN | Tipmont Rural Elec Member Corp | Cooperative | 0.075692 | 75.6923 | 2015
Co-op Solar | Wanatah | IN | Wabash Valley Power Assn, Inc | Cooperative | 0.105 | 105 | 2015
MySolar | New Castle | IN | Hoosier Energy R E C, Inc | Cooperative | 1 | 1000 | 2015
MySolar | Lanesville | IN | Hoosier Energy R E C, Inc | Cooperative | 1 | 1000 | 2015
MySolar | Scotland | IN | Hoosier Energy R E C, Inc | Cooperative | 1 | 1000 | 2015
Midwest Community Solar Array 1 | Colby | KS | Midwest Energy Inc. | Cooperative | 0.92308 | 923.0769 | 2015
Cambridge Community Housing, Inc. - Magazine St | Cambridge | MA | NSTAR (DBA EverSource) | Investor Owned | 0.020308 | 20.3077 | 2015
Cornerstone Village Cohousing | Cambridge | MA | NSTAR (DBA EverSource) | Investor Owned | 0.034964 | 34.9638 | 2015
Holliston Field 2 | Holliston | MA | NSTAR (DBA EverSource) | Investor Owned | 0.264 | 264 | 2015
Sippican Community Solar Garden, LLC | Marion | MA | NSTAR (DBA EverSource) | Investor Owned | 0.70154 | 701.5385 | 2015
27 Locust Street Solar | Freetown | MA | NSTAR (DBA EverSource) | Investor Owned | 0.85632 | 856.3154 | 2015
Bourne Community Solar 1 | Bourne | MA | NSTAR (DBA EverSource) | Investor Owned | 1 | 1000 | 2015
87 Spring Street Solar | Warren | MA | National Grid | Investor Owned | 1.0216 | 1021.5692 | 2015
70 Ware Road Solar | Warren | MA | National Grid | Investor Owned | 1.0302 | 1030.1538 | 2015
NGrid EOS Adams 1 - CEC Solar #1049, LLC | Adams | MA | National Grid | Investor Owned | 1.0649 | 1064.8615 | 2015
Brodie Mtn Road Solar | Hancock | MA | National Grid | Investor Owned | 1.7377 | 1737.6615 | 2015
Edgecomb Community Solar Farm | Edgecomb | ME | Central Maine Power Co | Investor Owned | 0.0469 | 46.9 | 2015
SolarWise | St. Joseph | MN | Stearns Cooperative Elec Assn | Cooperative | 0.015769 | 15.7692 | 2015
Solarwise | Alexandria | MN | Runestone Electric Assn | Cooperative | 0.02 | 20 | 2015
North Itasca Community Solar | Bigfork | MN | North Itasca Electric Coop Inc | Cooperative | 0.02 | 20 | 2015
McLeod Co-op Community Solar | Glencoe | MN | McLeod Cooperative Power Assn | Cooperative | 0.031538 | 31.5385 | 2015
SolarWise | Park Rapids | MN | Itasca-Mantrap Co-op Electrical Assn | Cooperative | 0.035385 | 35.3846 | 2015
2015 Community Solar Garden | Moorhead | MN | Moorhead Public Service | Municipal | 0.035446 | 35.4462 | 2015
Novel CSG of Vetter Farms B | Kasota | MN | Northern States Power Co - Minnesota | Investor Owned | 0.036 | 36 | 2015
SolarWise | Owatonna | MN | Steele-Waseca Cooperative Electric | Cooperative | 0.078846 | 78.8462 | 2015
Solartech | Kearney | MO | Platte-Clay Electric Coop, Inc | Cooperative | 0.1312 | 131.2 | 2015
Valley Solar | Victor | MT | Ravalli County Elec Coop, Inc | Cooperative | 0.038462 | 38.4615 | 2015
Phase I | Lolo | MT | Missoula Electric Coop, Inc | Cooperative | 0.038585 | 38.5846 | 2015
Solar Utility Network (SUN) | Kalispell | MT | Flathead Electric Coop Inc | Cooperative | 0.076923 | 76.9231 | 2015
Central Electric Community Solar | Sanford | NC | Central Electric Membership Corp. - (NC) | Cooperative | 0.076923 | 76.9231 | 2015
Roanoke SolarShare | Aulander | NC | Roanoke Electric Member Corp | Cooperative | 0.087231 | 87.2308 | 2015
Tideland EMC Community Solar Phase II | Pinetown | NC | Tideland Electric Member Corp | Cooperative | 0.1 | 100 | 2015
Brunswick Electric Member Corp Community Solar 1 | Chadbourn | NC | Brunswick Electric Member Corp | Cooperative | 0.125 | 125 | 2015
Brunswick Electric Member Corp Community Solar 2 | Bolivia | NC | Brunswick Electric Member Corp | Cooperative | 0.125 | 125 | 2015
Lincoln County Community Solar Project | Panaca | NV | Lincoln County Power District No 1 | Political Subdivision | 0.09 | 90 | 2015
Mustang OGE Solar Farm South | Mustang | OK | Oklahoma Gas & Electric Co | Investor Owned | 0.5 | 500 | 2015
Mustang OGE Solar Farm North | Mustang | OK | Oklahoma Gas & Electric Co | Investor Owned | 2 | 2000 | 2015
Lane Electric’s Community Solar Garden | Eugene | OR | Lane Electric Coop Inc | Cooperative | 0.019231 | 19.2308 | 2015
East Hill Rd Community Solar | Townshend | VT | Green Mountain Power Corp | Investor Owned | 0.1 | 100 | 2015
Tannery Brook | Groton | VT | Green Mountain Power Corp | Investor Owned | 0.14 | 140 | 2015
Boardman Hill Solar Farm | West Rutland | VT | Green Mountain Power Corp | Investor Owned | 0.15 | 150 | 2015
Chester CPG | Chester | VT | Green Mountain Power Corp | Investor Owned | 0.15 | 150 | 2015
Mad River Community Solar Farm | Waitsfield | VT | Green Mountain Power Corp | Investor Owned | 0.191 | 191 | 2015
Clark Community Solar Project 5 | Vancouver | WA | PUD No 1 of Clark County - (WA) | Political Subdivision | 0.0023077 | 2.3077 | 2015
Inland Community Solar addition | Spokane | WA | Inland Power & Light Company | Cooperative | 0.02 | 20 | 2015
Harbor Community Solar | Gig Harbor | WA | Peninsula Light Company | Cooperative | 0.046092 | 46.0923 | 2015
PUD 3's Shared Solar | Shelton | WA | PUD No 3 of Mason County | Political Subdivision | 0.057292 | 57.2923 | 2015
Ely Community Solar Project | Kennewick | WA | PUD No 1 of Benton County | Political Subdivision | 0.0748 | 74.8 | 2015
Clark Community Solar Project 1 | Vancouver | WA | PUD No 1 of Clark County - (WA) | Political Subdivision | 0.24538 | 245.3846 | 2015
Clark Community Solar Project 2 | Vancouver | WA | PUD No 1 of Clark County - (WA) | Political Subdivision | 0.24538 | 245.3846 | 2015
Clark Community Solar Project 3 | Vancouver | WA | PUD No 1 of Clark County - (WA) | Political Subdivision | 0.24538 | 245.3846 | 2015
Clark Community Solar Project 4 | Vancouver | WA | PUD No 1 of Clark County - (WA) | Political Subdivision | 0.24538 | 245.3846 | 2015
Community Solar Program | Spokane | WA | Avista Corp | Investor Owned | 0.32566 | 325.6615 | 2015
Clark Electric Community Solar | Greenwood | WI | Clark Electric Cooperative | Cooperative | 0.0533 | 53.3 | 2015
Bright Horizons Community Solar Project | Medford | WI | Taylor Electric Cooperative | Cooperative | 0.1008 | 100.8 | 2015
New Richmond Community Solar Garden | New Richmond | WI | New Richmond Utilities (City of New Richmond) | Municipal | 0.19554 | 195.5385 | 2015
River Falls Community Solar | River Falls | WI | River Falls Municipal Utilities | Municipal | 0.19554 | 195.5385 | 2015
Ozarks Natural Energy | Springdale | AR | Ozarks Electric Coop Corp - (AR) | Cooperative | 1 | 1000 | 2016
EEA/GRID CO Solar Garden | Cortez | CO | Empire Electric Assn, Inc | Cooperative | 0.02 | 20 | 2016
Meeker Solar Garden | Meeker | CO | White River Electric Assn, Inc | Cooperative | 0.076923 | 76.9231 | 2016
HCE Community Solar | Gypsum | CO | Holy Cross Electric Assn, Inc | Cooperative | 0.1113 | 111.3 | 2016
DMEA GRID Alternatives Array (Low Income) | Montrose | CO | Delta-Montrose Electric Assn. | Cooperative | 0.11538 | 115.3846 | 2016
Colorado Springs Community Solar Array | Colorado Springs | CO | Colorado Springs Utilities | Municipal | 0.38462 | 384.6154 | 2016
Alkire (SRC023375) | Arvada | CO | Public Service Co of Colorado | Investor Owned | 1.1514 | 1151.4462 | 2016
Hilliard Community Solar | Hilliard | FL | Okefenoke Rural El Member Corp | Cooperative | 0.1 | 100 | 2016
Osceola Solar Facility | Kenansville | FL | Duke Energy Florida, LLC | Investor Owned | 4 | 4000 | 2016
Perry Solar Facility | Perry | FL | Duke Energy Florida, LLC | Investor Owned | 5 | 5000 | 2016
Altamaha Cooperative Solar | Lyons | GA | Altamaha Electric Member Corp | Cooperative | 0.039 | 39 | 2016
Coastal Electric Coop Community Solar | Midway | GA | Coastal Electric Member Corp | Cooperative | 0.048 | 48 | 2016
Kingsland Community Solar | Kingsland | GA | Okefenoke Rural El Member Corp | Cooperative | 0.1 | 100 | 2016
Middle Georgia Community Solar | Vienna | GA | Middle Georgia El Member Corp | Cooperative | 0.936 | 936 | 2016
Satilla REMC Cooperative Solar | Alma | GA | Satilla Rural Elec Member Corporation | Cooperative | 1 | 1000 | 2016
Glynn County Community Solar | Brunswick | GA | Okefenoke Rural El Member Corp | Cooperative | 1.86 | 1860 | 2016
Walton II Cooperative Solar | Monroe | GA | Walton Electric Member Corp | Cooperative | 2.5 | 2500 | 2016
Snapping Shoals EMC Cooperative Solar | Covington | GA | Snapping Shoals El Member Corp | Cooperative | 2.7 | 2700 | 2016
Harrison County REC | Woodbine | IA | Harrison County REC | Cooperative | 0.147 | 147 | 2016
Sterler Community Solar Park | Sibley | IA | Osceola Electric Coop, Inc | Cooperative | 0.17662 | 176.6154 | 2016
Onawa Cooperative Solar | Onawa | IA | Western Iowa Power Coop | Cooperative | 0.27 | 270 | 2016
Osage Municipal Utilities Voluntary Community Solar Program | Osage | IA | City of Osage - (IA) | Municipal | 0.60984 | 609.84 | 2016
Simple Solar | Cedar Falls | IA | Cedar Falls Utilities | Municipal | 1.5037 | 1503.6923 | 2016
NineStar Community Solar Farm | Greenfield | IN | NineStar Connect | Cooperative | 0.072538 | 72.5385 | 2016
MySolar | New Haven | IN | Hoosier Energy R E C, Inc | Cooperative | 1 | 1000 | 2016
MySolar | Henryville | IN | Hoosier Energy R E C, Inc | Cooperative | 1 | 1000 | 2016
MySolar | Ellettsville | IN | Hoosier Energy R E C, Inc | Cooperative | 1 | 1000 | 2016
MySolar | Trafalgar | IN | Hoosier Energy R E C, Inc | Cooperative | 1 | 1000 | 2016
Long Pond Road | Brewster | MA | NSTAR (DBA EverSource) | Investor Owned | 0.056308 | 56.3077 | 2016
Brownell Boat Works | Mattapoisett | MA | NSTAR (DBA EverSource) | Investor Owned | 0.062031 | 62.0308 | 2016
The Lofts at Westinghouse | Boston | MA | NSTAR (DBA EverSource) | Investor Owned | 0.163 | 162.9969 | 2016
Mashpee Commons II LLC | Mashpee | MA | NSTAR (DBA EverSource) | Investor Owned | 0.34083 | 340.8346 | 2016
SJA-3 | Spencer | MA | National Grid | Investor Owned | 0.39752 | 397.5231 | 2016
NGrid Uxbridge 3, CEC Solar #1051, LLC | Uxbridge | MA | National Grid | Investor Owned | 0.4616 | 461.5962 | 2016
BWC Stillwater Four | Oxford | MA | National Grid | Investor Owned | 0.47867 | 478.6731 | 2016
BWC Stillwater One | Oxford | MA | National Grid | Investor Owned | 0.53742 | 537.4154 | 2016
SJA-4 | Spencer | MA | National Grid | Investor Owned | 0.63512 | 635.1231 | 2016
NGrid OSWP Uxbridge 1 - CEC Solar #1045, LLC | Uxbridge | MA | National Grid | Investor Owned | 0.77892 | 778.9231 | 2016
BWC Tinkham | Fairhaven | MA | NSTAR (DBA EverSource) | Investor Owned | 0.84296 | 842.9615 | 2016
NStar Stellar Marion A | Marion | MA | NSTAR (DBA EverSource) | Investor Owned | 0.91356 | 913.5615 | 2016
SJA-6 | Spencer | MA | National Grid | Investor Owned | 0.9225 | 922.5 | 2016
Belchertown Solar | Belchertown | MA | National Grid | Investor Owned | 0.97412 | 974.1154 | 2016
NGrid Uxbridge 2, CEC Solar #1050, LLC | Uxbridge | MA | National Grid | Investor Owned | 0.97448 | 974.4808 | 2016
CEC Solar #1082, LLC | Plympton | MA | NSTAR (DBA EverSource) | Investor Owned | 1.027 | 1027.0385 | 2016
SJA-1 | Spencer | MA | National Grid | Investor Owned | 1.0326 | 1032.6462 | 2016
Tully Farms | Pepperell | MA | National Grid | Investor Owned | 1.034 | 1033.95 | 2016
BWC Bluefish River | Plympton | MA | NSTAR (DBA EverSource) | Investor Owned | 1.055 | 1055 | 2016
Wareham | Wareham | MA | NSTAR (DBA EverSource) | Investor Owned | 1.0659 | 1065.9231 | 2016
BWC Stillwater Three | Oxford | MA | National Grid | Investor Owned | 1.0877 | 1087.6654 | 2016
BWC French River Five | Oxford | MA | National Grid | Investor Owned | 1.0879 | 1087.9385 | 2016
BWC Stillwater Two | Oxford | MA | National Grid | Investor Owned | 1.0879 | 1087.9385 | 2016
BWC Clara Barton | Oxford | MA | National Grid | Investor Owned | 1.1122 | 1112.2 | 2016
NStar Sustain Westport B - CEC Solar #1109, LLC | Westport | MA | NSTAR (DBA EverSource) | Investor Owned | 1.2498 | 1249.8462 | 2016
NStar Sustain Westport A - CEC Solar #1108, LLC | Westport | MA | NSTAR (DBA EverSource) | Investor Owned | 1.4061 | 1406.0769 | 2016
SJA-9 | Spencer | MA | National Grid | Investor Owned | 1.4175 | 1417.5 | 2016
WBMLP Solar | West Boylston | MA | West Boylston Municipal Light Plant | Municipal | 1.5862 | 1586.2154 | 2016
SJA-10 | Spencer | MA | National Grid | Investor Owned | 1.854 | 1854 | 2016
Hadley 2 Solar | Hadley | MA | WMECO (DBA EverSource) | Investor Owned | 1.8553 | 1855.35 | 2016
Sutton Solar | Sutton | MA | National Grid | Investor Owned | 1.9566 | 1956.6346 | 2016
BWC French River Two | Oxford | MA | National Grid | Investor Owned | 2.0504 | 2050.3808 | 2016
BWC French River One | Oxford | MA | National Grid | Investor Owned | 2.0523 | 2052.3077 | 2016
CEC Solar #1043, LLC | Carver | MA | NSTAR (DBA EverSource) | Investor Owned | 2.0723 | 2072.3077 | 2016
Tihonet East Solar | Wareham | MA | NSTAR (DBA EverSource) | Investor Owned | 2.0723 | 2072.3077 | 2016
BWC French River Four | Oxford | MA | National Grid | Investor Owned | 2.1249 | 2124.9231 | 2016
BWC French River Three | Oxford | MA | National Grid | Investor Owned | 2.1452 | 2145.2308 | 2016
SJA-2 | Spencer | MA | National Grid | Investor Owned | 2.1475 | 2147.5385 | 2016
Bolton II | Bolton | MA | National Grid | Investor Owned | 2.15 | 2149.9962 | 2016
SJA-7 | Spencer | MA | National Grid | Investor Owned | 2.151 | 2151 | 2016
SJA-8 | Spencer | MA | National Grid | Investor Owned | 2.151 | 2151 | 2016
0 Solar Circle | Carver | MA | NSTAR Electric Company | Investor Owned | 2.694 | 2694 | 2016
Morris Farm Community Solar | Wiscasset | ME | Central Maine Power Co | Investor Owned | 0.04712 | 47.12 | 2016
Sky Ranch Community Solar Farm | Wayne | ME | Central Maine Power Co | Investor Owned | 0.0496 | 49.6 | 2016
Bar Harbor Community Solar Farm | Bar Harbor | ME | Emera Maine | Investor Owned | 0.05 | 50 | 2016
Higgins Corner Community Solar Farm | Lisbon | ME | Central Maine Power Co | Investor Owned | 0.053 | 53 | 2016
Resource Conservation SolarFarm | Brunswick | ME | Central Maine Power Co | Investor Owned | 0.062 | 62 | 2016
Maine Idyll Motor Court Community Solar Farm | Freeport | ME | Central Maine Power Co | Investor Owned | 0.0688 | 68.8 | 2016
Holmes St Community Solar Farm | Rockland | ME | Central Maine Power Co | Investor Owned | 0.0806 | 80.6 | 2016
3 Level Farm Community Solar | South China | ME | Central Maine Power Co | Investor Owned | 0.2 | 200 | 2016
Western Michigan University Community Solar | Kalamazoo | MI | Consumers Energy Co | Investor Owned | 1 | 1000 | 2016
Spartan Solar | Cadillac | MI | Wolverine Power Supply Coop | Cooperative | 1.1215 | 1121.4769 | 2016
Grand Valley State University Community Solar | Allendale | MI | Consumers Energy Co | Investor Owned | 3 | 3000 | 2016
Bethel ELCA | Minneapolis | MN | Northern States Power Co - Minnesota | Investor Owned | 0.0036 | 3.6 | 2016
2016 Community Solar Garden | Moorhead | MN | Moorhead Public Service | Municipal | 0.017723 | 17.7231 | 2016
LREC Community Solar Phase 2 | Pelican Rapids | MN | Lake Region Electric Cooperative - (MN) | Cooperative | 0.018923 | 18.9231 | 2016
Meeker Cooperative’s Solar | Litchfield | MN | Meeker Coop Light & Power Assn | Cooperative | 0.030615 | 30.6154 | 2016
SolarWise | Spicer | MN | Kandiyohi Power Coop | Cooperative | 0.032308 | 32.3077 | 2016
WH Project 3 | Rockford | MN | Wright-Hennepin Coop Elec Assn | Cooperative | 0.12462 | 124.6154 | 2016
Novel CSG Faircon | St. Paul | MN | Northern States Power Co - Minnesota | Investor Owned | 0.125 | 125 | 2016
Buhl Family CSG | Tyler | MN | Northern States Power Co - Minnesota | Investor Owned | 0.204 | 204 | 2016
Met Council Blue Lake | Shakopee | MN | Northern States Power Co - Minnesota | Investor Owned | 3 | 3000 | 2016
Chiscago Community Solar | Taylors Falls | MN | Northern States Power Co - Minnesota | Investor Owned | 4 | 4000 | 2016
Kilo | Norwood Young America | MN | Northern States Power Co - Minnesota | Investor Owned | 5 | 5000 | 2016
Met Council Empire | Farmington | MN | Northern States Power Co - Minnesota | Investor Owned | 5 | 5000 | 2016
Northfield CSG | Northfield | MN | Northern States Power Co - Minnesota | Investor Owned | 5 | 5000 | 2016
Rosemount CSG | Rosemount | MN | Northern States Power Co - Minnesota | Investor Owned | 5 | 5000 | 2016
SunRise Community Solar | North Branch | MN | Northern States Power Co - Minnesota | Investor Owned | 5 | 5000 | 2016
Boone Electric Community Solar Farm | Columbia | MO | Boone Electric Coop | Cooperative | 0.098462 | 98.4615 | 2016
Phase II | Frenchtown | MT | Missoula Electric Coop, Inc | Cooperative | 0.040338 | 40.3385 | 2016
Cape Hatteras Electric Cooperative Community Solar | Hatteras | NC | Cape Hatteras Elec Member Corp | Cooperative | 0.038462 | 38.4615 | 2016
Alleghany Community Solar | Sparta | NC | Blue Ridge Elec Member Corp - (NC) | Cooperative | 0.09 | 90 | 2016
Ashe Community Solar | Jefferson | NC | Blue Ridge Elec Member Corp - (NC) | Cooperative | 0.09 | 90 | 2016
Patterson Community Solar | Lenoir | NC | Blue Ridge Elec Member Corp - (NC) | Cooperative | 0.09 | 90 | 2016
Watagua Community Solar | Boone | NC | Blue Ridge Elec Member Corp - (NC) | Cooperative | 0.09 | 90 | 2016
Piedmont Community Solar | Roxboro | NC | Piedmont Electric Member Corp | Cooperative | 0.44308 | 443.0769 | 2016
Prairie Sun Community Solar | Fargo | ND | Cass County Electric Cooperative | Cooperative | 0.078462 | 78.4615 | 2016
LES Community Solar Facility | Lincoln | NE | Lincoln Electric System | Municipal | 3.6154 | 3615.3846 | 2016
71246 | Gouverneur | NY | Niagara Mohawk Power Corp. | Investor Owned | 0.18554 | 185.5385 | 2016
5247-97697 | Trumansburg | NY | New York State Elec & Gas Corp | Investor Owned | 0.27623 | 276.2308 | 2016
OurSolar | Kenton | OH | Mid-Ohio Energy Coop, Inc | Cooperative | 0.019585 | 19.5846 | 2016
OurSolar | Marion | OH | Mid-Ohio Energy Coop, Inc | Cooperative | 0.019585 | 19.5846 | 2016
OurSolar | Malinta | OH | Tricounty Rural Elec Coop, Inc | Cooperative | 0.019585 | 19.5846 | 2016
OurSolar | Bellefontaine | OH | Logan County Coop Power & Light | Cooperative | 0.039169 | 39.1692 | 2016
OurSolar | New Concord | OH | Guernsey-Muskingum El Coop Inc | Cooperative | 0.058754 | 58.7538 | 2016
OurSolar | Delaware | OH | Consolidated Electric Coop Inc | Cooperative | 0.078338 | 78.3385 | 2016
OurSolar | Findlay | OH | Hancock-Wood Electric Coop Inc | Cooperative | 0.078338 | 78.3385 | 2016
OurSolar | Utica | OH | Licking Rural Electric Inc | Cooperative | 0.11751 | 117.5077 | 2016
TCEC Community Solar | Hooker | OK | Tri-County Electric Coop, Inc | Cooperative | 1.1815 | 1181.5385 | 2016
Shared Solar | Bend | OR | Central Electric Coop Inc - (OR) | Cooperative | 0.15346 | 153.4615 | 2016
Lesslie Community Solar Farm | Rock Hill | SC | York Electric Coop Inc | Cooperative | 0.05 | 50 | 2016
Mauldin Community Solar Farm | Mauldin | SC | Laurens Electric Coop, Inc | Cooperative | 0.16 | 160 | 2016
Blue Ridge Electric Community Solar | Pickens | SC | Blue Ridge Electric Coop Inc - (SC) | Cooperative | 0.25 | 250 | 2016
Cooperative Solar Program | College Grove | TN | Middle Tennessee E M C | Cooperative | 1 | 1000 | 2016
Co-op Community Solar | New Market | TN | Appalachian Electric Coop | Cooperative | 1.0564 | 1056.3808 | 2016
Roofless Solar | Orange Grove | TX | Nueces Electric Cooperative | Cooperative | 0.7 | 700 | 2016
Roofless Solar | Adkins | TX | CPS Energy | Municipal | 1.2 | 1200 | 2016
Farm To Market Solar | Sealy | TX | MP2 Energy LLC | Retail Power Marketer | 1.5 | 1500 | 2016
Synergy Solar | Bedias | TX | Mid-South Electric Coop Assn | Cooperative | 1.98 | 1980 | 2016
Walnut Springs | Walnut Springs | TX | TriEagle Energy | Retail Power Marketer | 5 | 5000 | 2016
BARC Electric Cooperative Community Solar | Lexington | VA | BARC Electric Cooperative Inc | Cooperative | 0.55 | 550 | 2016
199 E. Village Road - Waterford Project | Waterford | VT | Green Mountain Power Corp | Investor Owned | 0.15 | 150 | 2016
Timberworks | Groton | VT | Green Mountain Power Corp | Investor Owned | 0.15 | 150 | 2016
Stickney Brook Community Solar | Dummerston | VT | Green Mountain Power Corp | Investor Owned | 0.15 | 150 | 2016
Guilford Center Road | Guilford | VT | Green Mountain Power Corp | Investor Owned | 0.15 | 150 | 2016
Alburgh Solar Farm | Alburgh | VT | Vermont Electric Cooperative, Inc | Cooperative | 1 | 1000 | 2016
Project #1 | Spokane Valley | WA | Vera Irrigation District #15 | Political Subdivision | 0.0051692 | 5.1692 | 2016
Old Inland Empire Community Solar Project | Prosser | WA | PUD No 1 of Benton County | Political Subdivision | 0.0246 | 24.6 | 2016
Tanner Electric Community Solar | North Bend | WA | Tanner Electric Coop | Cooperative | 0.038231 | 38.2308 | 2016
Cowlitz Community Solar | Longview | WA | PUD No 1 of Cowlitz County | Political Subdivision | 0.045446 | 45.4462 | 2016
Franklin PUD Community Solar Project | Pasco | WA | PUD No 1 of Franklin County | Political Subdivision | 0.055385 | 55.3846 | 2016
Community Solar Project 1 | Tacoma | WA | City of Tacoma - (WA) | Municipal | 0.075 | 75 | 2016
Community Solar Project 2 | Tacoma | WA | City of Tacoma - (WA) | Municipal | 0.075 | 75 | 2016
Community Solar Project 3 | Tacoma | WA | City of Tacoma - (WA) | Municipal | 0.075 | 75 | 2016
Community Solar Project 4 | Tacoma | WA | City of Tacoma - (WA) | Municipal | 0.075 | 75 | 2016
Kingston Community Solar | Kingston | WA | Puget Sound Energy Inc | Investor Owned | 0.075 | 75 | 2016
Richland Electric Transitions Community Solar Array | Hillsboro | WI | Richland Electric Coop | Cooperative | 0.076923 | 76.9231 | 2016
SunDEC Community Solar | Menomonie | WI | Dunn Energy Cooperative | Cooperative | 0.1 | 100 | 2016
Bayfield Electric Solar Garden | Iron River | WI | Bayfield Electric Cooperative | Cooperative | 0.3 | 300 | 2016
Holly Springs Community Solar | Bearden | AR | Ouachita Electric Coop Corp | Cooperative | 1 | 1000 | 2017
Stephen H. Jacobson Solar Facility | Kingman | AZ | UNS Electric, Inc | Investor Owned | 5 | 5000 | 2017
Pluman-Sierra Community Solar | Herlong | CA | Plumas-Sierra Rural Elec Coop | Cooperative | 2.5 | 2500 | 2017
GVP Phase 3 | Grand Junction | CO | Grand Valley Power Cooperative | Cooperative | 0.028108 | 28.1077 | 2017
Fort Collins Utilities Rooftop Solar Garden | Fort Collins | CO | Fort Collins Utilities | Municipal | 0.05 | 50 | 2017
San Miguel Power Association Solar Garden | Norwood | CO | San Miguel Power Association | Cooperative | 0.15385 | 153.8462 | 2017
San Luis Solar Garden (SRC042532) | Antonito | CO | Public Service Co of Colorado | Investor Owned | 1.1538 | 1153.8462 | 2017
Coyote Ridge Community Solar Farm (GRID Alternatives, Low Income) | Fort Collins | CO | Poudre Valley Rural Electric Association | Cooperative | 1.5 | 1500 | 2017
CEC Solar #1121, LLC (SRC042361) | Aurora | CO | Public Service Co of Colorado | Investor Owned | 1.5265 | 1526.5385 | 2017
CEC Solar #1122, LLC (SRC042362) | Watkins | CO | Public Service Co of Colorado | Investor Owned | 1.5265 | 1526.5385 | 2017
CEC Solar #1119 (SRC042360) | La Jara | CO | Public Service Co of Colorado | Investor Owned | 1.5286 | 1528.6154 | 2017
100% Low-Income Community-Based Solar Ga (SRC053962) | Watkins | CO | Public Service Co of Colorado | Investor Owned | 1.5354 | 1535.3846 | 2017
Hardee County | Bowling Green | FL | Seminole Electric Cooperative Inc | Cooperative | 2.0769 | 2076.9231 | 2017
Suwanee Solar Facility | Live Oak | FL | Duke Energy Florida, LLC | Investor Owned | 8.8 | 8800 | 2017
Kenneth P. Ksionek Community Solar Farm | Orlando | FL | Orlando Utilities Comm | Municipal | 13 | 13000 | 2017
Coastal - McIntosh County | Darien | GA | Coastal Electric Member Corp | Cooperative | 0.072 | 72 | 2017
Tri-County EMC ourSolar | Eatonton | GA | Tri-County Elec Member Corp | Cooperative | 1 | 1000 | 2017
GreyStone Solar Farm | Hiram | GA | GreyStone Power Corporation | Cooperative | 1.0476 | 1047.6308 | 2017
Walton III Cooperative Solar | Monroe | GA | Walton Electric Member Corp | Cooperative | 3 | 3000 | 2017
SR South Loving | Hazlehurst | GA | Green Power EMC (Oglethorpe Power Corporation) | Cooperative | 52 | 52000 | 2017
ACEC SunSource | Postville | IA | Allamakee-Clayton El Coop, Inc | Cooperative | 0.12185 | 121.8462 | 2017
Franklin Community Solar Garden | Hampton | IA | Franklin Rural Electric Coop - (IA) | Cooperative | 0.13677 | 136.7692 | 2017
Coon Rapids Array | Coon Rapids | IA | Raccoon Valley Electric Cooperative | Cooperative | 0.15498 | 154.9846 | 2017
Prairie Energy Community Solar Program | Galt | IA | Prairie Energy Coop | Cooperative | 0.16009 | 160.0923 | 2017
Midland Power Community Solar | Iowa Falls | IA | Midland Power Coop | Cooperative | 0.17735 | 177.3538 | 2017
Kootenai Community Solar Project | Worley | ID | Kootenai Electric Cooperative | Cooperative | 0.05 | 50 | 2017
Northern Lights Community Solar | Sagle | ID | Northern Lights, Inc | Cooperative | 0.05 | 50 | 2017
Co-op Solar | Paris | IL | Wabash Valley Power Assn, Inc | Cooperative | 0.54 | 540 | 2017
Co-op Solar | Prestwick | IN | Wabash Valley Power Assn, Inc | Cooperative | 0.02 | 20 | 2017
Co-op Solar | Peru | IN | Wabash Valley Power Assn, Inc | Cooperative | 0.54 | 540 | 2017
MySolar | Mitchell | IN | Hoosier Energy R E C, Inc | Cooperative | 1 | 1000 | 2017
MySolar | Columbus | IN | Hoosier Energy R E C, Inc | Cooperative | 1 | 1000 | 2017
MySolar | Kokomo | IN | Hoosier Energy R E C, Inc | Cooperative | 1 | 1000 | 2017
BPU Community Solar Farm | Kansas City | KS | City of Kansas City - (KS) | Municipal | 0.97692 | 976.9231 | 2017
Westar Community Solar | South Hutchinson | KS | Westar Energy Inc | Investor Owned | 0.97923 | 979.2308 | 2017
Cooperative Solar Farm One | Winchester | KY | East Kentucky Power Coop, Inc | Cooperative | 8.5 | 8500 | 2017
Pemberton Place Condominium Association - Pemberto | Cambridge | MA | NSTAR (DBA EverSource) | Investor Owned | 0.023346 | 23.3462 | 2017
Lazy A Solar | Freetown | MA | NSTAR (DBA EverSource) | Investor Owned | 0.048462 | 48.4615 | 2017
Loiacano-31 Willow | Gloucester | MA | National Grid | Investor Owned | 0.088 | 88 | 2017
Loiacano-18 Sargent | Gloucester | MA | National Grid | Investor Owned | 0.1144 | 114.4 | 2017
Littleton Solar | Littleton | MA | Littleton Electric Light & Water Departments | Municipal | 0.13786 | 137.8577 | 2017
SED - 201 Hayden Rowe St | Hopkinton | MA | NSTAR (DBA EverSource) | Investor Owned | 0.24591 | 245.9077 | 2017
Meadowatt LLC | Rochester | MA | NSTAR (DBA EverSource) | Investor Owned | 0.316 | 316 | 2017
NRG Freeman Solar 1 | Sandwich | MA | NSTAR (DBA EverSource) | Investor Owned | 0.35862 | 358.6154 | 2017
Dudley Solar I | Dudley | MA | National Grid | Investor Owned | 0.36332 | 363.3231 | 2017
Canton Solar II | Canton | MA | NSTAR (DBA EverSource) | Investor Owned | 0.40514 | 405.1385 | 2017
Alternate Power and Energy (DUPLICATE W/ PROD) | Wareham | MA | NSTAR (DBA EverSource) | Investor Owned | 0.46038 | 460.3846 | 2017
Brier Solar 1 | Wareham | MA | NSTAR (DBA EverSource) | Investor Owned | 0.46038 | 460.3846 | 2017
Dudley Solar II | Dudley | MA | National Grid | Investor Owned | 0.49625 | 496.2462 | 2017
Dudley Solar III | Dudley | MA | National Grid | Investor Owned | 0.49625 | 496.2462 | 2017
Dudley Solar IV | Dudley | MA | National Grid | Investor Owned | 0.49625 | 496.2462 | 2017
Hardwick Solar I | Hardwick | MA | National Grid | Investor Owned | 0.49722 | 497.2154 | 2017
Southbridge Solar V | Southbridge | MA | National Grid | Investor Owned | 0.49722 | 497.2154 | 2017
Hardwick Solar II | Hardwick | MA | National Grid | Investor Owned | 0.4993 | 499.2962 | 2017
New Braintree Solar | New Braintree | MA | National Grid | Investor Owned | 0.50538 | 505.3846 | 2017
Millbury 19 | Millbury | MA | National Grid | Investor Owned | 0.52415 | 524.1462 | 2017
zp-60A | Spencer | MA | National Grid | Investor Owned | 0.53342 | 533.4231 | 2017
ZP-60B | Spencer | MA | National Grid | Investor Owned | 0.53342 | 533.4231 | 2017
Fitchburg Solar | Fitchburg | MA | Fitchberg Electric or Unitil | Investor Owned | 0.53612 | 536.1231 | 2017
725 Guelphwood Road | Southbridge | MA | Massachusetts Electric Co | Investor Owned | 0.64638 | 646.38 | 2017
2553 Barre Road | Hardwick | MA | Massachusetts Electric Co | Investor Owned | 0.64638 | 646.38 | 2017
0 Cleveland Road | Hardwick | MA | Massachusetts Electric Co | Investor Owned | 0.64881 | 648.81 | 2017
BEC Campanelli | Canton | MA | NSTAR (DBA EverSource) | Investor Owned | 0.65132 | 651.3231 | 2017
CEC Solar #1041, LLC | Kingston | MA | NSTAR (DBA EverSource) | Investor Owned | 0.69218 | 692.1846 | 2017
NRG Freeman Solar2 | Sandwich | MA | NSTAR (DBA EverSource) | Investor Owned | 0.79477 | 794.7692 | 2017
Webster Solar | Webster | MA | National Grid | Investor Owned | 0.8064 | 806.4 | 2017
Rochester | Rochester | MA | NSTAR (DBA EverSource) | Investor Owned | 0.81554 | 815.5385 | 2017
NGrid SS Orange A, CEC Solar #1062, LLC | Orange | MA | National Grid | Investor Owned | 0.819 | 819 | 2017
Bartkus | Shirley | MA | National Grid | Investor Owned | 0.83298 | 832.9846 | 2017
CEC Solar #1040, LLC | Kingston | MA | NSTAR (DBA EverSource) | Investor Owned | 0.86055 | 860.5538 | 2017
Brook Street Solar 3 | Plympton | MA | NSTAR (DBA EverSource) | Investor Owned | 0.87231 | 872.3077 | 2017
BWC Hobbs Brook | Sturbridge | MA | National Grid | Investor Owned | 0.89169 | 891.6923 | 2017
NGrid Rayo Goshen A - CEC Solar #1052, LLC | Goshen | MA | National Grid | Investor Owned | 0.912 | 912 | 2017
Lot 59-2 | Plymouth | MA | NSTAR (DBA EverSource) | Investor Owned | 0.94839 | 948.3923 | 2017
Sturbridge 73 | Southbridge | MA | National Grid | Investor Owned | 0.94985 | 949.8462 | 2017
Pleasant St Solar | Leominster | MA | National Grid | Investor Owned | 0.95088 | 950.8846 | 2017
ZP-70B | North Brookfield | MA | National Grid | Investor Owned | 0.95358 | 953.5846 | 2017
Upton Solar I | Upton | MA | National Grid | Investor Owned | 0.96528 | 965.2846 | 2017
NGrid Kleiman Sutton A, CEC Solar #1054, LLC | Sutton | MA | National Grid | Investor Owned | 0.96681 | 966.8077 | 2017
Pleasantdale Road Solar | Rutland | MA | National Grid | Investor Owned | 0.97539 | 975.3923 | 2017
BWC George Vinton | Sturbridge | MA | National Grid | Investor Owned | 0.98862 | 988.6154 | 2017
Upton Solar II | Upton | MA | National Grid | Investor Owned | 0.99055 | 990.5538 | 2017
Rutland Solar | Rutland | MA | National Grid | Investor Owned | 0.99685 | 996.8538 | 2017
BWC Wading River One | Mendon | MA | National Grid | Investor Owned | 0.99803 | 998.0308 | 2017
Farley Road Solar | Dudley | MA | National Grid | Investor Owned | 0.99838 | 998.3769 | 2017
Gardner Road Solar I | Hubbardston | MA | National Grid | Investor Owned | 0.99852 | 998.5231 | 2017
CEC Solar #1059, LLC | Phillipston | MA | National Grid | Investor Owned | 1.0128 | 1012.8462 | 2017
CEC Solar #1081, LLC | Clarksburg | MA | National Grid | Investor Owned | 1.0128 | 1012.8462 | 2017
CEC Solar #1084, LLC | Uxbridge | MA | National Grid | Investor Owned | 1.0128 | 1012.8462 | 2017
NGrid Apis North Adams A, CEC Solar #1079, LLC | North Adams | MA | National Grid | Investor Owned | 1.0128 | 1012.8462 | 2017
NGrid Apis North Adams B, CEC Solar #1080, LLC | North Adams | MA | National Grid | Investor Owned | 1.0128 | 1012.8462 | 2017
NGrid Rayo WilliamsburgA | Williamsburg | MA | National Grid | Investor Owned | 1.0128 | 1012.8462 | 2017
VH II Grafton, LLC | Grafton | MA | National Grid | Investor Owned | 1.0146 | 1014.6462 | 2017
Fitz Plumpton | Plympton | MA | NSTAR (DBA EverSource) | Investor Owned | 1.0154 | 1015.3846 | 2017
Black Cat Road Solar | Plymouth | MA | NSTAR (DBA EverSource) | Investor Owned | 1.0158 | 1015.8231 | 2017
ZP-70A | North Brookfield | MA | National Grid | Investor Owned | 1.0225 | 1022.5385 | 2017
Solar Choice 1 | Wilmington | MA | Reading Municipal Light Department | Municipal | 1.026 | 1025.9692 | 2017
ZP-101 | Leicester | MA | National Grid | Investor Owned | 1.0274 | 1027.3846 | 2017
ZP-137B | Southbridge | MA | National Grid | Investor Owned | 1.0274 | 1027.3846 | 2017
ZP-137c | Southbridge | MA | National Grid | Investor Owned | 1.0274 | 1027.3846 | 2017
Southbridge Solar VI | Southbridge | MA | National Grid | Investor Owned | 1.0313 | 1031.2615 | 2017
Warren Landfill | Warren | MA | National Grid | Investor Owned | 1.0322 | 1032.2308 | 2017
W shaft Rd - North Adams | North Adams | MA | National Grid | Investor Owned | 1.0357 | 1035.6923 | 2017
zp-140A | Uxbridge | MA | National Grid | Investor Owned | 1.0421 | 1042.0615 | 2017
Gardner Road Solar II | Hubbardston | MA | National Grid | Investor Owned | 1.0457 | 1045.6615 | 2017
BWC Wading River Two | Mendon | MA | National Grid | Investor Owned | 1.0468 | 1046.7692 | 2017
BVD Clarksburg Solar | Clarksburg | MA | National Grid | Investor Owned | 1.052 | 1052 | 2017
zp-85 | Spencer | MA | National Grid | Investor Owned | 1.0622 | 1062.2077 | 2017
CEC Solar #1134, LLC | Holliston | MA | NSTAR (DBA EverSource) | Investor Owned | 1.0634 | 1063.3846 | 2017
zp-61 | Charlton | MA | National Grid | Investor Owned | 1.0668 | 1066.8462 | 2017
zp-82 | Spencer | MA | National Grid | Investor Owned | 1.0668 | 1066.8462 | 2017
Stafford St Solar C | Leicester | MA | National Grid | Investor Owned | 1.0678 | 1067.8154 | 2017
CEC Solar #1098, LLC | Swansea | MA | National Grid | Investor Owned | 1.0681 | 1068.0923 | 2017
Nextsun Wareham 2 | Wareham | MA | NSTAR (DBA EverSource) | Investor Owned | 1.0688 | 1068.7846 | 2017
BWC Mystic River | Mendon | MA | National Grid | Investor Owned | 1.0692 | 1069.2 | 2017
BWC Origination 19 | Hopedale | MA | National Grid | Investor Owned | 1.0692 | 1069.2 | 2017
Cedarville-Callahan | Plymouth | MA | NSTAR (DBA EverSource) | Investor Owned | 1.0693 | 1069.2615 | 2017
Redbrook Solar Site A | Plymouth | MA | NSTAR (DBA EverSource) | Investor Owned | 1.0707 | 1070.7231 | 2017
Redbrook Solar Site C | Plymouth | MA | NSTAR (DBA EverSource) | Investor Owned | 1.0707 | 1070.7231 | 2017
Ludlow - Center St. Site 2 | Ludlow | MA | WMECO (DBA EverSource) | Investor Owned | 1.0714 | 1071.4154 | 2017
VH II Haverhill, LLC | Haverhill | MA | National Grid | Investor Owned | 1.0755 | 1075.5 | 2017
Syncarpha Hancock III | Pittsfield | MA | WMECO (DBA EverSource) | Investor Owned | 1.0772 | 1077.1538 | 2017
Norton Development | Norton | MA | National Grid | Investor Owned | 1.0774 | 1077.3692 | 2017
Squirrel Island Solar, LLC | Wareham | MA | NSTAR (DBA EverSource) | Investor Owned | 1.0784 | 1078.4423 | 2017
ZP-137A | Southbridge | MA | National Grid | Investor Owned | 1.0855 | 1085.5385 | 2017
zp-67 | Phillipston | MA | National Grid | Investor Owned | 1.0855 | 1085.5385 | 2017
BWC Buckmaster Pond LLC | Dover | MA | NSTAR (DBA EverSource) | Investor Owned | 1.0922 | 1092.1846 | 2017
BWC Wading River Three | Mendon | MA | National Grid | Investor Owned | 1.0947 | 1094.6769 | 2017
232 Gardner Rd | Hubbardston | MA | Massachusetts Electric Co | Investor Owned | 1.2981 | 1298.08 | 2017
57 Black Cat Road - Plymouth - Site 1 | Plymouth | MA | NSTAR Electric Company | Investor Owned | 1.3206 | 1320.57 | 2017
726 Guelphwood Road | Southbridge | MA | Massachusetts Electric Co | Investor Owned | 1.3406 | 1340.64 | 2017
581 R South Street | West Brookfield | MA | Massachusetts Electric Co | Investor Owned | 1.3419 | 1341.9 | 2017
North Adams - W Shaft Rd | North Adams | MA | Massachusetts Electric Co | Investor Owned | 1.3457 | 1345.72 | 2017
240 Gardner Road | Hubbardston | MA | Massachusetts Electric Co | Investor Owned | 1.3594 | 1359.36 | 2017
BVD Manzollini Solar | Pittsfield | MA | WMECO (DBA EverSource) | Investor Owned | 1.5309 | 1530.95 | 2017
CEC Solar #1063, LLC | West Bridgewater | MA | National Grid | Investor Owned | 1.6988 | 1698.8154 | 2017
CEC Solar #1114, LLC | Fairhaven | MA | NSTAR (DBA EverSource) | Investor Owned | 1.8299 | 1829.9077 | 2017
Newbury Solar | Newbury | MA | National Grid | Investor Owned | 1.8537 | 1853.6538 | 2017
Hatfield Renewables | Hatfield | MA | WMECO (DBA EverSource) | Investor Owned | 1.8964 | 1896.3692 | 2017
Spring Street Solar | Plympton | MA | NSTAR (DBA EverSource) | Investor Owned | 1.9468 | 1946.7692 | 2017
Sampson Road Solar | Charlton | MA | National Grid | Investor Owned | 1.9938 | 1993.8462 | 2017
Monson Solar | Monson | MA | National Grid | Investor Owned | 1.9983 | 1998.2769 | 2017
Foxboro A | Foxborough | MA | National Grid | Investor Owned | 2.0105 | 2010.4615 | 2017
Brook Street Solar 1 | Plympton | MA | NSTAR (DBA EverSource) | Investor Owned | 2.0562 | 2056.1538 | 2017
Brook Street Solar 2 | Plympton | MA | NSTAR (DBA EverSource) | Investor Owned | 2.0562 | 2056.1538 | 2017
Wareham Community Solar Array | Wareham | MA | NSTAR (DBA EverSource) | Investor Owned | 2.0723 | 2072.3077 | 2017
ZP-140B | Uxbridge | MA | National Grid | Investor Owned | 2.0759 | 2075.8846 | 2017
VH II Westport, LLC | Westport | MA | NSTAR (DBA EverSource) | Investor Owned | 2.0766 | 2076.5538 | 2017
BVD Nichols Solar | Hinsdale | MA | WMECO (DBA EverSource) | Investor Owned | 2.0858 | 2085.7615 | 2017
Syncarpha Hancock I | Hancock | MA | WMECO (DBA EverSource) | Investor Owned | 2.1298 | 2129.8269 | 2017
Syncarpha Hancock II | Hancock | MA | WMECO (DBA EverSource) | Investor Owned | 2.1298 | 2129.8269 | 2017
Stafford St Solar A | Leicester | MA | National Grid | Investor Owned | 2.1356 | 2135.6308 | 2017
Redbrook Solar Site D | Plymouth | MA | NSTAR (DBA EverSource) | Investor Owned | 2.1414 | 2141.4462 | 2017
Charlton 48 | Charlton | MA | National Grid | Investor Owned | 2.3703 | 2370.2538 | 2017
4 Middle Road | Newbury | MA | Massachusetts Electric Co | Investor Owned | 2.4097 | 2409.75 | 2017
0 Spring Street | Plympton | MA | NSTAR Electric Company | Investor Owned | 2.5308 | 2530.8 | 2017
586 Main Road - Gill | Gill | MA | Western Massachusetts Electric Company | Investor Owned | 2.7706 | 2770.56 | 2017
1077 Center St - Ludlow Site B | Ludlow | MA | Western Massachusetts Electric Company | Investor Owned | 3.8697 | 3869.73 | 2017
Mt. Tom Solar | Holyoke | MA | Holyoke Gas and Electric | Municipal | 4.4344 | 4434.3692 | 2017
ADM - Red Brook Plymouth - Site 1 | Plymouth | MA | NSTAR Electric Company | Investor Owned | 5.5678 | 5567.76 | 2017
134 Brook Street (Site A) | Plympton | MA | NSTAR Electric Company | Investor Owned | 6.48 | 6480 | 2017
134 Brook Street (Site B) | Plympton | MA | NSTAR Electric Company | Investor Owned | 6.48 | 6480 | 2017
134 Brook Street (Site C) | Plympton | MA | NSTAR Electric Company | Investor Owned | 6.48 | 6480 | 2017
466 Stafford St- B | Leicester | MA | Massachusetts Electric Co | Investor Owned | 6.9408 | 6940.8 | 2017
466 Stafford St- C | Leicester | MA | Massachusetts Electric Co | Investor Owned | 6.9408 | 6940.8 | 2017
466 Stafford St- A | Leicester | MA | Massachusetts Electric Co | Investor Owned | 6.9408 | 6940.8 | 2017
Midcoast Friends Community Solar Farm | Damariscotta | ME | Central Maine Power Co | Investor Owned | 0.040615 | 40.6154 | 2017
Marquette Board of Light and Power Solar | Marquette | MI | City of Marquette - (MI) | Municipal | 0.11631 | 116.3077 | 2017
2017 Clay County's Community Solar Garden | Moorhead | MN | Moorhead Public Service | Municipal | 0.017723 | 17.7231 | 2017
2017 Community Solar Garden | Moorhead | MN | Moorhead Public Service | Municipal | 0.017723 | 17.7231 | 2017
2017 Concordia's Community Solar Garden | Moorhead | MN | Moorhead Public Service | Municipal | 0.017723 | 17.7231 | 2017
2017 MSUM's Community Solar Garden | Moorhead | MN | Moorhead Public Service | Municipal | 0.017723 | 17.7231 | 2017
SolarWise | Two Harbors | MN | Cooperative Light and Power | Cooperative | 0.022 | 22 | 2017
Detroit Lakes Community Solar Garden | Detroit Lakes | MN | Detroit Lakes Public Utilities | Municipal | 0.027692 | 27.6923 | 2017
Community Solar Phase 1 | Brainerd | MN | Crow Wing Cooperative Power & Light Comp | Cooperative | 0.032308 | 32.3077 | 2017
Novel CSG of Twin Pine Farm | Scandia | MN | Northern States Power Co - Minnesota | Investor Owned | 0.036 | 36 | 2017
Community Solar Phase 2 | Brainerd | MN | Crow Wing Cooperative Power & Light Comp | Cooperative | 0.038769 | 38.7692 | 2017
Solarwise | Alexandria | MN | Runestone Electric Assn | Cooperative | 0.04 | 40 | 2017
Northern Solar | Bemidji | MN | Beltrami Electric Coop, Inc | Cooperative | 0.061538 | 61.5385 | 2017
WH Project 4 | Medina | MN | Wright-Hennepin Coop Elec Assn | Cooperative | 0.12462 | 124.6154 | 2017
Redwood Electric Community Solar | Lamberton | MN | Redwood Electric Coop | Cooperative | 0.13785 | 137.8462 | 2017
Community Solar for Community Action | Backus | MN | Beltrami Electric Coop, Inc | Cooperative | 0.16769 | 167.6923 | 2017
South Central Electric Community solar array | Lake Crystal | MN | South Central Electric Assn | Cooperative | 0.1792 | 179.2 | 2017
NES - CF of Tyler CSG A | Tyler | MN | Northern States Power Co - Minnesota | Investor Owned | 0.2 | 200 | 2017
Novel CSG of Winona A | Minnesota City | MN | Northern States Power Co - Minnesota | Investor Owned | 0.25 | 250 | 2017
People's Community Solar | Elgin | MN | People's Cooperative Services | Cooperative | 0.25 | 250 | 2017
Lemond Solar | Owatonna | MN | Central Municipal Power Agency/Services | Political Subdivision | 0.28 | 280 | 2017
Pollux CSG1, LLC* | New Prague | MN | Northern States Power Co - Minnesota | Investor Owned | 0.7 | 700 | 2017
Antlia CSG1, LLC* | Edgerton | MN | Northern States Power Co - Minnesota | Investor Owned | 2 | 2000 | 2017
Caelum CSG1, LLC* | Foley | MN | Northern States Power Co - Minnesota | Investor Owned | 2 | 2000 | 2017
Centaurus CSG1, LLC* | Maynard | MN | Northern States Power Co - Minnesota | Investor Owned | 2 | 2000 | 2017
Pegasus CSG1, LLC* | Brooten | MN | Northern States Power Co - Minnesota | Investor Owned | 2 | 2000 | 2017
Spica CSG1, LLC* | Lake Lillian | MN | Northern States Power Co - Minnesota | Investor Owned | 2 | 2000 | 2017
Walz Garden | St. Joseph | MN | Northern States Power Co - Minnesota | Investor Owned | 2.2 | 2200 | 2017
Waterford Holdco LLC Unit 3 | Northfield | MN | Northern States Power Co - Minnesota | Investor Owned | 2.7 | 2700 | 2017
Crater CSG1, LLC* | Granite Falls | MN | Northern States Power Co - Minnesota | Investor Owned | 3 | 3000 | 2017
Foxtrot | Cold Spring | MN | Northern States Power Co - Minnesota | Investor Owned | 3 | 3000 | 2017
Gemini CSG1, LLC* | Scandia | MN | Northern States Power Co - Minnesota | Investor Owned | 3 | 3000 | 2017
Highlander | Winsted | MN | Northern States Power Co - Minnesota | Investor Owned | 3 | 3000 | 2017
Kramer CSG | Hector | MN | Northern States Power Co - Minnesota | Investor Owned | 3 | 3000 | 2017
Mapleton CSG1, LLC* | Mapleton | MN | Northern States Power Co - Minnesota | Investor Owned | 3 | 3000 | 2017
Morgan CSG1, LLC* | Morgan | MN | Northern States Power Co - Minnesota | Investor Owned | 3 | 3000 | 2017
Orion CSG1, LLC* | St. Joseph | MN | Northern States Power Co - Minnesota | Investor Owned | 3 | 3000 | 2017
Pueblo Avenue Solar | Jordan | MN | Northern States Power Co - Minnesota | Investor Owned | 3 | 3000 | 2017
Stearns Bremer | Sartell | MN | Northern States Power Co - Minnesota | Investor Owned | 3 | 3000 | 2017
Wabasha | Wabasha | MN | Northern States Power Co - Minnesota | Investor Owned | 3 | 3000 | 2017
Brase | Waseca | MN | Northern States Power Co - Minnesota | Investor Owned | 3.4 | 3400 | 2017
Eichtens CSG | Center City | MN | Northern States Power Co - Minnesota | Investor Owned | 3.89 | 3890 | 2017
Aries CSG1, LLC* | Claremont | MN | Northern States Power Co - Minnesota | Investor Owned | 4 | 4000 | 2017
Michael | Freeport | MN | Northern States Power Co - Minnesota | Investor Owned | 4 | 4000 | 2017
Pine Island | Pine Island | MN | Northern States Power Co - Minnesota | Investor Owned | 4 | 4000 | 2017
Highway 7 Solar | Watertown | MN | Northern States Power Co - Minnesota | Investor Owned | 4.36 | 4360 | 2017
County Trail West Solar | Jordan | MN | Northern States Power Co - Minnesota | Investor Owned | 4.7 | 4700 | 2017
Lemond Solar | Owatonna | MN | Southern Minnesota Municipal Power Agency | Political Subdivision | 4.72 | 4720 | 2017
IMS Garden | St. Joseph | MN | Northern States Power Co - Minnesota | Investor Owned | 4.86 | 4860 | 2017
Lind Garden | Young America | MN | Northern States Power Co - Minnesota | Investor Owned | 4.86 | 4860 | 2017
Red Wing SD | Red Wing | MN | Northern States Power Co - Minnesota | Investor Owned | 4.86 | 4860 | 2017
330th Street West Solar Project | Northfield | MN | Northern States Power Co - Minnesota | Investor Owned | 4.95 | 4950 | 2017
Andromeda CSG1, LLC* | Lester Prairie | MN | Northern States Power Co - Minnesota | Investor Owned | 5 | 5000 | 2017
Aspen | Montrose | MN | Northern States Power Co - Minnesota | Investor Owned | 5 | 5000 | 2017
Benton Blyleven | Sauk Rapids | MN | Northern States Power Co - Minnesota | Investor Owned | 5 | 5000 | 2017
Big Lake | Big Lake | MN | Northern States Power Co - Minnesota | Investor Owned | 5 | 5000 | 2017
Capella , LLC* | Pipestone | MN | Northern States Power Co - Minnesota | Investor Owned | 5 | 5000 | 2017
Dodge Unit | Kasson | MN | Northern States Power Co - Minnesota | Investor Owned | 5 | 5000 | 2017
DodgeSun | Kasson | MN | Northern States Power Co - Minnesota | Investor Owned | 5 | 5000 | 2017
Equuleus CSG1, LLC* | Rosemount | MN | Northern States Power Co - Minnesota | Investor Owned | 5 | 5000 | 2017
Farmington | Farmington | MN | Northern States Power Co - Minnesota | Investor Owned | 5 | 5000 | 2017
Forest Lake | Scandia | MN | Northern States Power Co - Minnesota | Investor Owned | 5 | 5000 | 2017
Gopher | Taylors Falls | MN | Northern States Power Co - Minnesota | Investor Owned | 5 | 5000 | 2017
Hennepin Kaat | Corcoran | MN | Northern States Power Co - Minnesota | Investor Owned | 5 | 5000 | 2017
Hickory | Waverly | MN | Northern States Power Co - Minnesota | Investor Owned | 5 | 5000 | 2017
Hwy 14 Holdco* | Byron | MN | Northern States Power Co - Minnesota | Investor Owned | 5 | 5000 | 2017
Koppelman | Eagle Lake | MN | Northern States Power Co - Minnesota | Investor Owned | 5 | 5000 | 2017
Lahr | Cold Spring | MN | Northern States Power Co - Minnesota | Investor Owned | 5 | 5000 | 2017
Nesvold | Watertown | MN | Northern States Power Co - Minnesota | Investor Owned | 5 | 5000 | 2017
Northfield Holdco LLC | Northfield | MN | Northern States Power Co - Minnesota | Investor Owned | 5 | 5000 | 2017
Paynesville Community Solar | Paynesville | MN | Northern States Power Co - Minnesota | Investor Owned | 5 | 5000 | 2017
Rengstorf | Courtland | MN | Northern States Power Co - Minnesota | Investor Owned | 5 | 5000 | 2017
Richmond | Richmond | MN | Northern States Power Co - Minnesota | Investor Owned | 5 | 5000 | 2017
Scandia Trail North Solar Project | Scandia | MN | Northern States Power Co - Minnesota | Investor Owned | 5 | 5000 | 2017
Taylors Falls | Taylors Falls | MN | Northern States Power Co - Minnesota | Investor Owned | 5 | 5000 | 2017
Ursa CSG1, LLC* | Farmington | MN | Northern States Power Co - Minnesota | Investor Owned | 5 | 5000 | 2017
Vega CSG1, LLC* | Glenwood | MN | Northern States Power Co - Minnesota | Investor Owned | 5 | 5000 | 2017
Webster | Webster | MN | Northern States Power Co - Minnesota | Investor Owned | 5 | 5000 | 2017
Co-op Solar | Ste. Genevieve | MO | Wabash Valley Power Assn, Inc | Cooperative | 0.54 | 540 | 2017
Independence Community Solar (Phase 1) | Independence | MO | City of Independence (MO) | Municipal | 2.9615 | 2961.5385 | 2017
Cooperative Solar | Lewistown | MT | Fergus Electric Coop, Inc | Cooperative | 0.076923 | 76.9231 | 2017
SunPath | Asheboro | NC | Randolph Electric Member Corp | Cooperative | 0.083846 | 83.8462 | 2017
Central City Community Solar garden | Central City | NE | City of Central City | Municipal | 0.075 | 75 | 2017
Venango | Venango | NE | Nebraska Public Power District | Political Subdivision | 0.096 | 96 | 2017
Scottsbluff | Scottsbluff | NE | Nebraska Public Power District | Political Subdivision | 0.128 | 128 | 2017
Kearney | Kearney | NE | Nebraska Public Power District | Political Subdivision | 5.7 | 5700 | 2017
4575-47773 | Tonawanda | NY | Niagara Mohawk Power Corp. | Investor Owned | 0.076154 | 76.1538 | 2017
4354-99737 | Kingston | NY | Central Hudson Gas & Elec Corp | Investor Owned | 0.11868 | 118.6769 | 2017
4548-101786 | Johnsonville | NY | Niagara Mohawk Power Corp. | Investor Owned | 0.15 | 150 | 2017
4758-98942 | Germantown | NY | Niagara Mohawk Power Corp. | Investor Owned | 0.16477 | 164.7692 | 2017
79552 | Orange | NY | New York State Elec & Gas Corp | Investor Owned | 0.16754 | 167.5385 | 2017
77061 | Ontario | NY | Rochester Gas & Electric Corp | Investor Owned | 0.19092 | 190.9231 | 2017
77075 | Ontario | NY | Rochester Gas & Electric Corp | Investor Owned | 0.19877 | 198.7692 | 2017
80248 | Webster | NY | Rochester Gas & Electric Corp | Investor Owned | 0.20086 | 200.8615 | 2017
71614 | Trumansburg | NY | New York State Elec & Gas Corp | Investor Owned | 0.38382 | 383.8154 | 2017
5063-94972 | Mechanicville | NY | New York State Elec & Gas Corp | Investor Owned | 0.44775 | 447.7538 | 2017
5247-100878 | Millport | NY | New York State Elec & Gas Corp | Investor Owned | 0.49722 | 497.2154 | 2017
84390 | Brentwood | NY | Long Island Power Authority | State | 0.78572 | 785.7231 | 2017
OurSolar | Rossburg | OH | Darke Rural Electric Coop, Inc | Cooperative | 0.019585 | 19.5846 | 2017
OurSolar | Attica | OH | North Central Elec Coop, Inc | Cooperative | 0.039169 | 39.1692 | 2017
OurSolar | Oxford | OH | Butler Rural Electric Coop Inc - (OH) | Cooperative | 0.058754 | 58.7538 | 2017
OurSolar | Wellington | OH | Lorain-Medina R E C, Inc | Cooperative | 0.058754 | 58.7538 | 2017
OurSolar | Paulding | OH | Paulding-Putman Elec Coop, Inc | Cooperative | 0.058754 | 58.7538 | 2017
OurSolar | Urbana | OH | Pioneer Rural Elec Coop, Inc - (OH) | Cooperative | 0.097923 | 97.9231 | 2017
OurSolar | Lancaster | OH | South Central Power Company | Cooperative | 0.50559 | 505.5923 | 2017
WFEC-Harmon Electric Array | Hollis | OK | Harmon Electric Assn Inc | Cooperative | 0.1 | 100 | 2017
WFEC-Southwest REC Vernon Array | Tipton | OK | Southwest Rural Elec Assn Inc | Cooperative | 0.1 | 100 | 2017
WFEC-Cimarron Electric Array | Kingfisher | OK | Cimarron Electric Coop | Cooperative | 0.125 | 125 | 2017
WFEC-Northwestern Electric Array | Woodward | OK | Northwestern Electric Coop Inc - (OK) | Cooperative | 0.125 | 125 | 2017
SWRE Community Solar Frederick | Frederick | OK | Southwest Rural Electric Association, Inc. | Cooperative | 0.25 | 250 | 2017
WFEC-CVEC Shawnee Array | Shawnee | OK | Canadian Valley Elec Coop, Inc | Cooperative | 0.25 | 250 | 2017
WFEC-CVEC Seminole Array | Seminole | OK | Canadian Valley Elec Coop, Inc | Cooperative | 0.25 | 250 | 2017
WFEC-Cotton Electric Array | Walters | OK | Cotton Electric Coop, Inc | Cooperative | 0.25 | 250 | 2017
ECE Community Solar | Okmulgee | OK | East Central Oklahoma Elec Coop Inc | Cooperative | 0.25 | 250 | 2017
WFEC-Kiamichi Electric Array | Wilburton | OK | Kiamichi Electric Coop, Inc | Cooperative | 0.25 | 250 | 2017
WFEC-Oklahoma Electric Array | Norman | OK | Oklahoma Electric Coop Inc | Cooperative | 0.25 | 250 | 2017
WFEC-Red River Valley Array | Marietta | OK | Red River Valley Rrl Elec Assn | Cooperative | 0.25 | 250 | 2017
WFEC-Southeastern Electric Array | Durant | OK | Southeastern Electric Coop Inc - (OK) | Cooperative | 0.25 | 250 | 2017
WFEC-Southwest REC Frederick Array | Tipton | OK | Southwest Rural Elec Assn Inc | Cooperative | 0.25 | 250 | 2017
Sharing Sun community solar | Eugene | OR | Emerald People's Utility Dist | Political Subdivision | 0.059462 | 59.4615 | 2017
Laurens Headquarters Farm | Laurens | SC | Laurens Electric Coop, Inc | Cooperative | 0.09 | 90 | 2017
New River Community Solar | Hardeeville | SC | Palmetto Electric Coop Inc | Cooperative | 0.12 | 120 | 2017
Ridgeland Community Solar | Ridgeland | SC | Palmetto Electric Coop Inc | Cooperative | 0.12 | 120 | 2017
Broad River Electric Coop Community Solar | Gaffney | SC | Broad River Electric Coop, Inc | Cooperative | 0.15 | 150 | 2017
Little River Community Solar | Abbeville | SC | Little River Electric Coop Inc | Cooperative | 0.24 | 240 | 2017
Aiken Electric Cooperative, Inc. Solar Program | Aiken | SC | Aiken Electric Cooperative | Cooperative | 0.25 | 250 | 2017
Tri-County Community Solar | St. Matthews | SC | Tri-County Electric Coop, Inc | Cooperative | 0.25 | 250 | 2017
Horry Electric Community Solar | Conway | SC | Horry Electric Coop Inc | Cooperative | 0.25 | 250 | 2017
Newberry Electric Cooperative Community Solar | Newberry | SC | Newberry Electric Coop, Inc | Cooperative | 0.25 | 250 | 2017
Solar Share | Chattanooga | TN | City of Chattanooga - (TN) | Municipal | 1.35 | 1350 | 2017
SWRE Community Solar Vernon | Vernon | TX | Southwest Rural Electric Association, Inc. | Cooperative | 0.1 | 100 | 2017
Palmer Array | Austin | TX | Austin Energy | Municipal | 0.185 | 185 | 2017
SunHub | Gonzales | TX | Guadalupe Valley Elec Coop Inc | Cooperative | 2 | 2000 | 2017
El Paso Electric Community Solar | El Paso | TX | El Paso Electric Co. | Investor Owned | 3 | 3000 | 2017
Rocky Mountain Power Subscriber Solar | Holden | UT | Rocky Mountain Power | Municipal | 20 | 20000 | 2017
Middlebury Service Center | Middlebury | VT | Green Mountain Power Corp | Investor Owned | 0.13077 | 130.7692 | 2017
SunShares Lakeside Ave Solar | Burlington | VT | City of Burlington Electric - (VT) | Municipal | 0.2 | 200 | 2017
SunnyOak Community Solar Garden | Necedah | WI | Oakdale Electric Cooperative | Cooperative | 0.15385 | 153.8462 | 2017
MGE Shared Solar | Middleton | WI | Madison Gas and Electric | Investor Owned | 0.5 | 500 | 2017
MemberSolar | Eau Claire | WI | Eau Claire Energy Cooperative | Cooperative | 0.67077 | 670.7692 | 2017
Solar*Connect Community Eau Claire | Eau Claire | WI | Northern States Power Co - Wisconsin | Investor Owned | 1 | 1000 | 2017
Stuttgart Solar | Almyra | AR | Entergy Arkansas Inc | Investor Owned | 81 | 81000 | 2018
Manteca Land 1 (Solar Choice) | Manteca | CA | Pacific Gas & Electric Co. | Investor Owned | 1 | 1000 | 2018
Delano Land 1 | McFarland | CA | Pacific Gas & Electric Co. | Investor Owned | 1 | 1000 | 2018
Bakersfield Industrial 1 | Bakersfield | CA | Pacific Gas & Electric Co. | Investor Owned | 1 | 1000 | 2018
RE Tranquility 8 Amarillo | Cantua Creek | CA | Pacific Gas & Electric Co. | Investor Owned | 2 | 2000 | 2018
Redwood 4 Solar Farm | Bakersfield | CA | Pacific Gas & Electric Co. | Investor Owned | 2 | 2000 | 2018
Merced 1 | Los Banos | CA | Pacific Gas & Electric Co. | Investor Owned | 3 | 3000 | 2018
Bakersfield PV 1 | Bakersfield | CA | Pacific Gas & Electric Co. | Investor Owned | 5.255 | 5255 | 2018
Midway III (97WI 8ME) Project GTSR | Calipatria | CA | San Diego Gas & Electric Co | Investor Owned | 20 | 20000 | 2018
Town of Crested Butte Array | Crested Butte | CO | Gunnison County Elec Assn. | Cooperative | 0.011538 | 11.5385 | 2018
Spark 2 (SRC050356) | Denver | CO | Public Service Co of Colorado | Investor Owned | 0.0544 | 54.4 | 2018
GRID CSG Standard 2 (SRC064251) | Platteville | CO | Public Service Co of Colorado | Investor Owned | 0.074977 | 74.9769 | 2018
Centennial I (SRC050355) | Platteville | CO | Public Service Co of Colorado | Investor Owned | 0.075 | 75 | 2018
Stanley Marketplace (SRC050354) | Aurora | CO | Public Service Co of Colorado | Investor Owned | 0.076923 | 76.9231 | 2018
Black Hills Energy Community Solar Project 2 | Rocky Ford | CO | Black Hills Energy | Investor Owned | 0.38154 | 381.5385 | 2018
CEC Solar #1133, LLC (SRC042438) | Platteville | CO | Public Service Co of Colorado | Investor Owned | 1.5265 | 1526.5385 | 2018
Black Hills Energy Community Solar Project 3 | Ordway | CO | Black Hills Energy | Investor Owned | 1.5285 | 1528.4615 | 2018
CEC Solar #1128, LLC (SRC042364) | Sterling | CO | Public Service Co of Colorado | Investor Owned | 1.5286 | 1528.6154 | 2018
CEC Solar #1130, LLC (SRC042365) | Watkins | CO | Public Service Co of Colorado | Investor Owned | 1.5286 | 1528.6154 | 2018
Imboden IV (SRC042452) | Watkins | CO | Public Service Co of Colorado | Investor Owned | 1.5346 | 1534.6154 | 2018
Greeley-Weld Airport (SRC053971) | Greeley | CO | Public Service Co of Colorado | Investor Owned | 1.5362 | 1536.2308 | 2018
Quincy Solar Garden (SRC042454) | Watkins | CO | Public Service Co of Colorado | Investor Owned | 1.5381 | 1538.0769 | 2018
Quincy II Solar Garden (SRC042456) | Aurora | CO | Public Service Co of Colorado | Investor Owned | 1.5381 | 1538.0769 | 2018
Imboden III (SRC042457) | Watkins | CO | Public Service Co of Colorado | Investor Owned | 1.5381 | 1538.0769 | 2018
Imboden II Solar Garden (SRC042458) | Watkins | CO | Public Service Co of Colorado | Investor Owned | 1.5381 | 1538.0769 | 2018
Gilcrest Solar Garden (SRC042459) | Gilcrest | CO | Public Service Co of Colorado | Investor Owned | 1.5381 | 1538.0769 | 2018
Hudson Solar Garden (SRC042462) | Watkins | CO | Public Service Co of Colorado | Investor Owned | 1.5381 | 1538.0769 | 2018
Imboden V (SRC042463) | Watkins | CO | Public Service Co of Colorado | Investor Owned | 1.5381 | 1538.0769 | 2018
Lafayette Horizon Solar CSG LLC (SRC053370) | Lafayette | CO | Public Service Co of Colorado | Investor Owned | 1.5385 | 1538.4615 | 2018
Mississippi Ave | Washington | DC | Potomac Electric Power Co | Investor Owned | 0.023192 | 23.1923 | 2018
Atlantic Terrace Apartments | Washington | DC | Potomac Electric Power Co | Investor Owned | 0.50077 | 500.7692 | 2018
CHELCO Colar Farm | Defuniak Springs | FL | Choctawhatche Elec Coop, Inc | Cooperative | 0.12 | 120 | 2018
Tallahassee Airport I | Tallahassee | FL | City of Tallahassee - (FL) | Municipal | 20 | 20000 | 2018
Hamilton Solar Power Plant | Jasper | FL | Duke Energy Florida, LLC | Investor Owned | 74.9 | 74900 | 2018
Comer Community Solar | Comer | GA | Georgia Power Co | Investor Owned | 2 | 2000 | 2018
SMAES_01977 | Somerville | MA | Eversource MA East | Investor Owned | 0.0435 | 43.5 | 2018
SMAES_01260 | Somerville | MA | Eversource MA East | Investor Owned | 0.0435 | 43.5 | 2018
SMAES_01976 | Boston | MA | Eversource MA East | Investor Owned | 0.0435 | 43.5 | 2018
SMANG_00531 | East Bridgewater | MA | National Grid (Massachusetts Electric) | Investor Owned | 0.0726 | 72.6 | 2018
SMANG_02686 | Marlborough | MA | National Grid (Massachusetts Electric) | Investor Owned | 0.11 | 110 | 2018
Dudley Solar Farm 3.1 | Dudley | MA | National Grid | Investor Owned | 0.17917 | 179.1692 | 2018
418 County Rd Solar System 2 | Wareham | MA | NSTAR (DBA EverSource) | Investor Owned | 0.19842 | 198.4231 | 2018
MGED Solar Community Project 1 | Middleborough | MA | Middleborough Gas and Electric Department | Municipal | 0.21058 | 210.5846 | 2018
SMANG_00456 | Lowell | MA | National Grid (Massachusetts Electric) | Investor Owned | 0.2216 | 221.6 | 2018
SMANG_00480 | Lowell | MA | National Grid (Massachusetts Electric) | Investor Owned | 0.2331 | 233.1 | 2018
Barre Solar I LLC | Barre | MA | National Grid | Investor Owned | 0.35183 | 351.8308 | 2018
BWC Hamilton Brook, LLC - Primary | Westport | MA | National Grid | Investor Owned | 0.38467 | 384.6692 | 2018
C2 MA Kelly Way Solar LLC - C2 MA Kelly Way Solar | Holyoke | MA | Holyoke Gas and Electric | Municipal | 0.46423 | 464.2308 | 2018
418 County Rd Solar System 1 | Wareham | MA | NSTAR (DBA EverSource) | Investor Owned | 0.49606 | 496.0577 | 2018
418 County Rd System 3 | Wareham | MA | NSTAR (DBA EverSource) | Investor Owned | 0.49606 | 496.0577 | 2018
Theodore Drive I | Westminster | MA | National Grid | Investor Owned | 0.4968 | 496.8 | 2018
Theodore Drive II | Westminster | MA | National Grid | Investor Owned | 0.4968 | 496.8 | 2018
Theodore Drive III | Westminster | MA | National Grid | Investor Owned | 0.4968 | 496.8 | 2018
Beaton-Burgess | Plymouth | MA | NSTAR (DBA EverSource) | Investor Owned | 0.49822 | 498.2154 | 2018
418 County Rd Solar System 4 | Wareham | MA | NSTAR (DBA EverSource) | Investor Owned | 0.49889 | 498.8923 | 2018
Rockett Solar | Acushnet | MA | NSTAR Electric Company | Investor Owned | 0.49991 | 499.9077 | 2018
Westminster Solar 2B | Westminster | MA | National Grid | Investor Owned | 0.51023 | 510.2308 | 2018
Barre Solar II LLC | Barre | MA | National Grid | Investor Owned | 0.53917 | 539.1692 | 2018
BWC Connecticut River, LLC - Primary | Westport | MA | National Grid | Investor Owned | 0.53933 | 539.3269 | 2018
BWC Connecticut River, LLC (Site B) | Westport | MA | National Grid | Investor Owned | 0.55786 | 557.8615 | 2018
Ludlow - Center St. Site 3 | Ludlow | MA | WMECO (DBA EverSource) | Investor Owned | 0.83388 | 833.8846 | 2018
Ashby I Solar | Fitchburg | MA | Fitchberg Electric or Unitil | Investor Owned | 0.86262 | 862.6154 | 2018
Beaton-Big George | Plymouth | MA | NSTAR (DBA EverSource) | Investor Owned | 0.93517 | 935.1654 | 2018
Rochester MA 2 LLC | Rochester | MA | NSTAR Electric Company | Investor Owned | 0.95968 | 959.6846 | 2018
Ashby II Solar | Fitchburg | MA | Fitchberg Electric or Unitil | Investor Owned | 0.99346 | 993.4615 | 2018
Wauwinet Solar | Barre | MA | National Grid | Investor Owned | 0.99561 | 995.6077 | 2018
Barre Solar III LLC | Barre | MA | National Grid | Investor Owned | 0.99609 | 996.0923 | 2018
Millis MA 1 LLC | Millis | MA | NSTAR (DBA EverSource) | Investor Owned | 1.0044 | 1004.4 | 2018
West St Solar - Carver | Carver | MA | NSTAR Electric Company | Investor Owned | 1.0644 | 1064.4231 | 2018
Westminster Solar 2A | Westminster | MA | National Grid | Investor Owned | 1.0668 | 1066.8462 | 2018
MILLBURY SOLAR FARM (NEW GENERATION DEVELOPMENT) | Millbury | MA | National Grid | Investor Owned | 1.0705 | 1070.5 | 2018
Ludlow - Center St. Site 1 | Ludlow | MA | WMECO (DBA EverSource) | Investor Owned | 1.0714 | 1071.4154 | 2018
Sterling Community Solar | Sterling | MA | Sterling Municipal | Municipal | 1.0738 | 1073.8462 | 2018
Wendell MA 1 LLC | Wendell | MA | National Grid | Investor Owned | 1.0806 | 1080.6192 | 2018
85 Wauwinet Road | Barre | MA | Massachusetts Electric Co | Investor Owned | 1.2943 | 1294.29 | 2018
BVD Churchill Solar | Pittsfield | MA | WMECO (DBA EverSource) | Investor Owned | 1.3544 | 1354.4308 | 2018
Solar Choice 2 | Wilmington | MA | Reading Municipal Light Department | Municipal | 1.6546 | 1654.6154 | 2018
Campanelli Drive Solar 1, LLC | Braintree | MA | Braintree Electric Light Department | Municipal | 1.8796 | 1879.6154 | 2018
Belchertown Renewables I | Belchertown | MA | National Grid | Investor Owned | 1.9154 | 1915.4077 | 2018
Griffin Road Solar I | Charlton | MA | National Grid | Investor Owned | 1.9824 | 1982.4231 | 2018
Marathon Solar | Hopkinton | MA | NSTAR Electric Company | Investor Owned | 1.983 | 1983.0462 | 2018
Belchertown Renewables II | Belchertown | MA | National Grid | Investor Owned | 1.9963 | 1996.2692 | 2018
SMAES_01047 | Southwick | MA | Eversource MA West | Investor Owned | 2 | 2000 | 2018
SMAES_01046 | Southwick | MA | Eversource MA West | Investor Owned | 2 | 2000 | 2018
Stafford St Solar B | Leicester | MA | National Grid | Investor Owned | 2.1356 | 2135.6308 | 2018
Bullock Road Solar 1 | Freetown | MA | NSTAR (DBA EverSource) | Investor Owned | 2.2132 | 2213.1692 | 2018
Bullock Road Solar 2 | Freetown | MA | NSTAR (DBA EverSource) | Investor Owned | 2.2132 | 2213.1692 | 2018
SMANG_01209 | Westport | MA | National Grid (Massachusetts Electric) | Investor Owned | 2.3784 | 2378.4 | 2018
Crooked Lane | Lakeville | MA | Town of Middleborough - (MA) | Municipal | 2.5222 | 2522.2154 | 2018
Shrewsbury Community Solar | Shrewsbury | MA | Shrewsbury Electric Cable Operations | Municipal | 2.9819 | 2981.9077 | 2018
SMANG_01210 | Westport | MA | National Grid (Massachusetts Electric) | Investor Owned | 3.505 | 3505 | 2018
1077 Center St - Ludlow Site A | Ludlow | MA | Western Massachusetts Electric Company | Investor Owned | 3.8697 | 3869.73 | 2018
1077 Center St - Ludlow Site C | Ludlow | MA | Western Massachusetts Electric Company | Investor Owned | 3.8697 | 3869.73 | 2018
Middleton Electric Light Dept Solar at 230 Main | Middleton | MA | Middleton Electric LD | Municipal | 4.6133 | 4613.2615 | 2018
249 Bullock Road | Freetown | MA | NSTAR Electric Company | Investor Owned | 5.7542 | 5754.24 | 2018
247 Bullock Road | Freetown | MA | NSTAR Electric Company | Investor Owned | 5.7542 | 5754.24 | 2018
0 Tanglewood Circle - Becket | Becket | MA | Western Massachusetts Electric Company | Investor Owned | 5.9832 | 5983.2 | 2018
BGE Community Solar Pilot Program | Baltimore | MD | Baltimore Gas & Electric Co | Investor Owned | 0.00993 | 9.93 | 2018
17A2149740003860 | Smithsburg | MD | The Potomac Edison Co | Investor Owned | 0.08 | 80 | 2018
17A2150140003869 | Upper Marlboro | MD | Potomac Electric Power Co | Investor Owned | 0.825 | 825 | 2018
17A2150290003879 | Fort Washington | MD | Potomac Electric Power Co | Investor Owned | 1 | 1000 | 2018
17A2150290003879 | Fort Washington | MD | Potomac Electric Power Co | Investor Owned | 1 | 1000 | 2018
17A2150290003879 | Fort Washington | MD | Potomac Electric Power Co | Investor Owned | 1.5 | 1500 | 2018
17A2150290003879 | Fort Washington | MD | Potomac Electric Power Co | Investor Owned | 1.5 | 1500 | 2018
17A2148980003856 | Snow Hill | MD | Delmarva Power | Investor Owned | 1.98 | 1980 | 2018
18A2226650004164 | Upper Marlboro | MD | Potomac Electric Power Co | Investor Owned | 2 | 2000 | 2018
17A2150210003874 | Williamsport | MD | The Potomac Edison Co | Investor Owned | 2 | 2000 | 2018
SpartanSolar-MEC | Cassopolis | MI | Midwest Energy and Communications | Cooperative | 0.66877 | 668.7692 | 2018
2018 Community Solar Garden | Moorhead | MN | Moorhead Public Service | Municipal | 0.017723 | 17.7231 | 2018
Barnesville Community Solar Garden | Barnesville | MN | City of Barnesville - (MN) | Municipal | 0.020308 | 20.3077 | 2018
MInnesota Power Community Solar Duluth | Duluth | MN | Minnesota Power | Investor Owned | 0.04 | 40 | 2018
CEF Shiloh Community Solar | Minneapolis | MN | Northern States Power Co - Minnesota | Investor Owned | 0.18 | 180 | 2018
Huneke II | Zumbrota | MN | Northern States Power Co - Minnesota | Investor Owned | 0.25 | 250 | 2018
Novel CSG of Schlomann | Butterfield | MN | Northern States Power Co - Minnesota | Investor Owned | 0.25 | 250 | 2018
Greenway-Impact | Minneapolis | MN | Northern States Power Co - Minnesota | Investor Owned | 0.32 | 320 | 2018
USS Walrus Solar LLC | Scandia | MN | Northern States Power Co - Minnesota | Investor Owned | 0.5 | 500 | 2018
CEF Edina Community Solar | Edina | MN | Northern States Power Co - Minnesota | Investor Owned | 0.527 | 527 | 2018
Novel CSG of Werner | Cottage Grove | MN | Northern States Power Co - Minnesota | Investor Owned | 0.75 | 750 | 2018
Seneca | Eagan | MN | Northern States Power Co - Minnesota | Investor Owned | 0.75 | 750 | 2018
Nystuen | Kenyon | MN | Northern States Power Co - Minnesota | Investor Owned | 0.8 | 800 | 2018
Texas Avenue Solar | Webster | MN | Northern States Power Co - Minnesota | Investor Owned | 0.823 | 823 | 2018
Anderson Garden | Cokato | MN | Northern States Power Co - Minnesota | Investor Owned | 0.972 | 972 | 2018
New Germany Solar | New Germany | MN | Northern States Power Co - Minnesota | Investor Owned | 0.998 | 998 | 2018
Veseli Solar I | Webster | MN | Northern States Power Co - Minnesota | Investor Owned | 0.998 | 998 | 2018
Zumbro Solar | Zumbrota | MN | Northern States Power Co - Minnesota | Investor Owned | 0.998 | 998 | 2018
Arcturus Community Solar Gardens, LLC | Kasota | MN | Northern States Power Co - Minnesota | Investor Owned | 1 | 1000 | 2018
Auriga Community Solar Garden, LLC | Slayton | MN | Northern States Power Co - Minnesota | Investor Owned | 1 | 1000 | 2018
Barone | Winsted | MN | Northern States Power Co - Minnesota | Investor Owned | 1 | 1000 | 2018
Betcher | Goodhue | MN | Northern States Power Co - Minnesota | Investor Owned | 1 | 1000 | 2018
Bolduan | New Richland | MN | Northern States Power Co - Minnesota | Investor Owned | 1 | 1000 | 2018
Cornille | North Branch | MN | Northern States Power Co - Minnesota | Investor Owned | 1 | 1000 | 2018
Eichtens II CSG | Center City | MN | Northern States Power Co - Minnesota | Investor Owned | 1 | 1000 | 2018
Grimm | Buffalo Lake | MN | Northern States Power Co - Minnesota | Investor Owned | 1 | 1000 | 2018
Guse | Janesville | MN | Northern States Power Co - Minnesota | Investor Owned | 1 | 1000 | 2018
Heyer | Morristown | MN | Northern States Power Co - Minnesota | Investor Owned | 1 | 1000 | 2018
Huneke I | Zumbrota | MN | Northern States Power Co - Minnesota | Investor Owned | 1 | 1000 | 2018
Johnson I | Lindstrom | MN | Northern States Power Co - Minnesota | Investor Owned | 1 | 1000 | 2018
Johnson II | North Branch | MN | Northern States Power Co - Minnesota | Investor Owned | 1 | 1000 | 2018
Krause | Renville | MN | Northern States Power Co - Minnesota | Investor Owned | 1 | 1000 | 2018
Ledeboer I | Prinsburg | MN | Northern States Power Co - Minnesota | Investor Owned | 1 | 1000 | 2018
Leo Community Solar, LLC | Hadley | MN | Northern States Power Co - Minnesota | Investor Owned | 1 | 1000 | 2018
Libra Community Solar Garden, LLC | Glenwood | MN | Northern States Power Co - Minnesota | Investor Owned | 1 | 1000 | 2018
Minnesota Power Community Solar Wrenshall | Wrenshall | MN | Minnesota Power | Investor Owned | 1 | 1000 | 2018
RJC I | Owatonna | MN | Northern States Power Co - Minnesota | Investor Owned | 1 | 1000 | 2018
RJC II | Owatonna | MN | Northern States Power Co - Minnesota | Investor Owned | 1 | 1000 | 2018
Sagitta Community Solar Garden, LLC | Clara City | MN | Northern States Power Co - Minnesota | Investor Owned | 1 | 1000 | 2018
School Sisters of Notre Dame | Mankato | MN | Northern States Power Co - Minnesota | Investor Owned | 1 | 1000 | 2018
Stamer | Clara City | MN | Northern States Power Co - Minnesota | Investor Owned | 1 | 1000 | 2018
Texas Avenue Solar | Webster | MN | Northern States Power Co - Minnesota | Investor Owned | 1 | 1000 | 2018
USS Big Lake 1 LLC | Big Lake | MN | Northern States Power Co - Minnesota | Investor Owned | 1 | 1000 | 2018
USS Brockway Solar LLC | Sartell | MN | Northern States Power Co - Minnesota | Investor Owned | 1 | 1000 | 2018
USS Dubhe Solar LLC | North Branch | MN | Northern States Power Co - Minnesota | Investor Owned | 1 | 1000 | 2018
USS Good Solar LLC | Stacy | MN | Northern States Power Co - Minnesota | Investor Owned | 1 | 1000 | 2018
USS JJ Solar LLC | Sauk Rapids | MN | Northern States Power Co - Minnesota | Investor Owned | 1 | 1000 | 2018
USS Kasch Solar LLC | Sauk Rapids | MN | Northern States Power Co - Minnesota | Investor Owned | 1 | 1000 | 2018
USS Nillie Corn Solar LLC | North Branch | MN | Northern States Power Co - Minnesota | Investor Owned | 1 | 1000 | 2018
USS Norelius Solar LLC | North Branch | MN | Northern States Power Co - Minnesota | Investor Owned | 1 | 1000 | 2018
USS Rockpoint Solar LLC | Stacy | MN | Northern States Power Co - Minnesota | Investor Owned | 1 | 1000 | 2018
USS Solar Dawn LLC | North Branch | MN | Northern States Power Co - Minnesota | Investor Owned | 1 | 1000 | 2018
USS Solar Rapids LLC | Sauk Rapids | MN | Northern States Power Co - Minnesota | Investor Owned | 1 | 1000 | 2018
Webster CSG | Zumbrota | MN | Northern States Power Co - Minnesota | Investor Owned | 1 | 1000 | 2018
Winegar CSG LLC | Waseca | MN | Northern States Power Co - Minnesota | Investor Owned | 1 | 1000 | 2018
NES-CF of MN Lake | Minnesota Lake | MN | Northern States Power Co - Minnesota | Investor Owned | 1.84 | 1840 | 2018
Lake Waconia Solar | Waconia | MN | Northern States Power Co - Minnesota | Investor Owned | 1.996 | 1996 | 2018
Delphinus | Sauk Rapids | MN | Northern States Power Co - Minnesota | Investor Owned | 2 | 2000 | 2018
Goodhue | Kenyon | MN | Northern States Power Co - Minnesota | Investor Owned | 2 | 2000 | 2018
MN CSG 4 | Scandia | MN | Northern States Power Co - Minnesota | Investor Owned | 2.5 | 2500 | 2018
Antares | Tracy | MN | Northern States Power Co - Minnesota | Investor Owned | 3 | 3000 | 2018
Argo Navis CSG1, LLC | Scandia | MN | Northern States Power Co - Minnesota | Investor Owned | 3 | 3000 | 2018
Armstrong | Glenwood | MN | Northern States Power Co - Minnesota | Investor Owned | 3 | 3000 | 2018
Carver Gladden | Norwood Young America | MN | Northern States Power Co - Minnesota | Investor Owned | 3 | 3000 | 2018
Lindstrom CSG 1 | Lindstrom | MN | Northern States Power Co - Minnesota | Investor Owned | 3 | 3000 | 2018
Lyra | Waterville | MN | Northern States Power Co - Minnesota | Investor Owned | 3 | 3000 | 2018
MN - Stolee | Kenyon | MN | Northern States Power Co - Minnesota | Investor Owned | 3 | 3000 | 2018
NES - CF of Vetter Estates | Kasota | MN | Northern States Power Co - Minnesota | Investor Owned | 3 | 3000 | 2018
Porter Way | Waconia | MN | Northern States Power Co - Minnesota | Investor Owned | 3 | 3000 | 2018
Red Maple | Cleveland | MN | Northern States Power Co - Minnesota | Investor Owned | 3 | 3000 | 2018
TJ Farms | Clear Lake | MN | Northern States Power Co - Minnesota | Investor Owned | 3.25 | 3250 | 2018
Novel - Oya of Mapleton | Mapleton | MN | Northern States Power Co - Minnesota | Investor Owned | 3.54 | 3540 | 2018
Carina | Zumbro Falls | MN | Northern States Power Co - Minnesota | Investor Owned | 4 | 4000 | 2018
Marmas | St. Cloud | MN | Northern States Power Co - Minnesota | Investor Owned | 4 | 4000 | 2018
McHattie | Cottage Grove | MN | Northern States Power Co - Minnesota | Investor Owned | 4 | 4000 | 2018
MSC Carve-Kreye | Mayer | MN | Northern States Power Co - Minnesota | Investor Owned | 4 | 4000 | 2018
Taurus CSG, LLC | Montevideo | MN | Northern States Power Co - Minnesota | Investor Owned | 4 | 4000 | 2018
Wright Cuddyer | St. Michael | MN | Northern States Power Co - Minnesota | Investor Owned | 4 | 4000 | 2018
Johnson CSG | Edgerton | MN | Northern States Power Co - Minnesota | Investor Owned | 4.7 | 4700 | 2018
River Road Solar Project | Clear Lake | MN | Northern States Power Co - Minnesota | Investor Owned | 4.8 | 4800 | 2018
Cottage Grove 1 | Cottage Grove | MN | Northern States Power Co - Minnesota | Investor Owned | 4.875 | 4875 | 2018
1st Street Northeast Solar Project | Sartell | MN | Northern States Power Co - Minnesota | Investor Owned | 4.95 | 4950 | 2018
South Street West Solar Project | Belle Plaine | MN | Northern States Power Co - Minnesota | Investor Owned | 4.95 | 4950 | 2018
58th Ave Solar Project | Clear Lake | MN | Northern States Power Co - Minnesota | Investor Owned | 5 | 5000 | 2018
Bartlett | Starbuck | MN | Northern States Power Co - Minnesota | Investor Owned | 5 | 5000 | 2018
Big Lake Solar Project | Big Lake | MN | Northern States Power Co - Minnesota | Investor Owned | 5 | 5000 | 2018
Corvus | Mankato | MN | Northern States Power Co - Minnesota | Investor Owned | 5 | 5000 | 2018
Cottage Grove PV | Cottage Grove | MN | Northern States Power Co - Minnesota | Investor Owned | 5 | 5000 | 2018
Dundas Solar Farm | Northfield | MN | Northern States Power Co - Minnesota | Investor Owned | 5 | 5000 | 2018
Foreman's Hill | Red Wing | MN | Northern States Power Co - Minnesota | Investor Owned | 5 | 5000 | 2018
Fox PV | Taylors Falls | MN | Northern States Power Co - Minnesota | Investor Owned | 5 | 5000 | 2018
Gregor | Waterville | MN | Northern States Power Co - Minnesota | Investor Owned | 5 | 5000 | 2018
MN - Feely | Farmington | MN | Northern States Power Co - Minnesota | Investor Owned | 5 | 5000 | 2018
Monticello Solar Project | Monticello | MN | Northern States Power Co - Minnesota | Investor Owned | 5 | 5000 | 2018
MSC -Wash CSG | Hastings | MN | Northern States Power Co - Minnesota | Investor Owned | 5 | 5000 | 2018
Novel - Oya of Montevideo | Montevideo | MN | Northern States Power Co - Minnesota | Investor Owned | 5 | 5000 | 2018
Novel CSG of Osakis/Villard A | Osakis | MN | Northern States Power Co - Minnesota | Investor Owned | 5 | 5000 | 2018
Sherburne | Clear Lake | MN | Northern States Power Co - Minnesota | Investor Owned | 5 | 5000 | 2018
Sherburne North Solar Project | St. Cloud | MN | Northern States Power Co - Minnesota | Investor Owned | 5 | 5000 | 2018
St. Cloud CSG | St. Cloud | MN | Northern States Power Co - Minnesota | Investor Owned | 5 | 5000 | 2018
Theis | St. Michael | MN | Northern States Power Co - Minnesota | Investor Owned | 5 | 5000 | 2018
WasecaSun CSG | Waseca | MN | Northern States Power Co - Minnesota | Investor Owned | 5 | 5000 | 2018
Waterville Community Solar Farm | Waterville | MN | Northern States Power Co - Minnesota | Investor Owned | 5 | 5000 | 2018
Wyoming 2 PV | Wyoming | MN | Northern States Power Co - Minnesota | Investor Owned | 5 | 5000 | 2018
Independence Community Solar (Phase 2, Bundschu site expansion) | Independence | MO | City of Independence (MO) | Municipal | 4 | 4000 | 2018
Independence Community Solar (Phase 2, former Rockwood golf course location) | Independence | MO | City of Independence (MO) | Municipal | 4.4 | 4400 | 2018
MEC Solarshare K3 Garden | Bonner | MT | Missoula Electric Coop, Inc | Cooperative | 0.042154 | 42.1538 | 2018
Community Solar Phase II | Kalispell | MT | Flathead Electric Coop Inc | Cooperative | 0.052538 | 52.5385 | 2018
Solar Farm One (Phase II) | Fremont | NE | City of Fremont - (NE) | Municipal | 1.28 | 1280 | 2018
Solar Farm One | Fremont | NE | City of Fremont - (NE) | Municipal | 1.55 | 1550 | 2018
143824 | Brooklyn | NY | Consolidated Edison Co-NY Inc | Investor Owned | 0.0023846 | 2.3846 | 2018
126636 | Brooklyn | NY | Consolidated Edison Co-NY Inc | Investor Owned | 0.0027692 | 2.7692 | 2018
114897 | Brooklyn | NY | Consolidated Edison Co-NY Inc | Investor Owned | 0.0032 | 3.2 | 2018
126552 | Brooklyn | NY | Consolidated Edison Co-NY Inc | Investor Owned | 0.025769 | 25.7692 | 2018
109951 | Peekskill | NY | Consolidated Edison Co-NY Inc | Investor Owned | 0.026308 | 26.3077 | 2018
104140 | East Hampton | NY | Long Island Power Authority | State | 0.046046 | 46.0462 | 2018
Carroll St | Brooklyn | NY | Consolidated Edison Co-NY Inc | Investor Owned | 0.081538 | 81.5385 | 2018
4884-100712 | Brooklyn | NY | Consolidated Edison Co-NY Inc | Investor Owned | 0.081554 | 81.5538 | 2018
103537 | Bronx | NY | Consolidated Edison Co-NY Inc | Investor Owned | 0.099 | 99 | 2018
76367 | Cortlandt | NY | Consolidated Edison Co-NY Inc | Investor Owned | 0.11372 | 113.7231 | 2018
129189 | North Salem | NY | New York State Elec & Gas Corp | Investor Owned | 0.12735 | 127.3462 | 2018
95431 | Bronx | NY | Consolidated Edison Co-NY Inc | Investor Owned | 0.14646 | 146.4615 | 2018
98763 | Rotterdam | NY | Niagara Mohawk Power Corp. | Investor Owned | 0.152 | 152 | 2018
110667 | Averill Park | NY | New York State Elec & Gas Corp | Investor Owned | 0.15222 | 152.2154 | 2018
110778 | Johnson City | NY | New York State Elec & Gas Corp | Investor Owned | 0.15402 | 154.0154 | 2018
99413 | Rotterdam | NY | Niagara Mohawk Power Corp. | Investor Owned | 0.15692 | 156.9231 | 2018
152784 | Homer | NY | Niagara Mohawk Power Corp. | Investor Owned | 0.16846 | 168.4615 | 2018
4629-100319 | Center Moriches | NY | Long Island Power Authority | State | 0.22498 | 224.9846 | 2018
The Bronx's First Community Solar Farm / South Bronx Solar Garden 1 | Bronx | NY | Consolidated Edison Co-NY Inc | Investor Owned | 0.28905 | 289.0462 | 2018
95306 | Brooklyn | NY | Consolidated Edison Co-NY Inc | Investor Owned | 0.31904 | 319.0385 | 2018
78743 | Oppenheim | NY | Niagara Mohawk Power Corp. | Investor Owned | 1.4943 | 1494.2769 | 2018
82833 | Ithaca | NY | New York State Elec & Gas Corp | Investor Owned | 1.7795 | 1779.5077 | 2018
80312 | Parma | NY | Rochester Gas & Electric Corp | Investor Owned | 2.0736 | 2073.6 | 2018
5408-98139 | Callicoon | NY | New York State Elec & Gas Corp | Investor Owned | 2.1185 | 2118.5 | 2018
OurSolar | New London | OH | Firelands Electric Coop, Inc | Cooperative | 0.039169 | 39.1692 | 2018
OGE 10 MW Facility | Covington | OK | Oklahoma Gas & Electric Co | Investor Owned | 10 | 10000 | 2018
Fairfield Electric Community Solar | Winnsboro | SC | Fairfield Electric Coop, Inc | Cooperative | 0.06 | 60 | 2018
Whitney M. Slater Shared Solar Facility | Lake View | SC | Duke Energy Progress - (NC) | Investor Owned | 0.6 | 600 | 2018
Springfield Solar Farm | Springfield | SC | South Carolina Electric&Gas Company (DBA Dominion Energy or Dominion South Carolina) | Investor Owned | 6 | 6000 | 2018
Nimitz Solar Farm | Ridgeland | SC | South Carolina Electric&Gas Company (DBA Dominion Energy) | Investor Owned | 8 | 8000 | 2018
Music City Solar | Nashville | TN | Nashville Electric Service | Municipal | 1.5385 | 1538.4615 | 2018
Brightridge Solar | Telford | TN | Johnson City - (TN) | Municipal | 3.8462 | 3846.1538 | 2018
BEC Community Solar | Leakey | TX | Bandera Electric Coop, Inc | Cooperative | 1.9 | 1900 | 2018
CoServ Solar Station | Krugerville | TX | Co-Serv Electric | Cooperative | 2 | 2000 | 2018
La Loma | Austin | TX | Austin Energy | Municipal | 2.6 | 2600 | 2018
Go Local Solar Texas Dakota Solar Park | Meridian | TX | Green Mountain Energy | Retail Power Marketer | 5 | 5000 | 2018
Go Local Solar Texas Gable Solar Park | Wallis | TX | Green Mountain Energy | Retail Power Marketer | 10 | 10000 | 2018
Cooperative Solar Program | Austin | TX | Pedernales Electric Coop, Inc | Cooperative | 12.9846 | 12984.6154 | 2018
Solar Share | Scottsville | VA | Central Virginia Electric Cooperative | Cooperative | 4 | 4000 | 2018
Cooperative Sunshare (ODEC) | White Post | VA | Northern Neck Electric Cooperative | Cooperative | 10 | 10000 | 2018
Cooperative Sunshare (ODEC) | Eastville | VA | Northern Neck Electric Cooperative | Cooperative | 20 | 20000 | 2018
Thetford- Strafford Community Solar | Thetford | VT | Green Mountain Power Corp | Investor Owned | 0.185 | 185 | 2018
Margery Evans Community Solar Array | Guilford | VT | Green Mountain Power Corp | Investor Owned | 0.252 | 252 | 2018
Londonderry Garden | Londonderry | VT | Green Mountain Power Corp | Investor Owned | 0.336 | 336 | 2018
Hinesburg Project | Hinesburg | VT | Vermont Electric Cooperative, Inc | Cooperative | 1.3 | 1300 | 2018
Grand Isle Project | Grand Isle | VT | Vermont Electric Cooperative, Inc | Cooperative | 4.9 | 4900 | 2018
Project #2 | Spokane Valley | WA | Vera Irrigation District #15 | Political Subdivision | 0.010338 | 10.3385 | 2018
Community Solar | Anacortes | WA | Orcas Power & Light Coop | Cooperative | 0.38769 | 387.6923 | 2018
Solar*Connect Community Cashton/La Crosse | Sparta | WI | Northern States Power Co - Wisconsin | Investor Owned | 1 | 1000 | 2018
Roseville Solective | Roseville | CA | City of Roseville - (CA) | Municipal | 0.96 | 960 | 2019
Spark 1 (SRC050353) | Denver | CO | Public Service Co of Colorado | Investor Owned | 0.053092 | 53.0923 | 2019
GHA Solar Garden (SRC050357) | Parachute | CO | Public Service Co of Colorado | Investor Owned | 0.076923 | 76.9231 | 2019
DU CSG 1 LLC (SRC053578) | Watkins | CO | Public Service Co of Colorado | Investor Owned | 0.3825 | 382.5 | 2019
Denver SLB (SRC053579) | Denver | CO | Public Service Co of Colorado | Investor Owned | 0.765 | 765 | 2019
CO LI CSG 2 LLC (SRC064203) | Watkins | CO | Public Service Co of Colorado | Investor Owned | 0.76954 | 769.5385 | 2019
McCormick (SRC053974) | Platteville | CO | Public Service Co of Colorado | Investor Owned | 0.91077 | 910.7692 | 2019
Platteville Solar CSG LLC (SRC054664) | Platteville | CO | Public Service Co of Colorado | Investor Owned | 1.2561 | 1256.1231 | 2019
Linnebur (SRC053966) | Watkins | CO | Public Service Co of Colorado | Investor Owned | 1.5 | 1500 | 2019
Mesa CSG 1 LLC (SRC054194) | Grand Junction | CO | Public Service Co of Colorado | Investor Owned | 1.5336 | 1533.6 | 2019
Mesa CSG 2 LLC (SRC053581) | Palisade | CO | Public Service Co of Colorado | Investor Owned | 1.5345 | 1534.5 | 2019
Mtn Solar 2 (SRC067948) | Watkins | CO | Public Service Co of Colorado | Investor Owned | 1.5345 | 1534.5 | 2019
Mtn Solar 1 (SRC067947) | Watkins | CO | Public Service Co of Colorado | Investor Owned | 1.5345 | 1534.5 | 2019
CO LI CSG 1 LLC (SRC064202) | Watkins | CO | Public Service Co of Colorado | Investor Owned | 1.5345 | 1534.5 | 2019
Alamosa01 (Wisecamp) (SRC053963) | Alamosa | CO | Public Service Co of Colorado | Investor Owned | 1.5362 | 1536.2308 | 2019
Lowry State Land Board (SRC053964) | Watkins | CO | Public Service Co of Colorado | Investor Owned | 1.5362 | 1536.2308 | 2019
Cameo01 (SRC053977) | Palisade | CO | Public Service Co of Colorado | Investor Owned | 1.5362 | 1536.2308 | 2019
Rifle (SRC053975) | Rifle | CO | Public Service Co of Colorado | Investor Owned | 1.5362 | 1536.2308 | 2019
Tebo01 (SRC053967) | Watkins | CO | Public Service Co of Colorado | Investor Owned | 1.5362 | 1536.2308 | 2019
Tebo02 (SRC053968) | Watkins | CO | Public Service Co of Colorado | Investor Owned | 1.5362 | 1536.2308 | 2019
Lantz (SRC053976) | Salida | CO | Public Service Co of Colorado | Investor Owned | 1.5362 | 1536.2308 | 2019
Anderson (SRC053973) | Platteville | CO | Public Service Co of Colorado | Investor Owned | 1.5362 | 1536.2308 | 2019
DIA 1 (SRC053965) | Denver | CO | Public Service Co of Colorado | Investor Owned | 1.5362 | 1536.2308 | 2019
DIA 2 (SRC053970) | Denver | CO | Public Service Co of Colorado | Investor Owned | 1.5362 | 1536.2308 | 2019
Alamosa South CSG (SRC055045) | Alamosa | CO | Public Service Co of Colorado | Investor Owned | 1.5372 | 1537.2308 | 2019
Alden Solar CSG, LLC (SRC054663) | Greeley | CO | Public Service Co of Colorado | Investor Owned | 1.56 | 1560 | 2019
Piceance Creek Solar Farm | Meeker | CO | White River Electric Assn, Inc | Cooperative | 5.4 | 5400 | 2019
Town of Bloomfield Community Solar Program | Bloomfield | CT | Connecticut Light & Power Co (DBA EverSource) | Investor Owned | 1.5385 | 1538.4615 | 2019
19th St | Washington | DC | Potomac Electric Power Co | Investor Owned | 0.047415 | 47.4154 | 2019
Lake Hancock Solar plant | Bartow | FL | Tampa Electric Co | Investor Owned | 17.5 | 17500 | 2019
Irwin EMC Cooperative Solar Field | Fitzgerald | GA | Irwin Electric Membership Corp | Cooperative | 1 | 1000 | 2019
Guyton Community Solar | Guyton | GA | Georgia Power Co | Investor Owned | 2.4 | 2400 | 2019
Waynesboro Community Solar | Waynesboro | GA | Georgia Power Co | Investor Owned | 3.6 | 3600 | 2019
Hazlehurst III | Hazlehurst | GA | Green Power EMC (Oglethorpe Power Corporation) | Cooperative | 17.5 | 17500 | 2019
mySolar | Springfield | IL | City of Springfield - (IL) | Municipal | 0.25 | 250 | 2019
1066 | Elgin | IL | ComEd | Investor Owned | 0.92258 | 922.5846 | 2019
Rainy Community Solar project | Elgin | IL | Commonwealth Edison Co | Investor Owned | 1.18 | 1180 | 2019
NEM Lineage | University Parl | IL | Commonwealth Edison Co | Investor Owned | 1.625 | 1625 | 2019
Co-op Solar | Geneva | IN | Wabash Valley Power Assn, Inc | Cooperative | 0.65 | 650 | 2019
Co-op Solar | LaOtto | IN | Wabash Valley Power Assn, Inc | Cooperative | 0.96 | 960 | 2019
Solar Share 1 | Simpsonville | KY | Kentucky Utilities Co | Investor Owned | 0.38462 | 384.6154 | 2019
Solar Share | Harrodsburg | KY | Kentucky Utilities Company | Investor Owned | 4 | 4000 | 2019
SMAES_08241 | Natick | MA | Eversource MA East | Investor Owned | 0.0324 | 32.4 | 2019
SMAES_03659 | Westport | MA | Eversource MA East | Investor Owned | 0.0378 | 37.8 | 2019
SMAES_04307 | Milton | MA | Eversource MA East | Investor Owned | 0.038 | 38 | 2019
SMANG_08541 | Melrose | MA | National Grid (Massachusetts Electric) | Investor Owned | 0.05 | 50 | 2019
SMAES_03350 | Framingham | MA | Eversource MA East | Investor Owned | 0.058 | 58 | 2019
SMAES_02744 | New Bedford | MA | Eversource MA East | Investor Owned | 0.058 | 58 | 2019
SMAES_00289 | Chatham | MA | Eversource MA East | Investor Owned | 0.0768 | 76.8 | 2019
SMAES_00311 | Framingham | MA | Eversource MA East | Investor Owned | 0.12 | 120 | 2019
SMANG_01121 | Everett | MA | National Grid (Massachusetts Electric) | Investor Owned | 0.1332 | 133.2 | 2019
SMANG_00334 | Leominster | MA | National Grid (Massachusetts Electric) | Investor Owned | 0.1998 | 199.8 | 2019
SMAES_01081 | Springfield | MA | Eversource MA West | Investor Owned | 0.24 | 240 | 2019
SMANG_03600 | Easton | MA | National Grid (Massachusetts Electric) | Investor Owned | 0.25 | 250 | 2019
SMANG_00039 | Chelmsford | MA | National Grid (Massachusetts Electric) | Investor Owned | 0.33 | 330 | 2019
SMANG_00048 | Chelmsford | MA | National Grid (Massachusetts Electric) | Investor Owned | 0.396 | 396 | 2019
SMAES_00080 | Plymouth | MA | Eversource MA East | Investor Owned | 0.5184 | 518.4 | 2019
SMANG_00106 | Easton | MA | National Grid (Massachusetts Electric) | Investor Owned | 0.9 | 900 | 2019
Millbury MA #1092 LLC | Millbury | MA | National Grid | Investor Owned | 1.0838 | 1083.8154 | 2019
SMAES_00487 | Ashland | MA | Eversource MA East | Investor Owned | 1.2092 | 1209.2 | 2019
35 Eastman Street - Site 1 | Easton | MA | Massachusetts Electric Co | Investor Owned | 1.4388 | 1438.83 | 2019
SMANG_02414 | Winchendon | MA | National Grid (Massachusetts Electric) | Investor Owned | 1.934 | 1934 | 2019
SMAES_02189 | Plainfield | MA | National Grid | Investor Owned | 2.0792 | 2079.2077 | 2019
Hopkinton MA 1, LLC | Hopkinton | MA | NSTAR Electric Company | Investor Owned | 2.1268 | 2126.7692 | 2019
Carver MA 2 LLC | Carver | MA | NSTAR Electric Company | Investor Owned | 2.1865 | 2186.4615 | 2019
GSPP Raynham TMLP LLC | Raynham | MA | City of Taunton | Municipal | 2.2615 | 2261.5385 | 2019
SMAES_00059 | Rochester | MA | Eversource MA East | Investor Owned | 2.706 | 2706 | 2019
SMAES_00483 | Ashland | MA | Eversource MA East | Investor Owned | 2.8196 | 2819.6 | 2019
SMAES_02170 | Amherst | MA | Eversource MA West | Investor Owned | 3 | 3000 | 2019
MGED Solar Community Project 2 | Lakeville | MA | Middleborough Gas and Electric Department | Municipal | 3.28 | 3280 | 2019
453 Rounseville Road - Rochester | Rochester | MA | NSTAR Electric Company | Investor Owned | 3.3244 | 3324.42 | 2019
SMAES_00386 | Springfield | MA | Eversource MA West | Investor Owned | 3.5198 | 3519.8 | 2019
GSPP Terawatt Westfield LLC | Westfield | MA | City of Westfield - (MA) | Municipal | 3.696 | 3696 | 2019
GSPP Boxborough Littleton LLC | Boxborough | MA | Town of Littleton - (MA) | Municipal | 3.861 | 3861 | 2019
SMANG_03088 | Northampton | MA | National Grid (Massachusetts Electric) | Investor Owned | 4.32 | 4320 | 2019
328 Partridgeville Road - Athol | Athol | MA | Massachusetts Electric Co | Investor Owned | 4.7434 | 4743.36 | 2019
SMAES_00942 | Blandford | MA | Eversource MA West | Investor Owned | 4.92 | 4920 | 2019
SMANG_00098 | Winchendon | MA | National Grid (Massachusetts Electric) | Investor Owned | 4.95 | 4950 | 2019
SMANG_00185 | Halifax | MA | National Grid (Massachusetts Electric) | Investor Owned | 4.95 | 4950 | 2019
SMANG_00127 | Plainville | MA | National Grid (Massachusetts Electric) | Investor Owned | 4.95 | 4950 | 2019
SMAES_01044 | Amherst | MA | Eversource MA West | Investor Owned | 4.98 | 4980 | 2019
Boxborough Community Solar | Boxborough | MA | Littleton Electric Light & Water Departments | Municipal | 5 | 5000 | 2019
15 Wilmarth Lane - Plainville | Plainville | MA | Massachusetts Electric Co | Investor Owned | 6.372 | 6372 | 2019
68 Woodland Avenue- Site A | Seekonk | MA | Massachusetts Electric Co | Investor Owned | 6.885 | 6885 | 2019
68 Woodland Avenue - Site B | Seekonk | MA | Massachusetts Electric Co | Investor Owned | 6.885 | 6885 | 2019
68 Woodland Avenue - Site C | Seekonk | MA | Massachusetts Electric Co | Investor Owned | 6.885 | 6885 | 2019
38 Happy Hollow Road - Winchendon | Winchendon | MA | Massachusetts Electric Co | Investor Owned | 7.128 | 7128 | 2019
Oxon Hill | Oxon Hill | MD | Potomac Electric Power Co | Investor Owned | 0.42923 | 429.2308 | 2019
4705992 | Windsor Mill | MD | Baltimore Gas & Electric Co | Investor Owned | 0.9 | 900 | 2019
4706005 | Windsor Mill | MD | Baltimore Gas & Electric Co | Investor Owned | 1.98 | 1980 | 2019
Simba | Cheltenham | MD | Potomac Electric Power Co | Investor Owned | 2 | 2000 | 2019
17A2150160003870 | Chester | MD | Delmarva Power | Investor Owned | 2 | 2000 | 2019
4705565 | Kingsville | MD | Baltimore Gas & Electric Co | Investor Owned | 2 | 2000 | 2019
Panorama Solar Farm | Fort Washington | MD | Potomac Electric Power Co | Investor Owned | 5.0769 | 5076.9231 | 2019
L'Anse Community Solar Array | L'Anse | MI | Village of L'Anse - (MI) | Municipal | 0.1105 | 110.5 | 2019
Burcham Solar Park | East Lansing | MI | City of Lansing - (MI) | Municipal | 0.26538 | 265.3846 | 2019
Escanaba Solar Project | Escanaba | MI | City of Escanaba | Municipal | 0.891 | 891 | 2019
CEF Pax Christi Community Solar | Eden Prairie | MN | Northern States Power Co - Minnesota | Investor Owned | 0.18 | 180 | 2019
Fredrichs | Eagle Lake | MN | Northern States Power Co - Minnesota | Investor Owned | 0.24 | 240 | 2019
CEF Clarks Grove Community Solar | Clarks Grove | MN | Northern States Power Co - Minnesota | Investor Owned | 0.25 | 250 | 2019
Meyer | Meire Grove | MN | Northern States Power Co - Minnesota | Investor Owned | 0.324 | 324 | 2019
Dodge 2 | Dodge Center | MN | Northern States Power Co - Minnesota | Investor Owned | 0.396 | 396 | 2019
USS Hockey Pad Solar LLC | Jordan | MN | Northern States Power Co - Minnesota | Investor Owned | 0.4 | 400 | 2019
Carpenter's Union CSG | St. Paul | MN | Northern States Power Co - Minnesota | Investor Owned | 0.54 | 540 | 2019
USS Greenhouse Solar LLC | Pine Island | MN | Northern States Power Co - Minnesota | Investor Owned | 0.59 | 590 | 2019
USS East Hauer Watt Solar LLC | Jordan | MN | Northern States Power Co - Minnesota | Investor Owned | 0.598 | 598 | 2019
USS Brude Solar LLC | Good Thunder | MN | Northern States Power Co - Minnesota | Investor Owned | 0.62 | 620 | 2019
USS Rapidan Solar LLC | Good Thunder | MN | Northern States Power Co - Minnesota | Investor Owned | 0.62 | 620 | 2019
Pisces Community Solar Garden, LLC | Belgrade | MN | Northern States Power Co - Minnesota | Investor Owned | 0.72 | 720 | 2019
Sagittarius Community Solar Gardens, LLC | Watkins | MN | Northern States Power Co - Minnesota | Investor Owned | 0.76 | 760 | 2019
Vision01 | Zumbro Falls | MN | Northern States Power Co - Minnesota | Investor Owned | 0.85 | 850 | 2019
Hartman Community Solar LLC | St. Cloud | MN | Northern States Power Co - Minnesota | Investor Owned | 0.94 | 940 | 2019
CEF Minneapolis Ramp Community Solar | Minneapolis | MN | Northern States Power Co - Minnesota | Investor Owned | 0.96 | 960 | 2019
CEF Haven Community Solar | St. Cloud | MN | Northern States Power Co - Minnesota | Investor Owned | 0.996 | 996 | 2019
New Munich Solar Garden | Melrose | MN | Northern States Power Co - Minnesota | Investor Owned | 0.998 | 998 | 2019
Olinda Trail Solar | Lindstrom | MN | Northern States Power Co - Minnesota | Investor Owned | 0.998 | 998 | 2019
Altair Community Solar Garden, LLC | New Richland | MN | Northern States Power Co - Minnesota | Investor Owned | 1 | 1000 | 2019
Aquarius Community Solar Gardens, LLC | Tracy | MN | Northern States Power Co - Minnesota | Investor Owned | 1 | 1000 | 2019
Aquila Community Solar Gardens, LLC | Glenwood | MN | Northern States Power Co - Minnesota | Investor Owned | 1 | 1000 | 2019
Cannon Garden LLC | Faribault | MN | Northern States Power Co - Minnesota | Investor Owned | 1 | 1000 | 2019
Canopus Community Solar Garden, LLC | Belgrade | MN | Northern States Power Co - Minnesota | Investor Owned | 1 | 1000 | 2019
Capricornus Community Solar Garden, LLC | Paynesville | MN | Northern States Power Co - Minnesota | Investor Owned | 1 | 1000 | 2019
Cassiopeia Community Solar Gardens, LLC | Glenwood | MN | Northern States Power Co - Minnesota | Investor Owned | 1 | 1000 | 2019
CEF Waseca Community Solar | Janesville | MN | Northern States Power Co - Minnesota | Investor Owned | 1 | 1000 | 2019
Clara City Solar | Clara City | MN | Northern States Power Co - Minnesota | Investor Owned | 1 | 1000 | 2019
Clear Garden LLC | Waseca | MN | Northern States Power Co - Minnesota | Investor Owned | 1 | 1000 | 2019
Crux Community Solar Gardens, LLC | Sacred Heart | MN | Northern States Power Co - Minnesota | Investor Owned | 1 | 1000 | 2019
Dakota Community Solar One | Farmington | MN | Northern States Power Co - Minnesota | Investor Owned | 1 | 1000 | 2019
Deneb Community Solar Garden, LLC | Belgrade | MN | Northern States Power Co - Minnesota | Investor Owned | 1 | 1000 | 2019
Douglas/Todd Community Solar One | Osakis | MN | Northern States Power Co - Minnesota | Investor Owned | 1 | 1000 | 2019
E. Goenner Community Solar LLC | Clear Lake | MN | Northern States Power Co - Minnesota | Investor Owned | 1 | 1000 | 2019
Fast Sun 13 | Osakis | MN | Northern States Power Co - Minnesota | Investor Owned | 1 | 1000 | 2019
Fast Sun 3 | Albany | MN | Northern States Power Co - Minnesota | Investor Owned | 1 | 1000 | 2019
FastSun 1 | Dassel | MN | Northern States Power Co - Minnesota | Investor Owned | 1 | 1000 | 2019
FastSun 14 | Eagle Lake | MN | Northern States Power Co - Minnesota | Investor Owned | 1 | 1000 | 2019
FastSun 7 | Stewart | MN | Northern States Power Co - Minnesota | Investor Owned | 1 | 1000 | 2019
FastSun 8 | Courtland | MN | Northern States Power Co - Minnesota | Investor Owned | 1 | 1000 | 2019
Kaus Community Solar Garden, LLC | Claremont | MN | Northern States Power Co - Minnesota | Investor Owned | 1 | 1000 | 2019
Malmedal Garden LLC | Starbuck | MN | Northern States Power Co - Minnesota | Investor Owned | 1 | 1000 | 2019
McLeod Community Solar One | Stewart | MN | Northern States Power Co - Minnesota | Investor Owned | 1 | 1000 | 2019
Meeker Community Solar One | Dassel | MN | Northern States Power Co - Minnesota | Investor Owned | 1 | 1000 | 2019
MSC-Chisago01 CSG | Taylors Falls | MN | Northern States Power Co - Minnesota | Investor Owned | 1 | 1000 | 2019
MSC-Chisago02 CSG | Taylors Falls | MN | Northern States Power Co - Minnesota | Investor Owned | 1 | 1000 | 2019
MSC-Empire CSG | Farmington | MN | Northern States Power Co - Minnesota | Investor Owned | 1 | 1000 | 2019
MSC-GreyCloud CSG | St. Paul Park | MN | Northern States Power Co - Minnesota | Investor Owned | 1 | 1000 | 2019
MSC-Rice01 CSG | Morristown | MN | Northern States Power Co - Minnesota | Investor Owned | 1 | 1000 | 2019
MSC-Scandia01 CSG | Scandia | MN | Northern States Power Co - Minnesota | Investor Owned | 1 | 1000 | 2019
MSC-Scott01 CSG | Jordan | MN | Northern States Power Co - Minnesota | Investor Owned | 1 | 1000 | 2019
Novel Brooten Solar | Brooten | MN | Northern States Power Co - Minnesota | Investor Owned | 1 | 1000 | 2019
Novel Historical Society Solar | Sacred Heart | MN | Northern States Power Co - Minnesota | Investor Owned | 1 | 1000 | 2019
Novel Martin Solar One | Lester Prairie | MN | Northern States Power Co - Minnesota | Investor Owned | 1 | 1000 | 2019
Novel Reber Solar | Albany | MN | Northern States Power Co - Minnesota | Investor Owned | 1 | 1000 | 2019
Novel CSG of Imholte | St. Cloud | MN | Northern States Power Co - Minnesota | Investor Owned | 1 | 1000 | 2019
Roberds Garden | Faribault | MN | Northern States Power Co - Minnesota | Investor Owned | 1 | 1000 | 2019
Sherburne Community Solar One | St. Cloud | MN | Northern States Power Co - Minnesota | Investor Owned | 1 | 1000 | 2019
Dodge l | Dodge Center | MN | Northern States Power Co - Minnesota | Investor Owned | 1 | 1000 | 2019
Stearns Community Solar One | Albany | MN | Northern States Power Co - Minnesota | Investor Owned | 1 | 1000 | 2019
Stearns Solar | Albany | MN | Northern States Power Co - Minnesota | Investor Owned | 1 | 1000 | 2019
USS Centerfield Solar LLC | Webster | MN | Northern States Power Co - Minnesota | Investor Owned | 1 | 1000 | 2019
USS Cheyenne Solar LLC | Chisago City | MN | Northern States Power Co - Minnesota | Investor Owned | 1 | 1000 | 2019
USS DVL Solar LLC | Waconia | MN | Northern States Power Co - Minnesota | Investor Owned | 1 | 1000 | 2019
USS Eggo Solar LLC | Cologne | MN | Northern States Power Co - Minnesota | Investor Owned | 1 | 1000 | 2019
USS Haven Solar LLC | St. Cloud | MN | Northern States Power Co - Minnesota | Investor Owned | 1 | 1000 | 2019
USS King 2 LLC | Cologne | MN | Northern States Power Co - Minnesota | Investor Owned | 1 | 1000 | 2019
USS Kost Trail Solar LLC | North Branch | MN | Northern States Power Co - Minnesota | Investor Owned | 1 | 1000 | 2019
USS Lake Patterson Solar LLC | Cologne | MN | Northern States Power Co - Minnesota | Investor Owned | 1 | 1000 | 2019
USS Midtown Solar LLC | Melrose | MN | Northern States Power Co - Minnesota | Investor Owned | 1 | 1000 | 2019
USS Monarch Solar LLC | Brooten | MN | Northern States Power Co - Minnesota | Investor Owned | 1 | 1000 | 2019
USS Webster Solar LLC | Webster | MN | Northern States Power Co - Minnesota | Investor Owned | 1 | 1000 | 2019
USS White Cloud Solar LLC | St. Cloud | MN | Northern States Power Co - Minnesota | Investor Owned | 1 | 1000 | 2019
Wabasha Solar II | Wabasha | MN | Northern States Power Co - Minnesota | Investor Owned | 1 | 1000 | 2019
Wabasha Solar III | Kellogg | MN | Northern States Power Co - Minnesota | Investor Owned | 1 | 1000 | 2019
Wabasha Solar | Wabasha | MN | Northern States Power Co - Minnesota | Investor Owned | 1 | 1000 | 2019
Enter | Nicollet | MN | Northern States Power Co - Minnesota | Investor Owned | 1 | 1000 | 2019
Lange | Byron | MN | Northern States Power Co - Minnesota | Investor Owned | 1 | 1000 | 2019
Winona Solar I | Altura | MN | Northern States Power Co - Minnesota | Investor Owned | 1 | 1000 | 2019
Winona Solar II | Rollingstone | MN | Northern States Power Co - Minnesota | Investor Owned | 1 | 1000 | 2019
Wollan Garden LLC | Starbuck | MN | Northern States Power Co - Minnesota | Investor Owned | 1 | 1000 | 2019
Lindstrom Solar 1 - Lindstrom Solar 2 | Lindstrom | MN | Northern States Power Co - Minnesota | Investor Owned | 2 | 2000 | 2019
Chisago Holdco LLC Unit 1 | Center City | MN | Northern States Power Co - Minnesota | Investor Owned | 3 | 3000 | 2019
Haven Solar 1 - Haven Solar 3 | St. Cloud | MN | Northern States Power Co - Minnesota | Investor Owned | 3 | 3000 | 2019
MNCS Solar Garden of Held, CSG A | St. Cloud | MN | Northern States Power Co - Minnesota | Investor Owned | 3 | 3000 | 2019
Winsted Solar 1 - Winstead Solar 3 | Winsted | MN | Northern States Power Co - Minnesota | Investor Owned | 3 | 3000 | 2019
NES CSG of Gibbon CSG A | Gibbon | MN | Northern States Power Co - Minnesota | Investor Owned | 3.25 | 3250 | 2019
Lady Slipper Unit 1 - Lady Slipper Unit 5 | Red Wing | MN | Northern States Power Co - Minnesota | Investor Owned | 4.4 | 4400 | 2019
NES CSG of Schneider - CSG A | Waite Park | MN | Northern States Power Co - Minnesota | Investor Owned | 4.75 | 4750 | 2019
Bel Clare Drive Solar Project 1 | Waite Park | MN | Northern States Power Co - Minnesota | Investor Owned | 5 | 5000 | 2019
Felton PV 1 - Felton PV 5 | Randolph | MN | Northern States Power Co - Minnesota | Investor Owned | 5 | 5000 | 2019
Frontenac Unit 1 | Frontenac | MN | Northern States Power Co - Minnesota | Investor Owned | 5 | 5000 | 2019
Golf01-Golf05 | St. Michael | MN | Northern States Power Co - Minnesota | Investor Owned | 5 | 5000 | 2019
Wright Kirby 1 | Monticello | MN | Northern States Power Co - Minnesota | Investor Owned | 5 | 5000 | 2019
Randolph PV 1 - Randolph PV 5 | Randolph | MN | Northern States Power Co - Minnesota | Investor Owned | 5 | 5000 | 2019
RollingStone Unit 1 - Unit 4 | Minnesota City | MN | Northern States Power Co - Minnesota | Investor Owned | 5 | 5000 | 2019
Saint Cloud Solar 1 | St. Cloud | MN | Northern States Power Co - Minnesota | Investor Owned | 5 | 5000 | 2019
MNCS Solar Garden of Helgeson, CSG A | Sartell | MN | Northern States Power Co - Minnesota | Investor Owned | 5 | 5000 | 2019
SRC2.01 - SRC2.05 | Corcoran | MN | Northern States Power Co - Minnesota | Investor Owned | 5 | 5000 | 2019
Held Solar | St. Cloud | MN | Northern States Power Co - Minnesota | Investor Owned | 5 | 5000 | 2019
Lambert Community Solar Project | Bridgeton | MO | Ameren Illinois Company | Investor Owned | 1 | 1000 | 2019
SHARES DU SOLEIL | Red Lodge | MT | Beartooth Electric Coop, Inc | Cooperative | 0.018462 | 18.4615 | 2019
Kings Creek Community Solar | Cedar Rock | NC | Blue Ridge Elec Member Corp - (NC) | Cooperative | 0.10615 | 106.1538 | 2019
PWC Community Solar | Fayetteville | NC | Fayetteville Public Works Commission | Municipal | 0.85902 | 859.0154 | 2019
Ainsworth | Ainsworth | NE | Nebraska Public Power District | Political Subdivision | 0.5 | 500 | 2019
Hastings Community Solar Farm | Hastings | NE | City of Hastings - (NE) | Municipal | 1.5 | 1500 | 2019
OPPD Community Solar | Fort Calhoun | NE | Omaha Public Power District | Political Subdivision | 5 | 5000 | 2019
164855 | Brooklyn | NY | Consolidated Edison Co-NY Inc | Investor Owned | 0.0030462 | 3.0462 | 2019
175600 | Brooklyn | NY | Consolidated Edison Co-NY Inc | Investor Owned | 0.0033231 | 3.3231 | 2019
180830 | Brooklyn | NY | Consolidated Edison Co-NY Inc | Investor Owned | 0.0033231 | 3.3231 | 2019
184109 | Brooklyn | NY | Consolidated Edison Co-NY Inc | Investor Owned | 0.0033692 | 3.3692 | 2019
184321 | Brooklyn | NY | Consolidated Edison Co-NY Inc | Investor Owned | 0.0049846 | 4.9846 | 2019
172966 | Bronx | NY | Consolidated Edison Co-NY Inc | Investor Owned | 0.0058154 | 5.8154 | 2019
184105 | Brooklyn | NY | Consolidated Edison Co-NY Inc | Investor Owned | 0.0059 | 5.9 | 2019
158694 | Brooklyn | NY | Consolidated Edison Co-NY Inc | Investor Owned | 0.0074769 | 7.4769 | 2019
170960 | New York | NY | Consolidated Edison Co-NY Inc | Investor Owned | 0.0074769 | 7.4769 | 2019
172621 | Brooklyn | NY | Consolidated Edison Co-NY Inc | Investor Owned | 0.0083077 | 8.3077 | 2019
161327 | Brooklyn | NY | Consolidated Edison Co-NY Inc | Investor Owned | 0.011631 | 11.6308 | 2019
184339 | Brooklyn | NY | Consolidated Edison Co-NY Inc | Investor Owned | 0.012438 | 12.4385 | 2019
184362 | Brooklyn | NY | Consolidated Edison Co-NY Inc | Investor Owned | 0.012438 | 12.4385 | 2019
174809 | Brooklyn | NY | Consolidated Edison Co-NY Inc | Investor Owned | 0.018738 | 18.7385 | 2019
157192 | New York | NY | Consolidated Edison Co-NY Inc | Investor Owned | 0.031015 | 31.0154 | 2019
88369 | Bronx | NY | Consolidated Edison Co-NY Inc | Investor Owned | 0.044723 | 44.7231 | 2019
88452 | Bronx | NY | Consolidated Edison Co-NY Inc | Investor Owned | 0.044723 | 44.7231 | 2019
108695 | Islip Terrace | NY | Long Island Power Authority | State | 0.046385 | 46.3846 | 2019
126526 | Spencer | NY | New York State Elec & Gas Corp | Investor Owned | 0.055592 | 55.5923 | 2019
88966 | Bronx | NY | Consolidated Edison Co-NY Inc | Investor Owned | 0.059631 | 59.6308 | 2019
127422 | Brooklyn | NY | Consolidated Edison Co-NY Inc | Investor Owned | 0.065354 | 65.3538 | 2019
113113 | Fort Edward | NY | Niagara Mohawk Power Corp. | Investor Owned | 0.068785 | 68.7846 | 2019
88839 | Bronx | NY | Consolidated Edison Co-NY Inc | Investor Owned | 0.070615 | 70.6154 | 2019
88981 | Bronx | NY | Consolidated Edison Co-NY Inc | Investor Owned | 0.074538 | 74.5385 | 2019
114598 | Amityville | NY | Long Island Power Authority | State | 0.079138 | 79.1385 | 2019
82869 | Brooklyn | NY | Consolidated Edison Co-NY Inc | Investor Owned | 0.0805 | 80.5 | 2019
88924 | Bronx | NY | Consolidated Edison Co-NY Inc | Investor Owned | 0.089446 | 89.4462 | 2019
89018 | Bronx | NY | Consolidated Edison Co-NY Inc | Investor Owned | 0.10435 | 104.3538 | 2019
Peekskill Community Solar Project 1 | Peekskill | NY | Consolidated Edison Co-NY Inc | Investor Owned | 0.12483 | 124.83 | 2019
88903 | Bronx | NY | Consolidated Edison Co-NY Inc | Investor Owned | 0.12763 | 127.6308 | 2019
East Brooklyn Community Solar Project | Brooklyn | NY | Consolidated Edison Co-NY Inc | Investor Owned | 0.1377 | 137.7 | 2019
123100 | Grand Island | NY | Niagara Mohawk Power Corp. | Investor Owned | 0.15431 | 154.3077 | 2019
102830 | Westdale | NY | Niagara Mohawk Power Corp. | Investor Owned | 0.15637 | 156.3692 | 2019
126528 | Candor | NY | New York State Elec & Gas Corp | Investor Owned | 0.15916 | 159.1615 | 2019
180846 | New Rochelle | NY | Consolidated Edison Co-NY Inc | Investor Owned | 0.1698 | 169.8 | 2019
88748 | Bronx | NY | Consolidated Edison Co-NY Inc | Investor Owned | 0.1938 | 193.8 | 2019
156520 | Candor | NY | New York State Elec & Gas Corp | Investor Owned | 0.26273 | 262.7308 | 2019
170154 | Barton | NY | New York State Elec & Gas Corp | Investor Owned | 0.26273 | 262.7308 | 2019
174654 | Watkins Glen | NY | New York State Elec & Gas Corp | Investor Owned | 0.26273 | 262.7308 | 2019
205099 | Brewster | NY | New York State Elec & Gas Corp | Investor Owned | 0.28554 | 285.5385 | 2019
100539 | Maspeth | NY | Consolidated Edison Co-NY Inc | Investor Owned | 0.29243 | 292.4308 | 2019
90756 | Chester | NY | Orange & Rockland Utils Inc | Investor Owned | 0.29492 | 294.9231 | 2019
Staten Island Community Solar Farm | Staten Island | NY | Consolidated Edison Co-NY Inc | Investor Owned | 0.32345 | 323.4462 | 2019
164578 | Kingston | NY | Central Hudson Gas & Elec Corp | Investor Owned | 0.37315 | 373.1538 | 2019
108193 | Yaphank | NY | Long Island Power Authority | State | 0.38462 | 384.6154 | 2019
South Bronx Solar Garden 3 | Bronx | NY | Consolidated Edison Co-NY Inc | Investor Owned | 0.3866 | 386.6 | 2019
108196 | Yaphank | NY | Long Island Power Authority | State | 0.40062 | 400.6154 | 2019
95307 | Brooklyn | NY | Consolidated Edison Co-NY Inc | Investor Owned | 0.57615 | 576.1538 | 2019
Peekskill Community Solar Project 2 | Peekskill | NY | Consolidated Edison Co-NY Inc | Investor Owned | 0.7095 | 709.5 | 2019
Elmsford Community Solar Project | Elmsford | NY | Consolidated Edison Co-NY Inc | Investor Owned | 0.711 | 711 | 2019
184486 | New York | NY | Consolidated Edison Co-NY Inc | Investor Owned | 0.74042 | 740.4231 | 2019
WB Mason Bronx Distribution Facility / Zerega Solar Farm | Bronx | NY | Consolidated Edison Co-NY Inc | Investor Owned | 0.84738 | 847.3846 | 2019
North Bronx Solar Garden | Bronx | NY | Consolidated Edison Co-NY Inc | Investor Owned | 0.87516 | 875.16 | 2019
92204 | Beaver Dams | NY | New York State Elec & Gas Corp | Investor Owned | 0.96222 | 962.2231 | 2019
Ridgewood Solar Farm | Queens | NY | Consolidated Edison Co-NY Inc | Investor Owned | 1.0588 | 1058.85 | 2019
5408-98140 | Callicoon | NY | New York State Elec & Gas Corp | Investor Owned | 1.2993 | 1299.3231 | 2019
105577 | East Bloomfield | NY | Rochester Gas & Electric Corp | Investor Owned | 1.5251 | 1525.1385 | 2019
78868 | Port Jervis | NY | Orange & Rockland Utils Inc | Investor Owned | 1.7685 | 1768.5231 | 2019
5408-98522 | Callicoon | NY | New York State Elec & Gas Corp | Investor Owned | 1.7828 | 1782.8308 | 2019
5408-98521 | Callicoon | NY | New York State Elec & Gas Corp | Investor Owned | 1.7828 | 1782.8308 | 2019
5408-98143 | Callicoon | NY | New York State Elec & Gas Corp | Investor Owned | 1.7828 | 1782.8308 | 2019
5408-98141 | Callicoon | NY | New York State Elec & Gas Corp | Investor Owned | 1.8443 | 1844.3077 | 2019
126762 | Buchanan | NY | Consolidated Edison Co-NY Inc | Investor Owned | 1.8463 | 1846.2769 | 2019
81597 | Thompson | NY | New York State Elec & Gas Corp | Investor Owned | 1.8726 | 1872.5538 | 2019
50875 | Newfield | NY | New York State Elec & Gas Corp | Investor Owned | 1.919 | 1919 | 2019
67657 | Newfield | NY | New York State Elec & Gas Corp | Investor Owned | 1.919 | 1919 | 2019
5408-100410 | Newfield | NY | New York State Elec & Gas Corp | Investor Owned | 1.919 | 1919 | 2019
5167-99714 | Westtown | NY | Orange & Rockland Utils Inc | Investor Owned | 1.9191 | 1919.0769 | 2019
91948 | Ogden | NY | Rochester Gas & Electric Corp | Investor Owned | 1.9811 | 1981.1077 | 2019
74981 | Seneca | NY | New York State Elec & Gas Corp | Investor Owned | 2.0022 | 2002.1538 | 2019
74982 | Seneca | NY | New York State Elec & Gas Corp | Investor Owned | 2.0022 | 2002.1538 | 2019
90746 | Wappinger | NY | Central Hudson Gas & Elec Corp | Investor Owned | 2.0038 | 2003.8154 | 2019
102825 | Chester | NY | Orange & Rockland Utils Inc | Investor Owned | 2.0843 | 2084.3308 | 2019
5408-98503 | Lowman | NY | New York State Elec & Gas Corp | Investor Owned | 2.0948 | 2094.7538 | 2019
68186 | Rome | NY | Niagara Mohawk Power Corp. | Investor Owned | 2.0958 | 2095.7538 | 2019
78707 | Schenectady | NY | Niagara Mohawk Power Corp. | Investor Owned | 2.0958 | 2095.7538 | 2019
5408-98157 | Laurens | NY | New York State Elec & Gas Corp | Investor Owned | 2.1018 | 2101.8462 | 2019
79817 | Parma | NY | Rochester Gas & Electric Corp | Investor Owned | 2.1105 | 2110.5 | 2019
88304 | Hilton | NY | Rochester Gas & Electric Corp | Investor Owned | 2.1105 | 2110.5 | 2019
76204 | Trumansburg | NY | New York State Elec & Gas Corp | Investor Owned | 2.1114 | 2111.4 | 2019
5408-98510 | Liberty | NY | New York State Elec & Gas Corp | Investor Owned | 2.1162 | 2116.1769 | 2019
78922 | Baldwin | NY | New York State Elec & Gas Corp | Investor Owned | 2.121 | 2120.9538 | 2019
81543 | Ogden | NY | Rochester Gas & Electric Corp | Investor Owned | 2.121 | 2120.9538 | 2019
89340 | Williamson | NY | Rochester Gas & Electric Corp | Investor Owned | 2.1226 | 2122.6154 | 2019
78739 | Altamont | NY | Niagara Mohawk Power Corp. | Investor Owned | 2.1249 | 2124.8615 | 2019
126589 | New Windsor | NY | Central Hudson Gas & Elec Corp | Investor Owned | 2.1323 | 2132.3077 | 2019
126518 | New Windsor | NY | Central Hudson Gas & Elec Corp | Investor Owned | 2.1323 | 2132.3077 | 2019
69549 | Hilton | NY | Rochester Gas & Electric Corp | Investor Owned | 2.1323 | 2132.3077 | 2019
81594 | Thompson | NY | New York State Elec & Gas Corp | Investor Owned | 2.1401 | 2140.0615 | 2019
77922 | Mooers Forks | NY | New York State Elec & Gas Corp | Investor Owned | 2.142 | 2142 | 2019
77920 | Mooers Forks | NY | New York State Elec & Gas Corp | Investor Owned | 2.1465 | 2146.5 | 2019
78748 | Johnstown | NY | Niagara Mohawk Power Corp. | Investor Owned | 2.1489 | 2148.9231 | 2019
74872 | Middletown | NY | Orange & Rockland Utils Inc | Investor Owned | 2.1489 | 2148.9231 | 2019
79953 | Mooers Forks | NY | New York State Elec & Gas Corp | Investor Owned | 2.1496 | 2149.6154 | 2019
5167-99715 | Westtown | NY | Orange & Rockland Utils Inc | Investor Owned | 2.1502 | 2150.2385 | 2019
78745 | Johnstown | NY | Niagara Mohawk Power Corp. | Investor Owned | 2.1544 | 2154.3923 | 2019
78581 | Crawford | NY | Orange & Rockland Utils Inc | Investor Owned | 2.16 | 2160 | 2019
5063-94785 | Westtown | NY | Orange & Rockland Utils Inc | Investor Owned | 2.1783 | 2178.2769 | 2019
89636 | Macedon | NY | Rochester Gas & Electric Corp | Investor Owned | 2.1855 | 2185.5077 | 2019
77898 | Mooers Forks | NY | New York State Elec & Gas Corp | Investor Owned | 2.196 | 2196 | 2019
76985 | Spencer | NY | New York State Elec & Gas Corp | Investor Owned | 2.3038 | 2303.7538 | 2019
76880 | Spencer | NY | New York State Elec & Gas Corp | Investor Owned | 2.3038 | 2303.7538 | 2019
80611 | Ellenville | NY | Central Hudson Gas & Elec Corp | Investor Owned | 2.31 | 2310 | 2019
81414 | Batavia | NY | Niagara Mohawk Power Corp. | Investor Owned | 2.3151 | 2315.0769 | 2019
81413 | Batavia | NY | Niagara Mohawk Power Corp. | Investor Owned | 2.3151 | 2315.0769 | 2019
5318-93923 | Poughkeepsie | NY | Central Hudson Gas & Elec Corp | Investor Owned | 2.3162 | 2316.1846 | 2019
50940 | Canandaigua | NY | Rochester Gas & Electric Corp | Investor Owned | 2.3171 | 2317.1077 | 2019
80600 | Sandy Creek | NY | Niagara Mohawk Power Corp. | Investor Owned | 2.3171 | 2317.1077 | 2019
5318-93924 | Kingston | NY | Central Hudson Gas & Elec Corp | Investor Owned | 2.3175 | 2317.5 | 2019
91062 | Schenectady | NY | Niagara Mohawk Power Corp. | Investor Owned | 2.3264 | 2326.3615 | 2019
50804 | Poughkeepsie | NY | Niagara Mohawk Power Corp. | Investor Owned | 2.3285 | 2328.4769 | 2019
90998 | Watertown | NY | Niagara Mohawk Power Corp. | Investor Owned | 2.3303 | 2330.3077 | 2019
5318-101268 | Geneva | NY | New York State Elec & Gas Corp | Investor Owned | 2.3557 | 2355.6923 | 2019
5318-101036 | Mechanicville | NY | New York State Elec & Gas Corp | Investor Owned | 2.3557 | 2355.6923 | 2019
81459 | Mechanicville | NY | New York State Elec & Gas Corp | Investor Owned | 2.3557 | 2355.6923 | 2019
5318-101667 | Dover Plains | NY | New York State Elec & Gas Corp | Investor Owned | 2.3577 | 2357.7231 | 2019
78498 | Red Creek | NY | Rochester Gas & Electric Corp | Investor Owned | 2.3808 | 2380.7538 | 2019
90995 | Schaghticoke | NY | Niagara Mohawk Power Corp. | Investor Owned | 2.4684 | 2468.4231 | 2019
92508 | Ogden | NY | Rochester Gas & Electric Corp | Investor Owned | 2.582 | 2582.0308 | 2019
80697 | Brunswick | NY | Niagara Mohawk Power Corp. | Investor Owned | 4.126 | 4126.0154 | 2019
93846 | Rochester | NY | Central Hudson Gas & Elec Corp | Investor Owned | 4.2849 | 4284.9 | 2019
76957 | Spencer | NY | New York State Elec & Gas Corp | Investor Owned | 4.6079 | 4607.8692 | 2019
76954 | Spencer | NY | New York State Elec & Gas Corp | Investor Owned | 4.6095 | 4609.5462 | 2019
82484 | Spencer | NY | New York State Elec & Gas Corp | Investor Owned | 4.6108 | 4610.7923 | 2019
129142 | Owego | NY | New York State Elec & Gas Corp | Investor Owned | 4.8384 | 4838.4 | 2019
Goat Island Solar | Burrillville | RI | The Narragansett Electric Co | Investor Owned | 2.5437 | 2543.7154 | 2019
YEC’s East York Community Solar Farm | York | SC | York Electric Coop Inc | Cooperative | 0.18 | 180 | 2019
Pelzer Facility | Pelzer | SC | Duke Energy Carolinas, LLC | Investor Owned | 0.6 | 600 | 2019
Piedmont Facility | Piedmont | SC | Duke Energy Carolinas, LLC | Investor Owned | 1.4 | 1400 | 2019
Curie Solar Farm | Hampton | SC | South Carolina Electric&Gas Company (DBA Dominion Energy) | Investor Owned | 2 | 2000 | 2019
Big Sun Community Solar | San Antonio | TX | CPS Energy | Municipal | 5 | 5000 | 2019
United Community Solar plant | Clifton | TX | United Electric Coop Service Inc - (TX) | Cooperative | 9.9 | 9900 | 2019
Benton REA Co-op Solar | West Richland | WA | Benton Rural Electric Assn | Cooperative | 0.023185 | 23.1846 | 2019
Community Solar Project | Sequim | WA | PUD No 1 of Clallam County | Political Subdivision | 0.03 | 30 | 2019
Arlington Microgrid Community Solar Project | Arlington | WA | PUD 1 of Snohomish County | Political Subdivision | 0.38462 | 384.6154 | 2019
Chicot Solar project | Lake Village | AR | Entergy Arkansas Inc | Investor Owned | 100 | 100000 | 2020
0 | Boulder | CO | Public Service Co of Colorado | Investor Owned | 0.48332 | 483.3231 | 2020
Morrison (SRC054279) | Morrison | CO | Public Service Co of Colorado | Investor Owned | 0.79 | 790 | 2020
Ute Mountain Ute's Community Solar | Towaoc | CO | Empire Electric Assn, Inc | Cooperative | 0.90031 | 900.3077 | 2020
Jack's Solar Garden (SRC071114) | Longmont | CO | Public Service Co of Colorado | Investor Owned | 1 | 1000 | 2020
Monte Vista Solar 2 CSG LLC (SRC053577) | Monte Vista | CO | Public Service Co of Colorado | Investor Owned | 1.5 | 1500 | 2020
Methven 1 (SRC068858) | Watkins | CO | Public Service Co of Colorado | Investor Owned | 1.5 | 1500 | 2020
Methven North (SRC071116) | Watkins | CO | Public Service Co of Colorado | Investor Owned | 1.5 | 1500 | 2020
HACP Phase 1 | Pueblo | CO | Black Hills Energy | Investor Owned | 1.5356 | 1535.5577 | 2020
Mtn Solar 3 (SRC067949) | Brush | CO | Public Service Co of Colorado | Investor Owned | 1.5385 | 1538.4615 | 2020
Rock Creek Solar 2 CSG LLC (SRC053585) | Alamosa | CO | Public Service Co of Colorado | Investor Owned | 1.56 | 1560 | 2020
Robinson Place A & B | Washington | DC | Potomac Electric Power Co | Investor Owned | 0.1 | 100 | 2020
Oxon Run | Washington | DC | Potomac Electric Power Co | Investor Owned | 2.044 | 2044 | 2020
Babcock Preserve Solar Energy Center | Fort Myers | FL | Florida Power & Light Co | Investor Owned | 74.5 | 74500 | 2020
Blue Heron Solar Energy Center | Clewiston | FL | Florida Power & Light Co | Investor Owned | 74.5 | 74500 | 2020
Cattle Ranch Solar Energy Center | Arcadia | FL | Florida Power & Light Co | Investor Owned | 74.5 | 74500 | 2020
Northern Preserve Solar Energy Center | Glen St Mary | FL | Florida Power & Light Co | Investor Owned | 74.5 | 74500 | 2020
Sweetbay Solar Energy Center | Indiantown | FL | Florida Power & Light Co | Investor Owned | 74.5 | 74500 | 2020
Twin Lakes Solar Energy Center | Interlachen | FL | Florida Power & Light Co | Investor Owned | 74.5 | 74500 | 2020
Terrell Solar | Dawson | GA | Green Power EMC (Oglethorpe Power Corporation) | Cooperative | 31.5 | 31500 | 2020
Keller | Carterville | IL | Commonwealth Edison Co | Investor Owned | 0.65 | 650 | 2020
Apple Canyon Lake Solar Farm | Apple River | IL | Ameren Illinois Company | Investor Owned | 1.162 | 1162 | 2020
Brewster CS | Stockton | IL | Commonwealth Edison Co | Investor Owned | 1.85 | 1850 | 2020
Alden Road ‐ McHenry | Harvard | IL | Commonwealth Edison Co | Investor Owned | 1.95 | 1950 | 2020
Payne Lena | Lena | IL | Commonwealth Edison Co | Investor Owned | 1.98 | 1980 | 2020
Ridge Farm 1 | Ridge Farm | IL | Ameren Illinois Company | Investor Owned | 2 | 2000 | 2020
Boone | Poplar Grove | IL | Commonwealth Edison Co | Investor Owned | 2 | 2000 | 2020
Marlow Solar, LLC | Bluford | IL | Ameren Illinois Company | Investor Owned | 2 | 2000 | 2020
Lily Lake CSG 2 | Maple Park | IL | Commonwealth Edison Co | Investor Owned | 2 | 2000 | 2020
Kent | Kent | IL | Commonwealth Edison Co | Investor Owned | 2 | 2000 | 2020
2662 IL Route 26N ‐ Stephenson | Freeport | IL | Commonwealth Edison Co | Investor Owned | 2 | 2000 | 2020
Griggs PV I | Grant Park | IL | Commonwealth Edison Co | Investor Owned | 2 | 2000 | 2020
Blue Goose Road ‐ Whiteside | Morrison | IL | Commonwealth Edison Co | Investor Owned | 2 | 2000 | 2020
IL_Kankakee_Yonke Farms | Kankakee | IL | Commonwealth Edison Co | Investor Owned | 2 | 2000 | 2020
IL_McHenry_Franks (Marengo) | Marengo | IL | Commonwealth Edison Co | Investor Owned | 2 | 2000 | 2020
IL_McHenry_Franks II | Huntley | IL | Commonwealth Edison Co | Investor Owned | 2 | 2000 | 2020
Marengo 2 | Marengo | IL | Commonwealth Edison Co | Investor Owned | 2 | 2000 | 2020
Mt. Morris 2 | Polo | IL | Commonwealth Edison Co | Investor Owned | 2 | 2000 | 2020
Mendota US Solar 1, LLC | Mendota | IL | Commonwealth Edison Co | Investor Owned | 2 | 2000 | 2020
Fulton 1(b) | Farmington | IL | Ameren Illinois Company | Investor Owned | 2 | 2000 | 2020
Kankakee Solar 4 LLC | Kankakee | IL | Commonwealth Edison Co | Investor Owned | 2 | 2000 | 2020
Whiteside Solar 1 LLC | Fulton | IL | Commonwealth Edison Co | Investor Owned | 2 | 2000 | 2020
Clinton Solar 4 LLC | Carlyle | IL | Commonwealth Edison Co | Investor Owned | 2 | 2000 | 2020
Speedway East Central CS | Joliet | IL | Commonwealth Edison Co | Investor Owned | 2 | 2000 | 2020
Iroquois Solar 1b LLC | Watseka | IL | Ameren Illinois Company | Investor Owned | 2 | 2000 | 2020
McDonough Solar 1 LLC | Blandinsville | IL | Ameren Illinois Company | Investor Owned | 2 | 2000 | 2020
McDonough Solar 1b LLC | Blandinsville | IL | Ameren Illinois Company | Investor Owned | 2 | 2000 | 2020
Morgan Solar 2 LLC | Murrayville | IL | Ameren Illinois Company | Investor Owned | 2 | 2000 | 2020
Morgan Solar 4 LLC | Murrayville | IL | Commonwealth Edison Co | Investor Owned | 2 | 2000 | 2020
Vermilion Solar 1 LLC | Danville | IL | Commonwealth Edison Co | Investor Owned | 2 | 2000 | 2020
Sullivan B | Macomb | IL | Ameren Illinois Company | Investor Owned | 2 | 2000 | 2020
Schulte CSG 2 | Lacon | IL | Ameren Illinois Company | Investor Owned | 2 | 2000 | 2020
SMAES_08195 | Winchester | MA | Eversource MA East | Investor Owned | 0.038 | 38 | 2020
SMAES_27195 | Milton | MA | Eversource MA East | Investor Owned | 0.0442 | 44.2 | 2020
SMAES_20495 | Boston | MA | Eversource MA East | Investor Owned | 0.0559 | 55.9 | 2020
SMAES_20495 | Boston | MA | Eversource MA East | Investor Owned | 0.057123 | 57.1231 | 2020
SMAES_20496 | Boston | MA | Eversource MA East | Investor Owned | 0.058 | 58 | 2020
SMANG_09229 | Stoughton | MA | National Grid (Massachusetts Electric) | Investor Owned | 0.0726 | 72.6 | 2020
SMAES_16730 | Orleans | MA | Eversource MA East | Investor Owned | 0.074585 | 74.5846 | 2020
SMAES_18781 | Dennis | MA | Eversource MA East | Investor Owned | 0.1 | 100 | 2020
SMAES_06651 | Dennis | MA | Eversource MA East | Investor Owned | 0.1332 | 133.2 | 2020
SMAES_10219 | Orleans | MA | Eversource MA East | Investor Owned | 0.1332 | 133.2 | 2020
SMANG_06309 | Methuen | MA | National Grid (Massachusetts Electric) | Investor Owned | 0.18 | 180 | 2020
SMAES_20775 | Acton | MA | Eversource MA East | Investor Owned | 0.18 | 180 | 2020
SMAES_02239 | Springfield | MA | Eversource MA West | Investor Owned | 0.18046 | 180.4615 | 2020
SMAES_03143 | Brewster | MA | Eversource MA East | Investor Owned | 0.1998 | 199.8 | 2020
SMANG_01095 | East Longmeadow | MA | National Grid (Massachusetts Electric) | Investor Owned | 0.2331 | 233.1 | 2020
SMANG_00934 | Stoughton | MA | National Grid (Massachusetts Electric) | Investor Owned | 0.2333 | 233.3 | 2020
SMAES_21646 | Medway | MA | Eversource MA East | Investor Owned | 0.23455 | 234.5538 | 2020
SMAES_00453 | Pittsfield | MA | Eversource MA West | Investor Owned | 0.24 | 240 | 2020
SMANG_00235 | Monson | MA | National Grid (Massachusetts Electric) | Investor Owned | 0.2467 | 246.7 | 2020
SMANG_04593 | East Longmeadow | MA | National Grid (Massachusetts Electric) | Investor Owned | 0.2476 | 247.6 | 2020
SMANG_01418 | Lowell | MA | National Grid (Massachusetts Electric) | Investor Owned | 0.25 | 250 | 2020
SMANG_00500 | Lowell | MA | National Grid (Massachusetts Electric) | Investor Owned | 0.25 | 250 | 2020
SMAES_20555 | Lexington | MA | Eversource MA East | Investor Owned | 0.25 | 250 | 2020
SMANG_01213 | Lowell | MA | National Grid (Massachusetts Electric) | Investor Owned | 0.25 | 250 | 2020
SMANG_02040 | Hanover | MA | National Grid (Massachusetts Electric) | Investor Owned | 0.25 | 250 | 2020
SMANG_01487 | Tyngsborough | MA | National Grid (Massachusetts Electric) | Investor Owned | 0.325 | 325 | 2020
SMANG_00660 | Hanover | MA | National Grid (Massachusetts Electric) | Investor Owned | 0.3996 | 399.6 | 2020
SMANG_01620 | Foxborough | MA | National Grid (Massachusetts Electric) | Investor Owned | 0.4329 | 432.9 | 2020
SMANG_01639 | Palmer | MA | National Grid (Massachusetts Electric) | Investor Owned | 0.44514 | 445.1385 | 2020
SMANG_00327 | Leominster | MA | National Grid (Massachusetts Electric) | Investor Owned | 0.4666 | 466.6 | 2020
SMANG_00068 | Chelmsford | MA | National Grid (Massachusetts Electric) | Investor Owned | 0.72 | 720 | 2020
SMANG_00143 | Ayer | MA | National Grid (Massachusetts Electric) | Investor Owned | 0.7532 | 753.2 | 2020
SMANG_00913 | Stoughton | MA | National Grid (Massachusetts Electric) | Investor Owned | 0.816 | 816 | 2020
SMANG_00135 | Bridgewater | MA | National Grid (Massachusetts Electric) | Investor Owned | 0.823 | 823 | 2020
SMANG_02131 | Southbridge | MA | National Grid (Massachusetts Electric) | Investor Owned | 0.9348 | 934.8 | 2020
SMANG_02136 | Southbridge | MA | National Grid (Massachusetts Electric) | Investor Owned | 0.95518 | 955.1769 | 2020
SMANG_00560 | Stoughton | MA | National Grid (Massachusetts Electric) | Investor Owned | 0.96 | 960 | 2020
SMANG_01262 | Orange | MA | National Grid (Massachusetts Electric) | Investor Owned | 0.99 | 990 | 2020
SMAES_00033 | Erving | MA | Eversource MA West | Investor Owned | 0.9903 | 990.3 | 2020
SMANG_02156 | Southbridge | MA | National Grid (Massachusetts Electric) | Investor Owned | 0.999 | 999 | 2020
SMANG_02970 | Lancaster | MA | National Grid (Massachusetts Electric) | Investor Owned | 1 | 1000 | 2020
SMAES_02176 | Deerfield | MA | Eversource MA West | Investor Owned | 1 | 1000 | 2020
SMANG_08180 | Sutton | MA | National Grid (Massachusetts Electric) | Investor Owned | 1 | 1000 | 2020
SMANG_00122 | East Brookfield | MA | National Grid (Massachusetts Electric) | Investor Owned | 1 | 1000 | 2020
SMANG_03737 | Wilbraham | MA | National Grid (Massachusetts Electric) | Investor Owned | 1 | 1000 | 2020
SMANG_02150 | Ware | MA | National Grid (Massachusetts Electric) | Investor Owned | 1.0007 | 1000.6615 | 2020
SMANG_02052 | Charlton | MA | National Grid (Massachusetts Electric) | Investor Owned | 1.393 | 1393 | 2020
SMANG_00160 | Warren | MA | National Grid (Massachusetts Electric) | Investor Owned | 1.5 | 1500 | 2020
SMANG_01484 | Halifax | MA | National Grid (Massachusetts Electric) | Investor Owned | 1.668 | 1668 | 2020
SMAES_02251 | Hadley | MA | Eversource MA West | Investor Owned | 2 | 2000 | 2020
SMAES_02258 | Hadley | MA | Eversource MA West | Investor Owned | 2 | 2000 | 2020
SMANG_01312 | Uxbridge | MA | National Grid (Massachusetts Electric) | Investor Owned | 2 | 2000 | 2020
SMANG_01456 | Spencer | MA | National Grid (Massachusetts Electric) | Investor Owned | 2 | 2000 | 2020
SMANG_01031 | Charlton | MA | National Grid (Massachusetts Electric) | Investor Owned | 2 | 2000 | 2020
SMANG_01645 | Wales | MA | National Grid (Massachusetts Electric) | Investor Owned | 2 | 2000 | 2020
SMANG_01254 | Southbridge | MA | National Grid (Massachusetts Electric) | Investor Owned | 2 | 2000 | 2020
SMAES_03313 | Wareham | MA | Eversource MA East | Investor Owned | 2.2 | 2200 | 2020
SMANG_00129 | Spencer | MA | National Grid (Massachusetts Electric) | Investor Owned | 2.3539 | 2353.9 | 2020
SMAES_00217 | Easthampton | MA | Eversource MA West | Investor Owned | 2.4608 | 2460.8 | 2020
SMAES_01520 | Westport | MA | Eversource MA East | Investor Owned | 2.4829 | 2482.9 | 2020
SMANG_02362 | Southbridge | MA | National Grid (Massachusetts Electric) | Investor Owned | 2.5 | 2500 | 2020
SMANG_01288 | Southbridge | MA | National Grid (Massachusetts Electric) | Investor Owned | 2.8 | 2800 | 2020
SMANG_00200 | Dighton | MA | National Grid (Massachusetts Electric) | Investor Owned | 2.8361 | 2836.1 | 2020
SMAES_01490 | Russell | MA | Eversource MA West | Investor Owned | 2.9795 | 2979.5 | 2020
SMANG_01176 | Spencer | MA | National Grid (Massachusetts Electric) | Investor Owned | 3 | 3000 | 2020
SMANG_00089 | Athol | MA | National Grid (Massachusetts Electric) | Investor Owned | 3.276 | 3276 | 2020
SMAES_01516 | Peru | MA | Eversource MA West | Investor Owned | 3.3106 | 3310.6 | 2020
SMANG_00671 | Beverly | MA | National Grid (Massachusetts Electric) | Investor Owned | 3.5 | 3500 | 2020
SMAES_05355 | Plympton | MA | Eversource MA East | Investor Owned | 3.503 | 3503.0462 | 2020
SMANG_00313 | Northampton | MA | National Grid (Massachusetts Electric) | Investor Owned | 3.63 | 3630 | 2020
SMANG_02142 | Southbridge | MA | National Grid (Massachusetts Electric) | Investor Owned | 3.648 | 3648 | 2020
SMAUN_02026 | Fitchburg | MA | Unitil | Investor Owned | 4 | 4000 | 2020
SMANG_00856 | Wilbraham | MA | National Grid (Massachusetts Electric) | Investor Owned | 4 | 4000 | 2020
SMANG_04366 | Attleboro | MA | National Grid (Massachusetts Electric) | Investor Owned | 4.268 | 4268 | 2020
SMANG_02087 | Palmer | MA | National Grid (Massachusetts Electric) | Investor Owned | 4.29 | 4290 | 2020
SMANG_01298 | Southbridge | MA | National Grid (Massachusetts Electric) | Investor Owned | 4.3 | 4300 | 2020
SMANG_00533 | Shutesbury | MA | National Grid (Massachusetts Electric) | Investor Owned | 4.5 | 4500 | 2020
SMANG_00070 | West Brookfield | MA | National Grid (Massachusetts Electric) | Investor Owned | 4.5 | 4500 | 2020
SMANG_01335 | Charlton | MA | National Grid (Massachusetts Electric) | Investor Owned | 4.5 | 4500 | 2020
SMANG_05822 | Dunstable | MA | National Grid (Massachusetts Electric) | Investor Owned | 4.5 | 4500 | 2020
SMAES_00057 | Agawam | MA | Eversource MA West | Investor Owned | 4.536 | 4536 | 2020
SMANG_00140 | Palmer | MA | National Grid (Massachusetts Electric) | Investor Owned | 4.95 | 4950 | 2020
SMAES_01502 | Tolland | MA | Eversource MA West | Investor Owned | 4.9658 | 4965.8 | 2020
SMAES_01508 | Westhampton | MA | Eversource MA West | Investor Owned | 4.9658 | 4965.8 | 2020
SMANG_00180 | Westminster | MA | National Grid (Massachusetts Electric) | Investor Owned | 4.99 | 4990 | 2020
SMANG_00198 | Gardner | MA | National Grid (Massachusetts Electric) | Investor Owned | 4.99 | 4990 | 2020
SMAES_05288 | Freetown | MA | Eversource MA East | Investor Owned | 4.99 | 4990 | 2020
SMAUN_02020 | Lunenburg | MA | Unitil | Investor Owned | 5 | 5000 | 2020
SMANG_01915 | Spencer | MA | National Grid (Massachusetts Electric) | Investor Owned | 5.3838 | 5383.7538 | 2020
4904337 | Windsor Mill | MD | Baltimore Gas & Electric Co | Investor Owned | 0.3 | 300 | 2020
4904332 | Elkridge | MD | Baltimore Gas & Electric Co | Investor Owned | 0.54 | 540 | 2020
4934824 | White Marsh | MD | Baltimore Gas & Electric Co | Investor Owned | 0.54 | 540 | 2020
4912445 | Elkridge | MD | Baltimore Gas & Electric Co | Investor Owned | 0.78 | 780 | 2020
17A2150570003894 | Elkton | MD | Delmarva Power | Investor Owned | 1 | 1000 | 2020
Gateway - MD - 6500 Sheriff Rd - DC feeder | Prince Georges | MD | Potomac Electric Power Co | Investor Owned | 1.1207 | 1120.7077 | 2020
4831613 | Hanover | MD | Baltimore Gas & Electric Co | Investor Owned | 1.51 | 1510 | 2020
4809085 | Reisterstown | MD | Baltimore Gas & Electric Co | Investor Owned | 1.98 | 1980 | 2020
4831498 | Windsor Mill | MD | Baltimore Gas & Electric Co | Investor Owned | 1.98 | 1980 | 2020
Glassywing (18A2213730004105) | East New Market | MD | Delmarva Power | Investor Owned | 2 | 2000 | 2020
4706027 | White Marsh | MD | Baltimore Gas & Electric Co | Investor Owned | 2 | 2000 | 2020
4705590 | Bowie | MD | Baltimore Gas & Electric Co | Investor Owned | 2 | 2000 | 2020
17A2150200003873 | Cheltenham | MD | Potomac Electric Power Co | Investor Owned | 2 | 2000 | 2020
GEN-CS-6087 | Accident | MD | The Potomac Edison Co | Investor Owned | 2 | 2000 | 2020
GEN-CS-6090 | Hancock | MD | The Potomac Edison Co | Investor Owned | 2 | 2000 | 2020
GEN-CS-6092 | Hagerstown | MD | The Potomac Edison Co | Investor Owned | 2 | 2000 | 2020
Monson | Monson | ME | Central Maine Power Co | Investor Owned | 0.12769 | 127.6923 | 2020
Baldwin | Baldwin | ME | Central Maine Power Co | Investor Owned | 5.2308 | 5230.7692 | 2020
STAG Mendota Community Solar LLC | Mendota Heights | MN | Northern States Power Co - Minnesota | Investor Owned | 0.29 | 290 | 2020
Polaris Community Solar Garden, LLC | Faribault | MN | Northern States Power Co - Minnesota | Investor Owned | 0.7 | 700 | 2020
USS B&B Solar LLC | Morgan | MN | Northern States Power Co - Minnesota | Investor Owned | 0.86 | 860 | 2020
CEF Faribault Community Solar | Faribault | MN | Northern States Power Co - Minnesota | Investor Owned | 0.96 | 960 | 2020
Allium Community Solar Garden, LLC | Paynesville | MN | Northern States Power Co - Minnesota | Investor Owned | 1 | 1000 | 2020
Aster Community Solar Garden, LLC | Raymond | MN | Northern States Power Co - Minnesota | Investor Owned | 1 | 1000 | 2020
Bellflower Solar, LLC | Brooten | MN | Northern States Power Co - Minnesota | Investor Owned | 1 | 1000 | 2020
Betcher CSG 1 | Goodhue | MN | Northern States Power Co - Minnesota | Investor Owned | 1 | 1000 | 2020
Brenda Luhman Community Solar LLC | Zumbrota | MN | Northern States Power Co - Minnesota | Investor Owned | 1 | 1000 | 2020
Buffalo Garden LLC | Waseca | MN | Northern States Power Co - Minnesota | Investor Owned | 1 | 1000 | 2020
Camellia Solar, LLC | Glenwood | MN | Northern States Power Co - Minnesota | Investor Owned | 1 | 1000 | 2020
Carlson Community Solar LLC | Lindstrom | MN | Northern States Power Co - Minnesota | Investor Owned | 1 | 1000 | 2020
Chub Garden LLC | Northfield | MN | Northern States Power Co - Minnesota | Investor Owned | 1 | 1000 | 2020
Coral Bells Solar LLC | North Branch | MN | Northern States Power Co - Minnesota | Investor Owned | 1 | 1000 | 2020
Cornillie 2 Community Solar LLC | North Branch | MN | Northern States Power Co - Minnesota | Investor Owned | 1 | 1000 | 2020
Erin Garden LLC | Green Isle | MN | Northern States Power Co - Minnesota | Investor Owned | 1 | 1000 | 2020
Falls Creek Garden LLC | Faribault | MN | Northern States Power Co - Minnesota | Investor Owned | 1 | 1000 | 2020
FastSun 10 | Zumbrota | MN | Northern States Power Co - Minnesota | Investor Owned | 1 | 1000 | 2020
FastSun 11 | Zumbrota | MN | Northern States Power Co - Minnesota | Investor Owned | 1 | 1000 | 2020
FastSun 18 | La Crescent | MN | Northern States Power Co - Minnesota | Investor Owned | 1 | 1000 | 2020
FastSun 19 | Farmington | MN | Northern States Power Co - Minnesota | Investor Owned | 1 | 1000 | 2020
FastSun 2 | Randolph | MN | Northern States Power Co - Minnesota | Investor Owned | 1 | 1000 | 2020
FastSun 5 | La Crescent | MN | Northern States Power Co - Minnesota | Investor Owned | 1 | 1000 | 2020
FastSun 9 | Zumbrota | MN | Northern States Power Co - Minnesota | Investor Owned | 1 | 1000 | 2020
Geranium Solar, LLC | Raymond | MN | Northern States Power Co - Minnesota | Investor Owned | 1 | 1000 | 2020
Gohman Community Solar LLC | Clear Lake | MN | Northern States Power Co - Minnesota | Investor Owned | 1 | 1000 | 2020
Goodhue Community Solar One | Zumbrota | MN | Northern States Power Co - Minnesota | Investor Owned | 1 | 1000 | 2020
Goodhue Community Solar Three | Zumbrota | MN | Northern States Power Co - Minnesota | Investor Owned | 1 | 1000 | 2020
Goodhue Community Solar Two | Zumbrota | MN | Northern States Power Co - Minnesota | Investor Owned | 1 | 1000 | 2020
Hammer/Hinterland Community Solar LLC | Clear Lake | MN | Northern States Power Co - Minnesota | Investor Owned | 1 | 1000 | 2020
Hertzberg Community Solar LLC | Paynesville | MN | Northern States Power Co - Minnesota | Investor Owned | 1 | 1000 | 2020
Hinterland CSG 1 | Clear Lake | MN | Northern States Power Co - Minnesota | Investor Owned | 1 | 1000 | 2020
Honeysuckle Solar, LLC | Lester Prairie | MN | Northern States Power Co - Minnesota | Investor Owned | 1 | 1000 | 2020
Houston/Winona Community Solar One | La Crescent | MN | Northern States Power Co - Minnesota | Investor Owned | 1 | 1000 | 2020
Huneke CSG 1 | Zumbrota | MN | Northern States Power Co - Minnesota | Investor Owned | 1 | 1000 | 2020
Huneke CSG 2 | Zumbrota | MN | Northern States Power Co - Minnesota | Investor Owned | 1 | 1000 | 2020
Hyacinth Solar, LLC | Northfield | MN | Northern States Power Co - Minnesota | Investor Owned | 1 | 1000 | 2020
Hydra Community Solar, LLC | Dundas | MN | Northern States Power Co - Minnesota | Investor Owned | 1 | 1000 | 2020
Iris Solar, LLC | Nicollet | MN | Northern States Power Co - Minnesota | Investor Owned | 1 | 1000 | 2020
Kerria Solar, LLC | Renville | MN | Northern States Power Co - Minnesota | Investor Owned | 1 | 1000 | 2020
Lantana Solar, LLC | Glenwood | MN | Northern States Power Co - Minnesota | Investor Owned | 1 | 1000 | 2020
Laurel Village Community Solar LLC | Cokato | MN | Northern States Power Co - Minnesota | Investor Owned | 1 | 1000 | 2020
Leven Garden LLC | Villard | MN | Northern States Power Co - Minnesota | Investor Owned | 1 | 1000 | 2020
Loon Garden LLC | Waseca | MN | Northern States Power Co - Minnesota | Investor Owned | 1 | 1000 | 2020
Lowry CSG 2 LLC | Glenwood | MN | Northern States Power Co - Minnesota | Investor Owned | 1 | 1000 | 2020
Lyman Garden LLC | Northfield | MN | Northern States Power Co - Minnesota | Investor Owned | 1 | 1000 | 2020
Marion Garden LLC | Faribault | MN | Northern States Power Co - Minnesota | Investor Owned | 1 | 1000 | 2020
Maston Garden LLC | Kasson | MN | Northern States Power Co - Minnesota | Investor Owned | 1 | 1000 | 2020
Mud Garden LLC | Gaylord | MN | Northern States Power Co - Minnesota | Investor Owned | 1 | 1000 | 2020
Nicollet Community Solar One | Courtland | MN | Northern States Power Co - Minnesota | Investor Owned | 1 | 1000 | 2020
Nicollet Garden LLC | Courtland | MN | Northern States Power Co - Minnesota | Investor Owned | 1 | 1000 | 2020
Novel Bartel Solar | Byron | MN | Northern States Power Co - Minnesota | Investor Owned | 1 | 1000 | 2020
Novel Benedix Solar | Mantorville | MN | Northern States Power Co - Minnesota | Investor Owned | 1 | 1000 | 2020
Novel Byron Solar | Byron | MN | Northern States Power Co - Minnesota | Investor Owned | 1 | 1000 | 2020
Novel Debra Solar | Mantorville | MN | Northern States Power Co - Minnesota | Investor Owned | 1 | 1000 | 2020
Novel DeCook Solar | Byron | MN | Northern States Power Co - Minnesota | Investor Owned | 1 | 1000 | 2020
Novel Haley Solar | Waseca | MN | Northern States Power Co - Minnesota | Investor Owned | 1 | 1000 | 2020
Novel Herber Solar | Rollingstone | MN | Northern States Power Co - Minnesota | Investor Owned | 1 | 1000 | 2020
Novel Herickhoff Solar | Osakis | MN | Northern States Power Co - Minnesota | Investor Owned | 1 | 1000 | 2020
Novel Jewison Solar | Janesville | MN | Northern States Power Co - Minnesota | Investor Owned | 1 | 1000 | 2020
Novel Kanewischer Solar | Waseca | MN | Northern States Power Co - Minnesota | Investor Owned | 1 | 1000 | 2020
Novel MNDot Solar LLC | Afton | MN | Northern States Power Co - Minnesota | Investor Owned | 1 | 1000 | 2020
Novel Pederson Solar | Sauk Rapids | MN | Northern States Power Co - Minnesota | Investor Owned | 1 | 1000 | 2020
Novel Schmoll Farms Solar | Dodge Center | MN | Northern States Power Co - Minnesota | Investor Owned | 1 | 1000 | 2020
Novel Wayne Solar | Mantorville | MN | Northern States Power Co - Minnesota | Investor Owned | 1 | 1000 | 2020
Paulson Community Solar LLC | Saint Peter | MN | Northern States Power Co - Minnesota | Investor Owned | 1 | 1000 | 2020
Paynesville CSG 1 LLC | Paynesville | MN | Northern States Power Co - Minnesota | Investor Owned | 1 | 1000 | 2020
Plato CSG LLC | Glencoe | MN | Northern States Power Co - Minnesota | Investor Owned | 1 | 1000 | 2020
Prawer Community Solar LLC | Northfield | MN | Northern States Power Co - Minnesota | Investor Owned | 1 | 1000 | 2020
Schueler Community Solar LLC | Annandale | MN | Northern States Power Co - Minnesota | Investor Owned | 1 | 1000 | 2020
Schwinghamer Community Solar LLC | Albany | MN | Northern States Power Co - Minnesota | Investor Owned | 1 | 1000 | 2020
Severson Garden LLC | Waseca | MN | Northern States Power Co - Minnesota | Investor Owned | 1 | 1000 | 2020
Siems Community Solar LLC | Mazeppa | MN | Northern States Power Co - Minnesota | Investor Owned | 1 | 1000 | 2020
Sobania Community Solar LLC | Clear Lake | MN | Northern States Power Co - Minnesota | Investor Owned | 1 | 1000 | 2020
STAG St. Paul Community Solar LLC | South Saint Paul | MN | Northern States Power Co - Minnesota | Investor Owned | 1 | 1000 | 2020
Star Garden LLC | Starbuck | MN | Northern States Power Co - Minnesota | Investor Owned | 1 | 1000 | 2020
Stevens Community Solar LLC | Foley | MN | Northern States Power Co - Minnesota | Investor Owned | 1 | 1000 | 2020
Straight Garden LLC | Faribault | MN | Northern States Power Co - Minnesota | Investor Owned | 1 | 1000 | 2020
Strandness Garden | Starbuck | MN | Northern States Power Co - Minnesota | Investor Owned | 1 | 1000 | 2020
Tweite Community Solar LLC | Byron | MN | Northern States Power Co - Minnesota | Investor Owned | 1 | 1000 | 2020
USS All In Solar LLC | Hartland | MN | Northern States Power Co - Minnesota | Investor Owned | 1 | 1000 | 2020
USS Bluff Country Solar LLC | Rollingstone | MN | Northern States Power Co - Minnesota | Investor Owned | 1 | 1000 | 2020
USS Buckaroo Solar LLC | Glyndon | MN | Northern States Power Co - Minnesota | Investor Owned | 1 | 1000 | 2020
USS Bush Solar LLC | Owatonna | MN | Northern States Power Co - Minnesota | Investor Owned | 1 | 1000 | 2020
USS Chariot Solar LLC | Danube | MN | Northern States Power Co - Minnesota | Investor Owned | 1 | 1000 | 2020
USS Christoffer Solar LLC | Montevideo | MN | Northern States Power Co - Minnesota | Investor Owned | 1 | 1000 | 2020
USS Cougar Solar LLC | Franklin | MN | Northern States Power Co - Minnesota | Investor Owned | 1 | 1000 | 2020
USS Flower Solar LLC | Nicollet | MN | Northern States Power Co - Minnesota | Investor Owned | 1 | 1000 | 2020
USS Horne North Solar LLC | Felton | MN | Northern States Power Co - Minnesota | Investor Owned | 1 | 1000 | 2020
USS Horne South Solar LLC | Felton | MN | Northern States Power Co - Minnesota | Investor Owned | 1 | 1000 | 2020
USS Hubers Solar LLC | Northfield | MN | Northern States Power Co - Minnesota | Investor Owned | 1 | 1000 | 2020
USS JJ Clay Solar LLC | Glyndon | MN | Northern States Power Co - Minnesota | Investor Owned | 1 | 1000 | 2020
USS Kass Solar LLC | Garvin | MN | Northern States Power Co - Minnesota | Investor Owned | 1 | 1000 | 2020
USS KVPV Solar LLC | Felton | MN | Northern States Power Co - Minnesota | Investor Owned | 1 | 1000 | 2020
USS Mayhew Solar LLC | Sauk Rapids | MN | Northern States Power Co - Minnesota | Investor Owned | 1 | 1000 | 2020
USS Milkweed Solar LLC | Paynesville | MN | Northern States Power Co - Minnesota | Investor Owned | 1 | 1000 | 2020
USS Pheasant Solar LLC | Clara City | MN | Northern States Power Co - Minnesota | Investor Owned | 1 | 1000 | 2020
USS Reindeer Solar LLC | Sauk Rapids | MN | Northern States Power Co - Minnesota | Investor Owned | 1 | 1000 | 2020
USS Solar Sources LLC | Scandia | MN | Northern States Power Co - Minnesota | Investor Owned | 1 | 1000 | 2020
USS Solar Way LLC | Hartland | MN | Northern States Power Co - Minnesota | Investor Owned | 1 | 1000 | 2020
USS Sunrise Solar LLC | Taylors Falls | MN | Northern States Power Co - Minnesota | Investor Owned | 1 | 1000 | 2020
USS Turkey Solar LLC | Atwater | MN | Northern States Power Co - Minnesota | Investor Owned | 1 | 1000 | 2020
USS Verde Solar LLC | Morgan | MN | Northern States Power Co - Minnesota | Investor Owned | 1 | 1000 | 2020
USS Viceroy Solar LLC | Brooten | MN | Northern States Power Co - Minnesota | Investor Owned | 1 | 1000 | 2020
USS Westeros Solar LLC | Belle Plaine | MN | Northern States Power Co - Minnesota | Investor Owned | 1 | 1000 | 2020
Winona Community Solar One | La Crescent | MN | Northern States Power Co - Minnesota | Investor Owned | 1 | 1000 | 2020
Zumbro Garden LLC | Kasson | MN | Northern States Power Co - Minnesota | Investor Owned | 1 | 1000 | 2020
Warsaw Solar 1-2 | Morristown | MN | Northern States Power Co - Minnesota | Investor Owned | 2 | 2000 | 2020
Linden01-03 | Belle Plaine | MN | Northern States Power Co - Minnesota | Investor Owned | 3 | 3000 | 2020
MN CSG 2A-2C | Woodbury | MN | Northern States Power Co - Minnesota | Investor Owned | 3 | 3000 | 2020
Helen Solar 1-4 | Plato | MN | Northern States Power Co - Minnesota | Investor Owned | 4 | 4000 | 2020
Walcott Solar 1-4 | Faribault | MN | Northern States Power Co - Minnesota | Investor Owned | 4 | 4000 | 2020
Northfield Solar 1-5 | Northfield | MN | Northern States Power Co - Minnesota | Investor Owned | 5 | 5000 | 2020
Scottsbluff 2 | Scottsbluff | NE | Nebraska Public Power District | Political Subdivision | 4.375 | 4375 | 2020
215669 | Queens | NY | Consolidated Edison Co-NY Inc | Investor Owned | 0.0056923 | 5.6923 | 2020
254385 | Brooklyn | NY | Consolidated Edison Co-NY Inc | Investor Owned | 0.0057692 | 5.7692 | 2020
218324 | Brooklyn | NY | Consolidated Edison Co-NY Inc | Investor Owned | 0.0059769 | 5.9769 | 2020
225517 | New York | NY | Consolidated Edison Co-NY Inc | Investor Owned | 0.0074 | 7.4 | 2020
236074 | New York | NY | Consolidated Edison Co-NY Inc | Investor Owned | 0.0086308 | 8.6308 | 2020
218479 | Brooklyn | NY | Consolidated Edison Co-NY Inc | Investor Owned | 0.010392 | 10.3923 | 2020
128200 | Woodside | NY | Consolidated Edison Co-NY Inc | Investor Owned | 0.010462 | 10.4615 | 2020
166405 | Woodside | NY | Consolidated Edison Co-NY Inc | Investor Owned | 0.010462 | 10.4615 | 2020
128194 | Woodside | NY | Consolidated Edison Co-NY Inc | Investor Owned | 0.010769 | 10.7692 | 2020
222056 | Queens | NY | Consolidated Edison Co-NY Inc | Investor Owned | 0.0111 | 11.1 | 2020
128178 | Woodside | NY | Consolidated Edison Co-NY Inc | Investor Owned | 0.011385 | 11.3846 | 2020
128203 | Woodside | NY | Consolidated Edison Co-NY Inc | Investor Owned | 0.012308 | 12.3077 | 2020
235312 | Bronx | NY | Consolidated Edison Co-NY Inc | Investor Owned | 0.012385 | 12.3846 | 2020
236087 | New York | NY | Consolidated Edison Co-NY Inc | Investor Owned | 0.013338 | 13.3385 | 2020
188251 | New York | NY | Consolidated Edison Co-NY Inc | Investor Owned | 0.018554 | 18.5538 | 2020
214004 | Bronx | NY | Consolidated Edison Co-NY Inc | Investor Owned | 0.020138 | 20.1385 | 2020
234789 | Brooklyn | NY | Consolidated Edison Co-NY Inc | Investor Owned | 0.023192 | 23.1923 | 2020
236079 | New York | NY | Consolidated Edison Co-NY Inc | Investor Owned | 0.025892 | 25.8923 | 2020
243311 | Brooklyn | NY | Consolidated Edison Co-NY Inc | Investor Owned | 0.026538 | 26.5385 | 2020
222454 | Brooklyn | NY | Consolidated Edison Co-NY Inc | Investor Owned | 0.026585 | 26.5846 | 2020
243304 | Brooklyn | NY | Consolidated Edison Co-NY Inc | Investor Owned | 0.026892 | 26.8923 | 2020
243321 | Brooklyn | NY | Consolidated Edison Co-NY Inc | Investor Owned | 0.027954 | 27.9538 | 2020
236093 | Bronx | NY | Consolidated Edison Co-NY Inc | Investor Owned | 0.029554 | 29.5538 | 2020
234737 | Bronx | NY | Consolidated Edison Co-NY Inc | Investor Owned | 0.029554 | 29.5538 | 2020
234959 | Brooklyn | NY | Consolidated Edison Co-NY Inc | Investor Owned | 0.029638 | 29.6385 | 2020
236173 | Bronx | NY | Consolidated Edison Co-NY Inc | Investor Owned | 0.032692 | 32.6923 | 2020
213649 | Bronx | NY | Consolidated Edison Co-NY Inc | Investor Owned | 0.032954 | 32.9538 | 2020
217860 | Bronx | NY | Consolidated Edison Co-NY Inc | Investor Owned | 0.036615 | 36.6154 | 2020
234965 | Brooklyn | NY | Consolidated Edison Co-NY Inc | Investor Owned | 0.036854 | 36.8538 | 2020
236530 | Queens | NY | Consolidated Edison Co-NY Inc | Investor Owned | 0.037662 | 37.6615 | 2020
234975 | Brooklyn | NY | Consolidated Edison Co-NY Inc | Investor Owned | 0.0402 | 40.2 | 2020
228643 | Yorktown Heights | NY | Consolidated Edison Co-NY Inc | Investor Owned | 0.0416 | 41.6 | 2020
213091 | Bronx | NY | Consolidated Edison Co-NY Inc | Investor Owned | 0.047338 | 47.3385 | 2020
235960 | Bronx | NY | Consolidated Edison Co-NY Inc | Investor Owned | 0.047862 | 47.8615 | 2020
213231 | Bronx | NY | Consolidated Edison Co-NY Inc | Investor Owned | 0.048646 | 48.6462 | 2020
236092 | Bronx | NY | Consolidated Edison Co-NY Inc | Investor Owned | 0.051523 | 51.5231 | 2020
185762 | Warrensburg | NY | Niagara Mohawk Power Corp. | Investor Owned | 0.055385 | 55.3846 | 2020
236189 | Bronx | NY | Consolidated Edison Co-NY Inc | Investor Owned | 0.059892 | 59.8923 | 2020
254256 | Queens | NY | Consolidated Edison Co-NY Inc | Investor Owned | 0.060369 | 60.3692 | 2020
184918 | Bronx | NY | Consolidated Edison Co-NY Inc | Investor Owned | 0.067808 | 67.8077 | 2020
234891 | Brooklyn | NY | Consolidated Edison Co-NY Inc | Investor Owned | 0.080146 | 80.1462 | 2020
234762 | Bronx | NY | Consolidated Edison Co-NY Inc | Investor Owned | 0.081038 | 81.0385 | 2020
189379 | Bronx | NY | Consolidated Edison Co-NY Inc | Investor Owned | 0.081885 | 81.8846 | 2020
236201 | Bronx | NY | Consolidated Edison Co-NY Inc | Investor Owned | 0.082123 | 82.1231 | 2020
235922 | Bronx | NY | Consolidated Edison Co-NY Inc | Investor Owned | 0.092585 | 92.5846 | 2020
177091 | Peekskill | NY | Consolidated Edison Co-NY Inc | Investor Owned | 0.096023 | 96.0231 | 2020
234689 | Flushing | NY | Consolidated Edison Co-NY Inc | Investor Owned | 0.097031 | 97.0308 | 2020
234989 | Brooklyn | NY | Consolidated Edison Co-NY Inc | Investor Owned | 0.10462 | 104.6231 | 2020
127372 | Brooklyn | NY | Consolidated Edison Co-NY Inc | Investor Owned | 0.10592 | 105.9231 | 2020
186352 | Staten Island | NY | Consolidated Edison Co-NY Inc | Investor Owned | 0.13098 | 130.9846 | 2020
112298 | Shelter Island | NY | Long Island Power Authority | State | 0.13678 | 136.7846 | 2020
223355 | Jamaica | NY | Consolidated Edison Co-NY Inc | Investor Owned | 0.14828 | 148.2769 | 2020
245813 | Rhinebeck | NY | Central Hudson Gas & Elec Corp | Investor Owned | 0.16712 | 167.1231 | 2020
246504 | Rhinebeck | NY | Central Hudson Gas & Elec Corp | Investor Owned | 0.16931 | 169.3077 | 2020
216011 | Tarrytown | NY | Consolidated Edison Co-NY Inc | Investor Owned | 0.17392 | 173.9231 | 2020
186421 | Staten Island | NY | Consolidated Edison Co-NY Inc | Investor Owned | 0.17592 | 175.9154 | 2020
194376 | Oswego | NY | Niagara Mohawk Power Corp. | Investor Owned | 0.19108 | 191.0769 | 2020
245686 | Croton On Hudson | NY | Consolidated Edison Co-NY Inc | Investor Owned | 0.23245 | 232.4462 | 2020
184589 | Woodside | NY | Consolidated Edison Co-NY Inc | Investor Owned | 0.25672 | 256.7231 | 2020
174326 | Campbell | NY | New York State Elec & Gas Corp | Investor Owned | 0.26273 | 262.7308 | 2020
172261 | Woodbury | NY | Long Island Power Authority | State | 0.31782 | 317.8231 | 2020
175562 | Hauppauge | NY | Long Island Power Authority | State | 0.32026 | 320.2615 | 2020
158033 | Staten Island | NY | Consolidated Edison Co-NY Inc | Investor Owned | 0.32345 | 323.4462 | 2020
228598 | Mohegan Lake | NY | Consolidated Edison Co-NY Inc | Investor Owned | 0.41551 | 415.5077 | 2020
90249 | Bronx | NY | Consolidated Edison Co-NY Inc | Investor Owned | 0.48517 | 485.1692 | 2020
177070 | Peekskill | NY | Consolidated Edison Co-NY Inc | Investor Owned | 0.48517 | 485.1692 | 2020
247290 | Kingston | NY | Central Hudson Gas & Elec Corp | Investor Owned | 0.51612 | 516.1154 | 2020
207669 | Sodus | NY | Rochester Gas & Electric Corp | Investor Owned | 0.51854 | 518.5385 | 2020
174328 | Mt Kisco | NY | Consolidated Edison Co-NY Inc | Investor Owned | 0.52505 | 525.0462 | 2020
186148 | Saugerties | NY | Central Hudson Gas & Elec Corp | Investor Owned | 0.57663 | 576.6308 | 2020
79794 | Grand Island | NY | Niagara Mohawk Power Corp. | Investor Owned | 0.63055 | 630.5538 | 2020
95416 | Maspeth | NY | Consolidated Edison Co-NY Inc | Investor Owned | 0.70671 | 706.7077 | 2020
167054 | Rotterdam | NY | Niagara Mohawk Power Corp. | Investor Owned | 0.7344 | 734.4 | 2020
82402 | Wawayanda | NY | Orange & Rockland Utils Inc | Investor Owned | 0.76763 | 767.6308 | 2020
97240 | Bronx | NY | Consolidated Edison Co-NY Inc | Investor Owned | 0.84738 | 847.3846 | 2020
152713 | Wawayanda | NY | Orange & Rockland Utils Inc | Investor Owned | 0.85863 | 858.6308 | 2020
184844 | Hogansburg | NY | Niagara Mohawk Power Corp. | Investor Owned | 0.95954 | 959.5385 | 2020
173598 | Schenectady | NY | Niagara Mohawk Power Corp. | Investor Owned | 1.0132 | 1013.2 | 2020
167021 | Melville | NY | Long Island Power Authority | State | 1.121 | 1120.9846 | 2020
171278 | Glenville | NY | Niagara Mohawk Power Corp. | Investor Owned | 1.2716 | 1271.6 | 2020
95375 | Dryden | NY | New York State Elec & Gas Corp | Investor Owned | 1.3375 | 1337.5385 | 2020
175589 | Huron | NY | Rochester Gas & Electric Corp | Investor Owned | 1.3666 | 1366.6154 | 2020
79806 | Grand Island | NY | Niagara Mohawk Power Corp. | Investor Owned | 1.6242 | 1624.1538 | 2020
191815 | Red Hook | NY | Central Hudson Gas & Elec Corp | Investor Owned | 1.8802 | 1880.2 | 2020
77927 | Middlesex | NY | New York State Elec & Gas Corp | Investor Owned | 1.9305 | 1930.5462 | 2020
153079 | Montgomery | NY | Central Hudson Gas & Elec Corp | Investor Owned | 2.0651 | 2065.1077 | 2020
5408-98819 | Narrowsburg | NY | New York State Elec & Gas Corp | Investor Owned | 2.0806 | 2080.6154 | 2020
80647 | Johnstown | NY | Niagara Mohawk Power Corp. | Investor Owned | 2.1002 | 2100.1846 | 2020
167785 | Minisink | NY | Orange & Rockland Utils Inc | Investor Owned | 2.1213 | 2121.3231 | 2020
81469 | Wales | NY | New York State Elec & Gas Corp | Investor Owned | 2.1222 | 2122.2 | 2020
152705 | Wawayanda | NY | Orange & Rockland Utils Inc | Investor Owned | 2.1223 | 2122.2923 | 2020
67648 | Dryden | NY | New York State Elec & Gas Corp | Investor Owned | 2.1252 | 2125.2 | 2020
79848 | Caledonia | NY | Niagara Mohawk Power Corp. | Investor Owned | 2.1322 | 2132.1692 | 2020
74977 | Middletown | NY | Orange & Rockland Utils Inc | Investor Owned | 2.133 | 2133 | 2020
126520 | Westerlo | NY | Central Hudson Gas & Elec Corp | Investor Owned | 2.1496 | 2149.6154 | 2020
126521 | Medusa | NY | Central Hudson Gas & Elec Corp | Investor Owned | 2.1546 | 2154.6 | 2020
77401 | Troy | NY | Niagara Mohawk Power Corp. | Investor Owned | 2.2314 | 2231.4462 | 2020
100488 | Hopewell Junction | NY | Central Hudson Gas & Elec Corp | Investor Owned | 2.2542 | 2254.1538 | 2020
67723 | Westtown | NY | Orange & Rockland Utils Inc | Investor Owned | 2.2547 | 2254.7077 | 2020
187870 | Little Falls | NY | Niagara Mohawk Power Corp. | Investor Owned | 2.267 | 2266.9615 | 2020
77919 | Middlesex | NY | New York State Elec & Gas Corp | Investor Owned | 2.2692 | 2269.2385 | 2020
165081 | Little Falls | NY | Niagara Mohawk Power Corp. | Investor Owned | 2.2746 | 2274.6462 | 2020
77062 | Dryden | NY | New York State Elec & Gas Corp | Investor Owned | 2.2839 | 2283.9 | 2020
77068 | Dryden | NY | New York State Elec & Gas Corp | Investor Owned | 2.3046 | 2304.6 | 2020
76999 | Dryden | NY | New York State Elec & Gas Corp | Investor Owned | 2.3046 | 2304.6 | 2020
77069 | Dryden | NY | New York State Elec & Gas Corp | Investor Owned | 2.3046 | 2304.6 | 2020
77002 | Dryden | NY | New York State Elec & Gas Corp | Investor Owned | 2.3046 | 2304.6 | 2020
77000 | Dryden | NY | New York State Elec & Gas Corp | Investor Owned | 2.3046 | 2304.6 | 2020
161001 | Saugerties | NY | Central Hudson Gas & Elec Corp | Investor Owned | 2.3058 | 2305.8 | 2020
80433 | Palenville | NY | Central Hudson Gas & Elec Corp | Investor Owned | 2.3088 | 2308.8 | 2020
77512 | Walden | NY | Central Hudson Gas & Elec Corp | Investor Owned | 2.3094 | 2309.3769 | 2020
80953 | Otisville | NY | Orange & Rockland Utils Inc | Investor Owned | 2.31 | 2310 | 2020
50782 | Pine Bush | NY | New York State Elec & Gas Corp | Investor Owned | 2.31 | 2310 | 2020
81791 | North Rose | NY | Rochester Gas & Electric Corp | Investor Owned | 2.3111 | 2311.0769 | 2020
84077 | Westerlo | NY | Central Hudson Gas & Elec Corp | Investor Owned | 2.3132 | 2313.1769 | 2020
5318-100018 | Ellenville | NY | Central Hudson Gas & Elec Corp | Investor Owned | 2.321 | 2320.9615 | 2020
89260 | Kingston | NY | Central Hudson Gas & Elec Corp | Investor Owned | 2.3262 | 2326.1538 | 2020
81953 | Sandy Creek | NY | Niagara Mohawk Power Corp. | Investor Owned | 2.3394 | 2339.4462 | 2020
92505 | Ogden | NY | Rochester Gas & Electric Corp | Investor Owned | 2.582 | 2582.0308 | 2020
173601 | Schenectady | NY | Niagara Mohawk Power Corp. | Investor Owned | 2.6928 | 2692.8 | 2020
175124 | Canastota | NY | Niagara Mohawk Power Corp. | Investor Owned | 3.0345 | 3034.5 | 2020
163631 | Johnstown | NY | Niagara Mohawk Power Corp. | Investor Owned | 3.4111 | 3411.1 | 2020
77327 | Dryden | NY | New York State Elec & Gas Corp | Investor Owned | 3.4415 | 3441.5077 | 2020
77520 | Dryden | NY | New York State Elec & Gas Corp | Investor Owned | 3.4415 | 3441.5077 | 2020
165456 | Niskayuna | NY | Niagara Mohawk Power Corp. | Investor Owned | 3.536 | 3536 | 2020
95516 | Montgomery | NY | New York State Elec & Gas Corp | Investor Owned | 3.888 | 3888 | 2020
156383 | Lewiston | NY | Niagara Mohawk Power Corp. | Investor Owned | 4.0117 | 4011.7 | 2020
174086 | Medina | NY | Niagara Mohawk Power Corp. | Investor Owned | 4.0221 | 4022.0692 | 2020
67633 | Horseheads | NY | New York State Elec & Gas Corp | Investor Owned | 4.2437 | 4243.7 | 2020
93863 | Rochester | NY | Central Hudson Gas & Elec Corp | Investor Owned | 4.293 | 4293 | 2020
165351 | Walden | NY | New York State Elec & Gas Corp | Investor Owned | 4.4472 | 4447.2154 | 2020
156375 | Ballston Lake | NY | Niagara Mohawk Power Corp. | Investor Owned | 4.4862 | 4486.1538 | 2020
80590 | Norwich | NY | New York State Elec & Gas Corp | Investor Owned | 4.6081 | 4608.1077 | 2020
80294 | Norwich | NY | New York State Elec & Gas Corp | Investor Owned | 4.6135 | 4613.5385 | 2020
80576 | Norwich | NY | New York State Elec & Gas Corp | Investor Owned | 4.6145 | 4614.5077 | 2020
175125 | Canastota | NY | Niagara Mohawk Power Corp. | Investor Owned | 4.6284 | 4628.4 | 2020
178542 | Lockport | NY | Niagara Mohawk Power Corp. | Investor Owned | 4.6662 | 4666.2 | 2020
91337 | Beaver Dams | NY | New York State Elec & Gas Corp | Investor Owned | 4.7143 | 4714.3385 | 2020
126973 | Castle Creek | NY | New York State Elec & Gas Corp | Investor Owned | 4.726 | 4726.0385 | 2020
202748 | Middle Grove | NY | Niagara Mohawk Power Corp. | Investor Owned | 4.8248 | 4824.8 | 2020
166748 | Sanborn | NY | Niagara Mohawk Power Corp. | Investor Owned | 4.8438 | 4843.8 | 2020
184309 | Hudson | NY | Niagara Mohawk Power Corp. | Investor Owned | 5.1354 | 5135.4 | 2020
170588 | Clifton Park | NY | Niagara Mohawk Power Corp. | Investor Owned | 5.3086 | 5308.6154 | 2020
127056 | Greenville | NY | Central Hudson Gas & Elec Corp | Investor Owned | 5.3814 | 5381.4154 | 2020
126778 | Greenville | NY | Central Hudson Gas & Elec Corp | Investor Owned | 5.3814 | 5381.4154 | 2020
186732 | Carthage | NY | Niagara Mohawk Power Corp. | Investor Owned | 5.5662 | 5566.1538 | 2020
173063 | Medina | NY | Niagara Mohawk Power Corp. | Investor Owned | 5.6533 | 5653.2846 | 2020
Oregon Shakespeare Festival Community Solar Project | Talent | OR | PacifiCorp | Investor Owned | 0.13 | 130 | 2020
Echo Valley Solar | West Warwick | RI | The Narragansett Electric Co | Investor Owned | 0.497 | 497 | 2020
Burrillville Solar Project Phase 1 | Burrillville | RI | The Narragansett Electric Co | Investor Owned | 0.73846 | 738.4615 | 2020
High Street Solar | Ashaway | RI | The Narragansett Electric Co (National Grid) | Investor Owned | 0.9 | 900 | 2020
Palmer Circle Solar | Hope Valley | RI | The Narragansett Electric Co (National Grid) | Investor Owned | 0.991 | 991 | 2020
Beacon Solar | Cranston | RI | The Narragansett Electric Co | Investor Owned | 3.444 | 3444 | 2020
Hopkins Hill Solar Project | West Greenwich | RI | The Narragansett Electric Co | Investor Owned | 6.68 | 6680 | 2020
Oberon Solar Farm | Odessa | TX | Chariot Energy | Retail Power Marketer | 30 | 30000 | 2020
CSD Anza Community Solar | Mountain Center | CA | Anza Electric Coop Inc | Cooperative | 0.76818 | 768.1846 | 2021
Boulder FTC Community Solar (SRC077501) | Boulder | CO | Public Service Co of Colorado | Investor Owned | 0.0765 | 76.5 | 2021
CO LI CSG 3 LLC (SRC064204) | New Castle | CO | Public Service Co of Colorado | Investor Owned | 0.6 | 600 | 2021
NSE Camber Solar PS12, LLC (SRC075015) | Sterling | CO | Public Service Co of Colorado | Investor Owned | 0.72 | 720 | 2021
Mtn Solar 5 (SRC067953) | New Castle | CO | Public Service Co of Colorado | Investor Owned | 0.75 | 750 | 2021
Mtn Solar 4 (SRC067952) | Lakewood | CO | Public Service Co of Colorado | Investor Owned | 1.5 | 1500 | 2021
Mtn Solar 6 (SRC068682) | Sterling | CO | Public Service Co of Colorado | Investor Owned | 1.5 | 1500 | 2021
Tebo 3 (SRC068857) | Watkins | CO | Public Service Co of Colorado | Investor Owned | 1.5 | 1500 | 2021
Carlson (SRC068869) | Watkins | CO | Public Service Co of Colorado | Investor Owned | 1.5 | 1500 | 2021
Rhonda (SRC068871) | Watkins | CO | Public Service Co of Colorado | Investor Owned | 1.5 | 1500 | 2021
NSE Camber Solar PS6 LLC (SRC074897) | Platteville | CO | Public Service Co of Colorado | Investor Owned | 1.5 | 1500 | 2021
NSE Camber Solar PS11 LLC (SRC075014) | Sterling | CO | Public Service Co of Colorado | Investor Owned | 1.5 | 1500 | 2021
NSE Camber Solar PS13 LLC (SRC075016) | Sterling | CO | Public Service Co of Colorado | Investor Owned | 1.5 | 1500 | 2021
Venture 1 - 1A (SRC075020) | Aurora | CO | Public Service Co of Colorado | Investor Owned | 1.5 | 1500 | 2021
Venture 3 - 1C (SRC075021) | Aurora | CO | Public Service Co of Colorado | Investor Owned | 1.5 | 1500 | 2021
Venture 4 - 1D (SRC075023) | Aurora | CO | Public Service Co of Colorado | Investor Owned | 1.5 | 1500 | 2021
Venture 2 - 1B (SRC075024) | Aurora | CO | Public Service Co of Colorado | Investor Owned | 1.5 | 1500 | 2021
Valmont CSG9 (SRC075070) | Boulder | CO | Public Service Co of Colorado | Investor Owned | 1.5 | 1500 | 2021
Valmont CSG10 (SRC075071) | Boulder | CO | Public Service Co of Colorado | Investor Owned | 1.5 | 1500 | 2021
Arapahoe CSG5 (SRC075114) | Denver | CO | Public Service Co of Colorado | Investor Owned | 1.5 | 1500 | 2021
GilcrestSun (SRC080107) | Gilcrest | CO | Public Service Co of Colorado | Investor Owned | 1.8 | 1800 | 2021
Vasquez V (SRC080108) | Platteville | CO | Public Service Co of Colorado | Investor Owned | 4 | 4000 | 2021
Gilcrest V (SRC080106) | Platteville | CO | Public Service Co of Colorado | Investor Owned | 4.75 | 4750 | 2021
Lakeside | Okeechobee | FL | Florida Power & Light Co | Investor Owned | 74.5 | 74500 | 2021
Trailside | St. Johns | FL | Florida Power & Light Co | Investor Owned | 74.5 | 74500 | 2021
Union Springs | Union | FL | Florida Power & Light Co | Investor Owned | 74.5 | 74500 | 2021
Egret | Baker | FL | Florida Power & Light Co | Investor Owned | 74.5 | 74500 | 2021
Nassau | Nassau | FL | Florida Power & Light Co | Investor Owned | 74.5 | 74500 | 2021
Pelican | St. Lucie | FL | Florida Power & Light Co | Investor Owned | 74.5 | 74500 | 2021
Magnolia Springs | Clay | FL | Florida Power & Light Co | Investor Owned | 74.5 | 74500 | 2021
Rodeo | DeSoto | FL | Florida Power & Light Co | Investor Owned | 74.5 | 74500 | 2021
Palm Bay | Brevard | FL | Florida Power & Light Co | Investor Owned | 74.5 | 74500 | 2021
Sabal Palm | Palm Beach | FL | Florida Power & Light Co | Investor Owned | 74.5 | 74500 | 2021
Willow | Manatee | FL | Florida Power & Light Co | Investor Owned | 74.5 | 74500 | 2021
Discovery | Brevard | FL | Florida Power & Light Co | Investor Owned | 74.5 | 74500 | 2021
Orange Blossom | Indian River | FL | Florida Power & Light Co | Investor Owned | 74.5 | 74500 | 2021
Fort Drum | Okeechobee | FL | Florida Power & Light Co | Investor Owned | 74.5 | 74500 | 2021
1235 | Braidwood | IL | ComEd | Investor Owned | 1.92 | 1920 | 2021
705 E Goodenow Road ‐ Will East | Beecher | IL | Commonwealth Edison Co | Investor Owned | 1.95 | 1950 | 2021
Somonauk Road Solar I ‐ 06344 | Somonauk | IL | Commonwealth Edison Co | Investor Owned | 1.95 | 1950 | 2021
Armstrong 2 | Woodstock | IL | Commonwealth Edison Co | Investor Owned | 1.95 | 1950 | 2021
Blazingstar 2 | Marengo | IL | Commonwealth Edison Co | Investor Owned | 1.95 | 1950 | 2021
Rockford CS LLC (1) | Rockford | IL | Commonwealth Edison Co | Investor Owned | 1.98 | 1980 | 2021
Rockford CS Site 2 | Rockford | IL | Commonwealth Edison Co | Investor Owned | 1.98 | 1980 | 2021
Pontiac 1B (Midwest Power Partners) | Pontiac | IL | Commonwealth Edison Co | Investor Owned | 1.98 | 1980 | 2021
Clay County | Louisville | IL | Ameren Illinois Company | Investor Owned | 1.98 | 1980 | 2021
Mennie South | Granville | IL | Ameren Illinois Company | Investor Owned | 1.992 | 1992 | 2021
SPG IL Hurricane Creek Solar LLC | Carterville | IL | Commonwealth Edison Co | Investor Owned | 2 | 2000 | 2021
Sandoval #2 | Centralia | IL | Ameren Illinois Company | Investor Owned | 2 | 2000 | 2021
Olney Solar II ‐ 06778 | Olney | IL | Ameren Illinois Company | Investor Owned | 2 | 2000 | 2021
Edwardsville Solar II 06777 | Edwardsville | IL | Ameren Illinois Company | Investor Owned | 2 | 2000 | 2021
Cortland 2 | Cortland | IL | Commonwealth Edison Co | Investor Owned | 2 | 2000 | 2021
Lena 1 | Lena | IL | Commonwealth Edison Co | Investor Owned | 2 | 2000 | 2021
IL‐17‐0068 ‐ IL FEJA ‐Wolf/Wertz site 2 | Sidney | IL | Ameren Illinois Company | Investor Owned | 2 | 2000 | 2021
IL‐18‐0003 ‐ IL FEJA ‐ Faust Trust Route 40 ‐ Site 1 of 2 | Edelstein | IL | Commonwealth Edison Co | Investor Owned | 2 | 2000 | 2021
Peterman Solar II, LLC | St. Anne | IL | Commonwealth Edison Co | Investor Owned | 2 | 2000 | 2021
Olmstead Solar II, LLC | Lena | IL | Commonwealth Edison Co | Investor Owned | 2 | 2000 | 2021
Kish Solar, LLC | Cherry Valley | IL | Commonwealth Edison Co | Investor Owned | 2 | 2000 | 2021
Long John Solar, LLC | Sandwich | IL | Commonwealth Edison Co | Investor Owned | 2 | 2000 | 2021
Nostrand Solar, LLC | Manteno Township | IL | Commonwealth Edison Co | Investor Owned | 2 | 2000 | 2021
Viking Solar, LLC | Palmyra | IL | Ameren Illinois Company | Investor Owned | 2 | 2000 | 2021
Vulcan Solar, LLC | Kankakee | IL | Commonwealth Edison Co | Investor Owned | 2 | 2000 | 2021
Woodlawn Solar, LLC | Crete | IL | Commonwealth Edison Co | Investor Owned | 2 | 2000 | 2021
Wolfcastle Solar, LLC | DeKalb | IL | Commonwealth Edison Co | Investor Owned | 2 | 2000 | 2021
2487 | Paw Paw | IL | ComEd | Investor Owned | 2.0824 | 2082.4 | 2021
1079 | Lyndon | IL | ComEd | Investor Owned | 2.16 | 2160 | 2021
1051 | Lyndon | IL | ComEd | Investor Owned | 2.184 | 2184 | 2021
1075 | Lyndon | IL | ComEd | Investor Owned | 2.184 | 2184 | 2021
3404 | Meredosia | IL | Ameren | Investor Owned | 2.1962 | 2196.2 | 2021
1134 | Mount Morris | IL | ComEd | Investor Owned | 2.2464 | 2246.4 | 2021
3407 | Meredosia | IL | Ameren | Investor Owned | 2.2752 | 2275.2 | 2021
3459 | Sandwich | IL | ComEd | Investor Owned | 2.2789 | 2278.9077 | 2021
3478 | Lee | IL | ComEd | Investor Owned | 2.3029 | 2302.8923 | 2021
SMAES_22256 | Boston | MA | Eversource MA East | Investor Owned | 0.038423 | 38.4231 | 2021
SMANG_18468 | East Bridgewater | MA | National Grid (Massachusetts Electric) | Investor Owned | 0.045969 | 45.9692 | 2021
SMAES_35310 | West Tisbury | MA | Eversource MA East | Investor Owned | 0.0481 | 48.1 | 2021
SMANG_18471 | East Bridgewater | MA | National Grid (Massachusetts Electric) | Investor Owned | 0.0504 | 50.4 | 2021
SMANG_18469 | East Bridgewater | MA | National Grid (Massachusetts Electric) | Investor Owned | 0.052062 | 52.0615 | 2021
SMANG_18467 | East Bridgewater | MA | National Grid (Massachusetts Electric) | Investor Owned | 0.053169 | 53.1692 | 2021
SMANG_18470 | East Bridgewater | MA | National Grid (Massachusetts Electric) | Investor Owned | 0.053169 | 53.1692 | 2021
SMANG_18474 | East Bridgewater | MA | National Grid (Massachusetts Electric) | Investor Owned | 0.053169 | 53.1692 | 2021
SMANG_18475 | East Bridgewater | MA | National Grid (Massachusetts Electric) | Investor Owned | 0.053169 | 53.1692 | 2021
SMANG_18476 | East Bridgewater | MA | National Grid (Massachusetts Electric) | Investor Owned | 0.053169 | 53.1692 | 2021
SMANG_18466 | East Bridgewater | MA | National Grid (Massachusetts Electric) | Investor Owned | 0.055385 | 55.3846 | 2021
SMANG_18472 | East Bridgewater | MA | National Grid (Massachusetts Electric) | Investor Owned | 0.055385 | 55.3846 | 2021
SMAES_17845 | Acushnet | MA | Eversource MA East | Investor Owned | 0.060923 | 60.9231 | 2021
SMAES_22789 | Newton | MA | Eversource MA East | Investor Owned | 0.12053 | 120.5346 | 2021
SMANG_01392 | Brockton | MA | National Grid (Massachusetts Electric) | Investor Owned | 0.14487 | 144.8692 | 2021
SMAES_02924 | Canton | MA | Eversource MA East | Investor Owned | 0.19409 | 194.0923 | 2021
SMANG_03284 | Worcester | MA | National Grid (Massachusetts Electric) | Investor Owned | 0.1998 | 199.8 | 2021
SMAES_01652 | Millis | MA | Eversource MA East | Investor Owned | 0.20714 | 207.1385 | 2021
SMANG_01285 | Sheffield | MA | National Grid (Massachusetts Electric) | Investor Owned | 0.24 | 240 | 2021
SMANG_01274 | Clarksburg | MA | National Grid (Massachusetts Electric) | Investor Owned | 0.24 | 240 | 2021
SMAES_04800 | Woburn | MA | Eversource MA East | Investor Owned | 0.25 | 250 | 2021
SMAES_03369 | Canton | MA | Eversource MA East | Investor Owned | 0.25985 | 259.8538 | 2021
SMANG_06547 | Tyngsborough | MA | National Grid (Massachusetts Electric) | Investor Owned | 0.26425 | 264.2462 | 2021
SMANG_00146 | Marlborough | MA | National Grid (Massachusetts Electric) | Investor Owned | 0.3332 | 333.2 | 2021
SMANG_01135 | East Longmeadow | MA | National Grid (Massachusetts Electric) | Investor Owned | 0.43304 | 433.0385 | 2021
SMAES_16676 | Waltham | MA | Eversource MA East | Investor Owned | 0.47188 | 471.8769 | 2021
SMAES_13404 | Woburn | MA | Eversource MA East | Investor Owned | 0.48332 | 483.3231 | 2021
SMANG_01282 | East Bridgewater | MA | National Grid (Massachusetts Electric) | Investor Owned | 0.4995 | 499.5 | 2021
SMANG_00479 | West Bridgewater | MA | National Grid (Massachusetts Electric) | Investor Owned | 0.6833 | 683.3 | 2021
SMANG_00999 | Westborough | MA | National Grid (Massachusetts Electric) | Investor Owned | 0.7666 | 766.6 | 2021
SMANG_00072 | Orange | MA | National Grid (Massachusetts Electric) | Investor Owned | 0.83506 | 835.0615 | 2021
SMANG_00351 | Chelmsford | MA | National Grid (Massachusetts Electric) | Investor Owned | 0.91 | 910 | 2021
SMANG_01058 | Westminster | MA | National Grid (Massachusetts Electric) | Investor Owned | 0.92423 | 924.2308 | 2021
SMANG_00965 | Norton | MA | National Grid (Massachusetts Electric) | Investor Owned | 0.9666 | 966.6 | 2021
SMANG_02271 | Webster | MA | National Grid (Massachusetts Electric) | Investor Owned | 1 | 1000 | 2021
SMANG_02038 | Webster | MA | National Grid (Massachusetts Electric) | Investor Owned | 1.0703 | 1070.3 | 2021
SMANG_02647 | Spencer | MA | National Grid (Massachusetts Electric) | Investor Owned | 1.235 | 1235 | 2021
SMANG_05753 | Mendon | MA | National Grid (Massachusetts Electric) | Investor Owned | 1.3284 | 1328.4 | 2021
SMAES_06926 | Falmouth | MA | Eversource MA East | Investor Owned | 1.5561 | 1556.1 | 2021
SMANG_00181 | North Brookfield | MA | National Grid (Massachusetts Electric) | Investor Owned | 1.56 | 1560 | 2021
SMANG_07791 | Methuen | MA | National Grid (Massachusetts Electric) | Investor Owned | 1.6548 | 1654.7538 | 2021
SMANG_00161 | Brimfield | MA | National Grid (Massachusetts Electric) | Investor Owned | 1.728 | 1728 | 2021
SMANG_03285 | Cheshire | MA | National Grid (Massachusetts Electric) | Investor Owned | 1.7533 | 1753.3385 | 2021
SMANG_02095 | Oakham | MA | National Grid (Massachusetts Electric) | Investor Owned | 2 | 2000 | 2021
SMAES_00043 | Fairhaven | MA | Eversource MA East | Investor Owned | 2.0274 | 2027.4462 | 2021
SMANG_08030 | Great Barrington | MA | National Grid (Massachusetts Electric) | Investor Owned | 2.154 | 2153.9769 | 2021
SMANG_00203 | Leicester | MA | National Grid (Massachusetts Electric) | Investor Owned | 2.592 | 2592 | 2021
SMANG_04388 | Charlemont | MA | National Grid (Massachusetts Electric) | Investor Owned | 2.6654 | 2665.3846 | 2021
SMAES_10090 | Acushnet | MA | Eversource MA East | Investor Owned | 2.678 | 2677.9846 | 2021
SMANG_00340 | Westminster | MA | National Grid (Massachusetts Electric) | Investor Owned | 3 | 3000 | 2021
SMAES_00042 | Fairhaven | MA | Eversource MA East | Investor Owned | 3.2462 | 3246.1538 | 2021
SMANG_00214 | Ware | MA | National Grid (Massachusetts Electric) | Investor Owned | 3.276 | 3276 | 2021
SMANG_02043 | Granby | MA | National Grid (Massachusetts Electric) | Investor Owned | 3.6579 | 3657.8769 | 2021
SMANG_01042 | Lancaster | MA | National Grid (Massachusetts Electric) | Investor Owned | 3.875 | 3875 | 2021
SMANG_00121 | Brookfield | MA | National Grid (Massachusetts Electric) | Investor Owned | 3.8942 | 3894.2308 | 2021
SMANG_00858 | North Brookfield | MA | National Grid (Massachusetts Electric) | Investor Owned | 4.2 | 4200 | 2021
SMAES_14971 | Barnstable | MA | Eversource MA East | Investor Owned | 4.2481 | 4248.0923 | 2021
SMANG_01414 | Warren | MA | National Grid (Massachusetts Electric) | Investor Owned | 4.3073 | 4307.2615 | 2021
SMAES_24941 | Agawam | MA | Eversource MA West | Investor Owned | 4.3514 | 4351.3846 | 2021
SMANG_03009 | Lancaster | MA | National Grid (Massachusetts Electric) | Investor Owned | 4.6 | 4600 | 2021
SMAES_02545 | Dalton | MA | Eversource MA West | Investor Owned | 4.9049 | 4904.9 | 2021
SMANG_01482 | New Marlborough | MA | National Grid (Massachusetts Electric) | Investor Owned | 4.9302 | 4930.2 | 2021
SMANG_03712 | Lancaster | MA | National Grid (Massachusetts Electric) | Investor Owned | 4.95 | 4950 | 2021
SMANG_01437 | Berlin | MA | National Grid (Massachusetts Electric) | Investor Owned | 4.95 | 4950 | 2021
SMANG_00046 | Northbridge | MA | National Grid (Massachusetts Electric) | Investor Owned | 4.98 | 4980 | 2021
SMANG_00066 | Northbridge | MA | National Grid (Massachusetts Electric) | Investor Owned | 4.98 | 4980 | 2021
SMANG_00933 | Northbridge | MA | National Grid (Massachusetts Electric) | Investor Owned | 4.98 | 4980 | 2021
SMANG_00154 | East Brookfield | MA | National Grid (Massachusetts Electric) | Investor Owned | 4.98 | 4980 | 2021
SMAES_03828 | Freetown | MA | Eversource MA East | Investor Owned | 4.99 | 4990 | 2021
SMANG_00144 | Orange | MA | National Grid (Massachusetts Electric) | Investor Owned | 5.3847 | 5384.7 | 2021
SMANG_00141 | Orange | MA | National Grid (Massachusetts Electric) | Investor Owned | 5.6034 | 5603.4462 | 2021
SMANG_00155 | Hubbardston | MA | National Grid (Massachusetts Electric) | Investor Owned | 5.7427 | 5742.6923 | 2021
SMANG_00318 | Northbridge | MA | National Grid (Massachusetts Electric) | Investor Owned | 5.7705 | 5770.5231 | 2021
SMANG_00199 | North Brookfield | MA | National Grid (Massachusetts Electric) | Investor Owned | 6.8801 | 6880.1077 | 2021
SMANG_04315 | Tyngsborough | MA | National Grid (Massachusetts Electric) | Investor Owned | 7.6153 | 7615.3 | 2021
4948903 | Lothian | MD | Baltimore Gas & Electric Co | Investor Owned | 0.2666 | 266.6 | 2021
2501 | Jessup | MD | Baltimore Gas & Electric Co | Investor Owned | 0.4 | 400 | 2021
2502 | Jessup | MD | Baltimore Gas & Electric Co | Investor Owned | 0.45 | 450 | 2021
2503 | Elkridge | MD | Baltimore Gas & Electric Co | Investor Owned | 0.85 | 850 | 2021
48934831 | Elkridge | MD | Baltimore Gas & Electric Co | Investor Owned | 1.08 | 1080 | 2021
4958175 | Tracys Landing | MD | Baltimore Gas & Electric Co | Investor Owned | 1.487 | 1487 | 2021
4910038 | Halethorpe | MD | Baltimore Gas & Electric Co | Investor Owned | 1.5 | 1500 | 2021
4705997 | Marriottsville | MD | Baltimore Gas & Electric Co | Investor Owned | 1.9 | 1900 | 2021
548 | Columbia | MD | Baltimore Gas & Electric Co | Investor Owned | 1.98 | 1980 | 2021
368 | Hampstead | MD | Baltimore Gas & Electric Co | Investor Owned | 2 | 2000 | 2021
382 | Hampstead | MD | Baltimore Gas & Electric Co | Investor Owned | 2 | 2000 | 2021
386 | Hampstead | MD | Baltimore Gas & Electric Co | Investor Owned | 2 | 2000 | 2021
Enterprise | Gardiner | ME | Central Maine Power Co | Investor Owned | 1 | 1000 | 2021
Berwick | Berwick | ME | Central Maine Power Co | Investor Owned | 2.2308 | 2230.7692 | 2021
Rumford park | Rumford | ME | Central Maine Power Co | Investor Owned | 3 | 3000 | 2021
Market Street | Gardiner | ME | Central Maine Power Co | Investor Owned | 3.8215 | 3821.5385 | 2021
Belfast | Belfast | ME | Central Maine Power Co | Investor Owned | 5.3846 | 5384.6154 | 2021
Hayfield Community Solar | Hayfield | MN | Northern States Power Co - Minnesota | Investor Owned | 0.78 | 780 | 2021
Rice Community Solar Two | Morristown | MN | Northern States Power Co - Minnesota | Investor Owned | 0.83 | 830 | 2021
941300246313 | Cold Spring | MN | Northern States Power Co - Minnesota | Investor Owned | 0.86 | 860 | 2021
USS Steamboat Solar LLC | Morgan | MN | Northern States Power Co - Minnesota | Investor Owned | 0.86 | 860 | 2021
941300246313 | Cokato | MN | Northern States Power Co - Minnesota | Investor Owned | 1 | 1000 | 2021
Cokato Unit 3 | Cokato | MN | Northern States Power Co - Minnesota | Investor Owned | 1 | 1000 | 2021
Cokato Unit 2 | Cokato | MN | Northern States Power Co - Minnesota | Investor Owned | 1 | 1000 | 2021
Cokato Unit 4 | Cokato | MN | Northern States Power Co - Minnesota | Investor Owned | 1 | 1000 | 2021
Cornillie CSG 1 | North Branch | MN | Northern States Power Co - Minnesota | Investor Owned | 1 | 1000 | 2021
FastSun 12 | Morristown | MN | Northern States Power Co - Minnesota | Investor Owned | 1 | 1000 | 2021
FastSun 21 | St. Cloud | MN | Northern States Power Co - Minnesota | Investor Owned | 1 | 1000 | 2021
FastSun 4 | Hugo | MN | Northern States Power Co - Minnesota | Investor Owned | 1 | 1000 | 2021
Flodquist Community Solar LLC | Lindstrom | MN | Northern States Power Co - Minnesota | Investor Owned | 1 | 1000 | 2021
Hayfield Solar I LLC | Hayfield | MN | Northern States Power Co - Minnesota | Investor Owned | 1 | 1000 | 2021
Hayfield Solar III LLC | Hayfield | MN | Northern States Power Co - Minnesota | Investor Owned | 1 | 1000 | 2021
Helen CSG 1 LLC | Plato | MN | Northern States Power Co - Minnesota | Investor Owned | 1 | 1000 | 2021
Johnson CSG 1 | Lindstrom | MN | Northern States Power Co - Minnesota | Investor Owned | 1 | 1000 | 2021
Marigold Community Solar Garden, LLC | Waterville | MN | Northern States Power Co - Minnesota | Investor Owned | 1 | 1000 | 2021
Medin 2 Community Solar LLC | Center City | MN | Northern States Power Co - Minnesota | Investor Owned | 1 | 1000 | 2021
Medin CSG 1 | Center City | MN | Northern States Power Co - Minnesota | Investor Owned | 1 | 1000 | 2021
Brooten CSG 1 LLC | Brooten | MN | Northern States Power Co - Minnesota | Investor Owned | 1 | 1000 | 2021
Sacred Heart CSG 1 LLC | Sacred Heart | MN | Northern States Power Co - Minnesota | Investor Owned | 1 | 1000 | 2021
Buffalo Lake CSG 1 LLC | Buffalo Lake | MN | Northern States Power Co - Minnesota | Investor Owned | 1 | 1000 | 2021
Stewart CSG 1 LLC | Stewart | MN | Northern States Power Co - Minnesota | Investor Owned | 1 | 1000 | 2021
Novel Huneke Solar | Zumbrota | MN | Northern States Power Co - Minnesota | Investor Owned | 1 | 1000 | 2021
Novel Novak Solar | Foley | MN | Northern States Power Co - Minnesota | Investor Owned | 1 | 1000 | 2021
Novel Peter Solar | Waterville | MN | Northern States Power Co - Minnesota | Investor Owned | 1 | 1000 | 2021
Novel Stavem Solar | Glenwood | MN | Northern States Power Co - Minnesota | Investor Owned | 1 | 1000 | 2021
Novel Winegar Partnership Solar | Waseca | MN | Northern States Power Co - Minnesota | Investor Owned | 1 | 1000 | 2021
Palmer Community Solar LLC | Taylor Falls | MN | Northern States Power Co - Minnesota | Investor Owned | 1 | 1000 | 2021
Pipestone City Solar LLC | Pipestone | MN | Northern States Power Co - Minnesota | Investor Owned | 1 | 1000 | 2021
Primrose Solar, LLC | Mankato | MN | Northern States Power Co - Minnesota | Investor Owned | 1 | 1000 | 2021
RJC CSG 1 | Owatonna | MN | Northern States Power Co - Minnesota | Investor Owned | 1 | 1000 | 2021
Schull CSG | Mapleton | MN | Northern States Power Co - Minnesota | Investor Owned | 1 | 1000 | 2021
Silver Lake Garden LLC | Waseca | MN | Northern States Power Co - Minnesota | Investor Owned | 1 | 1000 | 2021
Studenski Community Solar LLC | Sauk Rapids | MN | Northern States Power Co - Minnesota | Investor Owned | 1 | 1000 | 2021
Svihel Community Solar LLC | Foley | MN | Northern States Power Co - Minnesota | Investor Owned | 1 | 1000 | 2021
Swan Garden LLC | Villard | MN | Northern States Power Co - Minnesota | Investor Owned | 1 | 1000 | 2021
T. Luhman CSG 2 | Zumbrota | MN | Northern States Power Co - Minnesota | Investor Owned | 1 | 1000 | 2021
Union Garden LLC | Northfield | MN | Northern States Power Co - Minnesota | Investor Owned | 1 | 1000 | 2021
USS Danube Solar LLC | Danube | MN | Northern States Power Co - Minnesota | Investor Owned | 1 | 1000 | 2021
USS Dot Com Solar LLC | Morgan | MN | Northern States Power Co - Minnesota | Investor Owned | 1 | 1000 | 2021
USS Quail Solar LLC | Monticello | MN | Northern States Power Co - Minnesota | Investor Owned | 1 | 1000 | 2021
USS Water City Solar LLC | Waterville | MN | Northern States Power Co - Minnesota | Investor Owned | 1 | 1000 | 2021
USS Water Town Solar LLC | Waterville | MN | Northern States Power Co - Minnesota | Investor Owned | 1 | 1000 | 2021
USS Wildcat Solar LLC | Goodhue | MN | Northern States Power Co - Minnesota | Investor Owned | 1 | 1000 | 2021
Westport Community Solar, LLC | Lake Lillian | MN | Northern States Power Co - Minnesota | Investor Owned | 1 | 1000 | 2021
York | York | NE | Nebraska Public Power District | Political Subdivision | 3.2 | 3200 | 2021
Caven Point | Jersey City | NJ | Public Service Elec & Gas Co | Investor Owned | 0.72775 | 727.7538 | 2021
Castle | Secaucus | NJ | Public Service Elec & Gas Co | Investor Owned | 1.0309 | 1030.8846 | 2021
West Side | North Bergen | NJ | Public Service Elec & Gas Co | Investor Owned | 1.501 | 1500.9923 | 2021
Doremus | Newark | NJ | Public Service Elec & Gas Co | Investor Owned | 1.5209 | 1520.9308 | 2021
Tri-County Solar Farm | Delanco | NJ | Public Service Elec & Gas Co | Investor Owned | 3.0998 | 3099.755 | 2021
Linden Hawk Rise | Linden | NJ | Public Service Elec & Gas Co | Investor Owned | 3.4615 | 3461.5385 | 2021
342454 | Brooklyn | NY | Consolidated Edison | Investor Owned | 0.0037538 | 3.7538 | 2021
277758 | Brooklyn | NY | Consolidated Edison Co-NY Inc | Investor Owned | 0.0057692 | 5.7692 | 2021
310924 | Brooklyn | NY | Consolidated Edison | Investor Owned | 0.0063 | 6.3 | 2021
344640 | Brooklyn | NY | Consolidated Edison | Investor Owned | 0.0065 | 6.5 | 2021
248749 | Brooklyn | NY | Consolidated Edison Co-NY Inc | Investor Owned | 0.0069 | 6.9 | 2021
248727 | Brooklyn | NY | Consolidated Edison | Investor Owned | 0.0072 | 7.2 | 2021
282435 | Broklyn | NY | Consolidated Edison | Investor Owned | 0.0077923 | 7.7923 | 2021
313574 | Brooklyn | NY | Consolidated Edison | Investor Owned | 0.0078 | 7.8 | 2021
248932 | Brooklyn | NY | Consolidated Edison Co-NY Inc | Investor Owned | 0.0087 | 8.7 | 2021
248778 | Brooklyn | NY | Consolidated Edison Co-NY Inc | Investor Owned | 0.0087 | 8.7 | 2021
235969 | BRONX | NY | Consolidated Edison | Investor Owned | 0.010462 | 10.4615 | 2021
166421 | Woodside | NY | Consolidated Edison | Investor Owned | 0.013538 | 13.5385 | 2021
236198 | BRONX | NY | Consolidated Edison | Investor Owned | 0.013862 | 13.8615 | 2021
236227 | Bronx | NY | Consolidated Edison Co-NY Inc | Investor Owned | 0.014646 | 14.6462 | 2021
248939 | Brooklyn | NY | Consolidated Edison | Investor Owned | 0.0177 | 17.7 | 2021
305344 | Brooklyn | NY | Consolidated Edison | Investor Owned | 0.018 | 18 | 2021
344649 | Brooklyn | NY | Consolidated Edison | Investor Owned | 0.018 | 18 | 2021
344665 | Brooklyn | NY | Consolidated Edison | Investor Owned | 0.018 | 18 | 2021
344632 | Brooklyn | NY | Consolidated Edison | Investor Owned | 0.018 | 18 | 2021
279619 | New York | NY | Consolidated Edison | Investor Owned | 0.018746 | 18.7462 | 2021
279417 | New York | NY | Consolidated Edison | Investor Owned | 0.019746 | 19.7462 | 2021
236205 | Bronx | NY | Consolidated Edison Co-NY Inc | Investor Owned | 0.020138 | 20.1385 | 2021
279630 | New York | NY | Consolidated Edison | Investor Owned | 0.0205 | 20.5 | 2021
279636 | New York | NY | Consolidated Edison | Investor Owned | 0.0205 | 20.5 | 2021
306436 | Brooklyn | NY | Consolidated Edison | Investor Owned | 0.021 | 21 | 2021
287801 | Brooklyn | NY | Consolidated Edison | Investor Owned | 0.021269 | 21.2692 | 2021
303351 | Brooklyn | NY | Consolidated Edison | Investor Owned | 0.022 | 22 | 2021
235352 | Bronx | NY | Consolidated Edison Co-NY Inc | Investor Owned | 0.022077 | 22.0769 | 2021
236203 | BRONX | NY | Consolidated Edison | Investor Owned | 0.022231 | 22.2308 | 2021
305790 | Brooklyn | NY | Consolidated Edison | Investor Owned | 0.0225 | 22.5 | 2021
344637 | Brooklyn | NY | Consolidated Edison | Investor Owned | 0.0225 | 22.5 | 2021
236209 | Bronx | NY | Consolidated Edison Co-NY Inc | Investor Owned | 0.022754 | 22.7538 | 2021
287997 | Bronx | NY | Consolidated Edison | Investor Owned | 0.023262 | 23.2615 | 2021
236171 | BRONX | NY | Consolidated Edison | Investor Owned | 0.023538 | 23.5385 | 2021
306501 | Brooklyn | NY | Consolidated Edison | Investor Owned | 0.023746 | 23.7462 | 2021
236179 | BRONX | NY | Consolidated Edison | Investor Owned | 0.024846 | 24.8462 | 2021
305724 | Brooklyn | NY | Consolidated Edison | Investor Owned | 0.026 | 26 | 2021
236208 | Bronx | NY | Consolidated Edison Co-NY Inc | Investor Owned | 0.026154 | 26.1538 | 2021
304207 | Brooklyn | NY | Consolidated Edison | Investor Owned | 0.026246 | 26.2462 | 2021
227340 | New York | NY | Consolidated Edison | Investor Owned | 0.026492 | 26.4923 | 2021
303410 | Brooklyn | NY | Consolidated Edison | Investor Owned | 0.0265 | 26.5 | 2021
305667 | Brooklyn | NY | Consolidated Edison | Investor Owned | 0.0265 | 26.5 | 2021
306392 | Brooklyn | NY | Consolidated Edison | Investor Owned | 0.0265 | 26.5 | 2021
305658 | Brooklyn | NY | Consolidated Edison | Investor Owned | 0.0265 | 26.5 | 2021
305314 | Brooklyn | NY | Consolidated Edison | Investor Owned | 0.026746 | 26.7462 | 2021
274377 | Brooklyn | NY | Consolidated Edison | Investor Owned | 0.026808 | 26.8077 | 2021
287818 | Bronx | NY | Consolidated Edison | Investor Owned | 0.026862 | 26.8615 | 2021
304199 | Brooklyn | NY | Consolidated Edison | Investor Owned | 0.027 | 27 | 2021
235952 | BRONX | NY | Consolidated Edison | Investor Owned | 0.0272 | 27.2 | 2021
305759 | Brooklyn | NY | Consolidated Edison | Investor Owned | 0.0275 | 27.5 | 2021
305782 | Brooklyn | NY | Consolidated Edison | Investor Owned | 0.0275 | 27.5 | 2021
304107 | Brooklyn | NY | Consolidated Edison | Investor Owned | 0.027746 | 27.7462 | 2021
230289 | Brooklyn | NY | Consolidated Edison Co-NY Inc | Investor Owned | 0.028254 | 28.2538 | 2021
306468 | Brooklyn | NY | Consolidated Edison | Investor Owned | 0.0285 | 28.5 | 2021
305337 | Brooklyn | NY | Consolidated Edison | Investor Owned | 0.028746 | 28.7462 | 2021
237891 | Queens | NY | Consolidated Edison | Investor Owned | 0.029631 | 29.6308 | 2021
306417 | Brooklyn | NY | Consolidated Edison | Investor Owned | 0.029746 | 29.7462 | 2021
287774 | Brooklyn | NY | Consolidated Edison | Investor Owned | 0.029885 | 29.8846 | 2021
237911 | Queens | NY | Consolidated Edison | Investor Owned | 0.029908 | 29.9077 | 2021
287798 | Brooklyn | NY | Consolidated Edison | Investor Owned | 0.030154 | 30.1538 | 2021
297575 | Brooklyn | NY | Consolidated Edison | Investor Owned | 0.031231 | 31.2308 | 2021
305692 | Brooklyn | NY | Consolidated Edison | Investor Owned | 0.031246 | 31.2462 | 2021
297562 | Brooklyn | NY | Consolidated Edison | Investor Owned | 0.0315 | 31.5 | 2021
297529 | Brooklyn | NY | Consolidated Edison | Investor Owned | 0.0315 | 31.5 | 2021
297524 | Brooklyn | NY | Consolidated Edison | Investor Owned | 0.0315 | 31.5 | 2021
297579 | Brooklyn | NY | Consolidated Edison | Investor Owned | 0.0315 | 31.5 | 2021
297548 | Brooklyn | NY | Consolidated Edison | Investor Owned | 0.0315 | 31.5 | 2021
234968 | BROOKLYN | NY | Consolidated Edison | Investor Owned | 0.032731 | 32.7308 | 2021
237903 | Queens | NY | Consolidated Edison | Investor Owned | 0.032954 | 32.9538 | 2021
281627 | New York | NY | Consolidated Edison | Investor Owned | 0.032954 | 32.9538 | 2021
235189 | Bronx | NY | Consolidated Edison Co-NY Inc | Investor Owned | 0.033654 | 33.6538 | 2021
234995 | BROOKLYN | NY | Consolidated Edison | Investor Owned | 0.033762 | 33.7615 | 2021
237847 | Queens | NY | Consolidated Edison | Investor Owned | 0.034615 | 34.6154 | 2021
236177 | BRONX | NY | Consolidated Edison | Investor Owned | 0.035046 | 35.0462 | 2021
233134 | Tuckahoe | NY | Consolidated Edison | Investor Owned | 0.035323 | 35.3231 | 2021
233174 | Tuckahoe | NY | Consolidated Edison | Investor Owned | 0.035954 | 35.9538 | 2021
286435 | Brooklyn | NY | Consolidated Edison | Investor Owned | 0.036277 | 36.2769 | 2021
233120 | Tuckahoe | NY | Consolidated Edison | Investor Owned | 0.037215 | 37.2154 | 2021
274198 | Brooklyn | NY | Consolidated Edison | Investor Owned | 0.037923 | 37.9231 | 2021
236097 | Bronx | NY | Consolidated Edison Co-NY Inc | Investor Owned | 0.038446 | 38.4462 | 2021
322030 | Brooklyn | NY | Consolidated Edison | Investor Owned | 0.040385 | 40.3846 | 2021
287814 | Bronx | NY | Consolidated Edison | Investor Owned | 0.040985 | 40.9846 | 2021
286440 | Brooklyn | NY | Consolidated Edison | Investor Owned | 0.041262 | 41.2615 | 2021
286433 | Brooklyn | NY | Consolidated Edison | Investor Owned | 0.041538 | 41.5385 | 2021
302123 | Bronx | NY | Consolidated Edison | Investor Owned | 0.041677 | 41.6769 | 2021
286439 | Brooklyn | NY | Consolidated Edison | Investor Owned | 0.042092 | 42.0923 | 2021
249958 | Queens | NY | Consolidated Edison | Investor Owned | 0.042646 | 42.6462 | 2021
274957 | New York | NY | Consolidated Edison | Investor Owned | 0.043477 | 43.4769 | 2021
310092 | Bronx | NY | Consolidated Edison | Investor Owned | 0.043615 | 43.6154 | 2021
301476 | Bronx | NY | Consolidated Edison | Investor Owned | 0.043615 | 43.6154 | 2021
287786 | Brooklyn | NY | Consolidated Edison | Investor Owned | 0.043885 | 43.8846 | 2021
228812 | Brooklyn | NY | Consolidated Edison | Investor Owned | 0.044362 | 44.3615 | 2021
344133 | Brooklyn | NY | Consolidated Edison | Investor Owned | 0.044515 | 44.5154 | 2021
249957 | Queens | NY | Consolidated Edison Co-NY Inc | Investor Owned | 0.044862 | 44.8615 | 2021
235346 | Bronx | NY | Consolidated Edison Co-NY Inc | Investor Owned | 0.045769 | 45.7692 | 2021
233107 | Tuckahoe | NY | Consolidated Edison | Investor Owned | 0.046362 | 46.3615 | 2021
233146 | Tuckahoe | NY | Consolidated Edison | Investor Owned | 0.047308 | 47.3077 | 2021
249919 | Queens | NY | Consolidated Edison | Investor Owned | 0.047354 | 47.3538 | 2021
264738 | Long Island City | NY | Consolidated Edison | Investor Owned | 0.047908 | 47.9077 | 2021
289774 | Bronx | NY | Consolidated Edison | Investor Owned | 0.048462 | 48.4615 | 2021
264726 | Long Island City | NY | Consolidated Edison | Investor Owned | 0.048738 | 48.7385 | 2021
249916 | Queens | NY | Consolidated Edison | Investor Owned | 0.049015 | 49.0154 | 2021
249951 | Queens | NY | Consolidated Edison | Investor Owned | 0.049015 | 49.0154 | 2021
249956 | Queens | NY | Consolidated Edison | Investor Owned | 0.049015 | 49.0154 | 2021
309815 | Bronx | NY | Consolidated Edison | Investor Owned | 0.049431 | 49.4308 | 2021
301910 | Bronx | NY | Consolidated Edison | Investor Owned | 0.049431 | 49.4308 | 2021
240651 | Bronx | NY | Consolidated Edison | Investor Owned | 0.049569 | 49.5692 | 2021
253528 | Bronx | NY | Consolidated Edison | Investor Owned | 0.049692 | 49.6923 | 2021
309823 | Bronx | NY | Consolidated Edison | Investor Owned | 0.050077 | 50.0769 | 2021
301492 | Bronx | NY | Consolidated Edison | Investor Owned | 0.050077 | 50.0769 | 2021
249843 | Queens | NY | Consolidated Edison | Investor Owned | 0.050123 | 50.1231 | 2021
249953 | Queens | NY | Consolidated Edison | Investor Owned | 0.0504 | 50.4 | 2021
254518 | Sleepy Hollow | NY | Consolidated Edison | Investor Owned | 0.050746 | 50.7462 | 2021
290187 | New York | NY | Consolidated Edison | Investor Owned | 0.052062 | 52.0615 | 2021
287769 | Brooklyn | NY | Consolidated Edison | Investor Owned | 0.053169 | 53.1692 | 2021
262562 | Saratoga Springs | NY | Niagara Mohawk Power Corp. | Investor Owned | 0.053792 | 53.7923 | 2021
277647 | Brooklyn | NY | Consolidated Edison | Investor Owned | 0.054277 | 54.2769 | 2021
240761 | Ossining | NY | Consolidated Edison | Investor Owned | 0.054831 | 54.8308 | 2021
310352 | Jamaica | NY | Consolidated Edison | Investor Owned | 0.054908 | 54.9077 | 2021
244195 | Queens | NY | Consolidated Edison | Investor Owned | 0.055215 | 55.2154 | 2021
302116 | Bronx | NY | Consolidated Edison | Investor Owned | 0.055246 | 55.2462 | 2021
220393 | Albany | NY | Niagara Mohawk Power Corp. | Investor Owned | 0.056162 | 56.1615 | 2021
254524 | Queens | NY | Consolidated Edison | Investor Owned | 0.058431 | 58.4308 | 2021
236186 | Bronx | NY | Consolidated Edison Co-NY Inc | Investor Owned | 0.061723 | 61.7231 | 2021
268403 | Long Island City | NY | Consolidated Edison | Investor Owned | 0.062308 | 62.3077 | 2021
256575 | Queens | NY | Consolidated Edison | Investor Owned | 0.063415 | 63.4154 | 2021
256301 | Queens | NY | Consolidated Edison | Investor Owned | 0.063415 | 63.4154 | 2021
255396 | Quens | NY | Consolidated Edison | Investor Owned | 0.064246 | 64.2462 | 2021
264500 | Long Island City | NY | Consolidated Edison | Investor Owned | 0.064246 | 64.2462 | 2021
274798 | Long Island City | NY | Consolidated Edison | Investor Owned | 0.064523 | 64.5231 | 2021
293767 | Staten Island | NY | Consolidated Edison | Investor Owned | 0.0646 | 64.6 | 2021
254410 | Queens | NY | Consolidated Edison Co-NY Inc | Investor Owned | 0.0648 | 64.8 | 2021
274770 | Long Island City | NY | Consolidated Edison | Investor Owned | 0.0648 | 64.8 | 2021
273677 | Long Island City | NY | Consolidated Edison | Investor Owned | 0.065077 | 65.0769 | 2021
269061 | Long Island City | NY | Consolidated Edison | Investor Owned | 0.067292 | 67.2923 | 2021
228608 | Briarcliff Manor | NY | Consolidated Edison | Investor Owned | 0.072 | 72 | 2021
185988 | Bronx | NY | Consolidated Edison | Investor Owned | 0.076015 | 76.0154 | 2021
240731 | Ossining | NY | Consolidated Edison | Investor Owned | 0.077538 | 77.5385 | 2021
290305 | Bronx | NY | Consolidated Edison | Investor Owned | 0.080862 | 80.8615 | 2021
310272 | Brooklyn | NY | Consolidated Edison | Investor Owned | 0.087946 | 87.9462 | 2021
276399 | Brooklyn | NY | Consolidated Edison | Investor Owned | 0.089246 | 89.2462 | 2021
261463 | Kew Gardens | NY | Consolidated Edison | Investor Owned | 0.10883 | 108.8308 | 2021
252675 | Brooklyn | NY | Consolidated Edison | Investor Owned | 0.11271 | 112.7077 | 2021
211332 | BRONX | NY | Consolidated Edison | Investor Owned | 0.12552 | 125.5231 | 2021
276147 | Brooklyn | NY | Consolidated Edison | Investor Owned | 0.12978 | 129.7846 | 2021
188854 | BRONX | NY | Consolidated Edison | Investor Owned | 0.16165 | 161.6538 | 2021
259124 | Staten Island | NY | Consolidated Edison | Investor Owned | 0.16837 | 168.3692 | 2021
241599 | Harrison | NY | Consolidated Edison | Investor Owned | 0.17015 | 170.1538 | 2021
231589 | Thornwood | NY | Consolidated Edison | Investor Owned | 0.17187 | 171.8692 | 2021
274953 | Elmsford | NY | Consolidated Edison | Investor Owned | 0.17262 | 172.6154 | 2021
252255 | Brooklyn | NY | Consolidated Edison | Investor Owned | 0.18443 | 184.4308 | 2021
252390 | Brooklyn | NY | Consolidated Edison | Investor Owned | 0.18443 | 184.4308 | 2021
234886 | Forest Hills | NY | Consolidated Edison | Investor Owned | 0.18794 | 187.9385 | 2021
188852 | BRONX | NY | Consolidated Edison | Investor Owned | 0.19215 | 192.1538 | 2021
271192 | White Plains | NY | Consolidated Edison | Investor Owned | 0.19537 | 195.3692 | 2021
245178 | Yorktown Heights | NY | Consolidated Edison | Investor Owned | 0.20418 | 204.1846 | 2021
267265 | Brooklyn | NY | Consolidated Edison | Investor Owned | 0.22029 | 220.2923 | 2021
256775 | Saugerties | NY | Central Hudson Gas & Elec Corp | Investor Owned | 0.22742 | 227.4154 | 2021
186366 | Brooklyn | NY | Consolidated Edison | Investor Owned | 0.22938 | 229.3846 | 2021
250270 | White Plains | NY | Consolidated Edison Co-NY Inc | Investor Owned | 0.22992 | 229.9154 | 2021
211621 | Staten Island | NY | Consolidated Edison Co-NY Inc | Investor Owned | 0.23396 | 233.9615 | 2021
262563 | Erin | NY | New York State Elec & Gas Corp | Investor Owned | 0.25422 | 254.2154 | 2021
221131 | Beaver Dams | NY | New York State Elec & Gas Corp | Investor Owned | 0.26273 | 262.7308 | 2021
226203 | Bath | NY | New York State Elec & Gas Corp | Investor Owned | 0.26273 | 262.7308 | 2021
267988 | Hannibal | NY | Niagara Mohawk Power Corp. | Investor Owned | 0.26273 | 262.7308 | 2021
274325 | White Plains | NY | Consolidated Edison | Investor Owned | 0.26432 | 264.3231 | 2021
255346 | Erin | NY | New York State Elec & Gas Corp | Investor Owned | 0.26481 | 264.8077 | 2021
262574 | Brooklyn | NY | Consolidated Edison | Investor Owned | 0.2664 | 266.4 | 2021
280580 | Long Island City | NY | Consolidated Edison | Investor Owned | 0.26677 | 266.7692 | 2021
247104 | Troy | NY | Niagara Mohawk Power Corp. | Investor Owned | 0.26892 | 268.9231 | 2021
247317 | Bronx | NY | Consolidated Edison | Investor Owned | 0.27692 | 276.9231 | 2021
266456 | Kingston | NY | Central Hudson Gas and Electric | Investor Owned | 0.316 | 316 | 2021
246358 | Bronx | NY | Consolidated Edison | Investor Owned | 0.34462 | 344.6154 | 2021
274334 | White Plains | NY | Consolidated Edison | Investor Owned | 0.35626 | 356.2615 | 2021
275046 | Larchmont | NY | Consolidated Edison | Investor Owned | 0.37197 | 371.9692 | 2021
249044 | Briarcliff Manor | NY | Consolidated Edison | Investor Owned | 0.43602 | 436.0231 | 2021
226570 | New York | NY | Consolidated Edison | Investor Owned | 0.44488 | 444.8769 | 2021
226550 | New York | NY | Consolidated Edison | Investor Owned | 0.47912 | 479.1231 | 2021
189561 | Staten Island | NY | Consolidated Edison Co-NY Inc | Investor Owned | 0.52172 | 521.7231 | 2021
226568 | New York | NY | Consolidated Edison | Investor Owned | 0.53825 | 538.2462 | 2021
93073 | Millbrook | NY | Central Hudson Gas & Elec Corp | Investor Owned | 0.55342 | 553.4154 | 2021
189389 | Staten Island | NY | Consolidated Edison | Investor Owned | 0.57157 | 571.5692 | 2021
208910 | Hannacroix | NY | Central Hudson Gas & Elec Corp | Investor Owned | 0.57208 | 572.0769 | 2021
228630 | New York | NY | Consolidated Edison | Investor Owned | 0.58708 | 587.0769 | 2021
246587 | Ossining | NY | Consolidated Edison | Investor Owned | 0.672 | 672 | 2021
226572 | New York | NY | Consolidated Edison | Investor Owned | 0.77345 | 773.4462 | 2021
92119 | Minisink | NY | Orange and Rockland Utilities | Investor Owned | 1.08 | 1080 | 2021
97372 | Westtown | NY | Orange & Rockland Utils Inc | Investor Owned | 1.3252 | 1325.1692 | 2021
202769 | Macedon | NY | Rochester Gas & Electric Corp | Investor Owned | 1.5341 | 1534.1 | 2021
173558 | Harrietstown | NY | Niagara Mohawk Power Corp. | Investor Owned | 1.5855 | 1585.4769 | 2021
262293 | Ontario | NY | Rochester Gas & Electric Corp | Investor Owned | 1.7082 | 1708.2 | 2021
196766 | Macedon | NY | Rochester Gas and Electric | Investor Owned | 1.8504 | 1850.4 | 2021
91172 | Slingerlands | NY | Niagara Mohawk Power Corp. | Investor Owned | 2.0165 | 2016.4846 | 2021
94232 | Milton | NY | Central Hudson Gas & Elec Corp | Investor Owned | 2.0825 | 2082.5308 | 2021
50849 | Horseheads | NY | New York State Elec & Gas Corp | Investor Owned | 2.1083 | 2108.3 | 2021
50855 | Horseheads | NY | New York State Elec & Gas Corp | Investor Owned | 2.1083 | 2108.3 | 2021
80547 | Cortland | NY | Niagara Mohawk Power Corp. | Investor Owned | 2.1159 | 2115.8769 | 2021
169811 | Rexford | NY | Niagara Mohawk Power Corp. | Investor Owned | 2.1945 | 2194.5 | 2021
226756 | Orange | NY | New York State Elec & Gas Corp | Investor Owned | 2.2165 | 2216.5231 | 2021
50870 | Seneca Falls | NY | New York State Elec & Gas Corp | Investor Owned | 2.236 | 2236 | 2021
175408 | Hyde Park | NY | Central Hudson Gas & Elec Corp | Investor Owned | 2.2439 | 2243.9077 | 2021
77232 | Dryden | NY | New York State Elec & Gas Corp | Investor Owned | 2.2597 | 2259.6923 | 2021
80466 | Poughkeepsie | NY | Central Hudson Gas and Electric | Investor Owned | 2.2712 | 2271.2308 | 2021
50941 | Seneca Falls | NY | New York State Elec & Gas Corp | Investor Owned | 2.2722 | 2272.2462 | 2021
50805 | Woodridge | NY | New York State Elec & Gas Corp | Investor Owned | 2.2929 | 2292.9231 | 2021
244202 | Saugerties | NY | Central Hudson Gas and Electric | Investor Owned | 2.307 | 2307 | 2021
80109 | Washingtonville | NY | Orange and Rockland Utilities | Investor Owned | 2.3087 | 2308.7077 | 2021
284444 | Tioga | NY | New York State Elec & Gas Corp | Investor Owned | 2.309 | 2308.9846 | 2021
50873 | Middletown | NY | Orange and Rockland Utilities | Investor Owned | 2.3091 | 2309.0846 | 2021
81616 | Ulster | NY | Central Hudson Gas and Electric | Investor Owned | 2.3228 | 2322.8308 | 2021
191702 | Turin | NY | Niagara Mohawk Power Corp. | Investor Owned | 2.618 | 2618 | 2021
212949 | Gloversville | NY | Niagara Mohawk Power Corp. | Investor Owned | 2.8836 | 2883.6 | 2021
220030 | Cortlandt | NY | Consolidated Edison | Investor Owned | 3.0568 | 3056.7692 | 2021
212584 | Ontario | NY | Rochester Gas and Electric | Investor Owned | 3.1122 | 3112.2 | 2021
244235 | Geneseo | NY | Niagara Mohawk Power Corp. | Investor Owned | 3.1236 | 3123.6 | 2021
80585 | Binghamton | NY | New York State Elec & Gas Corp | Investor Owned | 3.1761 | 3176.0615 | 2021
130717 | Canastota | NY | Niagara Mohawk Power Corp. | Investor Owned | 3.2186 | 3218.6 | 2021
238760 | Ghent | NY | New York State Elec & Gas Corp | Investor Owned | 3.3171 | 3317.0538 | 2021
220872 | Fulton | NY | Niagara Mohawk Power Corp. | Investor Owned | 3.3515 | 3351.5 | 2021
226934 | Kingston | NY | Central Hudson Gas and Electric | Investor Owned | 3.4117 | 3411.6923 | 2021
188298 | Batavia | NY | Niagara Mohawk Power Corp. | Investor Owned | 3.4319 | 3431.9077 | 2021
192336 | Rotterdam | NY | Niagara Mohawk Power Corp. | Investor Owned | 3.4602 | 3460.1538 | 2021
209259 | Plattsburgh | NY | New York State Elec & Gas Corp | Investor Owned | 3.8693 | 3869.3077 | 2021
188302 | Batavia | NY | Niagara Mohawk Power Corp. | Investor Owned | 3.8777 | 3877.7231 | 2021
77233 | Dryden | NY | New York State Elec & Gas Corp | Investor Owned | 3.9295 | 3929.5385 | 2021
211164 | Watkins Glen | NY | New York State Elec & Gas Corp | Investor Owned | 3.9403 | 3940.3385 | 2021
221872 | Nichols | NY | New York State Elec & Gas Corp | Investor Owned | 4.016 | 4016 | 2021
77228 | Dryden | NY | New York State Elec & Gas Corp | Investor Owned | 4.1765 | 4176.4846 | 2021
72536 | Newfield | NY | New York State Elec & Gas Corp | Investor Owned | 4.2046 | 4204.6385 | 2021
213067 | Mooers | NY | New York State Elec & Gas Corp | Investor Owned | 4.2633 | 4263.2692 | 2021
216152 | Watertown | NY | Niagara Mohawk Power Corp. | Investor Owned | 4.2889 | 4288.9 | 2021
223034 | Nichols | NY | New York State Elec & Gas Corp | Investor Owned | 4.3098 | 4309.8462 | 2021
174104 | Spencerport | NY | Rochester Gas & Electric Corp | Investor Owned | 4.325 | 4324.9846 | 2021
174102 | Spencerport | NY | Rochester Gas & Electric Corp | Investor Owned | 4.4986 | 4498.6154 | 2021
222894 | Ransomville | NY | Niagara Mohawk Power Corp. | Investor Owned | 4.508 | 4508 | 2021
211945 | Gloversville | NY | Niagara Mohawk Power Corp. | Investor Owned | 4.617 | 4617 | 2021
94815 | Bethel | NY | New York State Elec & Gas Corp | Investor Owned | 4.694 | 4694 | 2021
243391 | Scotia | NY | Niagara Mohawk Power Corp. | Investor Owned | 4.7272 | 4727.2 | 2021
226244 | Rome | NY | Niagara Mohawk Power Corp. | Investor Owned | 4.7511 | 4751.1 | 2021
174097 | Spencerport | NY | Rochester Gas & Electric Corp | Investor Owned | 4.9564 | 4956.3692 | 2021
274172 | Milton | NY | Niagara Mohawk Power Corp. | Investor Owned | 4.9896 | 4989.6 | 2021
226773 | Rushford | NY | Rochester Gas & Electric Corp | Investor Owned | 5.202 | 5202 | 2021
185500 | Rexford | NY | Niagara Mohawk Power Corp. | Investor Owned | 5.265 | 5265 | 2021
90743 | Grand Island | NY | Niagara Mohawk Power Corp. | Investor Owned | 5.2978 | 5297.8154 | 2021
259339 | Portage | NY | Rochester Gas and Electric | Investor Owned | 5.3116 | 5311.6154 | 2021
209183 | Gloversville | NY | Niagara Mohawk Power Corp. | Investor Owned | 5.313 | 5313 | 2021
272218 | Troupsburg | NY | New York State Elec & Gas Corp | Investor Owned | 5.3132 | 5313.2308 | 2021
275622 | Owego | NY | New York State Elec & Gas Corp | Investor Owned | 5.3142 | 5314.1538 | 2021
162218 | Hamlin | NY | Niagara Mohawk Power Corp. | Investor Owned | 5.3174 | 5317.4462 | 2021
239371 | Bath | NY | New York State Elec & Gas Corp | Investor Owned | 5.3837 | 5383.6923 | 2021
171328 | Lewiston | NY | Niagara Mohawk Power Corp. | Investor Owned | 5.4044 | 5404.3692 | 2021
256444 | Fayette | NY | New York State Elec & Gas Corp | Investor Owned | 5.4196 | 5419.6 | 2021
212955 | Greenwich | NY | Niagara Mohawk Power Corp. | Investor Owned | 5.6316 | 5631.6 | 2021
209587 | Tioga Center | NY | New York State Elec & Gas Corp | Investor Owned | 5.6643 | 5664.3 | 2021
184312 | Valatie | NY | Niagara Mohawk Power Corp. | Investor Owned | 5.7572 | 5757.2308 | 2021
238758 | Stanfordville | NY | Central Hudson Gas and Electric | Investor Owned | 5.7673 | 5767.2692 | 2021
165459 | Rexford | NY | Niagara Mohawk Power Corp. | Investor Owned | 5.7673 | 5767.3 | 2021
177129 | Lapeer | NY | New York State Elec & Gas Corp | Investor Owned | 5.7673 | 5767.3 | 2021
177137 | Lapeer | NY | New York State Elec & Gas Corp | Investor Owned | 5.7684 | 5768.4 | 2021
177127 | Lapeer | NY | New York State Elec & Gas Corp | Investor Owned | 5.7692 | 5769.2308 | 2021
220053 | Norwich | NY | New York State Elec & Gas Corp | Investor Owned | 5.7754 | 5775.4 | 2021
167482 | Clayton | NY | Niagara Mohawk Power Corp. | Investor Owned | 5.848 | 5848 | 2021
167592 | Clayton | NY | Niagara Mohawk Power Corp. | Investor Owned | 5.848 | 5848 | 2021
170384 | Clayton | NY | Niagara Mohawk Power Corp. | Investor Owned | 5.848 | 5848 | 2021
Dunn Rd | Sandy | OR | Portland General Electric Co | Investor Owned | 1.848 | 1848 | 2021
Mt Hope Solar | Molalla | OR | Portland General Electric Co | Investor Owned | 2.502 | 2502 | 2021
Williams Acres | Woodburn | OR | Portland General Electric Co | Investor Owned | 2.502 | 2502 | 2021
Mendon Road Solar | Woonsocket | RI | The Narragansett Electric Co | Investor Owned | 0.896 | 896 | 2021
Palmer Circle 2 Solar | Hopkinton | RI | The Narragansett Electric Co (National Grid) | Investor Owned | 0.997 | 997 | 2021
Seth Way Solar | West Greenwich | RI | The Narragansett Electric Co | Investor Owned | 0.997 | 997 | 2021
Burrillville Solar Project Phase 2 | Burrillville | RI | The Narragansett Electric Co | Investor Owned | 1.8 | 1800 | 2021
Hartford Pike Solar | Foster | RI | The Narragansett Electric Co | Investor Owned | 3.349 | 3349 | 2021
King Solar | North Smithfield | RI | The Narragansett Electric Co | Investor Owned | 12.44 | 12440 | 2021
Erath | Stephenville | TX | United Electric Coop Service Inc - (TX) | Cooperative | 10 | 10000 | 2021
Go Local Solar Texas Green Mountain Azure Solar Park | McAllen | TX | Green Mountain Energy | Retail Power Marketer | 228.4 | 228400 | 2021
TBD - Projects in Solar*Rewards Community (CO) |  | CO | Public Service Co of Colorado | Investor Owned | 15 | 15000 | 2022
1980 | Burlington | IL | ComEd | Investor Owned | 2.1252 | 2125.2 | 2022
1980 | Burlington | IL | ComEd | Investor Owned | 2.1252 | 2125.2 | 2022
SMAES_27443 | New Bedford | MA | Eversource MA East | Investor Owned | 0.116 | 116 | 2022
SMANG_01541 | Haverhill | MA | National Grid (Massachusetts Electric) | Investor Owned | 0.17129 | 171.2923 | 2022
SMAES_02066 | Natick | MA | Eversource MA East | Investor Owned | 0.36679 | 366.7923 | 2022
SMAES_02111 | Newton | MA | Eversource MA East | Investor Owned | 0.4554 | 455.4 | 2022
SMAES_32886 | Acushnet | MA | Eversource MA East | Investor Owned | 0.54955 | 549.5538 | 2022
SMANG_04345 | Chelmsford | MA | National Grid (Massachusetts Electric) | Investor Owned | 0.8325 | 832.5 | 2022
SMANG_00309 | Tewksbury | MA | National Grid (Massachusetts Electric) | Investor Owned | 2.7869 | 2786.8846 | 2022
SMANG_01303 | Auburn | MA | National Grid (Massachusetts Electric) | Investor Owned | 5.6052 | 5605.2 | 2022
SMANG_06530 | Douglas | MA | National Grid (Massachusetts Electric) | Investor Owned | 6.72 | 6720 | 2022
4932165 | Baltimore | MD | Baltimore Gas & Electric Co | Investor Owned | 0.4329 | 432.9 | 2022
8054 | Edgewood | MD | Baltimore Gas & Electric Co | Investor Owned | 0.45 | 450 | 2022
2496 | Hunt Valley | MD | Baltimore Gas & Electric Co | Investor Owned | 0.5 | 500 | 2022
2492 | Columbia | MD | Baltimore Gas & Electric Co | Investor Owned | 0.75 | 750 | 2022
2775 | Baltimore | MD | Baltimore Gas & Electric Co | Investor Owned | 0.833 | 833 | 2022
4831547 | Hampstead | MD | Baltimore Gas & Electric Co | Investor Owned | 1.875 | 1875 | 2022
4955079 | Lothian | MD | Baltimore Gas & Electric Co | Investor Owned | 1.983 | 1983 | 2022
4831501 | Bowie | MD | Baltimore Gas & Electric Co | Investor Owned | 2 | 2000 | 2022
4831529 | Bowie | MD | Baltimore Gas & Electric Co | Investor Owned | 2 | 2000 | 2022
4831568 | Sykesville | MD | Baltimore Gas & Electric Co | Investor Owned | 2 | 2000 | 2022
4838144 | Spencerville | MD | Baltimore Gas & Electric Co | Investor Owned | 2 | 2000 | 2022
4706013 | Lothian | MD | Baltimore Gas & Electric Co | Investor Owned | 2 | 2000 | 2022
Rumford Solar | Rumford | ME | Central Maine Power Co | Investor Owned | 5 | 5000 | 2022
China | China | ME | Central Maine Power Co | Investor Owned | 5.6923 | 5692.3077 | 2022
TBD - Projects in Solar*Rewards Community (MN) |  | MN | Northern States Power Co - Minnesota | Investor Owned | 13.6284 | 13628.4 | 2022
Norfolk | Norfolk | NE | Nebraska Public Power District | Political Subdivision | 8.5 | 8500 | 2022
475090 | Brooklyn | NY | Consolidated Edison | Investor Owned | 0.0058462 | 5.8462 | 2022
378213 | Brooklyn | NY | Consolidated Edison | Investor Owned | 0.0085385 | 8.5385 | 2022
344646 | Brooklyn | NY | Consolidated Edison | Investor Owned | 0.009 | 9 | 2022
248881 | Brooklyn | NY | Consolidated Edison | Investor Owned | 0.012154 | 12.1538 | 2022
166419 | Woodside | NY | Consolidated Edison | Investor Owned | 0.012308 | 12.3077 | 2022
236196 | New York | NY | Consolidated Edison | Investor Owned | 0.014 | 14 | 2022
288014 | Bronx | NY | Consolidated Edison | Investor Owned | 0.014677 | 14.6769 | 2022
354190 | Brooklyn | NY | Consolidated Edison | Investor Owned | 0.015385 | 15.3846 | 2022
425084 | Staten Island | NY | Consolidated Edison | Investor Owned | 0.017308 | 17.3077 | 2022
344667 | Brooklyn | NY | Consolidated Edison | Investor Owned | 0.018 | 18 | 2022
236501 | Brooklyn | NY | Consolidated Edison | Investor Owned | 0.02 | 20 | 2022
264064 | Brooklyn | NY | Consolidated Edison | Investor Owned | 0.020308 | 20.3077 | 2022
287808 | Bronx | NY | Consolidated Edison | Investor Owned | 0.020492 | 20.4923 | 2022
217607 | Bronx | NY | Consolidated Edison | Investor Owned | 0.020731 | 20.7308 | 2022
344539 | Brooklyn | NY | Consolidated Edison | Investor Owned | 0.021 | 21 | 2022
344634 | Brooklyn | NY | Consolidated Edison | Investor Owned | 0.021746 | 21.7462 | 2022
344627 | Brooklyn | NY | Consolidated Edison | Investor Owned | 0.0225 | 22.5 | 2022
344635 | Brooklyn | NY | Consolidated Edison | Investor Owned | 0.022746 | 22.7462 | 2022
344544 | Brooklyn | NY | Consolidated Edison | Investor Owned | 0.023 | 23 | 2022
344629 | Brooklyn | NY | Consolidated Edison | Investor Owned | 0.023246 | 23.2462 | 2022
344621 | Brooklyn | NY | Consolidated Edison | Investor Owned | 0.0235 | 23.5 | 2022
288024 | Bronx | NY | Consolidated Edison | Investor Owned | 0.026862 | 26.8615 | 2022
344661 | Brooklyn | NY | Consolidated Edison | Investor Owned | 0.0275 | 27.5 | 2022
344654 | Brooklyn | NY | Consolidated Edison | Investor Owned | 0.027746 | 27.7462 | 2022
288015 | Bronx | NY | Consolidated Edison | Investor Owned | 0.029354 | 29.3538 | 2022
301506 | Bronx | NY | Consolidated Edison | Investor Owned | 0.031985 | 31.9846 | 2022
271587 | Mohegan Lake | NY | Consolidated Edison | Investor Owned | 0.032 | 32 | 2022
265185 | Brooklyn | NY | Consolidated Edison | Investor Owned | 0.032492 | 32.4923 | 2022
344115 | Brooklyn | NY | Consolidated Edison | Investor Owned | 0.037031 | 37.0308 | 2022
286446 | Brooklyn | NY | Consolidated Edison | Investor Owned | 0.037415 | 37.4154 | 2022
311747 | New York | NY | Consolidated Edison | Investor Owned | 0.038369 | 38.3692 | 2022
302029 | Bronx | NY | Consolidated Edison | Investor Owned | 0.040708 | 40.7077 | 2022
359945 | Jackson Heights | NY | Consolidated Edison | Investor Owned | 0.045769 | 45.7692 | 2022
234783 | Jackson Heights | NY | Consolidated Edison | Investor Owned | 0.045769 | 45.7692 | 2022
277482 | Jamaica | NY | Consolidated Edison | Investor Owned | 0.050462 | 50.4615 | 2022
321000 | Bronx | NY | Consolidated Edison | Investor Owned | 0.052338 | 52.3385 | 2022
236039 | New York | NY | Consolidated Edison | Investor Owned | 0.053615 | 53.6154 | 2022
241403 | White Plains | NY | Consolidated Edison | Investor Owned | 0.056892 | 56.8923 | 2022
282279 | Brooklyn | NY | Consolidated Edison | Investor Owned | 0.057492 | 57.4923 | 2022
466455 | Bronx | NY | Consolidated Edison | Investor Owned | 0.058223 | 58.2231 | 2022
302657 | Bronx | NY | Consolidated Edison | Investor Owned | 0.060092 | 60.0923 | 2022
240711 | Yonkers | NY | Consolidated Edison | Investor Owned | 0.064523 | 64.5231 | 2022
270706 | Howard Beach | NY | Consolidated Edison | Investor Owned | 0.066508 | 66.5077 | 2022
302732 | Bronx | NY | Consolidated Edison | Investor Owned | 0.069785 | 69.7846 | 2022
355170 | Jamaica | NY | Consolidated Edison | Investor Owned | 0.071923 | 71.9231 | 2022
425002 | Staten Island | NY | Consolidated Edison | Investor Owned | 0.072346 | 72.3462 | 2022
274964 | Brooklyn | NY | Consolidated Edison | Investor Owned | 0.10102 | 101.0154 | 2022
282895 | White Plains | NY | Consolidated Edison | Investor Owned | 0.10787 | 107.8692 | 2022
323084 | Bronx | NY | Consolidated Edison | Investor Owned | 0.10855 | 108.5538 | 2022
249193 | Briarcliff Manor | NY | Consolidated Edison | Investor Owned | 0.12462 | 124.6154 | 2022
249855 | Yonkers | NY | Consolidated Edison | Investor Owned | 0.13262 | 132.6154 | 2022
249826 | Yonkers | NY | Consolidated Edison | Investor Owned | 0.13754 | 137.5385 | 2022
274938 | Flushing | NY | Consolidated Edison | Investor Owned | 0.16201 | 162.0077 | 2022
297917 | Elmsford | NY | Consolidated Edison | Investor Owned | 0.17508 | 175.0769 | 2022
292719 | Stone Ridge | NY | Central Hudson Gas and Electric | Investor Owned | 0.28412 | 284.1231 | 2022
253384 | Ridgewood | NY | Consolidated Edison | Investor Owned | 0.31175 | 311.7462 | 2022
294133 | Staten Island | NY | Consolidated Edison | Investor Owned | 0.31633 | 316.3308 | 2022
249837 | Yonkers | NY | Consolidated Edison | Investor Owned | 0.32215 | 322.1538 | 2022
263815 | Valhalla | NY | Consolidated Edison | Investor Owned | 0.32675 | 326.7538 | 2022
189437 | Staten Island | NY | Consolidated Edison | Investor Owned | 0.34228 | 342.2769 | 2022
274346 | White Plains | NY | Consolidated Edison | Investor Owned | 0.35626 | 356.2615 | 2022
274341 | White Plains | NY | Consolidated Edison | Investor Owned | 0.36775 | 367.7538 | 2022
229779 | Bronx | NY | Consolidated Edison | Investor Owned | 0.37022 | 370.2154 | 2022
282449 | Staten Island | NY | Consolidated Edison | Investor Owned | 0.37951 | 379.5077 | 2022
189511 | Staten Island | NY | Consolidated Edison | Investor Owned | 0.38215 | 382.1538 | 2022
215447 | West Harrison | NY | Consolidated Edison | Investor Owned | 0.40218 | 402.1769 | 2022
277451 | Elmsford | NY | Consolidated Edison | Investor Owned | 0.43015 | 430.1538 | 2022
249848 | Yonkers | NY | Consolidated Edison | Investor Owned | 0.43969 | 439.6923 | 2022
246397 | Elmsford | NY | Consolidated Edison | Investor Owned | 0.45508 | 455.0769 | 2022
271584 | Mohegan Lake | NY | Consolidated Edison | Investor Owned | 0.46677 | 466.7692 | 2022
340291 | Amsterdam | NY | Niagara Mohawk Power Corp. | Investor Owned | 0.49846 | 498.4615 | 2022
368383 | Amsterdam | NY | Niagara Mohawk Power Corp. | Investor Owned | 0.49846 | 498.4615 | 2022
227792 | Staten Island | NY | Consolidated Edison | Investor Owned | 0.50978 | 509.7846 | 2022
290345 | New Rochelle | NY | Consolidated Edison | Investor Owned | 0.56562 | 565.6154 | 2022
241883 | Carthage | NY | Niagara Mohawk Power Corp. | Investor Owned | 0.90615 | 906.1538 | 2022
244395 | Cortlandt Manor | NY | Consolidated Edison | Investor Owned | 0.92248 | 922.4769 | 2022
276214 | West Harrison | NY | Consolidated Edison | Investor Owned | 0.95792 | 957.9231 | 2022
204420 | Marcellus | NY | Niagara Mohawk Power Corp. | Investor Owned | 0.9632 | 963.2 | 2022
191482 | Mount Kisco | NY | Consolidated Edison | Investor Owned | 1.0342 | 1034.1692 | 2022
274784 | White Plains | NY | Consolidated Edison | Investor Owned | 1.0849 | 1084.8923 | 2022
271943 | White Plains | NY | Consolidated Edison | Investor Owned | 1.155 | 1154.9769 | 2022
264038 | Mount Morris | NY | Rochester Gas and Electric | Investor Owned | 1.4073 | 1407.3231 | 2022
165745 | Holbrook | NY | Long Island Power Authority | State | 1.5135 | 1513.5385 | 2022
90003 | Hyde Park | NY | Central Hudson Gas and Electric | Investor Owned | 1.814 | 1813.9538 | 2022
273075 | White Plains | NY | Consolidated Edison | Investor Owned | 1.9191 | 1919.0769 | 2022
78154 | Pine Bush | NY | NYS Electric and Gas | Investor Owned | 1.9578 | 1957.8 | 2022
223364 | Bliss | NY | Rochester Gas and Electric | Investor Owned | 1.995 | 1994.9692 | 2022
238759 | Lagrangeville | NY | Central Hudson Gas and Electric | Investor Owned | 2.0125 | 2012.5385 | 2022
80570 | Cortland | NY | Niagara Mohawk Power Corp. | Investor Owned | 2.047 | 2047.0154 | 2022
80550 | Cortland | NY | Niagara Mohawk Power Corp. | Investor Owned | 2.0504 | 2050.4 | 2022
81212 | Cortland | NY | Niagara Mohawk Power Corp. | Investor Owned | 2.0518 | 2051.8154 | 2022
92064 | New Hampton | NY | Orange and Rockland Utilities | Investor Owned | 2.1542 | 2154.1846 | 2022
91046 | Washingtonville | NY | Orange and Rockland Utilities | Investor Owned | 2.1542 | 2154.1846 | 2022
234665 | Glenfield | NY | Niagara Mohawk Power Corp. | Investor Owned | 2.1833 | 2183.2615 | 2022
210615 | Erin | NY | NYS Electric and Gas | Investor Owned | 2.2638 | 2263.8 | 2022
79844 | Freehold | NY | Central Hudson Gas and Electric | Investor Owned | 2.304 | 2304 | 2022
50869 | Saint Johnsville | NY | Niagara Mohawk Power Corp. | Investor Owned | 2.3097 | 2309.7462 | 2022
163373 | Middletown | NY | Orange and Rockland Utilities | Investor Owned | 2.4982 | 2498.2308 | 2022
254424 | Lisbon | NY | Niagara Mohawk Power Corp. | Investor Owned | 2.5814 | 2581.4 | 2022
254183 | Walton | NY | NYS Electric and Gas | Investor Owned | 2.596 | 2596 | 2022
288863 | Saugerties | NY | Central Hudson Gas and Electric | Investor Owned | 3.2079 | 3207.8769 | 2022
245806 | Central Square | NY | Niagara Mohawk Power Corp. | Investor Owned | 3.2171 | 3217.1 | 2022
222298 | Adams | NY | Niagara Mohawk Power Corp. | Investor Owned | 3.4034 | 3403.4 | 2022
192130 | Afton | NY | NYS Electric and Gas | Investor Owned | 3.4478 | 3447.7846 | 2022
89970 | Poughkeepsie | NY | Central Hudson Gas and Electric | Investor Owned | 3.6114 | 3611.3538 | 2022
223358 | Bliss | NY | Rochester Gas and Electric | Investor Owned | 3.8111 | 3811.0923 | 2022
227607 | Arkport | NY | NYS Electric and Gas | Investor Owned | 4.0625 | 4062.4615 | 2022
227311 | Batavia | NY | Niagara Mohawk Power Corp. | Investor Owned | 4.4862 | 4486.1538 | 2022
243188 | Newburgh | NY | Central Hudson Gas and Electric | Investor Owned | 4.4905 | 4490.5308 | 2022
205298 | Scottsville | NY | Niagara Mohawk Power Corp. | Investor Owned | 4.5207 | 4520.6769 | 2022
206746 | Scottsville | NY | Niagara Mohawk Power Corp. | Investor Owned | 4.521 | 4520.9615 | 2022
245195 | West Henrietta | NY | Rochester Gas and Electric | Investor Owned | 4.6144 | 4614.3692 | 2022
223199 | Akron | NY | Niagara Mohawk Power Corp. | Investor Owned | 4.7175 | 4717.5231 | 2022
278315 | Ballston Lake | NY | Niagara Mohawk Power Corp. | Investor Owned | 4.729 | 4728.9538 | 2022
256511 | Fillmore | NY | Rochester Gas and Electric | Investor Owned | 4.7611 | 4761.1385 | 2022
223146 | Akron | NY | Niagara Mohawk Power Corp. | Investor Owned | 4.8197 | 4819.7077 | 2022
223126 | Batavia | NY | Niagara Mohawk Power Corp. | Investor Owned | 4.9645 | 4964.4692 | 2022
264049 | Mount Morris | NY | Rochester Gas and Electric | Investor Owned | 4.9764 | 4976.4154 | 2022
246202 | Fort Johnson | NY | Niagara Mohawk Power Corp. | Investor Owned | 5.0026 | 5002.5846 | 2022
227336 | Saint Johnsville | NY | Niagara Mohawk Power Corp. | Investor Owned | 5.0137 | 5013.6923 | 2022
221165 | Waterville | NY | NYS Electric and Gas | Investor Owned | 5.0342 | 5034.2 | 2022
161405 | Owego | NY | NYS Electric and Gas | Investor Owned | 5.0633 | 5063.2846 | 2022
160347 | Owego | NY | NYS Electric and Gas | Investor Owned | 5.0795 | 5079.4846 | 2022
257673 | Fillmore | NY | Rochester Gas and Electric | Investor Owned | 5.2039 | 5203.9385 | 2022
171869 | Constable | NY | NYS Electric and Gas | Investor Owned | 5.2345 | 5234.5462 | 2022
136186 | Otisville | NY | Orange and Rockland Utilities | Investor Owned | 5.2416 | 5241.6308 | 2022
227601 | Arkport | NY | NYS Electric and Gas | Investor Owned | 5.2467 | 5246.7231 | 2022
252683 | Penn Yan | NY | NYS Electric and Gas | Investor Owned | 5.3076 | 5307.5769 | 2022
126730 | Goshen | NY | Orange and Rockland Utilities | Investor Owned | 5.3298 | 5329.8 | 2022
227573 | Olean | NY | Niagara Mohawk Power Corp. | Investor Owned | 5.341 | 5341.0154 | 2022
245127 | Brier Hill | NY | Niagara Mohawk Power Corp. | Investor Owned | 5.3472 | 5347.2462 | 2022
215894 | Troupsburg | NY | NYS Electric and Gas | Investor Owned | 5.4141 | 5414.1231 | 2022
209540 | Rock Tavern | NY | Central Hudson Gas and Electric | Investor Owned | 5.424 | 5424 | 2022
173742 | Olean | NY | Niagara Mohawk Power Corp. | Investor Owned | 5.508 | 5508 | 2022
218393 | Troy | NY | Niagara Mohawk Power Corp. | Investor Owned | 5.512 | 5511.9692 | 2022
281123 | Penn Yan | NY | NYS Electric and Gas | Investor Owned | 5.5503 | 5550.3308 | 2022
260052 | Fayetteville | NY | Niagara Mohawk Power Corp. | Investor Owned | 5.7092 | 5709.2 | 2022
224302 | Beaver Dams | NY | NYS Electric and Gas | Investor Owned | 5.764 | 5764 | 2022
260039 | Manlius | NY | Niagara Mohawk Power Corp. | Investor Owned | 5.7708 | 5770.8 | 2022
277642 | Union Springs | NY | NYS Electric and Gas | Investor Owned | 5.7729 | 5772.9 | 2022
221899 | Silver Creek | NY | Niagara Mohawk Power Corp. | Investor Owned | 5.7747 | 5774.6769 | 2022
262258 | Oriskany | NY | Niagara Mohawk Power Corp. | Investor Owned | 5.7758 | 5775.8 | 2022
170849 | Schenectady | NY | Niagara Mohawk Power Corp. | Investor Owned | 5.8187 | 5818.7077 | 2022
Jim and Salle's Place Apartments | Portland | OR | Portland General Electric Co | Investor Owned | 0.0483 | 48.3 | 2022

## State Summary and Charts
Community Solar Capacity (MW-AC) by State and Year
Note: Scroll down for charts that summarize the data
| State | 2006 | 2007 | 2008 | 2009 | 2010 | 2011 | 2012 | 2013 | 2014 | 2015 | 2016 | 2017 | 2018 | 2019 | 2020 | 2021 | 2022 | Total | Rank
| AL | 0 | 0 | 0 | 0 | 0 | 0 | 0 | 0 | 0 | 0 | 0 | 0 | 0 | 0 | 0 | 0 | 0 | 0 | 42
| AK | 0 | 0 | 0 | 0 | 0 | 0 | 0 | 0 | 0 | 0 | 0 | 0 | 0 | 0 | 0 | 0 | 0 | 0 | 42
| AZ | 0 | 0 | 0 | 0 | 0 | 39.5792 | 0 | 0 | 0 | 0 | 0 | 5 | 0 | 0 | 0 | 0 | 0 | 44.5792 | 12
| AR | 0 | 0 | 0 | 0 | 0 | 0 | 0 | 0 | 0 | 0.15 | 1 | 1 | 81 | 0 | 100 | 0 | 0 | 183.15 | 6
| CA | 0 | 0 | 0 | 0 | 0 | 0.17 | 0 | 0 | 6 | 0 | 0 | 2.5 | 35.255 | 0.96 | 0 | 0.76818 | 0 | 45.6532 | 11
| CO | 0 | 0 | 0 | 0.030769 | 0.061538 | 1.1488 | 1.8417 | 2.6066 | 6.5271 | 11.4715 | 1.8597 | 9.0029 | 22.1625 | 37.2451 | 12.3077 | 35.1965 | 15 | 156.4622 | 7
| CT | 0 | 0 | 0 | 0 | 0 | 0 | 0 | 0 | 0 | 0 | 0 | 0 | 0 | 1.5385 | 0 | 0 | 0 | 1.5385 | 35
| DC | 0 | 0 | 0 | 0 | 0 | 0 | 0 | 0 | 0 | 0 | 0 | 0 | 0.52396 | 0.047415 | 2.144 | 0 | 0 | 2.7154 | 33
| DE | 0 | 0 | 0 | 0 | 0 | 0 | 0 | 4 | 0.23 | 0 | 0 | 0 | 0 | 0 | 0 | 0 | 0 | 4.23 | 30
| FL | 0 | 0 | 0.074308 | 0.016154 | 0 | 0 | 0 | 0.4 | 0 | 0 | 9.1 | 23.8769 | 95.02 | 17.5 | 447 | 1043 | 0 | 1635.9874 | 1
| GA | 0 | 0 | 0 | 0 | 0 | 0 | 0 | 0 | 0 | 11.4204 | 9.183 | 57.1196 | 2 | 24.5 | 31.5 | 0 | 0 | 135.723 | 9
| HI | 0 | 0 | 0 | 0 | 0 | 0 | 0 | 0 | 0 | 0 | 0 | 0 | 0 | 0 | 0 | 0 | 0 | 0 | 42
| ID | 0 | 0 | 0 | 0 | 0 | 0 | 0 | 0 | 0 | 0 | 0 | 0.1 | 0 | 0 | 0 | 0 | 0 | 0.1 | 38
| IL | 0 | 0 | 0 | 0 | 0 | 0 | 0 | 0 | 0.1 | 1 | 0 | 0.54 | 0 | 3.9776 | 61.592 | 73.542 | 4.2504 | 145.002 | 8
| IN | 0 | 0 | 0 | 0 | 0 | 0 | 0 | 0 | 0 | 3.2195 | 4.0725 | 3.56 | 0 | 1.61 | 0 | 0 | 0 | 12.462 | 22
| IA | 0 | 0 | 0 | 0 | 0 | 0.052369 | 0 | 0.045692 | 0.019038 | 0.96318 | 2.7071 | 0.75105 | 0 | 0 | 0 | 0 | 0 | 4.5385 | 29
| KS | 0 | 0 | 0 | 0 | 0 | 0 | 0 | 0 | 0 | 0.92308 | 0 | 1.9562 | 0 | 0 | 0 | 0 | 0 | 2.8792 | 32
| KY | 0 | 0 | 0 | 0 | 0 | 0 | 0.0282 | 0 | 0.0315 | 0 | 0 | 8.5 | 0 | 4.3846 | 0 | 0 | 0 | 12.9443 | 21
| LA | 0 | 0 | 0 | 0 | 0 | 0 | 0 | 0 | 0 | 0 | 0 | 0 | 0 | 0 | 0 | 0 | 0 | 0 | 42
| ME | 0 | 0 | 0 | 0 | 0 | 0 | 0 | 0 | 0.051 | 0.0469 | 0.61112 | 0.040615 | 0 | 0 | 5.3585 | 15.4369 | 10.6923 | 32.2373 | 16
| MD | 0 | 0 | 0 | 0 | 0.017515 | 0.016962 | 0 | 0 | 0 | 0 | 0 | 0 | 11.8949 | 14.3862 | 23.7507 | 15.9136 | 16.8239 | 82.8038 | 10
| MA | 0 | 0 | 0 | 0 | 0 | 0 | 0.26585 | 0 | 1.8007 | 7.7314 | 53.266 | 186.2389 | 88.5454 | 116.9334 | 167.8749 | 161.4003 | 17.6036 | 801.6604 | 4
| MI | 0 | 0 | 0 | 0 | 0 | 0 | 0 | 0.040492 | 0.016077 | 0 | 5.1215 | 0.11631 | 0.66877 | 1.2669 | 0 | 0 | 0 | 7.23 | 27
| MN | 0 | 0 | 0 | 0 | 0 | 0 | 0 | 0.024615 | 0.31908 | 0.27298 | 32.5568 | 233.1186 | 246.595 | 155.38 | 126.81 | 46.33 | 13.6284 | 855.0354 | 3
| MS | 0 | 0 | 0 | 0 | 0 | 0 | 0 | 0 | 0 | 0 | 0 | 0 | 0 | 0 | 0 | 0 | 0 | 0 | 42
| MO | 0 | 0 | 0 | 0 | 0 | 0 | 0 | 0 | 4.95 | 0.1312 | 0.098462 | 3.5015 | 8.4 | 1 | 0 | 0 | 0 | 18.0812 | 19
| MT | 0 | 0 | 0 | 0 | 0 | 0 | 0 | 0 | 0 | 0.15397 | 0.040338 | 0.076923 | 0.094692 | 0.018462 | 0 | 0 | 0 | 0.38438 | 37
| NE | 0 | 0 | 0 | 0 | 0 | 0 | 0 | 0 | 0 | 0 | 3.6154 | 5.999 | 2.83 | 7 | 4.375 | 3.2 | 8.5 | 35.5194 | 14
| NV | 0 | 0 | 0 | 0 | 0 | 0 | 0 | 0 | 0 | 0.09 | 0 | 0 | 0 | 0 | 0 | 0 | 0 | 0.09 | 39
| NH | 0 | 0 | 0 | 0 | 0 | 0 | 0 | 0 | 0 | 0 | 0 | 0 | 0 | 0 | 0 | 0 | 0 | 0 | 42
| NJ | 0 | 0 | 0 | 0 | 0 | 0 | 0 | 0 | 0 | 0 | 0 | 0 | 0 | 0 | 0 | 11.3419 | 0 | 11.3419 | 23
| NM | 0 | 0 | 0 | 0 | 0 | 0 | 0.075923 | 0 | 0 | 0 | 0 | 0 | 0 | 0 | 0 | 0 | 0 | 0.075923 | 41
| NY | 0 | 0 | 0 | 0 | 0 | 0 | 0 | 0 | 0 | 0 | 0.46177 | 3.3822 | 9.8387 | 174.8688 | 225.5345 | 316.9689 | 269.0677 | 1000.1225 | 2
| NC | 0 | 0 | 0 | 0 | 0 | 0.01 | 0 | 0 | 0.2 | 0.51415 | 0.84154 | 0.083846 | 0 | 0.96517 | 0 | 0 | 0 | 2.6147 | 34
| ND | 0 | 0 | 0 | 0 | 0 | 0 | 0 | 0 | 0 | 0 | 0.078462 | 0 | 0 | 0 | 0 | 0 | 0 | 0.078462 | 40
| OH | 0 | 0 | 0 | 0 | 0 | 0 | 0 | 0 | 0 | 0 | 0.43086 | 0.83853 | 0.039169 | 0 | 0 | 0 | 0 | 1.3086 | 36
| OK | 0 | 0 | 0 | 0 | 0 | 0 | 0 | 0 | 0 | 2.5 | 1.1815 | 2.95 | 10 | 0 | 0 | 0 | 0 | 16.6315 | 20
| OR | 0 | 0 | 0.048846 | 0 | 0 | 0 | 0 | 0 | 0 | 0.019231 | 0.15346 | 0.059462 | 0 | 0 | 0.13 | 6.852 | 0.0483 | 7.3113 | 26
| PA | 0 | 0 | 0 | 0 | 0 | 0 | 0 | 0 | 0 | 0 | 0 | 0 | 0 | 0 | 0 | 0 | 0 | 0 | 42
| RI | 0 | 0 | 0 | 0 | 0 | 0 | 0 | 0 | 0 | 0 | 0 | 0 | 0 | 2.5437 | 13.2505 | 20.479 | 0 | 36.2732 | 13
| SC | 0 | 0 | 0 | 0 | 0 | 0 | 0 | 0 | 3 | 0 | 0.46 | 1.72 | 14.66 | 4.18 | 0 | 0 | 0 | 24.02 | 17
| SD | 0 | 0 | 0 | 0 | 0 | 0 | 0 | 0 | 0 | 0 | 0 | 0 | 0 | 0 | 0 | 0 | 0 | 0 | 42
| TN | 0 | 0 | 0 | 0 | 0 | 0 | 0.019938 | 0 | 0 | 0 | 2.0564 | 1.35 | 5.3846 | 0 | 0 | 0 | 0 | 8.8109 | 25
| TX | 0 | 0 | 0 | 0 | 0 | 0 | 0 | 0 | 0 | 0 | 10.38 | 5.285 | 34.4846 | 14.9 | 30 | 238.4 | 0 | 333.4496 | 5
| UT | 0 | 0 | 0 | 0.076923 | 0 | 0 | 0.0192 | 0 | 0 | 0 | 0 | 20 | 0 | 0 | 0 | 0 | 0 | 20.0961 | 18
| VT | 0 | 0 | 0 | 0 | 0 | 0.199 | 0 | 0.40904 | 0.64 | 0.731 | 1.6 | 0.33077 | 6.973 | 0 | 0 | 0 | 0 | 10.8828 | 24
| VA | 0 | 0 | 0 | 0 | 0 | 0 | 0 | 0 | 0 | 0 | 0.55 | 0 | 34 | 0 | 0 | 0 | 0 | 34.55 | 15
| WA | 0.304 | 0 | 0 | 0 | 0.0156 | 0.077538 | 0.05798 | 0.0444 | 0.12311 | 1.5077 | 0.54383 | 0 | 0.39803 | 0.4378 | 0 | 0 | 0 | 3.51 | 31
| WV | 0 | 0 | 0 | 0 | 0 | 0 | 0 | 0 | 0 | 0 | 0 | 0 | 0 | 0 | 0 | 0 | 0 | 0 | 42
| WI | 0 | 0 | 0 | 0 | 0.50769 | 0 | 0 | 0 | 1.0238 | 0.54518 | 0.47692 | 2.3246 | 1 | 0 | 0 | 0 | 0 | 5.8783 | 28
| WY | 0 | 0 | 0 | 0 | 0 | 0 | 0 | 0 | 0 | 0 | 0 | 0 | 0 | 0 | 0 | 0 | 0 | 0 | 42
| Total | 0.304 | 0 | 0.12315 | 0.12385 | 0.60235 | 41.2539 | 2.3088 | 7.5708 | 25.0315 | 43.3913 | 142.4466 | 581.3229 | 711.7683 | 585.6436 | 1251.6277 | 1988.8293 | 355.6146 | 5737.9625
Community Solar Capacity State Rankings (MW-AC)
| State | 2006 | 2007 | 2008 | 2009 | 2010 | 2011 | 2012 | 2013 | 2014 | 2015 | 2016 | 2017 | 2018 | 2019 | 2020 | 2021 | 2022 | Total | Percent of Total
1 | FL | 0 | 0 | 0.074308 | 0.016154 | 0 | 0 | 0 | 0.4 | 0 | 0 | 9.1 | 23.8769 | 95.02 | 17.5 | 447 | 1043 | 0 | 1635.9874 | 28.51%
2 | NY | 0 | 0 | 0 | 0 | 0 | 0 | 0 | 0 | 0 | 0 | 0.46177 | 3.3822 | 9.8387 | 174.8688 | 225.5345 | 316.9689 | 269.0677 | 1000.1225 | 17.43%
3 | MN | 0 | 0 | 0 | 0 | 0 | 0 | 0 | 0.024615 | 0.31908 | 0.27298 | 32.5568 | 233.1186 | 246.595 | 155.38 | 126.81 | 46.33 | 13.6284 | 855.0354 | 14.9%
4 | MA | 0 | 0 | 0 | 0 | 0 | 0 | 0.26585 | 0 | 1.8007 | 7.7314 | 53.266 | 186.2389 | 88.5454 | 116.9334 | 167.8749 | 161.4003 | 17.6036 | 801.6604 | 13.97%
5 | TX | 0 | 0 | 0 | 0 | 0 | 0 | 0 | 0 | 0 | 0 | 10.38 | 5.285 | 34.4846 | 14.9 | 30 | 238.4 | 0 | 333.4496 | 5.811%
6 | AR | 0 | 0 | 0 | 0 | 0 | 0 | 0 | 0 | 0 | 0.15 | 1 | 1 | 81 | 0 | 100 | 0 | 0 | 183.15 | 3.192%
7 | CO | 0 | 0 | 0 | 0.030769 | 0.061538 | 1.1488 | 1.8417 | 2.6066 | 6.5271 | 11.4715 | 1.8597 | 9.0029 | 22.1625 | 37.2451 | 12.3077 | 35.1965 | 15 | 156.4622 | 2.727%
8 | IL | 0 | 0 | 0 | 0 | 0 | 0 | 0 | 0 | 0.1 | 1 | 0 | 0.54 | 0 | 3.9776 | 61.592 | 73.542 | 4.2504 | 145.002 | 2.527%
9 | GA | 0 | 0 | 0 | 0 | 0 | 0 | 0 | 0 | 0 | 11.4204 | 9.183 | 57.1196 | 2 | 24.5 | 31.5 | 0 | 0 | 135.723 | 2.365%
10 | MD | 0 | 0 | 0 | 0 | 0.017515 | 0.016962 | 0 | 0 | 0 | 0 | 0 | 0 | 11.8949 | 14.3862 | 23.7507 | 15.9136 | 16.8239 | 82.8038 | 1.443%
| Other States + DC | 0.304 | 0 | 0.048846 | 0.076923 | 0.52329 | 40.0881 | 0.20124 | 4.5396 | 16.2846 | 11.345 | 24.6395 | 61.7588 | 120.2272 | 25.9525 | 25.2579 | 58.078 | 19.2406 | 408.5662 | 7.12%
This chart isn't available in your version of Excel. Editing this shape or saving this workbook into a different file format will permanently break the chart.

## Version History
Sharing the Sun Community Solar Project Data - Version History
Title and Link | Publication Date | Author(s) | Description
Sharing the Sun Community Solar Project Data (December 2021) | 2022-02-09 | Gabriel Chan, University of Minnesota Jenny Heeter, Strategic Energy Analysis Center Kaifeng Xu, Strategic Energy Analysis Center | This database represents a list of community solar projects identified through various sources as of Dec 2021. The list has been reviewed but errors may exist and the list may not be comprehensive. Errors in the sources e.g. press releases may be duplicated in the list. Blank spaces represent missing information. NREL invites input to improve the database including to - correct erroneous information - add missing projects - fill in missing information - remove inactive projects. Updated information can be submitted to Kaifeng Xu at kaifeng.xu@nrel.gov and Jenny Heeter at jenny.heeter@nrel.gov. The June 2019 list can be found here: https://data.nrel.gov/submissions/114. The May 2020 list can be found here: https://data.nrel.gov/submissions/131. The June 2020 list can be found here: https://data.nrel.gov/submissions/149. The Dec 2020 list can be found here: https://data.nrel.gov/submissions/167
Sharing the Sun Community Solar Project Data (Dec 2020, Revision) | 2021-05-05 | Jenny Heeter, Strategic Energy Analysis Center Kaifeng Xu, Strategic Energy Analysis Center Gabriel Chan, University of Minnesota | This database represents a list of community solar projects identified through various sources as of Dec 2020. The list has been reviewed but errors may exist and the list may not be comprehensive. Errors in the sources e.g. press releases may be duplicated in the list. Blank spaces represent missing information. NREL invites input to improve the database including to - correct erroneous information - add missing projects - fill in missing information - remove inactive projects. Updated information can be submitted to Kaifeng Xu at kaifeng.xu@nrel.gov and Jenny Heeter at jenny.heeter@nrel.gov. The June 2019 list can be found here: https://data.nrel.gov/submissions/114. The May 2020 list can be found here: https://data.nrel.gov/submissions/131. The June 2020 list can be found here: https://data.nrel.gov/submissions/149. The revision dataset included projects with a total installed capacity in 2020 under the state-level program but missing the project level details. NOTE: Data have been updated in July 2021.
Sharing the Sun Community Solar Project Data (June 2020) | 2020-09-15 | Jenny Heeter, National Renewable Energy Laboratory Gabriel Chan, University of Minnesota | This database represents a list of community solar projects identified through various sources as of June 2020. The list has been reviewed but errors may exist and the list may not be comprehensive. Errors in the sources e.g. press releases may be duplicated in the list. Blank spaces represent missing information. NREL invites input to improve the database including to - correct erroneous information - add missing projects - fill in missing information - remove inactive projects. Updated information can be submitted to Jenny Heeter at jenny.heeter@nrel.gov. The June 2019 list can be found here: https://data.nrel.gov/submissions/114. The May 2020 list can be found here: https://data.nrel.gov/submissions/131.
Sharing the Sun Community Solar Project Data | 2020-05-20 | Jenny Heeter, National Renewable Energy Laboratory | This database represents a list of community solar projects identified through various sources as of May 2020. The list has been reviewed but errors may exist and the list may not be comprehensive. Errors in the sources e.g. press releases may be duplicated in the list. Blank spaces represent missing information. NREL invites input to improve the database including to - correct erroneous information - add missing projects - fill in missing information - remove inactive projects. Updated information can be submitted to Jenny Heeter at jenny.heeter@nrel.gov. The June 2019 list can be found here: https://data.nrel.gov/submissions/114.
Sharing the Sun Community Solar Project Data | 2019-06-28 | Jenny Heeter, National Renewable Energy Laboratory | This database represents a list of community solar projects identified through various sources as of June 2019. The list has been reviewed but errors may exist and the list may not be comprehensive. Errors in the souces e.g. press releases may be duplicated in the list. Blank spaces represent missing information. NREL invites input to improve the database including to - correct erroneous information - add missing projects - fill in missing information - remove inactive projects. Updated information can be submitted to Jenny Heeter at jenny.heeter@nrel.gov. This list is an update to the Spring 2018 list found here https//data.nrel.gov/submissions/95.
Community Solar Project Database | 2018-07-27 | Eric O'Shaughnessy, National Renewable Energy Laboratory Mason Rolph, Coalition for Community Solar Access CCSA Jenny Sauer, National Renewable Energy Laboratory Jeff Cramer, Coalition for Community Solar Access CCSA | This database represents a list of community solar projects identified through various sources as of Spring 2018. The list has been reviewed but errors may exist and the list may not be comprehensive. Errors in the souces e.g. press releases may be duplicated in the list. Blank spaces represent missing information. NREL invites input to improve the database including to - correct erroneous information - add missing projects - fill in missing information - remove inactive projects. Updated information can be submitted to Eric O'Shaughnessy at eric.oshaughnessy@nrel.gov.