## Description and Guidance
Long-run Marginal Emission Rates for Electricity
From the 2023 Cambium dataset
Released February 2024
This workbook contains modeled estimates of long-run marginal emission rates (LRMER) for electricity, covering the contiguous United States. The primary interface is the Levelized LRMER tab, where levelized long-run marginal emission rates are calculated based on user-provided inputs. These levelized LRMER values are intended for analysts to use when estimating the emissions induced (or avoided) by a long-term (i.e., several years or more) change in electricity consumption or production.
Recommended Citation
Gagnon, Pieter. 2024: Long-run Marginal Emission Rates for Electricity - Workbooks for 2023 Cambium Data. NREL Data Catalog. Golden, CO: National Renewable Energy Laboratory. https://data.nrel.gov/submissions/230
What is a long-run marginal emission rate?
The long-run marginal emission rate is an estimate of the rate of emissions that would be either induced or avoided by a change in electric demand, taking into account how the change could influence both the operation as well as the structure of the grid (i.e., the building and retiring of capital assets, such as generators and transmission lines). It is therefore distinct from the more-commonly-known short-run marginal, which treat grid assets as fixed. Long-run marginal emissions rates are generally appropriate to use when trying to comprehensively estimate the impact of a long-lived (i.e., more than several years) intervention. For a more thorough discussion of long-run, short-run, and average emissions metrics, see Planning for the evolution of the electric grid with a long-run marginal emission rate, Gagnon and Cole 2022, iScience. It is important to understand that the use of these data to analyze interventions' impacts produces estimates, and that the interpretation of such estimates (and communication of the interpretation) should recognize and respect that uncertainty. This data should not be the sole basis for decisions. There may be phenomena that is relevant to a particular intervention that is not reflected in this modeling workflow. This caveat is particularly relevant for estimating the impacts of renewable generator deployment: For example, how a particular renewable generator's deployment influences the progress of other projects in an interconnection queue is not represented in this modeling, and the use of emissions factors produced from generic scalar emissions factors (as in this workbook) to estimate the impact of those with materially different hourly shape (such as wind and solar generators) can give a less accurate estimate than studying the intervention directly (see iScience article shared above). Expert judgement is strongly encouraged in interpreting whether such phenomena may be present for a particular type of intervention being studied, and if so, how it may influence the results. Given such uncertainties, estimates produced with Cambium data should not be used as a basis for impact claims. The data in this workbook all were produced with the assumption that state portfolio standard policies would be binding (i.e., that an incremental amount of new induced generation would consist of a minimum fraction of clean or renewable generation, aligned with the legislated fraction). In practice, policy leakage or an excess of clean energy attribute certificates may result in policies being non-binding.
How was this data produced?
This data was produced by a workflow that includes the Regional Energy Deployment System model (ReEDS, a publicly available capacity expansion model developed by NREL), PLEXOS (a commercial production cost model developed by Energy Exemplar), and Cambium (a tool for calculating electric-sector metrics developed by NREL). For more details about the methodology, see Cambium 2023 Scenario Descriptions and Documentation (https://www.nrel.gov/docs/fy24osti/88507.pdf)
What do the scenarios in this workbook correspond to?
The data in this workbook correspond to a subset of the scenarios from NREL's 2023 Standard Scenarios. See the Scenario Definitions tab of this workbook for scenario definitions and discussions.
What is included in the "Precombustion", "Combustion", and "Combined" stages?
The combustion stage only includes emissions from direct combustion of fuel for electricity generation. It does not include emissions induced by ongoing non-combustion activities (such as operations and maintenance).
The precombustion stage includes fuel extraction, processing, and transportation, including fugitive emissions.
Embedded emissions from the construction (or anticipated decommissioning) of generators is not include in either stage.
The Combined selection is the sum of both combustion and precombustion emissions.
When should the "combustion", "precombustion", or "combined" values be used?
It is more complete (although not exhaustive) to use the combined emissions factors, as they more fully report the emissions induced by electricity consumption. It may often be justified to use combustion-only factors to maintain consistency with other elements of an analysis, or previous analyses, however. For example, if comparing the emissions induced by an electrical device against an equivalent natural-gas powered device, if the emissions induced by the natural-gas powered device only include direct combustion then it would generally be appropriate to use the combustion-only electricity emissions factors when comparing the two.
Where to find additional data corresponding to these scenarios
Additional data (such as projected generation by technology) corresponding to these modeled futures is available at https://scenarioviewer.nrel.gov/, under the "Cambium 2023" project.
What analysis period would it be appropriate to apply these long-run values to?
It is typically appropriate to apply these LRMER values to interventions that would persist long enough such that the primary structural change they induce would appear within their lifetime. Given the diversity of planning processes, there is no single length of time that would apply to all situations, however for the United States it is likely appropriate to apply a LRMER to an intervention that is expected to persist for five years or longer. Note that, if an intervention is expected to have a lifetime less than five years, but will be followed or replaced by a similar or identical intervention for a total period of time that extends beyond five years, it would likely still be appropriate to use a LRMER when evaluating the intervention. If an intervention will be anticipated by resource planners (such as a generator in an interconnect queue, a large energy efficiency campaign, or load growth that is incorporated into resource planner's projections), it may be reasonable to assume that the intervention will influence the structure of the grid from the start, and therefore it may be appropriate to use a LRMER for the entire lifetime of the intervention. If, however, the intervention will not be expected, it may be appropriate to use short-run marginal emission rates for the initial period of the project's lifetime, prior to it's anticipated influence on the structure of the grid (e.g., 3-5 years), and switching to LRMER values after that initial period. Any such blending of values should be understood as an approximation of more complicated phenomena. Note that it is possible for short-lived interventions to influence the structure of the grid, and therefore even for short-lived interventions, short-run marginal emissions rates may not comprehensively describe their impact. However, the metrics in this workbook are not designed to be applied to interventions whose induced structural impact occurs after the intervention ends.
What does "levelized" mean?
Levelization is similar to taking an average across a range of years, except it places greater weight on near-term years than years further out by applying time-value-of-money accounting. If a user desires a simple average, they can apply a discount rate of zero in this workbook.
The equation used for levelization is given below, where n is the analysis period in years, d is the social discount rate, LRMERh,t is one year's LRMER value for a specific time period, and LRMERh,levelized is the levelized LRMER for that period across the time range specified.
When should levelized versus year-over-year data be used?
For most analyses that are characterizing the impact of a long-lived intervention by analyzing a single representative year (a common approach), it is likely appropriate to use a levelized LRMER for the range of time that the intervention would exist. If each year of a long-lived intervention is being explicitly represented in the analysis (a less common approach), it may be appropriate to directly apply the year-over-year data.
Because LRMER can change meaningfully from year-to-year depending on what is happening on the grid (e.g., generator retirements, shifting technology competitiveness, policy changes, et cetera), a single unlevelized year of data should not be used to study an intervention that is expected to span across years. For example, it would not be appropriate to apply just the 2030 LRMER values to an intervention that is introduced in 2030 but is expected to last for 10 years -- in that situation it would be more appropriate to levelize the 2030-2040 LRMER values and apply them to the intervention.
What Grid and Emission Assessment (GEA) region should I use for my analysis?
See the County Mapping and ZIP Mapping tabs in this workbook to find mappings of those geographies to GEA regions. Additionally, shapefiles are available in the download tab for the Cambium 2023 project in the NREL Scenario Viewer (https://scenarioviewer.nrel.gov/) Note that GEA regions have changed since the 2022 Cambium release, see section 4.2 in the Cambium 2023 documentation for a discussion.
What weather assumptions were used to produce this data?
The data in this workbook was produced using resource and load data that corresponds to the weather in 2012. The data in this workbook is only available at the month-hour resolution in order to partially mitigate issues that can arise when this data is combined with other data that draws from different weather assumptions. If an analyst wishes to obtain the underlying hourly LRMER values (prior to being aggregated to month-hours), they can download them from the "Cambium 2023" project at https://scenarioviewer.nrel.gov/.
Why does the "Hourly" data come from month-hour averages?
The nominal "Hourly" (i.e., 8760) vectors in this workbook are month-hour averages re-cast to an 8760 vector. This was done in order to partially mitigate issues that can arise from misaligned weather assumptions, as many analyses that this data is applied to are not able to be performed with the same weather data that was used to create these emissions factors. If an analyst wishes to obtain the original hourly LRMER values (i.e., the full 8760 prior to being aggregated to month-hours), they can download them from the "Cambium 2022" project at https://scenarioviewer.nrel.gov/.
Timestamps and time zones:
The hour and month columns are in Standard Time -- they do not incorporate the effects of Daylight Savings Time.
All hourly data is specified as hour-starting. E.g., 0 is midnight to 1:00am, 1 is 1:00am to 2:00am, etc.
The timezones that each GEA region is reported in is given in the Timezones tab.

## Scenario Definitions
Scenario Descriptions: Cambium 2023
Overview
The 2023 Cambium data set contains 8 scenarios that project the possible evolution of the contiguous United States’ electricity sector through 2050. The scenarios are based on the NREL’s companion data product, the 2023 Standard Scenarios, which contains a broader suite of future projections (but fewer metrics and only reports annual results). Scenario assumptions have been updated since the 2022 edition to reflect the technology, market, and policy changes, and many modeling enhancements have been made. See section 2 of Cambium 2023 Scenario Descriptions and Documentation (https://www.nrel.gov/docs/fy24osti/88507.pdf) for a description of major changes since the prior edition. The scenarios are built around a base set of business-as-usual assumptions that contain central or median values for inputs such as technology costs and fuel prices, moderately paced demand growth averaging 1.8% per year, and electricity sector policies as they existed in September 2023. The base set of assumptions excludes currently-nascent generation technologies (see below for more details). Note that, unlike the prior Cambium data set, the clean electricity tax credits from IRA persist through the modeling horizon in this data set. That is because, in this year's modeling, the majority of scenarios (including the Mid-case) do not see the U.S. electricity sector greenhouse gas emissions fall below the threshold specified in IRA that would trigger the phase out of the tax credits. For consistency across scenarios, all scenarios in this data set were assumed to have the tax credits persist. This eliminated two of the scenarios from the 2022 release which only varied the existence of the tax credits. The information below gives a brief summary of the scenarios. For a more thorough documentation of the associated assumptions, see section 3 of Cambium 2023 Scenario Descriptions and Documentation.
Scenario Descriptions
1. Mid-case: central estimates for inputs such as technology costs, fuel prices, and demand growth. No nascent technologies. Electric sector policies as they existed in September 2023.
2. Low Renewable Energy and Battery Costs: the same set of base assumptions as the first scenario, but where renewable energy and battery costs are assumed to be lower.
3. High Renewable Energy and Battery Costs: the same set of base assumptions as the first scenario, but where renewable energy and battery costs are assumed to be high.
4. High Demand Growth: the same set of base assumptions as the first scenario, but where demand growth is assumed to average 2.8% from 2022 through 2050, representing higher rates of electrification than the base assumption.
5. Low Natural Gas Prices: the same set of base assumptions as the first scenario, but where natural gas prices are assumed to be lower.
6. High Natural Gas Prices: the same set of base assumptions as the first scenario, but where natural gas prices are assumed to be higher.
7. 95% Decarbonization by 2050: the same set of base assumptions as the first scenario, but nascent technologies are included and there is a national electricity sector CO2 combustion emissions constraint that linearly declines to 5% of 2005 emissions on net by 2050.
8. 100% Decarbonization by 2035: the same set of base assumptions as the first scenario, but nascent technologies are included and there is a national electricity sector CO2 combustion emissions constraint that linearly declines to zero on net by 2035.
Scenario Selection Guidance
Given the significant policy and technology uncertainties underlying these scenarios, we encourage analysts to draw from multiple scenarios where feasible, expressing and analyzing long-run marginal emission rates as a range of possible values instead of a single value. NREL does not estimate relative probabilities for the scenarios. If an analysis requires a single scenario, instead of a range of values, which scenario is most appropriate depends on the type of future the analysis is intended to draw from. If an analysis is intended to be anchored on a business-as-usual style estimate, scenarios #1 would often be appropriate. If an analysis is intended to be anchored on a scenario where additional action is taken to decarbonize the electric grid in coming years, scenarios #2, #7, or #8 may be appropriate. Scenario #3 is, for most regions, the scenario with the least electric sector decarbonization, and may therefore be appropriate for some analysis -- although we note that it is only the least decarbonization from this scenario set, and not an absolute bound.
How are the decarbonization scenarios defined?
The decarbonization scenarios have modeled constraints representing a nation-wide decarbonization policy, imposed at the state level but with unlimited and unrestricted trading of carbon credits between states. Therefore, each state generally follows the same nominal decarbonization trajectory, unless their local expansion would outpace the national trajectory due to either state portfolio standards or favorable economic conditions (i.e., high quality renewable resources, leading to low-cost renewable energy). For a more detailed discussion of how the decarbonization scenarios were implemented, see Section 3.2 in Cambium 2023 Scenario Descriptions and Documentation (https://www.nrel.gov/docs/fy24osti/88507.pdf).
What technologies are classified as nascent?
In this work, nascent technologies are defined as advanced geothermal systems, floating offshore wind, coal CCS, natural gas CCS, biopower CCS, small modular nuclear reactors, and hydrogen combustion turbines. The six scenarios without national decarbonization trajectories do not include these technologies, whereas the two scenarios with national decarbonization trajectories include them. The classification of technologies as either nascent or established was an analytical judgement call based on the technology’s readiness level, the current installed capacity globally, the current presence or absence of the technology in resource plans in the United States, the level of understanding of permitting and sitting challenges, and the breadth and quality of future performance and cost estimates from multiple institutions. The designation of a technology as nascent is not intended to pass judgement on the difficulty or likelihood of the technology ultimately achieving commercial adoption. Indeed, many of the technologies have high technology readiness levels, and some have operational demonstration plants. Nonetheless, even if a technology is technically viable, there can still be great uncertainty about its future cost and performance, as well as a lack of understanding of other considerations relevant to projecting their adoption, such as siting preferences and restrictions. Given these uncertainties, this data set relies predominately on scenarios that do not include such technologies.

## Levelized LRMER
Long-run Marginal Emission Rates for Electricity
From the 2023 Cambium dataset
Released February 2024
User Inputs
Emission |  | CO2 | Specify the emission: CO2, CH4, N2O, or CO2-equivalent (CO2e, which combines all three per the GWP values selected below). Default is CO2.
Emission stage |  | Combustion | Specify the emission stage: Direct combustion, precombustion processes (fuel extraction, processing, and transport), or the combination of the two. Default is combustion.
Start year |  | 2025 | Enter the year that the intervention being studied would take effect. Start year must be between 2025 and 2050. Default is 2025.
Evaluation period (years) |  | 20 | Enter the expected lifetime or analysis period of the intervention being studied. Default is 20.
Discount rate (real) |  | 0.03 | Enter 0 for a simple average over the timespan. Enter a positive value for a damages-equivalent levelization that places greater weight on near-term years. Default is 0.03.
Scenario |  | Mid-case | Specify which scenario (i.e., different potential futures) to draw from. See the Scenario Definitions tab for more information.
Global Warming Potentials |  | 100-year (AR6) | Specify what global warming potential values to use. Default is 100-year from the IPCC's AR6, and custom values can be entered on the GWP tab.
Location |  | End-use | Specify the location of the intervention . Most electrical consumption would be end-use, whereas large scale generators would typically be at the busbar. Default is end-use.
2050 Fraction |  | 0 | Values beyond 2050 are estimated with the 2050 values. Analysts are advised to use caution when selecting values that place significant weight on 2050 (e.g., greater than 50%)
Cell Color Reference |  |  |  | Levelized Long-run Marginal Emission Rates (Annual)
User inputs | [21 empty] | For mappings of ZIP codes and counties to GEA regions, see the County Mapping and ZIP Mapping tabs.
Calculations |  |  |  | Units: kg of CO2 per MWh at the point of end-use | [17 empty] | For the time zone that each GEA region is reported in, see the Timezones tab.
Outputs |  |  |  | CAISO | ERCOT | FRCC | ISONE | MISO Central | MISO North | MISO South | Northern Grid East | Northern Grid South | Northern Grid West | NYISO | PJM East | PJM West | SERTP | SPP North | SPP South | West Connect North | West Connect South
|  |  |  | 95.2092 | 114.0664 | 249.9113 | 136.4447 | 231.0513 | 141.7197 | 185.9432 | 142.2567 | 121.4551 | 38.7408 | 124.3709 | 255.8177 | 166.4326 | 235.3244 | 198.349 | 169.1242 | 181.6803 | 138.5248
Levelization weight calculations
|  |  |  | Levelized Long-run Marginal Emission Rates (Time-of-day) | [17 empty] | 2025 | 2030 | 2035 | 2040 | 2045 | 2050
[22 empty] | 2.886 | 4.3206 | 3.727 | 3.2149 | 1.1753 | 0
Units: kg of CO2 per MWh at the point of end-use
|  |  | Hour of the day | CAISO | ERCOT | FRCC | ISONE | MISO Central | MISO North | MISO South | Northern Grid East | Northern Grid South | Northern Grid West | NYISO | PJM East | PJM West | SERTP | SPP North | SPP South | West Connect North | West Connect South
|  |  | 0 | 103.043 | 119.5282 | 321.5573 | 128.585 | 254.5945 | 152.8977 | 234.4812 | 150.2291 | 140.8351 | 38.7779 | 118.1432 | 287.0165 | 190.66 | 274.4267 | 197.9769 | 180.4034 | 212.4451 | 177.0464
|  |  | 1 | 102.4363 | 122.3563 | 320.1864 | 127.3671 | 254.0471 | 152.221 | 237.9666 | 148.8333 | 138.9079 | 40.0362 | 116.6437 | 284.6223 | 190.3136 | 281.255 | 195.6963 | 181.3947 | 210.0927 | 174.6164
|  |  | 2 | 100.7363 | 125.5177 | 318.5841 | 127.1632 | 254.4885 | 150.9148 | 239.6297 | 148.0481 | 140.4651 | 41.4437 | 116.7702 | 283.8123 | 190.0565 | 286.8546 | 197.3121 | 182.1272 | 212.0806 | 172.9028
|  |  | 3 | 100.1409 | 126.0455 | 319.0146 | 128.1003 | 256.8373 | 153.9592 | 240.1198 | 148.2105 | 139.6977 | 42.1512 | 117.6951 | 285.6597 | 191.2787 | 289.7378 | 196.5958 | 184.8451 | 212.3703 | 173.7781
|  |  | 4 | 98.6764 | 128.2757 | 316.7315 | 126.6542 | 255.7762 | 155.6773 | 239.227 | 147.9049 | 139.4447 | 41.6216 | 119.4098 | 285.6369 | 192.3059 | 287.998 | 205.5856 | 187.2475 | 210.388 | 170.9378
|  |  | 5 | 86.4386 | 124.8221 | 304.7572 | 126.1263 | 236.3672 | 144.4785 | 212.9123 | 143.53 | 139.8498 | 41.1972 | 121.1637 | 281.5353 | 171.7852 | 284.2741 | 197.4002 | 183.1804 | 197.1195 | 166.269
|  |  | 6 | 76.0107 | 111.3275 | 242.0983 | 129.7567 | 216.653 | 132.2005 | 173.2403 | 139.2346 | 125.8349 | 36.8064 | 124.4189 | 255.2603 | 150.8865 | 245.3889 | 189.179 | 168.5298 | 168.6052 | 135.9111
|  |  | 7 | 67.8084 | 85.1154 | 183.9448 | 131.5883 | 198.1583 | 121.0995 | 141.6715 | 133.2648 | 107.2666 | 33.6364 | 123.922 | 226.1349 | 130.8751 | 210.8587 | 179.4218 | 148.5885 | 144.4255 | 102.1497
|  |  | 8 | 67.0271 | 77.0625 | 173.0096 | 134.1504 | 188.1171 | 113.9731 | 133.1079 | 127.2167 | 95.1315 | 32.5343 | 124.8519 | 209.9769 | 123.1941 | 194.52 | 172.0331 | 136.9976 | 132.4146 | 82.6176
|  |  | 9 | 67.8672 | 80.3443 | 174.7995 | 135.4304 | 188.0259 | 113.0892 | 129.0299 | 126.416 | 91.0047 | 32.9761 | 124.4916 | 200.4751 | 121.6896 | 186.4506 | 173.4854 | 134.2987 | 126.9824 | 82.5778
|  |  | 10 | 67.7145 | 86.5225 | 170.9912 | 136.8051 | 186.0238 | 114.7731 | 128.611 | 126.0688 | 90.1102 | 33.1335 | 125.4552 | 200.0946 | 123.003 | 181.1921 | 175.7426 | 138.1142 | 127.3435 | 84.5504
|  |  | 11 | 67.4052 | 90.4166 | 166.4523 | 136.5676 | 185.923 | 114.5764 | 128.6933 | 126.9195 | 90.7857 | 32.6674 | 124.6153 | 200.4212 | 124.2771 | 181.7076 | 174.9263 | 139.1569 | 126.796 | 83.7683
|  |  | 12 | 67.4318 | 92.6337 | 158.751 | 135.6436 | 182.5148 | 114.0115 | 130.0556 | 122.4742 | 88.8691 | 31.9891 | 123.4069 | 200.6288 | 123.1132 | 178.9836 | 173.975 | 139.0332 | 124.8236 | 84.0344
|  |  | 13 | 68.8503 | 93.8169 | 156.5108 | 134.2773 | 181.455 | 114.6649 | 130.2923 | 122.9515 | 89.1233 | 32.3083 | 121.9996 | 200.6864 | 121.5473 | 180.8012 | 172.9833 | 137.215 | 123.5481 | 83.53
|  |  | 14 | 69.7277 | 93.1904 | 164.1535 | 135.0169 | 188.1157 | 114.9341 | 133.8078 | 128.8937 | 90.0191 | 33.0618 | 121.3021 | 204.0156 | 126.8953 | 181.5404 | 173.8693 | 136.7532 | 129.4515 | 88.0402
|  |  | 15 | 78.9106 | 94.7983 | 178.3155 | 137.6683 | 209.5159 | 128.6049 | 144.2063 | 131.2242 | 91.462 | 35.0771 | 122.2913 | 216.0019 | 147.8183 | 188.7532 | 188.3538 | 141.9568 | 146.4438 | 92.842
|  |  | 16 | 99.6831 | 112.7162 | 219.3038 | 142.3838 | 243.6996 | 148.6023 | 178.1454 | 134.0716 | 99.6192 | 39.2996 | 127.9419 | 245.6463 | 177.9847 | 211.2084 | 207.5176 | 165.9949 | 179.0423 | 118.0238
|  |  | 17 | 117.6305 | 152.554 | 295.2646 | 149.3028 | 274.188 | 168.5402 | 217.298 | 146.7655 | 125.215 | 44.0743 | 132.9735 | 282.0649 | 210.2547 | 245.0864 | 228.69 | 201.4162 | 213.1177 | 158.4458
|  |  | 18 | 137.6069 | 177.1026 | 334.7134 | 151.0607 | 287.8755 | 182.1242 | 233.1326 | 156.084 | 141.6031 | 48.9044 | 132.9965 | 318.453 | 222.8697 | 275.9827 | 240.396 | 224.7931 | 232.4327 | 185.1508
|  |  | 19 | 134.3666 | 160.38 | 333.051 | 147.5285 | 279.18 | 177.5015 | 229.0138 | 166.5922 | 155.5616 | 47.4023 | 131.7943 | 319.7468 | 215.3308 | 281.22 | 239.8659 | 217.8881 | 235.6293 | 196.4549
|  |  | 20 | 130.9718 | 134.5541 | 326.1959 | 144.03 | 268.7903 | 167.4016 | 223.8003 | 161.7891 | 155.669 | 45.1247 | 133.1964 | 310.6701 | 201.2676 | 272.258 | 238.8926 | 200.5098 | 229.9596 | 191.71
|  |  | 21 | 130.0574 | 120.3283 | 318.5185 | 140.0078 | 262.7392 | 162.57 | 219.1432 | 159.555 | 151.1499 | 45.0833 | 125.5369 | 301.7065 | 195.6119 | 265.636 | 224.6324 | 186.5293 | 224.6491 | 186.3127
|  |  | 22 | 117.0006 | 112.8415 | 315.0151 | 134.8878 | 261.8792 | 157.2656 | 220.597 | 163.7141 | 150.577 | 41.2773 | 121.6972 | 295.9286 | 195.7717 | 262.5409 | 212.5259 | 182.7278 | 223.9728 | 187.1391
|  |  | 23 | 107.3548 | 118.3735 | 318.5849 | 130.7951 | 255.5582 | 154.6035 | 231.4998 | 157.0782 | 147.1269 | 39.3115 | 118.9896 | 289.1263 | 189.6781 | 264.3177 | 208.3099 | 181.7916 | 221.2053 | 181.4849
Levelized Long-run Marginal Emission Rates (Month-hour)
Units: kg of CO2 per MWh at the point of end-use
|  | Month | Hour of the day | CAISO | ERCOT | FRCC | ISONE | MISO Central | MISO North | MISO South | Northern Grid East | Northern Grid South | Northern Grid West | NYISO | PJM East | PJM West | SERTP | SPP North | SPP South | West Connect North | West Connect South
|  | 1 | 0 | 101.0104 | 104.749 | 315.6789 | 113.3125 | 240.4775 | 166.9273 | 228.4811 | 120.6931 | 140.0194 | 39.5114 | 97.3426 | 284.9096 | 180.7678 | 276.0203 | 210.8371 | 175.5171 | 223.4096 | 171.773
|  |  | 1 | 98.0099 | 118.0417 | 315.3383 | 113.417 | 236.4181 | 170.7804 | 229.4873 | 118.7519 | 138.5019 | 42.3135 | 97.9146 | 286.8798 | 187.4015 | 280.689 | 200.9735 | 172.3505 | 221.896 | 173.4358
|  |  | 2 | 95.8921 | 107.1413 | 313.9877 | 111.9903 | 238.6536 | 166.2998 | 226.432 | 114.475 | 138.0949 | 42.4987 | 93.7064 | 285.6477 | 190.3308 | 284.7279 | 205.8321 | 164.7844 | 228.9683 | 171.2345
|  |  | 3 | 99.7967 | 105.4403 | 315.8204 | 113.9355 | 246.3161 | 167.6674 | 230.2333 | 110.376 | 136.6795 | 40.4673 | 92.9396 | 290.0143 | 186.6163 | 286.024 | 192.2983 | 175.0353 | 220.305 | 167.8154
|  |  | 4 | 99.2311 | 112.2976 | 316.8863 | 114.0601 | 255.0174 | 168.2852 | 231.6591 | 118.0871 | 135.5686 | 41.4219 | 94.7551 | 294.3171 | 185.8098 | 279.5105 | 204.6827 | 182.7957 | 222.8422 | 168.1251
|  |  | 5 | 100.8709 | 107.4499 | 315.3043 | 112.8659 | 253.2132 | 171.3548 | 227.3197 | 113.8567 | 143.2154 | 40.7115 | 92.0598 | 292.2095 | 205.5143 | 284.0377 | 207.4272 | 178.877 | 229.5463 | 168.1407
|  |  | 6 | 101.5172 | 108.9582 | 310.5506 | 119.0829 | 243.0372 | 173.3174 | 221.0263 | 119.4725 | 137.5466 | 44.7537 | 92.3762 | 294.6834 | 198.1539 | 272.9134 | 223.008 | 180.2835 | 207.8571 | 173.0528
|  |  | 7 | 85.1069 | 85.6972 | 227.1854 | 124.2854 | 222.8304 | 169.1122 | 161.7212 | 113.3832 | 137.7623 | 42.7875 | 96.6283 | 286.5028 | 180.1829 | 263.2231 | 223.8921 | 164.1698 | 189.5653 | 147.8389
|  |  | 8 | 71.6685 | 56.4 | 179.9508 | 123.6201 | 206.8183 | 137.2 | 144.3276 | 102.1089 | 110.3502 | 34.256 | 97.5908 | 239.4221 | 150.4762 | 208.7485 | 216.2437 | 153.0597 | 157.5414 | 95.2647
|  |  | 9 | 74.518 | 51.3503 | 180.7799 | 125.9096 | 200.2889 | 140.115 | 142.6624 | 98.7146 | 100.6054 | 33.0202 | 101.8775 | 223.9969 | 146.9375 | 204.0816 | 199.1382 | 133.7583 | 123.0217 | 87.6155
|  |  | 10 | 77.5054 | 48.7024 | 186.639 | 125.5436 | 200.6716 | 142.9178 | 137.4995 | 100.3587 | 99.2627 | 35.1492 | 100.942 | 218.3563 | 144.8789 | 196.121 | 207.3864 | 141.8464 | 119.2854 | 85.981
|  |  | 11 | 77.0115 | 49.5499 | 186.7559 | 123.5501 | 200.0257 | 147.1323 | 139.9014 | 107.9328 | 98.5815 | 34.6035 | 102.475 | 225.1637 | 148.2555 | 205.9636 | 205.402 | 144.9618 | 119.2184 | 88.0965
|  |  | 12 | 72.2906 | 49.0498 | 193.1988 | 121.3561 | 192.5124 | 136.9919 | 140.9165 | 103.206 | 96.3138 | 33.0375 | 102.4155 | 227.971 | 143.3599 | 203.3293 | 197.5478 | 134.8649 | 117.997 | 89.3362
|  |  | 13 | 70.2694 | 52.7145 | 173.4089 | 119.3607 | 183.7306 | 138.3068 | 139.8988 | 101.9313 | 95.9026 | 36.6466 | 94.5012 | 225.982 | 137.8126 | 201.1784 | 185.9292 | 136.9378 | 116.2552 | 85.5326
|  |  | 14 | 72.6083 | 44.7751 | 173.2554 | 117.6106 | 200.1782 | 140.0797 | 146.8508 | 109.8017 | 95.6392 | 34.275 | 90.8006 | 224.4547 | 148.5431 | 198.8384 | 200.8679 | 134.2853 | 127.3662 | 87.4399
|  |  | 15 | 91.636 | 50.6479 | 173.4691 | 118.3797 | 226.2119 | 159.157 | 157.2581 | 113.5353 | 98.723 | 41.4889 | 92.159 | 251.3433 | 183.1345 | 208.586 | 222.2628 | 143.6709 | 158.8202 | 97.2501
|  |  | 16 | 111.1399 | 100.9355 | 222.9981 | 120.1405 | 257.0041 | 185.0334 | 208.7536 | 115.229 | 114.7443 | 43.0793 | 92.9936 | 292.113 | 204.941 | 239.7508 | 233.6311 | 172.1242 | 222.8176 | 154.0053
|  |  | 17 | 112.772 | 165.804 | 309.927 | 129.7744 | 253.1729 | 194.5029 | 226.9679 | 125.9174 | 139.6209 | 44.2324 | 101.6566 | 300.8447 | 199.7984 | 268.0512 | 247.9773 | 210.5569 | 227.3362 | 176.0612
|  |  | 18 | 116.6542 | 149.0969 | 318.6729 | 131.7342 | 254.6827 | 190.4934 | 222.6446 | 126.8726 | 140.5815 | 46.1012 | 102.8675 | 307.1253 | 203.0513 | 273.6673 | 236.7225 | 195.1657 | 223.0065 | 175.98
|  |  | 19 | 113.0249 | 132.6654 | 318.0334 | 126.9298 | 254.8496 | 182.6656 | 220.2412 | 128.9986 | 139.6368 | 44.5162 | 103.4985 | 305.0377 | 196.0963 | 266.5567 | 220.0976 | 181.1801 | 222.2375 | 172.6629
|  |  | 20 | 108.8488 | 122.3033 | 312.2188 | 121.4949 | 256.6308 | 174.5732 | 213.9436 | 129.3055 | 141.2429 | 42.3347 | 99.6371 | 302.2561 | 186.393 | 264.894 | 225.2519 | 169.0819 | 225.2307 | 173.4102
|  |  | 21 | 111.0845 | 116.8231 | 304.3619 | 119.2046 | 245.3802 | 168.394 | 221.8243 | 117.4028 | 137.3417 | 46.4995 | 89.5971 | 305.8271 | 178.4247 | 260.6099 | 229.8729 | 168.472 | 220.2675 | 168.4564
|  |  | 22 | 109.2584 | 111.1618 | 303.5344 | 117.5368 | 251.3535 | 167.9693 | 229.0712 | 121.4589 | 136.814 | 40.0945 | 90.9539 | 294.8286 | 195.5896 | 269.3482 | 219.1766 | 169.673 | 232.028 | 169.6413
|  |  | 23 | 108.4766 | 116.6696 | 313.303 | 114.8927 | 243.1528 | 165.2982 | 231.5748 | 115.7876 | 137.5455 | 39.2993 | 91.8061 | 287.5597 | 183.8879 | 269.3235 | 234.2406 | 178.9822 | 218.749 | 173.0756
|  | 2 | 0 | 91.2471 | 144.7972 | 313.1838 | 114.5163 | 256.0664 | 158.3851 | 250.4911 | 191.0657 | 122.1307 | 44.1157 | 96.6281 | 289.5199 | 199.3954 | 266.3642 | 242.2803 | 204.7103 | 206.1025 | 158.5938
|  |  | 1 | 89.8159 | 147.9815 | 315.3001 | 114.9306 | 252.422 | 162.0754 | 250.1731 | 201.7424 | 125.5264 | 45.7422 | 99.0673 | 288.7057 | 197.1195 | 265.7457 | 232.0725 | 213.1667 | 202.2518 | 161.97
|  |  | 2 | 88.5942 | 152.0316 | 316.6298 | 114.0218 | 256.8159 | 157.4953 | 256.9861 | 195.4934 | 124.4217 | 46.9625 | 100.336 | 288.7167 | 188.8236 | 269.6425 | 242.4583 | 210.9228 | 210.5369 | 158.4408
|  |  | 3 | 88.0671 | 152.7947 | 325.326 | 117.6119 | 263.3141 | 158.344 | 249.7846 | 189.7185 | 125.5741 | 48.0779 | 96.4228 | 295.9079 | 187.4613 | 273.5458 | 241.9788 | 212.4487 | 205.795 | 157.7723
|  |  | 4 | 89.618 | 150.6367 | 318.5003 | 118.4753 | 265.4181 | 165.3072 | 247.741 | 186.9778 | 121.4494 | 46.2223 | 98.21 | 298.8338 | 198.1156 | 271.1075 | 236.4806 | 216.0279 | 200.4884 | 150.8049
|  |  | 5 | 92.2196 | 152.4117 | 306.6917 | 118.8267 | 277.9813 | 166.6669 | 239.9803 | 187.4638 | 125.5637 | 48.0358 | 94.2504 | 304.4419 | 213.4598 | 278.9588 | 229.6541 | 216.4344 | 202.9255 | 158.3327
|  |  | 6 | 83.548 | 157.6143 | 307.1343 | 126.3298 | 269.3944 | 168.7384 | 230.4863 | 184.9824 | 124.2428 | 47.5613 | 97.5745 | 304.5998 | 208.4547 | 276.6406 | 233.6481 | 217.2794 | 204.6207 | 151.7879
|  |  | 7 | 65.4253 | 123.1595 | 217.5226 | 123.7621 | 233.4519 | 136.7973 | 190.0866 | 183.9898 | 122.9492 | 39.1238 | 100.2197 | 271.019 | 162.5769 | 235.4565 | 221.8416 | 194.8741 | 163.962 | 112.7664
|  |  | 8 | 64.3647 | 97.9049 | 178.8176 | 124.3658 | 214.8292 | 133.9529 | 172.0198 | 183.751 | 98.2245 | 34.2577 | 103.2668 | 233.022 | 153.7159 | 212.826 | 193.0231 | 161.645 | 144.9235 | 78.7038
|  |  | 9 | 61.0736 | 87.9164 | 171.3137 | 124.9452 | 213.3945 | 130.1202 | 162.099 | 163.1362 | 88.9756 | 35.5387 | 106.5958 | 217.8183 | 142.6609 | 193.9868 | 200.6822 | 143.1616 | 141.5972 | 70.4884
|  |  | 10 | 60.0527 | 79.5466 | 176.2378 | 123.4565 | 202.9224 | 129.2993 | 159.688 | 161.3372 | 86.5843 | 34.7484 | 105.8473 | 216.3158 | 136.8109 | 197.7186 | 200.8859 | 138.9498 | 139.2431 | 69.2512
|  |  | 11 | 59.7449 | 75.2571 | 172.0485 | 123.3571 | 193.2204 | 121.0048 | 160.0745 | 160.4137 | 85.2424 | 35.3567 | 103.9279 | 214.9995 | 134.3652 | 191.8654 | 198.1919 | 133.3583 | 135.3738 | 68.2237
|  |  | 12 | 58.9875 | 69.2047 | 179.1888 | 118.1304 | 194.2072 | 119.4758 | 154.2428 | 150.2997 | 84.2849 | 35.4483 | 95.4572 | 206.8309 | 136.6921 | 186.5907 | 192.2987 | 133.4912 | 140.034 | 70.2399
|  |  | 13 | 61.7924 | 65.4083 | 171.9762 | 115.2935 | 194.1116 | 124.4921 | 152.536 | 149.3953 | 84.3512 | 36.7987 | 93.4811 | 206.6153 | 129.8329 | 186.9987 | 186.1789 | 124.8122 | 129.012 | 67.3031
|  |  | 14 | 61.0734 | 64.9224 | 175.9089 | 119.4334 | 198.4595 | 119.2973 | 155.6195 | 160.8993 | 83.8465 | 38.8669 | 92.3046 | 212.0624 | 126.1922 | 185.2438 | 183.8999 | 122.9126 | 124.3006 | 74.0912
|  |  | 15 | 70.5814 | 68.1007 | 186.2597 | 121.494 | 225.9469 | 126.0389 | 163.4023 | 166.2932 | 85.74 | 39.4226 | 94.0752 | 222.0064 | 151.7748 | 190.7283 | 184.1097 | 130.3607 | 145.9241 | 80.5852
|  |  | 16 | 87.133 | 89.8302 | 199.6652 | 123.0671 | 275.2404 | 169.1034 | 200.6318 | 170.7616 | 94.5842 | 46.0858 | 98.2009 | 264.0534 | 202.4251 | 214.1427 | 239.5171 | 172.5643 | 180.4537 | 112.9349
|  |  | 17 | 92.9312 | 145.7023 | 302.6891 | 128.2677 | 278.2792 | 177.9869 | 238.423 | 185.6543 | 119.3095 | 49.4819 | 101.1028 | 301.1637 | 217.7384 | 263.2731 | 256.25 | 219.5038 | 217.6845 | 139.0091
|  |  | 18 | 99.9307 | 155.1295 | 321.3258 | 133.8079 | 267.3487 | 188.1592 | 232.7391 | 197.9892 | 125.8336 | 49.3963 | 102.9254 | 313.2827 | 212.4352 | 270.9532 | 260.2733 | 220.6708 | 219.8149 | 141.0582
|  |  | 19 | 98.9014 | 152.9087 | 320.7918 | 132.9399 | 278.531 | 178.9294 | 231.924 | 190.9974 | 124.3014 | 49.4685 | 102.1832 | 304.8291 | 215.8339 | 270.599 | 259.1152 | 218.3551 | 224.9506 | 145.5328
|  |  | 20 | 96.1128 | 138.7885 | 311.4234 | 130.3254 | 272.2028 | 180.2783 | 227.464 | 190.5717 | 122.7886 | 47.9011 | 108.1369 | 301.3306 | 207.9858 | 263.1194 | 260.1329 | 209.8577 | 227.2133 | 141.8393
|  |  | 21 | 93.0531 | 135.9148 | 306.096 | 129.2035 | 263.9491 | 164.3159 | 230.9923 | 199.3911 | 121.4563 | 50.1704 | 100.7606 | 297.6329 | 195.295 | 258.4281 | 263.9817 | 208.3101 | 221.4111 | 138.3978
|  |  | 22 | 92.6596 | 129.5734 | 303.7491 | 122.5385 | 251.5209 | 164.1911 | 237.9396 | 193.7659 | 120.108 | 44.3332 | 98.9052 | 303.6544 | 188.2497 | 261.0023 | 251.74 | 198.7365 | 209.9597 | 149.8036
|  |  | 23 | 88.8984 | 130.7075 | 304.5728 | 118.5622 | 244.5066 | 164.0308 | 241.3321 | 192.9145 | 120.7946 | 45.6279 | 103.2563 | 302.3852 | 182.8414 | 267.6338 | 240.4094 | 194.7559 | 212.3513 | 150.8479
|  | 3 | 0 | 71.9983 | 73.9446 | 300.9845 | 103.8818 | 205.5486 | 104.4683 | 169.9018 | 64.9937 | 84.1334 | 11.4078 | 74.4778 | 240.5974 | 158.3157 | 217.0182 | 127.4653 | 116.9783 | 143.7667 | 146.1768
|  |  | 1 | 72.1697 | 67.6012 | 291.327 | 101.5229 | 206.6504 | 108.5043 | 169.2928 | 66.5757 | 87.9093 | 11.4324 | 71.4145 | 230.2656 | 163.1547 | 218.0081 | 130.1666 | 122.6446 | 143.2111 | 149.2016
|  |  | 2 | 74.7755 | 67.139 | 294.4035 | 99.4262 | 207.3576 | 114.5424 | 171.0569 | 65.0736 | 88.7731 | 10.9618 | 69.5027 | 230.9314 | 159.4818 | 222.9348 | 126.8664 | 122.3582 | 156.2421 | 143.6126
|  |  | 3 | 74.4815 | 67.8572 | 300.4175 | 101.0651 | 207.6316 | 123.7299 | 170.856 | 68.9547 | 89.4919 | 13.2039 | 73.0447 | 233.3088 | 159.6556 | 230.051 | 140.749 | 119.3755 | 146.2751 | 149.4669
|  |  | 4 | 72.5168 | 73.0106 | 292.6815 | 100.7359 | 209.5226 | 126.8622 | 174.4502 | 67.9057 | 92.5483 | 14.9058 | 77.491 | 233.0763 | 163.4196 | 235.46 | 150.6593 | 118.4563 | 150.3681 | 150.5484
|  |  | 5 | 66.199 | 80.7862 | 284.5982 | 106.1747 | 202.8449 | 130.8398 | 176.3239 | 71.3328 | 97.2672 | 13.9661 | 84.5586 | 243.4104 | 154.4568 | 240.8913 | 147.2688 | 117.7807 | 155.8346 | 161.6483
|  |  | 6 | 44.5065 | 67.0642 | 237.9014 | 109.0516 | 186.2284 | 112.4888 | 141.3124 | 72.1714 | 91.2941 | 10.1584 | 85.4856 | 230.4662 | 130.3304 | 228.808 | 138.1266 | 114.0266 | 122.9494 | 140.453
|  |  | 7 | 34.2682 | 48.045 | 146.7843 | 110.9248 | 163.5947 | 101.3682 | 108.2933 | 70.092 | 64.2188 | 7.9584 | 86.9129 | 187.584 | 108.8506 | 177.6218 | 129.6859 | 95.2352 | 82.5715 | 76.0089
|  |  | 8 | 32.7679 | 44.7803 | 127.8179 | 113.6352 | 150.4389 | 91.5689 | 102.1672 | 68.9827 | 49.2214 | 8.127 | 88.831 | 174.1919 | 96.1134 | 171.5143 | 114.0082 | 90.0715 | 73.0661 | 61.9769
|  |  | 9 | 31.7884 | 45.4356 | 131.6216 | 111.9185 | 151.8249 | 95.4047 | 92.9391 | 64.9257 | 47.2376 | 7.1773 | 88.6842 | 171.2894 | 97.3659 | 161.4948 | 116.8963 | 86.2404 | 71.7265 | 56.9687
|  |  | 10 | 32.2306 | 47.5621 | 139.5378 | 114.5486 | 156.2576 | 86.8639 | 94.2946 | 64.1474 | 44.2611 | 7.2593 | 90.7853 | 168.0246 | 97.425 | 155.317 | 108.3476 | 87.5125 | 65.4026 | 60.8142
|  |  | 11 | 30.4286 | 41.4283 | 145.245 | 114.014 | 157.2363 | 83.2344 | 90.624 | 63.7993 | 44.1426 | 7.3027 | 91.39 | 165.2196 | 93.3779 | 162.316 | 101.1741 | 84.6904 | 63.8269 | 56.098
|  |  | 12 | 29.9112 | 43.6258 | 135.1543 | 111.2294 | 153.7097 | 84.6684 | 89.5703 | 61.9631 | 46.8717 | 7.5799 | 94.3279 | 163.3421 | 91.5605 | 155.1169 | 97.4799 | 81.405 | 65.4268 | 59.9142
|  |  | 13 | 30.3402 | 38.4371 | 127.6993 | 108.336 | 150.1093 | 88.19 | 90.0391 | 60.6795 | 46.1018 | 7.7672 | 89.4944 | 164.6135 | 85.7572 | 157.8946 | 100.3395 | 79.6628 | 68.2347 | 60.864
|  |  | 14 | 31.7696 | 44.576 | 127.3384 | 108.8763 | 152.4887 | 89.2735 | 94.3772 | 60.1737 | 45.59 | 7.3471 | 84.834 | 168.3192 | 91.4058 | 156.8447 | 108.8227 | 84.5618 | 70.1845 | 58.2051
|  |  | 15 | 34.0255 | 41.2609 | 122.7309 | 109.6609 | 165.9494 | 88.7987 | 102.47 | 61.6191 | 44.1842 | 7.9069 | 86.5602 | 171.9242 | 101.3049 | 159.1116 | 102.6526 | 82.4112 | 69.7225 | 59.6932
|  |  | 16 | 75.2972 | 45.6688 | 135.383 | 120.2945 | 207.9467 | 116.4395 | 123.2922 | 65.4907 | 46.7688 | 14.4948 | 91.0627 | 193.3858 | 156.9615 | 172.2474 | 141.9452 | 92.0659 | 95.4851 | 70.1827
|  |  | 17 | 88.0679 | 83.9336 | 266.3137 | 127.901 | 243.4239 | 153.2849 | 182.906 | 83.2421 | 88.0097 | 21.7038 | 103.9334 | 260.1737 | 192.409 | 220.6495 | 170.315 | 130.8953 | 163.0472 | 150.7417
|  |  | 18 | 105.3953 | 116.24 | 319.4536 | 131.6669 | 241.793 | 150.1216 | 180.9203 | 91.2066 | 102.0081 | 22.9294 | 104.5198 | 297.8462 | 183.7513 | 248.4826 | 184.28 | 157.7345 | 174.4472 | 150.9243
|  |  | 19 | 107.8723 | 95.8159 | 317.5878 | 130.714 | 236.7107 | 134.7292 | 174.2396 | 95.1343 | 107.2335 | 18.8784 | 101.3632 | 290.1635 | 180.454 | 242.3628 | 172.6274 | 146.3969 | 169.0848 | 160.5919
|  |  | 20 | 93.8076 | 83.1102 | 311.3874 | 125.0091 | 228.0769 | 130.8328 | 163.978 | 83.3709 | 109.1469 | 17.6979 | 102.3034 | 276.6733 | 171.9432 | 236.5998 | 169.1453 | 128.5812 | 166.7382 | 168.2276
|  |  | 21 | 97.2688 | 70.2467 | 300.5754 | 119.4562 | 216.9639 | 122.5092 | 162.9684 | 88.7707 | 102.8068 | 16.1962 | 83.1561 | 260.5282 | 158.8409 | 227.0773 | 163.2251 | 121.3134 | 160.5349 | 151.7962
|  |  | 22 | 77.2207 | 70.1582 | 299.1397 | 113.1682 | 223.4028 | 120.5656 | 168.7132 | 83.7627 | 101.9001 | 16.7035 | 74.4655 | 244.4739 | 168.6056 | 220.9854 | 147.8164 | 114.9894 | 141.1262 | 153.2302
|  |  | 23 | 72.7895 | 73.9588 | 295.674 | 108.4298 | 216.4383 | 112.7869 | 171.6616 | 77.2388 | 95.1883 | 13.2783 | 72.688 | 240.7231 | 161.8835 | 213.8867 | 141.7097 | 110.9988 | 144.8354 | 142.1135
|  | 4 | 0 | 65.6219 | 59.4296 | 300.7139 | 76.8359 | 185.2697 | 88.0699 | 168.3578 | 67.4962 | 105.5582 | 13.3995 | 64.5785 | 209.8517 | 125.8226 | 215.0727 | 101.7759 | 91.864 | 130.6376 | 139.0382
|  |  | 1 | 65.0294 | 70.3186 | 294.4871 | 79.2454 | 185.6044 | 87.2292 | 161.3631 | 69.6645 | 103.1441 | 14.2251 | 66.3475 | 209.3312 | 124.1847 | 215.5165 | 93.7149 | 97.2842 | 122.504 | 131.0539
|  |  | 2 | 60.8182 | 72.1049 | 288.0194 | 79.7726 | 187.7205 | 88.5674 | 163.2974 | 63.8496 | 103.4453 | 14.3845 | 68.1507 | 211.8775 | 123.2404 | 208.7944 | 98.6981 | 91.9493 | 125.8404 | 130.8367
|  |  | 3 | 63.247 | 66.5152 | 288.1023 | 79.019 | 191.6551 | 87.2977 | 167.0894 | 68.2809 | 103.5437 | 13.5151 | 65.6884 | 209.1222 | 135.2169 | 211.5336 | 102.0493 | 96.1143 | 128.2706 | 128.9494
|  |  | 4 | 65.5448 | 67.373 | 285.3812 | 76.8744 | 190.1061 | 96.4406 | 173.2988 | 66.7352 | 106.8264 | 14.2247 | 66.8318 | 209.3667 | 136.5945 | 212.1562 | 115.3932 | 101.178 | 127.5202 | 130.1953
|  |  | 5 | 42.9349 | 66.4968 | 282.379 | 78.2893 | 159.9976 | 83.3033 | 154.1845 | 65.2263 | 110.7295 | 15.0149 | 75.9187 | 213.5627 | 106.4481 | 212.6372 | 107.8013 | 101.3026 | 111.4773 | 125.2544
|  |  | 6 | 27.0606 | 51.8866 | 164.6354 | 79.6967 | 131.3011 | 76.7492 | 99.2056 | 68.1109 | 94.9171 | 9.7524 | 78.9993 | 166.8907 | 82.5514 | 178.7735 | 106.0323 | 95.1983 | 71.1921 | 89.6296
|  |  | 7 | 27.626 | 39.9789 | 130.478 | 80.6904 | 125.5492 | 64.9458 | 84.2401 | 63.1948 | 64.513 | 9.6671 | 80.5464 | 147.7395 | 73.5629 | 161.3237 | 94.6165 | 87.7269 | 52.8081 | 56.6934
|  |  | 8 | 26.8007 | 35.1375 | 113.0695 | 78.6544 | 121.6843 | 68.443 | 82.6358 | 60.8006 | 57.4964 | 9.3418 | 77.6972 | 145.9526 | 74.436 | 154.9238 | 94.3465 | 82.2298 | 51.8962 | 53.7833
|  |  | 9 | 26.7086 | 35.0469 | 122.5832 | 77.4706 | 122.8773 | 68.0098 | 79.876 | 57.4745 | 53.8243 | 8.4609 | 74.9745 | 143.8544 | 71.9352 | 149.9147 | 87.043 | 83.489 | 52.5488 | 52.5308
|  |  | 10 | 25.7859 | 37.3656 | 129.649 | 79.6471 | 124.4026 | 66.3604 | 80.6809 | 56.5781 | 54.5436 | 9.2736 | 70.4676 | 141.7217 | 70.6031 | 144.7622 | 92.7413 | 83.7096 | 50.9779 | 55.2376
|  |  | 11 | 24.804 | 39.3149 | 122.1244 | 76.637 | 117.4622 | 67.697 | 80.5704 | 59.6874 | 62.1601 | 9.2837 | 67.5984 | 142.1588 | 64.9114 | 145.7595 | 91.4874 | 80.7616 | 51.7497 | 53.9941
|  |  | 12 | 24.2332 | 41.3414 | 126.181 | 73.0604 | 115.4725 | 66.5072 | 84.1573 | 58.0583 | 54.8452 | 9.0256 | 65.2203 | 142.2715 | 65.4826 | 148.6054 | 100.0361 | 80.2825 | 52.497 | 51.5107
|  |  | 13 | 23.9968 | 39.5859 | 113.1904 | 72.9918 | 113.8921 | 65.0251 | 83.1591 | 58.6165 | 54.5804 | 9.3749 | 64.0068 | 140.9923 | 61.9342 | 151.8907 | 89.9766 | 80.3284 | 51.8659 | 52.5182
|  |  | 14 | 22.764 | 40.4407 | 114.8331 | 73.5697 | 122.3685 | 65.2879 | 85.9028 | 62.3183 | 49.4499 | 8.8757 | 62.8289 | 143.2916 | 62.5796 | 156.0488 | 87.7218 | 79.1455 | 51.3187 | 49.7098
|  |  | 15 | 26.2882 | 42.48 | 122.3931 | 74.299 | 129.8943 | 64.2498 | 86.7166 | 61.2196 | 52.2264 | 9.5192 | 63.351 | 147.8701 | 70.3938 | 164.395 | 97.3821 | 77.0651 | 55.2652 | 57.6464
|  |  | 16 | 59.0964 | 39.9421 | 135.7414 | 81.0648 | 162.9888 | 76.8036 | 93.9859 | 63.5907 | 54.0013 | 13.9727 | 65.9333 | 155.5992 | 103.5111 | 163.9189 | 105.0517 | 86.7079 | 66.2618 | 63.7044
|  |  | 17 | 78.7463 | 80.241 | 245.0709 | 95.7419 | 220.1286 | 105.2859 | 165.4263 | 68.8099 | 98.3684 | 19.6613 | 83.712 | 200.1561 | 161.1382 | 202.4762 | 131.1031 | 121.9659 | 121.7391 | 122.5828
|  |  | 18 | 101.5655 | 128.2826 | 317.7245 | 103.4871 | 229.4225 | 127.2256 | 182.3332 | 78.7091 | 115.5676 | 26.4318 | 87.3869 | 266.2711 | 169.5981 | 255.9359 | 180.2503 | 158.1521 | 153.9049 | 159.7396
|  |  | 19 | 111.7098 | 109.1993 | 316.4027 | 102.9739 | 218.1325 | 117.6439 | 179.8991 | 88.3623 | 130.2682 | 26.5877 | 85.5666 | 264.3651 | 165.3933 | 250.9013 | 168.3027 | 144.7018 | 152.6844 | 163.7551
|  |  | 20 | 108.5412 | 76.0726 | 312.2708 | 100.1478 | 194.1864 | 108.1128 | 170.5392 | 93.5919 | 130.2039 | 22.8978 | 84.0518 | 239.7345 | 138.0243 | 237.1699 | 157.9406 | 120.6689 | 140.6478 | 160.6189
|  |  | 21 | 107.1925 | 61.0098 | 298.6698 | 94.5334 | 191.5269 | 93.6201 | 163.8699 | 77.7555 | 125.5535 | 22.462 | 79.0942 | 231.3557 | 136.9059 | 230.3005 | 139.3112 | 101.7046 | 136.1389 | 149.1182
|  |  | 22 | 77.9747 | 56.784 | 294.2837 | 84.3166 | 183.5432 | 97.084 | 159.4593 | 77.3126 | 122.0286 | 16.8353 | 70.0313 | 213.8456 | 130.3608 | 217.2396 | 132.9072 | 93.6466 | 129.031 | 158.2768
|  |  | 23 | 70.29 | 63.457 | 295.0811 | 79.8684 | 188.7881 | 90.3066 | 173.0138 | 73.9687 | 115.2156 | 15.4449 | 66.7138 | 204.6304 | 128.7493 | 212.5179 | 116.7165 | 91.8227 | 136.1047 | 146.6835
|  | 5 | 0 | 61.121 | 112.778 | 320.2367 | 120.3679 | 262.0956 | 116.402 | 223.1147 | 95.0424 | 97.7095 | 13.5393 | 106.6316 | 280.119 | 173.6916 | 264.7137 | 143.8603 | 154.808 | 180.0299 | 154.4373
|  |  | 1 | 65.5117 | 109.6284 | 314.2783 | 119.1819 | 254.199 | 115.6698 | 227.8514 | 89.9272 | 97.689 | 14.8482 | 105.3514 | 277.282 | 166.9507 | 268.7285 | 144.9956 | 158.166 | 183.4344 | 147.6428
|  |  | 2 | 68.3232 | 109.3071 | 308.154 | 120.4923 | 253.6669 | 116.0031 | 225.4924 | 92.2854 | 102.4854 | 14.7893 | 109.1599 | 286.4358 | 172.3435 | 278.6322 | 136.9387 | 149.1274 | 176.0401 | 146.9589
|  |  | 3 | 69.3585 | 108.4351 | 305.5719 | 120.2047 | 248.6768 | 117.5899 | 224.264 | 88.7071 | 99.5527 | 15.2184 | 108.2575 | 281.4145 | 170.4118 | 279.3386 | 143.0893 | 146.8004 | 182.4524 | 152.5306
|  |  | 4 | 62.5589 | 109.0263 | 306.3811 | 117.511 | 245.598 | 114.8171 | 231.3489 | 93.1995 | 101.9538 | 13.6312 | 105.2797 | 279.2401 | 165.0781 | 276.05 | 136.1275 | 145.8214 | 181.6844 | 150.4021
|  |  | 5 | 24.8305 | 98.463 | 276.6147 | 119.7384 | 204.0846 | 87.6069 | 174.9255 | 89.2492 | 91.4048 | 11.0122 | 114.655 | 246.0098 | 120.6966 | 248.7605 | 126.2006 | 138.6172 | 135.9476 | 119.6132
|  |  | 6 | 20.42 | 70.0156 | 181.2435 | 121.0848 | 185.3337 | 83.4232 | 134.3574 | 75.5629 | 53.7474 | 10.0472 | 116.0642 | 204.9436 | 96.5628 | 195.6634 | 115.0778 | 114.3083 | 93.398 | 67.1822
|  |  | 7 | 19.1886 | 64.4091 | 166.0118 | 123.9603 | 173.7962 | 85.9739 | 121.8973 | 79.8306 | 46.5171 | 9.2926 | 113.5669 | 188.6794 | 89.9446 | 186.476 | 116.1112 | 108.7645 | 88.8395 | 64.1858
|  |  | 8 | 18.8206 | 55.35 | 166.138 | 124.4219 | 175.4507 | 76.9132 | 120.7294 | 71.3086 | 47.9594 | 9.058 | 112.6173 | 187.9879 | 87.1857 | 188.4448 | 110.5212 | 110.4747 | 87.594 | 60.2905
|  |  | 9 | 20.1903 | 58.0674 | 163.648 | 124.3606 | 169.8049 | 77.9338 | 116.0672 | 72.7882 | 45.5692 | 9.3655 | 112.4462 | 174.7273 | 82.5724 | 178.5988 | 113.6875 | 110.1306 | 80.2461 | 66.3315
|  |  | 10 | 18.1106 | 62.9318 | 162.3207 | 121.7653 | 171.4069 | 73.4488 | 117.5372 | 70.436 | 41.9418 | 10.0034 | 112.58 | 176.3337 | 82.3523 | 179.8999 | 111.9337 | 108.8779 | 80.2587 | 63.2055
|  |  | 11 | 17.8296 | 71.9314 | 151.5444 | 118.9188 | 167.9975 | 71.6339 | 116.4312 | 76.203 | 46.1359 | 10.0297 | 109.209 | 179.4089 | 81.8906 | 182.1485 | 112.066 | 113.454 | 80.4497 | 56.2173
|  |  | 12 | 18.1055 | 76.7617 | 142.9712 | 121.1201 | 163.5209 | 73.266 | 117.5317 | 72.6573 | 41.3548 | 9.9514 | 107.6155 | 170.1255 | 78.6445 | 168.2553 | 113.1077 | 110.4213 | 84.0659 | 61.7052
|  |  | 13 | 19.3979 | 75.2268 | 135.1139 | 118.1469 | 163.013 | 74.9475 | 118.1319 | 70.6255 | 40.2295 | 9.6478 | 109.03 | 181.5052 | 79.7003 | 175.1532 | 114.668 | 110.2628 | 83.1283 | 53.0744
|  |  | 14 | 18.9428 | 74.2928 | 134.723 | 117.0504 | 173.1929 | 74.0265 | 119.7816 | 68.2336 | 43.2375 | 9.0629 | 105.9857 | 176.4033 | 86.2815 | 169.2716 | 102.6074 | 108.2211 | 90.8812 | 70.6143
|  |  | 15 | 21.5878 | 73.473 | 148.8587 | 117.0657 | 179.845 | 74.273 | 122.7998 | 67.2662 | 43.9327 | 9.0489 | 102.7134 | 182.7714 | 93.5558 | 170.2371 | 117.4691 | 107.0068 | 90.5486 | 61.2321
|  |  | 16 | 50.3659 | 73.8113 | 175.3367 | 126.1303 | 206.9966 | 88.4471 | 138.5084 | 66.4342 | 42.3422 | 12.5336 | 109.5994 | 198.646 | 110.085 | 180.265 | 125.8084 | 109.1131 | 100.2577 | 60.8727
|  |  | 17 | 75.6347 | 102.179 | 262.09 | 133.5479 | 268.5546 | 110.3079 | 197.8786 | 91.2688 | 84.2999 | 23.6122 | 114.6867 | 239.9743 | 181.3792 | 212.6726 | 141.8106 | 133.3616 | 164.4809 | 123.723
|  |  | 18 | 124.7459 | 155.1284 | 334.1771 | 140.4539 | 310.3921 | 149.0328 | 238.0901 | 107.7298 | 109.7881 | 37.1575 | 122.5896 | 319.7943 | 209.0259 | 273.2917 | 168.6958 | 187.4916 | 220.5657 | 158.4098
|  |  | 19 | 119.3474 | 139.7323 | 332.3004 | 137.9081 | 285.9428 | 141.6391 | 233.0094 | 119.0899 | 129.8631 | 32.6989 | 117.9024 | 329.8242 | 205.7728 | 291.3035 | 188.9621 | 193.2836 | 217.9496 | 180.7164
|  |  | 20 | 119.9788 | 117.1338 | 324.7763 | 137.9784 | 258.7573 | 128.5657 | 221.6413 | 121.2533 | 127.0082 | 28.1132 | 118.9405 | 310.6239 | 166.6625 | 270.8481 | 183.8022 | 183.8458 | 221.0067 | 176.79
|  |  | 21 | 114.0915 | 105.2996 | 318.384 | 134.0537 | 241.9661 | 117.8541 | 205.436 | 114.9276 | 116.7138 | 26.962 | 109.9852 | 295.3973 | 160.1259 | 260.633 | 162.6373 | 154.6975 | 211.5857 | 173.6291
|  |  | 22 | 95.3836 | 97.4999 | 318.1049 | 129.1661 | 247.8468 | 120.0434 | 208.5145 | 113.4677 | 116.9727 | 21.453 | 107.5702 | 288.0423 | 169.5327 | 255.6766 | 158.2618 | 149.6196 | 205.9318 | 171.1341
|  |  | 23 | 69.7884 | 115.8519 | 320.3534 | 125.8646 | 251.5313 | 117.909 | 219.6902 | 108.1304 | 116.0544 | 15.7286 | 102.6638 | 272.5637 | 177.2958 | 260.3236 | 162.1897 | 154.2575 | 193.6563 | 155.2445
|  | 6 | 0 | 79.4322 | 127.8239 | 324.7049 | 130.3603 | 227.3514 | 149.9625 | 232.5491 | 128.7638 | 134.9743 | 27.2609 | 109.9245 | 290.4384 | 174.8814 | 267.3619 | 195.0089 | 149.2728 | 193.3611 | 168.2808
|  |  | 1 | 79.6974 | 132.463 | 329.0933 | 127.3312 | 230.5658 | 146.7087 | 233.4998 | 135.8929 | 118.1872 | 28.0563 | 107.9091 | 286.5203 | 181.5483 | 274.0229 | 192.4455 | 149.4727 | 184.4583 | 162.3818
|  |  | 2 | 79.4309 | 135.803 | 324.8622 | 126.015 | 229.107 | 147.3904 | 235.4235 | 131.5575 | 115.2098 | 28.3442 | 110.0561 | 279.7228 | 183.8164 | 283.1707 | 182.7044 | 154.9698 | 184.286 | 159.1949
|  |  | 3 | 76.4992 | 150.0376 | 322.3541 | 129.7095 | 228.7433 | 149.7582 | 237.7662 | 130.4132 | 113.6567 | 28.3624 | 115.4444 | 281.1169 | 176.3911 | 282.4382 | 174.1425 | 157.8382 | 190.2142 | 157.4413
|  |  | 4 | 70.2892 | 155.9138 | 322.6536 | 125.1588 | 205.2117 | 135.213 | 235.1415 | 128.3604 | 114.596 | 25.1672 | 113.8726 | 275.2102 | 146.3165 | 283.8411 | 172.7046 | 157.7357 | 177.6351 | 150.1841
|  |  | 5 | 49.3578 | 133.1773 | 289.1247 | 119.2277 | 177.7069 | 105.4415 | 161.8293 | 123.5078 | 102.7663 | 27.0583 | 114.9661 | 232.6163 | 102.4559 | 252.1649 | 155.6454 | 141.6788 | 129.4029 | 117.6725
|  |  | 6 | 42.6762 | 103.3582 | 206.8435 | 125.7393 | 166.7498 | 105.4251 | 135.2064 | 113.3602 | 79.7478 | 22.934 | 121.7661 | 194.3992 | 92.6816 | 195.9324 | 154.1452 | 129.5619 | 107.403 | 80.1273
|  |  | 7 | 42.8155 | 84.7876 | 188.5584 | 129.0798 | 166.4873 | 111.5533 | 123.9915 | 111.7009 | 72.7259 | 23.8581 | 115.9602 | 179.0169 | 91.8928 | 187.2877 | 154.2197 | 127.339 | 104.9771 | 73.4125
|  |  | 8 | 45.0127 | 85.3631 | 172.5083 | 133.4375 | 156.0597 | 98.8803 | 124.9777 | 106.7385 | 68.1094 | 24.7324 | 117.2855 | 179.2894 | 83.6858 | 186.0236 | 157.5566 | 119.1529 | 97.317 | 63.2665
|  |  | 9 | 43.4006 | 94.4516 | 187.6509 | 132.7852 | 158.0926 | 94.0337 | 116.4971 | 108.5501 | 67.4499 | 21.2031 | 114.722 | 177.1971 | 80.89 | 177.614 | 157.9339 | 120.0581 | 93.118 | 67.4203
|  |  | 10 | 42.669 | 107.1668 | 166.4822 | 134.8588 | 146.5119 | 95.5815 | 118.0877 | 100.1662 | 58.3268 | 21.4547 | 113.1423 | 175.1466 | 86.5502 | 175.3158 | 161.7486 | 121.5657 | 89.3685 | 71.4463
|  |  | 11 | 42.3519 | 107.8308 | 163.4467 | 136.3052 | 151.2715 | 91.1124 | 116.456 | 102.8422 | 63.6385 | 19.0898 | 113.0784 | 172.7436 | 88.4684 | 170.2237 | 155.2954 | 122.6665 | 87.5541 | 68.0318
|  |  | 12 | 43.6697 | 108.5362 | 150.8245 | 136.5696 | 149.3066 | 90.2526 | 115.7417 | 100.6312 | 57.9016 | 19.4508 | 110.1431 | 179.6952 | 88.5549 | 171.3227 | 166.8518 | 123.8007 | 85.0736 | 69.8551
|  |  | 13 | 44.043 | 108.8561 | 153.2404 | 135.3258 | 154.7467 | 93.4957 | 117.7334 | 98.4058 | 62.0595 | 18.2199 | 111.3194 | 179.9816 | 91.2725 | 166.648 | 168.3298 | 122.9744 | 84.7206 | 62.7484
|  |  | 14 | 43.3571 | 114.2512 | 170.7555 | 135.2463 | 155.7007 | 93.4911 | 123.6872 | 102.1789 | 63.1735 | 20.3419 | 110.7119 | 184.1133 | 88.5187 | 172.0514 | 165.1939 | 125.299 | 89.9654 | 73.8825
|  |  | 15 | 44.5357 | 107.2672 | 190.6758 | 140.4934 | 165.2713 | 101.1052 | 131.5442 | 100.8262 | 60.8149 | 19.765 | 115.0117 | 189.1151 | 88.1969 | 172.2528 | 173.1908 | 127.8689 | 96.1949 | 64.5362
|  |  | 16 | 54.8768 | 113.9952 | 217.3461 | 142.3502 | 190.7992 | 108.6663 | 150.653 | 104.1207 | 62.7295 | 21.7742 | 119.7559 | 199.9832 | 108.3224 | 183.3106 | 169.4223 | 131.6405 | 110.6882 | 75.3289
|  |  | 17 | 81.7102 | 132.1029 | 270.5073 | 155.3606 | 240.0424 | 128.1854 | 197.1442 | 103.8634 | 75.4544 | 25.1727 | 128.9195 | 235.0233 | 173.7755 | 198.4609 | 197.0944 | 146.245 | 151.8427 | 107.1894
|  |  | 18 | 136.7603 | 184.9307 | 337.7491 | 157.9648 | 295.4569 | 180.2824 | 241.8559 | 130.9657 | 107.2514 | 43.178 | 137.732 | 310.4119 | 209.6483 | 255.1852 | 225.6366 | 202.0643 | 201.8756 | 164.5101
|  |  | 19 | 128.5172 | 190.7094 | 338.095 | 153.5466 | 283.6876 | 186.2096 | 237.3881 | 143.6332 | 151.3102 | 40.3609 | 133.3613 | 339.207 | 216.0191 | 291.3467 | 240.3044 | 218.2192 | 219.8041 | 208.5739
|  |  | 20 | 128.9444 | 145.7185 | 334.5089 | 149.0199 | 250.4135 | 172.6926 | 236.334 | 144.2149 | 148.9896 | 33.8585 | 132.4065 | 323.26 | 185.4606 | 269.7565 | 237.6811 | 184.6973 | 214.9017 | 206.1975
|  |  | 21 | 132.3311 | 132.1435 | 327.7802 | 144.1663 | 242.5877 | 165.2082 | 225.8331 | 137.1599 | 142.0218 | 35.4283 | 135.5461 | 313.4444 | 175.3043 | 262.4495 | 219.0389 | 165.7383 | 216.9069 | 205.162
|  |  | 22 | 106.3364 | 122.9594 | 325.3444 | 135.6252 | 237.1502 | 154.2384 | 216.5009 | 154.0099 | 146.1543 | 34.0634 | 120.9558 | 293.9628 | 176.8731 | 252.3443 | 198.3302 | 155.6702 | 216.6598 | 203.7122
|  |  | 23 | 83.6835 | 129.7736 | 327.8587 | 129.8921 | 240.1306 | 153.1537 | 234.6965 | 134.2063 | 142.9836 | 30.9896 | 112.8163 | 285.55 | 185.2489 | 252.1259 | 192.5087 | 155.8004 | 211.3201 | 195.4127
|  | 7 | 0 | 127.3249 | 148.0267 | 348.8025 | 186.0786 | 305.005 | 194.9028 | 286.677 | 227.5587 | 164.7214 | 49.8112 | 207.0018 | 356.0065 | 230.3823 | 311.3087 | 220.9676 | 244.2096 | 270.5182 | 194.5882
|  |  | 1 | 125.4768 | 154.5509 | 342.0901 | 184.7498 | 304.6462 | 188.2922 | 299.2507 | 216.1885 | 159.8211 | 51.3754 | 206.5445 | 349.747 | 228.7745 | 331.5108 | 231.2525 | 232.5461 | 259.0605 | 188.4855
|  |  | 2 | 125.1008 | 158.0541 | 338.7386 | 185.38 | 299.951 | 186.8461 | 306.54 | 215.4489 | 162.3877 | 54.6163 | 205.8705 | 339.6884 | 227.1772 | 334.9776 | 238.3874 | 239.8691 | 256.1741 | 188.2276
|  |  | 3 | 127.7411 | 163.1966 | 337.2904 | 185.7496 | 303.9891 | 185.2559 | 307.9306 | 210.3878 | 158.6891 | 56.101 | 208.8116 | 340.8632 | 234.0641 | 336.8759 | 237.7904 | 242.7325 | 278.3775 | 192.4482
|  |  | 4 | 124.3332 | 170.0449 | 332.7703 | 181.9465 | 302.2246 | 190.684 | 298.745 | 222.0535 | 157.6399 | 58.2908 | 212.4355 | 349.2947 | 230.2679 | 333.9146 | 235.6593 | 246.5287 | 270.9502 | 189.8844
|  |  | 5 | 103.2451 | 164.5923 | 317.1009 | 176.1966 | 249.0162 | 164.5542 | 220.3932 | 201.7205 | 156.8213 | 55.0754 | 212.3772 | 321.4036 | 174.2456 | 322.4484 | 237.054 | 228.555 | 229.7236 | 175.0115
|  |  | 6 | 96.0658 | 143.664 | 195.0678 | 179.7551 | 238.8207 | 143.3652 | 173.4945 | 182.7329 | 129.6746 | 49.9968 | 217.7922 | 262.6605 | 155.9062 | 233.7165 | 210.3584 | 201.2638 | 196.0586 | 128.616
|  |  | 7 | 94.5524 | 113.2733 | 160.9055 | 179.7844 | 237.3221 | 135.5822 | 159.4799 | 174.0865 | 117.1689 | 52.2357 | 208.2856 | 243.538 | 156.2024 | 200.0985 | 213.5439 | 185.7641 | 178.6251 | 104.7782
|  |  | 8 | 95.7192 | 117.9922 | 181.3284 | 185.2208 | 219.8978 | 138.3581 | 149.0356 | 169.365 | 110.7994 | 51.0549 | 206.7745 | 237.0152 | 153.2157 | 197.0414 | 206.8154 | 172.4721 | 199.3655 | 95.5767
|  |  | 9 | 94.9371 | 124.3535 | 178.0453 | 184.7414 | 217.2092 | 133.5877 | 150.4299 | 191.5819 | 111.967 | 49.005 | 192.8642 | 227.8683 | 145.2862 | 186.7928 | 207.6224 | 177.2821 | 214.3489 | 101.6312
|  |  | 10 | 95.9267 | 138.0032 | 162.0789 | 185.3167 | 210.7256 | 133.7696 | 152.054 | 179.9858 | 114.255 | 48.3041 | 195.7194 | 229.2762 | 152.8613 | 172.9696 | 207.3961 | 188.6206 | 203.862 | 103.6461
|  |  | 11 | 95.3467 | 143.6746 | 161.4893 | 186.0874 | 215.577 | 137.7945 | 156.9733 | 173.6951 | 112.2744 | 45.064 | 189.6856 | 225.5076 | 163.6846 | 168.9584 | 216.327 | 189.8354 | 189.1032 | 100.2138
|  |  | 12 | 94.0667 | 143.8975 | 144.5759 | 188.2887 | 211.5008 | 144.8598 | 161.9641 | 173.9419 | 107.0345 | 44.5042 | 193.4299 | 232.6959 | 162.8257 | 177.685 | 211.6364 | 188.5558 | 179.6677 | 98.8699
|  |  | 13 | 94.1222 | 145.9946 | 153.8045 | 188.3378 | 211.592 | 141.2541 | 161.4736 | 173.9581 | 105.9647 | 43.0793 | 196.2873 | 231.7057 | 158.8657 | 182.0917 | 214.3314 | 188.9567 | 178.2314 | 103.9737
|  |  | 14 | 97.2699 | 142.6704 | 171.5814 | 187.7775 | 215.2734 | 139.8641 | 167.1823 | 173.7471 | 107.3779 | 43.6427 | 193.9084 | 238.4229 | 157.4667 | 190.0766 | 214.9497 | 188.433 | 201.8755 | 107.0755
|  |  | 15 | 97.3894 | 142.2106 | 204.8031 | 189.6686 | 226.8804 | 140.7925 | 173.0433 | 165.1344 | 109.5456 | 42.3416 | 194.9514 | 245.8588 | 172.9832 | 190.7598 | 221.2201 | 192.0975 | 190.3589 | 112.4188
|  |  | 16 | 110.7527 | 140.8096 | 233.2779 | 195.4931 | 249.9531 | 148.7932 | 195.9623 | 169.355 | 112.515 | 43.4807 | 202.4805 | 263.6072 | 186.9918 | 202.7362 | 221.6608 | 204.101 | 208.2736 | 133.1503
|  |  | 17 | 124.0681 | 156.157 | 292.0163 | 209.041 | 297.4103 | 173.0547 | 233.4313 | 184.2423 | 132.0262 | 43.625 | 211.2445 | 296.4793 | 230.1854 | 234.3633 | 244.5766 | 230.9119 | 240.129 | 159.3494
|  |  | 18 | 164.6379 | 216.7737 | 361.548 | 209.5314 | 348.7475 | 221.1747 | 279.0829 | 205.58 | 142.7624 | 53.6134 | 209.4267 | 364.6584 | 283.1971 | 283.8883 | 276.0639 | 292.4852 | 272.1559 | 203.6415
|  |  | 19 | 165.6507 | 211.0174 | 364.6839 | 201.8273 | 333.5989 | 232.2039 | 277.6641 | 245.0567 | 178.5492 | 58.7073 | 206.7788 | 380.7977 | 270.427 | 309.1806 | 304.7303 | 302.5294 | 302.4675 | 234.4742
|  |  | 20 | 169.3697 | 168.6869 | 361.5596 | 198.3163 | 321.8827 | 226.2304 | 276.5675 | 220.7369 | 187.0321 | 57.1479 | 212.4607 | 366.6292 | 255.7066 | 301.5929 | 300.8731 | 277.7487 | 285.4544 | 232.0569
|  |  | 21 | 164.7315 | 143.8722 | 346.6839 | 195.5307 | 325.3905 | 209.6751 | 266.3503 | 233.6472 | 187.0712 | 56.2238 | 208.55 | 352.8419 | 252.4136 | 302.0409 | 268.1473 | 249.9567 | 283.1265 | 223.9417
|  |  | 22 | 150.5803 | 136.7818 | 331.2343 | 191.2388 | 327.0793 | 212.6568 | 251.5356 | 247.6976 | 177.5989 | 55.7707 | 209.4718 | 353.3499 | 256.1996 | 284.9681 | 259.0803 | 248.7048 | 283.5175 | 219.7877
|  |  | 23 | 136.8313 | 138.6281 | 340.05 | 184.0301 | 313.8402 | 201.1554 | 271.5913 | 235.6485 | 172.522 | 51.9525 | 205.62 | 353.7424 | 237.8626 | 283.5247 | 245.3883 | 249.9053 | 269.3998 | 210.0693
|  | 8 | 0 | 156.5424 | 157.5767 | 338.1498 | 186.4109 | 319.942 | 193.1741 | 277.2494 | 213.9123 | 196.0629 | 57.5853 | 208.523 | 349.1521 | 255.9917 | 322.1079 | 257.3426 | 237.9702 | 251.6762 | 225.7813
|  |  | 1 | 156.7514 | 154.7139 | 345.7902 | 182.9999 | 316.335 | 185.9094 | 286.3739 | 206.5179 | 195.6897 | 58.7578 | 201.4069 | 344.4418 | 242.894 | 347.2198 | 259.8537 | 243.1508 | 252.9162 | 217.6387
|  |  | 2 | 152.6723 | 176.1614 | 346.5473 | 185.846 | 315.0526 | 184.5368 | 288.4493 | 223.4972 | 201.2889 | 67.0464 | 203.0386 | 340.5082 | 250.203 | 354.0601 | 259.0453 | 258.8215 | 262.4357 | 215.8977
|  |  | 3 | 151.2664 | 162.4411 | 346.9523 | 188.7567 | 330.2896 | 196.5104 | 288.8212 | 232.4385 | 202.6834 | 68.9846 | 207.8639 | 346.4229 | 273.5261 | 364.5387 | 255.1088 | 262.9336 | 260.2668 | 222.7198
|  |  | 4 | 149.727 | 179.0599 | 344.0411 | 188.2207 | 329.4176 | 206.6657 | 282.4069 | 217.3274 | 202.8591 | 67.8121 | 211.7159 | 347.5758 | 272.0321 | 364.4719 | 288.3677 | 272.3644 | 259.3019 | 222.1197
|  |  | 5 | 129.6746 | 171.9436 | 331.2699 | 188.7715 | 269.0942 | 160.2386 | 250.359 | 200.83 | 201.4985 | 73.2579 | 212.0192 | 346.5857 | 197.3753 | 360.1963 | 248.0815 | 262.8537 | 229.167 | 216.012
|  |  | 6 | 108.2263 | 145.2467 | 233.4561 | 193.4381 | 223.0042 | 122.5457 | 174.8177 | 202.317 | 180.3458 | 60.1321 | 219.1588 | 274.5578 | 142.3959 | 268.227 | 225.8681 | 220.8822 | 185.419 | 157.8332
|  |  | 7 | 103.2675 | 119.0902 | 196.2141 | 191.2666 | 220.3891 | 118.6639 | 153.8782 | 176.0985 | 146.7259 | 62.6692 | 215.6509 | 235.1423 | 145.2201 | 211.785 | 208.1123 | 187.2394 | 162.0832 | 129.0934
|  |  | 8 | 108.6318 | 111.1206 | 207.8736 | 194.4752 | 210.9775 | 117.9526 | 146.5638 | 167.3651 | 133.0788 | 60.2352 | 210.4509 | 235.4258 | 138.1582 | 205.022 | 203.588 | 176.7021 | 158.1568 | 109.8498
|  |  | 9 | 111.2619 | 130.3332 | 199.8798 | 191.6179 | 207.8325 | 110.5862 | 146.0262 | 180.278 | 137.5491 | 58.216 | 203.721 | 217.979 | 133.4037 | 197.148 | 214.8356 | 176.9266 | 158.5759 | 118.0594
|  |  | 10 | 108.5397 | 140.5905 | 181.3481 | 191.9417 | 202.4166 | 115.5756 | 137.8627 | 180.8073 | 140.1992 | 54.1236 | 200.2894 | 214.999 | 130.1235 | 185.1091 | 216.1395 | 177.5118 | 161.8226 | 124.1229
|  |  | 11 | 108.5177 | 152.0895 | 183.5266 | 191.176 | 204.5056 | 113.0098 | 142.7807 | 174.0467 | 133.9839 | 54.7179 | 200.2395 | 216.7819 | 132.9754 | 181.6486 | 209.9587 | 180.7767 | 162.527 | 120.7031
|  |  | 12 | 113.3567 | 152.4409 | 164.5927 | 189.4749 | 192.1871 | 115.7388 | 146.7537 | 170.435 | 133.5808 | 51.7426 | 197.4116 | 220.3742 | 124.7812 | 174.2767 | 215.3431 | 187.0179 | 161.2278 | 118.6042
|  |  | 13 | 112.8596 | 157.0427 | 176.3889 | 191.8083 | 194.3097 | 121.7223 | 147.5097 | 175.8435 | 139.0551 | 53.6464 | 198.7136 | 221.0371 | 134.4449 | 180.0441 | 215.0695 | 185.1237 | 171.4217 | 120.837
|  |  | 14 | 113.8633 | 160.7104 | 191.7824 | 192.6025 | 204.7296 | 121.6914 | 157.6756 | 187.2181 | 137.7933 | 50.4903 | 207.6698 | 226.2812 | 140.219 | 181.9058 | 214.526 | 189.4584 | 180.0086 | 122.9225
|  |  | 15 | 118.149 | 157.3986 | 213.0696 | 196.0608 | 212.828 | 139.8984 | 169.1348 | 179.3798 | 135.623 | 52.8495 | 207.3339 | 231.0001 | 151.9538 | 191.1725 | 232.797 | 191.9276 | 194.1311 | 131.7858
|  |  | 16 | 138.9109 | 161.6523 | 255.8189 | 201.4324 | 252.4433 | 144.1426 | 193.3138 | 192.2618 | 137.4622 | 53.5327 | 213.4996 | 250.6388 | 189.8318 | 211.6573 | 249.0118 | 204.6733 | 220.8677 | 141.1257
|  |  | 17 | 176.615 | 184.5314 | 313.8323 | 205.8817 | 315.4107 | 185.8387 | 237.017 | 202.5107 | 148.377 | 60.8913 | 216.1533 | 311.0726 | 244.9419 | 247.0903 | 283.3772 | 257.6352 | 242.487 | 193.0548
|  |  | 18 | 209.2641 | 248.9198 | 361.3937 | 200.5948 | 345.7215 | 216.8457 | 265.299 | 211.4781 | 182.5384 | 71.478 | 212.2589 | 366.2766 | 286.9327 | 300.7735 | 301.9127 | 314.9316 | 279.2843 | 246.2106
|  |  | 19 | 193.5633 | 227.426 | 356.6095 | 197.9031 | 331.3308 | 216.7694 | 260.5755 | 228.4705 | 214.4191 | 66.144 | 217.8384 | 372.8196 | 272.3603 | 310.0788 | 312.4962 | 302.792 | 272.2854 | 257.0681
|  |  | 20 | 192.6227 | 199.8691 | 348.2105 | 197.8596 | 334.8118 | 199.6751 | 256.8795 | 217.9251 | 208.9001 | 67.0479 | 228.4708 | 367.2965 | 259.2902 | 305.7739 | 309.4274 | 280.1238 | 266.8362 | 245.3574
|  |  | 21 | 193.363 | 174.8718 | 339.8128 | 191.1458 | 331.5797 | 209.7095 | 249.5311 | 236.4674 | 204.821 | 72.1637 | 216.172 | 348.1356 | 258.9368 | 294.194 | 289.9491 | 261.6261 | 252.8186 | 237.4251
|  |  | 22 | 176.2222 | 153.5549 | 332.8676 | 186.4716 | 327.032 | 190.3434 | 242.8643 | 234.96 | 209.0631 | 60.9791 | 212.1777 | 352.5606 | 253.1602 | 284.6279 | 272.3618 | 258.0126 | 256.3719 | 231.8994
|  |  | 23 | 157.8121 | 159.6826 | 338.9895 | 184.1624 | 320.1954 | 191.2033 | 264.233 | 224.4782 | 202.728 | 58.7374 | 205.0902 | 347.578 | 250.0255 | 287.9151 | 268.1252 | 253.3529 | 262.6267 | 225.2246
|  | 9 | 0 | 139.2691 | 162.2074 | 333.3221 | 129.758 | 287.2999 | 160.7554 | 266.5754 | 228.2334 | 195.4508 | 77.8108 | 127.2942 | 297.5875 | 222.2925 | 313.3724 | 196.1607 | 206.8036 | 252.7685 | 217.0989
|  |  | 1 | 140.2278 | 162.4425 | 333.6995 | 128.3178 | 285.0448 | 162.0453 | 266.8265 | 219.4643 | 194.8805 | 78.524 | 126.0556 | 298.4166 | 215.0694 | 328.9141 | 203.1885 | 215.2516 | 265.8099 | 214.7918
|  |  | 2 | 135.8488 | 169.5144 | 329.9058 | 128.7729 | 291.0533 | 162.6173 | 264.9565 | 215.0164 | 201.5684 | 82.4904 | 125.7403 | 296.7975 | 207.6203 | 336.9726 | 212.2815 | 232.2345 | 264.8862 | 211.2014
|  |  | 3 | 135.1585 | 165.7267 | 329.7561 | 128.2957 | 284.3545 | 169.2078 | 263.7651 | 223.3586 | 201.4595 | 83.3447 | 127.0524 | 300.2649 | 206.5558 | 335.2561 | 209.9779 | 229.7382 | 251.2994 | 210.4886
|  |  | 4 | 134.2435 | 170.6717 | 326.9104 | 129.0509 | 273.7013 | 166.5412 | 267.4021 | 225.4781 | 199.9889 | 84.7206 | 124.7129 | 295.2797 | 203.3248 | 326.7271 | 222.4254 | 232.7961 | 256.2836 | 207.2815
|  |  | 5 | 119.5269 | 173.6765 | 322.8646 | 127.7083 | 247.3828 | 157.4496 | 253.8211 | 221.9118 | 202.2781 | 80.3464 | 126.2984 | 292.7349 | 181.3072 | 322.3232 | 211.2727 | 233.3395 | 253.5002 | 209.5152
|  |  | 6 | 110.12 | 141.1058 | 234.6174 | 124.5618 | 204.5242 | 114.4502 | 173.1429 | 217.6452 | 174.9667 | 70.79 | 125.2342 | 240.1648 | 128.9377 | 247.2948 | 182.7664 | 194.249 | 195.5357 | 150.2127
|  |  | 7 | 102.4159 | 111.8584 | 188.9775 | 132.257 | 190.7773 | 104.2861 | 150.6274 | 217.7142 | 145.3793 | 61.4894 | 130.5776 | 194.9094 | 112.1821 | 203.3055 | 146.9943 | 161.2371 | 180.6214 | 117.8373
|  |  | 8 | 105.3922 | 111.5286 | 180.4407 | 132.565 | 180.3384 | 103.6498 | 143.1804 | 186.7778 | 134.3117 | 65.5577 | 132.3204 | 193.178 | 112.2144 | 196.5365 | 146.5825 | 154.5256 | 157.4765 | 102.8161
|  |  | 9 | 110.274 | 112.3058 | 200.7014 | 133.1641 | 187.5756 | 97.577 | 135.9434 | 183.2749 | 132.2471 | 70.1237 | 134.3314 | 197.2988 | 108.2357 | 198.5031 | 152.5435 | 148.9972 | 137.1797 | 101.9302
|  |  | 10 | 110.2232 | 128.4274 | 193.9439 | 136.3798 | 179.5791 | 99.4156 | 142.5336 | 201.7335 | 135.6511 | 68.4791 | 136.9997 | 202.544 | 103.271 | 192.2817 | 159.0716 | 154.7749 | 156.6501 | 105.4762
|  |  | 11 | 108.1283 | 134.2456 | 163.1366 | 136.1734 | 174.7892 | 98.4879 | 139.077 | 189.7245 | 135.1659 | 68.183 | 132.3011 | 194.6968 | 106.3609 | 194.5966 | 157.3517 | 154.2057 | 169.6637 | 112.1491
|  |  | 12 | 106.3652 | 141.8395 | 156.7607 | 134.1345 | 178.435 | 99.7959 | 136.7647 | 183.9809 | 130.8979 | 66.1632 | 129.4811 | 194.9776 | 106.8215 | 183.9462 | 157.3593 | 158.4022 | 161.8484 | 108.6366
|  |  | 13 | 109.3874 | 151.9584 | 160.871 | 129.6425 | 182.4436 | 102.2415 | 134.6126 | 175.7634 | 128.0986 | 65.6015 | 128.6449 | 196.3095 | 114.6915 | 187.6296 | 162.6606 | 162.2607 | 155.3018 | 114.1508
|  |  | 14 | 107.8002 | 142.2668 | 174.4619 | 130.4877 | 177.7868 | 104.1522 | 138.5748 | 189.5366 | 131.9321 | 66.5728 | 125.2863 | 199.6559 | 120.1694 | 188.2591 | 174.4956 | 157.2878 | 167.0223 | 116.3873
|  |  | 15 | 109.4638 | 147.9157 | 203.0474 | 136.446 | 198.6025 | 121.091 | 150.5998 | 207.6001 | 128.7923 | 57.5546 | 126.0254 | 202.8676 | 132.1415 | 194.576 | 177.9003 | 166.8909 | 190.553 | 119.5085
|  |  | 16 | 133.5293 | 162.0777 | 252.3633 | 147.8093 | 261.5835 | 156.4454 | 201.4939 | 185.4018 | 123.0162 | 73.8048 | 142.4344 | 232.8178 | 193.9529 | 221.4023 | 220.2309 | 196.6477 | 225.8375 | 138.159
|  |  | 17 | 173.9799 | 233.1298 | 324.532 | 149.6552 | 308.7835 | 201.8181 | 257.7477 | 216.2199 | 165.4078 | 85.5602 | 147.4202 | 298.638 | 245.7325 | 274.5693 | 254.2589 | 264.8615 | 276.2554 | 194.9414
|  |  | 18 | 174.29 | 263.5574 | 346.7015 | 150.0916 | 303.834 | 192.2224 | 260.1534 | 233.1642 | 194.5793 | 77.4036 | 144.0983 | 336.9526 | 242.5613 | 304.9301 | 261.9876 | 292.8032 | 280.7081 | 232.8142
|  |  | 19 | 172.4622 | 223.1102 | 344.2257 | 147.8259 | 294.0727 | 186.052 | 253.7191 | 245.3636 | 195.4642 | 74.4057 | 143.7722 | 320.1375 | 228.3881 | 300.6828 | 251.7617 | 257.009 | 280.9612 | 226.0293
|  |  | 20 | 161.599 | 176.0806 | 337.2699 | 143.9437 | 279.7306 | 158.1237 | 243.3588 | 236.4381 | 200.7361 | 74.1112 | 139.3819 | 317.941 | 209.8611 | 290.8129 | 238.7944 | 235.1785 | 267.6009 | 216.6922
|  |  | 21 | 159.9319 | 154.4103 | 326.0333 | 138.7667 | 285.179 | 173.2604 | 242.2111 | 222.4364 | 197.321 | 74.7883 | 129.2685 | 308.306 | 214.7368 | 281.1879 | 234.0541 | 225.6231 | 273.9619 | 210.9382
|  |  | 22 | 147.8363 | 147.7423 | 328.6214 | 133.4084 | 283.3453 | 175.8344 | 248.4075 | 232.5497 | 204.3336 | 76.3172 | 127.0774 | 310.3983 | 216.8576 | 285.3282 | 213.982 | 222.8224 | 272.4806 | 212.7065
|  |  | 23 | 138.486 | 150.7074 | 332.4637 | 136.4658 | 273.368 | 163.5681 | 257.0707 | 238.3766 | 200.3405 | 73.0981 | 128.408 | 298.5741 | 206.8972 | 300.4463 | 200.8024 | 212.1643 | 267.3504 | 218.8474
|  | 10 | 0 | 116.7533 | 89.5231 | 315.8466 | 107.701 | 219.9126 | 119.446 | 199.7572 | 157.6135 | 134.4285 | 48.9045 | 94.2427 | 244.7438 | 139.4474 | 245.78 | 163.7814 | 142.8313 | 224.4632 | 163.3953
|  |  | 1 | 114.1733 | 93.2583 | 311.7814 | 106.3776 | 223.9382 | 120.659 | 202.7539 | 162.352 | 137.3993 | 54.265 | 92.7194 | 244.1089 | 141.247 | 244.7634 | 148.3794 | 140.7694 | 227.6155 | 165.3454
|  |  | 2 | 111.1674 | 92.3987 | 312.9645 | 107.2497 | 223.4918 | 118.3555 | 204.5472 | 159.8357 | 138.104 | 53.3662 | 93.104 | 245.7187 | 141.7865 | 255.8432 | 152.5663 | 135.0419 | 224.83 | 168.7489
|  |  | 3 | 106.1496 | 89.2012 | 310.7674 | 108.2208 | 229.0661 | 121.1708 | 205.8851 | 161.4027 | 139.2755 | 54.7395 | 94.9577 | 248.7837 | 139.5052 | 257.8869 | 166.5434 | 143.2672 | 221.231 | 165.4903
|  |  | 4 | 104.201 | 81.1558 | 307.2152 | 109.1532 | 214.1395 | 122.5744 | 214.5148 | 165.0847 | 138.6601 | 53.2251 | 100.2997 | 243.7492 | 150.3844 | 254.8328 | 174.8551 | 138.1479 | 222.2929 | 161.7965
|  |  | 5 | 101.2359 | 84.5254 | 305.1947 | 111.315 | 204.7063 | 120.5078 | 204.5658 | 164.1046 | 146.0989 | 52.4324 | 100.732 | 258.4172 | 141.6219 | 261.671 | 165.4011 | 136.4894 | 229.6 | 169.1244
|  |  | 6 | 79.3127 | 74.6228 | 254.9412 | 112.8072 | 179.2147 | 103.1705 | 145.3056 | 163.3187 | 144.9619 | 35.306 | 101.6349 | 235.4451 | 120.6966 | 234.496 | 156.668 | 126.9986 | 190.0532 | 137.34
|  |  | 7 | 76.0661 | 48.0636 | 193.3862 | 115.6003 | 151.7998 | 85.6642 | 115.2108 | 131.2635 | 88.8469 | 31.6606 | 101.6683 | 191.7197 | 97.8845 | 176.8368 | 134.9792 | 104.6282 | 136.0629 | 71.9486
|  |  | 8 | 76.2294 | 49.3891 | 187.1768 | 117.9679 | 148.6898 | 87.4692 | 114.0979 | 136.6629 | 90.8643 | 36.1594 | 107.9684 | 190.0763 | 94.5168 | 170.8654 | 129.2288 | 97.4562 | 148.1675 | 73.862
|  |  | 9 | 75.9364 | 48.0264 | 185.5663 | 120.5115 | 148.8648 | 88.4256 | 111.5115 | 136.0892 | 78.4665 | 39.8275 | 106.4491 | 179.1516 | 97.0995 | 162.3816 | 130.8106 | 103.0926 | 121.8831 | 71.7015
|  |  | 10 | 75.5181 | 45.4387 | 190.4599 | 117.6287 | 153.9487 | 90.1168 | 110.2955 | 134.0365 | 80.0449 | 39.9 | 108.4382 | 175.0906 | 101.1615 | 160.5882 | 125.9496 | 102.0177 | 132.5829 | 73.3061
|  |  | 11 | 74.5721 | 53.8562 | 180.3532 | 119.333 | 158.9703 | 93.1653 | 111.2052 | 131.2021 | 79.937 | 38.5205 | 109.1532 | 181.1458 | 103.9009 | 160.7481 | 130.5234 | 104.9774 | 128.5045 | 72.0289
|  |  | 12 | 73.6227 | 56.9987 | 168.9154 | 118.2772 | 157.1925 | 88.0044 | 116.9664 | 116.818 | 82.3858 | 38.9519 | 109.7449 | 181.5796 | 104.0534 | 170.1502 | 128.7153 | 98.3642 | 127.239 | 72.0647
|  |  | 13 | 74.8577 | 59.3177 | 169.3934 | 116.6753 | 159.3238 | 86.3385 | 117.8403 | 113.0252 | 79.326 | 35.696 | 106.2391 | 179.8713 | 102.7911 | 170.3828 | 123.14 | 94.5397 | 128.4654 | 73.584
|  |  | 14 | 76.4338 | 57.0823 | 170.1711 | 118.3679 | 160.1978 | 85.2391 | 114.9612 | 126.5351 | 81.7047 | 37.9196 | 102.2128 | 186.5201 | 101.8841 | 168.3263 | 125.1119 | 99.6655 | 125.2876 | 72.4094
|  |  | 15 | 98.0447 | 57.4724 | 181.658 | 122.932 | 187.9732 | 106.3573 | 126.0344 | 137.8783 | 88.5747 | 43.8298 | 101.3004 | 194.3249 | 132.0481 | 175.9296 | 144.2255 | 100.249 | 155.5559 | 86.6151
|  |  | 16 | 120.8475 | 94.9282 | 262.4759 | 127.323 | 234.579 | 137.47 | 180.9047 | 153.543 | 110.3563 | 52.6442 | 109.5589 | 247.9884 | 171.2374 | 204.8563 | 177.9272 | 149.1899 | 230.9864 | 142.4788
|  |  | 17 | 132.7973 | 173.494 | 333.7376 | 125.5399 | 242.5548 | 153.681 | 199.71 | 167.1404 | 141.3147 | 53.5271 | 114.6611 | 287.6255 | 169.7024 | 253.8994 | 198.2785 | 198.4655 | 253.4598 | 179.4352
|  |  | 18 | 136.0666 | 149.9225 | 331.349 | 131.2804 | 238.684 | 146.4386 | 195.3104 | 169.9117 | 149.1203 | 57.6226 | 111.1624 | 285.761 | 168.6602 | 253.5824 | 209.2446 | 181.6679 | 247.8505 | 184.5178
|  |  | 19 | 131.6579 | 117.3191 | 328.2582 | 128.5503 | 226.5655 | 130.2211 | 194.1307 | 186.6346 | 152.1227 | 58.4192 | 109.7757 | 275.6444 | 152.3879 | 242.4593 | 187.9167 | 159.8573 | 257.3261 | 185.8766
|  |  | 20 | 124.71 | 102.8924 | 319.1687 | 122.8431 | 219.7325 | 116.4679 | 185.8295 | 183.698 | 147.8049 | 52.3989 | 104.7477 | 273 | 145.5523 | 240.4535 | 185.3441 | 144.2793 | 241.268 | 171.7965
|  |  | 21 | 123.9421 | 89.7592 | 318.3448 | 115.95 | 218.4983 | 115.5207 | 182.9745 | 167.5466 | 141.8839 | 50.4373 | 102.5545 | 260.6246 | 145.7275 | 230.792 | 172.8085 | 135.0089 | 235.8622 | 168.3953
|  |  | 22 | 116.0166 | 89.1493 | 316.0933 | 117.0678 | 219.1847 | 116.3383 | 191.6482 | 167.1417 | 142.6741 | 47.5522 | 93.4513 | 248.6948 | 141.0427 | 240.5204 | 161.8604 | 130.4293 | 236.8059 | 173.1365
|  |  | 23 | 116.6132 | 90.9706 | 316.9772 | 110.2066 | 223.9266 | 114.1393 | 207.4883 | 156.7519 | 140.8974 | 46.435 | 93.6566 | 242.9537 | 141.4144 | 237.8681 | 160.411 | 136.9355 | 238.0122 | 169.7855
|  | 11 | 0 | 107.4777 | 119.0166 | 305.1112 | 128.5981 | 287.2424 | 164.5907 | 224.1945 | 161.4065 | 140.6475 | 52.8384 | 103.5733 | 296.807 | 214.473 | 267.4217 | 204.0321 | 193.7511 | 236.8874 | 174.0804
|  |  | 1 | 106.3781 | 123.0975 | 306.3594 | 126.4194 | 280.2167 | 164.5722 | 231.2079 | 164.1677 | 140.1911 | 52.7773 | 104.2483 | 298.4991 | 215.3047 | 265.692 | 203.9769 | 188.7192 | 230.8851 | 176.3138
|  |  | 2 | 103.7076 | 129.6864 | 307.2625 | 129.4319 | 284.7912 | 166.7058 | 234.3856 | 165.1411 | 141.8538 | 54.5202 | 100.8333 | 299.8565 | 218.9138 | 276.2773 | 203.7838 | 191.4648 | 240.6058 | 181.8634
|  |  | 3 | 99.0604 | 135.8682 | 306.4481 | 127.8916 | 284.9447 | 169.1822 | 241.7199 | 165.0726 | 143.8973 | 56.86 | 102.7913 | 302.4099 | 213.9546 | 285.046 | 211.5848 | 194.9336 | 245.9911 | 181.1103
|  |  | 4 | 101.4757 | 135.6592 | 308.1167 | 122.6871 | 304.8371 | 183.2808 | 227.9359 | 150.4422 | 140.1801 | 54.8143 | 103.2437 | 303.3296 | 235.3011 | 283.3426 | 224.9452 | 206.8595 | 242.4461 | 176.8969
|  |  | 5 | 99.5871 | 135.6753 | 301.6685 | 123.8958 | 311.1593 | 188.7208 | 221.2 | 152.6502 | 140.3677 | 55.3238 | 108.0686 | 312.6646 | 240.3781 | 287.5652 | 227.3711 | 210.0552 | 244.8252 | 178.8063
|  |  | 6 | 92.6006 | 133.6523 | 283.0909 | 131.2991 | 280.9891 | 178.759 | 194.1198 | 150.514 | 140.0086 | 51.8813 | 109.1806 | 314.242 | 225.9249 | 268.1625 | 220.4292 | 200.4303 | 230.9973 | 166.7876
|  |  | 7 | 78.528 | 74.6474 | 164.9975 | 128.6189 | 226.8429 | 137.1676 | 130.4904 | 152.4409 | 125.2539 | 41.0694 | 103.4323 | 263.9609 | 152.0699 | 216.7577 | 207.0126 | 148.5797 | 185.2928 | 111.4403
|  |  | 8 | 72.8746 | 57.7868 | 157.2155 | 132.986 | 215.3637 | 123.9993 | 122.2205 | 142.9761 | 113.3521 | 39.5199 | 106.6962 | 226.0429 | 144.0918 | 186.6055 | 188.0871 | 127.6568 | 141.6327 | 87.602
|  |  | 9 | 76.2178 | 62.5836 | 159.3426 | 136.5062 | 209.0924 | 130.8608 | 119.9375 | 140.6309 | 106.2967 | 43.3875 | 112.038 | 216.0443 | 141.3412 | 188.4428 | 183.8128 | 129.6712 | 145.2085 | 83.917
|  |  | 10 | 73.0069 | 63.0529 | 158.8432 | 138.5784 | 210.9506 | 135.8315 | 119.7338 | 134.9137 | 101.7207 | 43.6764 | 111.6494 | 214.6788 | 145.4999 | 180.7386 | 188.5591 | 132.1032 | 149.8856 | 82.4308
|  |  | 11 | 74.7085 | 65.3219 | 165.703 | 135.65 | 213.651 | 134.9529 | 117.9012 | 142.792 | 100.8997 | 44.9398 | 111.8981 | 220.6963 | 146.9952 | 193.3777 | 188.6557 | 134.8801 | 150.3463 | 88.6948
|  |  | 12 | 73.9342 | 69.734 | 167.442 | 133.8518 | 212.7166 | 130.6012 | 119.5395 | 136.4832 | 101.7033 | 42.7853 | 109.11 | 213.2358 | 148.7691 | 184.7993 | 185.8227 | 139.9864 | 142.8794 | 85.8132
|  |  | 13 | 76.9879 | 64.4884 | 151.5638 | 132.1396 | 206.1667 | 130.6984 | 123.9531 | 145.4385 | 100.6963 | 42.1923 | 108.4899 | 209.804 | 141.4222 | 188.9131 | 188.7258 | 130.0846 | 135.6391 | 84.4208
|  |  | 14 | 78.0835 | 67.4856 | 162.6685 | 135.0656 | 221.897 | 130.679 | 119.6412 | 146.4356 | 103.0701 | 48.6422 | 111.3016 | 216.3153 | 161.5236 | 182.841 | 187.3319 | 131.9941 | 148.3885 | 89.2445
|  |  | 15 | 102.5862 | 79.7431 | 163.3658 | 141.3271 | 295.2156 | 184.622 | 147.6276 | 157.6726 | 109.8646 | 57.8796 | 115.0807 | 245.0322 | 241.7687 | 202.4169 | 228.8479 | 145.7542 | 196.8046 | 111.3113
|  |  | 16 | 115.5773 | 153.1015 | 253.9258 | 137.6753 | 326.8828 | 204.8668 | 218.575 | 164.8511 | 138.9287 | 56.0673 | 113.0366 | 316.2863 | 264.7151 | 261.1915 | 262.8389 | 224.2157 | 251.8425 | 166.0158
|  |  | 17 | 116.7731 | 185.0187 | 309.0537 | 143.5504 | 316.1328 | 189.7412 | 223.5324 | 170.5127 | 147.0249 | 58.9941 | 113.9944 | 324.9921 | 251.5611 | 278.7142 | 260.2862 | 229.0451 | 250.5818 | 173.8527
|  |  | 18 | 118.0633 | 157.652 | 316.8037 | 143.8557 | 302.799 | 183.8826 | 221.1525 | 172.1338 | 151.2887 | 59.1292 | 111.9008 | 317.7626 | 236.7088 | 275.8366 | 248.39 | 205.8154 | 258.0367 | 174.2199
|  |  | 19 | 115.0426 | 139.438 | 309.8988 | 141.8856 | 297.1547 | 175.3023 | 213.9601 | 163.0096 | 147.2461 | 58.7109 | 111.6811 | 317.8928 | 222.559 | 268.0918 | 227.4341 | 206.005 | 253.3088 | 167.9418
|  |  | 20 | 114.8811 | 125.2101 | 299.0537 | 136.1535 | 299.0875 | 181.1274 | 212.7447 | 169.2901 | 151.291 | 57.8103 | 113.3145 | 313.7447 | 226.2711 | 263.5263 | 232.2224 | 197.4961 | 248.0813 | 164.4653
|  |  | 21 | 115.7367 | 117.0347 | 298.6689 | 137.0167 | 292.0409 | 179.5554 | 209.8915 | 161.4485 | 148.0817 | 56.1279 | 99.7391 | 309.0184 | 225.7869 | 257.6661 | 219.3724 | 194.6381 | 244.3105 | 167.2613
|  |  | 22 | 111.9077 | 113.7893 | 296.627 | 132.6393 | 288.9693 | 153.5721 | 219.3427 | 174.4627 | 145.6624 | 50.4616 | 105.736 | 313.5196 | 212.9525 | 261.753 | 205.8108 | 189.8803 | 245.4644 | 173.3779
|  |  | 23 | 110.0813 | 114.0656 | 303.7027 | 127.4195 | 275.1008 | 164.0916 | 228.8546 | 174.1756 | 142.8593 | 53.4648 | 107.8077 | 303.4914 | 198.6595 | 266.3815 | 218.8167 | 194.6587 | 254.7614 | 168.5045
|  | 12 | 0 | 98.9035 | 110.8806 | 321.4741 | 119.6944 | 244.9928 | 200.8686 | 256.2235 | 132.5402 | 150.1789 | 36.1754 | 85.046 | 276.1762 | 193.2815 | 299.1941 | 270.3959 | 207.3423 | 215.6227 | 179.124
|  |  | 1 | 96.2754 | 111.63 | 321.0387 | 120.455 | 260.2814 | 199.189 | 264.2645 | 127.0012 | 148.7464 | 36.543 | 80.9124 | 275.4689 | 201.9933 | 302.2379 | 264.8662 | 209.726 | 210.2565 | 181.6143
|  |  | 2 | 94.6527 | 111.4835 | 321.6257 | 117.2644 | 256.9321 | 190.1718 | 265.65 | 127.6865 | 149.6547 | 36.6279 | 84.1788 | 278.6022 | 199.9639 | 306.8865 | 268.0215 | 200.1102 | 199.4303 | 175.6687
|  |  | 3 | 94.5442 | 123.072 | 322.4123 | 117.7481 | 253.7022 | 192.531 | 263.2918 | 128.0365 | 146.9505 | 37.3135 | 82.2718 | 279.628 | 196.1414 | 307.1361 | 253.3451 | 206.4142 | 203.1215 | 174.5806
|  |  | 4 | 96.7674 | 112.5835 | 323.2384 | 119.5601 | 263.6593 | 185.4597 | 261.6158 | 132.1629 | 148.1522 | 36.106 | 87.7737 | 283.009 | 210.433 | 311.1761 | 275.494 | 200.3688 | 201.7767 | 169.321
|  |  | 5 | 97.9411 | 112.6939 | 313.9958 | 118.8175 | 267.0955 | 189.8239 | 258.0157 | 135.156 | 149.9701 | 34.9343 | 88.2657 | 296.1318 | 215.0779 | 317.3741 | 273.9302 | 205.1083 | 202.4451 | 179.1872
|  |  | 6 | 97.8402 | 124.3489 | 313.5111 | 124.4432 | 272.4561 | 191.7631 | 243.9233 | 128.1878 | 151.0558 | 37.8195 | 98.4587 | 308.5483 | 219.5957 | 317.8126 | 275.8199 | 204.3083 | 199.2899 | 180.8746
|  |  | 7 | 77.3656 | 90.721 | 222.6964 | 126.9819 | 245.8322 | 186.6153 | 187.9609 | 134.2246 | 145.665 | 30.545 | 102.2169 | 291.3045 | 186.0052 | 284.6857 | 267.8202 | 191.8182 | 190.1391 | 145.356
|  |  | 8 | 76.1569 | 73.9245 | 207.2926 | 130.5569 | 239.2573 | 176.5205 | 165.2945 | 134.434 | 120.1402 | 27.2033 | 101.3664 | 254.504 | 177.8731 | 242.3648 | 269.3199 | 170.0463 | 155.585 | 96.5825
|  |  | 9 | 73.6637 | 71.1548 | 198.7959 | 137.362 | 251.572 | 178.2217 | 162.7953 | 119.9432 | 110.0483 | 27.2075 | 106.7937 | 237.4344 | 200.61 | 227.4986 | 277.124 | 162.9346 | 165.3695 | 92.2229
|  |  | 10 | 75.2299 | 77.6778 | 200.5397 | 143.1105 | 257.5753 | 194.8354 | 162.7599 | 124.4815 | 107.8301 | 29.8596 | 114.6247 | 246.7889 | 210.3572 | 228.6913 | 288.0764 | 178.1247 | 159.8852 | 93.8158
|  |  | 11 | 73.6184 | 75.9868 | 204.8985 | 143.4824 | 259.0872 | 202.7236 | 160.6999 | 131.5003 | 108.8631 | 28.0441 | 116.8458 | 247.1958 | 207.6444 | 223.5125 | 289.3699 | 179.9157 | 164.0392 | 96.3174
|  |  | 12 | 73.4317 | 77.0341 | 195.7111 | 142.971 | 255.9368 | 203.8889 | 164.2915 | 126.6333 | 109.1337 | 27.1376 | 113.2905 | 249.558 | 210.2441 | 226.1683 | 278.0093 | 182.5548 | 161.6489 | 98.24
|  |  | 13 | 78.2968 | 76.7982 | 197.6873 | 138.7735 | 248.2936 | 195.7522 | 166.0808 | 132.7098 | 108.5689 | 28.5194 | 105.0979 | 244.6941 | 200.3613 | 223.0527 | 279.0679 | 175.1669 | 157.8197 | 96.5337
|  |  | 14 | 79.2153 | 72.5577 | 200.6947 | 138.2372 | 260.4004 | 203.1907 | 166.7751 | 139.237 | 110.6316 | 30.5653 | 104.3915 | 246.6137 | 221.8883 | 227.9784 | 273.2777 | 162.7441 | 148.7348 | 104.46
|  |  | 15 | 107.0475 | 88.2309 | 209.6558 | 137.2612 | 295.7522 | 228.5546 | 193.2571 | 139.1854 | 114.7722 | 37.1525 | 105.3747 | 284.9614 | 246.6594 | 253.5709 | 305.8513 | 185.6161 | 190.1171 | 112.767
|  |  | 16 | 114.9694 | 134.3114 | 283.1137 | 141.8769 | 296.8634 | 241.2015 | 245.8506 | 137.5245 | 145.4388 | 39.299 | 115.6569 | 311.4729 | 240.3603 | 303.2775 | 308.2211 | 225.0638 | 216.3254 | 180.1929
|  |  | 17 | 117.6221 | 173.1478 | 320.6563 | 148.1388 | 294.4395 | 235.3205 | 240.2896 | 142.5023 | 157.8022 | 43.1562 | 110.293 | 309.7595 | 240.6525 | 307.828 | 322.7148 | 252.1864 | 234.3663 | 184.1524
|  |  | 18 | 120.4136 | 138.6618 | 325.9729 | 148.9119 | 288.9103 | 218.0587 | 241.1286 | 129.1269 | 159.3971 | 44.9521 | 111.4719 | 308.6086 | 233.4294 | 303.5886 | 294.1739 | 227.2207 | 239.004 | 182.9942
|  |  | 19 | 119.6761 | 126.2306 | 327.0317 | 144.1067 | 286.3498 | 222.3207 | 237.7062 | 142.539 | 159.7781 | 43.4372 | 111.1587 | 302.9707 | 225.5688 | 305.1057 | 289.2031 | 218.0428 | 235.739 | 190.2178
|  |  | 20 | 116.1118 | 118.3308 | 318.0356 | 140.0659 | 284.5405 | 205.745 | 241.3078 | 138.6567 | 158.8781 | 43.4948 | 111.7299 | 302.8475 | 229.4529 | 300.254 | 305.6345 | 216.1464 | 236.8931 | 182.8614
|  |  | 21 | 113.0123 | 112.0038 | 314.9766 | 134.7929 | 272.3742 | 205.4112 | 239.3144 | 140.986 | 157.0104 | 38.292 | 109.2373 | 305.3727 | 214.9623 | 299.2128 | 280.4089 | 203.8831 | 223.4266 | 185.3025
|  |  | 22 | 113.2689 | 100.8958 | 312.1864 | 129.2812 | 276.4815 | 192.3521 | 253.6136 | 145.0627 | 154.2676 | 36.7282 | 106.4153 | 300.4001 | 209.4631 | 299.8228 | 277.8626 | 212.9195 | 237.109 | 182.3654
|  |  | 23 | 112.1793 | 111.0683 | 313.1029 | 123.8994 | 256.1121 | 198.6045 | 252.6852 | 139.8441 | 151.4881 | 33.9851 | 96.1482 | 295.9989 | 197.2969 | 302.8853 | 270.122 | 203.5405 | 226.8072 | 178.7696
Levelized Long-run Marginal Emission Rates (Hourly)
Units: kg of CO2 per MWh at the point of end-use
Hour of the year | Hour of the day | Day of the year | Month | CAISO | ERCOT | FRCC | ISONE | MISO Central | MISO North | MISO South | Northern Grid East | Northern Grid South | Northern Grid West | NYISO | PJM East | PJM West | SERTP | SPP North | SPP South | West Connect North | West Connect South
0 | 0 | 1 | 1 | 101.0104 | 104.749 | 315.6789 | 113.3125 | 240.4775 | 166.9273 | 228.4811 | 120.6931 | 140.0194 | 39.5114 | 97.3426 | 284.9096 | 180.7678 | 276.0203 | 210.8371 | 175.5171 | 223.4096 | 171.773
1 | 1 | 1 | 1 | 98.0099 | 118.0417 | 315.3383 | 113.417 | 236.4181 | 170.7804 | 229.4873 | 118.7519 | 138.5019 | 42.3135 | 97.9146 | 286.8798 | 187.4015 | 280.689 | 200.9735 | 172.3505 | 221.896 | 173.4358
2 | 2 | 1 | 1 | 95.8921 | 107.1413 | 313.9877 | 111.9903 | 238.6536 | 166.2998 | 226.432 | 114.475 | 138.0949 | 42.4987 | 93.7064 | 285.6477 | 190.3308 | 284.7279 | 205.8321 | 164.7844 | 228.9683 | 171.2345
3 | 3 | 1 | 1 | 99.7967 | 105.4403 | 315.8204 | 113.9355 | 246.3161 | 167.6674 | 230.2333 | 110.376 | 136.6795 | 40.4673 | 92.9396 | 290.0143 | 186.6163 | 286.024 | 192.2983 | 175.0353 | 220.305 | 167.8154
4 | 4 | 1 | 1 | 99.2311 | 112.2976 | 316.8863 | 114.0601 | 255.0174 | 168.2852 | 231.6591 | 118.0871 | 135.5686 | 41.4219 | 94.7551 | 294.3171 | 185.8098 | 279.5105 | 204.6827 | 182.7957 | 222.8422 | 168.1251
5 | 5 | 1 | 1 | 100.8709 | 107.4499 | 315.3043 | 112.8659 | 253.2132 | 171.3548 | 227.3197 | 113.8567 | 143.2154 | 40.7115 | 92.0598 | 292.2095 | 205.5143 | 284.0377 | 207.4272 | 178.877 | 229.5463 | 168.1407
6 | 6 | 1 | 1 | 101.5172 | 108.9582 | 310.5506 | 119.0829 | 243.0372 | 173.3174 | 221.0263 | 119.4725 | 137.5466 | 44.7537 | 92.3762 | 294.6834 | 198.1539 | 272.9134 | 223.008 | 180.2835 | 207.8571 | 173.0528
7 | 7 | 1 | 1 | 85.1069 | 85.6972 | 227.1854 | 124.2854 | 222.8304 | 169.1122 | 161.7212 | 113.3832 | 137.7623 | 42.7875 | 96.6283 | 286.5028 | 180.1829 | 263.2231 | 223.8921 | 164.1698 | 189.5653 | 147.8389
8 | 8 | 1 | 1 | 71.6685 | 56.4 | 179.9508 | 123.6201 | 206.8183 | 137.2 | 144.3276 | 102.1089 | 110.3502 | 34.256 | 97.5908 | 239.4221 | 150.4762 | 208.7485 | 216.2437 | 153.0597 | 157.5414 | 95.2647
9 | 9 | 1 | 1 | 74.518 | 51.3503 | 180.7799 | 125.9096 | 200.2889 | 140.115 | 142.6624 | 98.7146 | 100.6054 | 33.0202 | 101.8775 | 223.9969 | 146.9375 | 204.0816 | 199.1382 | 133.7583 | 123.0217 | 87.6155
10 | 10 | 1 | 1 | 77.5054 | 48.7024 | 186.639 | 125.5436 | 200.6716 | 142.9178 | 137.4995 | 100.3587 | 99.2627 | 35.1492 | 100.942 | 218.3563 | 144.8789 | 196.121 | 207.3864 | 141.8464 | 119.2854 | 85.981
11 | 11 | 1 | 1 | 77.0115 | 49.5499 | 186.7559 | 123.5501 | 200.0257 | 147.1323 | 139.9014 | 107.9328 | 98.5815 | 34.6035 | 102.475 | 225.1637 | 148.2555 | 205.9636 | 205.402 | 144.9618 | 119.2184 | 88.0965
12 | 12 | 1 | 1 | 72.2906 | 49.0498 | 193.1988 | 121.3561 | 192.5124 | 136.9919 | 140.9165 | 103.206 | 96.3138 | 33.0375 | 102.4155 | 227.971 | 143.3599 | 203.3293 | 197.5478 | 134.8649 | 117.997 | 89.3362
13 | 13 | 1 | 1 | 70.2694 | 52.7145 | 173.4089 | 119.3607 | 183.7306 | 138.3068 | 139.8988 | 101.9313 | 95.9026 | 36.6466 | 94.5012 | 225.982 | 137.8126 | 201.1784 | 185.9292 | 136.9378 | 116.2552 | 85.5326
14 | 14 | 1 | 1 | 72.6083 | 44.7751 | 173.2554 | 117.6106 | 200.1782 | 140.0797 | 146.8508 | 109.8017 | 95.6392 | 34.275 | 90.8006 | 224.4547 | 148.5431 | 198.8384 | 200.8679 | 134.2853 | 127.3662 | 87.4399
15 | 15 | 1 | 1 | 91.636 | 50.6479 | 173.4691 | 118.3797 | 226.2119 | 159.157 | 157.2581 | 113.5353 | 98.723 | 41.4889 | 92.159 | 251.3433 | 183.1345 | 208.586 | 222.2628 | 143.6709 | 158.8202 | 97.2501
16 | 16 | 1 | 1 | 111.1399 | 100.9355 | 222.9981 | 120.1405 | 257.0041 | 185.0334 | 208.7536 | 115.229 | 114.7443 | 43.0793 | 92.9936 | 292.113 | 204.941 | 239.7508 | 233.6311 | 172.1242 | 222.8176 | 154.0053
17 | 17 | 1 | 1 | 112.772 | 165.804 | 309.927 | 129.7744 | 253.1729 | 194.5029 | 226.9679 | 125.9174 | 139.6209 | 44.2324 | 101.6566 | 300.8447 | 199.7984 | 268.0512 | 247.9773 | 210.5569 | 227.3362 | 176.0612
18 | 18 | 1 | 1 | 116.6542 | 149.0969 | 318.6729 | 131.7342 | 254.6827 | 190.4934 | 222.6446 | 126.8726 | 140.5815 | 46.1012 | 102.8675 | 307.1253 | 203.0513 | 273.6673 | 236.7225 | 195.1657 | 223.0065 | 175.98
19 | 19 | 1 | 1 | 113.0249 | 132.6654 | 318.0334 | 126.9298 | 254.8496 | 182.6656 | 220.2412 | 128.9986 | 139.6368 | 44.5162 | 103.4985 | 305.0377 | 196.0963 | 266.5567 | 220.0976 | 181.1801 | 222.2375 | 172.6629
20 | 20 | 1 | 1 | 108.8488 | 122.3033 | 312.2188 | 121.4949 | 256.6308 | 174.5732 | 213.9436 | 129.3055 | 141.2429 | 42.3347 | 99.6371 | 302.2561 | 186.393 | 264.894 | 225.2519 | 169.0819 | 225.2307 | 173.4102
21 | 21 | 1 | 1 | 111.0845 | 116.8231 | 304.3619 | 119.2046 | 245.3802 | 168.394 | 221.8243 | 117.4028 | 137.3417 | 46.4995 | 89.5971 | 305.8271 | 178.4247 | 260.6099 | 229.8729 | 168.472 | 220.2675 | 168.4564
22 | 22 | 1 | 1 | 109.2584 | 111.1618 | 303.5344 | 117.5368 | 251.3535 | 167.9693 | 229.0712 | 121.4589 | 136.814 | 40.0945 | 90.9539 | 294.8286 | 195.5896 | 269.3482 | 219.1766 | 169.673 | 232.028 | 169.6413
23 | 23 | 1 | 1 | 108.4766 | 116.6696 | 313.303 | 114.8927 | 243.1528 | 165.2982 | 231.5748 | 115.7876 | 137.5455 | 39.2993 | 91.8061 | 287.5597 | 183.8879 | 269.3235 | 234.2406 | 178.9822 | 218.749 | 173.0756
24 | 0 | 2 | 1 | 101.0104 | 104.749 | 315.6789 | 113.3125 | 240.4775 | 166.9273 | 228.4811 | 120.6931 | 140.0194 | 39.5114 | 97.3426 | 284.9096 | 180.7678 | 276.0203 | 210.8371 | 175.5171 | 223.4096 | 171.773
25 | 1 | 2 | 1 | 98.0099 | 118.0417 | 315.3383 | 113.417 | 236.4181 | 170.7804 | 229.4873 | 118.7519 | 138.5019 | 42.3135 | 97.9146 | 286.8798 | 187.4015 | 280.689 | 200.9735 | 172.3505 | 221.896 | 173.4358
26 | 2 | 2 | 1 | 95.8921 | 107.1413 | 313.9877 | 111.9903 | 238.6536 | 166.2998 | 226.432 | 114.475 | 138.0949 | 42.4987 | 93.7064 | 285.6477 | 190.3308 | 284.7279 | 205.8321 | 164.7844 | 228.9683 | 171.2345
27 | 3 | 2 | 1 | 99.7967 | 105.4403 | 315.8204 | 113.9355 | 246.3161 | 167.6674 | 230.2333 | 110.376 | 136.6795 | 40.4673 | 92.9396 | 290.0143 | 186.6163 | 286.024 | 192.2983 | 175.0353 | 220.305 | 167.8154
28 | 4 | 2 | 1 | 99.2311 | 112.2976 | 316.8863 | 114.0601 | 255.0174 | 168.2852 | 231.6591 | 118.0871 | 135.5686 | 41.4219 | 94.7551 | 294.3171 | 185.8098 | 279.5105 | 204.6827 | 182.7957 | 222.8422 | 168.1251
29 | 5 | 2 | 1 | 100.8709 | 107.4499 | 315.3043 | 112.8659 | 253.2132 | 171.3548 | 227.3197 | 113.8567 | 143.2154 | 40.7115 | 92.0598 | 292.2095 | 205.5143 | 284.0377 | 207.4272 | 178.877 | 229.5463 | 168.1407
30 | 6 | 2 | 1 | 101.5172 | 108.9582 | 310.5506 | 119.0829 | 243.0372 | 173.3174 | 221.0263 | 119.4725 | 137.5466 | 44.7537 | 92.3762 | 294.6834 | 198.1539 | 272.9134 | 223.008 | 180.2835 | 207.8571 | 173.0528
31 | 7 | 2 | 1 | 85.1069 | 85.6972 | 227.1854 | 124.2854 | 222.8304 | 169.1122 | 161.7212 | 113.3832 | 137.7623 | 42.7875 | 96.6283 | 286.5028 | 180.1829 | 263.2231 | 223.8921 | 164.1698 | 189.5653 | 147.8389
32 | 8 | 2 | 1 | 71.6685 | 56.4 | 179.9508 | 123.6201 | 206.8183 | 137.2 | 144.3276 | 102.1089 | 110.3502 | 34.256 | 97.5908 | 239.4221 | 150.4762 | 208.7485 | 216.2437 | 153.0597 | 157.5414 | 95.2647
33 | 9 | 2 | 1 | 74.518 | 51.3503 | 180.7799 | 125.9096 | 200.2889 | 140.115 | 142.6624 | 98.7146 | 100.6054 | 33.0202 | 101.8775 | 223.9969 | 146.9375 | 204.0816 | 199.1382 | 133.7583 | 123.0217 | 87.6155
34 | 10 | 2 | 1 | 77.5054 | 48.7024 | 186.639 | 125.5436 | 200.6716 | 142.9178 | 137.4995 | 100.3587 | 99.2627 | 35.1492 | 100.942 | 218.3563 | 144.8789 | 196.121 | 207.3864 | 141.8464 | 119.2854 | 85.981
35 | 11 | 2 | 1 | 77.0115 | 49.5499 | 186.7559 | 123.5501 | 200.0257 | 147.1323 | 139.9014 | 107.9328 | 98.5815 | 34.6035 | 102.475 | 225.1637 | 148.2555 | 205.9636 | 205.402 | 144.9618 | 119.2184 | 88.0965
36 | 12 | 2 | 1 | 72.2906 | 49.0498 | 193.1988 | 121.3561 | 192.5124 | 136.9919 | 140.9165 | 103.206 | 96.3138 | 33.0375 | 102.4155 | 227.971 | 143.3599 | 203.3293 | 197.5478 | 134.8649 | 117.997 | 89.3362
37 | 13 | 2 | 1 | 70.2694 | 52.7145 | 173.4089 | 119.3607 | 183.7306 | 138.3068 | 139.8988 | 101.9313 | 95.9026 | 36.6466 | 94.5012 | 225.982 | 137.8126 | 201.1784 | 185.9292 | 136.9378 | 116.2552 | 85.5326
38 | 14 | 2 | 1 | 72.6083 | 44.7751 | 173.2554 | 117.6106 | 200.1782 | 140.0797 | 146.8508 | 109.8017 | 95.6392 | 34.275 | 90.8006 | 224.4547 | 148.5431 | 198.8384 | 200.8679 | 134.2853 | 127.3662 | 87.4399
39 | 15 | 2 | 1 | 91.636 | 50.6479 | 173.4691 | 118.3797 | 226.2119 | 159.157 | 157.2581 | 113.5353 | 98.723 | 41.4889 | 92.159 | 251.3433 | 183.1345 | 208.586 | 222.2628 | 143.6709 | 158.8202 | 97.2501
40 | 16 | 2 | 1 | 111.1399 | 100.9355 | 222.9981 | 120.1405 | 257.0041 | 185.0334 | 208.7536 | 115.229 | 114.7443 | 43.0793 | 92.9936 | 292.113 | 204.941 | 239.7508 | 233.6311 | 172.1242 | 222.8176 | 154.0053
41 | 17 | 2 | 1 | 112.772 | 165.804 | 309.927 | 129.7744 | 253.1729 | 194.5029 | 226.9679 | 125.9174 | 139.6209 | 44.2324 | 101.6566 | 300.8447 | 199.7984 | 268.0512 | 247.9773 | 210.5569 | 227.3362 | 176.0612
42 | 18 | 2 | 1 | 116.6542 | 149.0969 | 318.6729 | 131.7342 | 254.6827 | 190.4934 | 222.6446 | 126.8726 | 140.5815 | 46.1012 | 102.8675 | 307.1253 | 203.0513 | 273.6673 | 236.7225 | 195.1657 | 223.0065 | 175.98
43 | 19 | 2 | 1 | 113.0249 | 132.6654 | 318.0334 | 126.9298 | 254.8496 | 182.6656 | 220.2412 | 128.9986 | 139.6368 | 44.5162 | 103.4985 | 305.0377 | 196.0963 | 266.5567 | 220.0976 | 181.1801 | 222.2375 | 172.6629
44 | 20 | 2 | 1 | 108.8488 | 122.3033 | 312.2188 | 121.4949 | 256.6308 | 174.5732 | 213.9436 | 129.3055 | 141.2429 | 42.3347 | 99.6371 | 302.2561 | 186.393 | 264.894 | 225.2519 | 169.0819 | 225.2307 | 173.4102
45 | 21 | 2 | 1 | 111.0845 | 116.8231 | 304.3619 | 119.2046 | 245.3802 | 168.394 | 221.8243 | 117.4028 | 137.3417 | 46.4995 | 89.5971 | 305.8271 | 178.4247 | 260.6099 | 229.8729 | 168.472 | 220.2675 | 168.4564
46 | 22 | 2 | 1 | 109.2584 | 111.1618 | 303.5344 | 117.5368 | 251.3535 | 167.9693 | 229.0712 | 121.4589 | 136.814 | 40.0945 | 90.9539 | 294.8286 | 195.5896 | 269.3482 | 219.1766 | 169.673 | 232.028 | 169.6413
47 | 23 | 2 | 1 | 108.4766 | 116.6696 | 313.303 | 114.8927 | 243.1528 | 165.2982 | 231.5748 | 115.7876 | 137.5455 | 39.2993 | 91.8061 | 287.5597 | 183.8879 | 269.3235 | 234.2406 | 178.9822 | 218.749 | 173.0756
48 | 0 | 3 | 1 | 101.0104 | 104.749 | 315.6789 | 113.3125 | 240.4775 | 166.9273 | 228.4811 | 120.6931 | 140.0194 | 39.5114 | 97.3426 | 284.9096 | 180.7678 | 276.0203 | 210.8371 | 175.5171 | 223.4096 | 171.773
49 | 1 | 3 | 1 | 98.0099 | 118.0417 | 315.3383 | 113.417 | 236.4181 | 170.7804 | 229.4873 | 118.7519 | 138.5019 | 42.3135 | 97.9146 | 286.8798 | 187.4015 | 280.689 | 200.9735 | 172.3505 | 221.896 | 173.4358
50 | 2 | 3 | 1 | 95.8921 | 107.1413 | 313.9877 | 111.9903 | 238.6536 | 166.2998 | 226.432 | 114.475 | 138.0949 | 42.4987 | 93.7064 | 285.6477 | 190.3308 | 284.7279 | 205.8321 | 164.7844 | 228.9683 | 171.2345
51 | 3 | 3 | 1 | 99.7967 | 105.4403 | 315.8204 | 113.9355 | 246.3161 | 167.6674 | 230.2333 | 110.376 | 136.6795 | 40.4673 | 92.9396 | 290.0143 | 186.6163 | 286.024 | 192.2983 | 175.0353 | 220.305 | 167.8154
52 | 4 | 3 | 1 | 99.2311 | 112.2976 | 316.8863 | 114.0601 | 255.0174 | 168.2852 | 231.6591 | 118.0871 | 135.5686 | 41.4219 | 94.7551 | 294.3171 | 185.8098 | 279.5105 | 204.6827 | 182.7957 | 222.8422 | 168.1251
53 | 5 | 3 | 1 | 100.8709 | 107.4499 | 315.3043 | 112.8659 | 253.2132 | 171.3548 | 227.3197 | 113.8567 | 143.2154 | 40.7115 | 92.0598 | 292.2095 | 205.5143 | 284.0377 | 207.4272 | 178.877 | 229.5463 | 168.1407
54 | 6 | 3 | 1 | 101.5172 | 108.9582 | 310.5506 | 119.0829 | 243.0372 | 173.3174 | 221.0263 | 119.4725 | 137.5466 | 44.7537 | 92.3762 | 294.6834 | 198.1539 | 272.9134 | 223.008 | 180.2835 | 207.8571 | 173.0528
55 | 7 | 3 | 1 | 85.1069 | 85.6972 | 227.1854 | 124.2854 | 222.8304 | 169.1122 | 161.7212 | 113.3832 | 137.7623 | 42.7875 | 96.6283 | 286.5028 | 180.1829 | 263.2231 | 223.8921 | 164.1698 | 189.5653 | 147.8389
56 | 8 | 3 | 1 | 71.6685 | 56.4 | 179.9508 | 123.6201 | 206.8183 | 137.2 | 144.3276 | 102.1089 | 110.3502 | 34.256 | 97.5908 | 239.4221 | 150.4762 | 208.7485 | 216.2437 | 153.0597 | 157.5414 | 95.2647
57 | 9 | 3 | 1 | 74.518 | 51.3503 | 180.7799 | 125.9096 | 200.2889 | 140.115 | 142.6624 | 98.7146 | 100.6054 | 33.0202 | 101.8775 | 223.9969 | 146.9375 | 204.0816 | 199.1382 | 133.7583 | 123.0217 | 87.6155
58 | 10 | 3 | 1 | 77.5054 | 48.7024 | 186.639 | 125.5436 | 200.6716 | 142.9178 | 137.4995 | 100.3587 | 99.2627 | 35.1492 | 100.942 | 218.3563 | 144.8789 | 196.121 | 207.3864 | 141.8464 | 119.2854 | 85.981
59 | 11 | 3 | 1 | 77.0115 | 49.5499 | 186.7559 | 123.5501 | 200.0257 | 147.1323 | 139.9014 | 107.9328 | 98.5815 | 34.6035 | 102.475 | 225.1637 | 148.2555 | 205.9636 | 205.402 | 144.9618 | 119.2184 | 88.0965
60 | 12 | 3 | 1 | 72.2906 | 49.0498 | 193.1988 | 121.3561 | 192.5124 | 136.9919 | 140.9165 | 103.206 | 96.3138 | 33.0375 | 102.4155 | 227.971 | 143.3599 | 203.3293 | 197.5478 | 134.8649 | 117.997 | 89.3362
61 | 13 | 3 | 1 | 70.2694 | 52.7145 | 173.4089 | 119.3607 | 183.7306 | 138.3068 | 139.8988 | 101.9313 | 95.9026 | 36.6466 | 94.5012 | 225.982 | 137.8126 | 201.1784 | 185.9292 | 136.9378 | 116.2552 | 85.5326
62 | 14 | 3 | 1 | 72.6083 | 44.7751 | 173.2554 | 117.6106 | 200.1782 | 140.0797 | 146.8508 | 109.8017 | 95.6392 | 34.275 | 90.8006 | 224.4547 | 148.5431 | 198.8384 | 200.8679 | 134.2853 | 127.3662 | 87.4399
63 | 15 | 3 | 1 | 91.636 | 50.6479 | 173.4691 | 118.3797 | 226.2119 | 159.157 | 157.2581 | 113.5353 | 98.723 | 41.4889 | 92.159 | 251.3433 | 183.1345 | 208.586 | 222.2628 | 143.6709 | 158.8202 | 97.2501
64 | 16 | 3 | 1 | 111.1399 | 100.9355 | 222.9981 | 120.1405 | 257.0041 | 185.0334 | 208.7536 | 115.229 | 114.7443 | 43.0793 | 92.9936 | 292.113 | 204.941 | 239.7508 | 233.6311 | 172.1242 | 222.8176 | 154.0053
65 | 17 | 3 | 1 | 112.772 | 165.804 | 309.927 | 129.7744 | 253.1729 | 194.5029 | 226.9679 | 125.9174 | 139.6209 | 44.2324 | 101.6566 | 300.8447 | 199.7984 | 268.0512 | 247.9773 | 210.5569 | 227.3362 | 176.0612
66 | 18 | 3 | 1 | 116.6542 | 149.0969 | 318.6729 | 131.7342 | 254.6827 | 190.4934 | 222.6446 | 126.8726 | 140.5815 | 46.1012 | 102.8675 | 307.1253 | 203.0513 | 273.6673 | 236.7225 | 195.1657 | 223.0065 | 175.98
67 | 19 | 3 | 1 | 113.0249 | 132.6654 | 318.0334 | 126.9298 | 254.8496 | 182.6656 | 220.2412 | 128.9986 | 139.6368 | 44.5162 | 103.4985 | 305.0377 | 196.0963 | 266.5567 | 220.0976 | 181.1801 | 222.2375 | 172.6629
68 | 20 | 3 | 1 | 108.8488 | 122.3033 | 312.2188 | 121.4949 | 256.6308 | 174.5732 | 213.9436 | 129.3055 | 141.2429 | 42.3347 | 99.6371 | 302.2561 | 186.393 | 264.894 | 225.2519 | 169.0819 | 225.2307 | 173.4102
69 | 21 | 3 | 1 | 111.0845 | 116.8231 | 304.3619 | 119.2046 | 245.3802 | 168.394 | 221.8243 | 117.4028 | 137.3417 | 46.4995 | 89.5971 | 305.8271 | 178.4247 | 260.6099 | 229.8729 | 168.472 | 220.2675 | 168.4564
70 | 22 | 3 | 1 | 109.2584 | 111.1618 | 303.5344 | 117.5368 | 251.3535 | 167.9693 | 229.0712 | 121.4589 | 136.814 | 40.0945 | 90.9539 | 294.8286 | 195.5896 | 269.3482 | 219.1766 | 169.673 | 232.028 | 169.6413
71 | 23 | 3 | 1 | 108.4766 | 116.6696 | 313.303 | 114.8927 | 243.1528 | 165.2982 | 231.5748 | 115.7876 | 137.5455 | 39.2993 | 91.8061 | 287.5597 | 183.8879 | 269.3235 | 234.2406 | 178.9822 | 218.749 | 173.0756
72 | 0 | 4 | 1 | 101.0104 | 104.749 | 315.6789 | 113.3125 | 240.4775 | 166.9273 | 228.4811 | 120.6931 | 140.0194 | 39.5114 | 97.3426 | 284.9096 | 180.7678 | 276.0203 | 210.8371 | 175.5171 | 223.4096 | 171.773
73 | 1 | 4 | 1 | 98.0099 | 118.0417 | 315.3383 | 113.417 | 236.4181 | 170.7804 | 229.4873 | 118.7519 | 138.5019 | 42.3135 | 97.9146 | 286.8798 | 187.4015 | 280.689 | 200.9735 | 172.3505 | 221.896 | 173.4358
74 | 2 | 4 | 1 | 95.8921 | 107.1413 | 313.9877 | 111.9903 | 238.6536 | 166.2998 | 226.432 | 114.475 | 138.0949 | 42.4987 | 93.7064 | 285.6477 | 190.3308 | 284.7279 | 205.8321 | 164.7844 | 228.9683 | 171.2345
75 | 3 | 4 | 1 | 99.7967 | 105.4403 | 315.8204 | 113.9355 | 246.3161 | 167.6674 | 230.2333 | 110.376 | 136.6795 | 40.4673 | 92.9396 | 290.0143 | 186.6163 | 286.024 | 192.2983 | 175.0353 | 220.305 | 167.8154
76 | 4 | 4 | 1 | 99.2311 | 112.2976 | 316.8863 | 114.0601 | 255.0174 | 168.2852 | 231.6591 | 118.0871 | 135.5686 | 41.4219 | 94.7551 | 294.3171 | 185.8098 | 279.5105 | 204.6827 | 182.7957 | 222.8422 | 168.1251
77 | 5 | 4 | 1 | 100.8709 | 107.4499 | 315.3043 | 112.8659 | 253.2132 | 171.3548 | 227.3197 | 113.8567 | 143.2154 | 40.7115 | 92.0598 | 292.2095 | 205.5143 | 284.0377 | 207.4272 | 178.877 | 229.5463 | 168.1407
78 | 6 | 4 | 1 | 101.5172 | 108.9582 | 310.5506 | 119.0829 | 243.0372 | 173.3174 | 221.0263 | 119.4725 | 137.5466 | 44.7537 | 92.3762 | 294.6834 | 198.1539 | 272.9134 | 223.008 | 180.2835 | 207.8571 | 173.0528
79 | 7 | 4 | 1 | 85.1069 | 85.6972 | 227.1854 | 124.2854 | 222.8304 | 169.1122 | 161.7212 | 113.3832 | 137.7623 | 42.7875 | 96.6283 | 286.5028 | 180.1829 | 263.2231 | 223.8921 | 164.1698 | 189.5653 | 147.8389
80 | 8 | 4 | 1 | 71.6685 | 56.4 | 179.9508 | 123.6201 | 206.8183 | 137.2 | 144.3276 | 102.1089 | 110.3502 | 34.256 | 97.5908 | 239.4221 | 150.4762 | 208.7485 | 216.2437 | 153.0597 | 157.5414 | 95.2647
81 | 9 | 4 | 1 | 74.518 | 51.3503 | 180.7799 | 125.9096 | 200.2889 | 140.115 | 142.6624 | 98.7146 | 100.6054 | 33.0202 | 101.8775 | 223.9969 | 146.9375 | 204.0816 | 199.1382 | 133.7583 | 123.0217 | 87.6155
82 | 10 | 4 | 1 | 77.5054 | 48.7024 | 186.639 | 125.5436 | 200.6716 | 142.9178 | 137.4995 | 100.3587 | 99.2627 | 35.1492 | 100.942 | 218.3563 | 144.8789 | 196.121 | 207.3864 | 141.8464 | 119.2854 | 85.981
83 | 11 | 4 | 1 | 77.0115 | 49.5499 | 186.7559 | 123.5501 | 200.0257 | 147.1323 | 139.9014 | 107.9328 | 98.5815 | 34.6035 | 102.475 | 225.1637 | 148.2555 | 205.9636 | 205.402 | 144.9618 | 119.2184 | 88.0965
84 | 12 | 4 | 1 | 72.2906 | 49.0498 | 193.1988 | 121.3561 | 192.5124 | 136.9919 | 140.9165 | 103.206 | 96.3138 | 33.0375 | 102.4155 | 227.971 | 143.3599 | 203.3293 | 197.5478 | 134.8649 | 117.997 | 89.3362
85 | 13 | 4 | 1 | 70.2694 | 52.7145 | 173.4089 | 119.3607 | 183.7306 | 138.3068 | 139.8988 | 101.9313 | 95.9026 | 36.6466 | 94.5012 | 225.982 | 137.8126 | 201.1784 | 185.9292 | 136.9378 | 116.2552 | 85.5326
86 | 14 | 4 | 1 | 72.6083 | 44.7751 | 173.2554 | 117.6106 | 200.1782 | 140.0797 | 146.8508 | 109.8017 | 95.6392 | 34.275 | 90.8006 | 224.4547 | 148.5431 | 198.8384 | 200.8679 | 134.2853 | 127.3662 | 87.4399
87 | 15 | 4 | 1 | 91.636 | 50.6479 | 173.4691 | 118.3797 | 226.2119 | 159.157 | 157.2581 | 113.5353 | 98.723 | 41.4889 | 92.159 | 251.3433 | 183.1345 | 208.586 | 222.2628 | 143.6709 | 158.8202 | 97.2501
88 | 16 | 4 | 1 | 111.1399 | 100.9355 | 222.9981 | 120.1405 | 257.0041 | 185.0334 | 208.7536 | 115.229 | 114.7443 | 43.0793 | 92.9936 | 292.113 | 204.941 | 239.7508 | 233.6311 | 172.1242 | 222.8176 | 154.0053
89 | 17 | 4 | 1 | 112.772 | 165.804 | 309.927 | 129.7744 | 253.1729 | 194.5029 | 226.9679 | 125.9174 | 139.6209 | 44.2324 | 101.6566 | 300.8447 | 199.7984 | 268.0512 | 247.9773 | 210.5569 | 227.3362 | 176.0612
90 | 18 | 4 | 1 | 116.6542 | 149.0969 | 318.6729 | 131.7342 | 254.6827 | 190.4934 | 222.6446 | 126.8726 | 140.5815 | 46.1012 | 102.8675 | 307.1253 | 203.0513 | 273.6673 | 236.7225 | 195.1657 | 223.0065 | 175.98
91 | 19 | 4 | 1 | 113.0249 | 132.6654 | 318.0334 | 126.9298 | 254.8496 | 182.6656 | 220.2412 | 128.9986 | 139.6368 | 44.5162 | 103.4985 | 305.0377 | 196.0963 | 266.5567 | 220.0976 | 181.1801 | 222.2375 | 172.6629
92 | 20 | 4 | 1 | 108.8488 | 122.3033 | 312.2188 | 121.4949 | 256.6308 | 174.5732 | 213.9436 | 129.3055 | 141.2429 | 42.3347 | 99.6371 | 302.2561 | 186.393 | 264.894 | 225.2519 | 169.0819 | 225.2307 | 173.4102
93 | 21 | 4 | 1 | 111.0845 | 116.8231 | 304.3619 | 119.2046 | 245.3802 | 168.394 | 221.8243 | 117.4028 | 137.3417 | 46.4995 | 89.5971 | 305.8271 | 178.4247 | 260.6099 | 229.8729 | 168.472 | 220.2675 | 168.4564
94 | 22 | 4 | 1 | 109.2584 | 111.1618 | 303.5344 | 117.5368 | 251.3535 | 167.9693 | 229.0712 | 121.4589 | 136.814 | 40.0945 | 90.9539 | 294.8286 | 195.5896 | 269.3482 | 219.1766 | 169.673 | 232.028 | 169.6413
95 | 23 | 4 | 1 | 108.4766 | 116.6696 | 313.303 | 114.8927 | 243.1528 | 165.2982 | 231.5748 | 115.7876 | 137.5455 | 39.2993 | 91.8061 | 287.5597 | 183.8879 | 269.3235 | 234.2406 | 178.9822 | 218.749 | 173.0756
96 | 0 | 5 | 1 | 101.0104 | 104.749 | 315.6789 | 113.3125 | 240.4775 | 166.9273 | 228.4811 | 120.6931 | 140.0194 | 39.5114 | 97.3426 | 284.9096 | 180.7678 | 276.0203 | 210.8371 | 175.5171 | 223.4096 | 171.773
97 | 1 | 5 | 1 | 98.0099 | 118.0417 | 315.3383 | 113.417 | 236.4181 | 170.7804 | 229.4873 | 118.7519 | 138.5019 | 42.3135 | 97.9146 | 286.8798 | 187.4015 | 280.689 | 200.9735 | 172.3505 | 221.896 | 173.4358
98 | 2 | 5 | 1 | 95.8921 | 107.1413 | 313.9877 | 111.9903 | 238.6536 | 166.2998 | 226.432 | 114.475 | 138.0949 | 42.4987 | 93.7064 | 285.6477 | 190.3308 | 284.7279 | 205.8321 | 164.7844 | 228.9683 | 171.2345
99 | 3 | 5 | 1 | 99.7967 | 105.4403 | 315.8204 | 113.9355 | 246.3161 | 167.6674 | 230.2333 | 110.376 | 136.6795 | 40.4673 | 92.9396 | 290.0143 | 186.6163 | 286.024 | 192.2983 | 175.0353 | 220.305 | 167.8154
100 | 4 | 5 | 1 | 99.2311 | 112.2976 | 316.8863 | 114.0601 | 255.0174 | 168.2852 | 231.6591 | 118.0871 | 135.5686 | 41.4219 | 94.7551 | 294.3171 | 185.8098 | 279.5105 | 204.6827 | 182.7957 | 222.8422 | 168.1251
101 | 5 | 5 | 1 | 100.8709 | 107.4499 | 315.3043 | 112.8659 | 253.2132 | 171.3548 | 227.3197 | 113.8567 | 143.2154 | 40.7115 | 92.0598 | 292.2095 | 205.5143 | 284.0377 | 207.4272 | 178.877 | 229.5463 | 168.1407
102 | 6 | 5 | 1 | 101.5172 | 108.9582 | 310.5506 | 119.0829 | 243.0372 | 173.3174 | 221.0263 | 119.4725 | 137.5466 | 44.7537 | 92.3762 | 294.6834 | 198.1539 | 272.9134 | 223.008 | 180.2835 | 207.8571 | 173.0528
103 | 7 | 5 | 1 | 85.1069 | 85.6972 | 227.1854 | 124.2854 | 222.8304 | 169.1122 | 161.7212 | 113.3832 | 137.7623 | 42.7875 | 96.6283 | 286.5028 | 180.1829 | 263.2231 | 223.8921 | 164.1698 | 189.5653 | 147.8389
104 | 8 | 5 | 1 | 71.6685 | 56.4 | 179.9508 | 123.6201 | 206.8183 | 137.2 | 144.3276 | 102.1089 | 110.3502 | 34.256 | 97.5908 | 239.4221 | 150.4762 | 208.7485 | 216.2437 | 153.0597 | 157.5414 | 95.2647
105 | 9 | 5 | 1 | 74.518 | 51.3503 | 180.7799 | 125.9096 | 200.2889 | 140.115 | 142.6624 | 98.7146 | 100.6054 | 33.0202 | 101.8775 | 223.9969 | 146.9375 | 204.0816 | 199.1382 | 133.7583 | 123.0217 | 87.6155
106 | 10 | 5 | 1 | 77.5054 | 48.7024 | 186.639 | 125.5436 | 200.6716 | 142.9178 | 137.4995 | 100.3587 | 99.2627 | 35.1492 | 100.942 | 218.3563 | 144.8789 | 196.121 | 207.3864 | 141.8464 | 119.2854 | 85.981
107 | 11 | 5 | 1 | 77.0115 | 49.5499 | 186.7559 | 123.5501 | 200.0257 | 147.1323 | 139.9014 | 107.9328 | 98.5815 | 34.6035 | 102.475 | 225.1637 | 148.2555 | 205.9636 | 205.402 | 144.9618 | 119.2184 | 88.0965
108 | 12 | 5 | 1 | 72.2906 | 49.0498 | 193.1988 | 121.3561 | 192.5124 | 136.9919 | 140.9165 | 103.206 | 96.3138 | 33.0375 | 102.4155 | 227.971 | 143.3599 | 203.3293 | 197.5478 | 134.8649 | 117.997 | 89.3362
109 | 13 | 5 | 1 | 70.2694 | 52.7145 | 173.4089 | 119.3607 | 183.7306 | 138.3068 | 139.8988 | 101.9313 | 95.9026 | 36.6466 | 94.5012 | 225.982 | 137.8126 | 201.1784 | 185.9292 | 136.9378 | 116.2552 | 85.5326
110 | 14 | 5 | 1 | 72.6083 | 44.7751 | 173.2554 | 117.6106 | 200.1782 | 140.0797 | 146.8508 | 109.8017 | 95.6392 | 34.275 | 90.8006 | 224.4547 | 148.5431 | 198.8384 | 200.8679 | 134.2853 | 127.3662 | 87.4399
111 | 15 | 5 | 1 | 91.636 | 50.6479 | 173.4691 | 118.3797 | 226.2119 | 159.157 | 157.2581 | 113.5353 | 98.723 | 41.4889 | 92.159 | 251.3433 | 183.1345 | 208.586 | 222.2628 | 143.6709 | 158.8202 | 97.2501
112 | 16 | 5 | 1 | 111.1399 | 100.9355 | 222.9981 | 120.1405 | 257.0041 | 185.0334 | 208.7536 | 115.229 | 114.7443 | 43.0793 | 92.9936 | 292.113 | 204.941 | 239.7508 | 233.6311 | 172.1242 | 222.8176 | 154.0053
113 | 17 | 5 | 1 | 112.772 | 165.804 | 309.927 | 129.7744 | 253.1729 | 194.5029 | 226.9679 | 125.9174 | 139.6209 | 44.2324 | 101.6566 | 300.8447 | 199.7984 | 268.0512 | 247.9773 | 210.5569 | 227.3362 | 176.0612
114 | 18 | 5 | 1 | 116.6542 | 149.0969 | 318.6729 | 131.7342 | 254.6827 | 190.4934 | 222.6446 | 126.8726 | 140.5815 | 46.1012 | 102.8675 | 307.1253 | 203.0513 | 273.6673 | 236.7225 | 195.1657 | 223.0065 | 175.98
115 | 19 | 5 | 1 | 113.0249 | 132.6654 | 318.0334 | 126.9298 | 254.8496 | 182.6656 | 220.2412 | 128.9986 | 139.6368 | 44.5162 | 103.4985 | 305.0377 | 196.0963 | 266.5567 | 220.0976 | 181.1801 | 222.2375 | 172.6629
116 | 20 | 5 | 1 | 108.8488 | 122.3033 | 312.2188 | 121.4949 | 256.6308 | 174.5732 | 213.9436 | 129.3055 | 141.2429 | 42.3347 | 99.6371 | 302.2561 | 186.393 | 264.894 | 225.2519 | 169.0819 | 225.2307 | 173.4102
117 | 21 | 5 | 1 | 111.0845 | 116.8231 | 304.3619 | 119.2046 | 245.3802 | 168.394 | 221.8243 | 117.4028 | 137.3417 | 46.4995 | 89.5971 | 305.8271 | 178.4247 | 260.6099 | 229.8729 | 168.472 | 220.2675 | 168.4564
118 | 22 | 5 | 1 | 109.2584 | 111.1618 | 303.5344 | 117.5368 | 251.3535 | 167.9693 | 229.0712 | 121.4589 | 136.814 | 40.0945 | 90.9539 | 294.8286 | 195.5896 | 269.3482 | 219.1766 | 169.673 | 232.028 | 169.6413
119 | 23 | 5 | 1 | 108.4766 | 116.6696 | 313.303 | 114.8927 | 243.1528 | 165.2982 | 231.5748 | 115.7876 | 137.5455 | 39.2993 | 91.8061 | 287.5597 | 183.8879 | 269.3235 | 234.2406 | 178.9822 | 218.749 | 173.0756
120 | 0 | 6 | 1 | 101.0104 | 104.749 | 315.6789 | 113.3125 | 240.4775 | 166.9273 | 228.4811 | 120.6931 | 140.0194 | 39.5114 | 97.3426 | 284.9096 | 180.7678 | 276.0203 | 210.8371 | 175.5171 | 223.4096 | 171.773
121 | 1 | 6 | 1 | 98.0099 | 118.0417 | 315.3383 | 113.417 | 236.4181 | 170.7804 | 229.4873 | 118.7519 | 138.5019 | 42.3135 | 97.9146 | 286.8798 | 187.4015 | 280.689 | 200.9735 | 172.3505 | 221.896 | 173.4358
122 | 2 | 6 | 1 | 95.8921 | 107.1413 | 313.9877 | 111.9903 | 238.6536 | 166.2998 | 226.432 | 114.475 | 138.0949 | 42.4987 | 93.7064 | 285.6477 | 190.3308 | 284.7279 | 205.8321 | 164.7844 | 228.9683 | 171.2345
123 | 3 | 6 | 1 | 99.7967 | 105.4403 | 315.8204 | 113.9355 | 246.3161 | 167.6674 | 230.2333 | 110.376 | 136.6795 | 40.4673 | 92.9396 | 290.0143 | 186.6163 | 286.024 | 192.2983 | 175.0353 | 220.305 | 167.8154
124 | 4 | 6 | 1 | 99.2311 | 112.2976 | 316.8863 | 114.0601 | 255.0174 | 168.2852 | 231.6591 | 118.0871 | 135.5686 | 41.4219 | 94.7551 | 294.3171 | 185.8098 | 279.5105 | 204.6827 | 182.7957 | 222.8422 | 168.1251
125 | 5 | 6 | 1 | 100.8709 | 107.4499 | 315.3043 | 112.8659 | 253.2132 | 171.3548 | 227.3197 | 113.8567 | 143.2154 | 40.7115 | 92.0598 | 292.2095 | 205.5143 | 284.0377 | 207.4272 | 178.877 | 229.5463 | 168.1407
126 | 6 | 6 | 1 | 101.5172 | 108.9582 | 310.5506 | 119.0829 | 243.0372 | 173.3174 | 221.0263 | 119.4725 | 137.5466 | 44.7537 | 92.3762 | 294.6834 | 198.1539 | 272.9134 | 223.008 | 180.2835 | 207.8571 | 173.0528
127 | 7 | 6 | 1 | 85.1069 | 85.6972 | 227.1854 | 124.2854 | 222.8304 | 169.1122 | 161.7212 | 113.3832 | 137.7623 | 42.7875 | 96.6283 | 286.5028 | 180.1829 | 263.2231 | 223.8921 | 164.1698 | 189.5653 | 147.8389
128 | 8 | 6 | 1 | 71.6685 | 56.4 | 179.9508 | 123.6201 | 206.8183 | 137.2 | 144.3276 | 102.1089 | 110.3502 | 34.256 | 97.5908 | 239.4221 | 150.4762 | 208.7485 | 216.2437 | 153.0597 | 157.5414 | 95.2647
129 | 9 | 6 | 1 | 74.518 | 51.3503 | 180.7799 | 125.9096 | 200.2889 | 140.115 | 142.6624 | 98.7146 | 100.6054 | 33.0202 | 101.8775 | 223.9969 | 146.9375 | 204.0816 | 199.1382 | 133.7583 | 123.0217 | 87.6155
130 | 10 | 6 | 1 | 77.5054 | 48.7024 | 186.639 | 125.5436 | 200.6716 | 142.9178 | 137.4995 | 100.3587 | 99.2627 | 35.1492 | 100.942 | 218.3563 | 144.8789 | 196.121 | 207.3864 | 141.8464 | 119.2854 | 85.981
131 | 11 | 6 | 1 | 77.0115 | 49.5499 | 186.7559 | 123.5501 | 200.0257 | 147.1323 | 139.9014 | 107.9328 | 98.5815 | 34.6035 | 102.475 | 225.1637 | 148.2555 | 205.9636 | 205.402 | 144.9618 | 119.2184 | 88.0965
132 | 12 | 6 | 1 | 72.2906 | 49.0498 | 193.1988 | 121.3561 | 192.5124 | 136.9919 | 140.9165 | 103.206 | 96.3138 | 33.0375 | 102.4155 | 227.971 | 143.3599 | 203.3293 | 197.5478 | 134.8649 | 117.997 | 89.3362
133 | 13 | 6 | 1 | 70.2694 | 52.7145 | 173.4089 | 119.3607 | 183.7306 | 138.3068 | 139.8988 | 101.9313 | 95.9026 | 36.6466 | 94.5012 | 225.982 | 137.8126 | 201.1784 | 185.9292 | 136.9378 | 116.2552 | 85.5326
134 | 14 | 6 | 1 | 72.6083 | 44.7751 | 173.2554 | 117.6106 | 200.1782 | 140.0797 | 146.8508 | 109.8017 | 95.6392 | 34.275 | 90.8006 | 224.4547 | 148.5431 | 198.8384 | 200.8679 | 134.2853 | 127.3662 | 87.4399
135 | 15 | 6 | 1 | 91.636 | 50.6479 | 173.4691 | 118.3797 | 226.2119 | 159.157 | 157.2581 | 113.5353 | 98.723 | 41.4889 | 92.159 | 251.3433 | 183.1345 | 208.586 | 222.2628 | 143.6709 | 158.8202 | 97.2501
136 | 16 | 6 | 1 | 111.1399 | 100.9355 | 222.9981 | 120.1405 | 257.0041 | 185.0334 | 208.7536 | 115.229 | 114.7443 | 43.0793 | 92.9936 | 292.113 | 204.941 | 239.7508 | 233.6311 | 172.1242 | 222.8176 | 154.0053
137 | 17 | 6 | 1 | 112.772 | 165.804 | 309.927 | 129.7744 | 253.1729 | 194.5029 | 226.9679 | 125.9174 | 139.6209 | 44.2324 | 101.6566 | 300.8447 | 199.7984 | 268.0512 | 247.9773 | 210.5569 | 227.3362 | 176.0612
138 | 18 | 6 | 1 | 116.6542 | 149.0969 | 318.6729 | 131.7342 | 254.6827 | 190.4934 | 222.6446 | 126.8726 | 140.5815 | 46.1012 | 102.8675 | 307.1253 | 203.0513 | 273.6673 | 236.7225 | 195.1657 | 223.0065 | 175.98
139 | 19 | 6 | 1 | 113.0249 | 132.6654 | 318.0334 | 126.9298 | 254.8496 | 182.6656 | 220.2412 | 128.9986 | 139.6368 | 44.5162 | 103.4985 | 305.0377 | 196.0963 | 266.5567 | 220.0976 | 181.1801 | 222.2375 | 172.6629
140 | 20 | 6 | 1 | 108.8488 | 122.3033 | 312.2188 | 121.4949 | 256.6308 | 174.5732 | 213.9436 | 129.3055 | 141.2429 | 42.3347 | 99.6371 | 302.2561 | 186.393 | 264.894 | 225.2519 | 169.0819 | 225.2307 | 173.4102
141 | 21 | 6 | 1 | 111.0845 | 116.8231 | 304.3619 | 119.2046 | 245.3802 | 168.394 | 221.8243 | 117.4028 | 137.3417 | 46.4995 | 89.5971 | 305.8271 | 178.4247 | 260.6099 | 229.8729 | 168.472 | 220.2675 | 168.4564
142 | 22 | 6 | 1 | 109.2584 | 111.1618 | 303.5344 | 117.5368 | 251.3535 | 167.9693 | 229.0712 | 121.4589 | 136.814 | 40.0945 | 90.9539 | 294.8286 | 195.5896 | 269.3482 | 219.1766 | 169.673 | 232.028 | 169.6413
143 | 23 | 6 | 1 | 108.4766 | 116.6696 | 313.303 | 114.8927 | 243.1528 | 165.2982 | 231.5748 | 115.7876 | 137.5455 | 39.2993 | 91.8061 | 287.5597 | 183.8879 | 269.3235 | 234.2406 | 178.9822 | 218.749 | 173.0756
144 | 0 | 7 | 1 | 101.0104 | 104.749 | 315.6789 | 113.3125 | 240.4775 | 166.9273 | 228.4811 | 120.6931 | 140.0194 | 39.5114 | 97.3426 | 284.9096 | 180.7678 | 276.0203 | 210.8371 | 175.5171 | 223.4096 | 171.773
145 | 1 | 7 | 1 | 98.0099 | 118.0417 | 315.3383 | 113.417 | 236.4181 | 170.7804 | 229.4873 | 118.7519 | 138.5019 | 42.3135 | 97.9146 | 286.8798 | 187.4015 | 280.689 | 200.9735 | 172.3505 | 221.896 | 173.4358
146 | 2 | 7 | 1 | 95.8921 | 107.1413 | 313.9877 | 111.9903 | 238.6536 | 166.2998 | 226.432 | 114.475 | 138.0949 | 42.4987 | 93.7064 | 285.6477 | 190.3308 | 284.7279 | 205.8321 | 164.7844 | 228.9683 | 171.2345
147 | 3 | 7 | 1 | 99.7967 | 105.4403 | 315.8204 | 113.9355 | 246.3161 | 167.6674 | 230.2333 | 110.376 | 136.6795 | 40.4673 | 92.9396 | 290.0143 | 186.6163 | 286.024 | 192.2983 | 175.0353 | 220.305 | 167.8154
148 | 4 | 7 | 1 | 99.2311 | 112.2976 | 316.8863 | 114.0601 | 255.0174 | 168.2852 | 231.6591 | 118.0871 | 135.5686 | 41.4219 | 94.7551 | 294.3171 | 185.8098 | 279.5105 | 204.6827 | 182.7957 | 222.8422 | 168.1251
149 | 5 | 7 | 1 | 100.8709 | 107.4499 | 315.3043 | 112.8659 | 253.2132 | 171.3548 | 227.3197 | 113.8567 | 143.2154 | 40.7115 | 92.0598 | 292.2095 | 205.5143 | 284.0377 | 207.4272 | 178.877 | 229.5463 | 168.1407
150 | 6 | 7 | 1 | 101.5172 | 108.9582 | 310.5506 | 119.0829 | 243.0372 | 173.3174 | 221.0263 | 119.4725 | 137.5466 | 44.7537 | 92.3762 | 294.6834 | 198.1539 | 272.9134 | 223.008 | 180.2835 | 207.8571 | 173.0528
151 | 7 | 7 | 1 | 85.1069 | 85.6972 | 227.1854 | 124.2854 | 222.8304 | 169.1122 | 161.7212 | 113.3832 | 137.7623 | 42.7875 | 96.6283 | 286.5028 | 180.1829 | 263.2231 | 223.8921 | 164.1698 | 189.5653 | 147.8389
152 | 8 | 7 | 1 | 71.6685 | 56.4 | 179.9508 | 123.6201 | 206.8183 | 137.2 | 144.3276 | 102.1089 | 110.3502 | 34.256 | 97.5908 | 239.4221 | 150.4762 | 208.7485 | 216.2437 | 153.0597 | 157.5414 | 95.2647
153 | 9 | 7 | 1 | 74.518 | 51.3503 | 180.7799 | 125.9096 | 200.2889 | 140.115 | 142.6624 | 98.7146 | 100.6054 | 33.0202 | 101.8775 | 223.9969 | 146.9375 | 204.0816 | 199.1382 | 133.7583 | 123.0217 | 87.6155
154 | 10 | 7 | 1 | 77.5054 | 48.7024 | 186.639 | 125.5436 | 200.6716 | 142.9178 | 137.4995 | 100.3587 | 99.2627 | 35.1492 | 100.942 | 218.3563 | 144.8789 | 196.121 | 207.3864 | 141.8464 | 119.2854 | 85.981
155 | 11 | 7 | 1 | 77.0115 | 49.5499 | 186.7559 | 123.5501 | 200.0257 | 147.1323 | 139.9014 | 107.9328 | 98.5815 | 34.6035 | 102.475 | 225.1637 | 148.2555 | 205.9636 | 205.402 | 144.9618 | 119.2184 | 88.0965
156 | 12 | 7 | 1 | 72.2906 | 49.0498 | 193.1988 | 121.3561 | 192.5124 | 136.9919 | 140.9165 | 103.206 | 96.3138 | 33.0375 | 102.4155 | 227.971 | 143.3599 | 203.3293 | 197.5478 | 134.8649 | 117.997 | 89.3362
157 | 13 | 7 | 1 | 70.2694 | 52.7145 | 173.4089 | 119.3607 | 183.7306 | 138.3068 | 139.8988 | 101.9313 | 95.9026 | 36.6466 | 94.5012 | 225.982 | 137.8126 | 201.1784 | 185.9292 | 136.9378 | 116.2552 | 85.5326
158 | 14 | 7 | 1 | 72.6083 | 44.7751 | 173.2554 | 117.6106 | 200.1782 | 140.0797 | 146.8508 | 109.8017 | 95.6392 | 34.275 | 90.8006 | 224.4547 | 148.5431 | 198.8384 | 200.8679 | 134.2853 | 127.3662 | 87.4399
159 | 15 | 7 | 1 | 91.636 | 50.6479 | 173.4691 | 118.3797 | 226.2119 | 159.157 | 157.2581 | 113.5353 | 98.723 | 41.4889 | 92.159 | 251.3433 | 183.1345 | 208.586 | 222.2628 | 143.6709 | 158.8202 | 97.2501
160 | 16 | 7 | 1 | 111.1399 | 100.9355 | 222.9981 | 120.1405 | 257.0041 | 185.0334 | 208.7536 | 115.229 | 114.7443 | 43.0793 | 92.9936 | 292.113 | 204.941 | 239.7508 | 233.6311 | 172.1242 | 222.8176 | 154.0053
161 | 17 | 7 | 1 | 112.772 | 165.804 | 309.927 | 129.7744 | 253.1729 | 194.5029 | 226.9679 | 125.9174 | 139.6209 | 44.2324 | 101.6566 | 300.8447 | 199.7984 | 268.0512 | 247.9773 | 210.5569 | 227.3362 | 176.0612
162 | 18 | 7 | 1 | 116.6542 | 149.0969 | 318.6729 | 131.7342 | 254.6827 | 190.4934 | 222.6446 | 126.8726 | 140.5815 | 46.1012 | 102.8675 | 307.1253 | 203.0513 | 273.6673 | 236.7225 | 195.1657 | 223.0065 | 175.98
163 | 19 | 7 | 1 | 113.0249 | 132.6654 | 318.0334 | 126.9298 | 254.8496 | 182.6656 | 220.2412 | 128.9986 | 139.6368 | 44.5162 | 103.4985 | 305.0377 | 196.0963 | 266.5567 | 220.0976 | 181.1801 | 222.2375 | 172.6629
164 | 20 | 7 | 1 | 108.8488 | 122.3033 | 312.2188 | 121.4949 | 256.6308 | 174.5732 | 213.9436 | 129.3055 | 141.2429 | 42.3347 | 99.6371 | 302.2561 | 186.393 | 264.894 | 225.2519 | 169.0819 | 225.2307 | 173.4102
165 | 21 | 7 | 1 | 111.0845 | 116.8231 | 304.3619 | 119.2046 | 245.3802 | 168.394 | 221.8243 | 117.4028 | 137.3417 | 46.4995 | 89.5971 | 305.8271 | 178.4247 | 260.6099 | 229.8729 | 168.472 | 220.2675 | 168.4564
166 | 22 | 7 | 1 | 109.2584 | 111.1618 | 303.5344 | 117.5368 | 251.3535 | 167.9693 | 229.0712 | 121.4589 | 136.814 | 40.0945 | 90.9539 | 294.8286 | 195.5896 | 269.3482 | 219.1766 | 169.673 | 232.028 | 169.6413
167 | 23 | 7 | 1 | 108.4766 | 116.6696 | 313.303 | 114.8927 | 243.1528 | 165.2982 | 231.5748 | 115.7876 | 137.5455 | 39.2993 | 91.8061 | 287.5597 | 183.8879 | 269.3235 | 234.2406 | 178.9822 | 218.749 | 173.0756
168 | 0 | 8 | 1 | 101.0104 | 104.749 | 315.6789 | 113.3125 | 240.4775 | 166.9273 | 228.4811 | 120.6931 | 140.0194 | 39.5114 | 97.3426 | 284.9096 | 180.7678 | 276.0203 | 210.8371 | 175.5171 | 223.4096 | 171.773
169 | 1 | 8 | 1 | 98.0099 | 118.0417 | 315.3383 | 113.417 | 236.4181 | 170.7804 | 229.4873 | 118.7519 | 138.5019 | 42.3135 | 97.9146 | 286.8798 | 187.4015 | 280.689 | 200.9735 | 172.3505 | 221.896 | 173.4358
170 | 2 | 8 | 1 | 95.8921 | 107.1413 | 313.9877 | 111.9903 | 238.6536 | 166.2998 | 226.432 | 114.475 | 138.0949 | 42.4987 | 93.7064 | 285.6477 | 190.3308 | 284.7279 | 205.8321 | 164.7844 | 228.9683 | 171.2345
171 | 3 | 8 | 1 | 99.7967 | 105.4403 | 315.8204 | 113.9355 | 246.3161 | 167.6674 | 230.2333 | 110.376 | 136.6795 | 40.4673 | 92.9396 | 290.0143 | 186.6163 | 286.024 | 192.2983 | 175.0353 | 220.305 | 167.8154
172 | 4 | 8 | 1 | 99.2311 | 112.2976 | 316.8863 | 114.0601 | 255.0174 | 168.2852 | 231.6591 | 118.0871 | 135.5686 | 41.4219 | 94.7551 | 294.3171 | 185.8098 | 279.5105 | 204.6827 | 182.7957 | 222.8422 | 168.1251
173 | 5 | 8 | 1 | 100.8709 | 107.4499 | 315.3043 | 112.8659 | 253.2132 | 171.3548 | 227.3197 | 113.8567 | 143.2154 | 40.7115 | 92.0598 | 292.2095 | 205.5143 | 284.0377 | 207.4272 | 178.877 | 229.5463 | 168.1407
174 | 6 | 8 | 1 | 101.5172 | 108.9582 | 310.5506 | 119.0829 | 243.0372 | 173.3174 | 221.0263 | 119.4725 | 137.5466 | 44.7537 | 92.3762 | 294.6834 | 198.1539 | 272.9134 | 223.008 | 180.2835 | 207.8571 | 173.0528
175 | 7 | 8 | 1 | 85.1069 | 85.6972 | 227.1854 | 124.2854 | 222.8304 | 169.1122 | 161.7212 | 113.3832 | 137.7623 | 42.7875 | 96.6283 | 286.5028 | 180.1829 | 263.2231 | 223.8921 | 164.1698 | 189.5653 | 147.8389
176 | 8 | 8 | 1 | 71.6685 | 56.4 | 179.9508 | 123.6201 | 206.8183 | 137.2 | 144.3276 | 102.1089 | 110.3502 | 34.256 | 97.5908 | 239.4221 | 150.4762 | 208.7485 | 216.2437 | 153.0597 | 157.5414 | 95.2647
177 | 9 | 8 | 1 | 74.518 | 51.3503 | 180.7799 | 125.9096 | 200.2889 | 140.115 | 142.6624 | 98.7146 | 100.6054 | 33.0202 | 101.8775 | 223.9969 | 146.9375 | 204.0816 | 199.1382 | 133.7583 | 123.0217 | 87.6155
178 | 10 | 8 | 1 | 77.5054 | 48.7024 | 186.639 | 125.5436 | 200.6716 | 142.9178 | 137.4995 | 100.3587 | 99.2627 | 35.1492 | 100.942 | 218.3563 | 144.8789 | 196.121 | 207.3864 | 141.8464 | 119.2854 | 85.981
179 | 11 | 8 | 1 | 77.0115 | 49.5499 | 186.7559 | 123.5501 | 200.0257 | 147.1323 | 139.9014 | 107.9328 | 98.5815 | 34.6035 | 102.475 | 225.1637 | 148.2555 | 205.9636 | 205.402 | 144.9618 | 119.2184 | 88.0965
180 | 12 | 8 | 1 | 72.2906 | 49.0498 | 193.1988 | 121.3561 | 192.5124 | 136.9919 | 140.9165 | 103.206 | 96.3138 | 33.0375 | 102.4155 | 227.971 | 143.3599 | 203.3293 | 197.5478 | 134.8649 | 117.997 | 89.3362
181 | 13 | 8 | 1 | 70.2694 | 52.7145 | 173.4089 | 119.3607 | 183.7306 | 138.3068 | 139.8988 | 101.9313 | 95.9026 | 36.6466 | 94.5012 | 225.982 | 137.8126 | 201.1784 | 185.9292 | 136.9378 | 116.2552 | 85.5326
182 | 14 | 8 | 1 | 72.6083 | 44.7751 | 173.2554 | 117.6106 | 200.1782 | 140.0797 | 146.8508 | 109.8017 | 95.6392 | 34.275 | 90.8006 | 224.4547 | 148.5431 | 198.8384 | 200.8679 | 134.2853 | 127.3662 | 87.4399
183 | 15 | 8 | 1 | 91.636 | 50.6479 | 173.4691 | 118.3797 | 226.2119 | 159.157 | 157.2581 | 113.5353 | 98.723 | 41.4889 | 92.159 | 251.3433 | 183.1345 | 208.586 | 222.2628 | 143.6709 | 158.8202 | 97.2501
184 | 16 | 8 | 1 | 111.1399 | 100.9355 | 222.9981 | 120.1405 | 257.0041 | 185.0334 | 208.7536 | 115.229 | 114.7443 | 43.0793 | 92.9936 | 292.113 | 204.941 | 239.7508 | 233.6311 | 172.1242 | 222.8176 | 154.0053
185 | 17 | 8 | 1 | 112.772 | 165.804 | 309.927 | 129.7744 | 253.1729 | 194.5029 | 226.9679 | 125.9174 | 139.6209 | 44.2324 | 101.6566 | 300.8447 | 199.7984 | 268.0512 | 247.9773 | 210.5569 | 227.3362 | 176.0612
186 | 18 | 8 | 1 | 116.6542 | 149.0969 | 318.6729 | 131.7342 | 254.6827 | 190.4934 | 222.6446 | 126.8726 | 140.5815 | 46.1012 | 102.8675 | 307.1253 | 203.0513 | 273.6673 | 236.7225 | 195.1657 | 223.0065 | 175.98
187 | 19 | 8 | 1 | 113.0249 | 132.6654 | 318.0334 | 126.9298 | 254.8496 | 182.6656 | 220.2412 | 128.9986 | 139.6368 | 44.5162 | 103.4985 | 305.0377 | 196.0963 | 266.5567 | 220.0976 | 181.1801 | 222.2375 | 172.6629
188 | 20 | 8 | 1 | 108.8488 | 122.3033 | 312.2188 | 121.4949 | 256.6308 | 174.5732 | 213.9436 | 129.3055 | 141.2429 | 42.3347 | 99.6371 | 302.2561 | 186.393 | 264.894 | 225.2519 | 169.0819 | 225.2307 | 173.4102
189 | 21 | 8 | 1 | 111.0845 | 116.8231 | 304.3619 | 119.2046 | 245.3802 | 168.394 | 221.8243 | 117.4028 | 137.3417 | 46.4995 | 89.5971 | 305.8271 | 178.4247 | 260.6099 | 229.8729 | 168.472 | 220.2675 | 168.4564
190 | 22 | 8 | 1 | 109.2584 | 111.1618 | 303.5344 | 117.5368 | 251.3535 | 167.9693 | 229.0712 | 121.4589 | 136.814 | 40.0945 | 90.9539 | 294.8286 | 195.5896 | 269.3482 | 219.1766 | 169.673 | 232.028 | 169.6413
191 | 23 | 8 | 1 | 108.4766 | 116.6696 | 313.303 | 114.8927 | 243.1528 | 165.2982 | 231.5748 | 115.7876 | 137.5455 | 39.2993 | 91.8061 | 287.5597 | 183.8879 | 269.3235 | 234.2406 | 178.9822 | 218.749 | 173.0756
192 | 0 | 9 | 1 | 101.0104 | 104.749 | 315.6789 | 113.3125 | 240.4775 | 166.9273 | 228.4811 | 120.6931 | 140.0194 | 39.5114 | 97.3426 | 284.9096 | 180.7678 | 276.0203 | 210.8371 | 175.5171 | 223.4096 | 171.773
193 | 1 | 9 | 1 | 98.0099 | 118.0417 | 315.3383 | 113.417 | 236.4181 | 170.7804 | 229.4873 | 118.7519 | 138.5019 | 42.3135 | 97.9146 | 286.8798 | 187.4015 | 280.689 | 200.9735 | 172.3505 | 221.896 | 173.4358
194 | 2 | 9 | 1 | 95.8921 | 107.1413 | 313.9877 | 111.9903 | 238.6536 | 166.2998 | 226.432 | 114.475 | 138.0949 | 42.4987 | 93.7064 | 285.6477 | 190.3308 | 284.7279 | 205.8321 | 164.7844 | 228.9683 | 171.2345
195 | 3 | 9 | 1 | 99.7967 | 105.4403 | 315.8204 | 113.9355 | 246.3161 | 167.6674 | 230.2333 | 110.376 | 136.6795 | 40.4673 | 92.9396 | 290.0143 | 186.6163 | 286.024 | 192.2983 | 175.0353 | 220.305 | 167.8154
196 | 4 | 9 | 1 | 99.2311 | 112.2976 | 316.8863 | 114.0601 | 255.0174 | 168.2852 | 231.6591 | 118.0871 | 135.5686 | 41.4219 | 94.7551 | 294.3171 | 185.8098 | 279.5105 | 204.6827 | 182.7957 | 222.8422 | 168.1251
197 | 5 | 9 | 1 | 100.8709 | 107.4499 | 315.3043 | 112.8659 | 253.2132 | 171.3548 | 227.3197 | 113.8567 | 143.2154 | 40.7115 | 92.0598 | 292.2095 | 205.5143 | 284.0377 | 207.4272 | 178.877 | 229.5463 | 168.1407
198 | 6 | 9 | 1 | 101.5172 | 108.9582 | 310.5506 | 119.0829 | 243.0372 | 173.3174 | 221.0263 | 119.4725 | 137.5466 | 44.7537 | 92.3762 | 294.6834 | 198.1539 | 272.9134 | 223.008 | 180.2835 | 207.8571 | 173.0528
199 | 7 | 9 | 1 | 85.1069 | 85.6972 | 227.1854 | 124.2854 | 222.8304 | 169.1122 | 161.7212 | 113.3832 | 137.7623 | 42.7875 | 96.6283 | 286.5028 | 180.1829 | 263.2231 | 223.8921 | 164.1698 | 189.5653 | 147.8389
200 | 8 | 9 | 1 | 71.6685 | 56.4 | 179.9508 | 123.6201 | 206.8183 | 137.2 | 144.3276 | 102.1089 | 110.3502 | 34.256 | 97.5908 | 239.4221 | 150.4762 | 208.7485 | 216.2437 | 153.0597 | 157.5414 | 95.2647
201 | 9 | 9 | 1 | 74.518 | 51.3503 | 180.7799 | 125.9096 | 200.2889 | 140.115 | 142.6624 | 98.7146 | 100.6054 | 33.0202 | 101.8775 | 223.9969 | 146.9375 | 204.0816 | 199.1382 | 133.7583 | 123.0217 | 87.6155
202 | 10 | 9 | 1 | 77.5054 | 48.7024 | 186.639 | 125.5436 | 200.6716 | 142.9178 | 137.4995 | 100.3587 | 99.2627 | 35.1492 | 100.942 | 218.3563 | 144.8789 | 196.121 | 207.3864 | 141.8464 | 119.2854 | 85.981
203 | 11 | 9 | 1 | 77.0115 | 49.5499 | 186.7559 | 123.5501 | 200.0257 | 147.1323 | 139.9014 | 107.9328 | 98.5815 | 34.6035 | 102.475 | 225.1637 | 148.2555 | 205.9636 | 205.402 | 144.9618 | 119.2184 | 88.0965
204 | 12 | 9 | 1 | 72.2906 | 49.0498 | 193.1988 | 121.3561 | 192.5124 | 136.9919 | 140.9165 | 103.206 | 96.3138 | 33.0375 | 102.4155 | 227.971 | 143.3599 | 203.3293 | 197.5478 | 134.8649 | 117.997 | 89.3362
205 | 13 | 9 | 1 | 70.2694 | 52.7145 | 173.4089 | 119.3607 | 183.7306 | 138.3068 | 139.8988 | 101.9313 | 95.9026 | 36.6466 | 94.5012 | 225.982 | 137.8126 | 201.1784 | 185.9292 | 136.9378 | 116.2552 | 85.5326
206 | 14 | 9 | 1 | 72.6083 | 44.7751 | 173.2554 | 117.6106 | 200.1782 | 140.0797 | 146.8508 | 109.8017 | 95.6392 | 34.275 | 90.8006 | 224.4547 | 148.5431 | 198.8384 | 200.8679 | 134.2853 | 127.3662 | 87.4399
207 | 15 | 9 | 1 | 91.636 | 50.6479 | 173.4691 | 118.3797 | 226.2119 | 159.157 | 157.2581 | 113.5353 | 98.723 | 41.4889 | 92.159 | 251.3433 | 183.1345 | 208.586 | 222.2628 | 143.6709 | 158.8202 | 97.2501
208 | 16 | 9 | 1 | 111.1399 | 100.9355 | 222.9981 | 120.1405 | 257.0041 | 185.0334 | 208.7536 | 115.229 | 114.7443 | 43.0793 | 92.9936 | 292.113 | 204.941 | 239.7508 | 233.6311 | 172.1242 | 222.8176 | 154.0053
209 | 17 | 9 | 1 | 112.772 | 165.804 | 309.927 | 129.7744 | 253.1729 | 194.5029 | 226.9679 | 125.9174 | 139.6209 | 44.2324 | 101.6566 | 300.8447 | 199.7984 | 268.0512 | 247.9773 | 210.5569 | 227.3362 | 176.0612
210 | 18 | 9 | 1 | 116.6542 | 149.0969 | 318.6729 | 131.7342 | 254.6827 | 190.4934 | 222.6446 | 126.8726 | 140.5815 | 46.1012 | 102.8675 | 307.1253 | 203.0513 | 273.6673 | 236.7225 | 195.1657 | 223.0065 | 175.98
211 | 19 | 9 | 1 | 113.0249 | 132.6654 | 318.0334 | 126.9298 | 254.8496 | 182.6656 | 220.2412 | 128.9986 | 139.6368 | 44.5162 | 103.4985 | 305.0377 | 196.0963 | 266.5567 | 220.0976 | 181.1801 | 222.2375 | 172.6629
212 | 20 | 9 | 1 | 108.8488 | 122.3033 | 312.2188 | 121.4949 | 256.6308 | 174.5732 | 213.9436 | 129.3055 | 141.2429 | 42.3347 | 99.6371 | 302.2561 | 186.393 | 264.894 | 225.2519 | 169.0819 | 225.2307 | 173.4102
213 | 21 | 9 | 1 | 111.0845 | 116.8231 | 304.3619 | 119.2046 | 245.3802 | 168.394 | 221.8243 | 117.4028 | 137.3417 | 46.4995 | 89.5971 | 305.8271 | 178.4247 | 260.6099 | 229.8729 | 168.472 | 220.2675 | 168.4564
214 | 22 | 9 | 1 | 109.2584 | 111.1618 | 303.5344 | 117.5368 | 251.3535 | 167.9693 | 229.0712 | 121.4589 | 136.814 | 40.0945 | 90.9539 | 294.8286 | 195.5896 | 269.3482 | 219.1766 | 169.673 | 232.028 | 169.6413
215 | 23 | 9 | 1 | 108.4766 | 116.6696 | 313.303 | 114.8927 | 243.1528 | 165.2982 | 231.5748 | 115.7876 | 137.5455 | 39.2993 | 91.8061 | 287.5597 | 183.8879 | 269.3235 | 234.2406 | 178.9822 | 218.749 | 173.0756
216 | 0 | 10 | 1 | 101.0104 | 104.749 | 315.6789 | 113.3125 | 240.4775 | 166.9273 | 228.4811 | 120.6931 | 140.0194 | 39.5114 | 97.3426 | 284.9096 | 180.7678 | 276.0203 | 210.8371 | 175.5171 | 223.4096 | 171.773
217 | 1 | 10 | 1 | 98.0099 | 118.0417 | 315.3383 | 113.417 | 236.4181 | 170.7804 | 229.4873 | 118.7519 | 138.5019 | 42.3135 | 97.9146 | 286.8798 | 187.4015 | 280.689 | 200.9735 | 172.3505 | 221.896 | 173.4358
218 | 2 | 10 | 1 | 95.8921 | 107.1413 | 313.9877 | 111.9903 | 238.6536 | 166.2998 | 226.432 | 114.475 | 138.0949 | 42.4987 | 93.7064 | 285.6477 | 190.3308 | 284.7279 | 205.8321 | 164.7844 | 228.9683 | 171.2345
219 | 3 | 10 | 1 | 99.7967 | 105.4403 | 315.8204 | 113.9355 | 246.3161 | 167.6674 | 230.2333 | 110.376 | 136.6795 | 40.4673 | 92.9396 | 290.0143 | 186.6163 | 286.024 | 192.2983 | 175.0353 | 220.305 | 167.8154
220 | 4 | 10 | 1 | 99.2311 | 112.2976 | 316.8863 | 114.0601 | 255.0174 | 168.2852 | 231.6591 | 118.0871 | 135.5686 | 41.4219 | 94.7551 | 294.3171 | 185.8098 | 279.5105 | 204.6827 | 182.7957 | 222.8422 | 168.1251
221 | 5 | 10 | 1 | 100.8709 | 107.4499 | 315.3043 | 112.8659 | 253.2132 | 171.3548 | 227.3197 | 113.8567 | 143.2154 | 40.7115 | 92.0598 | 292.2095 | 205.5143 | 284.0377 | 207.4272 | 178.877 | 229.5463 | 168.1407
222 | 6 | 10 | 1 | 101.5172 | 108.9582 | 310.5506 | 119.0829 | 243.0372 | 173.3174 | 221.0263 | 119.4725 | 137.5466 | 44.7537 | 92.3762 | 294.6834 | 198.1539 | 272.9134 | 223.008 | 180.2835 | 207.8571 | 173.0528
223 | 7 | 10 | 1 | 85.1069 | 85.6972 | 227.1854 | 124.2854 | 222.8304 | 169.1122 | 161.7212 | 113.3832 | 137.7623 | 42.7875 | 96.6283 | 286.5028 | 180.1829 | 263.2231 | 223.8921 | 164.1698 | 189.5653 | 147.8389
224 | 8 | 10 | 1 | 71.6685 | 56.4 | 179.9508 | 123.6201 | 206.8183 | 137.2 | 144.3276 | 102.1089 | 110.3502 | 34.256 | 97.5908 | 239.4221 | 150.4762 | 208.7485 | 216.2437 | 153.0597 | 157.5414 | 95.2647
225 | 9 | 10 | 1 | 74.518 | 51.3503 | 180.7799 | 125.9096 | 200.2889 | 140.115 | 142.6624 | 98.7146 | 100.6054 | 33.0202 | 101.8775 | 223.9969 | 146.9375 | 204.0816 | 199.1382 | 133.7583 | 123.0217 | 87.6155
226 | 10 | 10 | 1 | 77.5054 | 48.7024 | 186.639 | 125.5436 | 200.6716 | 142.9178 | 137.4995 | 100.3587 | 99.2627 | 35.1492 | 100.942 | 218.3563 | 144.8789 | 196.121 | 207.3864 | 141.8464 | 119.2854 | 85.981
227 | 11 | 10 | 1 | 77.0115 | 49.5499 | 186.7559 | 123.5501 | 200.0257 | 147.1323 | 139.9014 | 107.9328 | 98.5815 | 34.6035 | 102.475 | 225.1637 | 148.2555 | 205.9636 | 205.402 | 144.9618 | 119.2184 | 88.0965
228 | 12 | 10 | 1 | 72.2906 | 49.0498 | 193.1988 | 121.3561 | 192.5124 | 136.9919 | 140.9165 | 103.206 | 96.3138 | 33.0375 | 102.4155 | 227.971 | 143.3599 | 203.3293 | 197.5478 | 134.8649 | 117.997 | 89.3362
229 | 13 | 10 | 1 | 70.2694 | 52.7145 | 173.4089 | 119.3607 | 183.7306 | 138.3068 | 139.8988 | 101.9313 | 95.9026 | 36.6466 | 94.5012 | 225.982 | 137.8126 | 201.1784 | 185.9292 | 136.9378 | 116.2552 | 85.5326
230 | 14 | 10 | 1 | 72.6083 | 44.7751 | 173.2554 | 117.6106 | 200.1782 | 140.0797 | 146.8508 | 109.8017 | 95.6392 | 34.275 | 90.8006 | 224.4547 | 148.5431 | 198.8384 | 200.8679 | 134.2853 | 127.3662 | 87.4399
231 | 15 | 10 | 1 | 91.636 | 50.6479 | 173.4691 | 118.3797 | 226.2119 | 159.157 | 157.2581 | 113.5353 | 98.723 | 41.4889 | 92.159 | 251.3433 | 183.1345 | 208.586 | 222.2628 | 143.6709 | 158.8202 | 97.2501
232 | 16 | 10 | 1 | 111.1399 | 100.9355 | 222.9981 | 120.1405 | 257.0041 | 185.0334 | 208.7536 | 115.229 | 114.7443 | 43.0793 | 92.9936 | 292.113 | 204.941 | 239.7508 | 233.6311 | 172.1242 | 222.8176 | 154.0053
233 | 17 | 10 | 1 | 112.772 | 165.804 | 309.927 | 129.7744 | 253.1729 | 194.5029 | 226.9679 | 125.9174 | 139.6209 | 44.2324 | 101.6566 | 300.8447 | 199.7984 | 268.0512 | 247.9773 | 210.5569 | 227.3362 | 176.0612
234 | 18 | 10 | 1 | 116.6542 | 149.0969 | 318.6729 | 131.7342 | 254.6827 | 190.4934 | 222.6446 | 126.8726 | 140.5815 | 46.1012 | 102.8675 | 307.1253 | 203.0513 | 273.6673 | 236.7225 | 195.1657 | 223.0065 | 175.98
235 | 19 | 10 | 1 | 113.0249 | 132.6654 | 318.0334 | 126.9298 | 254.8496 | 182.6656 | 220.2412 | 128.9986 | 139.6368 | 44.5162 | 103.4985 | 305.0377 | 196.0963 | 266.5567 | 220.0976 | 181.1801 | 222.2375 | 172.6629
236 | 20 | 10 | 1 | 108.8488 | 122.3033 | 312.2188 | 121.4949 | 256.6308 | 174.5732 | 213.9436 | 129.3055 | 141.2429 | 42.3347 | 99.6371 | 302.2561 | 186.393 | 264.894 | 225.2519 | 169.0819 | 225.2307 | 173.4102
237 | 21 | 10 | 1 | 111.0845 | 116.8231 | 304.3619 | 119.2046 | 245.3802 | 168.394 | 221.8243 | 117.4028 | 137.3417 | 46.4995 | 89.5971 | 305.8271 | 178.4247 | 260.6099 | 229.8729 | 168.472 | 220.2675 | 168.4564
238 | 22 | 10 | 1 | 109.2584 | 111.1618 | 303.5344 | 117.5368 | 251.3535 | 167.9693 | 229.0712 | 121.4589 | 136.814 | 40.0945 | 90.9539 | 294.8286 | 195.5896 | 269.3482 | 219.1766 | 169.673 | 232.028 | 169.6413
239 | 23 | 10 | 1 | 108.4766 | 116.6696 | 313.303 | 114.8927 | 243.1528 | 165.2982 | 231.5748 | 115.7876 | 137.5455 | 39.2993 | 91.8061 | 287.5597 | 183.8879 | 269.3235 | 234.2406 | 178.9822 | 218.749 | 173.0756
240 | 0 | 11 | 1 | 101.0104 | 104.749 | 315.6789 | 113.3125 | 240.4775 | 166.9273 | 228.4811 | 120.6931 | 140.0194 | 39.5114 | 97.3426 | 284.9096 | 180.7678 | 276.0203 | 210.8371 | 175.5171 | 223.4096 | 171.773
241 | 1 | 11 | 1 | 98.0099 | 118.0417 | 315.3383 | 113.417 | 236.4181 | 170.7804 | 229.4873 | 118.7519 | 138.5019 | 42.3135 | 97.9146 | 286.8798 | 187.4015 | 280.689 | 200.9735 | 172.3505 | 221.896 | 173.4358
242 | 2 | 11 | 1 | 95.8921 | 107.1413 | 313.9877 | 111.9903 | 238.6536 | 166.2998 | 226.432 | 114.475 | 138.0949 | 42.4987 | 93.7064 | 285.6477 | 190.3308 | 284.7279 | 205.8321 | 164.7844 | 228.9683 | 171.2345
243 | 3 | 11 | 1 | 99.7967 | 105.4403 | 315.8204 | 113.9355 | 246.3161 | 167.6674 | 230.2333 | 110.376 | 136.6795 | 40.4673 | 92.9396 | 290.0143 | 186.6163 | 286.024 | 192.2983 | 175.0353 | 220.305 | 167.8154
244 | 4 | 11 | 1 | 99.2311 | 112.2976 | 316.8863 | 114.0601 | 255.0174 | 168.2852 | 231.6591 | 118.0871 | 135.5686 | 41.4219 | 94.7551 | 294.3171 | 185.8098 | 279.5105 | 204.6827 | 182.7957 | 222.8422 | 168.1251
245 | 5 | 11 | 1 | 100.8709 | 107.4499 | 315.3043 | 112.8659 | 253.2132 | 171.3548 | 227.3197 | 113.8567 | 143.2154 | 40.7115 | 92.0598 | 292.2095 | 205.5143 | 284.0377 | 207.4272 | 178.877 | 229.5463 | 168.1407
246 | 6 | 11 | 1 | 101.5172 | 108.9582 | 310.5506 | 119.0829 | 243.0372 | 173.3174 | 221.0263 | 119.4725 | 137.5466 | 44.7537 | 92.3762 | 294.6834 | 198.1539 | 272.9134 | 223.008 | 180.2835 | 207.8571 | 173.0528
247 | 7 | 11 | 1 | 85.1069 | 85.6972 | 227.1854 | 124.2854 | 222.8304 | 169.1122 | 161.7212 | 113.3832 | 137.7623 | 42.7875 | 96.6283 | 286.5028 | 180.1829 | 263.2231 | 223.8921 | 164.1698 | 189.5653 | 147.8389
248 | 8 | 11 | 1 | 71.6685 | 56.4 | 179.9508 | 123.6201 | 206.8183 | 137.2 | 144.3276 | 102.1089 | 110.3502 | 34.256 | 97.5908 | 239.4221 | 150.4762 | 208.7485 | 216.2437 | 153.0597 | 157.5414 | 95.2647
249 | 9 | 11 | 1 | 74.518 | 51.3503 | 180.7799 | 125.9096 | 200.2889 | 140.115 | 142.6624 | 98.7146 | 100.6054 | 33.0202 | 101.8775 | 223.9969 | 146.9375 | 204.0816 | 199.1382 | 133.7583 | 123.0217 | 87.6155
250 | 10 | 11 | 1 | 77.5054 | 48.7024 | 186.639 | 125.5436 | 200.6716 | 142.9178 | 137.4995 | 100.3587 | 99.2627 | 35.1492 | 100.942 | 218.3563 | 144.8789 | 196.121 | 207.3864 | 141.8464 | 119.2854 | 85.981
251 | 11 | 11 | 1 | 77.0115 | 49.5499 | 186.7559 | 123.5501 | 200.0257 | 147.1323 | 139.9014 | 107.9328 | 98.5815 | 34.6035 | 102.475 | 225.1637 | 148.2555 | 205.9636 | 205.402 | 144.9618 | 119.2184 | 88.0965
252 | 12 | 11 | 1 | 72.2906 | 49.0498 | 193.1988 | 121.3561 | 192.5124 | 136.9919 | 140.9165 | 103.206 | 96.3138 | 33.0375 | 102.4155 | 227.971 | 143.3599 | 203.3293 | 197.5478 | 134.8649 | 117.997 | 89.3362
253 | 13 | 11 | 1 | 70.2694 | 52.7145 | 173.4089 | 119.3607 | 183.7306 | 138.3068 | 139.8988 | 101.9313 | 95.9026 | 36.6466 | 94.5012 | 225.982 | 137.8126 | 201.1784 | 185.9292 | 136.9378 | 116.2552 | 85.5326
254 | 14 | 11 | 1 | 72.6083 | 44.7751 | 173.2554 | 117.6106 | 200.1782 | 140.0797 | 146.8508 | 109.8017 | 95.6392 | 34.275 | 90.8006 | 224.4547 | 148.5431 | 198.8384 | 200.8679 | 134.2853 | 127.3662 | 87.4399
255 | 15 | 11 | 1 | 91.636 | 50.6479 | 173.4691 | 118.3797 | 226.2119 | 159.157 | 157.2581 | 113.5353 | 98.723 | 41.4889 | 92.159 | 251.3433 | 183.1345 | 208.586 | 222.2628 | 143.6709 | 158.8202 | 97.2501
256 | 16 | 11 | 1 | 111.1399 | 100.9355 | 222.9981 | 120.1405 | 257.0041 | 185.0334 | 208.7536 | 115.229 | 114.7443 | 43.0793 | 92.9936 | 292.113 | 204.941 | 239.7508 | 233.6311 | 172.1242 | 222.8176 | 154.0053
257 | 17 | 11 | 1 | 112.772 | 165.804 | 309.927 | 129.7744 | 253.1729 | 194.5029 | 226.9679 | 125.9174 | 139.6209 | 44.2324 | 101.6566 | 300.8447 | 199.7984 | 268.0512 | 247.9773 | 210.5569 | 227.3362 | 176.0612
258 | 18 | 11 | 1 | 116.6542 | 149.0969 | 318.6729 | 131.7342 | 254.6827 | 190.4934 | 222.6446 | 126.8726 | 140.5815 | 46.1012 | 102.8675 | 307.1253 | 203.0513 | 273.6673 | 236.7225 | 195.1657 | 223.0065 | 175.98
259 | 19 | 11 | 1 | 113.0249 | 132.6654 | 318.0334 | 126.9298 | 254.8496 | 182.6656 | 220.2412 | 128.9986 | 139.6368 | 44.5162 | 103.4985 | 305.0377 | 196.0963 | 266.5567 | 220.0976 | 181.1801 | 222.2375 | 172.6629
260 | 20 | 11 | 1 | 108.8488 | 122.3033 | 312.2188 | 121.4949 | 256.6308 | 174.5732 | 213.9436 | 129.3055 | 141.2429 | 42.3347 | 99.6371 | 302.2561 | 186.393 | 264.894 | 225.2519 | 169.0819 | 225.2307 | 173.4102
261 | 21 | 11 | 1 | 111.0845 | 116.8231 | 304.3619 | 119.2046 | 245.3802 | 168.394 | 221.8243 | 117.4028 | 137.3417 | 46.4995 | 89.5971 | 305.8271 | 178.4247 | 260.6099 | 229.8729 | 168.472 | 220.2675 | 168.4564
262 | 22 | 11 | 1 | 109.2584 | 111.1618 | 303.5344 | 117.5368 | 251.3535 | 167.9693 | 229.0712 | 121.4589 | 136.814 | 40.0945 | 90.9539 | 294.8286 | 195.5896 | 269.3482 | 219.1766 | 169.673 | 232.028 | 169.6413
263 | 23 | 11 | 1 | 108.4766 | 116.6696 | 313.303 | 114.8927 | 243.1528 | 165.2982 | 231.5748 | 115.7876 | 137.5455 | 39.2993 | 91.8061 | 287.5597 | 183.8879 | 269.3235 | 234.2406 | 178.9822 | 218.749 | 173.0756
264 | 0 | 12 | 1 | 101.0104 | 104.749 | 315.6789 | 113.3125 | 240.4775 | 166.9273 | 228.4811 | 120.6931 | 140.0194 | 39.5114 | 97.3426 | 284.9096 | 180.7678 | 276.0203 | 210.8371 | 175.5171 | 223.4096 | 171.773
265 | 1 | 12 | 1 | 98.0099 | 118.0417 | 315.3383 | 113.417 | 236.4181 | 170.7804 | 229.4873 | 118.7519 | 138.5019 | 42.3135 | 97.9146 | 286.8798 | 187.4015 | 280.689 | 200.9735 | 172.3505 | 221.896 | 173.4358
266 | 2 | 12 | 1 | 95.8921 | 107.1413 | 313.9877 | 111.9903 | 238.6536 | 166.2998 | 226.432 | 114.475 | 138.0949 | 42.4987 | 93.7064 | 285.6477 | 190.3308 | 284.7279 | 205.8321 | 164.7844 | 228.9683 | 171.2345
267 | 3 | 12 | 1 | 99.7967 | 105.4403 | 315.8204 | 113.9355 | 246.3161 | 167.6674 | 230.2333 | 110.376 | 136.6795 | 40.4673 | 92.9396 | 290.0143 | 186.6163 | 286.024 | 192.2983 | 175.0353 | 220.305 | 167.8154
268 | 4 | 12 | 1 | 99.2311 | 112.2976 | 316.8863 | 114.0601 | 255.0174 | 168.2852 | 231.6591 | 118.0871 | 135.5686 | 41.4219 | 94.7551 | 294.3171 | 185.8098 | 279.5105 | 204.6827 | 182.7957 | 222.8422 | 168.1251
269 | 5 | 12 | 1 | 100.8709 | 107.4499 | 315.3043 | 112.8659 | 253.2132 | 171.3548 | 227.3197 | 113.8567 | 143.2154 | 40.7115 | 92.0598 | 292.2095 | 205.5143 | 284.0377 | 207.4272 | 178.877 | 229.5463 | 168.1407
270 | 6 | 12 | 1 | 101.5172 | 108.9582 | 310.5506 | 119.0829 | 243.0372 | 173.3174 | 221.0263 | 119.4725 | 137.5466 | 44.7537 | 92.3762 | 294.6834 | 198.1539 | 272.9134 | 223.008 | 180.2835 | 207.8571 | 173.0528
271 | 7 | 12 | 1 | 85.1069 | 85.6972 | 227.1854 | 124.2854 | 222.8304 | 169.1122 | 161.7212 | 113.3832 | 137.7623 | 42.7875 | 96.6283 | 286.5028 | 180.1829 | 263.2231 | 223.8921 | 164.1698 | 189.5653 | 147.8389
272 | 8 | 12 | 1 | 71.6685 | 56.4 | 179.9508 | 123.6201 | 206.8183 | 137.2 | 144.3276 | 102.1089 | 110.3502 | 34.256 | 97.5908 | 239.4221 | 150.4762 | 208.7485 | 216.2437 | 153.0597 | 157.5414 | 95.2647
273 | 9 | 12 | 1 | 74.518 | 51.3503 | 180.7799 | 125.9096 | 200.2889 | 140.115 | 142.6624 | 98.7146 | 100.6054 | 33.0202 | 101.8775 | 223.9969 | 146.9375 | 204.0816 | 199.1382 | 133.7583 | 123.0217 | 87.6155
274 | 10 | 12 | 1 | 77.5054 | 48.7024 | 186.639 | 125.5436 | 200.6716 | 142.9178 | 137.4995 | 100.3587 | 99.2627 | 35.1492 | 100.942 | 218.3563 | 144.8789 | 196.121 | 207.3864 | 141.8464 | 119.2854 | 85.981
275 | 11 | 12 | 1 | 77.0115 | 49.5499 | 186.7559 | 123.5501 | 200.0257 | 147.1323 | 139.9014 | 107.9328 | 98.5815 | 34.6035 | 102.475 | 225.1637 | 148.2555 | 205.9636 | 205.402 | 144.9618 | 119.2184 | 88.0965
276 | 12 | 12 | 1 | 72.2906 | 49.0498 | 193.1988 | 121.3561 | 192.5124 | 136.9919 | 140.9165 | 103.206 | 96.3138 | 33.0375 | 102.4155 | 227.971 | 143.3599 | 203.3293 | 197.5478 | 134.8649 | 117.997 | 89.3362
277 | 13 | 12 | 1 | 70.2694 | 52.7145 | 173.4089 | 119.3607 | 183.7306 | 138.3068 | 139.8988 | 101.9313 | 95.9026 | 36.6466 | 94.5012 | 225.982 | 137.8126 | 201.1784 | 185.9292 | 136.9378 | 116.2552 | 85.5326
278 | 14 | 12 | 1 | 72.6083 | 44.7751 | 173.2554 | 117.6106 | 200.1782 | 140.0797 | 146.8508 | 109.8017 | 95.6392 | 34.275 | 90.8006 | 224.4547 | 148.5431 | 198.8384 | 200.8679 | 134.2853 | 127.3662 | 87.4399
279 | 15 | 12 | 1 | 91.636 | 50.6479 | 173.4691 | 118.3797 | 226.2119 | 159.157 | 157.2581 | 113.5353 | 98.723 | 41.4889 | 92.159 | 251.3433 | 183.1345 | 208.586 | 222.2628 | 143.6709 | 158.8202 | 97.2501
280 | 16 | 12 | 1 | 111.1399 | 100.9355 | 222.9981 | 120.1405 | 257.0041 | 185.0334 | 208.7536 | 115.229 | 114.7443 | 43.0793 | 92.9936 | 292.113 | 204.941 | 239.7508 | 233.6311 | 172.1242 | 222.8176 | 154.0053
281 | 17 | 12 | 1 | 112.772 | 165.804 | 309.927 | 129.7744 | 253.1729 | 194.5029 | 226.9679 | 125.9174 | 139.6209 | 44.2324 | 101.6566 | 300.8447 | 199.7984 | 268.0512 | 247.9773 | 210.5569 | 227.3362 | 176.0612
282 | 18 | 12 | 1 | 116.6542 | 149.0969 | 318.6729 | 131.7342 | 254.6827 | 190.4934 | 222.6446 | 126.8726 | 140.5815 | 46.1012 | 102.8675 | 307.1253 | 203.0513 | 273.6673 | 236.7225 | 195.1657 | 223.0065 | 175.98
283 | 19 | 12 | 1 | 113.0249 | 132.6654 | 318.0334 | 126.9298 | 254.8496 | 182.6656 | 220.2412 | 128.9986 | 139.6368 | 44.5162 | 103.4985 | 305.0377 | 196.0963 | 266.5567 | 220.0976 | 181.1801 | 222.2375 | 172.6629
284 | 20 | 12 | 1 | 108.8488 | 122.3033 | 312.2188 | 121.4949 | 256.6308 | 174.5732 | 213.9436 | 129.3055 | 141.2429 | 42.3347 | 99.6371 | 302.2561 | 186.393 | 264.894 | 225.2519 | 169.0819 | 225.2307 | 173.4102
285 | 21 | 12 | 1 | 111.0845 | 116.8231 | 304.3619 | 119.2046 | 245.3802 | 168.394 | 221.8243 | 117.4028 | 137.3417 | 46.4995 | 89.5971 | 305.8271 | 178.4247 | 260.6099 | 229.8729 | 168.472 | 220.2675 | 168.4564
286 | 22 | 12 | 1 | 109.2584 | 111.1618 | 303.5344 | 117.5368 | 251.3535 | 167.9693 | 229.0712 | 121.4589 | 136.814 | 40.0945 | 90.9539 | 294.8286 | 195.5896 | 269.3482 | 219.1766 | 169.673 | 232.028 | 169.6413
287 | 23 | 12 | 1 | 108.4766 | 116.6696 | 313.303 | 114.8927 | 243.1528 | 165.2982 | 231.5748 | 115.7876 | 137.5455 | 39.2993 | 91.8061 | 287.5597 | 183.8879 | 269.3235 | 234.2406 | 178.9822 | 218.749 | 173.0756
288 | 0 | 13 | 1 | 101.0104 | 104.749 | 315.6789 | 113.3125 | 240.4775 | 166.9273 | 228.4811 | 120.6931 | 140.0194 | 39.5114 | 97.3426 | 284.9096 | 180.7678 | 276.0203 | 210.8371 | 175.5171 | 223.4096 | 171.773
289 | 1 | 13 | 1 | 98.0099 | 118.0417 | 315.3383 | 113.417 | 236.4181 | 170.7804 | 229.4873 | 118.7519 | 138.5019 | 42.3135 | 97.9146 | 286.8798 | 187.4015 | 280.689 | 200.9735 | 172.3505 | 221.896 | 173.4358
290 | 2 | 13 | 1 | 95.8921 | 107.1413 | 313.9877 | 111.9903 | 238.6536 | 166.2998 | 226.432 | 114.475 | 138.0949 | 42.4987 | 93.7064 | 285.6477 | 190.3308 | 284.7279 | 205.8321 | 164.7844 | 228.9683 | 171.2345
291 | 3 | 13 | 1 | 99.7967 | 105.4403 | 315.8204 | 113.9355 | 246.3161 | 167.6674 | 230.2333 | 110.376 | 136.6795 | 40.4673 | 92.9396 | 290.0143 | 186.6163 | 286.024 | 192.2983 | 175.0353 | 220.305 | 167.8154
292 | 4 | 13 | 1 | 99.2311 | 112.2976 | 316.8863 | 114.0601 | 255.0174 | 168.2852 | 231.6591 | 118.0871 | 135.5686 | 41.4219 | 94.7551 | 294.3171 | 185.8098 | 279.5105 | 204.6827 | 182.7957 | 222.8422 | 168.1251
293 | 5 | 13 | 1 | 100.8709 | 107.4499 | 315.3043 | 112.8659 | 253.2132 | 171.3548 | 227.3197 | 113.8567 | 143.2154 | 40.7115 | 92.0598 | 292.2095 | 205.5143 | 284.0377 | 207.4272 | 178.877 | 229.5463 | 168.1407
294 | 6 | 13 | 1 | 101.5172 | 108.9582 | 310.5506 | 119.0829 | 243.0372 | 173.3174 | 221.0263 | 119.4725 | 137.5466 | 44.7537 | 92.3762 | 294.6834 | 198.1539 | 272.9134 | 223.008 | 180.2835 | 207.8571 | 173.0528
295 | 7 | 13 | 1 | 85.1069 | 85.6972 | 227.1854 | 124.2854 | 222.8304 | 169.1122 | 161.7212 | 113.3832 | 137.7623 | 42.7875 | 96.6283 | 286.5028 | 180.1829 | 263.2231 | 223.8921 | 164.1698 | 189.5653 | 147.8389
296 | 8 | 13 | 1 | 71.6685 | 56.4 | 179.9508 | 123.6201 | 206.8183 | 137.2 | 144.3276 | 102.1089 | 110.3502 | 34.256 | 97.5908 | 239.4221 | 150.4762 | 208.7485 | 216.2437 | 153.0597 | 157.5414 | 95.2647
297 | 9 | 13 | 1 | 74.518 | 51.3503 | 180.7799 | 125.9096 | 200.2889 | 140.115 | 142.6624 | 98.7146 | 100.6054 | 33.0202 | 101.8775 | 223.9969 | 146.9375 | 204.0816 | 199.1382 | 133.7583 | 123.0217 | 87.6155
298 | 10 | 13 | 1 | 77.5054 | 48.7024 | 186.639 | 125.5436 | 200.6716 | 142.9178 | 137.4995 | 100.3587 | 99.2627 | 35.1492 | 100.942 | 218.3563 | 144.8789 | 196.121 | 207.3864 | 141.8464 | 119.2854 | 85.981
299 | 11 | 13 | 1 | 77.0115 | 49.5499 | 186.7559 | 123.5501 | 200.0257 | 147.1323 | 139.9014 | 107.9328 | 98.5815 | 34.6035 | 102.475 | 225.1637 | 148.2555 | 205.9636 | 205.402 | 144.9618 | 119.2184 | 88.0965
300 | 12 | 13 | 1 | 72.2906 | 49.0498 | 193.1988 | 121.3561 | 192.5124 | 136.9919 | 140.9165 | 103.206 | 96.3138 | 33.0375 | 102.4155 | 227.971 | 143.3599 | 203.3293 | 197.5478 | 134.8649 | 117.997 | 89.3362
301 | 13 | 13 | 1 | 70.2694 | 52.7145 | 173.4089 | 119.3607 | 183.7306 | 138.3068 | 139.8988 | 101.9313 | 95.9026 | 36.6466 | 94.5012 | 225.982 | 137.8126 | 201.1784 | 185.9292 | 136.9378 | 116.2552 | 85.5326
302 | 14 | 13 | 1 | 72.6083 | 44.7751 | 173.2554 | 117.6106 | 200.1782 | 140.0797 | 146.8508 | 109.8017 | 95.6392 | 34.275 | 90.8006 | 224.4547 | 148.5431 | 198.8384 | 200.8679 | 134.2853 | 127.3662 | 87.4399
303 | 15 | 13 | 1 | 91.636 | 50.6479 | 173.4691 | 118.3797 | 226.2119 | 159.157 | 157.2581 | 113.5353 | 98.723 | 41.4889 | 92.159 | 251.3433 | 183.1345 | 208.586 | 222.2628 | 143.6709 | 158.8202 | 97.2501
304 | 16 | 13 | 1 | 111.1399 | 100.9355 | 222.9981 | 120.1405 | 257.0041 | 185.0334 | 208.7536 | 115.229 | 114.7443 | 43.0793 | 92.9936 | 292.113 | 204.941 | 239.7508 | 233.6311 | 172.1242 | 222.8176 | 154.0053
305 | 17 | 13 | 1 | 112.772 | 165.804 | 309.927 | 129.7744 | 253.1729 | 194.5029 | 226.9679 | 125.9174 | 139.6209 | 44.2324 | 101.6566 | 300.8447 | 199.7984 | 268.0512 | 247.9773 | 210.5569 | 227.3362 | 176.0612
306 | 18 | 13 | 1 | 116.6542 | 149.0969 | 318.6729 | 131.7342 | 254.6827 | 190.4934 | 222.6446 | 126.8726 | 140.5815 | 46.1012 | 102.8675 | 307.1253 | 203.0513 | 273.6673 | 236.7225 | 195.1657 | 223.0065 | 175.98
307 | 19 | 13 | 1 | 113.0249 | 132.6654 | 318.0334 | 126.9298 | 254.8496 | 182.6656 | 220.2412 | 128.9986 | 139.6368 | 44.5162 | 103.4985 | 305.0377 | 196.0963 | 266.5567 | 220.0976 | 181.1801 | 222.2375 | 172.6629
308 | 20 | 13 | 1 | 108.8488 | 122.3033 | 312.2188 | 121.4949 | 256.6308 | 174.5732 | 213.9436 | 129.3055 | 141.2429 | 42.3347 | 99.6371 | 302.2561 | 186.393 | 264.894 | 225.2519 | 169.0819 | 225.2307 | 173.4102
309 | 21 | 13 | 1 | 111.0845 | 116.8231 | 304.3619 | 119.2046 | 245.3802 | 168.394 | 221.8243 | 117.4028 | 137.3417 | 46.4995 | 89.5971 | 305.8271 | 178.4247 | 260.6099 | 229.8729 | 168.472 | 220.2675 | 168.4564
310 | 22 | 13 | 1 | 109.2584 | 111.1618 | 303.5344 | 117.5368 | 251.3535 | 167.9693 | 229.0712 | 121.4589 | 136.814 | 40.0945 | 90.9539 | 294.8286 | 195.5896 | 269.3482 | 219.1766 | 169.673 | 232.028 | 169.6413
311 | 23 | 13 | 1 | 108.4766 | 116.6696 | 313.303 | 114.8927 | 243.1528 | 165.2982 | 231.5748 | 115.7876 | 137.5455 | 39.2993 | 91.8061 | 287.5597 | 183.8879 | 269.3235 | 234.2406 | 178.9822 | 218.749 | 173.0756
312 | 0 | 14 | 1 | 101.0104 | 104.749 | 315.6789 | 113.3125 | 240.4775 | 166.9273 | 228.4811 | 120.6931 | 140.0194 | 39.5114 | 97.3426 | 284.9096 | 180.7678 | 276.0203 | 210.8371 | 175.5171 | 223.4096 | 171.773
313 | 1 | 14 | 1 | 98.0099 | 118.0417 | 315.3383 | 113.417 | 236.4181 | 170.7804 | 229.4873 | 118.7519 | 138.5019 | 42.3135 | 97.9146 | 286.8798 | 187.4015 | 280.689 | 200.9735 | 172.3505 | 221.896 | 173.4358
314 | 2 | 14 | 1 | 95.8921 | 107.1413 | 313.9877 | 111.9903 | 238.6536 | 166.2998 | 226.432 | 114.475 | 138.0949 | 42.4987 | 93.7064 | 285.6477 | 190.3308 | 284.7279 | 205.8321 | 164.7844 | 228.9683 | 171.2345
315 | 3 | 14 | 1 | 99.7967 | 105.4403 | 315.8204 | 113.9355 | 246.3161 | 167.6674 | 230.2333 | 110.376 | 136.6795 | 40.4673 | 92.9396 | 290.0143 | 186.6163 | 286.024 | 192.2983 | 175.0353 | 220.305 | 167.8154
316 | 4 | 14 | 1 | 99.2311 | 112.2976 | 316.8863 | 114.0601 | 255.0174 | 168.2852 | 231.6591 | 118.0871 | 135.5686 | 41.4219 | 94.7551 | 294.3171 | 185.8098 | 279.5105 | 204.6827 | 182.7957 | 222.8422 | 168.1251
317 | 5 | 14 | 1 | 100.8709 | 107.4499 | 315.3043 | 112.8659 | 253.2132 | 171.3548 | 227.3197 | 113.8567 | 143.2154 | 40.7115 | 92.0598 | 292.2095 | 205.5143 | 284.0377 | 207.4272 | 178.877 | 229.5463 | 168.1407
318 | 6 | 14 | 1 | 101.5172 | 108.9582 | 310.5506 | 119.0829 | 243.0372 | 173.3174 | 221.0263 | 119.4725 | 137.5466 | 44.7537 | 92.3762 | 294.6834 | 198.1539 | 272.9134 | 223.008 | 180.2835 | 207.8571 | 173.0528
319 | 7 | 14 | 1 | 85.1069 | 85.6972 | 227.1854 | 124.2854 | 222.8304 | 169.1122 | 161.7212 | 113.3832 | 137.7623 | 42.7875 | 96.6283 | 286.5028 | 180.1829 | 263.2231 | 223.8921 | 164.1698 | 189.5653 | 147.8389
320 | 8 | 14 | 1 | 71.6685 | 56.4 | 179.9508 | 123.6201 | 206.8183 | 137.2 | 144.3276 | 102.1089 | 110.3502 | 34.256 | 97.5908 | 239.4221 | 150.4762 | 208.7485 | 216.2437 | 153.0597 | 157.5414 | 95.2647
321 | 9 | 14 | 1 | 74.518 | 51.3503 | 180.7799 | 125.9096 | 200.2889 | 140.115 | 142.6624 | 98.7146 | 100.6054 | 33.0202 | 101.8775 | 223.9969 | 146.9375 | 204.0816 | 199.1382 | 133.7583 | 123.0217 | 87.6155
322 | 10 | 14 | 1 | 77.5054 | 48.7024 | 186.639 | 125.5436 | 200.6716 | 142.9178 | 137.4995 | 100.3587 | 99.2627 | 35.1492 | 100.942 | 218.3563 | 144.8789 | 196.121 | 207.3864 | 141.8464 | 119.2854 | 85.981
323 | 11 | 14 | 1 | 77.0115 | 49.5499 | 186.7559 | 123.5501 | 200.0257 | 147.1323 | 139.9014 | 107.9328 | 98.5815 | 34.6035 | 102.475 | 225.1637 | 148.2555 | 205.9636 | 205.402 | 144.9618 | 119.2184 | 88.0965
324 | 12 | 14 | 1 | 72.2906 | 49.0498 | 193.1988 | 121.3561 | 192.5124 | 136.9919 | 140.9165 | 103.206 | 96.3138 | 33.0375 | 102.4155 | 227.971 | 143.3599 | 203.3293 | 197.5478 | 134.8649 | 117.997 | 89.3362
325 | 13 | 14 | 1 | 70.2694 | 52.7145 | 173.4089 | 119.3607 | 183.7306 | 138.3068 | 139.8988 | 101.9313 | 95.9026 | 36.6466 | 94.5012 | 225.982 | 137.8126 | 201.1784 | 185.9292 | 136.9378 | 116.2552 | 85.5326
326 | 14 | 14 | 1 | 72.6083 | 44.7751 | 173.2554 | 117.6106 | 200.1782 | 140.0797 | 146.8508 | 109.8017 | 95.6392 | 34.275 | 90.8006 | 224.4547 | 148.5431 | 198.8384 | 200.8679 | 134.2853 | 127.3662 | 87.4399
327 | 15 | 14 | 1 | 91.636 | 50.6479 | 173.4691 | 118.3797 | 226.2119 | 159.157 | 157.2581 | 113.5353 | 98.723 | 41.4889 | 92.159 | 251.3433 | 183.1345 | 208.586 | 222.2628 | 143.6709 | 158.8202 | 97.2501
328 | 16 | 14 | 1 | 111.1399 | 100.9355 | 222.9981 | 120.1405 | 257.0041 | 185.0334 | 208.7536 | 115.229 | 114.7443 | 43.0793 | 92.9936 | 292.113 | 204.941 | 239.7508 | 233.6311 | 172.1242 | 222.8176 | 154.0053
329 | 17 | 14 | 1 | 112.772 | 165.804 | 309.927 | 129.7744 | 253.1729 | 194.5029 | 226.9679 | 125.9174 | 139.6209 | 44.2324 | 101.6566 | 300.8447 | 199.7984 | 268.0512 | 247.9773 | 210.5569 | 227.3362 | 176.0612
330 | 18 | 14 | 1 | 116.6542 | 149.0969 | 318.6729 | 131.7342 | 254.6827 | 190.4934 | 222.6446 | 126.8726 | 140.5815 | 46.1012 | 102.8675 | 307.1253 | 203.0513 | 273.6673 | 236.7225 | 195.1657 | 223.0065 | 175.98
331 | 19 | 14 | 1 | 113.0249 | 132.6654 | 318.0334 | 126.9298 | 254.8496 | 182.6656 | 220.2412 | 128.9986 | 139.6368 | 44.5162 | 103.4985 | 305.0377 | 196.0963 | 266.5567 | 220.0976 | 181.1801 | 222.2375 | 172.6629
332 | 20 | 14 | 1 | 108.8488 | 122.3033 | 312.2188 | 121.4949 | 256.6308 | 174.5732 | 213.9436 | 129.3055 | 141.2429 | 42.3347 | 99.6371 | 302.2561 | 186.393 | 264.894 | 225.2519 | 169.0819 | 225.2307 | 173.4102
333 | 21 | 14 | 1 | 111.0845 | 116.8231 | 304.3619 | 119.2046 | 245.3802 | 168.394 | 221.8243 | 117.4028 | 137.3417 | 46.4995 | 89.5971 | 305.8271 | 178.4247 | 260.6099 | 229.8729 | 168.472 | 220.2675 | 168.4564
334 | 22 | 14 | 1 | 109.2584 | 111.1618 | 303.5344 | 117.5368 | 251.3535 | 167.9693 | 229.0712 | 121.4589 | 136.814 | 40.0945 | 90.9539 | 294.8286 | 195.5896 | 269.3482 | 219.1766 | 169.673 | 232.028 | 169.6413
335 | 23 | 14 | 1 | 108.4766 | 116.6696 | 313.303 | 114.8927 | 243.1528 | 165.2982 | 231.5748 | 115.7876 | 137.5455 | 39.2993 | 91.8061 | 287.5597 | 183.8879 | 269.3235 | 234.2406 | 178.9822 | 218.749 | 173.0756
336 | 0 | 15 | 1 | 101.0104 | 104.749 | 315.6789 | 113.3125 | 240.4775 | 166.9273 | 228.4811 | 120.6931 | 140.0194 | 39.5114 | 97.3426 | 284.9096 | 180.7678 | 276.0203 | 210.8371 | 175.5171 | 223.4096 | 171.773
337 | 1 | 15 | 1 | 98.0099 | 118.0417 | 315.3383 | 113.417 | 236.4181 | 170.7804 | 229.4873 | 118.7519 | 138.5019 | 42.3135 | 97.9146 | 286.8798 | 187.4015 | 280.689 | 200.9735 | 172.3505 | 221.896 | 173.4358
338 | 2 | 15 | 1 | 95.8921 | 107.1413 | 313.9877 | 111.9903 | 238.6536 | 166.2998 | 226.432 | 114.475 | 138.0949 | 42.4987 | 93.7064 | 285.6477 | 190.3308 | 284.7279 | 205.8321 | 164.7844 | 228.9683 | 171.2345
339 | 3 | 15 | 1 | 99.7967 | 105.4403 | 315.8204 | 113.9355 | 246.3161 | 167.6674 | 230.2333 | 110.376 | 136.6795 | 40.4673 | 92.9396 | 290.0143 | 186.6163 | 286.024 | 192.2983 | 175.0353 | 220.305 | 167.8154
340 | 4 | 15 | 1 | 99.2311 | 112.2976 | 316.8863 | 114.0601 | 255.0174 | 168.2852 | 231.6591 | 118.0871 | 135.5686 | 41.4219 | 94.7551 | 294.3171 | 185.8098 | 279.5105 | 204.6827 | 182.7957 | 222.8422 | 168.1251
341 | 5 | 15 | 1 | 100.8709 | 107.4499 | 315.3043 | 112.8659 | 253.2132 | 171.3548 | 227.3197 | 113.8567 | 143.2154 | 40.7115 | 92.0598 | 292.2095 | 205.5143 | 284.0377 | 207.4272 | 178.877 | 229.5463 | 168.1407
342 | 6 | 15 | 1 | 101.5172 | 108.9582 | 310.5506 | 119.0829 | 243.0372 | 173.3174 | 221.0263 | 119.4725 | 137.5466 | 44.7537 | 92.3762 | 294.6834 | 198.1539 | 272.9134 | 223.008 | 180.2835 | 207.8571 | 173.0528
343 | 7 | 15 | 1 | 85.1069 | 85.6972 | 227.1854 | 124.2854 | 222.8304 | 169.1122 | 161.7212 | 113.3832 | 137.7623 | 42.7875 | 96.6283 | 286.5028 | 180.1829 | 263.2231 | 223.8921 | 164.1698 | 189.5653 | 147.8389
344 | 8 | 15 | 1 | 71.6685 | 56.4 | 179.9508 | 123.6201 | 206.8183 | 137.2 | 144.3276 | 102.1089 | 110.3502 | 34.256 | 97.5908 | 239.4221 | 150.4762 | 208.7485 | 216.2437 | 153.0597 | 157.5414 | 95.2647
345 | 9 | 15 | 1 | 74.518 | 51.3503 | 180.7799 | 125.9096 | 200.2889 | 140.115 | 142.6624 | 98.7146 | 100.6054 | 33.0202 | 101.8775 | 223.9969 | 146.9375 | 204.0816 | 199.1382 | 133.7583 | 123.0217 | 87.6155
346 | 10 | 15 | 1 | 77.5054 | 48.7024 | 186.639 | 125.5436 | 200.6716 | 142.9178 | 137.4995 | 100.3587 | 99.2627 | 35.1492 | 100.942 | 218.3563 | 144.8789 | 196.121 | 207.3864 | 141.8464 | 119.2854 | 85.981
347 | 11 | 15 | 1 | 77.0115 | 49.5499 | 186.7559 | 123.5501 | 200.0257 | 147.1323 | 139.9014 | 107.9328 | 98.5815 | 34.6035 | 102.475 | 225.1637 | 148.2555 | 205.9636 | 205.402 | 144.9618 | 119.2184 | 88.0965
348 | 12 | 15 | 1 | 72.2906 | 49.0498 | 193.1988 | 121.3561 | 192.5124 | 136.9919 | 140.9165 | 103.206 | 96.3138 | 33.0375 | 102.4155 | 227.971 | 143.3599 | 203.3293 | 197.5478 | 134.8649 | 117.997 | 89.3362
349 | 13 | 15 | 1 | 70.2694 | 52.7145 | 173.4089 | 119.3607 | 183.7306 | 138.3068 | 139.8988 | 101.9313 | 95.9026 | 36.6466 | 94.5012 | 225.982 | 137.8126 | 201.1784 | 185.9292 | 136.9378 | 116.2552 | 85.5326
350 | 14 | 15 | 1 | 72.6083 | 44.7751 | 173.2554 | 117.6106 | 200.1782 | 140.0797 | 146.8508 | 109.8017 | 95.6392 | 34.275 | 90.8006 | 224.4547 | 148.5431 | 198.8384 | 200.8679 | 134.2853 | 127.3662 | 87.4399
351 | 15 | 15 | 1 | 91.636 | 50.6479 | 173.4691 | 118.3797 | 226.2119 | 159.157 | 157.2581 | 113.5353 | 98.723 | 41.4889 | 92.159 | 251.3433 | 183.1345 | 208.586 | 222.2628 | 143.6709 | 158.8202 | 97.2501
352 | 16 | 15 | 1 | 111.1399 | 100.9355 | 222.9981 | 120.1405 | 257.0041 | 185.0334 | 208.7536 | 115.229 | 114.7443 | 43.0793 | 92.9936 | 292.113 | 204.941 | 239.7508 | 233.6311 | 172.1242 | 222.8176 | 154.0053
353 | 17 | 15 | 1 | 112.772 | 165.804 | 309.927 | 129.7744 | 253.1729 | 194.5029 | 226.9679 | 125.9174 | 139.6209 | 44.2324 | 101.6566 | 300.8447 | 199.7984 | 268.0512 | 247.9773 | 210.5569 | 227.3362 | 176.0612
354 | 18 | 15 | 1 | 116.6542 | 149.0969 | 318.6729 | 131.7342 | 254.6827 | 190.4934 | 222.6446 | 126.8726 | 140.5815 | 46.1012 | 102.8675 | 307.1253 | 203.0513 | 273.6673 | 236.7225 | 195.1657 | 223.0065 | 175.98
355 | 19 | 15 | 1 | 113.0249 | 132.6654 | 318.0334 | 126.9298 | 254.8496 | 182.6656 | 220.2412 | 128.9986 | 139.6368 | 44.5162 | 103.4985 | 305.0377 | 196.0963 | 266.5567 | 220.0976 | 181.1801 | 222.2375 | 172.6629
356 | 20 | 15 | 1 | 108.8488 | 122.3033 | 312.2188 | 121.4949 | 256.6308 | 174.5732 | 213.9436 | 129.3055 | 141.2429 | 42.3347 | 99.6371 | 302.2561 | 186.393 | 264.894 | 225.2519 | 169.0819 | 225.2307 | 173.4102
357 | 21 | 15 | 1 | 111.0845 | 116.8231 | 304.3619 | 119.2046 | 245.3802 | 168.394 | 221.8243 | 117.4028 | 137.3417 | 46.4995 | 89.5971 | 305.8271 | 178.4247 | 260.6099 | 229.8729 | 168.472 | 220.2675 | 168.4564
358 | 22 | 15 | 1 | 109.2584 | 111.1618 | 303.5344 | 117.5368 | 251.3535 | 167.9693 | 229.0712 | 121.4589 | 136.814 | 40.0945 | 90.9539 | 294.8286 | 195.5896 | 269.3482 | 219.1766 | 169.673 | 232.028 | 169.6413
359 | 23 | 15 | 1 | 108.4766 | 116.6696 | 313.303 | 114.8927 | 243.1528 | 165.2982 | 231.5748 | 115.7876 | 137.5455 | 39.2993 | 91.8061 | 287.5597 | 183.8879 | 269.3235 | 234.2406 | 178.9822 | 218.749 | 173.0756
360 | 0 | 16 | 1 | 101.0104 | 104.749 | 315.6789 | 113.3125 | 240.4775 | 166.9273 | 228.4811 | 120.6931 | 140.0194 | 39.5114 | 97.3426 | 284.9096 | 180.7678 | 276.0203 | 210.8371 | 175.5171 | 223.4096 | 171.773
361 | 1 | 16 | 1 | 98.0099 | 118.0417 | 315.3383 | 113.417 | 236.4181 | 170.7804 | 229.4873 | 118.7519 | 138.5019 | 42.3135 | 97.9146 | 286.8798 | 187.4015 | 280.689 | 200.9735 | 172.3505 | 221.896 | 173.4358
362 | 2 | 16 | 1 | 95.8921 | 107.1413 | 313.9877 | 111.9903 | 238.6536 | 166.2998 | 226.432 | 114.475 | 138.0949 | 42.4987 | 93.7064 | 285.6477 | 190.3308 | 284.7279 | 205.8321 | 164.7844 | 228.9683 | 171.2345
363 | 3 | 16 | 1 | 99.7967 | 105.4403 | 315.8204 | 113.9355 | 246.3161 | 167.6674 | 230.2333 | 110.376 | 136.6795 | 40.4673 | 92.9396 | 290.0143 | 186.6163 | 286.024 | 192.2983 | 175.0353 | 220.305 | 167.8154
364 | 4 | 16 | 1 | 99.2311 | 112.2976 | 316.8863 | 114.0601 | 255.0174 | 168.2852 | 231.6591 | 118.0871 | 135.5686 | 41.4219 | 94.7551 | 294.3171 | 185.8098 | 279.5105 | 204.6827 | 182.7957 | 222.8422 | 168.1251
365 | 5 | 16 | 1 | 100.8709 | 107.4499 | 315.3043 | 112.8659 | 253.2132 | 171.3548 | 227.3197 | 113.8567 | 143.2154 | 40.7115 | 92.0598 | 292.2095 | 205.5143 | 284.0377 | 207.4272 | 178.877 | 229.5463 | 168.1407
366 | 6 | 16 | 1 | 101.5172 | 108.9582 | 310.5506 | 119.0829 | 243.0372 | 173.3174 | 221.0263 | 119.4725 | 137.5466 | 44.7537 | 92.3762 | 294.6834 | 198.1539 | 272.9134 | 223.008 | 180.2835 | 207.8571 | 173.0528
367 | 7 | 16 | 1 | 85.1069 | 85.6972 | 227.1854 | 124.2854 | 222.8304 | 169.1122 | 161.7212 | 113.3832 | 137.7623 | 42.7875 | 96.6283 | 286.5028 | 180.1829 | 263.2231 | 223.8921 | 164.1698 | 189.5653 | 147.8389
368 | 8 | 16 | 1 | 71.6685 | 56.4 | 179.9508 | 123.6201 | 206.8183 | 137.2 | 144.3276 | 102.1089 | 110.3502 | 34.256 | 97.5908 | 239.4221 | 150.4762 | 208.7485 | 216.2437 | 153.0597 | 157.5414 | 95.2647
369 | 9 | 16 | 1 | 74.518 | 51.3503 | 180.7799 | 125.9096 | 200.2889 | 140.115 | 142.6624 | 98.7146 | 100.6054 | 33.0202 | 101.8775 | 223.9969 | 146.9375 | 204.0816 | 199.1382 | 133.7583 | 123.0217 | 87.6155
370 | 10 | 16 | 1 | 77.5054 | 48.7024 | 186.639 | 125.5436 | 200.6716 | 142.9178 | 137.4995 | 100.3587 | 99.2627 | 35.1492 | 100.942 | 218.3563 | 144.8789 | 196.121 | 207.3864 | 141.8464 | 119.2854 | 85.981
371 | 11 | 16 | 1 | 77.0115 | 49.5499 | 186.7559 | 123.5501 | 200.0257 | 147.1323 | 139.9014 | 107.9328 | 98.5815 | 34.6035 | 102.475 | 225.1637 | 148.2555 | 205.9636 | 205.402 | 144.9618 | 119.2184 | 88.0965
372 | 12 | 16 | 1 | 72.2906 | 49.0498 | 193.1988 | 121.3561 | 192.5124 | 136.9919 | 140.9165 | 103.206 | 96.3138 | 33.0375 | 102.4155 | 227.971 | 143.3599 | 203.3293 | 197.5478 | 134.8649 | 117.997 | 89.3362
373 | 13 | 16 | 1 | 70.2694 | 52.7145 | 173.4089 | 119.3607 | 183.7306 | 138.3068 | 139.8988 | 101.9313 | 95.9026 | 36.6466 | 94.5012 | 225.982 | 137.8126 | 201.1784 | 185.9292 | 136.9378 | 116.2552 | 85.5326
374 | 14 | 16 | 1 | 72.6083 | 44.7751 | 173.2554 | 117.6106 | 200.1782 | 140.0797 | 146.8508 | 109.8017 | 95.6392 | 34.275 | 90.8006 | 224.4547 | 148.5431 | 198.8384 | 200.8679 | 134.2853 | 127.3662 | 87.4399
375 | 15 | 16 | 1 | 91.636 | 50.6479 | 173.4691 | 118.3797 | 226.2119 | 159.157 | 157.2581 | 113.5353 | 98.723 | 41.4889 | 92.159 | 251.3433 | 183.1345 | 208.586 | 222.2628 | 143.6709 | 158.8202 | 97.2501
376 | 16 | 16 | 1 | 111.1399 | 100.9355 | 222.9981 | 120.1405 | 257.0041 | 185.0334 | 208.7536 | 115.229 | 114.7443 | 43.0793 | 92.9936 | 292.113 | 204.941 | 239.7508 | 233.6311 | 172.1242 | 222.8176 | 154.0053
377 | 17 | 16 | 1 | 112.772 | 165.804 | 309.927 | 129.7744 | 253.1729 | 194.5029 | 226.9679 | 125.9174 | 139.6209 | 44.2324 | 101.6566 | 300.8447 | 199.7984 | 268.0512 | 247.9773 | 210.5569 | 227.3362 | 176.0612
378 | 18 | 16 | 1 | 116.6542 | 149.0969 | 318.6729 | 131.7342 | 254.6827 | 190.4934 | 222.6446 | 126.8726 | 140.5815 | 46.1012 | 102.8675 | 307.1253 | 203.0513 | 273.6673 | 236.7225 | 195.1657 | 223.0065 | 175.98
379 | 19 | 16 | 1 | 113.0249 | 132.6654 | 318.0334 | 126.9298 | 254.8496 | 182.6656 | 220.2412 | 128.9986 | 139.6368 | 44.5162 | 103.4985 | 305.0377 | 196.0963 | 266.5567 | 220.0976 | 181.1801 | 222.2375 | 172.6629
380 | 20 | 16 | 1 | 108.8488 | 122.3033 | 312.2188 | 121.4949 | 256.6308 | 174.5732 | 213.9436 | 129.3055 | 141.2429 | 42.3347 | 99.6371 | 302.2561 | 186.393 | 264.894 | 225.2519 | 169.0819 | 225.2307 | 173.4102
381 | 21 | 16 | 1 | 111.0845 | 116.8231 | 304.3619 | 119.2046 | 245.3802 | 168.394 | 221.8243 | 117.4028 | 137.3417 | 46.4995 | 89.5971 | 305.8271 | 178.4247 | 260.6099 | 229.8729 | 168.472 | 220.2675 | 168.4564
382 | 22 | 16 | 1 | 109.2584 | 111.1618 | 303.5344 | 117.5368 | 251.3535 | 167.9693 | 229.0712 | 121.4589 | 136.814 | 40.0945 | 90.9539 | 294.8286 | 195.5896 | 269.3482 | 219.1766 | 169.673 | 232.028 | 169.6413
383 | 23 | 16 | 1 | 108.4766 | 116.6696 | 313.303 | 114.8927 | 243.1528 | 165.2982 | 231.5748 | 115.7876 | 137.5455 | 39.2993 | 91.8061 | 287.5597 | 183.8879 | 269.3235 | 234.2406 | 178.9822 | 218.749 | 173.0756
384 | 0 | 17 | 1 | 101.0104 | 104.749 | 315.6789 | 113.3125 | 240.4775 | 166.9273 | 228.4811 | 120.6931 | 140.0194 | 39.5114 | 97.3426 | 284.9096 | 180.7678 | 276.0203 | 210.8371 | 175.5171 | 223.4096 | 171.773
385 | 1 | 17 | 1 | 98.0099 | 118.0417 | 315.3383 | 113.417 | 236.4181 | 170.7804 | 229.4873 | 118.7519 | 138.5019 | 42.3135 | 97.9146 | 286.8798 | 187.4015 | 280.689 | 200.9735 | 172.3505 | 221.896 | 173.4358
386 | 2 | 17 | 1 | 95.8921 | 107.1413 | 313.9877 | 111.9903 | 238.6536 | 166.2998 | 226.432 | 114.475 | 138.0949 | 42.4987 | 93.7064 | 285.6477 | 190.3308 | 284.7279 | 205.8321 | 164.7844 | 228.9683 | 171.2345
387 | 3 | 17 | 1 | 99.7967 | 105.4403 | 315.8204 | 113.9355 | 246.3161 | 167.6674 | 230.2333 | 110.376 | 136.6795 | 40.4673 | 92.9396 | 290.0143 | 186.6163 | 286.024 | 192.2983 | 175.0353 | 220.305 | 167.8154
388 | 4 | 17 | 1 | 99.2311 | 112.2976 | 316.8863 | 114.0601 | 255.0174 | 168.2852 | 231.6591 | 118.0871 | 135.5686 | 41.4219 | 94.7551 | 294.3171 | 185.8098 | 279.5105 | 204.6827 | 182.7957 | 222.8422 | 168.1251
389 | 5 | 17 | 1 | 100.8709 | 107.4499 | 315.3043 | 112.8659 | 253.2132 | 171.3548 | 227.3197 | 113.8567 | 143.2154 | 40.7115 | 92.0598 | 292.2095 | 205.5143 | 284.0377 | 207.4272 | 178.877 | 229.5463 | 168.1407
390 | 6 | 17 | 1 | 101.5172 | 108.9582 | 310.5506 | 119.0829 | 243.0372 | 173.3174 | 221.0263 | 119.4725 | 137.5466 | 44.7537 | 92.3762 | 294.6834 | 198.1539 | 272.9134 | 223.008 | 180.2835 | 207.8571 | 173.0528
391 | 7 | 17 | 1 | 85.1069 | 85.6972 | 227.1854 | 124.2854 | 222.8304 | 169.1122 | 161.7212 | 113.3832 | 137.7623 | 42.7875 | 96.6283 | 286.5028 | 180.1829 | 263.2231 | 223.8921 | 164.1698 | 189.5653 | 147.8389
392 | 8 | 17 | 1 | 71.6685 | 56.4 | 179.9508 | 123.6201 | 206.8183 | 137.2 | 144.3276 | 102.1089 | 110.3502 | 34.256 | 97.5908 | 239.4221 | 150.4762 | 208.7485 | 216.2437 | 153.0597 | 157.5414 | 95.2647
393 | 9 | 17 | 1 | 74.518 | 51.3503 | 180.7799 | 125.9096 | 200.2889 | 140.115 | 142.6624 | 98.7146 | 100.6054 | 33.0202 | 101.8775 | 223.9969 | 146.9375 | 204.0816 | 199.1382 | 133.7583 | 123.0217 | 87.6155
394 | 10 | 17 | 1 | 77.5054 | 48.7024 | 186.639 | 125.5436 | 200.6716 | 142.9178 | 137.4995 | 100.3587 | 99.2627 | 35.1492 | 100.942 | 218.3563 | 144.8789 | 196.121 | 207.3864 | 141.8464 | 119.2854 | 85.981
395 | 11 | 17 | 1 | 77.0115 | 49.5499 | 186.7559 | 123.5501 | 200.0257 | 147.1323 | 139.9014 | 107.9328 | 98.5815 | 34.6035 | 102.475 | 225.1637 | 148.2555 | 205.9636 | 205.402 | 144.9618 | 119.2184 | 88.0965
396 | 12 | 17 | 1 | 72.2906 | 49.0498 | 193.1988 | 121.3561 | 192.5124 | 136.9919 | 140.9165 | 103.206 | 96.3138 | 33.0375 | 102.4155 | 227.971 | 143.3599 | 203.3293 | 197.5478 | 134.8649 | 117.997 | 89.3362
397 | 13 | 17 | 1 | 70.2694 | 52.7145 | 173.4089 | 119.3607 | 183.7306 | 138.3068 | 139.8988 | 101.9313 | 95.9026 | 36.6466 | 94.5012 | 225.982 | 137.8126 | 201.1784 | 185.9292 | 136.9378 | 116.2552 | 85.5326
398 | 14 | 17 | 1 | 72.6083 | 44.7751 | 173.2554 | 117.6106 | 200.1782 | 140.0797 | 146.8508 | 109.8017 | 95.6392 | 34.275 | 90.8006 | 224.4547 | 148.5431 | 198.8384 | 200.8679 | 134.2853 | 127.3662 | 87.4399
399 | 15 | 17 | 1 | 91.636 | 50.6479 | 173.4691 | 118.3797 | 226.2119 | 159.157 | 157.2581 | 113.5353 | 98.723 | 41.4889 | 92.159 | 251.3433 | 183.1345 | 208.586 | 222.2628 | 143.6709 | 158.8202 | 97.2501
400 | 16 | 17 | 1 | 111.1399 | 100.9355 | 222.9981 | 120.1405 | 257.0041 | 185.0334 | 208.7536 | 115.229 | 114.7443 | 43.0793 | 92.9936 | 292.113 | 204.941 | 239.7508 | 233.6311 | 172.1242 | 222.8176 | 154.0053
401 | 17 | 17 | 1 | 112.772 | 165.804 | 309.927 | 129.7744 | 253.1729 | 194.5029 | 226.9679 | 125.9174 | 139.6209 | 44.2324 | 101.6566 | 300.8447 | 199.7984 | 268.0512 | 247.9773 | 210.5569 | 227.3362 | 176.0612
402 | 18 | 17 | 1 | 116.6542 | 149.0969 | 318.6729 | 131.7342 | 254.6827 | 190.4934 | 222.6446 | 126.8726 | 140.5815 | 46.1012 | 102.8675 | 307.1253 | 203.0513 | 273.6673 | 236.7225 | 195.1657 | 223.0065 | 175.98
403 | 19 | 17 | 1 | 113.0249 | 132.6654 | 318.0334 | 126.9298 | 254.8496 | 182.6656 | 220.2412 | 128.9986 | 139.6368 | 44.5162 | 103.4985 | 305.0377 | 196.0963 | 266.5567 | 220.0976 | 181.1801 | 222.2375 | 172.6629
404 | 20 | 17 | 1 | 108.8488 | 122.3033 | 312.2188 | 121.4949 | 256.6308 | 174.5732 | 213.9436 | 129.3055 | 141.2429 | 42.3347 | 99.6371 | 302.2561 | 186.393 | 264.894 | 225.2519 | 169.0819 | 225.2307 | 173.4102
405 | 21 | 17 | 1 | 111.0845 | 116.8231 | 304.3619 | 119.2046 | 245.3802 | 168.394 | 221.8243 | 117.4028 | 137.3417 | 46.4995 | 89.5971 | 305.8271 | 178.4247 | 260.6099 | 229.8729 | 168.472 | 220.2675 | 168.4564
406 | 22 | 17 | 1 | 109.2584 | 111.1618 | 303.5344 | 117.5368 | 251.3535 | 167.9693 | 229.0712 | 121.4589 | 136.814 | 40.0945 | 90.9539 | 294.8286 | 195.5896 | 269.3482 | 219.1766 | 169.673 | 232.028 | 169.6413
407 | 23 | 17 | 1 | 108.4766 | 116.6696 | 313.303 | 114.8927 | 243.1528 | 165.2982 | 231.5748 | 115.7876 | 137.5455 | 39.2993 | 91.8061 | 287.5597 | 183.8879 | 269.3235 | 234.2406 | 178.9822 | 218.749 | 173.0756
408 | 0 | 18 | 1 | 101.0104 | 104.749 | 315.6789 | 113.3125 | 240.4775 | 166.9273 | 228.4811 | 120.6931 | 140.0194 | 39.5114 | 97.3426 | 284.9096 | 180.7678 | 276.0203 | 210.8371 | 175.5171 | 223.4096 | 171.773
409 | 1 | 18 | 1 | 98.0099 | 118.0417 | 315.3383 | 113.417 | 236.4181 | 170.7804 | 229.4873 | 118.7519 | 138.5019 | 42.3135 | 97.9146 | 286.8798 | 187.4015 | 280.689 | 200.9735 | 172.3505 | 221.896 | 173.4358
410 | 2 | 18 | 1 | 95.8921 | 107.1413 | 313.9877 | 111.9903 | 238.6536 | 166.2998 | 226.432 | 114.475 | 138.0949 | 42.4987 | 93.7064 | 285.6477 | 190.3308 | 284.7279 | 205.8321 | 164.7844 | 228.9683 | 171.2345
411 | 3 | 18 | 1 | 99.7967 | 105.4403 | 315.8204 | 113.9355 | 246.3161 | 167.6674 | 230.2333 | 110.376 | 136.6795 | 40.4673 | 92.9396 | 290.0143 | 186.6163 | 286.024 | 192.2983 | 175.0353 | 220.305 | 167.8154
412 | 4 | 18 | 1 | 99.2311 | 112.2976 | 316.8863 | 114.0601 | 255.0174 | 168.2852 | 231.6591 | 118.0871 | 135.5686 | 41.4219 | 94.7551 | 294.3171 | 185.8098 | 279.5105 | 204.6827 | 182.7957 | 222.8422 | 168.1251
413 | 5 | 18 | 1 | 100.8709 | 107.4499 | 315.3043 | 112.8659 | 253.2132 | 171.3548 | 227.3197 | 113.8567 | 143.2154 | 40.7115 | 92.0598 | 292.2095 | 205.5143 | 284.0377 | 207.4272 | 178.877 | 229.5463 | 168.1407
414 | 6 | 18 | 1 | 101.5172 | 108.9582 | 310.5506 | 119.0829 | 243.0372 | 173.3174 | 221.0263 | 119.4725 | 137.5466 | 44.7537 | 92.3762 | 294.6834 | 198.1539 | 272.9134 | 223.008 | 180.2835 | 207.8571 | 173.0528
415 | 7 | 18 | 1 | 85.1069 | 85.6972 | 227.1854 | 124.2854 | 222.8304 | 169.1122 | 161.7212 | 113.3832 | 137.7623 | 42.7875 | 96.6283 | 286.5028 | 180.1829 | 263.2231 | 223.8921 | 164.1698 | 189.5653 | 147.8389
416 | 8 | 18 | 1 | 71.6685 | 56.4 | 179.9508 | 123.6201 | 206.8183 | 137.2 | 144.3276 | 102.1089 | 110.3502 | 34.256 | 97.5908 | 239.4221 | 150.4762 | 208.7485 | 216.2437 | 153.0597 | 157.5414 | 95.2647
417 | 9 | 18 | 1 | 74.518 | 51.3503 | 180.7799 | 125.9096 | 200.2889 | 140.115 | 142.6624 | 98.7146 | 100.6054 | 33.0202 | 101.8775 | 223.9969 | 146.9375 | 204.0816 | 199.1382 | 133.7583 | 123.0217 | 87.6155
418 | 10 | 18 | 1 | 77.5054 | 48.7024 | 186.639 | 125.5436 | 200.6716 | 142.9178 | 137.4995 | 100.3587 | 99.2627 | 35.1492 | 100.942 | 218.3563 | 144.8789 | 196.121 | 207.3864 | 141.8464 | 119.2854 | 85.981
419 | 11 | 18 | 1 | 77.0115 | 49.5499 | 186.7559 | 123.5501 | 200.0257 | 147.1323 | 139.9014 | 107.9328 | 98.5815 | 34.6035 | 102.475 | 225.1637 | 148.2555 | 205.9636 | 205.402 | 144.9618 | 119.2184 | 88.0965
420 | 12 | 18 | 1 | 72.2906 | 49.0498 | 193.1988 | 121.3561 | 192.5124 | 136.9919 | 140.9165 | 103.206 | 96.3138 | 33.0375 | 102.4155 | 227.971 | 143.3599 | 203.3293 | 197.5478 | 134.8649 | 117.997 | 89.3362
421 | 13 | 18 | 1 | 70.2694 | 52.7145 | 173.4089 | 119.3607 | 183.7306 | 138.3068 | 139.8988 | 101.9313 | 95.9026 | 36.6466 | 94.5012 | 225.982 | 137.8126 | 201.1784 | 185.9292 | 136.9378 | 116.2552 | 85.5326
422 | 14 | 18 | 1 | 72.6083 | 44.7751 | 173.2554 | 117.6106 | 200.1782 | 140.0797 | 146.8508 | 109.8017 | 95.6392 | 34.275 | 90.8006 | 224.4547 | 148.5431 | 198.8384 | 200.8679 | 134.2853 | 127.3662 | 87.4399
423 | 15 | 18 | 1 | 91.636 | 50.6479 | 173.4691 | 118.3797 | 226.2119 | 159.157 | 157.2581 | 113.5353 | 98.723 | 41.4889 | 92.159 | 251.3433 | 183.1345 | 208.586 | 222.2628 | 143.6709 | 158.8202 | 97.2501
424 | 16 | 18 | 1 | 111.1399 | 100.9355 | 222.9981 | 120.1405 | 257.0041 | 185.0334 | 208.7536 | 115.229 | 114.7443 | 43.0793 | 92.9936 | 292.113 | 204.941 | 239.7508 | 233.6311 | 172.1242 | 222.8176 | 154.0053
425 | 17 | 18 | 1 | 112.772 | 165.804 | 309.927 | 129.7744 | 253.1729 | 194.5029 | 226.9679 | 125.9174 | 139.6209 | 44.2324 | 101.6566 | 300.8447 | 199.7984 | 268.0512 | 247.9773 | 210.5569 | 227.3362 | 176.0612
426 | 18 | 18 | 1 | 116.6542 | 149.0969 | 318.6729 | 131.7342 | 254.6827 | 190.4934 | 222.6446 | 126.8726 | 140.5815 | 46.1012 | 102.8675 | 307.1253 | 203.0513 | 273.6673 | 236.7225 | 195.1657 | 223.0065 | 175.98
427 | 19 | 18 | 1 | 113.0249 | 132.6654 | 318.0334 | 126.9298 | 254.8496 | 182.6656 | 220.2412 | 128.9986 | 139.6368 | 44.5162 | 103.4985 | 305.0377 | 196.0963 | 266.5567 | 220.0976 | 181.1801 | 222.2375 | 172.6629
428 | 20 | 18 | 1 | 108.8488 | 122.3033 | 312.2188 | 121.4949 | 256.6308 | 174.5732 | 213.9436 | 129.3055 | 141.2429 | 42.3347 | 99.6371 | 302.2561 | 186.393 | 264.894 | 225.2519 | 169.0819 | 225.2307 | 173.4102
429 | 21 | 18 | 1 | 111.0845 | 116.8231 | 304.3619 | 119.2046 | 245.3802 | 168.394 | 221.8243 | 117.4028 | 137.3417 | 46.4995 | 89.5971 | 305.8271 | 178.4247 | 260.6099 | 229.8729 | 168.472 | 220.2675 | 168.4564
430 | 22 | 18 | 1 | 109.2584 | 111.1618 | 303.5344 | 117.5368 | 251.3535 | 167.9693 | 229.0712 | 121.4589 | 136.814 | 40.0945 | 90.9539 | 294.8286 | 195.5896 | 269.3482 | 219.1766 | 169.673 | 232.028 | 169.6413
431 | 23 | 18 | 1 | 108.4766 | 116.6696 | 313.303 | 114.8927 | 243.1528 | 165.2982 | 231.5748 | 115.7876 | 137.5455 | 39.2993 | 91.8061 | 287.5597 | 183.8879 | 269.3235 | 234.2406 | 178.9822 | 218.749 | 173.0756
432 | 0 | 19 | 1 | 101.0104 | 104.749 | 315.6789 | 113.3125 | 240.4775 | 166.9273 | 228.4811 | 120.6931 | 140.0194 | 39.5114 | 97.3426 | 284.9096 | 180.7678 | 276.0203 | 210.8371 | 175.5171 | 223.4096 | 171.773
433 | 1 | 19 | 1 | 98.0099 | 118.0417 | 315.3383 | 113.417 | 236.4181 | 170.7804 | 229.4873 | 118.7519 | 138.5019 | 42.3135 | 97.9146 | 286.8798 | 187.4015 | 280.689 | 200.9735 | 172.3505 | 221.896 | 173.4358
434 | 2 | 19 | 1 | 95.8921 | 107.1413 | 313.9877 | 111.9903 | 238.6536 | 166.2998 | 226.432 | 114.475 | 138.0949 | 42.4987 | 93.7064 | 285.6477 | 190.3308 | 284.7279 | 205.8321 | 164.7844 | 228.9683 | 171.2345
435 | 3 | 19 | 1 | 99.7967 | 105.4403 | 315.8204 | 113.9355 | 246.3161 | 167.6674 | 230.2333 | 110.376 | 136.6795 | 40.4673 | 92.9396 | 290.0143 | 186.6163 | 286.024 | 192.2983 | 175.0353 | 220.305 | 167.8154
436 | 4 | 19 | 1 | 99.2311 | 112.2976 | 316.8863 | 114.0601 | 255.0174 | 168.2852 | 231.6591 | 118.0871 | 135.5686 | 41.4219 | 94.7551 | 294.3171 | 185.8098 | 279.5105 | 204.6827 | 182.7957 | 222.8422 | 168.1251
437 | 5 | 19 | 1 | 100.8709 | 107.4499 | 315.3043 | 112.8659 | 253.2132 | 171.3548 | 227.3197 | 113.8567 | 143.2154 | 40.7115 | 92.0598 | 292.2095 | 205.5143 | 284.0377 | 207.4272 | 178.877 | 229.5463 | 168.1407
438 | 6 | 19 | 1 | 101.5172 | 108.9582 | 310.5506 | 119.0829 | 243.0372 | 173.3174 | 221.0263 | 119.4725 | 137.5466 | 44.7537 | 92.3762 | 294.6834 | 198.1539 | 272.9134 | 223.008 | 180.2835 | 207.8571 | 173.0528
439 | 7 | 19 | 1 | 85.1069 | 85.6972 | 227.1854 | 124.2854 | 222.8304 | 169.1122 | 161.7212 | 113.3832 | 137.7623 | 42.7875 | 96.6283 | 286.5028 | 180.1829 | 263.2231 | 223.8921 | 164.1698 | 189.5653 | 147.8389
440 | 8 | 19 | 1 | 71.6685 | 56.4 | 179.9508 | 123.6201 | 206.8183 | 137.2 | 144.3276 | 102.1089 | 110.3502 | 34.256 | 97.5908 | 239.4221 | 150.4762 | 208.7485 | 216.2437 | 153.0597 | 157.5414 | 95.2647
441 | 9 | 19 | 1 | 74.518 | 51.3503 | 180.7799 | 125.9096 | 200.2889 | 140.115 | 142.6624 | 98.7146 | 100.6054 | 33.0202 | 101.8775 | 223.9969 | 146.9375 | 204.0816 | 199.1382 | 133.7583 | 123.0217 | 87.6155
442 | 10 | 19 | 1 | 77.5054 | 48.7024 | 186.639 | 125.5436 | 200.6716 | 142.9178 | 137.4995 | 100.3587 | 99.2627 | 35.1492 | 100.942 | 218.3563 | 144.8789 | 196.121 | 207.3864 | 141.8464 | 119.2854 | 85.981
443 | 11 | 19 | 1 | 77.0115 | 49.5499 | 186.7559 | 123.5501 | 200.0257 | 147.1323 | 139.9014 | 107.9328 | 98.5815 | 34.6035 | 102.475 | 225.1637 | 148.2555 | 205.9636 | 205.402 | 144.9618 | 119.2184 | 88.0965
444 | 12 | 19 | 1 | 72.2906 | 49.0498 | 193.1988 | 121.3561 | 192.5124 | 136.9919 | 140.9165 | 103.206 | 96.3138 | 33.0375 | 102.4155 | 227.971 | 143.3599 | 203.3293 | 197.5478 | 134.8649 | 117.997 | 89.3362
445 | 13 | 19 | 1 | 70.2694 | 52.7145 | 173.4089 | 119.3607 | 183.7306 | 138.3068 | 139.8988 | 101.9313 | 95.9026 | 36.6466 | 94.5012 | 225.982 | 137.8126 | 201.1784 | 185.9292 | 136.9378 | 116.2552 | 85.5326
446 | 14 | 19 | 1 | 72.6083 | 44.7751 | 173.2554 | 117.6106 | 200.1782 | 140.0797 | 146.8508 | 109.8017 | 95.6392 | 34.275 | 90.8006 | 224.4547 | 148.5431 | 198.8384 | 200.8679 | 134.2853 | 127.3662 | 87.4399
447 | 15 | 19 | 1 | 91.636 | 50.6479 | 173.4691 | 118.3797 | 226.2119 | 159.157 | 157.2581 | 113.5353 | 98.723 | 41.4889 | 92.159 | 251.3433 | 183.1345 | 208.586 | 222.2628 | 143.6709 | 158.8202 | 97.2501
448 | 16 | 19 | 1 | 111.1399 | 100.9355 | 222.9981 | 120.1405 | 257.0041 | 185.0334 | 208.7536 | 115.229 | 114.7443 | 43.0793 | 92.9936 | 292.113 | 204.941 | 239.7508 | 233.6311 | 172.1242 | 222.8176 | 154.0053
449 | 17 | 19 | 1 | 112.772 | 165.804 | 309.927 | 129.7744 | 253.1729 | 194.5029 | 226.9679 | 125.9174 | 139.6209 | 44.2324 | 101.6566 | 300.8447 | 199.7984 | 268.0512 | 247.9773 | 210.5569 | 227.3362 | 176.0612
450 | 18 | 19 | 1 | 116.6542 | 149.0969 | 318.6729 | 131.7342 | 254.6827 | 190.4934 | 222.6446 | 126.8726 | 140.5815 | 46.1012 | 102.8675 | 307.1253 | 203.0513 | 273.6673 | 236.7225 | 195.1657 | 223.0065 | 175.98
451 | 19 | 19 | 1 | 113.0249 | 132.6654 | 318.0334 | 126.9298 | 254.8496 | 182.6656 | 220.2412 | 128.9986 | 139.6368 | 44.5162 | 103.4985 | 305.0377 | 196.0963 | 266.5567 | 220.0976 | 181.1801 | 222.2375 | 172.6629
452 | 20 | 19 | 1 | 108.8488 | 122.3033 | 312.2188 | 121.4949 | 256.6308 | 174.5732 | 213.9436 | 129.3055 | 141.2429 | 42.3347 | 99.6371 | 302.2561 | 186.393 | 264.894 | 225.2519 | 169.0819 | 225.2307 | 173.4102
453 | 21 | 19 | 1 | 111.0845 | 116.8231 | 304.3619 | 119.2046 | 245.3802 | 168.394 | 221.8243 | 117.4028 | 137.3417 | 46.4995 | 89.5971 | 305.8271 | 178.4247 | 260.6099 | 229.8729 | 168.472 | 220.2675 | 168.4564
454 | 22 | 19 | 1 | 109.2584 | 111.1618 | 303.5344 | 117.5368 | 251.3535 | 167.9693 | 229.0712 | 121.4589 | 136.814 | 40.0945 | 90.9539 | 294.8286 | 195.5896 | 269.3482 | 219.1766 | 169.673 | 232.028 | 169.6413
455 | 23 | 19 | 1 | 108.4766 | 116.6696 | 313.303 | 114.8927 | 243.1528 | 165.2982 | 231.5748 | 115.7876 | 137.5455 | 39.2993 | 91.8061 | 287.5597 | 183.8879 | 269.3235 | 234.2406 | 178.9822 | 218.749 | 173.0756
456 | 0 | 20 | 1 | 101.0104 | 104.749 | 315.6789 | 113.3125 | 240.4775 | 166.9273 | 228.4811 | 120.6931 | 140.0194 | 39.5114 | 97.3426 | 284.9096 | 180.7678 | 276.0203 | 210.8371 | 175.5171 | 223.4096 | 171.773
457 | 1 | 20 | 1 | 98.0099 | 118.0417 | 315.3383 | 113.417 | 236.4181 | 170.7804 | 229.4873 | 118.7519 | 138.5019 | 42.3135 | 97.9146 | 286.8798 | 187.4015 | 280.689 | 200.9735 | 172.3505 | 221.896 | 173.4358
458 | 2 | 20 | 1 | 95.8921 | 107.1413 | 313.9877 | 111.9903 | 238.6536 | 166.2998 | 226.432 | 114.475 | 138.0949 | 42.4987 | 93.7064 | 285.6477 | 190.3308 | 284.7279 | 205.8321 | 164.7844 | 228.9683 | 171.2345
459 | 3 | 20 | 1 | 99.7967 | 105.4403 | 315.8204 | 113.9355 | 246.3161 | 167.6674 | 230.2333 | 110.376 | 136.6795 | 40.4673 | 92.9396 | 290.0143 | 186.6163 | 286.024 | 192.2983 | 175.0353 | 220.305 | 167.8154
460 | 4 | 20 | 1 | 99.2311 | 112.2976 | 316.8863 | 114.0601 | 255.0174 | 168.2852 | 231.6591 | 118.0871 | 135.5686 | 41.4219 | 94.7551 | 294.3171 | 185.8098 | 279.5105 | 204.6827 | 182.7957 | 222.8422 | 168.1251
461 | 5 | 20 | 1 | 100.8709 | 107.4499 | 315.3043 | 112.8659 | 253.2132 | 171.3548 | 227.3197 | 113.8567 | 143.2154 | 40.7115 | 92.0598 | 292.2095 | 205.5143 | 284.0377 | 207.4272 | 178.877 | 229.5463 | 168.1407
462 | 6 | 20 | 1 | 101.5172 | 108.9582 | 310.5506 | 119.0829 | 243.0372 | 173.3174 | 221.0263 | 119.4725 | 137.5466 | 44.7537 | 92.3762 | 294.6834 | 198.1539 | 272.9134 | 223.008 | 180.2835 | 207.8571 | 173.0528
463 | 7 | 20 | 1 | 85.1069 | 85.6972 | 227.1854 | 124.2854 | 222.8304 | 169.1122 | 161.7212 | 113.3832 | 137.7623 | 42.7875 | 96.6283 | 286.5028 | 180.1829 | 263.2231 | 223.8921 | 164.1698 | 189.5653 | 147.8389
464 | 8 | 20 | 1 | 71.6685 | 56.4 | 179.9508 | 123.6201 | 206.8183 | 137.2 | 144.3276 | 102.1089 | 110.3502 | 34.256 | 97.5908 | 239.4221 | 150.4762 | 208.7485 | 216.2437 | 153.0597 | 157.5414 | 95.2647
465 | 9 | 20 | 1 | 74.518 | 51.3503 | 180.7799 | 125.9096 | 200.2889 | 140.115 | 142.6624 | 98.7146 | 100.6054 | 33.0202 | 101.8775 | 223.9969 | 146.9375 | 204.0816 | 199.1382 | 133.7583 | 123.0217 | 87.6155
466 | 10 | 20 | 1 | 77.5054 | 48.7024 | 186.639 | 125.5436 | 200.6716 | 142.9178 | 137.4995 | 100.3587 | 99.2627 | 35.1492 | 100.942 | 218.3563 | 144.8789 | 196.121 | 207.3864 | 141.8464 | 119.2854 | 85.981
467 | 11 | 20 | 1 | 77.0115 | 49.5499 | 186.7559 | 123.5501 | 200.0257 | 147.1323 | 139.9014 | 107.9328 | 98.5815 | 34.6035 | 102.475 | 225.1637 | 148.2555 | 205.9636 | 205.402 | 144.9618 | 119.2184 | 88.0965
468 | 12 | 20 | 1 | 72.2906 | 49.0498 | 193.1988 | 121.3561 | 192.5124 | 136.9919 | 140.9165 | 103.206 | 96.3138 | 33.0375 | 102.4155 | 227.971 | 143.3599 | 203.3293 | 197.5478 | 134.8649 | 117.997 | 89.3362
469 | 13 | 20 | 1 | 70.2694 | 52.7145 | 173.4089 | 119.3607 | 183.7306 | 138.3068 | 139.8988 | 101.9313 | 95.9026 | 36.6466 | 94.5012 | 225.982 | 137.8126 | 201.1784 | 185.9292 | 136.9378 | 116.2552 | 85.5326
470 | 14 | 20 | 1 | 72.6083 | 44.7751 | 173.2554 | 117.6106 | 200.1782 | 140.0797 | 146.8508 | 109.8017 | 95.6392 | 34.275 | 90.8006 | 224.4547 | 148.5431 | 198.8384 | 200.8679 | 134.2853 | 127.3662 | 87.4399
471 | 15 | 20 | 1 | 91.636 | 50.6479 | 173.4691 | 118.3797 | 226.2119 | 159.157 | 157.2581 | 113.5353 | 98.723 | 41.4889 | 92.159 | 251.3433 | 183.1345 | 208.586 | 222.2628 | 143.6709 | 158.8202 | 97.2501
472 | 16 | 20 | 1 | 111.1399 | 100.9355 | 222.9981 | 120.1405 | 257.0041 | 185.0334 | 208.7536 | 115.229 | 114.7443 | 43.0793 | 92.9936 | 292.113 | 204.941 | 239.7508 | 233.6311 | 172.1242 | 222.8176 | 154.0053
473 | 17 | 20 | 1 | 112.772 | 165.804 | 309.927 | 129.7744 | 253.1729 | 194.5029 | 226.9679 | 125.9174 | 139.6209 | 44.2324 | 101.6566 | 300.8447 | 199.7984 | 268.0512 | 247.9773 | 210.5569 | 227.3362 | 176.0612
474 | 18 | 20 | 1 | 116.6542 | 149.0969 | 318.6729 | 131.7342 | 254.6827 | 190.4934 | 222.6446 | 126.8726 | 140.5815 | 46.1012 | 102.8675 | 307.1253 | 203.0513 | 273.6673 | 236.7225 | 195.1657 | 223.0065 | 175.98
475 | 19 | 20 | 1 | 113.0249 | 132.6654 | 318.0334 | 126.9298 | 254.8496 | 182.6656 | 220.2412 | 128.9986 | 139.6368 | 44.5162 | 103.4985 | 305.0377 | 196.0963 | 266.5567 | 220.0976 | 181.1801 | 222.2375 | 172.6629
476 | 20 | 20 | 1 | 108.8488 | 122.3033 | 312.2188 | 121.4949 | 256.6308 | 174.5732 | 213.9436 | 129.3055 | 141.2429 | 42.3347 | 99.6371 | 302.2561 | 186.393 | 264.894 | 225.2519 | 169.0819 | 225.2307 | 173.4102
477 | 21 | 20 | 1 | 111.0845 | 116.8231 | 304.3619 | 119.2046 | 245.3802 | 168.394 | 221.8243 | 117.4028 | 137.3417 | 46.4995 | 89.5971 | 305.8271 | 178.4247 | 260.6099 | 229.8729 | 168.472 | 220.2675 | 168.4564
478 | 22 | 20 | 1 | 109.2584 | 111.1618 | 303.5344 | 117.5368 | 251.3535 | 167.9693 | 229.0712 | 121.4589 | 136.814 | 40.0945 | 90.9539 | 294.8286 | 195.5896 | 269.3482 | 219.1766 | 169.673 | 232.028 | 169.6413
479 | 23 | 20 | 1 | 108.4766 | 116.6696 | 313.303 | 114.8927 | 243.1528 | 165.2982 | 231.5748 | 115.7876 | 137.5455 | 39.2993 | 91.8061 | 287.5597 | 183.8879 | 269.3235 | 234.2406 | 178.9822 | 218.749 | 173.0756
480 | 0 | 21 | 1 | 101.0104 | 104.749 | 315.6789 | 113.3125 | 240.4775 | 166.9273 | 228.4811 | 120.6931 | 140.0194 | 39.5114 | 97.3426 | 284.9096 | 180.7678 | 276.0203 | 210.8371 | 175.5171 | 223.4096 | 171.773
481 | 1 | 21 | 1 | 98.0099 | 118.0417 | 315.3383 | 113.417 | 236.4181 | 170.7804 | 229.4873 | 118.7519 | 138.5019 | 42.3135 | 97.9146 | 286.8798 | 187.4015 | 280.689 | 200.9735 | 172.3505 | 221.896 | 173.4358
482 | 2 | 21 | 1 | 95.8921 | 107.1413 | 313.9877 | 111.9903 | 238.6536 | 166.2998 | 226.432 | 114.475 | 138.0949 | 42.4987 | 93.7064 | 285.6477 | 190.3308 | 284.7279 | 205.8321 | 164.7844 | 228.9683 | 171.2345
483 | 3 | 21 | 1 | 99.7967 | 105.4403 | 315.8204 | 113.9355 | 246.3161 | 167.6674 | 230.2333 | 110.376 | 136.6795 | 40.4673 | 92.9396 | 290.0143 | 186.6163 | 286.024 | 192.2983 | 175.0353 | 220.305 | 167.8154
484 | 4 | 21 | 1 | 99.2311 | 112.2976 | 316.8863 | 114.0601 | 255.0174 | 168.2852 | 231.6591 | 118.0871 | 135.5686 | 41.4219 | 94.7551 | 294.3171 | 185.8098 | 279.5105 | 204.6827 | 182.7957 | 222.8422 | 168.1251
485 | 5 | 21 | 1 | 100.8709 | 107.4499 | 315.3043 | 112.8659 | 253.2132 | 171.3548 | 227.3197 | 113.8567 | 143.2154 | 40.7115 | 92.0598 | 292.2095 | 205.5143 | 284.0377 | 207.4272 | 178.877 | 229.5463 | 168.1407
486 | 6 | 21 | 1 | 101.5172 | 108.9582 | 310.5506 | 119.0829 | 243.0372 | 173.3174 | 221.0263 | 119.4725 | 137.5466 | 44.7537 | 92.3762 | 294.6834 | 198.1539 | 272.9134 | 223.008 | 180.2835 | 207.8571 | 173.0528
487 | 7 | 21 | 1 | 85.1069 | 85.6972 | 227.1854 | 124.2854 | 222.8304 | 169.1122 | 161.7212 | 113.3832 | 137.7623 | 42.7875 | 96.6283 | 286.5028 | 180.1829 | 263.2231 | 223.8921 | 164.1698 | 189.5653 | 147.8389
488 | 8 | 21 | 1 | 71.6685 | 56.4 | 179.9508 | 123.6201 | 206.8183 | 137.2 | 144.3276 | 102.1089 | 110.3502 | 34.256 | 97.5908 | 239.4221 | 150.4762 | 208.7485 | 216.2437 | 153.0597 | 157.5414 | 95.2647
489 | 9 | 21 | 1 | 74.518 | 51.3503 | 180.7799 | 125.9096 | 200.2889 | 140.115 | 142.6624 | 98.7146 | 100.6054 | 33.0202 | 101.8775 | 223.9969 | 146.9375 | 204.0816 | 199.1382 | 133.7583 | 123.0217 | 87.6155
490 | 10 | 21 | 1 | 77.5054 | 48.7024 | 186.639 | 125.5436 | 200.6716 | 142.9178 | 137.4995 | 100.3587 | 99.2627 | 35.1492 | 100.942 | 218.3563 | 144.8789 | 196.121 | 207.3864 | 141.8464 | 119.2854 | 85.981
491 | 11 | 21 | 1 | 77.0115 | 49.5499 | 186.7559 | 123.5501 | 200.0257 | 147.1323 | 139.9014 | 107.9328 | 98.5815 | 34.6035 | 102.475 | 225.1637 | 148.2555 | 205.9636 | 205.402 | 144.9618 | 119.2184 | 88.0965
492 | 12 | 21 | 1 | 72.2906 | 49.0498 | 193.1988 | 121.3561 | 192.5124 | 136.9919 | 140.9165 | 103.206 | 96.3138 | 33.0375 | 102.4155 | 227.971 | 143.3599 | 203.3293 | 197.5478 | 134.8649 | 117.997 | 89.3362
493 | 13 | 21 | 1 | 70.2694 | 52.7145 | 173.4089 | 119.3607 | 183.7306 | 138.3068 | 139.8988 | 101.9313 | 95.9026 | 36.6466 | 94.5012 | 225.982 | 137.8126 | 201.1784 | 185.9292 | 136.9378 | 116.2552 | 85.5326
494 | 14 | 21 | 1 | 72.6083 | 44.7751 | 173.2554 | 117.6106 | 200.1782 | 140.0797 | 146.8508 | 109.8017 | 95.6392 | 34.275 | 90.8006 | 224.4547 | 148.5431 | 198.8384 | 200.8679 | 134.2853 | 127.3662 | 87.4399
495 | 15 | 21 | 1 | 91.636 | 50.6479 | 173.4691 | 118.3797 | 226.2119 | 159.157 | 157.2581 | 113.5353 | 98.723 | 41.4889 | 92.159 | 251.3433 | 183.1345 | 208.586 | 222.2628 | 143.6709 | 158.8202 | 97.2501
496 | 16 | 21 | 1 | 111.1399 | 100.9355 | 222.9981 | 120.1405 | 257.0041 | 185.0334 | 208.7536 | 115.229 | 114.7443 | 43.0793 | 92.9936 | 292.113 | 204.941 | 239.7508 | 233.6311 | 172.1242 | 222.8176 | 154.0053
497 | 17 | 21 | 1 | 112.772 | 165.804 | 309.927 | 129.7744 | 253.1729 | 194.5029 | 226.9679 | 125.9174 | 139.6209 | 44.2324 | 101.6566 | 300.8447 | 199.7984 | 268.0512 | 247.9773 | 210.5569 | 227.3362 | 176.0612
498 | 18 | 21 | 1 | 116.6542 | 149.0969 | 318.6729 | 131.7342 | 254.6827 | 190.4934 | 222.6446 | 126.8726 | 140.5815 | 46.1012 | 102.8675 | 307.1253 | 203.0513 | 273.6673 | 236.7225 | 195.1657 | 223.0065 | 175.98
499 | 19 | 21 | 1 | 113.0249 | 132.6654 | 318.0334 | 126.9298 | 254.8496 | 182.6656 | 220.2412 | 128.9986 | 139.6368 | 44.5162 | 103.4985 | 305.0377 | 196.0963 | 266.5567 | 220.0976 | 181.1801 | 222.2375 | 172.6629
500 | 20 | 21 | 1 | 108.8488 | 122.3033 | 312.2188 | 121.4949 | 256.6308 | 174.5732 | 213.9436 | 129.3055 | 141.2429 | 42.3347 | 99.6371 | 302.2561 | 186.393 | 264.894 | 225.2519 | 169.0819 | 225.2307 | 173.4102
501 | 21 | 21 | 1 | 111.0845 | 116.8231 | 304.3619 | 119.2046 | 245.3802 | 168.394 | 221.8243 | 117.4028 | 137.3417 | 46.4995 | 89.5971 | 305.8271 | 178.4247 | 260.6099 | 229.8729 | 168.472 | 220.2675 | 168.4564
502 | 22 | 21 | 1 | 109.2584 | 111.1618 | 303.5344 | 117.5368 | 251.3535 | 167.9693 | 229.0712 | 121.4589 | 136.814 | 40.0945 | 90.9539 | 294.8286 | 195.5896 | 269.3482 | 219.1766 | 169.673 | 232.028 | 169.6413
503 | 23 | 21 | 1 | 108.4766 | 116.6696 | 313.303 | 114.8927 | 243.1528 | 165.2982 | 231.5748 | 115.7876 | 137.5455 | 39.2993 | 91.8061 | 287.5597 | 183.8879 | 269.3235 | 234.2406 | 178.9822 | 218.749 | 173.0756
504 | 0 | 22 | 1 | 101.0104 | 104.749 | 315.6789 | 113.3125 | 240.4775 | 166.9273 | 228.4811 | 120.6931 | 140.0194 | 39.5114 | 97.3426 | 284.9096 | 180.7678 | 276.0203 | 210.8371 | 175.5171 | 223.4096 | 171.773
505 | 1 | 22 | 1 | 98.0099 | 118.0417 | 315.3383 | 113.417 | 236.4181 | 170.7804 | 229.4873 | 118.7519 | 138.5019 | 42.3135 | 97.9146 | 286.8798 | 187.4015 | 280.689 | 200.9735 | 172.3505 | 221.896 | 173.4358
506 | 2 | 22 | 1 | 95.8921 | 107.1413 | 313.9877 | 111.9903 | 238.6536 | 166.2998 | 226.432 | 114.475 | 138.0949 | 42.4987 | 93.7064 | 285.6477 | 190.3308 | 284.7279 | 205.8321 | 164.7844 | 228.9683 | 171.2345
507 | 3 | 22 | 1 | 99.7967 | 105.4403 | 315.8204 | 113.9355 | 246.3161 | 167.6674 | 230.2333 | 110.376 | 136.6795 | 40.4673 | 92.9396 | 290.0143 | 186.6163 | 286.024 | 192.2983 | 175.0353 | 220.305 | 167.8154
508 | 4 | 22 | 1 | 99.2311 | 112.2976 | 316.8863 | 114.0601 | 255.0174 | 168.2852 | 231.6591 | 118.0871 | 135.5686 | 41.4219 | 94.7551 | 294.3171 | 185.8098 | 279.5105 | 204.6827 | 182.7957 | 222.8422 | 168.1251
509 | 5 | 22 | 1 | 100.8709 | 107.4499 | 315.3043 | 112.8659 | 253.2132 | 171.3548 | 227.3197 | 113.8567 | 143.2154 | 40.7115 | 92.0598 | 292.2095 | 205.5143 | 284.0377 | 207.4272 | 178.877 | 229.5463 | 168.1407
510 | 6 | 22 | 1 | 101.5172 | 108.9582 | 310.5506 | 119.0829 | 243.0372 | 173.3174 | 221.0263 | 119.4725 | 137.5466 | 44.7537 | 92.3762 | 294.6834 | 198.1539 | 272.9134 | 223.008 | 180.2835 | 207.8571 | 173.0528
511 | 7 | 22 | 1 | 85.1069 | 85.6972 | 227.1854 | 124.2854 | 222.8304 | 169.1122 | 161.7212 | 113.3832 | 137.7623 | 42.7875 | 96.6283 | 286.5028 | 180.1829 | 263.2231 | 223.8921 | 164.1698 | 189.5653 | 147.8389
512 | 8 | 22 | 1 | 71.6685 | 56.4 | 179.9508 | 123.6201 | 206.8183 | 137.2 | 144.3276 | 102.1089 | 110.3502 | 34.256 | 97.5908 | 239.4221 | 150.4762 | 208.7485 | 216.2437 | 153.0597 | 157.5414 | 95.2647
513 | 9 | 22 | 1 | 74.518 | 51.3503 | 180.7799 | 125.9096 | 200.2889 | 140.115 | 142.6624 | 98.7146 | 100.6054 | 33.0202 | 101.8775 | 223.9969 | 146.9375 | 204.0816 | 199.1382 | 133.7583 | 123.0217 | 87.6155
514 | 10 | 22 | 1 | 77.5054 | 48.7024 | 186.639 | 125.5436 | 200.6716 | 142.9178 | 137.4995 | 100.3587 | 99.2627 | 35.1492 | 100.942 | 218.3563 | 144.8789 | 196.121 | 207.3864 | 141.8464 | 119.2854 | 85.981
515 | 11 | 22 | 1 | 77.0115 | 49.5499 | 186.7559 | 123.5501 | 200.0257 | 147.1323 | 139.9014 | 107.9328 | 98.5815 | 34.6035 | 102.475 | 225.1637 | 148.2555 | 205.9636 | 205.402 | 144.9618 | 119.2184 | 88.0965
516 | 12 | 22 | 1 | 72.2906 | 49.0498 | 193.1988 | 121.3561 | 192.5124 | 136.9919 | 140.9165 | 103.206 | 96.3138 | 33.0375 | 102.4155 | 227.971 | 143.3599 | 203.3293 | 197.5478 | 134.8649 | 117.997 | 89.3362
517 | 13 | 22 | 1 | 70.2694 | 52.7145 | 173.4089 | 119.3607 | 183.7306 | 138.3068 | 139.8988 | 101.9313 | 95.9026 | 36.6466 | 94.5012 | 225.982 | 137.8126 | 201.1784 | 185.9292 | 136.9378 | 116.2552 | 85.5326
518 | 14 | 22 | 1 | 72.6083 | 44.7751 | 173.2554 | 117.6106 | 200.1782 | 140.0797 | 146.8508 | 109.8017 | 95.6392 | 34.275 | 90.8006 | 224.4547 | 148.5431 | 198.8384 | 200.8679 | 134.2853 | 127.3662 | 87.4399
519 | 15 | 22 | 1 | 91.636 | 50.6479 | 173.4691 | 118.3797 | 226.2119 | 159.157 | 157.2581 | 113.5353 | 98.723 | 41.4889 | 92.159 | 251.3433 | 183.1345 | 208.586 | 222.2628 | 143.6709 | 158.8202 | 97.2501
520 | 16 | 22 | 1 | 111.1399 | 100.9355 | 222.9981 | 120.1405 | 257.0041 | 185.0334 | 208.7536 | 115.229 | 114.7443 | 43.0793 | 92.9936 | 292.113 | 204.941 | 239.7508 | 233.6311 | 172.1242 | 222.8176 | 154.0053
521 | 17 | 22 | 1 | 112.772 | 165.804 | 309.927 | 129.7744 | 253.1729 | 194.5029 | 226.9679 | 125.9174 | 139.6209 | 44.2324 | 101.6566 | 300.8447 | 199.7984 | 268.0512 | 247.9773 | 210.5569 | 227.3362 | 176.0612
522 | 18 | 22 | 1 | 116.6542 | 149.0969 | 318.6729 | 131.7342 | 254.6827 | 190.4934 | 222.6446 | 126.8726 | 140.5815 | 46.1012 | 102.8675 | 307.1253 | 203.0513 | 273.6673 | 236.7225 | 195.1657 | 223.0065 | 175.98
523 | 19 | 22 | 1 | 113.0249 | 132.6654 | 318.0334 | 126.9298 | 254.8496 | 182.6656 | 220.2412 | 128.9986 | 139.6368 | 44.5162 | 103.4985 | 305.0377 | 196.0963 | 266.5567 | 220.0976 | 181.1801 | 222.2375 | 172.6629
524 | 20 | 22 | 1 | 108.8488 | 122.3033 | 312.2188 | 121.4949 | 256.6308 | 174.5732 | 213.9436 | 129.3055 | 141.2429 | 42.3347 | 99.6371 | 302.2561 | 186.393 | 264.894 | 225.2519 | 169.0819 | 225.2307 | 173.4102
525 | 21 | 22 | 1 | 111.0845 | 116.8231 | 304.3619 | 119.2046 | 245.3802 | 168.394 | 221.8243 | 117.4028 | 137.3417 | 46.4995 | 89.5971 | 305.8271 | 178.4247 | 260.6099 | 229.8729 | 168.472 | 220.2675 | 168.4564
526 | 22 | 22 | 1 | 109.2584 | 111.1618 | 303.5344 | 117.5368 | 251.3535 | 167.9693 | 229.0712 | 121.4589 | 136.814 | 40.0945 | 90.9539 | 294.8286 | 195.5896 | 269.3482 | 219.1766 | 169.673 | 232.028 | 169.6413
527 | 23 | 22 | 1 | 108.4766 | 116.6696 | 313.303 | 114.8927 | 243.1528 | 165.2982 | 231.5748 | 115.7876 | 137.5455 | 39.2993 | 91.8061 | 287.5597 | 183.8879 | 269.3235 | 234.2406 | 178.9822 | 218.749 | 173.0756
528 | 0 | 23 | 1 | 101.0104 | 104.749 | 315.6789 | 113.3125 | 240.4775 | 166.9273 | 228.4811 | 120.6931 | 140.0194 | 39.5114 | 97.3426 | 284.9096 | 180.7678 | 276.0203 | 210.8371 | 175.5171 | 223.4096 | 171.773
529 | 1 | 23 | 1 | 98.0099 | 118.0417 | 315.3383 | 113.417 | 236.4181 | 170.7804 | 229.4873 | 118.7519 | 138.5019 | 42.3135 | 97.9146 | 286.8798 | 187.4015 | 280.689 | 200.9735 | 172.3505 | 221.896 | 173.4358
530 | 2 | 23 | 1 | 95.8921 | 107.1413 | 313.9877 | 111.9903 | 238.6536 | 166.2998 | 226.432 | 114.475 | 138.0949 | 42.4987 | 93.7064 | 285.6477 | 190.3308 | 284.7279 | 205.8321 | 164.7844 | 228.9683 | 171.2345
531 | 3 | 23 | 1 | 99.7967 | 105.4403 | 315.8204 | 113.9355 | 246.3161 | 167.6674 | 230.2333 | 110.376 | 136.6795 | 40.4673 | 92.9396 | 290.0143 | 186.6163 | 286.024 | 192.2983 | 175.0353 | 220.305 | 167.8154
532 | 4 | 23 | 1 | 99.2311 | 112.2976 | 316.8863 | 114.0601 | 255.0174 | 168.2852 | 231.6591 | 118.0871 | 135.5686 | 41.4219 | 94.7551 | 294.3171 | 185.8098 | 279.5105 | 204.6827 | 182.7957 | 222.8422 | 168.1251
533 | 5 | 23 | 1 | 100.8709 | 107.4499 | 315.3043 | 112.8659 | 253.2132 | 171.3548 | 227.3197 | 113.8567 | 143.2154 | 40.7115 | 92.0598 | 292.2095 | 205.5143 | 284.0377 | 207.4272 | 178.877 | 229.5463 | 168.1407
534 | 6 | 23 | 1 | 101.5172 | 108.9582 | 310.5506 | 119.0829 | 243.0372 | 173.3174 | 221.0263 | 119.4725 | 137.5466 | 44.7537 | 92.3762 | 294.6834 | 198.1539 | 272.9134 | 223.008 | 180.2835 | 207.8571 | 173.0528
535 | 7 | 23 | 1 | 85.1069 | 85.6972 | 227.1854 | 124.2854 | 222.8304 | 169.1122 | 161.7212 | 113.3832 | 137.7623 | 42.7875 | 96.6283 | 286.5028 | 180.1829 | 263.2231 | 223.8921 | 164.1698 | 189.5653 | 147.8389
536 | 8 | 23 | 1 | 71.6685 | 56.4 | 179.9508 | 123.6201 | 206.8183 | 137.2 | 144.3276 | 102.1089 | 110.3502 | 34.256 | 97.5908 | 239.4221 | 150.4762 | 208.7485 | 216.2437 | 153.0597 | 157.5414 | 95.2647
537 | 9 | 23 | 1 | 74.518 | 51.3503 | 180.7799 | 125.9096 | 200.2889 | 140.115 | 142.6624 | 98.7146 | 100.6054 | 33.0202 | 101.8775 | 223.9969 | 146.9375 | 204.0816 | 199.1382 | 133.7583 | 123.0217 | 87.6155
538 | 10 | 23 | 1 | 77.5054 | 48.7024 | 186.639 | 125.5436 | 200.6716 | 142.9178 | 137.4995 | 100.3587 | 99.2627 | 35.1492 | 100.942 | 218.3563 | 144.8789 | 196.121 | 207.3864 | 141.8464 | 119.2854 | 85.981
539 | 11 | 23 | 1 | 77.0115 | 49.5499 | 186.7559 | 123.5501 | 200.0257 | 147.1323 | 139.9014 | 107.9328 | 98.5815 | 34.6035 | 102.475 | 225.1637 | 148.2555 | 205.9636 | 205.402 | 144.9618 | 119.2184 | 88.0965
540 | 12 | 23 | 1 | 72.2906 | 49.0498 | 193.1988 | 121.3561 | 192.5124 | 136.9919 | 140.9165 | 103.206 | 96.3138 | 33.0375 | 102.4155 | 227.971 | 143.3599 | 203.3293 | 197.5478 | 134.8649 | 117.997 | 89.3362
541 | 13 | 23 | 1 | 70.2694 | 52.7145 | 173.4089 | 119.3607 | 183.7306 | 138.3068 | 139.8988 | 101.9313 | 95.9026 | 36.6466 | 94.5012 | 225.982 | 137.8126 | 201.1784 | 185.9292 | 136.9378 | 116.2552 | 85.5326
542 | 14 | 23 | 1 | 72.6083 | 44.7751 | 173.2554 | 117.6106 | 200.1782 | 140.0797 | 146.8508 | 109.8017 | 95.6392 | 34.275 | 90.8006 | 224.4547 | 148.5431 | 198.8384 | 200.8679 | 134.2853 | 127.3662 | 87.4399
543 | 15 | 23 | 1 | 91.636 | 50.6479 | 173.4691 | 118.3797 | 226.2119 | 159.157 | 157.2581 | 113.5353 | 98.723 | 41.4889 | 92.159 | 251.3433 | 183.1345 | 208.586 | 222.2628 | 143.6709 | 158.8202 | 97.2501
544 | 16 | 23 | 1 | 111.1399 | 100.9355 | 222.9981 | 120.1405 | 257.0041 | 185.0334 | 208.7536 | 115.229 | 114.7443 | 43.0793 | 92.9936 | 292.113 | 204.941 | 239.7508 | 233.6311 | 172.1242 | 222.8176 | 154.0053
545 | 17 | 23 | 1 | 112.772 | 165.804 | 309.927 | 129.7744 | 253.1729 | 194.5029 | 226.9679 | 125.9174 | 139.6209 | 44.2324 | 101.6566 | 300.8447 | 199.7984 | 268.0512 | 247.9773 | 210.5569 | 227.3362 | 176.0612
546 | 18 | 23 | 1 | 116.6542 | 149.0969 | 318.6729 | 131.7342 | 254.6827 | 190.4934 | 222.6446 | 126.8726 | 140.5815 | 46.1012 | 102.8675 | 307.1253 | 203.0513 | 273.6673 | 236.7225 | 195.1657 | 223.0065 | 175.98
547 | 19 | 23 | 1 | 113.0249 | 132.6654 | 318.0334 | 126.9298 | 254.8496 | 182.6656 | 220.2412 | 128.9986 | 139.6368 | 44.5162 | 103.4985 | 305.0377 | 196.0963 | 266.5567 | 220.0976 | 181.1801 | 222.2375 | 172.6629
548 | 20 | 23 | 1 | 108.8488 | 122.3033 | 312.2188 | 121.4949 | 256.6308 | 174.5732 | 213.9436 | 129.3055 | 141.2429 | 42.3347 | 99.6371 | 302.2561 | 186.393 | 264.894 | 225.2519 | 169.0819 | 225.2307 | 173.4102
549 | 21 | 23 | 1 | 111.0845 | 116.8231 | 304.3619 | 119.2046 | 245.3802 | 168.394 | 221.8243 | 117.4028 | 137.3417 | 46.4995 | 89.5971 | 305.8271 | 178.4247 | 260.6099 | 229.8729 | 168.472 | 220.2675 | 168.4564
550 | 22 | 23 | 1 | 109.2584 | 111.1618 | 303.5344 | 117.5368 | 251.3535 | 167.9693 | 229.0712 | 121.4589 | 136.814 | 40.0945 | 90.9539 | 294.8286 | 195.5896 | 269.3482 | 219.1766 | 169.673 | 232.028 | 169.6413
551 | 23 | 23 | 1 | 108.4766 | 116.6696 | 313.303 | 114.8927 | 243.1528 | 165.2982 | 231.5748 | 115.7876 | 137.5455 | 39.2993 | 91.8061 | 287.5597 | 183.8879 | 269.3235 | 234.2406 | 178.9822 | 218.749 | 173.0756
552 | 0 | 24 | 1 | 101.0104 | 104.749 | 315.6789 | 113.3125 | 240.4775 | 166.9273 | 228.4811 | 120.6931 | 140.0194 | 39.5114 | 97.3426 | 284.9096 | 180.7678 | 276.0203 | 210.8371 | 175.5171 | 223.4096 | 171.773
553 | 1 | 24 | 1 | 98.0099 | 118.0417 | 315.3383 | 113.417 | 236.4181 | 170.7804 | 229.4873 | 118.7519 | 138.5019 | 42.3135 | 97.9146 | 286.8798 | 187.4015 | 280.689 | 200.9735 | 172.3505 | 221.896 | 173.4358
554 | 2 | 24 | 1 | 95.8921 | 107.1413 | 313.9877 | 111.9903 | 238.6536 | 166.2998 | 226.432 | 114.475 | 138.0949 | 42.4987 | 93.7064 | 285.6477 | 190.3308 | 284.7279 | 205.8321 | 164.7844 | 228.9683 | 171.2345
555 | 3 | 24 | 1 | 99.7967 | 105.4403 | 315.8204 | 113.9355 | 246.3161 | 167.6674 | 230.2333 | 110.376 | 136.6795 | 40.4673 | 92.9396 | 290.0143 | 186.6163 | 286.024 | 192.2983 | 175.0353 | 220.305 | 167.8154
556 | 4 | 24 | 1 | 99.2311 | 112.2976 | 316.8863 | 114.0601 | 255.0174 | 168.2852 | 231.6591 | 118.0871 | 135.5686 | 41.4219 | 94.7551 | 294.3171 | 185.8098 | 279.5105 | 204.6827 | 182.7957 | 222.8422 | 168.1251
557 | 5 | 24 | 1 | 100.8709 | 107.4499 | 315.3043 | 112.8659 | 253.2132 | 171.3548 | 227.3197 | 113.8567 | 143.2154 | 40.7115 | 92.0598 | 292.2095 | 205.5143 | 284.0377 | 207.4272 | 178.877 | 229.5463 | 168.1407
558 | 6 | 24 | 1 | 101.5172 | 108.9582 | 310.5506 | 119.0829 | 243.0372 | 173.3174 | 221.0263 | 119.4725 | 137.5466 | 44.7537 | 92.3762 | 294.6834 | 198.1539 | 272.9134 | 223.008 | 180.2835 | 207.8571 | 173.0528
559 | 7 | 24 | 1 | 85.1069 | 85.6972 | 227.1854 | 124.2854 | 222.8304 | 169.1122 | 161.7212 | 113.3832 | 137.7623 | 42.7875 | 96.6283 | 286.5028 | 180.1829 | 263.2231 | 223.8921 | 164.1698 | 189.5653 | 147.8389
560 | 8 | 24 | 1 | 71.6685 | 56.4 | 179.9508 | 123.6201 | 206.8183 | 137.2 | 144.3276 | 102.1089 | 110.3502 | 34.256 | 97.5908 | 239.4221 | 150.4762 | 208.7485 | 216.2437 | 153.0597 | 157.5414 | 95.2647
561 | 9 | 24 | 1 | 74.518 | 51.3503 | 180.7799 | 125.9096 | 200.2889 | 140.115 | 142.6624 | 98.7146 | 100.6054 | 33.0202 | 101.8775 | 223.9969 | 146.9375 | 204.0816 | 199.1382 | 133.7583 | 123.0217 | 87.6155
562 | 10 | 24 | 1 | 77.5054 | 48.7024 | 186.639 | 125.5436 | 200.6716 | 142.9178 | 137.4995 | 100.3587 | 99.2627 | 35.1492 | 100.942 | 218.3563 | 144.8789 | 196.121 | 207.3864 | 141.8464 | 119.2854 | 85.981
563 | 11 | 24 | 1 | 77.0115 | 49.5499 | 186.7559 | 123.5501 | 200.0257 | 147.1323 | 139.9014 | 107.9328 | 98.5815 | 34.6035 | 102.475 | 225.1637 | 148.2555 | 205.9636 | 205.402 | 144.9618 | 119.2184 | 88.0965
564 | 12 | 24 | 1 | 72.2906 | 49.0498 | 193.1988 | 121.3561 | 192.5124 | 136.9919 | 140.9165 | 103.206 | 96.3138 | 33.0375 | 102.4155 | 227.971 | 143.3599 | 203.3293 | 197.5478 | 134.8649 | 117.997 | 89.3362
565 | 13 | 24 | 1 | 70.2694 | 52.7145 | 173.4089 | 119.3607 | 183.7306 | 138.3068 | 139.8988 | 101.9313 | 95.9026 | 36.6466 | 94.5012 | 225.982 | 137.8126 | 201.1784 | 185.9292 | 136.9378 | 116.2552 | 85.5326
566 | 14 | 24 | 1 | 72.6083 | 44.7751 | 173.2554 | 117.6106 | 200.1782 | 140.0797 | 146.8508 | 109.8017 | 95.6392 | 34.275 | 90.8006 | 224.4547 | 148.5431 | 198.8384 | 200.8679 | 134.2853 | 127.3662 | 87.4399
567 | 15 | 24 | 1 | 91.636 | 50.6479 | 173.4691 | 118.3797 | 226.2119 | 159.157 | 157.2581 | 113.5353 | 98.723 | 41.4889 | 92.159 | 251.3433 | 183.1345 | 208.586 | 222.2628 | 143.6709 | 158.8202 | 97.2501
568 | 16 | 24 | 1 | 111.1399 | 100.9355 | 222.9981 | 120.1405 | 257.0041 | 185.0334 | 208.7536 | 115.229 | 114.7443 | 43.0793 | 92.9936 | 292.113 | 204.941 | 239.7508 | 233.6311 | 172.1242 | 222.8176 | 154.0053
569 | 17 | 24 | 1 | 112.772 | 165.804 | 309.927 | 129.7744 | 253.1729 | 194.5029 | 226.9679 | 125.9174 | 139.6209 | 44.2324 | 101.6566 | 300.8447 | 199.7984 | 268.0512 | 247.9773 | 210.5569 | 227.3362 | 176.0612
570 | 18 | 24 | 1 | 116.6542 | 149.0969 | 318.6729 | 131.7342 | 254.6827 | 190.4934 | 222.6446 | 126.8726 | 140.5815 | 46.1012 | 102.8675 | 307.1253 | 203.0513 | 273.6673 | 236.7225 | 195.1657 | 223.0065 | 175.98
571 | 19 | 24 | 1 | 113.0249 | 132.6654 | 318.0334 | 126.9298 | 254.8496 | 182.6656 | 220.2412 | 128.9986 | 139.6368 | 44.5162 | 103.4985 | 305.0377 | 196.0963 | 266.5567 | 220.0976 | 181.1801 | 222.2375 | 172.6629
572 | 20 | 24 | 1 | 108.8488 | 122.3033 | 312.2188 | 121.4949 | 256.6308 | 174.5732 | 213.9436 | 129.3055 | 141.2429 | 42.3347 | 99.6371 | 302.2561 | 186.393 | 264.894 | 225.2519 | 169.0819 | 225.2307 | 173.4102
573 | 21 | 24 | 1 | 111.0845 | 116.8231 | 304.3619 | 119.2046 | 245.3802 | 168.394 | 221.8243 | 117.4028 | 137.3417 | 46.4995 | 89.5971 | 305.8271 | 178.4247 | 260.6099 | 229.8729 | 168.472 | 220.2675 | 168.4564
574 | 22 | 24 | 1 | 109.2584 | 111.1618 | 303.5344 | 117.5368 | 251.3535 | 167.9693 | 229.0712 | 121.4589 | 136.814 | 40.0945 | 90.9539 | 294.8286 | 195.5896 | 269.3482 | 219.1766 | 169.673 | 232.028 | 169.6413
575 | 23 | 24 | 1 | 108.4766 | 116.6696 | 313.303 | 114.8927 | 243.1528 | 165.2982 | 231.5748 | 115.7876 | 137.5455 | 39.2993 | 91.8061 | 287.5597 | 183.8879 | 269.3235 | 234.2406 | 178.9822 | 218.749 | 173.0756
576 | 0 | 25 | 1 | 101.0104 | 104.749 | 315.6789 | 113.3125 | 240.4775 | 166.9273 | 228.4811 | 120.6931 | 140.0194 | 39.5114 | 97.3426 | 284.9096 | 180.7678 | 276.0203 | 210.8371 | 175.5171 | 223.4096 | 171.773
577 | 1 | 25 | 1 | 98.0099 | 118.0417 | 315.3383 | 113.417 | 236.4181 | 170.7804 | 229.4873 | 118.7519 | 138.5019 | 42.3135 | 97.9146 | 286.8798 | 187.4015 | 280.689 | 200.9735 | 172.3505 | 221.896 | 173.4358
578 | 2 | 25 | 1 | 95.8921 | 107.1413 | 313.9877 | 111.9903 | 238.6536 | 166.2998 | 226.432 | 114.475 | 138.0949 | 42.4987 | 93.7064 | 285.6477 | 190.3308 | 284.7279 | 205.8321 | 164.7844 | 228.9683 | 171.2345
579 | 3 | 25 | 1 | 99.7967 | 105.4403 | 315.8204 | 113.9355 | 246.3161 | 167.6674 | 230.2333 | 110.376 | 136.6795 | 40.4673 | 92.9396 | 290.0143 | 186.6163 | 286.024 | 192.2983 | 175.0353 | 220.305 | 167.8154
580 | 4 | 25 | 1 | 99.2311 | 112.2976 | 316.8863 | 114.0601 | 255.0174 | 168.2852 | 231.6591 | 118.0871 | 135.5686 | 41.4219 | 94.7551 | 294.3171 | 185.8098 | 279.5105 | 204.6827 | 182.7957 | 222.8422 | 168.1251
581 | 5 | 25 | 1 | 100.8709 | 107.4499 | 315.3043 | 112.8659 | 253.2132 | 171.3548 | 227.3197 | 113.8567 | 143.2154 | 40.7115 | 92.0598 | 292.2095 | 205.5143 | 284.0377 | 207.4272 | 178.877 | 229.5463 | 168.1407
582 | 6 | 25 | 1 | 101.5172 | 108.9582 | 310.5506 | 119.0829 | 243.0372 | 173.3174 | 221.0263 | 119.4725 | 137.5466 | 44.7537 | 92.3762 | 294.6834 | 198.1539 | 272.9134 | 223.008 | 180.2835 | 207.8571 | 173.0528
583 | 7 | 25 | 1 | 85.1069 | 85.6972 | 227.1854 | 124.2854 | 222.8304 | 169.1122 | 161.7212 | 113.3832 | 137.7623 | 42.7875 | 96.6283 | 286.5028 | 180.1829 | 263.2231 | 223.8921 | 164.1698 | 189.5653 | 147.8389
584 | 8 | 25 | 1 | 71.6685 | 56.4 | 179.9508 | 123.6201 | 206.8183 | 137.2 | 144.3276 | 102.1089 | 110.3502 | 34.256 | 97.5908 | 239.4221 | 150.4762 | 208.7485 | 216.2437 | 153.0597 | 157.5414 | 95.2647
585 | 9 | 25 | 1 | 74.518 | 51.3503 | 180.7799 | 125.9096 | 200.2889 | 140.115 | 142.6624 | 98.7146 | 100.6054 | 33.0202 | 101.8775 | 223.9969 | 146.9375 | 204.0816 | 199.1382 | 133.7583 | 123.0217 | 87.6155
586 | 10 | 25 | 1 | 77.5054 | 48.7024 | 186.639 | 125.5436 | 200.6716 | 142.9178 | 137.4995 | 100.3587 | 99.2627 | 35.1492 | 100.942 | 218.3563 | 144.8789 | 196.121 | 207.3864 | 141.8464 | 119.2854 | 85.981
587 | 11 | 25 | 1 | 77.0115 | 49.5499 | 186.7559 | 123.5501 | 200.0257 | 147.1323 | 139.9014 | 107.9328 | 98.5815 | 34.6035 | 102.475 | 225.1637 | 148.2555 | 205.9636 | 205.402 | 144.9618 | 119.2184 | 88.0965
588 | 12 | 25 | 1 | 72.2906 | 49.0498 | 193.1988 | 121.3561 | 192.5124 | 136.9919 | 140.9165 | 103.206 | 96.3138 | 33.0375 | 102.4155 | 227.971 | 143.3599 | 203.3293 | 197.5478 | 134.8649 | 117.997 | 89.3362
589 | 13 | 25 | 1 | 70.2694 | 52.7145 | 173.4089 | 119.3607 | 183.7306 | 138.3068 | 139.8988 | 101.9313 | 95.9026 | 36.6466 | 94.5012 | 225.982 | 137.8126 | 201.1784 | 185.9292 | 136.9378 | 116.2552 | 85.5326
590 | 14 | 25 | 1 | 72.6083 | 44.7751 | 173.2554 | 117.6106 | 200.1782 | 140.0797 | 146.8508 | 109.8017 | 95.6392 | 34.275 | 90.8006 | 224.4547 | 148.5431 | 198.8384 | 200.8679 | 134.2853 | 127.3662 | 87.4399
591 | 15 | 25 | 1 | 91.636 | 50.6479 | 173.4691 | 118.3797 | 226.2119 | 159.157 | 157.2581 | 113.5353 | 98.723 | 41.4889 | 92.159 | 251.3433 | 183.1345 | 208.586 | 222.2628 | 143.6709 | 158.8202 | 97.2501
592 | 16 | 25 | 1 | 111.1399 | 100.9355 | 222.9981 | 120.1405 | 257.0041 | 185.0334 | 208.7536 | 115.229 | 114.7443 | 43.0793 | 92.9936 | 292.113 | 204.941 | 239.7508 | 233.6311 | 172.1242 | 222.8176 | 154.0053
593 | 17 | 25 | 1 | 112.772 | 165.804 | 309.927 | 129.7744 | 253.1729 | 194.5029 | 226.9679 | 125.9174 | 139.6209 | 44.2324 | 101.6566 | 300.8447 | 199.7984 | 268.0512 | 247.9773 | 210.5569 | 227.3362 | 176.0612
594 | 18 | 25 | 1 | 116.6542 | 149.0969 | 318.6729 | 131.7342 | 254.6827 | 190.4934 | 222.6446 | 126.8726 | 140.5815 | 46.1012 | 102.8675 | 307.1253 | 203.0513 | 273.6673 | 236.7225 | 195.1657 | 223.0065 | 175.98
595 | 19 | 25 | 1 | 113.0249 | 132.6654 | 318.0334 | 126.9298 | 254.8496 | 182.6656 | 220.2412 | 128.9986 | 139.6368 | 44.5162 | 103.4985 | 305.0377 | 196.0963 | 266.5567 | 220.0976 | 181.1801 | 222.2375 | 172.6629
596 | 20 | 25 | 1 | 108.8488 | 122.3033 | 312.2188 | 121.4949 | 256.6308 | 174.5732 | 213.9436 | 129.3055 | 141.2429 | 42.3347 | 99.6371 | 302.2561 | 186.393 | 264.894 | 225.2519 | 169.0819 | 225.2307 | 173.4102
597 | 21 | 25 | 1 | 111.0845 | 116.8231 | 304.3619 | 119.2046 | 245.3802 | 168.394 | 221.8243 | 117.4028 | 137.3417 | 46.4995 | 89.5971 | 305.8271 | 178.4247 | 260.6099 | 229.8729 | 168.472 | 220.2675 | 168.4564
598 | 22 | 25 | 1 | 109.2584 | 111.1618 | 303.5344 | 117.5368 | 251.3535 | 167.9693 | 229.0712 | 121.4589 | 136.814 | 40.0945 | 90.9539 | 294.8286 | 195.5896 | 269.3482 | 219.1766 | 169.673 | 232.028 | 169.6413
599 | 23 | 25 | 1 | 108.4766 | 116.6696 | 313.303 | 114.8927 | 243.1528 | 165.2982 | 231.5748 | 115.7876 | 137.5455 | 39.2993 | 91.8061 | 287.5597 | 183.8879 | 269.3235 | 234.2406 | 178.9822 | 218.749 | 173.0756
600 | 0 | 26 | 1 | 101.0104 | 104.749 | 315.6789 | 113.3125 | 240.4775 | 166.9273 | 228.4811 | 120.6931 | 140.0194 | 39.5114 | 97.3426 | 284.9096 | 180.7678 | 276.0203 | 210.8371 | 175.5171 | 223.4096 | 171.773
601 | 1 | 26 | 1 | 98.0099 | 118.0417 | 315.3383 | 113.417 | 236.4181 | 170.7804 | 229.4873 | 118.7519 | 138.5019 | 42.3135 | 97.9146 | 286.8798 | 187.4015 | 280.689 | 200.9735 | 172.3505 | 221.896 | 173.4358
602 | 2 | 26 | 1 | 95.8921 | 107.1413 | 313.9877 | 111.9903 | 238.6536 | 166.2998 | 226.432 | 114.475 | 138.0949 | 42.4987 | 93.7064 | 285.6477 | 190.3308 | 284.7279 | 205.8321 | 164.7844 | 228.9683 | 171.2345
603 | 3 | 26 | 1 | 99.7967 | 105.4403 | 315.8204 | 113.9355 | 246.3161 | 167.6674 | 230.2333 | 110.376 | 136.6795 | 40.4673 | 92.9396 | 290.0143 | 186.6163 | 286.024 | 192.2983 | 175.0353 | 220.305 | 167.8154
604 | 4 | 26 | 1 | 99.2311 | 112.2976 | 316.8863 | 114.0601 | 255.0174 | 168.2852 | 231.6591 | 118.0871 | 135.5686 | 41.4219 | 94.7551 | 294.3171 | 185.8098 | 279.5105 | 204.6827 | 182.7957 | 222.8422 | 168.1251
605 | 5 | 26 | 1 | 100.8709 | 107.4499 | 315.3043 | 112.8659 | 253.2132 | 171.3548 | 227.3197 | 113.8567 | 143.2154 | 40.7115 | 92.0598 | 292.2095 | 205.5143 | 284.0377 | 207.4272 | 178.877 | 229.5463 | 168.1407
606 | 6 | 26 | 1 | 101.5172 | 108.9582 | 310.5506 | 119.0829 | 243.0372 | 173.3174 | 221.0263 | 119.4725 | 137.5466 | 44.7537 | 92.3762 | 294.6834 | 198.1539 | 272.9134 | 223.008 | 180.2835 | 207.8571 | 173.0528
607 | 7 | 26 | 1 | 85.1069 | 85.6972 | 227.1854 | 124.2854 | 222.8304 | 169.1122 | 161.7212 | 113.3832 | 137.7623 | 42.7875 | 96.6283 | 286.5028 | 180.1829 | 263.2231 | 223.8921 | 164.1698 | 189.5653 | 147.8389
608 | 8 | 26 | 1 | 71.6685 | 56.4 | 179.9508 | 123.6201 | 206.8183 | 137.2 | 144.3276 | 102.1089 | 110.3502 | 34.256 | 97.5908 | 239.4221 | 150.4762 | 208.7485 | 216.2437 | 153.0597 | 157.5414 | 95.2647
609 | 9 | 26 | 1 | 74.518 | 51.3503 | 180.7799 | 125.9096 | 200.2889 | 140.115 | 142.6624 | 98.7146 | 100.6054 | 33.0202 | 101.8775 | 223.9969 | 146.9375 | 204.0816 | 199.1382 | 133.7583 | 123.0217 | 87.6155
610 | 10 | 26 | 1 | 77.5054 | 48.7024 | 186.639 | 125.5436 | 200.6716 | 142.9178 | 137.4995 | 100.3587 | 99.2627 | 35.1492 | 100.942 | 218.3563 | 144.8789 | 196.121 | 207.3864 | 141.8464 | 119.2854 | 85.981
611 | 11 | 26 | 1 | 77.0115 | 49.5499 | 186.7559 | 123.5501 | 200.0257 | 147.1323 | 139.9014 | 107.9328 | 98.5815 | 34.6035 | 102.475 | 225.1637 | 148.2555 | 205.9636 | 205.402 | 144.9618 | 119.2184 | 88.0965
612 | 12 | 26 | 1 | 72.2906 | 49.0498 | 193.1988 | 121.3561 | 192.5124 | 136.9919 | 140.9165 | 103.206 | 96.3138 | 33.0375 | 102.4155 | 227.971 | 143.3599 | 203.3293 | 197.5478 | 134.8649 | 117.997 | 89.3362
613 | 13 | 26 | 1 | 70.2694 | 52.7145 | 173.4089 | 119.3607 | 183.7306 | 138.3068 | 139.8988 | 101.9313 | 95.9026 | 36.6466 | 94.5012 | 225.982 | 137.8126 | 201.1784 | 185.9292 | 136.9378 | 116.2552 | 85.5326
614 | 14 | 26 | 1 | 72.6083 | 44.7751 | 173.2554 | 117.6106 | 200.1782 | 140.0797 | 146.8508 | 109.8017 | 95.6392 | 34.275 | 90.8006 | 224.4547 | 148.5431 | 198.8384 | 200.8679 | 134.2853 | 127.3662 | 87.4399
615 | 15 | 26 | 1 | 91.636 | 50.6479 | 173.4691 | 118.3797 | 226.2119 | 159.157 | 157.2581 | 113.5353 | 98.723 | 41.4889 | 92.159 | 251.3433 | 183.1345 | 208.586 | 222.2628 | 143.6709 | 158.8202 | 97.2501
616 | 16 | 26 | 1 | 111.1399 | 100.9355 | 222.9981 | 120.1405 | 257.0041 | 185.0334 | 208.7536 | 115.229 | 114.7443 | 43.0793 | 92.9936 | 292.113 | 204.941 | 239.7508 | 233.6311 | 172.1242 | 222.8176 | 154.0053
617 | 17 | 26 | 1 | 112.772 | 165.804 | 309.927 | 129.7744 | 253.1729 | 194.5029 | 226.9679 | 125.9174 | 139.6209 | 44.2324 | 101.6566 | 300.8447 | 199.7984 | 268.0512 | 247.9773 | 210.5569 | 227.3362 | 176.0612
618 | 18 | 26 | 1 | 116.6542 | 149.0969 | 318.6729 | 131.7342 | 254.6827 | 190.4934 | 222.6446 | 126.8726 | 140.5815 | 46.1012 | 102.8675 | 307.1253 | 203.0513 | 273.6673 | 236.7225 | 195.1657 | 223.0065 | 175.98
619 | 19 | 26 | 1 | 113.0249 | 132.6654 | 318.0334 | 126.9298 | 254.8496 | 182.6656 | 220.2412 | 128.9986 | 139.6368 | 44.5162 | 103.4985 | 305.0377 | 196.0963 | 266.5567 | 220.0976 | 181.1801 | 222.2375 | 172.6629
620 | 20 | 26 | 1 | 108.8488 | 122.3033 | 312.2188 | 121.4949 | 256.6308 | 174.5732 | 213.9436 | 129.3055 | 141.2429 | 42.3347 | 99.6371 | 302.2561 | 186.393 | 264.894 | 225.2519 | 169.0819 | 225.2307 | 173.4102
621 | 21 | 26 | 1 | 111.0845 | 116.8231 | 304.3619 | 119.2046 | 245.3802 | 168.394 | 221.8243 | 117.4028 | 137.3417 | 46.4995 | 89.5971 | 305.8271 | 178.4247 | 260.6099 | 229.8729 | 168.472 | 220.2675 | 168.4564
622 | 22 | 26 | 1 | 109.2584 | 111.1618 | 303.5344 | 117.5368 | 251.3535 | 167.9693 | 229.0712 | 121.4589 | 136.814 | 40.0945 | 90.9539 | 294.8286 | 195.5896 | 269.3482 | 219.1766 | 169.673 | 232.028 | 169.6413
623 | 23 | 26 | 1 | 108.4766 | 116.6696 | 313.303 | 114.8927 | 243.1528 | 165.2982 | 231.5748 | 115.7876 | 137.5455 | 39.2993 | 91.8061 | 287.5597 | 183.8879 | 269.3235 | 234.2406 | 178.9822 | 218.749 | 173.0756
624 | 0 | 27 | 1 | 101.0104 | 104.749 | 315.6789 | 113.3125 | 240.4775 | 166.9273 | 228.4811 | 120.6931 | 140.0194 | 39.5114 | 97.3426 | 284.9096 | 180.7678 | 276.0203 | 210.8371 | 175.5171 | 223.4096 | 171.773
625 | 1 | 27 | 1 | 98.0099 | 118.0417 | 315.3383 | 113.417 | 236.4181 | 170.7804 | 229.4873 | 118.7519 | 138.5019 | 42.3135 | 97.9146 | 286.8798 | 187.4015 | 280.689 | 200.9735 | 172.3505 | 221.896 | 173.4358
626 | 2 | 27 | 1 | 95.8921 | 107.1413 | 313.9877 | 111.9903 | 238.6536 | 166.2998 | 226.432 | 114.475 | 138.0949 | 42.4987 | 93.7064 | 285.6477 | 190.3308 | 284.7279 | 205.8321 | 164.7844 | 228.9683 | 171.2345
627 | 3 | 27 | 1 | 99.7967 | 105.4403 | 315.8204 | 113.9355 | 246.3161 | 167.6674 | 230.2333 | 110.376 | 136.6795 | 40.4673 | 92.9396 | 290.0143 | 186.6163 | 286.024 | 192.2983 | 175.0353 | 220.305 | 167.8154
628 | 4 | 27 | 1 | 99.2311 | 112.2976 | 316.8863 | 114.0601 | 255.0174 | 168.2852 | 231.6591 | 118.0871 | 135.5686 | 41.4219 | 94.7551 | 294.3171 | 185.8098 | 279.5105 | 204.6827 | 182.7957 | 222.8422 | 168.1251
629 | 5 | 27 | 1 | 100.8709 | 107.4499 | 315.3043 | 112.8659 | 253.2132 | 171.3548 | 227.3197 | 113.8567 | 143.2154 | 40.7115 | 92.0598 | 292.2095 | 205.5143 | 284.0377 | 207.4272 | 178.877 | 229.5463 | 168.1407
630 | 6 | 27 | 1 | 101.5172 | 108.9582 | 310.5506 | 119.0829 | 243.0372 | 173.3174 | 221.0263 | 119.4725 | 137.5466 | 44.7537 | 92.3762 | 294.6834 | 198.1539 | 272.9134 | 223.008 | 180.2835 | 207.8571 | 173.0528
631 | 7 | 27 | 1 | 85.1069 | 85.6972 | 227.1854 | 124.2854 | 222.8304 | 169.1122 | 161.7212 | 113.3832 | 137.7623 | 42.7875 | 96.6283 | 286.5028 | 180.1829 | 263.2231 | 223.8921 | 164.1698 | 189.5653 | 147.8389
632 | 8 | 27 | 1 | 71.6685 | 56.4 | 179.9508 | 123.6201 | 206.8183 | 137.2 | 144.3276 | 102.1089 | 110.3502 | 34.256 | 97.5908 | 239.4221 | 150.4762 | 208.7485 | 216.2437 | 153.0597 | 157.5414 | 95.2647
633 | 9 | 27 | 1 | 74.518 | 51.3503 | 180.7799 | 125.9096 | 200.2889 | 140.115 | 142.6624 | 98.7146 | 100.6054 | 33.0202 | 101.8775 | 223.9969 | 146.9375 | 204.0816 | 199.1382 | 133.7583 | 123.0217 | 87.6155
634 | 10 | 27 | 1 | 77.5054 | 48.7024 | 186.639 | 125.5436 | 200.6716 | 142.9178 | 137.4995 | 100.3587 | 99.2627 | 35.1492 | 100.942 | 218.3563 | 144.8789 | 196.121 | 207.3864 | 141.8464 | 119.2854 | 85.981
635 | 11 | 27 | 1 | 77.0115 | 49.5499 | 186.7559 | 123.5501 | 200.0257 | 147.1323 | 139.9014 | 107.9328 | 98.5815 | 34.6035 | 102.475 | 225.1637 | 148.2555 | 205.9636 | 205.402 | 144.9618 | 119.2184 | 88.0965
636 | 12 | 27 | 1 | 72.2906 | 49.0498 | 193.1988 | 121.3561 | 192.5124 | 136.9919 | 140.9165 | 103.206 | 96.3138 | 33.0375 | 102.4155 | 227.971 | 143.3599 | 203.3293 | 197.5478 | 134.8649 | 117.997 | 89.3362
637 | 13 | 27 | 1 | 70.2694 | 52.7145 | 173.4089 | 119.3607 | 183.7306 | 138.3068 | 139.8988 | 101.9313 | 95.9026 | 36.6466 | 94.5012 | 225.982 | 137.8126 | 201.1784 | 185.9292 | 136.9378 | 116.2552 | 85.5326
638 | 14 | 27 | 1 | 72.6083 | 44.7751 | 173.2554 | 117.6106 | 200.1782 | 140.0797 | 146.8508 | 109.8017 | 95.6392 | 34.275 | 90.8006 | 224.4547 | 148.5431 | 198.8384 | 200.8679 | 134.2853 | 127.3662 | 87.4399
639 | 15 | 27 | 1 | 91.636 | 50.6479 | 173.4691 | 118.3797 | 226.2119 | 159.157 | 157.2581 | 113.5353 | 98.723 | 41.4889 | 92.159 | 251.3433 | 183.1345 | 208.586 | 222.2628 | 143.6709 | 158.8202 | 97.2501
640 | 16 | 27 | 1 | 111.1399 | 100.9355 | 222.9981 | 120.1405 | 257.0041 | 185.0334 | 208.7536 | 115.229 | 114.7443 | 43.0793 | 92.9936 | 292.113 | 204.941 | 239.7508 | 233.6311 | 172.1242 | 222.8176 | 154.0053
641 | 17 | 27 | 1 | 112.772 | 165.804 | 309.927 | 129.7744 | 253.1729 | 194.5029 | 226.9679 | 125.9174 | 139.6209 | 44.2324 | 101.6566 | 300.8447 | 199.7984 | 268.0512 | 247.9773 | 210.5569 | 227.3362 | 176.0612
642 | 18 | 27 | 1 | 116.6542 | 149.0969 | 318.6729 | 131.7342 | 254.6827 | 190.4934 | 222.6446 | 126.8726 | 140.5815 | 46.1012 | 102.8675 | 307.1253 | 203.0513 | 273.6673 | 236.7225 | 195.1657 | 223.0065 | 175.98
643 | 19 | 27 | 1 | 113.0249 | 132.6654 | 318.0334 | 126.9298 | 254.8496 | 182.6656 | 220.2412 | 128.9986 | 139.6368 | 44.5162 | 103.4985 | 305.0377 | 196.0963 | 266.5567 | 220.0976 | 181.1801 | 222.2375 | 172.6629
644 | 20 | 27 | 1 | 108.8488 | 122.3033 | 312.2188 | 121.4949 | 256.6308 | 174.5732 | 213.9436 | 129.3055 | 141.2429 | 42.3347 | 99.6371 | 302.2561 | 186.393 | 264.894 | 225.2519 | 169.0819 | 225.2307 | 173.4102
645 | 21 | 27 | 1 | 111.0845 | 116.8231 | 304.3619 | 119.2046 | 245.3802 | 168.394 | 221.8243 | 117.4028 | 137.3417 | 46.4995 | 89.5971 | 305.8271 | 178.4247 | 260.6099 | 229.8729 | 168.472 | 220.2675 | 168.4564
646 | 22 | 27 | 1 | 109.2584 | 111.1618 | 303.5344 | 117.5368 | 251.3535 | 167.9693 | 229.0712 | 121.4589 | 136.814 | 40.0945 | 90.9539 | 294.8286 | 195.5896 | 269.3482 | 219.1766 | 169.673 | 232.028 | 169.6413
647 | 23 | 27 | 1 | 108.4766 | 116.6696 | 313.303 | 114.8927 | 243.1528 | 165.2982 | 231.5748 | 115.7876 | 137.5455 | 39.2993 | 91.8061 | 287.5597 | 183.8879 | 269.3235 | 234.2406 | 178.9822 | 218.749 | 173.0756
648 | 0 | 28 | 1 | 101.0104 | 104.749 | 315.6789 | 113.3125 | 240.4775 | 166.9273 | 228.4811 | 120.6931 | 140.0194 | 39.5114 | 97.3426 | 284.9096 | 180.7678 | 276.0203 | 210.8371 | 175.5171 | 223.4096 | 171.773
649 | 1 | 28 | 1 | 98.0099 | 118.0417 | 315.3383 | 113.417 | 236.4181 | 170.7804 | 229.4873 | 118.7519 | 138.5019 | 42.3135 | 97.9146 | 286.8798 | 187.4015 | 280.689 | 200.9735 | 172.3505 | 221.896 | 173.4358
650 | 2 | 28 | 1 | 95.8921 | 107.1413 | 313.9877 | 111.9903 | 238.6536 | 166.2998 | 226.432 | 114.475 | 138.0949 | 42.4987 | 93.7064 | 285.6477 | 190.3308 | 284.7279 | 205.8321 | 164.7844 | 228.9683 | 171.2345
651 | 3 | 28 | 1 | 99.7967 | 105.4403 | 315.8204 | 113.9355 | 246.3161 | 167.6674 | 230.2333 | 110.376 | 136.6795 | 40.4673 | 92.9396 | 290.0143 | 186.6163 | 286.024 | 192.2983 | 175.0353 | 220.305 | 167.8154
652 | 4 | 28 | 1 | 99.2311 | 112.2976 | 316.8863 | 114.0601 | 255.0174 | 168.2852 | 231.6591 | 118.0871 | 135.5686 | 41.4219 | 94.7551 | 294.3171 | 185.8098 | 279.5105 | 204.6827 | 182.7957 | 222.8422 | 168.1251
653 | 5 | 28 | 1 | 100.8709 | 107.4499 | 315.3043 | 112.8659 | 253.2132 | 171.3548 | 227.3197 | 113.8567 | 143.2154 | 40.7115 | 92.0598 | 292.2095 | 205.5143 | 284.0377 | 207.4272 | 178.877 | 229.5463 | 168.1407
654 | 6 | 28 | 1 | 101.5172 | 108.9582 | 310.5506 | 119.0829 | 243.0372 | 173.3174 | 221.0263 | 119.4725 | 137.5466 | 44.7537 | 92.3762 | 294.6834 | 198.1539 | 272.9134 | 223.008 | 180.2835 | 207.8571 | 173.0528
655 | 7 | 28 | 1 | 85.1069 | 85.6972 | 227.1854 | 124.2854 | 222.8304 | 169.1122 | 161.7212 | 113.3832 | 137.7623 | 42.7875 | 96.6283 | 286.5028 | 180.1829 | 263.2231 | 223.8921 | 164.1698 | 189.5653 | 147.8389
656 | 8 | 28 | 1 | 71.6685 | 56.4 | 179.9508 | 123.6201 | 206.8183 | 137.2 | 144.3276 | 102.1089 | 110.3502 | 34.256 | 97.5908 | 239.4221 | 150.4762 | 208.7485 | 216.2437 | 153.0597 | 157.5414 | 95.2647
657 | 9 | 28 | 1 | 74.518 | 51.3503 | 180.7799 | 125.9096 | 200.2889 | 140.115 | 142.6624 | 98.7146 | 100.6054 | 33.0202 | 101.8775 | 223.9969 | 146.9375 | 204.0816 | 199.1382 | 133.7583 | 123.0217 | 87.6155
658 | 10 | 28 | 1 | 77.5054 | 48.7024 | 186.639 | 125.5436 | 200.6716 | 142.9178 | 137.4995 | 100.3587 | 99.2627 | 35.1492 | 100.942 | 218.3563 | 144.8789 | 196.121 | 207.3864 | 141.8464 | 119.2854 | 85.981
659 | 11 | 28 | 1 | 77.0115 | 49.5499 | 186.7559 | 123.5501 | 200.0257 | 147.1323 | 139.9014 | 107.9328 | 98.5815 | 34.6035 | 102.475 | 225.1637 | 148.2555 | 205.9636 | 205.402 | 144.9618 | 119.2184 | 88.0965
660 | 12 | 28 | 1 | 72.2906 | 49.0498 | 193.1988 | 121.3561 | 192.5124 | 136.9919 | 140.9165 | 103.206 | 96.3138 | 33.0375 | 102.4155 | 227.971 | 143.3599 | 203.3293 | 197.5478 | 134.8649 | 117.997 | 89.3362
661 | 13 | 28 | 1 | 70.2694 | 52.7145 | 173.4089 | 119.3607 | 183.7306 | 138.3068 | 139.8988 | 101.9313 | 95.9026 | 36.6466 | 94.5012 | 225.982 | 137.8126 | 201.1784 | 185.9292 | 136.9378 | 116.2552 | 85.5326
662 | 14 | 28 | 1 | 72.6083 | 44.7751 | 173.2554 | 117.6106 | 200.1782 | 140.0797 | 146.8508 | 109.8017 | 95.6392 | 34.275 | 90.8006 | 224.4547 | 148.5431 | 198.8384 | 200.8679 | 134.2853 | 127.3662 | 87.4399
663 | 15 | 28 | 1 | 91.636 | 50.6479 | 173.4691 | 118.3797 | 226.2119 | 159.157 | 157.2581 | 113.5353 | 98.723 | 41.4889 | 92.159 | 251.3433 | 183.1345 | 208.586 | 222.2628 | 143.6709 | 158.8202 | 97.2501
664 | 16 | 28 | 1 | 111.1399 | 100.9355 | 222.9981 | 120.1405 | 257.0041 | 185.0334 | 208.7536 | 115.229 | 114.7443 | 43.0793 | 92.9936 | 292.113 | 204.941 | 239.7508 | 233.6311 | 172.1242 | 222.8176 | 154.0053
665 | 17 | 28 | 1 | 112.772 | 165.804 | 309.927 | 129.7744 | 253.1729 | 194.5029 | 226.9679 | 125.9174 | 139.6209 | 44.2324 | 101.6566 | 300.8447 | 199.7984 | 268.0512 | 247.9773 | 210.5569 | 227.3362 | 176.0612
666 | 18 | 28 | 1 | 116.6542 | 149.0969 | 318.6729 | 131.7342 | 254.6827 | 190.4934 | 222.6446 | 126.8726 | 140.5815 | 46.1012 | 102.8675 | 307.1253 | 203.0513 | 273.6673 | 236.7225 | 195.1657 | 223.0065 | 175.98
667 | 19 | 28 | 1 | 113.0249 | 132.6654 | 318.0334 | 126.9298 | 254.8496 | 182.6656 | 220.2412 | 128.9986 | 139.6368 | 44.5162 | 103.4985 | 305.0377 | 196.0963 | 266.5567 | 220.0976 | 181.1801 | 222.2375 | 172.6629
668 | 20 | 28 | 1 | 108.8488 | 122.3033 | 312.2188 | 121.4949 | 256.6308 | 174.5732 | 213.9436 | 129.3055 | 141.2429 | 42.3347 | 99.6371 | 302.2561 | 186.393 | 264.894 | 225.2519 | 169.0819 | 225.2307 | 173.4102
669 | 21 | 28 | 1 | 111.0845 | 116.8231 | 304.3619 | 119.2046 | 245.3802 | 168.394 | 221.8243 | 117.4028 | 137.3417 | 46.4995 | 89.5971 | 305.8271 | 178.4247 | 260.6099 | 229.8729 | 168.472 | 220.2675 | 168.4564
670 | 22 | 28 | 1 | 109.2584 | 111.1618 | 303.5344 | 117.5368 | 251.3535 | 167.9693 | 229.0712 | 121.4589 | 136.814 | 40.0945 | 90.9539 | 294.8286 | 195.5896 | 269.3482 | 219.1766 | 169.673 | 232.028 | 169.6413
671 | 23 | 28 | 1 | 108.4766 | 116.6696 | 313.303 | 114.8927 | 243.1528 | 165.2982 | 231.5748 | 115.7876 | 137.5455 | 39.2993 | 91.8061 | 287.5597 | 183.8879 | 269.3235 | 234.2406 | 178.9822 | 218.749 | 173.0756
672 | 0 | 29 | 1 | 101.0104 | 104.749 | 315.6789 | 113.3125 | 240.4775 | 166.9273 | 228.4811 | 120.6931 | 140.0194 | 39.5114 | 97.3426 | 284.9096 | 180.7678 | 276.0203 | 210.8371 | 175.5171 | 223.4096 | 171.773
673 | 1 | 29 | 1 | 98.0099 | 118.0417 | 315.3383 | 113.417 | 236.4181 | 170.7804 | 229.4873 | 118.7519 | 138.5019 | 42.3135 | 97.9146 | 286.8798 | 187.4015 | 280.689 | 200.9735 | 172.3505 | 221.896 | 173.4358
674 | 2 | 29 | 1 | 95.8921 | 107.1413 | 313.9877 | 111.9903 | 238.6536 | 166.2998 | 226.432 | 114.475 | 138.0949 | 42.4987 | 93.7064 | 285.6477 | 190.3308 | 284.7279 | 205.8321 | 164.7844 | 228.9683 | 171.2345
675 | 3 | 29 | 1 | 99.7967 | 105.4403 | 315.8204 | 113.9355 | 246.3161 | 167.6674 | 230.2333 | 110.376 | 136.6795 | 40.4673 | 92.9396 | 290.0143 | 186.6163 | 286.024 | 192.2983 | 175.0353 | 220.305 | 167.8154
676 | 4 | 29 | 1 | 99.2311 | 112.2976 | 316.8863 | 114.0601 | 255.0174 | 168.2852 | 231.6591 | 118.0871 | 135.5686 | 41.4219 | 94.7551 | 294.3171 | 185.8098 | 279.5105 | 204.6827 | 182.7957 | 222.8422 | 168.1251
677 | 5 | 29 | 1 | 100.8709 | 107.4499 | 315.3043 | 112.8659 | 253.2132 | 171.3548 | 227.3197 | 113.8567 | 143.2154 | 40.7115 | 92.0598 | 292.2095 | 205.5143 | 284.0377 | 207.4272 | 178.877 | 229.5463 | 168.1407
678 | 6 | 29 | 1 | 101.5172 | 108.9582 | 310.5506 | 119.0829 | 243.0372 | 173.3174 | 221.0263 | 119.4725 | 137.5466 | 44.7537 | 92.3762 | 294.6834 | 198.1539 | 272.9134 | 223.008 | 180.2835 | 207.8571 | 173.0528
679 | 7 | 29 | 1 | 85.1069 | 85.6972 | 227.1854 | 124.2854 | 222.8304 | 169.1122 | 161.7212 | 113.3832 | 137.7623 | 42.7875 | 96.6283 | 286.5028 | 180.1829 | 263.2231 | 223.8921 | 164.1698 | 189.5653 | 147.8389
680 | 8 | 29 | 1 | 71.6685 | 56.4 | 179.9508 | 123.6201 | 206.8183 | 137.2 | 144.3276 | 102.1089 | 110.3502 | 34.256 | 97.5908 | 239.4221 | 150.4762 | 208.7485 | 216.2437 | 153.0597 | 157.5414 | 95.2647
681 | 9 | 29 | 1 | 74.518 | 51.3503 | 180.7799 | 125.9096 | 200.2889 | 140.115 | 142.6624 | 98.7146 | 100.6054 | 33.0202 | 101.8775 | 223.9969 | 146.9375 | 204.0816 | 199.1382 | 133.7583 | 123.0217 | 87.6155
682 | 10 | 29 | 1 | 77.5054 | 48.7024 | 186.639 | 125.5436 | 200.6716 | 142.9178 | 137.4995 | 100.3587 | 99.2627 | 35.1492 | 100.942 | 218.3563 | 144.8789 | 196.121 | 207.3864 | 141.8464 | 119.2854 | 85.981
683 | 11 | 29 | 1 | 77.0115 | 49.5499 | 186.7559 | 123.5501 | 200.0257 | 147.1323 | 139.9014 | 107.9328 | 98.5815 | 34.6035 | 102.475 | 225.1637 | 148.2555 | 205.9636 | 205.402 | 144.9618 | 119.2184 | 88.0965
684 | 12 | 29 | 1 | 72.2906 | 49.0498 | 193.1988 | 121.3561 | 192.5124 | 136.9919 | 140.9165 | 103.206 | 96.3138 | 33.0375 | 102.4155 | 227.971 | 143.3599 | 203.3293 | 197.5478 | 134.8649 | 117.997 | 89.3362
685 | 13 | 29 | 1 | 70.2694 | 52.7145 | 173.4089 | 119.3607 | 183.7306 | 138.3068 | 139.8988 | 101.9313 | 95.9026 | 36.6466 | 94.5012 | 225.982 | 137.8126 | 201.1784 | 185.9292 | 136.9378 | 116.2552 | 85.5326
686 | 14 | 29 | 1 | 72.6083 | 44.7751 | 173.2554 | 117.6106 | 200.1782 | 140.0797 | 146.8508 | 109.8017 | 95.6392 | 34.275 | 90.8006 | 224.4547 | 148.5431 | 198.8384 | 200.8679 | 134.2853 | 127.3662 | 87.4399
687 | 15 | 29 | 1 | 91.636 | 50.6479 | 173.4691 | 118.3797 | 226.2119 | 159.157 | 157.2581 | 113.5353 | 98.723 | 41.4889 | 92.159 | 251.3433 | 183.1345 | 208.586 | 222.2628 | 143.6709 | 158.8202 | 97.2501
688 | 16 | 29 | 1 | 111.1399 | 100.9355 | 222.9981 | 120.1405 | 257.0041 | 185.0334 | 208.7536 | 115.229 | 114.7443 | 43.0793 | 92.9936 | 292.113 | 204.941 | 239.7508 | 233.6311 | 172.1242 | 222.8176 | 154.0053
689 | 17 | 29 | 1 | 112.772 | 165.804 | 309.927 | 129.7744 | 253.1729 | 194.5029 | 226.9679 | 125.9174 | 139.6209 | 44.2324 | 101.6566 | 300.8447 | 199.7984 | 268.0512 | 247.9773 | 210.5569 | 227.3362 | 176.0612
690 | 18 | 29 | 1 | 116.6542 | 149.0969 | 318.6729 | 131.7342 | 254.6827 | 190.4934 | 222.6446 | 126.8726 | 140.5815 | 46.1012 | 102.8675 | 307.1253 | 203.0513 | 273.6673 | 236.7225 | 195.1657 | 223.0065 | 175.98
691 | 19 | 29 | 1 | 113.0249 | 132.6654 | 318.0334 | 126.9298 | 254.8496 | 182.6656 | 220.2412 | 128.9986 | 139.6368 | 44.5162 | 103.4985 | 305.0377 | 196.0963 | 266.5567 | 220.0976 | 181.1801 | 222.2375 | 172.6629
692 | 20 | 29 | 1 | 108.8488 | 122.3033 | 312.2188 | 121.4949 | 256.6308 | 174.5732 | 213.9436 | 129.3055 | 141.2429 | 42.3347 | 99.6371 | 302.2561 | 186.393 | 264.894 | 225.2519 | 169.0819 | 225.2307 | 173.4102
693 | 21 | 29 | 1 | 111.0845 | 116.8231 | 304.3619 | 119.2046 | 245.3802 | 168.394 | 221.8243 | 117.4028 | 137.3417 | 46.4995 | 89.5971 | 305.8271 | 178.4247 | 260.6099 | 229.8729 | 168.472 | 220.2675 | 168.4564
694 | 22 | 29 | 1 | 109.2584 | 111.1618 | 303.5344 | 117.5368 | 251.3535 | 167.9693 | 229.0712 | 121.4589 | 136.814 | 40.0945 | 90.9539 | 294.8286 | 195.5896 | 269.3482 | 219.1766 | 169.673 | 232.028 | 169.6413
695 | 23 | 29 | 1 | 108.4766 | 116.6696 | 313.303 | 114.8927 | 243.1528 | 165.2982 | 231.5748 | 115.7876 | 137.5455 | 39.2993 | 91.8061 | 287.5597 | 183.8879 | 269.3235 | 234.2406 | 178.9822 | 218.749 | 173.0756
696 | 0 | 30 | 1 | 101.0104 | 104.749 | 315.6789 | 113.3125 | 240.4775 | 166.9273 | 228.4811 | 120.6931 | 140.0194 | 39.5114 | 97.3426 | 284.9096 | 180.7678 | 276.0203 | 210.8371 | 175.5171 | 223.4096 | 171.773
697 | 1 | 30 | 1 | 98.0099 | 118.0417 | 315.3383 | 113.417 | 236.4181 | 170.7804 | 229.4873 | 118.7519 | 138.5019 | 42.3135 | 97.9146 | 286.8798 | 187.4015 | 280.689 | 200.9735 | 172.3505 | 221.896 | 173.4358
698 | 2 | 30 | 1 | 95.8921 | 107.1413 | 313.9877 | 111.9903 | 238.6536 | 166.2998 | 226.432 | 114.475 | 138.0949 | 42.4987 | 93.7064 | 285.6477 | 190.3308 | 284.7279 | 205.8321 | 164.7844 | 228.9683 | 171.2345
699 | 3 | 30 | 1 | 99.7967 | 105.4403 | 315.8204 | 113.9355 | 246.3161 | 167.6674 | 230.2333 | 110.376 | 136.6795 | 40.4673 | 92.9396 | 290.0143 | 186.6163 | 286.024 | 192.2983 | 175.0353 | 220.305 | 167.8154
700 | 4 | 30 | 1 | 99.2311 | 112.2976 | 316.8863 | 114.0601 | 255.0174 | 168.2852 | 231.6591 | 118.0871 | 135.5686 | 41.4219 | 94.7551 | 294.3171 | 185.8098 | 279.5105 | 204.6827 | 182.7957 | 222.8422 | 168.1251
701 | 5 | 30 | 1 | 100.8709 | 107.4499 | 315.3043 | 112.8659 | 253.2132 | 171.3548 | 227.3197 | 113.8567 | 143.2154 | 40.7115 | 92.0598 | 292.2095 | 205.5143 | 284.0377 | 207.4272 | 178.877 | 229.5463 | 168.1407
702 | 6 | 30 | 1 | 101.5172 | 108.9582 | 310.5506 | 119.0829 | 243.0372 | 173.3174 | 221.0263 | 119.4725 | 137.5466 | 44.7537 | 92.3762 | 294.6834 | 198.1539 | 272.9134 | 223.008 | 180.2835 | 207.8571 | 173.0528
703 | 7 | 30 | 1 | 85.1069 | 85.6972 | 227.1854 | 124.2854 | 222.8304 | 169.1122 | 161.7212 | 113.3832 | 137.7623 | 42.7875 | 96.6283 | 286.5028 | 180.1829 | 263.2231 | 223.8921 | 164.1698 | 189.5653 | 147.8389
704 | 8 | 30 | 1 | 71.6685 | 56.4 | 179.9508 | 123.6201 | 206.8183 | 137.2 | 144.3276 | 102.1089 | 110.3502 | 34.256 | 97.5908 | 239.4221 | 150.4762 | 208.7485 | 216.2437 | 153.0597 | 157.5414 | 95.2647
705 | 9 | 30 | 1 | 74.518 | 51.3503 | 180.7799 | 125.9096 | 200.2889 | 140.115 | 142.6624 | 98.7146 | 100.6054 | 33.0202 | 101.8775 | 223.9969 | 146.9375 | 204.0816 | 199.1382 | 133.7583 | 123.0217 | 87.6155
706 | 10 | 30 | 1 | 77.5054 | 48.7024 | 186.639 | 125.5436 | 200.6716 | 142.9178 | 137.4995 | 100.3587 | 99.2627 | 35.1492 | 100.942 | 218.3563 | 144.8789 | 196.121 | 207.3864 | 141.8464 | 119.2854 | 85.981
707 | 11 | 30 | 1 | 77.0115 | 49.5499 | 186.7559 | 123.5501 | 200.0257 | 147.1323 | 139.9014 | 107.9328 | 98.5815 | 34.6035 | 102.475 | 225.1637 | 148.2555 | 205.9636 | 205.402 | 144.9618 | 119.2184 | 88.0965
708 | 12 | 30 | 1 | 72.2906 | 49.0498 | 193.1988 | 121.3561 | 192.5124 | 136.9919 | 140.9165 | 103.206 | 96.3138 | 33.0375 | 102.4155 | 227.971 | 143.3599 | 203.3293 | 197.5478 | 134.8649 | 117.997 | 89.3362
709 | 13 | 30 | 1 | 70.2694 | 52.7145 | 173.4089 | 119.3607 | 183.7306 | 138.3068 | 139.8988 | 101.9313 | 95.9026 | 36.6466 | 94.5012 | 225.982 | 137.8126 | 201.1784 | 185.9292 | 136.9378 | 116.2552 | 85.5326
710 | 14 | 30 | 1 | 72.6083 | 44.7751 | 173.2554 | 117.6106 | 200.1782 | 140.0797 | 146.8508 | 109.8017 | 95.6392 | 34.275 | 90.8006 | 224.4547 | 148.5431 | 198.8384 | 200.8679 | 134.2853 | 127.3662 | 87.4399
711 | 15 | 30 | 1 | 91.636 | 50.6479 | 173.4691 | 118.3797 | 226.2119 | 159.157 | 157.2581 | 113.5353 | 98.723 | 41.4889 | 92.159 | 251.3433 | 183.1345 | 208.586 | 222.2628 | 143.6709 | 158.8202 | 97.2501
712 | 16 | 30 | 1 | 111.1399 | 100.9355 | 222.9981 | 120.1405 | 257.0041 | 185.0334 | 208.7536 | 115.229 | 114.7443 | 43.0793 | 92.9936 | 292.113 | 204.941 | 239.7508 | 233.6311 | 172.1242 | 222.8176 | 154.0053
713 | 17 | 30 | 1 | 112.772 | 165.804 | 309.927 | 129.7744 | 253.1729 | 194.5029 | 226.9679 | 125.9174 | 139.6209 | 44.2324 | 101.6566 | 300.8447 | 199.7984 | 268.0512 | 247.9773 | 210.5569 | 227.3362 | 176.0612
714 | 18 | 30 | 1 | 116.6542 | 149.0969 | 318.6729 | 131.7342 | 254.6827 | 190.4934 | 222.6446 | 126.8726 | 140.5815 | 46.1012 | 102.8675 | 307.1253 | 203.0513 | 273.6673 | 236.7225 | 195.1657 | 223.0065 | 175.98
715 | 19 | 30 | 1 | 113.0249 | 132.6654 | 318.0334 | 126.9298 | 254.8496 | 182.6656 | 220.2412 | 128.9986 | 139.6368 | 44.5162 | 103.4985 | 305.0377 | 196.0963 | 266.5567 | 220.0976 | 181.1801 | 222.2375 | 172.6629
716 | 20 | 30 | 1 | 108.8488 | 122.3033 | 312.2188 | 121.4949 | 256.6308 | 174.5732 | 213.9436 | 129.3055 | 141.2429 | 42.3347 | 99.6371 | 302.2561 | 186.393 | 264.894 | 225.2519 | 169.0819 | 225.2307 | 173.4102
717 | 21 | 30 | 1 | 111.0845 | 116.8231 | 304.3619 | 119.2046 | 245.3802 | 168.394 | 221.8243 | 117.4028 | 137.3417 | 46.4995 | 89.5971 | 305.8271 | 178.4247 | 260.6099 | 229.8729 | 168.472 | 220.2675 | 168.4564
718 | 22 | 30 | 1 | 109.2584 | 111.1618 | 303.5344 | 117.5368 | 251.3535 | 167.9693 | 229.0712 | 121.4589 | 136.814 | 40.0945 | 90.9539 | 294.8286 | 195.5896 | 269.3482 | 219.1766 | 169.673 | 232.028 | 169.6413
719 | 23 | 30 | 1 | 108.4766 | 116.6696 | 313.303 | 114.8927 | 243.1528 | 165.2982 | 231.5748 | 115.7876 | 137.5455 | 39.2993 | 91.8061 | 287.5597 | 183.8879 | 269.3235 | 234.2406 | 178.9822 | 218.749 | 173.0756
720 | 0 | 31 | 1 | 101.0104 | 104.749 | 315.6789 | 113.3125 | 240.4775 | 166.9273 | 228.4811 | 120.6931 | 140.0194 | 39.5114 | 97.3426 | 284.9096 | 180.7678 | 276.0203 | 210.8371 | 175.5171 | 223.4096 | 171.773
721 | 1 | 31 | 1 | 98.0099 | 118.0417 | 315.3383 | 113.417 | 236.4181 | 170.7804 | 229.4873 | 118.7519 | 138.5019 | 42.3135 | 97.9146 | 286.8798 | 187.4015 | 280.689 | 200.9735 | 172.3505 | 221.896 | 173.4358
722 | 2 | 31 | 1 | 95.8921 | 107.1413 | 313.9877 | 111.9903 | 238.6536 | 166.2998 | 226.432 | 114.475 | 138.0949 | 42.4987 | 93.7064 | 285.6477 | 190.3308 | 284.7279 | 205.8321 | 164.7844 | 228.9683 | 171.2345
723 | 3 | 31 | 1 | 99.7967 | 105.4403 | 315.8204 | 113.9355 | 246.3161 | 167.6674 | 230.2333 | 110.376 | 136.6795 | 40.4673 | 92.9396 | 290.0143 | 186.6163 | 286.024 | 192.2983 | 175.0353 | 220.305 | 167.8154
724 | 4 | 31 | 1 | 99.2311 | 112.2976 | 316.8863 | 114.0601 | 255.0174 | 168.2852 | 231.6591 | 118.0871 | 135.5686 | 41.4219 | 94.7551 | 294.3171 | 185.8098 | 279.5105 | 204.6827 | 182.7957 | 222.8422 | 168.1251
725 | 5 | 31 | 1 | 100.8709 | 107.4499 | 315.3043 | 112.8659 | 253.2132 | 171.3548 | 227.3197 | 113.8567 | 143.2154 | 40.7115 | 92.0598 | 292.2095 | 205.5143 | 284.0377 | 207.4272 | 178.877 | 229.5463 | 168.1407
726 | 6 | 31 | 1 | 101.5172 | 108.9582 | 310.5506 | 119.0829 | 243.0372 | 173.3174 | 221.0263 | 119.4725 | 137.5466 | 44.7537 | 92.3762 | 294.6834 | 198.1539 | 272.9134 | 223.008 | 180.2835 | 207.8571 | 173.0528
727 | 7 | 31 | 1 | 85.1069 | 85.6972 | 227.1854 | 124.2854 | 222.8304 | 169.1122 | 161.7212 | 113.3832 | 137.7623 | 42.7875 | 96.6283 | 286.5028 | 180.1829 | 263.2231 | 223.8921 | 164.1698 | 189.5653 | 147.8389
728 | 8 | 31 | 1 | 71.6685 | 56.4 | 179.9508 | 123.6201 | 206.8183 | 137.2 | 144.3276 | 102.1089 | 110.3502 | 34.256 | 97.5908 | 239.4221 | 150.4762 | 208.7485 | 216.2437 | 153.0597 | 157.5414 | 95.2647
729 | 9 | 31 | 1 | 74.518 | 51.3503 | 180.7799 | 125.9096 | 200.2889 | 140.115 | 142.6624 | 98.7146 | 100.6054 | 33.0202 | 101.8775 | 223.9969 | 146.9375 | 204.0816 | 199.1382 | 133.7583 | 123.0217 | 87.6155
730 | 10 | 31 | 1 | 77.5054 | 48.7024 | 186.639 | 125.5436 | 200.6716 | 142.9178 | 137.4995 | 100.3587 | 99.2627 | 35.1492 | 100.942 | 218.3563 | 144.8789 | 196.121 | 207.3864 | 141.8464 | 119.2854 | 85.981
731 | 11 | 31 | 1 | 77.0115 | 49.5499 | 186.7559 | 123.5501 | 200.0257 | 147.1323 | 139.9014 | 107.9328 | 98.5815 | 34.6035 | 102.475 | 225.1637 | 148.2555 | 205.9636 | 205.402 | 144.9618 | 119.2184 | 88.0965
732 | 12 | 31 | 1 | 72.2906 | 49.0498 | 193.1988 | 121.3561 | 192.5124 | 136.9919 | 140.9165 | 103.206 | 96.3138 | 33.0375 | 102.4155 | 227.971 | 143.3599 | 203.3293 | 197.5478 | 134.8649 | 117.997 | 89.3362
733 | 13 | 31 | 1 | 70.2694 | 52.7145 | 173.4089 | 119.3607 | 183.7306 | 138.3068 | 139.8988 | 101.9313 | 95.9026 | 36.6466 | 94.5012 | 225.982 | 137.8126 | 201.1784 | 185.9292 | 136.9378 | 116.2552 | 85.5326
734 | 14 | 31 | 1 | 72.6083 | 44.7751 | 173.2554 | 117.6106 | 200.1782 | 140.0797 | 146.8508 | 109.8017 | 95.6392 | 34.275 | 90.8006 | 224.4547 | 148.5431 | 198.8384 | 200.8679 | 134.2853 | 127.3662 | 87.4399
735 | 15 | 31 | 1 | 91.636 | 50.6479 | 173.4691 | 118.3797 | 226.2119 | 159.157 | 157.2581 | 113.5353 | 98.723 | 41.4889 | 92.159 | 251.3433 | 183.1345 | 208.586 | 222.2628 | 143.6709 | 158.8202 | 97.2501
736 | 16 | 31 | 1 | 111.1399 | 100.9355 | 222.9981 | 120.1405 | 257.0041 | 185.0334 | 208.7536 | 115.229 | 114.7443 | 43.0793 | 92.9936 | 292.113 | 204.941 | 239.7508 | 233.6311 | 172.1242 | 222.8176 | 154.0053
737 | 17 | 31 | 1 | 112.772 | 165.804 | 309.927 | 129.7744 | 253.1729 | 194.5029 | 226.9679 | 125.9174 | 139.6209 | 44.2324 | 101.6566 | 300.8447 | 199.7984 | 268.0512 | 247.9773 | 210.5569 | 227.3362 | 176.0612
738 | 18 | 31 | 1 | 116.6542 | 149.0969 | 318.6729 | 131.7342 | 254.6827 | 190.4934 | 222.6446 | 126.8726 | 140.5815 | 46.1012 | 102.8675 | 307.1253 | 203.0513 | 273.6673 | 236.7225 | 195.1657 | 223.0065 | 175.98
739 | 19 | 31 | 1 | 113.0249 | 132.6654 | 318.0334 | 126.9298 | 254.8496 | 182.6656 | 220.2412 | 128.9986 | 139.6368 | 44.5162 | 103.4985 | 305.0377 | 196.0963 | 266.5567 | 220.0976 | 181.1801 | 222.2375 | 172.6629
740 | 20 | 31 | 1 | 108.8488 | 122.3033 | 312.2188 | 121.4949 | 256.6308 | 174.5732 | 213.9436 | 129.3055 | 141.2429 | 42.3347 | 99.6371 | 302.2561 | 186.393 | 264.894 | 225.2519 | 169.0819 | 225.2307 | 173.4102
741 | 21 | 31 | 1 | 111.0845 | 116.8231 | 304.3619 | 119.2046 | 245.3802 | 168.394 | 221.8243 | 117.4028 | 137.3417 | 46.4995 | 89.5971 | 305.8271 | 178.4247 | 260.6099 | 229.8729 | 168.472 | 220.2675 | 168.4564
742 | 22 | 31 | 1 | 109.2584 | 111.1618 | 303.5344 | 117.5368 | 251.3535 | 167.9693 | 229.0712 | 121.4589 | 136.814 | 40.0945 | 90.9539 | 294.8286 | 195.5896 | 269.3482 | 219.1766 | 169.673 | 232.028 | 169.6413
743 | 23 | 31 | 1 | 108.4766 | 116.6696 | 313.303 | 114.8927 | 243.1528 | 165.2982 | 231.5748 | 115.7876 | 137.5455 | 39.2993 | 91.8061 | 287.5597 | 183.8879 | 269.3235 | 234.2406 | 178.9822 | 218.749 | 173.0756
744 | 0 | 32 | 2 | 91.2471 | 144.7972 | 313.1838 | 114.5163 | 256.0664 | 158.3851 | 250.4911 | 191.0657 | 122.1307 | 44.1157 | 96.6281 | 289.5199 | 199.3954 | 266.3642 | 242.2803 | 204.7103 | 206.1025 | 158.5938
745 | 1 | 32 | 2 | 89.8159 | 147.9815 | 315.3001 | 114.9306 | 252.422 | 162.0754 | 250.1731 | 201.7424 | 125.5264 | 45.7422 | 99.0673 | 288.7057 | 197.1195 | 265.7457 | 232.0725 | 213.1667 | 202.2518 | 161.97
746 | 2 | 32 | 2 | 88.5942 | 152.0316 | 316.6298 | 114.0218 | 256.8159 | 157.4953 | 256.9861 | 195.4934 | 124.4217 | 46.9625 | 100.336 | 288.7167 | 188.8236 | 269.6425 | 242.4583 | 210.9228 | 210.5369 | 158.4408
747 | 3 | 32 | 2 | 88.0671 | 152.7947 | 325.326 | 117.6119 | 263.3141 | 158.344 | 249.7846 | 189.7185 | 125.5741 | 48.0779 | 96.4228 | 295.9079 | 187.4613 | 273.5458 | 241.9788 | 212.4487 | 205.795 | 157.7723
748 | 4 | 32 | 2 | 89.618 | 150.6367 | 318.5003 | 118.4753 | 265.4181 | 165.3072 | 247.741 | 186.9778 | 121.4494 | 46.2223 | 98.21 | 298.8338 | 198.1156 | 271.1075 | 236.4806 | 216.0279 | 200.4884 | 150.8049
749 | 5 | 32 | 2 | 92.2196 | 152.4117 | 306.6917 | 118.8267 | 277.9813 | 166.6669 | 239.9803 | 187.4638 | 125.5637 | 48.0358 | 94.2504 | 304.4419 | 213.4598 | 278.9588 | 229.6541 | 216.4344 | 202.9255 | 158.3327
750 | 6 | 32 | 2 | 83.548 | 157.6143 | 307.1343 | 126.3298 | 269.3944 | 168.7384 | 230.4863 | 184.9824 | 124.2428 | 47.5613 | 97.5745 | 304.5998 | 208.4547 | 276.6406 | 233.6481 | 217.2794 | 204.6207 | 151.7879
751 | 7 | 32 | 2 | 65.4253 | 123.1595 | 217.5226 | 123.7621 | 233.4519 | 136.7973 | 190.0866 | 183.9898 | 122.9492 | 39.1238 | 100.2197 | 271.019 | 162.5769 | 235.4565 | 221.8416 | 194.8741 | 163.962 | 112.7664
752 | 8 | 32 | 2 | 64.3647 | 97.9049 | 178.8176 | 124.3658 | 214.8292 | 133.9529 | 172.0198 | 183.751 | 98.2245 | 34.2577 | 103.2668 | 233.022 | 153.7159 | 212.826 | 193.0231 | 161.645 | 144.9235 | 78.7038
753 | 9 | 32 | 2 | 61.0736 | 87.9164 | 171.3137 | 124.9452 | 213.3945 | 130.1202 | 162.099 | 163.1362 | 88.9756 | 35.5387 | 106.5958 | 217.8183 | 142.6609 | 193.9868 | 200.6822 | 143.1616 | 141.5972 | 70.4884
754 | 10 | 32 | 2 | 60.0527 | 79.5466 | 176.2378 | 123.4565 | 202.9224 | 129.2993 | 159.688 | 161.3372 | 86.5843 | 34.7484 | 105.8473 | 216.3158 | 136.8109 | 197.7186 | 200.8859 | 138.9498 | 139.2431 | 69.2512
755 | 11 | 32 | 2 | 59.7449 | 75.2571 | 172.0485 | 123.3571 | 193.2204 | 121.0048 | 160.0745 | 160.4137 | 85.2424 | 35.3567 | 103.9279 | 214.9995 | 134.3652 | 191.8654 | 198.1919 | 133.3583 | 135.3738 | 68.2237
756 | 12 | 32 | 2 | 58.9875 | 69.2047 | 179.1888 | 118.1304 | 194.2072 | 119.4758 | 154.2428 | 150.2997 | 84.2849 | 35.4483 | 95.4572 | 206.8309 | 136.6921 | 186.5907 | 192.2987 | 133.4912 | 140.034 | 70.2399
757 | 13 | 32 | 2 | 61.7924 | 65.4083 | 171.9762 | 115.2935 | 194.1116 | 124.4921 | 152.536 | 149.3953 | 84.3512 | 36.7987 | 93.4811 | 206.6153 | 129.8329 | 186.9987 | 186.1789 | 124.8122 | 129.012 | 67.3031
758 | 14 | 32 | 2 | 61.0734 | 64.9224 | 175.9089 | 119.4334 | 198.4595 | 119.2973 | 155.6195 | 160.8993 | 83.8465 | 38.8669 | 92.3046 | 212.0624 | 126.1922 | 185.2438 | 183.8999 | 122.9126 | 124.3006 | 74.0912
759 | 15 | 32 | 2 | 70.5814 | 68.1007 | 186.2597 | 121.494 | 225.9469 | 126.0389 | 163.4023 | 166.2932 | 85.74 | 39.4226 | 94.0752 | 222.0064 | 151.7748 | 190.7283 | 184.1097 | 130.3607 | 145.9241 | 80.5852
760 | 16 | 32 | 2 | 87.133 | 89.8302 | 199.6652 | 123.0671 | 275.2404 | 169.1034 | 200.6318 | 170.7616 | 94.5842 | 46.0858 | 98.2009 | 264.0534 | 202.4251 | 214.1427 | 239.5171 | 172.5643 | 180.4537 | 112.9349
761 | 17 | 32 | 2 | 92.9312 | 145.7023 | 302.6891 | 128.2677 | 278.2792 | 177.9869 | 238.423 | 185.6543 | 119.3095 | 49.4819 | 101.1028 | 301.1637 | 217.7384 | 263.2731 | 256.25 | 219.5038 | 217.6845 | 139.0091
762 | 18 | 32 | 2 | 99.9307 | 155.1295 | 321.3258 | 133.8079 | 267.3487 | 188.1592 | 232.7391 | 197.9892 | 125.8336 | 49.3963 | 102.9254 | 313.2827 | 212.4352 | 270.9532 | 260.2733 | 220.6708 | 219.8149 | 141.0582
763 | 19 | 32 | 2 | 98.9014 | 152.9087 | 320.7918 | 132.9399 | 278.531 | 178.9294 | 231.924 | 190.9974 | 124.3014 | 49.4685 | 102.1832 | 304.8291 | 215.8339 | 270.599 | 259.1152 | 218.3551 | 224.9506 | 145.5328
764 | 20 | 32 | 2 | 96.1128 | 138.7885 | 311.4234 | 130.3254 | 272.2028 | 180.2783 | 227.464 | 190.5717 | 122.7886 | 47.9011 | 108.1369 | 301.3306 | 207.9858 | 263.1194 | 260.1329 | 209.8577 | 227.2133 | 141.8393
765 | 21 | 32 | 2 | 93.0531 | 135.9148 | 306.096 | 129.2035 | 263.9491 | 164.3159 | 230.9923 | 199.3911 | 121.4563 | 50.1704 | 100.7606 | 297.6329 | 195.295 | 258.4281 | 263.9817 | 208.3101 | 221.4111 | 138.3978
766 | 22 | 32 | 2 | 92.6596 | 129.5734 | 303.7491 | 122.5385 | 251.5209 | 164.1911 | 237.9396 | 193.7659 | 120.108 | 44.3332 | 98.9052 | 303.6544 | 188.2497 | 261.0023 | 251.74 | 198.7365 | 209.9597 | 149.8036
767 | 23 | 32 | 2 | 88.8984 | 130.7075 | 304.5728 | 118.5622 | 244.5066 | 164.0308 | 241.3321 | 192.9145 | 120.7946 | 45.6279 | 103.2563 | 302.3852 | 182.8414 | 267.6338 | 240.4094 | 194.7559 | 212.3513 | 150.8479
768 | 0 | 33 | 2 | 91.2471 | 144.7972 | 313.1838 | 114.5163 | 256.0664 | 158.3851 | 250.4911 | 191.0657 | 122.1307 | 44.1157 | 96.6281 | 289.5199 | 199.3954 | 266.3642 | 242.2803 | 204.7103 | 206.1025 | 158.5938
769 | 1 | 33 | 2 | 89.8159 | 147.9815 | 315.3001 | 114.9306 | 252.422 | 162.0754 | 250.1731 | 201.7424 | 125.5264 | 45.7422 | 99.0673 | 288.7057 | 197.1195 | 265.7457 | 232.0725 | 213.1667 | 202.2518 | 161.97
770 | 2 | 33 | 2 | 88.5942 | 152.0316 | 316.6298 | 114.0218 | 256.8159 | 157.4953 | 256.9861 | 195.4934 | 124.4217 | 46.9625 | 100.336 | 288.7167 | 188.8236 | 269.6425 | 242.4583 | 210.9228 | 210.5369 | 158.4408
771 | 3 | 33 | 2 | 88.0671 | 152.7947 | 325.326 | 117.6119 | 263.3141 | 158.344 | 249.7846 | 189.7185 | 125.5741 | 48.0779 | 96.4228 | 295.9079 | 187.4613 | 273.5458 | 241.9788 | 212.4487 | 205.795 | 157.7723
772 | 4 | 33 | 2 | 89.618 | 150.6367 | 318.5003 | 118.4753 | 265.4181 | 165.3072 | 247.741 | 186.9778 | 121.4494 | 46.2223 | 98.21 | 298.8338 | 198.1156 | 271.1075 | 236.4806 | 216.0279 | 200.4884 | 150.8049
773 | 5 | 33 | 2 | 92.2196 | 152.4117 | 306.6917 | 118.8267 | 277.9813 | 166.6669 | 239.9803 | 187.4638 | 125.5637 | 48.0358 | 94.2504 | 304.4419 | 213.4598 | 278.9588 | 229.6541 | 216.4344 | 202.9255 | 158.3327
774 | 6 | 33 | 2 | 83.548 | 157.6143 | 307.1343 | 126.3298 | 269.3944 | 168.7384 | 230.4863 | 184.9824 | 124.2428 | 47.5613 | 97.5745 | 304.5998 | 208.4547 | 276.6406 | 233.6481 | 217.2794 | 204.6207 | 151.7879
775 | 7 | 33 | 2 | 65.4253 | 123.1595 | 217.5226 | 123.7621 | 233.4519 | 136.7973 | 190.0866 | 183.9898 | 122.9492 | 39.1238 | 100.2197 | 271.019 | 162.5769 | 235.4565 | 221.8416 | 194.8741 | 163.962 | 112.7664
776 | 8 | 33 | 2 | 64.3647 | 97.9049 | 178.8176 | 124.3658 | 214.8292 | 133.9529 | 172.0198 | 183.751 | 98.2245 | 34.2577 | 103.2668 | 233.022 | 153.7159 | 212.826 | 193.0231 | 161.645 | 144.9235 | 78.7038
777 | 9 | 33 | 2 | 61.0736 | 87.9164 | 171.3137 | 124.9452 | 213.3945 | 130.1202 | 162.099 | 163.1362 | 88.9756 | 35.5387 | 106.5958 | 217.8183 | 142.6609 | 193.9868 | 200.6822 | 143.1616 | 141.5972 | 70.4884
778 | 10 | 33 | 2 | 60.0527 | 79.5466 | 176.2378 | 123.4565 | 202.9224 | 129.2993 | 159.688 | 161.3372 | 86.5843 | 34.7484 | 105.8473 | 216.3158 | 136.8109 | 197.7186 | 200.8859 | 138.9498 | 139.2431 | 69.2512
779 | 11 | 33 | 2 | 59.7449 | 75.2571 | 172.0485 | 123.3571 | 193.2204 | 121.0048 | 160.0745 | 160.4137 | 85.2424 | 35.3567 | 103.9279 | 214.9995 | 134.3652 | 191.8654 | 198.1919 | 133.3583 | 135.3738 | 68.2237
780 | 12 | 33 | 2 | 58.9875 | 69.2047 | 179.1888 | 118.1304 | 194.2072 | 119.4758 | 154.2428 | 150.2997 | 84.2849 | 35.4483 | 95.4572 | 206.8309 | 136.6921 | 186.5907 | 192.2987 | 133.4912 | 140.034 | 70.2399
781 | 13 | 33 | 2 | 61.7924 | 65.4083 | 171.9762 | 115.2935 | 194.1116 | 124.4921 | 152.536 | 149.3953 | 84.3512 | 36.7987 | 93.4811 | 206.6153 | 129.8329 | 186.9987 | 186.1789 | 124.8122 | 129.012 | 67.3031
782 | 14 | 33 | 2 | 61.0734 | 64.9224 | 175.9089 | 119.4334 | 198.4595 | 119.2973 | 155.6195 | 160.8993 | 83.8465 | 38.8669 | 92.3046 | 212.0624 | 126.1922 | 185.2438 | 183.8999 | 122.9126 | 124.3006 | 74.0912
783 | 15 | 33 | 2 | 70.5814 | 68.1007 | 186.2597 | 121.494 | 225.9469 | 126.0389 | 163.4023 | 166.2932 | 85.74 | 39.4226 | 94.0752 | 222.0064 | 151.7748 | 190.7283 | 184.1097 | 130.3607 | 145.9241 | 80.5852
784 | 16 | 33 | 2 | 87.133 | 89.8302 | 199.6652 | 123.0671 | 275.2404 | 169.1034 | 200.6318 | 170.7616 | 94.5842 | 46.0858 | 98.2009 | 264.0534 | 202.4251 | 214.1427 | 239.5171 | 172.5643 | 180.4537 | 112.9349
785 | 17 | 33 | 2 | 92.9312 | 145.7023 | 302.6891 | 128.2677 | 278.2792 | 177.9869 | 238.423 | 185.6543 | 119.3095 | 49.4819 | 101.1028 | 301.1637 | 217.7384 | 263.2731 | 256.25 | 219.5038 | 217.6845 | 139.0091
786 | 18 | 33 | 2 | 99.9307 | 155.1295 | 321.3258 | 133.8079 | 267.3487 | 188.1592 | 232.7391 | 197.9892 | 125.8336 | 49.3963 | 102.9254 | 313.2827 | 212.4352 | 270.9532 | 260.2733 | 220.6708 | 219.8149 | 141.0582
787 | 19 | 33 | 2 | 98.9014 | 152.9087 | 320.7918 | 132.9399 | 278.531 | 178.9294 | 231.924 | 190.9974 | 124.3014 | 49.4685 | 102.1832 | 304.8291 | 215.8339 | 270.599 | 259.1152 | 218.3551 | 224.9506 | 145.5328
788 | 20 | 33 | 2 | 96.1128 | 138.7885 | 311.4234 | 130.3254 | 272.2028 | 180.2783 | 227.464 | 190.5717 | 122.7886 | 47.9011 | 108.1369 | 301.3306 | 207.9858 | 263.1194 | 260.1329 | 209.8577 | 227.2133 | 141.8393
789 | 21 | 33 | 2 | 93.0531 | 135.9148 | 306.096 | 129.2035 | 263.9491 | 164.3159 | 230.9923 | 199.3911 | 121.4563 | 50.1704 | 100.7606 | 297.6329 | 195.295 | 258.4281 | 263.9817 | 208.3101 | 221.4111 | 138.3978
790 | 22 | 33 | 2 | 92.6596 | 129.5734 | 303.7491 | 122.5385 | 251.5209 | 164.1911 | 237.9396 | 193.7659 | 120.108 | 44.3332 | 98.9052 | 303.6544 | 188.2497 | 261.0023 | 251.74 | 198.7365 | 209.9597 | 149.8036
791 | 23 | 33 | 2 | 88.8984 | 130.7075 | 304.5728 | 118.5622 | 244.5066 | 164.0308 | 241.3321 | 192.9145 | 120.7946 | 45.6279 | 103.2563 | 302.3852 | 182.8414 | 267.6338 | 240.4094 | 194.7559 | 212.3513 | 150.8479
792 | 0 | 34 | 2 | 91.2471 | 144.7972 | 313.1838 | 114.5163 | 256.0664 | 158.3851 | 250.4911 | 191.0657 | 122.1307 | 44.1157 | 96.6281 | 289.5199 | 199.3954 | 266.3642 | 242.2803 | 204.7103 | 206.1025 | 158.5938
793 | 1 | 34 | 2 | 89.8159 | 147.9815 | 315.3001 | 114.9306 | 252.422 | 162.0754 | 250.1731 | 201.7424 | 125.5264 | 45.7422 | 99.0673 | 288.7057 | 197.1195 | 265.7457 | 232.0725 | 213.1667 | 202.2518 | 161.97
794 | 2 | 34 | 2 | 88.5942 | 152.0316 | 316.6298 | 114.0218 | 256.8159 | 157.4953 | 256.9861 | 195.4934 | 124.4217 | 46.9625 | 100.336 | 288.7167 | 188.8236 | 269.6425 | 242.4583 | 210.9228 | 210.5369 | 158.4408
795 | 3 | 34 | 2 | 88.0671 | 152.7947 | 325.326 | 117.6119 | 263.3141 | 158.344 | 249.7846 | 189.7185 | 125.5741 | 48.0779 | 96.4228 | 295.9079 | 187.4613 | 273.5458 | 241.9788 | 212.4487 | 205.795 | 157.7723
796 | 4 | 34 | 2 | 89.618 | 150.6367 | 318.5003 | 118.4753 | 265.4181 | 165.3072 | 247.741 | 186.9778 | 121.4494 | 46.2223 | 98.21 | 298.8338 | 198.1156 | 271.1075 | 236.4806 | 216.0279 | 200.4884 | 150.8049
797 | 5 | 34 | 2 | 92.2196 | 152.4117 | 306.6917 | 118.8267 | 277.9813 | 166.6669 | 239.9803 | 187.4638 | 125.5637 | 48.0358 | 94.2504 | 304.4419 | 213.4598 | 278.9588 | 229.6541 | 216.4344 | 202.9255 | 158.3327
798 | 6 | 34 | 2 | 83.548 | 157.6143 | 307.1343 | 126.3298 | 269.3944 | 168.7384 | 230.4863 | 184.9824 | 124.2428 | 47.5613 | 97.5745 | 304.5998 | 208.4547 | 276.6406 | 233.6481 | 217.2794 | 204.6207 | 151.7879
799 | 7 | 34 | 2 | 65.4253 | 123.1595 | 217.5226 | 123.7621 | 233.4519 | 136.7973 | 190.0866 | 183.9898 | 122.9492 | 39.1238 | 100.2197 | 271.019 | 162.5769 | 235.4565 | 221.8416 | 194.8741 | 163.962 | 112.7664
800 | 8 | 34 | 2 | 64.3647 | 97.9049 | 178.8176 | 124.3658 | 214.8292 | 133.9529 | 172.0198 | 183.751 | 98.2245 | 34.2577 | 103.2668 | 233.022 | 153.7159 | 212.826 | 193.0231 | 161.645 | 144.9235 | 78.7038
801 | 9 | 34 | 2 | 61.0736 | 87.9164 | 171.3137 | 124.9452 | 213.3945 | 130.1202 | 162.099 | 163.1362 | 88.9756 | 35.5387 | 106.5958 | 217.8183 | 142.6609 | 193.9868 | 200.6822 | 143.1616 | 141.5972 | 70.4884
802 | 10 | 34 | 2 | 60.0527 | 79.5466 | 176.2378 | 123.4565 | 202.9224 | 129.2993 | 159.688 | 161.3372 | 86.5843 | 34.7484 | 105.8473 | 216.3158 | 136.8109 | 197.7186 | 200.8859 | 138.9498 | 139.2431 | 69.2512
803 | 11 | 34 | 2 | 59.7449 | 75.2571 | 172.0485 | 123.3571 | 193.2204 | 121.0048 | 160.0745 | 160.4137 | 85.2424 | 35.3567 | 103.9279 | 214.9995 | 134.3652 | 191.8654 | 198.1919 | 133.3583 | 135.3738 | 68.2237
804 | 12 | 34 | 2 | 58.9875 | 69.2047 | 179.1888 | 118.1304 | 194.2072 | 119.4758 | 154.2428 | 150.2997 | 84.2849 | 35.4483 | 95.4572 | 206.8309 | 136.6921 | 186.5907 | 192.2987 | 133.4912 | 140.034 | 70.2399
805 | 13 | 34 | 2 | 61.7924 | 65.4083 | 171.9762 | 115.2935 | 194.1116 | 124.4921 | 152.536 | 149.3953 | 84.3512 | 36.7987 | 93.4811 | 206.6153 | 129.8329 | 186.9987 | 186.1789 | 124.8122 | 129.012 | 67.3031
806 | 14 | 34 | 2 | 61.0734 | 64.9224 | 175.9089 | 119.4334 | 198.4595 | 119.2973 | 155.6195 | 160.8993 | 83.8465 | 38.8669 | 92.3046 | 212.0624 | 126.1922 | 185.2438 | 183.8999 | 122.9126 | 124.3006 | 74.0912
807 | 15 | 34 | 2 | 70.5814 | 68.1007 | 186.2597 | 121.494 | 225.9469 | 126.0389 | 163.4023 | 166.2932 | 85.74 | 39.4226 | 94.0752 | 222.0064 | 151.7748 | 190.7283 | 184.1097 | 130.3607 | 145.9241 | 80.5852
808 | 16 | 34 | 2 | 87.133 | 89.8302 | 199.6652 | 123.0671 | 275.2404 | 169.1034 | 200.6318 | 170.7616 | 94.5842 | 46.0858 | 98.2009 | 264.0534 | 202.4251 | 214.1427 | 239.5171 | 172.5643 | 180.4537 | 112.9349
809 | 17 | 34 | 2 | 92.9312 | 145.7023 | 302.6891 | 128.2677 | 278.2792 | 177.9869 | 238.423 | 185.6543 | 119.3095 | 49.4819 | 101.1028 | 301.1637 | 217.7384 | 263.2731 | 256.25 | 219.5038 | 217.6845 | 139.0091
810 | 18 | 34 | 2 | 99.9307 | 155.1295 | 321.3258 | 133.8079 | 267.3487 | 188.1592 | 232.7391 | 197.9892 | 125.8336 | 49.3963 | 102.9254 | 313.2827 | 212.4352 | 270.9532 | 260.2733 | 220.6708 | 219.8149 | 141.0582
811 | 19 | 34 | 2 | 98.9014 | 152.9087 | 320.7918 | 132.9399 | 278.531 | 178.9294 | 231.924 | 190.9974 | 124.3014 | 49.4685 | 102.1832 | 304.8291 | 215.8339 | 270.599 | 259.1152 | 218.3551 | 224.9506 | 145.5328
812 | 20 | 34 | 2 | 96.1128 | 138.7885 | 311.4234 | 130.3254 | 272.2028 | 180.2783 | 227.464 | 190.5717 | 122.7886 | 47.9011 | 108.1369 | 301.3306 | 207.9858 | 263.1194 | 260.1329 | 209.8577 | 227.2133 | 141.8393
813 | 21 | 34 | 2 | 93.0531 | 135.9148 | 306.096 | 129.2035 | 263.9491 | 164.3159 | 230.9923 | 199.3911 | 121.4563 | 50.1704 | 100.7606 | 297.6329 | 195.295 | 258.4281 | 263.9817 | 208.3101 | 221.4111 | 138.3978
814 | 22 | 34 | 2 | 92.6596 | 129.5734 | 303.7491 | 122.5385 | 251.5209 | 164.1911 | 237.9396 | 193.7659 | 120.108 | 44.3332 | 98.9052 | 303.6544 | 188.2497 | 261.0023 | 251.74 | 198.7365 | 209.9597 | 149.8036
815 | 23 | 34 | 2 | 88.8984 | 130.7075 | 304.5728 | 118.5622 | 244.5066 | 164.0308 | 241.3321 | 192.9145 | 120.7946 | 45.6279 | 103.2563 | 302.3852 | 182.8414 | 267.6338 | 240.4094 | 194.7559 | 212.3513 | 150.8479
816 | 0 | 35 | 2 | 91.2471 | 144.7972 | 313.1838 | 114.5163 | 256.0664 | 158.3851 | 250.4911 | 191.0657 | 122.1307 | 44.1157 | 96.6281 | 289.5199 | 199.3954 | 266.3642 | 242.2803 | 204.7103 | 206.1025 | 158.5938
817 | 1 | 35 | 2 | 89.8159 | 147.9815 | 315.3001 | 114.9306 | 252.422 | 162.0754 | 250.1731 | 201.7424 | 125.5264 | 45.7422 | 99.0673 | 288.7057 | 197.1195 | 265.7457 | 232.0725 | 213.1667 | 202.2518 | 161.97
818 | 2 | 35 | 2 | 88.5942 | 152.0316 | 316.6298 | 114.0218 | 256.8159 | 157.4953 | 256.9861 | 195.4934 | 124.4217 | 46.9625 | 100.336 | 288.7167 | 188.8236 | 269.6425 | 242.4583 | 210.9228 | 210.5369 | 158.4408
819 | 3 | 35 | 2 | 88.0671 | 152.7947 | 325.326 | 117.6119 | 263.3141 | 158.344 | 249.7846 | 189.7185 | 125.5741 | 48.0779 | 96.4228 | 295.9079 | 187.4613 | 273.5458 | 241.9788 | 212.4487 | 205.795 | 157.7723
820 | 4 | 35 | 2 | 89.618 | 150.6367 | 318.5003 | 118.4753 | 265.4181 | 165.3072 | 247.741 | 186.9778 | 121.4494 | 46.2223 | 98.21 | 298.8338 | 198.1156 | 271.1075 | 236.4806 | 216.0279 | 200.4884 | 150.8049
821 | 5 | 35 | 2 | 92.2196 | 152.4117 | 306.6917 | 118.8267 | 277.9813 | 166.6669 | 239.9803 | 187.4638 | 125.5637 | 48.0358 | 94.2504 | 304.4419 | 213.4598 | 278.9588 | 229.6541 | 216.4344 | 202.9255 | 158.3327
822 | 6 | 35 | 2 | 83.548 | 157.6143 | 307.1343 | 126.3298 | 269.3944 | 168.7384 | 230.4863 | 184.9824 | 124.2428 | 47.5613 | 97.5745 | 304.5998 | 208.4547 | 276.6406 | 233.6481 | 217.2794 | 204.6207 | 151.7879
823 | 7 | 35 | 2 | 65.4253 | 123.1595 | 217.5226 | 123.7621 | 233.4519 | 136.7973 | 190.0866 | 183.9898 | 122.9492 | 39.1238 | 100.2197 | 271.019 | 162.5769 | 235.4565 | 221.8416 | 194.8741 | 163.962 | 112.7664
824 | 8 | 35 | 2 | 64.3647 | 97.9049 | 178.8176 | 124.3658 | 214.8292 | 133.9529 | 172.0198 | 183.751 | 98.2245 | 34.2577 | 103.2668 | 233.022 | 153.7159 | 212.826 | 193.0231 | 161.645 | 144.9235 | 78.7038
825 | 9 | 35 | 2 | 61.0736 | 87.9164 | 171.3137 | 124.9452 | 213.3945 | 130.1202 | 162.099 | 163.1362 | 88.9756 | 35.5387 | 106.5958 | 217.8183 | 142.6609 | 193.9868 | 200.6822 | 143.1616 | 141.5972 | 70.4884
826 | 10 | 35 | 2 | 60.0527 | 79.5466 | 176.2378 | 123.4565 | 202.9224 | 129.2993 | 159.688 | 161.3372 | 86.5843 | 34.7484 | 105.8473 | 216.3158 | 136.8109 | 197.7186 | 200.8859 | 138.9498 | 139.2431 | 69.2512
827 | 11 | 35 | 2 | 59.7449 | 75.2571 | 172.0485 | 123.3571 | 193.2204 | 121.0048 | 160.0745 | 160.4137 | 85.2424 | 35.3567 | 103.9279 | 214.9995 | 134.3652 | 191.8654 | 198.1919 | 133.3583 | 135.3738 | 68.2237
828 | 12 | 35 | 2 | 58.9875 | 69.2047 | 179.1888 | 118.1304 | 194.2072 | 119.4758 | 154.2428 | 150.2997 | 84.2849 | 35.4483 | 95.4572 | 206.8309 | 136.6921 | 186.5907 | 192.2987 | 133.4912 | 140.034 | 70.2399
829 | 13 | 35 | 2 | 61.7924 | 65.4083 | 171.9762 | 115.2935 | 194.1116 | 124.4921 | 152.536 | 149.3953 | 84.3512 | 36.7987 | 93.4811 | 206.6153 | 129.8329 | 186.9987 | 186.1789 | 124.8122 | 129.012 | 67.3031
830 | 14 | 35 | 2 | 61.0734 | 64.9224 | 175.9089 | 119.4334 | 198.4595 | 119.2973 | 155.6195 | 160.8993 | 83.8465 | 38.8669 | 92.3046 | 212.0624 | 126.1922 | 185.2438 | 183.8999 | 122.9126 | 124.3006 | 74.0912
831 | 15 | 35 | 2 | 70.5814 | 68.1007 | 186.2597 | 121.494 | 225.9469 | 126.0389 | 163.4023 | 166.2932 | 85.74 | 39.4226 | 94.0752 | 222.0064 | 151.7748 | 190.7283 | 184.1097 | 130.3607 | 145.9241 | 80.5852
832 | 16 | 35 | 2 | 87.133 | 89.8302 | 199.6652 | 123.0671 | 275.2404 | 169.1034 | 200.6318 | 170.7616 | 94.5842 | 46.0858 | 98.2009 | 264.0534 | 202.4251 | 214.1427 | 239.5171 | 172.5643 | 180.4537 | 112.9349
833 | 17 | 35 | 2 | 92.9312 | 145.7023 | 302.6891 | 128.2677 | 278.2792 | 177.9869 | 238.423 | 185.6543 | 119.3095 | 49.4819 | 101.1028 | 301.1637 | 217.7384 | 263.2731 | 256.25 | 219.5038 | 217.6845 | 139.0091
834 | 18 | 35 | 2 | 99.9307 | 155.1295 | 321.3258 | 133.8079 | 267.3487 | 188.1592 | 232.7391 | 197.9892 | 125.8336 | 49.3963 | 102.9254 | 313.2827 | 212.4352 | 270.9532 | 260.2733 | 220.6708 | 219.8149 | 141.0582
835 | 19 | 35 | 2 | 98.9014 | 152.9087 | 320.7918 | 132.9399 | 278.531 | 178.9294 | 231.924 | 190.9974 | 124.3014 | 49.4685 | 102.1832 | 304.8291 | 215.8339 | 270.599 | 259.1152 | 218.3551 | 224.9506 | 145.5328
836 | 20 | 35 | 2 | 96.1128 | 138.7885 | 311.4234 | 130.3254 | 272.2028 | 180.2783 | 227.464 | 190.5717 | 122.7886 | 47.9011 | 108.1369 | 301.3306 | 207.9858 | 263.1194 | 260.1329 | 209.8577 | 227.2133 | 141.8393
837 | 21 | 35 | 2 | 93.0531 | 135.9148 | 306.096 | 129.2035 | 263.9491 | 164.3159 | 230.9923 | 199.3911 | 121.4563 | 50.1704 | 100.7606 | 297.6329 | 195.295 | 258.4281 | 263.9817 | 208.3101 | 221.4111 | 138.3978
838 | 22 | 35 | 2 | 92.6596 | 129.5734 | 303.7491 | 122.5385 | 251.5209 | 164.1911 | 237.9396 | 193.7659 | 120.108 | 44.3332 | 98.9052 | 303.6544 | 188.2497 | 261.0023 | 251.74 | 198.7365 | 209.9597 | 149.8036
839 | 23 | 35 | 2 | 88.8984 | 130.7075 | 304.5728 | 118.5622 | 244.5066 | 164.0308 | 241.3321 | 192.9145 | 120.7946 | 45.6279 | 103.2563 | 302.3852 | 182.8414 | 267.6338 | 240.4094 | 194.7559 | 212.3513 | 150.8479
840 | 0 | 36 | 2 | 91.2471 | 144.7972 | 313.1838 | 114.5163 | 256.0664 | 158.3851 | 250.4911 | 191.0657 | 122.1307 | 44.1157 | 96.6281 | 289.5199 | 199.3954 | 266.3642 | 242.2803 | 204.7103 | 206.1025 | 158.5938
841 | 1 | 36 | 2 | 89.8159 | 147.9815 | 315.3001 | 114.9306 | 252.422 | 162.0754 | 250.1731 | 201.7424 | 125.5264 | 45.7422 | 99.0673 | 288.7057 | 197.1195 | 265.7457 | 232.0725 | 213.1667 | 202.2518 | 161.97
842 | 2 | 36 | 2 | 88.5942 | 152.0316 | 316.6298 | 114.0218 | 256.8159 | 157.4953 | 256.9861 | 195.4934 | 124.4217 | 46.9625 | 100.336 | 288.7167 | 188.8236 | 269.6425 | 242.4583 | 210.9228 | 210.5369 | 158.4408
843 | 3 | 36 | 2 | 88.0671 | 152.7947 | 325.326 | 117.6119 | 263.3141 | 158.344 | 249.7846 | 189.7185 | 125.5741 | 48.0779 | 96.4228 | 295.9079 | 187.4613 | 273.5458 | 241.9788 | 212.4487 | 205.795 | 157.7723
844 | 4 | 36 | 2 | 89.618 | 150.6367 | 318.5003 | 118.4753 | 265.4181 | 165.3072 | 247.741 | 186.9778 | 121.4494 | 46.2223 | 98.21 | 298.8338 | 198.1156 | 271.1075 | 236.4806 | 216.0279 | 200.4884 | 150.8049
845 | 5 | 36 | 2 | 92.2196 | 152.4117 | 306.6917 | 118.8267 | 277.9813 | 166.6669 | 239.9803 | 187.4638 | 125.5637 | 48.0358 | 94.2504 | 304.4419 | 213.4598 | 278.9588 | 229.6541 | 216.4344 | 202.9255 | 158.3327
846 | 6 | 36 | 2 | 83.548 | 157.6143 | 307.1343 | 126.3298 | 269.3944 | 168.7384 | 230.4863 | 184.9824 | 124.2428 | 47.5613 | 97.5745 | 304.5998 | 208.4547 | 276.6406 | 233.6481 | 217.2794 | 204.6207 | 151.7879
847 | 7 | 36 | 2 | 65.4253 | 123.1595 | 217.5226 | 123.7621 | 233.4519 | 136.7973 | 190.0866 | 183.9898 | 122.9492 | 39.1238 | 100.2197 | 271.019 | 162.5769 | 235.4565 | 221.8416 | 194.8741 | 163.962 | 112.7664
848 | 8 | 36 | 2 | 64.3647 | 97.9049 | 178.8176 | 124.3658 | 214.8292 | 133.9529 | 172.0198 | 183.751 | 98.2245 | 34.2577 | 103.2668 | 233.022 | 153.7159 | 212.826 | 193.0231 | 161.645 | 144.9235 | 78.7038
849 | 9 | 36 | 2 | 61.0736 | 87.9164 | 171.3137 | 124.9452 | 213.3945 | 130.1202 | 162.099 | 163.1362 | 88.9756 | 35.5387 | 106.5958 | 217.8183 | 142.6609 | 193.9868 | 200.6822 | 143.1616 | 141.5972 | 70.4884
850 | 10 | 36 | 2 | 60.0527 | 79.5466 | 176.2378 | 123.4565 | 202.9224 | 129.2993 | 159.688 | 161.3372 | 86.5843 | 34.7484 | 105.8473 | 216.3158 | 136.8109 | 197.7186 | 200.8859 | 138.9498 | 139.2431 | 69.2512
851 | 11 | 36 | 2 | 59.7449 | 75.2571 | 172.0485 | 123.3571 | 193.2204 | 121.0048 | 160.0745 | 160.4137 | 85.2424 | 35.3567 | 103.9279 | 214.9995 | 134.3652 | 191.8654 | 198.1919 | 133.3583 | 135.3738 | 68.2237
852 | 12 | 36 | 2 | 58.9875 | 69.2047 | 179.1888 | 118.1304 | 194.2072 | 119.4758 | 154.2428 | 150.2997 | 84.2849 | 35.4483 | 95.4572 | 206.8309 | 136.6921 | 186.5907 | 192.2987 | 133.4912 | 140.034 | 70.2399
853 | 13 | 36 | 2 | 61.7924 | 65.4083 | 171.9762 | 115.2935 | 194.1116 | 124.4921 | 152.536 | 149.3953 | 84.3512 | 36.7987 | 93.4811 | 206.6153 | 129.8329 | 186.9987 | 186.1789 | 124.8122 | 129.012 | 67.3031
854 | 14 | 36 | 2 | 61.0734 | 64.9224 | 175.9089 | 119.4334 | 198.4595 | 119.2973 | 155.6195 | 160.8993 | 83.8465 | 38.8669 | 92.3046 | 212.0624 | 126.1922 | 185.2438 | 183.8999 | 122.9126 | 124.3006 | 74.0912
855 | 15 | 36 | 2 | 70.5814 | 68.1007 | 186.2597 | 121.494 | 225.9469 | 126.0389 | 163.4023 | 166.2932 | 85.74 | 39.4226 | 94.0752 | 222.0064 | 151.7748 | 190.7283 | 184.1097 | 130.3607 | 145.9241 | 80.5852
856 | 16 | 36 | 2 | 87.133 | 89.8302 | 199.6652 | 123.0671 | 275.2404 | 169.1034 | 200.6318 | 170.7616 | 94.5842 | 46.0858 | 98.2009 | 264.0534 | 202.4251 | 214.1427 | 239.5171 | 172.5643 | 180.4537 | 112.9349
857 | 17 | 36 | 2 | 92.9312 | 145.7023 | 302.6891 | 128.2677 | 278.2792 | 177.9869 | 238.423 | 185.6543 | 119.3095 | 49.4819 | 101.1028 | 301.1637 | 217.7384 | 263.2731 | 256.25 | 219.5038 | 217.6845 | 139.0091
858 | 18 | 36 | 2 | 99.9307 | 155.1295 | 321.3258 | 133.8079 | 267.3487 | 188.1592 | 232.7391 | 197.9892 | 125.8336 | 49.3963 | 102.9254 | 313.2827 | 212.4352 | 270.9532 | 260.2733 | 220.6708 | 219.8149 | 141.0582
859 | 19 | 36 | 2 | 98.9014 | 152.9087 | 320.7918 | 132.9399 | 278.531 | 178.9294 | 231.924 | 190.9974 | 124.3014 | 49.4685 | 102.1832 | 304.8291 | 215.8339 | 270.599 | 259.1152 | 218.3551 | 224.9506 | 145.5328
860 | 20 | 36 | 2 | 96.1128 | 138.7885 | 311.4234 | 130.3254 | 272.2028 | 180.2783 | 227.464 | 190.5717 | 122.7886 | 47.9011 | 108.1369 | 301.3306 | 207.9858 | 263.1194 | 260.1329 | 209.8577 | 227.2133 | 141.8393
861 | 21 | 36 | 2 | 93.0531 | 135.9148 | 306.096 | 129.2035 | 263.9491 | 164.3159 | 230.9923 | 199.3911 | 121.4563 | 50.1704 | 100.7606 | 297.6329 | 195.295 | 258.4281 | 263.9817 | 208.3101 | 221.4111 | 138.3978
862 | 22 | 36 | 2 | 92.6596 | 129.5734 | 303.7491 | 122.5385 | 251.5209 | 164.1911 | 237.9396 | 193.7659 | 120.108 | 44.3332 | 98.9052 | 303.6544 | 188.2497 | 261.0023 | 251.74 | 198.7365 | 209.9597 | 149.8036
863 | 23 | 36 | 2 | 88.8984 | 130.7075 | 304.5728 | 118.5622 | 244.5066 | 164.0308 | 241.3321 | 192.9145 | 120.7946 | 45.6279 | 103.2563 | 302.3852 | 182.8414 | 267.6338 | 240.4094 | 194.7559 | 212.3513 | 150.8479
864 | 0 | 37 | 2 | 91.2471 | 144.7972 | 313.1838 | 114.5163 | 256.0664 | 158.3851 | 250.4911 | 191.0657 | 122.1307 | 44.1157 | 96.6281 | 289.5199 | 199.3954 | 266.3642 | 242.2803 | 204.7103 | 206.1025 | 158.5938
865 | 1 | 37 | 2 | 89.8159 | 147.9815 | 315.3001 | 114.9306 | 252.422 | 162.0754 | 250.1731 | 201.7424 | 125.5264 | 45.7422 | 99.0673 | 288.7057 | 197.1195 | 265.7457 | 232.0725 | 213.1667 | 202.2518 | 161.97
866 | 2 | 37 | 2 | 88.5942 | 152.0316 | 316.6298 | 114.0218 | 256.8159 | 157.4953 | 256.9861 | 195.4934 | 124.4217 | 46.9625 | 100.336 | 288.7167 | 188.8236 | 269.6425 | 242.4583 | 210.9228 | 210.5369 | 158.4408
867 | 3 | 37 | 2 | 88.0671 | 152.7947 | 325.326 | 117.6119 | 263.3141 | 158.344 | 249.7846 | 189.7185 | 125.5741 | 48.0779 | 96.4228 | 295.9079 | 187.4613 | 273.5458 | 241.9788 | 212.4487 | 205.795 | 157.7723
868 | 4 | 37 | 2 | 89.618 | 150.6367 | 318.5003 | 118.4753 | 265.4181 | 165.3072 | 247.741 | 186.9778 | 121.4494 | 46.2223 | 98.21 | 298.8338 | 198.1156 | 271.1075 | 236.4806 | 216.0279 | 200.4884 | 150.8049
869 | 5 | 37 | 2 | 92.2196 | 152.4117 | 306.6917 | 118.8267 | 277.9813 | 166.6669 | 239.9803 | 187.4638 | 125.5637 | 48.0358 | 94.2504 | 304.4419 | 213.4598 | 278.9588 | 229.6541 | 216.4344 | 202.9255 | 158.3327
870 | 6 | 37 | 2 | 83.548 | 157.6143 | 307.1343 | 126.3298 | 269.3944 | 168.7384 | 230.4863 | 184.9824 | 124.2428 | 47.5613 | 97.5745 | 304.5998 | 208.4547 | 276.6406 | 233.6481 | 217.2794 | 204.6207 | 151.7879
871 | 7 | 37 | 2 | 65.4253 | 123.1595 | 217.5226 | 123.7621 | 233.4519 | 136.7973 | 190.0866 | 183.9898 | 122.9492 | 39.1238 | 100.2197 | 271.019 | 162.5769 | 235.4565 | 221.8416 | 194.8741 | 163.962 | 112.7664
872 | 8 | 37 | 2 | 64.3647 | 97.9049 | 178.8176 | 124.3658 | 214.8292 | 133.9529 | 172.0198 | 183.751 | 98.2245 | 34.2577 | 103.2668 | 233.022 | 153.7159 | 212.826 | 193.0231 | 161.645 | 144.9235 | 78.7038
873 | 9 | 37 | 2 | 61.0736 | 87.9164 | 171.3137 | 124.9452 | 213.3945 | 130.1202 | 162.099 | 163.1362 | 88.9756 | 35.5387 | 106.5958 | 217.8183 | 142.6609 | 193.9868 | 200.6822 | 143.1616 | 141.5972 | 70.4884
874 | 10 | 37 | 2 | 60.0527 | 79.5466 | 176.2378 | 123.4565 | 202.9224 | 129.2993 | 159.688 | 161.3372 | 86.5843 | 34.7484 | 105.8473 | 216.3158 | 136.8109 | 197.7186 | 200.8859 | 138.9498 | 139.2431 | 69.2512
875 | 11 | 37 | 2 | 59.7449 | 75.2571 | 172.0485 | 123.3571 | 193.2204 | 121.0048 | 160.0745 | 160.4137 | 85.2424 | 35.3567 | 103.9279 | 214.9995 | 134.3652 | 191.8654 | 198.1919 | 133.3583 | 135.3738 | 68.2237
876 | 12 | 37 | 2 | 58.9875 | 69.2047 | 179.1888 | 118.1304 | 194.2072 | 119.4758 | 154.2428 | 150.2997 | 84.2849 | 35.4483 | 95.4572 | 206.8309 | 136.6921 | 186.5907 | 192.2987 | 133.4912 | 140.034 | 70.2399
877 | 13 | 37 | 2 | 61.7924 | 65.4083 | 171.9762 | 115.2935 | 194.1116 | 124.4921 | 152.536 | 149.3953 | 84.3512 | 36.7987 | 93.4811 | 206.6153 | 129.8329 | 186.9987 | 186.1789 | 124.8122 | 129.012 | 67.3031
878 | 14 | 37 | 2 | 61.0734 | 64.9224 | 175.9089 | 119.4334 | 198.4595 | 119.2973 | 155.6195 | 160.8993 | 83.8465 | 38.8669 | 92.3046 | 212.0624 | 126.1922 | 185.2438 | 183.8999 | 122.9126 | 124.3006 | 74.0912
879 | 15 | 37 | 2 | 70.5814 | 68.1007 | 186.2597 | 121.494 | 225.9469 | 126.0389 | 163.4023 | 166.2932 | 85.74 | 39.4226 | 94.0752 | 222.0064 | 151.7748 | 190.7283 | 184.1097 | 130.3607 | 145.9241 | 80.5852
880 | 16 | 37 | 2 | 87.133 | 89.8302 | 199.6652 | 123.0671 | 275.2404 | 169.1034 | 200.6318 | 170.7616 | 94.5842 | 46.0858 | 98.2009 | 264.0534 | 202.4251 | 214.1427 | 239.5171 | 172.5643 | 180.4537 | 112.9349
881 | 17 | 37 | 2 | 92.9312 | 145.7023 | 302.6891 | 128.2677 | 278.2792 | 177.9869 | 238.423 | 185.6543 | 119.3095 | 49.4819 | 101.1028 | 301.1637 | 217.7384 | 263.2731 | 256.25 | 219.5038 | 217.6845 | 139.0091
882 | 18 | 37 | 2 | 99.9307 | 155.1295 | 321.3258 | 133.8079 | 267.3487 | 188.1592 | 232.7391 | 197.9892 | 125.8336 | 49.3963 | 102.9254 | 313.2827 | 212.4352 | 270.9532 | 260.2733 | 220.6708 | 219.8149 | 141.0582
883 | 19 | 37 | 2 | 98.9014 | 152.9087 | 320.7918 | 132.9399 | 278.531 | 178.9294 | 231.924 | 190.9974 | 124.3014 | 49.4685 | 102.1832 | 304.8291 | 215.8339 | 270.599 | 259.1152 | 218.3551 | 224.9506 | 145.5328
884 | 20 | 37 | 2 | 96.1128 | 138.7885 | 311.4234 | 130.3254 | 272.2028 | 180.2783 | 227.464 | 190.5717 | 122.7886 | 47.9011 | 108.1369 | 301.3306 | 207.9858 | 263.1194 | 260.1329 | 209.8577 | 227.2133 | 141.8393
885 | 21 | 37 | 2 | 93.0531 | 135.9148 | 306.096 | 129.2035 | 263.9491 | 164.3159 | 230.9923 | 199.3911 | 121.4563 | 50.1704 | 100.7606 | 297.6329 | 195.295 | 258.4281 | 263.9817 | 208.3101 | 221.4111 | 138.3978
886 | 22 | 37 | 2 | 92.6596 | 129.5734 | 303.7491 | 122.5385 | 251.5209 | 164.1911 | 237.9396 | 193.7659 | 120.108 | 44.3332 | 98.9052 | 303.6544 | 188.2497 | 261.0023 | 251.74 | 198.7365 | 209.9597 | 149.8036
887 | 23 | 37 | 2 | 88.8984 | 130.7075 | 304.5728 | 118.5622 | 244.5066 | 164.0308 | 241.3321 | 192.9145 | 120.7946 | 45.6279 | 103.2563 | 302.3852 | 182.8414 | 267.6338 | 240.4094 | 194.7559 | 212.3513 | 150.8479
888 | 0 | 38 | 2 | 91.2471 | 144.7972 | 313.1838 | 114.5163 | 256.0664 | 158.3851 | 250.4911 | 191.0657 | 122.1307 | 44.1157 | 96.6281 | 289.5199 | 199.3954 | 266.3642 | 242.2803 | 204.7103 | 206.1025 | 158.5938
889 | 1 | 38 | 2 | 89.8159 | 147.9815 | 315.3001 | 114.9306 | 252.422 | 162.0754 | 250.1731 | 201.7424 | 125.5264 | 45.7422 | 99.0673 | 288.7057 | 197.1195 | 265.7457 | 232.0725 | 213.1667 | 202.2518 | 161.97
890 | 2 | 38 | 2 | 88.5942 | 152.0316 | 316.6298 | 114.0218 | 256.8159 | 157.4953 | 256.9861 | 195.4934 | 124.4217 | 46.9625 | 100.336 | 288.7167 | 188.8236 | 269.6425 | 242.4583 | 210.9228 | 210.5369 | 158.4408
891 | 3 | 38 | 2 | 88.0671 | 152.7947 | 325.326 | 117.6119 | 263.3141 | 158.344 | 249.7846 | 189.7185 | 125.5741 | 48.0779 | 96.4228 | 295.9079 | 187.4613 | 273.5458 | 241.9788 | 212.4487 | 205.795 | 157.7723
892 | 4 | 38 | 2 | 89.618 | 150.6367 | 318.5003 | 118.4753 | 265.4181 | 165.3072 | 247.741 | 186.9778 | 121.4494 | 46.2223 | 98.21 | 298.8338 | 198.1156 | 271.1075 | 236.4806 | 216.0279 | 200.4884 | 150.8049
893 | 5 | 38 | 2 | 92.2196 | 152.4117 | 306.6917 | 118.8267 | 277.9813 | 166.6669 | 239.9803 | 187.4638 | 125.5637 | 48.0358 | 94.2504 | 304.4419 | 213.4598 | 278.9588 | 229.6541 | 216.4344 | 202.9255 | 158.3327
894 | 6 | 38 | 2 | 83.548 | 157.6143 | 307.1343 | 126.3298 | 269.3944 | 168.7384 | 230.4863 | 184.9824 | 124.2428 | 47.5613 | 97.5745 | 304.5998 | 208.4547 | 276.6406 | 233.6481 | 217.2794 | 204.6207 | 151.7879
895 | 7 | 38 | 2 | 65.4253 | 123.1595 | 217.5226 | 123.7621 | 233.4519 | 136.7973 | 190.0866 | 183.9898 | 122.9492 | 39.1238 | 100.2197 | 271.019 | 162.5769 | 235.4565 | 221.8416 | 194.8741 | 163.962 | 112.7664
896 | 8 | 38 | 2 | 64.3647 | 97.9049 | 178.8176 | 124.3658 | 214.8292 | 133.9529 | 172.0198 | 183.751 | 98.2245 | 34.2577 | 103.2668 | 233.022 | 153.7159 | 212.826 | 193.0231 | 161.645 | 144.9235 | 78.7038
897 | 9 | 38 | 2 | 61.0736 | 87.9164 | 171.3137 | 124.9452 | 213.3945 | 130.1202 | 162.099 | 163.1362 | 88.9756 | 35.5387 | 106.5958 | 217.8183 | 142.6609 | 193.9868 | 200.6822 | 143.1616 | 141.5972 | 70.4884
898 | 10 | 38 | 2 | 60.0527 | 79.5466 | 176.2378 | 123.4565 | 202.9224 | 129.2993 | 159.688 | 161.3372 | 86.5843 | 34.7484 | 105.8473 | 216.3158 | 136.8109 | 197.7186 | 200.8859 | 138.9498 | 139.2431 | 69.2512
899 | 11 | 38 | 2 | 59.7449 | 75.2571 | 172.0485 | 123.3571 | 193.2204 | 121.0048 | 160.0745 | 160.4137 | 85.2424 | 35.3567 | 103.9279 | 214.9995 | 134.3652 | 191.8654 | 198.1919 | 133.3583 | 135.3738 | 68.2237
900 | 12 | 38 | 2 | 58.9875 | 69.2047 | 179.1888 | 118.1304 | 194.2072 | 119.4758 | 154.2428 | 150.2997 | 84.2849 | 35.4483 | 95.4572 | 206.8309 | 136.6921 | 186.5907 | 192.2987 | 133.4912 | 140.034 | 70.2399
901 | 13 | 38 | 2 | 61.7924 | 65.4083 | 171.9762 | 115.2935 | 194.1116 | 124.4921 | 152.536 | 149.3953 | 84.3512 | 36.7987 | 93.4811 | 206.6153 | 129.8329 | 186.9987 | 186.1789 | 124.8122 | 129.012 | 67.3031
902 | 14 | 38 | 2 | 61.0734 | 64.9224 | 175.9089 | 119.4334 | 198.4595 | 119.2973 | 155.6195 | 160.8993 | 83.8465 | 38.8669 | 92.3046 | 212.0624 | 126.1922 | 185.2438 | 183.8999 | 122.9126 | 124.3006 | 74.0912
903 | 15 | 38 | 2 | 70.5814 | 68.1007 | 186.2597 | 121.494 | 225.9469 | 126.0389 | 163.4023 | 166.2932 | 85.74 | 39.4226 | 94.0752 | 222.0064 | 151.7748 | 190.7283 | 184.1097 | 130.3607 | 145.9241 | 80.5852
904 | 16 | 38 | 2 | 87.133 | 89.8302 | 199.6652 | 123.0671 | 275.2404 | 169.1034 | 200.6318 | 170.7616 | 94.5842 | 46.0858 | 98.2009 | 264.0534 | 202.4251 | 214.1427 | 239.5171 | 172.5643 | 180.4537 | 112.9349
905 | 17 | 38 | 2 | 92.9312 | 145.7023 | 302.6891 | 128.2677 | 278.2792 | 177.9869 | 238.423 | 185.6543 | 119.3095 | 49.4819 | 101.1028 | 301.1637 | 217.7384 | 263.2731 | 256.25 | 219.5038 | 217.6845 | 139.0091
906 | 18 | 38 | 2 | 99.9307 | 155.1295 | 321.3258 | 133.8079 | 267.3487 | 188.1592 | 232.7391 | 197.9892 | 125.8336 | 49.3963 | 102.9254 | 313.2827 | 212.4352 | 270.9532 | 260.2733 | 220.6708 | 219.8149 | 141.0582
907 | 19 | 38 | 2 | 98.9014 | 152.9087 | 320.7918 | 132.9399 | 278.531 | 178.9294 | 231.924 | 190.9974 | 124.3014 | 49.4685 | 102.1832 | 304.8291 | 215.8339 | 270.599 | 259.1152 | 218.3551 | 224.9506 | 145.5328
908 | 20 | 38 | 2 | 96.1128 | 138.7885 | 311.4234 | 130.3254 | 272.2028 | 180.2783 | 227.464 | 190.5717 | 122.7886 | 47.9011 | 108.1369 | 301.3306 | 207.9858 | 263.1194 | 260.1329 | 209.8577 | 227.2133 | 141.8393
909 | 21 | 38 | 2 | 93.0531 | 135.9148 | 306.096 | 129.2035 | 263.9491 | 164.3159 | 230.9923 | 199.3911 | 121.4563 | 50.1704 | 100.7606 | 297.6329 | 195.295 | 258.4281 | 263.9817 | 208.3101 | 221.4111 | 138.3978
910 | 22 | 38 | 2 | 92.6596 | 129.5734 | 303.7491 | 122.5385 | 251.5209 | 164.1911 | 237.9396 | 193.7659 | 120.108 | 44.3332 | 98.9052 | 303.6544 | 188.2497 | 261.0023 | 251.74 | 198.7365 | 209.9597 | 149.8036
911 | 23 | 38 | 2 | 88.8984 | 130.7075 | 304.5728 | 118.5622 | 244.5066 | 164.0308 | 241.3321 | 192.9145 | 120.7946 | 45.6279 | 103.2563 | 302.3852 | 182.8414 | 267.6338 | 240.4094 | 194.7559 | 212.3513 | 150.8479
912 | 0 | 39 | 2 | 91.2471 | 144.7972 | 313.1838 | 114.5163 | 256.0664 | 158.3851 | 250.4911 | 191.0657 | 122.1307 | 44.1157 | 96.6281 | 289.5199 | 199.3954 | 266.3642 | 242.2803 | 204.7103 | 206.1025 | 158.5938
913 | 1 | 39 | 2 | 89.8159 | 147.9815 | 315.3001 | 114.9306 | 252.422 | 162.0754 | 250.1731 | 201.7424 | 125.5264 | 45.7422 | 99.0673 | 288.7057 | 197.1195 | 265.7457 | 232.0725 | 213.1667 | 202.2518 | 161.97
914 | 2 | 39 | 2 | 88.5942 | 152.0316 | 316.6298 | 114.0218 | 256.8159 | 157.4953 | 256.9861 | 195.4934 | 124.4217 | 46.9625 | 100.336 | 288.7167 | 188.8236 | 269.6425 | 242.4583 | 210.9228 | 210.5369 | 158.4408
915 | 3 | 39 | 2 | 88.0671 | 152.7947 | 325.326 | 117.6119 | 263.3141 | 158.344 | 249.7846 | 189.7185 | 125.5741 | 48.0779 | 96.4228 | 295.9079 | 187.4613 | 273.5458 | 241.9788 | 212.4487 | 205.795 | 157.7723
916 | 4 | 39 | 2 | 89.618 | 150.6367 | 318.5003 | 118.4753 | 265.4181 | 165.3072 | 247.741 | 186.9778 | 121.4494 | 46.2223 | 98.21 | 298.8338 | 198.1156 | 271.1075 | 236.4806 | 216.0279 | 200.4884 | 150.8049
917 | 5 | 39 | 2 | 92.2196 | 152.4117 | 306.6917 | 118.8267 | 277.9813 | 166.6669 | 239.9803 | 187.4638 | 125.5637 | 48.0358 | 94.2504 | 304.4419 | 213.4598 | 278.9588 | 229.6541 | 216.4344 | 202.9255 | 158.3327
918 | 6 | 39 | 2 | 83.548 | 157.6143 | 307.1343 | 126.3298 | 269.3944 | 168.7384 | 230.4863 | 184.9824 | 124.2428 | 47.5613 | 97.5745 | 304.5998 | 208.4547 | 276.6406 | 233.6481 | 217.2794 | 204.6207 | 151.7879
919 | 7 | 39 | 2 | 65.4253 | 123.1595 | 217.5226 | 123.7621 | 233.4519 | 136.7973 | 190.0866 | 183.9898 | 122.9492 | 39.1238 | 100.2197 | 271.019 | 162.5769 | 235.4565 | 221.8416 | 194.8741 | 163.962 | 112.7664
920 | 8 | 39 | 2 | 64.3647 | 97.9049 | 178.8176 | 124.3658 | 214.8292 | 133.9529 | 172.0198 | 183.751 | 98.2245 | 34.2577 | 103.2668 | 233.022 | 153.7159 | 212.826 | 193.0231 | 161.645 | 144.9235 | 78.7038
921 | 9 | 39 | 2 | 61.0736 | 87.9164 | 171.3137 | 124.9452 | 213.3945 | 130.1202 | 162.099 | 163.1362 | 88.9756 | 35.5387 | 106.5958 | 217.8183 | 142.6609 | 193.9868 | 200.6822 | 143.1616 | 141.5972 | 70.4884
922 | 10 | 39 | 2 | 60.0527 | 79.5466 | 176.2378 | 123.4565 | 202.9224 | 129.2993 | 159.688 | 161.3372 | 86.5843 | 34.7484 | 105.8473 | 216.3158 | 136.8109 | 197.7186 | 200.8859 | 138.9498 | 139.2431 | 69.2512
923 | 11 | 39 | 2 | 59.7449 | 75.2571 | 172.0485 | 123.3571 | 193.2204 | 121.0048 | 160.0745 | 160.4137 | 85.2424 | 35.3567 | 103.9279 | 214.9995 | 134.3652 | 191.8654 | 198.1919 | 133.3583 | 135.3738 | 68.2237
924 | 12 | 39 | 2 | 58.9875 | 69.2047 | 179.1888 | 118.1304 | 194.2072 | 119.4758 | 154.2428 | 150.2997 | 84.2849 | 35.4483 | 95.4572 | 206.8309 | 136.6921 | 186.5907 | 192.2987 | 133.4912 | 140.034 | 70.2399
925 | 13 | 39 | 2 | 61.7924 | 65.4083 | 171.9762 | 115.2935 | 194.1116 | 124.4921 | 152.536 | 149.3953 | 84.3512 | 36.7987 | 93.4811 | 206.6153 | 129.8329 | 186.9987 | 186.1789 | 124.8122 | 129.012 | 67.3031
926 | 14 | 39 | 2 | 61.0734 | 64.9224 | 175.9089 | 119.4334 | 198.4595 | 119.2973 | 155.6195 | 160.8993 | 83.8465 | 38.8669 | 92.3046 | 212.0624 | 126.1922 | 185.2438 | 183.8999 | 122.9126 | 124.3006 | 74.0912
927 | 15 | 39 | 2 | 70.5814 | 68.1007 | 186.2597 | 121.494 | 225.9469 | 126.0389 | 163.4023 | 166.2932 | 85.74 | 39.4226 | 94.0752 | 222.0064 | 151.7748 | 190.7283 | 184.1097 | 130.3607 | 145.9241 | 80.5852
928 | 16 | 39 | 2 | 87.133 | 89.8302 | 199.6652 | 123.0671 | 275.2404 | 169.1034 | 200.6318 | 170.7616 | 94.5842 | 46.0858 | 98.2009 | 264.0534 | 202.4251 | 214.1427 | 239.5171 | 172.5643 | 180.4537 | 112.9349
929 | 17 | 39 | 2 | 92.9312 | 145.7023 | 302.6891 | 128.2677 | 278.2792 | 177.9869 | 238.423 | 185.6543 | 119.3095 | 49.4819 | 101.1028 | 301.1637 | 217.7384 | 263.2731 | 256.25 | 219.5038 | 217.6845 | 139.0091
930 | 18 | 39 | 2 | 99.9307 | 155.1295 | 321.3258 | 133.8079 | 267.3487 | 188.1592 | 232.7391 | 197.9892 | 125.8336 | 49.3963 | 102.9254 | 313.2827 | 212.4352 | 270.9532 | 260.2733 | 220.6708 | 219.8149 | 141.0582
931 | 19 | 39 | 2 | 98.9014 | 152.9087 | 320.7918 | 132.9399 | 278.531 | 178.9294 | 231.924 | 190.9974 | 124.3014 | 49.4685 | 102.1832 | 304.8291 | 215.8339 | 270.599 | 259.1152 | 218.3551 | 224.9506 | 145.5328
932 | 20 | 39 | 2 | 96.1128 | 138.7885 | 311.4234 | 130.3254 | 272.2028 | 180.2783 | 227.464 | 190.5717 | 122.7886 | 47.9011 | 108.1369 | 301.3306 | 207.9858 | 263.1194 | 260.1329 | 209.8577 | 227.2133 | 141.8393
933 | 21 | 39 | 2 | 93.0531 | 135.9148 | 306.096 | 129.2035 | 263.9491 | 164.3159 | 230.9923 | 199.3911 | 121.4563 | 50.1704 | 100.7606 | 297.6329 | 195.295 | 258.4281 | 263.9817 | 208.3101 | 221.4111 | 138.3978
934 | 22 | 39 | 2 | 92.6596 | 129.5734 | 303.7491 | 122.5385 | 251.5209 | 164.1911 | 237.9396 | 193.7659 | 120.108 | 44.3332 | 98.9052 | 303.6544 | 188.2497 | 261.0023 | 251.74 | 198.7365 | 209.9597 | 149.8036
935 | 23 | 39 | 2 | 88.8984 | 130.7075 | 304.5728 | 118.5622 | 244.5066 | 164.0308 | 241.3321 | 192.9145 | 120.7946 | 45.6279 | 103.2563 | 302.3852 | 182.8414 | 267.6338 | 240.4094 | 194.7559 | 212.3513 | 150.8479
936 | 0 | 40 | 2 | 91.2471 | 144.7972 | 313.1838 | 114.5163 | 256.0664 | 158.3851 | 250.4911 | 191.0657 | 122.1307 | 44.1157 | 96.6281 | 289.5199 | 199.3954 | 266.3642 | 242.2803 | 204.7103 | 206.1025 | 158.5938
937 | 1 | 40 | 2 | 89.8159 | 147.9815 | 315.3001 | 114.9306 | 252.422 | 162.0754 | 250.1731 | 201.7424 | 125.5264 | 45.7422 | 99.0673 | 288.7057 | 197.1195 | 265.7457 | 232.0725 | 213.1667 | 202.2518 | 161.97
938 | 2 | 40 | 2 | 88.5942 | 152.0316 | 316.6298 | 114.0218 | 256.8159 | 157.4953 | 256.9861 | 195.4934 | 124.4217 | 46.9625 | 100.336 | 288.7167 | 188.8236 | 269.6425 | 242.4583 | 210.9228 | 210.5369 | 158.4408
939 | 3 | 40 | 2 | 88.0671 | 152.7947 | 325.326 | 117.6119 | 263.3141 | 158.344 | 249.7846 | 189.7185 | 125.5741 | 48.0779 | 96.4228 | 295.9079 | 187.4613 | 273.5458 | 241.9788 | 212.4487 | 205.795 | 157.7723
940 | 4 | 40 | 2 | 89.618 | 150.6367 | 318.5003 | 118.4753 | 265.4181 | 165.3072 | 247.741 | 186.9778 | 121.4494 | 46.2223 | 98.21 | 298.8338 | 198.1156 | 271.1075 | 236.4806 | 216.0279 | 200.4884 | 150.8049
941 | 5 | 40 | 2 | 92.2196 | 152.4117 | 306.6917 | 118.8267 | 277.9813 | 166.6669 | 239.9803 | 187.4638 | 125.5637 | 48.0358 | 94.2504 | 304.4419 | 213.4598 | 278.9588 | 229.6541 | 216.4344 | 202.9255 | 158.3327
942 | 6 | 40 | 2 | 83.548 | 157.6143 | 307.1343 | 126.3298 | 269.3944 | 168.7384 | 230.4863 | 184.9824 | 124.2428 | 47.5613 | 97.5745 | 304.5998 | 208.4547 | 276.6406 | 233.6481 | 217.2794 | 204.6207 | 151.7879
943 | 7 | 40 | 2 | 65.4253 | 123.1595 | 217.5226 | 123.7621 | 233.4519 | 136.7973 | 190.0866 | 183.9898 | 122.9492 | 39.1238 | 100.2197 | 271.019 | 162.5769 | 235.4565 | 221.8416 | 194.8741 | 163.962 | 112.7664
944 | 8 | 40 | 2 | 64.3647 | 97.9049 | 178.8176 | 124.3658 | 214.8292 | 133.9529 | 172.0198 | 183.751 | 98.2245 | 34.2577 | 103.2668 | 233.022 | 153.7159 | 212.826 | 193.0231 | 161.645 | 144.9235 | 78.7038
945 | 9 | 40 | 2 | 61.0736 | 87.9164 | 171.3137 | 124.9452 | 213.3945 | 130.1202 | 162.099 | 163.1362 | 88.9756 | 35.5387 | 106.5958 | 217.8183 | 142.6609 | 193.9868 | 200.6822 | 143.1616 | 141.5972 | 70.4884
946 | 10 | 40 | 2 | 60.0527 | 79.5466 | 176.2378 | 123.4565 | 202.9224 | 129.2993 | 159.688 | 161.3372 | 86.5843 | 34.7484 | 105.8473 | 216.3158 | 136.8109 | 197.7186 | 200.8859 | 138.9498 | 139.2431 | 69.2512
947 | 11 | 40 | 2 | 59.7449 | 75.2571 | 172.0485 | 123.3571 | 193.2204 | 121.0048 | 160.0745 | 160.4137 | 85.2424 | 35.3567 | 103.9279 | 214.9995 | 134.3652 | 191.8654 | 198.1919 | 133.3583 | 135.3738 | 68.2237
948 | 12 | 40 | 2 | 58.9875 | 69.2047 | 179.1888 | 118.1304 | 194.2072 | 119.4758 | 154.2428 | 150.2997 | 84.2849 | 35.4483 | 95.4572 | 206.8309 | 136.6921 | 186.5907 | 192.2987 | 133.4912 | 140.034 | 70.2399
949 | 13 | 40 | 2 | 61.7924 | 65.4083 | 171.9762 | 115.2935 | 194.1116 | 124.4921 | 152.536 | 149.3953 | 84.3512 | 36.7987 | 93.4811 | 206.6153 | 129.8329 | 186.9987 | 186.1789 | 124.8122 | 129.012 | 67.3031
950 | 14 | 40 | 2 | 61.0734 | 64.9224 | 175.9089 | 119.4334 | 198.4595 | 119.2973 | 155.6195 | 160.8993 | 83.8465 | 38.8669 | 92.3046 | 212.0624 | 126.1922 | 185.2438 | 183.8999 | 122.9126 | 124.3006 | 74.0912
951 | 15 | 40 | 2 | 70.5814 | 68.1007 | 186.2597 | 121.494 | 225.9469 | 126.0389 | 163.4023 | 166.2932 | 85.74 | 39.4226 | 94.0752 | 222.0064 | 151.7748 | 190.7283 | 184.1097 | 130.3607 | 145.9241 | 80.5852
952 | 16 | 40 | 2 | 87.133 | 89.8302 | 199.6652 | 123.0671 | 275.2404 | 169.1034 | 200.6318 | 170.7616 | 94.5842 | 46.0858 | 98.2009 | 264.0534 | 202.4251 | 214.1427 | 239.5171 | 172.5643 | 180.4537 | 112.9349
953 | 17 | 40 | 2 | 92.9312 | 145.7023 | 302.6891 | 128.2677 | 278.2792 | 177.9869 | 238.423 | 185.6543 | 119.3095 | 49.4819 | 101.1028 | 301.1637 | 217.7384 | 263.2731 | 256.25 | 219.5038 | 217.6845 | 139.0091
954 | 18 | 40 | 2 | 99.9307 | 155.1295 | 321.3258 | 133.8079 | 267.3487 | 188.1592 | 232.7391 | 197.9892 | 125.8336 | 49.3963 | 102.9254 | 313.2827 | 212.4352 | 270.9532 | 260.2733 | 220.6708 | 219.8149 | 141.0582
955 | 19 | 40 | 2 | 98.9014 | 152.9087 | 320.7918 | 132.9399 | 278.531 | 178.9294 | 231.924 | 190.9974 | 124.3014 | 49.4685 | 102.1832 | 304.8291 | 215.8339 | 270.599 | 259.1152 | 218.3551 | 224.9506 | 145.5328
956 | 20 | 40 | 2 | 96.1128 | 138.7885 | 311.4234 | 130.3254 | 272.2028 | 180.2783 | 227.464 | 190.5717 | 122.7886 | 47.9011 | 108.1369 | 301.3306 | 207.9858 | 263.1194 | 260.1329 | 209.8577 | 227.2133 | 141.8393
957 | 21 | 40 | 2 | 93.0531 | 135.9148 | 306.096 | 129.2035 | 263.9491 | 164.3159 | 230.9923 | 199.3911 | 121.4563 | 50.1704 | 100.7606 | 297.6329 | 195.295 | 258.4281 | 263.9817 | 208.3101 | 221.4111 | 138.3978
958 | 22 | 40 | 2 | 92.6596 | 129.5734 | 303.7491 | 122.5385 | 251.5209 | 164.1911 | 237.9396 | 193.7659 | 120.108 | 44.3332 | 98.9052 | 303.6544 | 188.2497 | 261.0023 | 251.74 | 198.7365 | 209.9597 | 149.8036
959 | 23 | 40 | 2 | 88.8984 | 130.7075 | 304.5728 | 118.5622 | 244.5066 | 164.0308 | 241.3321 | 192.9145 | 120.7946 | 45.6279 | 103.2563 | 302.3852 | 182.8414 | 267.6338 | 240.4094 | 194.7559 | 212.3513 | 150.8479
960 | 0 | 41 | 2 | 91.2471 | 144.7972 | 313.1838 | 114.5163 | 256.0664 | 158.3851 | 250.4911 | 191.0657 | 122.1307 | 44.1157 | 96.6281 | 289.5199 | 199.3954 | 266.3642 | 242.2803 | 204.7103 | 206.1025 | 158.5938
961 | 1 | 41 | 2 | 89.8159 | 147.9815 | 315.3001 | 114.9306 | 252.422 | 162.0754 | 250.1731 | 201.7424 | 125.5264 | 45.7422 | 99.0673 | 288.7057 | 197.1195 | 265.7457 | 232.0725 | 213.1667 | 202.2518 | 161.97
962 | 2 | 41 | 2 | 88.5942 | 152.0316 | 316.6298 | 114.0218 | 256.8159 | 157.4953 | 256.9861 | 195.4934 | 124.4217 | 46.9625 | 100.336 | 288.7167 | 188.8236 | 269.6425 | 242.4583 | 210.9228 | 210.5369 | 158.4408
963 | 3 | 41 | 2 | 88.0671 | 152.7947 | 325.326 | 117.6119 | 263.3141 | 158.344 | 249.7846 | 189.7185 | 125.5741 | 48.0779 | 96.4228 | 295.9079 | 187.4613 | 273.5458 | 241.9788 | 212.4487 | 205.795 | 157.7723
964 | 4 | 41 | 2 | 89.618 | 150.6367 | 318.5003 | 118.4753 | 265.4181 | 165.3072 | 247.741 | 186.9778 | 121.4494 | 46.2223 | 98.21 | 298.8338 | 198.1156 | 271.1075 | 236.4806 | 216.0279 | 200.4884 | 150.8049
965 | 5 | 41 | 2 | 92.2196 | 152.4117 | 306.6917 | 118.8267 | 277.9813 | 166.6669 | 239.9803 | 187.4638 | 125.5637 | 48.0358 | 94.2504 | 304.4419 | 213.4598 | 278.9588 | 229.6541 | 216.4344 | 202.9255 | 158.3327
966 | 6 | 41 | 2 | 83.548 | 157.6143 | 307.1343 | 126.3298 | 269.3944 | 168.7384 | 230.4863 | 184.9824 | 124.2428 | 47.5613 | 97.5745 | 304.5998 | 208.4547 | 276.6406 | 233.6481 | 217.2794 | 204.6207 | 151.7879
967 | 7 | 41 | 2 | 65.4253 | 123.1595 | 217.5226 | 123.7621 | 233.4519 | 136.7973 | 190.0866 | 183.9898 | 122.9492 | 39.1238 | 100.2197 | 271.019 | 162.5769 | 235.4565 | 221.8416 | 194.8741 | 163.962 | 112.7664
968 | 8 | 41 | 2 | 64.3647 | 97.9049 | 178.8176 | 124.3658 | 214.8292 | 133.9529 | 172.0198 | 183.751 | 98.2245 | 34.2577 | 103.2668 | 233.022 | 153.7159 | 212.826 | 193.0231 | 161.645 | 144.9235 | 78.7038
969 | 9 | 41 | 2 | 61.0736 | 87.9164 | 171.3137 | 124.9452 | 213.3945 | 130.1202 | 162.099 | 163.1362 | 88.9756 | 35.5387 | 106.5958 | 217.8183 | 142.6609 | 193.9868 | 200.6822 | 143.1616 | 141.5972 | 70.4884
970 | 10 | 41 | 2 | 60.0527 | 79.5466 | 176.2378 | 123.4565 | 202.9224 | 129.2993 | 159.688 | 161.3372 | 86.5843 | 34.7484 | 105.8473 | 216.3158 | 136.8109 | 197.7186 | 200.8859 | 138.9498 | 139.2431 | 69.2512
971 | 11 | 41 | 2 | 59.7449 | 75.2571 | 172.0485 | 123.3571 | 193.2204 | 121.0048 | 160.0745 | 160.4137 | 85.2424 | 35.3567 | 103.9279 | 214.9995 | 134.3652 | 191.8654 | 198.1919 | 133.3583 | 135.3738 | 68.2237
972 | 12 | 41 | 2 | 58.9875 | 69.2047 | 179.1888 | 118.1304 | 194.2072 | 119.4758 | 154.2428 | 150.2997 | 84.2849 | 35.4483 | 95.4572 | 206.8309 | 136.6921 | 186.5907 | 192.2987 | 133.4912 | 140.034 | 70.2399
973 | 13 | 41 | 2 | 61.7924 | 65.4083 | 171.9762 | 115.2935 | 194.1116 | 124.4921 | 152.536 | 149.3953 | 84.3512 | 36.7987 | 93.4811 | 206.6153 | 129.8329 | 186.9987 | 186.1789 | 124.8122 | 129.012 | 67.3031
974 | 14 | 41 | 2 | 61.0734 | 64.9224 | 175.9089 | 119.4334 | 198.4595 | 119.2973 | 155.6195 | 160.8993 | 83.8465 | 38.8669 | 92.3046 | 212.0624 | 126.1922 | 185.2438 | 183.8999 | 122.9126 | 124.3006 | 74.0912
975 | 15 | 41 | 2 | 70.5814 | 68.1007 | 186.2597 | 121.494 | 225.9469 | 126.0389 | 163.4023 | 166.2932 | 85.74 | 39.4226 | 94.0752 | 222.0064 | 151.7748 | 190.7283 | 184.1097 | 130.3607 | 145.9241 | 80.5852
976 | 16 | 41 | 2 | 87.133 | 89.8302 | 199.6652 | 123.0671 | 275.2404 | 169.1034 | 200.6318 | 170.7616 | 94.5842 | 46.0858 | 98.2009 | 264.0534 | 202.4251 | 214.1427 | 239.5171 | 172.5643 | 180.4537 | 112.9349
977 | 17 | 41 | 2 | 92.9312 | 145.7023 | 302.6891 | 128.2677 | 278.2792 | 177.9869 | 238.423 | 185.6543 | 119.3095 | 49.4819 | 101.1028 | 301.1637 | 217.7384 | 263.2731 | 256.25 | 219.5038 | 217.6845 | 139.0091
978 | 18 | 41 | 2 | 99.9307 | 155.1295 | 321.3258 | 133.8079 | 267.3487 | 188.1592 | 232.7391 | 197.9892 | 125.8336 | 49.3963 | 102.9254 | 313.2827 | 212.4352 | 270.9532 | 260.2733 | 220.6708 | 219.8149 | 141.0582
979 | 19 | 41 | 2 | 98.9014 | 152.9087 | 320.7918 | 132.9399 | 278.531 | 178.9294 | 231.924 | 190.9974 | 124.3014 | 49.4685 | 102.1832 | 304.8291 | 215.8339 | 270.599 | 259.1152 | 218.3551 | 224.9506 | 145.5328
980 | 20 | 41 | 2 | 96.1128 | 138.7885 | 311.4234 | 130.3254 | 272.2028 | 180.2783 | 227.464 | 190.5717 | 122.7886 | 47.9011 | 108.1369 | 301.3306 | 207.9858 | 263.1194 | 260.1329 | 209.8577 | 227.2133 | 141.8393
981 | 21 | 41 | 2 | 93.0531 | 135.9148 | 306.096 | 129.2035 | 263.9491 | 164.3159 | 230.9923 | 199.3911 | 121.4563 | 50.1704 | 100.7606 | 297.6329 | 195.295 | 258.4281 | 263.9817 | 208.3101 | 221.4111 | 138.3978
982 | 22 | 41 | 2 | 92.6596 | 129.5734 | 303.7491 | 122.5385 | 251.5209 | 164.1911 | 237.9396 | 193.7659 | 120.108 | 44.3332 | 98.9052 | 303.6544 | 188.2497 | 261.0023 | 251.74 | 198.7365 | 209.9597 | 149.8036
983 | 23 | 41 | 2 | 88.8984 | 130.7075 | 304.5728 | 118.5622 | 244.5066 | 164.0308 | 241.3321 | 192.9145 | 120.7946 | 45.6279 | 103.2563 | 302.3852 | 182.8414 | 267.6338 | 240.4094 | 194.7559 | 212.3513 | 150.8479
984 | 0 | 42 | 2 | 91.2471 | 144.7972 | 313.1838 | 114.5163 | 256.0664 | 158.3851 | 250.4911 | 191.0657 | 122.1307 | 44.1157 | 96.6281 | 289.5199 | 199.3954 | 266.3642 | 242.2803 | 204.7103 | 206.1025 | 158.5938
985 | 1 | 42 | 2 | 89.8159 | 147.9815 | 315.3001 | 114.9306 | 252.422 | 162.0754 | 250.1731 | 201.7424 | 125.5264 | 45.7422 | 99.0673 | 288.7057 | 197.1195 | 265.7457 | 232.0725 | 213.1667 | 202.2518 | 161.97
986 | 2 | 42 | 2 | 88.5942 | 152.0316 | 316.6298 | 114.0218 | 256.8159 | 157.4953 | 256.9861 | 195.4934 | 124.4217 | 46.9625 | 100.336 | 288.7167 | 188.8236 | 269.6425 | 242.4583 | 210.9228 | 210.5369 | 158.4408
987 | 3 | 42 | 2 | 88.0671 | 152.7947 | 325.326 | 117.6119 | 263.3141 | 158.344 | 249.7846 | 189.7185 | 125.5741 | 48.0779 | 96.4228 | 295.9079 | 187.4613 | 273.5458 | 241.9788 | 212.4487 | 205.795 | 157.7723
988 | 4 | 42 | 2 | 89.618 | 150.6367 | 318.5003 | 118.4753 | 265.4181 | 165.3072 | 247.741 | 186.9778 | 121.4494 | 46.2223 | 98.21 | 298.8338 | 198.1156 | 271.1075 | 236.4806 | 216.0279 | 200.4884 | 150.8049
989 | 5 | 42 | 2 | 92.2196 | 152.4117 | 306.6917 | 118.8267 | 277.9813 | 166.6669 | 239.9803 | 187.4638 | 125.5637 | 48.0358 | 94.2504 | 304.4419 | 213.4598 | 278.9588 | 229.6541 | 216.4344 | 202.9255 | 158.3327
990 | 6 | 42 | 2 | 83.548 | 157.6143 | 307.1343 | 126.3298 | 269.3944 | 168.7384 | 230.4863 | 184.9824 | 124.2428 | 47.5613 | 97.5745 | 304.5998 | 208.4547 | 276.6406 | 233.6481 | 217.2794 | 204.6207 | 151.7879
991 | 7 | 42 | 2 | 65.4253 | 123.1595 | 217.5226 | 123.7621 | 233.4519 | 136.7973 | 190.0866 | 183.9898 | 122.9492 | 39.1238 | 100.2197 | 271.019 | 162.5769 | 235.4565 | 221.8416 | 194.8741 | 163.962 | 112.7664
992 | 8 | 42 | 2 | 64.3647 | 97.9049 | 178.8176 | 124.3658 | 214.8292 | 133.9529 | 172.0198 | 183.751 | 98.2245 | 34.2577 | 103.2668 | 233.022 | 153.7159 | 212.826 | 193.0231 | 161.645 | 144.9235 | 78.7038
993 | 9 | 42 | 2 | 61.0736 | 87.9164 | 171.3137 | 124.9452 | 213.3945 | 130.1202 | 162.099 | 163.1362 | 88.9756 | 35.5387 | 106.5958 | 217.8183 | 142.6609 | 193.9868 | 200.6822 | 143.1616 | 141.5972 | 70.4884
994 | 10 | 42 | 2 | 60.0527 | 79.5466 | 176.2378 | 123.4565 | 202.9224 | 129.2993 | 159.688 | 161.3372 | 86.5843 | 34.7484 | 105.8473 | 216.3158 | 136.8109 | 197.7186 | 200.8859 | 138.9498 | 139.2431 | 69.2512
995 | 11 | 42 | 2 | 59.7449 | 75.2571 | 172.0485 | 123.3571 | 193.2204 | 121.0048 | 160.0745 | 160.4137 | 85.2424 | 35.3567 | 103.9279 | 214.9995 | 134.3652 | 191.8654 | 198.1919 | 133.3583 | 135.3738 | 68.2237
996 | 12 | 42 | 2 | 58.9875 | 69.2047 | 179.1888 | 118.1304 | 194.2072 | 119.4758 | 154.2428 | 150.2997 | 84.2849 | 35.4483 | 95.4572 | 206.8309 | 136.6921 | 186.5907 | 192.2987 | 133.4912 | 140.034 | 70.2399
997 | 13 | 42 | 2 | 61.7924 | 65.4083 | 171.9762 | 115.2935 | 194.1116 | 124.4921 | 152.536 | 149.3953 | 84.3512 | 36.7987 | 93.4811 | 206.6153 | 129.8329 | 186.9987 | 186.1789 | 124.8122 | 129.012 | 67.3031
998 | 14 | 42 | 2 | 61.0734 | 64.9224 | 175.9089 | 119.4334 | 198.4595 | 119.2973 | 155.6195 | 160.8993 | 83.8465 | 38.8669 | 92.3046 | 212.0624 | 126.1922 | 185.2438 | 183.8999 | 122.9126 | 124.3006 | 74.0912
999 | 15 | 42 | 2 | 70.5814 | 68.1007 | 186.2597 | 121.494 | 225.9469 | 126.0389 | 163.4023 | 166.2932 | 85.74 | 39.4226 | 94.0752 | 222.0064 | 151.7748 | 190.7283 | 184.1097 | 130.3607 | 145.9241 | 80.5852
1000 | 16 | 42 | 2 | 87.133 | 89.8302 | 199.6652 | 123.0671 | 275.2404 | 169.1034 | 200.6318 | 170.7616 | 94.5842 | 46.0858 | 98.2009 | 264.0534 | 202.4251 | 214.1427 | 239.5171 | 172.5643 | 180.4537 | 112.9349
1001 | 17 | 42 | 2 | 92.9312 | 145.7023 | 302.6891 | 128.2677 | 278.2792 | 177.9869 | 238.423 | 185.6543 | 119.3095 | 49.4819 | 101.1028 | 301.1637 | 217.7384 | 263.2731 | 256.25 | 219.5038 | 217.6845 | 139.0091
1002 | 18 | 42 | 2 | 99.9307 | 155.1295 | 321.3258 | 133.8079 | 267.3487 | 188.1592 | 232.7391 | 197.9892 | 125.8336 | 49.3963 | 102.9254 | 313.2827 | 212.4352 | 270.9532 | 260.2733 | 220.6708 | 219.8149 | 141.0582
1003 | 19 | 42 | 2 | 98.9014 | 152.9087 | 320.7918 | 132.9399 | 278.531 | 178.9294 | 231.924 | 190.9974 | 124.3014 | 49.4685 | 102.1832 | 304.8291 | 215.8339 | 270.599 | 259.1152 | 218.3551 | 224.9506 | 145.5328
1004 | 20 | 42 | 2 | 96.1128 | 138.7885 | 311.4234 | 130.3254 | 272.2028 | 180.2783 | 227.464 | 190.5717 | 122.7886 | 47.9011 | 108.1369 | 301.3306 | 207.9858 | 263.1194 | 260.1329 | 209.8577 | 227.2133 | 141.8393
1005 | 21 | 42 | 2 | 93.0531 | 135.9148 | 306.096 | 129.2035 | 263.9491 | 164.3159 | 230.9923 | 199.3911 | 121.4563 | 50.1704 | 100.7606 | 297.6329 | 195.295 | 258.4281 | 263.9817 | 208.3101 | 221.4111 | 138.3978
1006 | 22 | 42 | 2 | 92.6596 | 129.5734 | 303.7491 | 122.5385 | 251.5209 | 164.1911 | 237.9396 | 193.7659 | 120.108 | 44.3332 | 98.9052 | 303.6544 | 188.2497 | 261.0023 | 251.74 | 198.7365 | 209.9597 | 149.8036
1007 | 23 | 42 | 2 | 88.8984 | 130.7075 | 304.5728 | 118.5622 | 244.5066 | 164.0308 | 241.3321 | 192.9145 | 120.7946 | 45.6279 | 103.2563 | 302.3852 | 182.8414 | 267.6338 | 240.4094 | 194.7559 | 212.3513 | 150.8479
1008 | 0 | 43 | 2 | 91.2471 | 144.7972 | 313.1838 | 114.5163 | 256.0664 | 158.3851 | 250.4911 | 191.0657 | 122.1307 | 44.1157 | 96.6281 | 289.5199 | 199.3954 | 266.3642 | 242.2803 | 204.7103 | 206.1025 | 158.5938
1009 | 1 | 43 | 2 | 89.8159 | 147.9815 | 315.3001 | 114.9306 | 252.422 | 162.0754 | 250.1731 | 201.7424 | 125.5264 | 45.7422 | 99.0673 | 288.7057 | 197.1195 | 265.7457 | 232.0725 | 213.1667 | 202.2518 | 161.97
1010 | 2 | 43 | 2 | 88.5942 | 152.0316 | 316.6298 | 114.0218 | 256.8159 | 157.4953 | 256.9861 | 195.4934 | 124.4217 | 46.9625 | 100.336 | 288.7167 | 188.8236 | 269.6425 | 242.4583 | 210.9228 | 210.5369 | 158.4408
1011 | 3 | 43 | 2 | 88.0671 | 152.7947 | 325.326 | 117.6119 | 263.3141 | 158.344 | 249.7846 | 189.7185 | 125.5741 | 48.0779 | 96.4228 | 295.9079 | 187.4613 | 273.5458 | 241.9788 | 212.4487 | 205.795 | 157.7723
1012 | 4 | 43 | 2 | 89.618 | 150.6367 | 318.5003 | 118.4753 | 265.4181 | 165.3072 | 247.741 | 186.9778 | 121.4494 | 46.2223 | 98.21 | 298.8338 | 198.1156 | 271.1075 | 236.4806 | 216.0279 | 200.4884 | 150.8049
1013 | 5 | 43 | 2 | 92.2196 | 152.4117 | 306.6917 | 118.8267 | 277.9813 | 166.6669 | 239.9803 | 187.4638 | 125.5637 | 48.0358 | 94.2504 | 304.4419 | 213.4598 | 278.9588 | 229.6541 | 216.4344 | 202.9255 | 158.3327
1014 | 6 | 43 | 2 | 83.548 | 157.6143 | 307.1343 | 126.3298 | 269.3944 | 168.7384 | 230.4863 | 184.9824 | 124.2428 | 47.5613 | 97.5745 | 304.5998 | 208.4547 | 276.6406 | 233.6481 | 217.2794 | 204.6207 | 151.7879
1015 | 7 | 43 | 2 | 65.4253 | 123.1595 | 217.5226 | 123.7621 | 233.4519 | 136.7973 | 190.0866 | 183.9898 | 122.9492 | 39.1238 | 100.2197 | 271.019 | 162.5769 | 235.4565 | 221.8416 | 194.8741 | 163.962 | 112.7664
1016 | 8 | 43 | 2 | 64.3647 | 97.9049 | 178.8176 | 124.3658 | 214.8292 | 133.9529 | 172.0198 | 183.751 | 98.2245 | 34.2577 | 103.2668 | 233.022 | 153.7159 | 212.826 | 193.0231 | 161.645 | 144.9235 | 78.7038
1017 | 9 | 43 | 2 | 61.0736 | 87.9164 | 171.3137 | 124.9452 | 213.3945 | 130.1202 | 162.099 | 163.1362 | 88.9756 | 35.5387 | 106.5958 | 217.8183 | 142.6609 | 193.9868 | 200.6822 | 143.1616 | 141.5972 | 70.4884
1018 | 10 | 43 | 2 | 60.0527 | 79.5466 | 176.2378 | 123.4565 | 202.9224 | 129.2993 | 159.688 | 161.3372 | 86.5843 | 34.7484 | 105.8473 | 216.3158 | 136.8109 | 197.7186 | 200.8859 | 138.9498 | 139.2431 | 69.2512
1019 | 11 | 43 | 2 | 59.7449 | 75.2571 | 172.0485 | 123.3571 | 193.2204 | 121.0048 | 160.0745 | 160.4137 | 85.2424 | 35.3567 | 103.9279 | 214.9995 | 134.3652 | 191.8654 | 198.1919 | 133.3583 | 135.3738 | 68.2237
1020 | 12 | 43 | 2 | 58.9875 | 69.2047 | 179.1888 | 118.1304 | 194.2072 | 119.4758 | 154.2428 | 150.2997 | 84.2849 | 35.4483 | 95.4572 | 206.8309 | 136.6921 | 186.5907 | 192.2987 | 133.4912 | 140.034 | 70.2399
1021 | 13 | 43 | 2 | 61.7924 | 65.4083 | 171.9762 | 115.2935 | 194.1116 | 124.4921 | 152.536 | 149.3953 | 84.3512 | 36.7987 | 93.4811 | 206.6153 | 129.8329 | 186.9987 | 186.1789 | 124.8122 | 129.012 | 67.3031
1022 | 14 | 43 | 2 | 61.0734 | 64.9224 | 175.9089 | 119.4334 | 198.4595 | 119.2973 | 155.6195 | 160.8993 | 83.8465 | 38.8669 | 92.3046 | 212.0624 | 126.1922 | 185.2438 | 183.8999 | 122.9126 | 124.3006 | 74.0912
1023 | 15 | 43 | 2 | 70.5814 | 68.1007 | 186.2597 | 121.494 | 225.9469 | 126.0389 | 163.4023 | 166.2932 | 85.74 | 39.4226 | 94.0752 | 222.0064 | 151.7748 | 190.7283 | 184.1097 | 130.3607 | 145.9241 | 80.5852
1024 | 16 | 43 | 2 | 87.133 | 89.8302 | 199.6652 | 123.0671 | 275.2404 | 169.1034 | 200.6318 | 170.7616 | 94.5842 | 46.0858 | 98.2009 | 264.0534 | 202.4251 | 214.1427 | 239.5171 | 172.5643 | 180.4537 | 112.9349
1025 | 17 | 43 | 2 | 92.9312 | 145.7023 | 302.6891 | 128.2677 | 278.2792 | 177.9869 | 238.423 | 185.6543 | 119.3095 | 49.4819 | 101.1028 | 301.1637 | 217.7384 | 263.2731 | 256.25 | 219.5038 | 217.6845 | 139.0091
1026 | 18 | 43 | 2 | 99.9307 | 155.1295 | 321.3258 | 133.8079 | 267.3487 | 188.1592 | 232.7391 | 197.9892 | 125.8336 | 49.3963 | 102.9254 | 313.2827 | 212.4352 | 270.9532 | 260.2733 | 220.6708 | 219.8149 | 141.0582
1027 | 19 | 43 | 2 | 98.9014 | 152.9087 | 320.7918 | 132.9399 | 278.531 | 178.9294 | 231.924 | 190.9974 | 124.3014 | 49.4685 | 102.1832 | 304.8291 | 215.8339 | 270.599 | 259.1152 | 218.3551 | 224.9506 | 145.5328
1028 | 20 | 43 | 2 | 96.1128 | 138.7885 | 311.4234 | 130.3254 | 272.2028 | 180.2783 | 227.464 | 190.5717 | 122.7886 | 47.9011 | 108.1369 | 301.3306 | 207.9858 | 263.1194 | 260.1329 | 209.8577 | 227.2133 | 141.8393
1029 | 21 | 43 | 2 | 93.0531 | 135.9148 | 306.096 | 129.2035 | 263.9491 | 164.3159 | 230.9923 | 199.3911 | 121.4563 | 50.1704 | 100.7606 | 297.6329 | 195.295 | 258.4281 | 263.9817 | 208.3101 | 221.4111 | 138.3978
1030 | 22 | 43 | 2 | 92.6596 | 129.5734 | 303.7491 | 122.5385 | 251.5209 | 164.1911 | 237.9396 | 193.7659 | 120.108 | 44.3332 | 98.9052 | 303.6544 | 188.2497 | 261.0023 | 251.74 | 198.7365 | 209.9597 | 149.8036
1031 | 23 | 43 | 2 | 88.8984 | 130.7075 | 304.5728 | 118.5622 | 244.5066 | 164.0308 | 241.3321 | 192.9145 | 120.7946 | 45.6279 | 103.2563 | 302.3852 | 182.8414 | 267.6338 | 240.4094 | 194.7559 | 212.3513 | 150.8479
1032 | 0 | 44 | 2 | 91.2471 | 144.7972 | 313.1838 | 114.5163 | 256.0664 | 158.3851 | 250.4911 | 191.0657 | 122.1307 | 44.1157 | 96.6281 | 289.5199 | 199.3954 | 266.3642 | 242.2803 | 204.7103 | 206.1025 | 158.5938
1033 | 1 | 44 | 2 | 89.8159 | 147.9815 | 315.3001 | 114.9306 | 252.422 | 162.0754 | 250.1731 | 201.7424 | 125.5264 | 45.7422 | 99.0673 | 288.7057 | 197.1195 | 265.7457 | 232.0725 | 213.1667 | 202.2518 | 161.97
1034 | 2 | 44 | 2 | 88.5942 | 152.0316 | 316.6298 | 114.0218 | 256.8159 | 157.4953 | 256.9861 | 195.4934 | 124.4217 | 46.9625 | 100.336 | 288.7167 | 188.8236 | 269.6425 | 242.4583 | 210.9228 | 210.5369 | 158.4408
1035 | 3 | 44 | 2 | 88.0671 | 152.7947 | 325.326 | 117.6119 | 263.3141 | 158.344 | 249.7846 | 189.7185 | 125.5741 | 48.0779 | 96.4228 | 295.9079 | 187.4613 | 273.5458 | 241.9788 | 212.4487 | 205.795 | 157.7723
1036 | 4 | 44 | 2 | 89.618 | 150.6367 | 318.5003 | 118.4753 | 265.4181 | 165.3072 | 247.741 | 186.9778 | 121.4494 | 46.2223 | 98.21 | 298.8338 | 198.1156 | 271.1075 | 236.4806 | 216.0279 | 200.4884 | 150.8049
1037 | 5 | 44 | 2 | 92.2196 | 152.4117 | 306.6917 | 118.8267 | 277.9813 | 166.6669 | 239.9803 | 187.4638 | 125.5637 | 48.0358 | 94.2504 | 304.4419 | 213.4598 | 278.9588 | 229.6541 | 216.4344 | 202.9255 | 158.3327
1038 | 6 | 44 | 2 | 83.548 | 157.6143 | 307.1343 | 126.3298 | 269.3944 | 168.7384 | 230.4863 | 184.9824 | 124.2428 | 47.5613 | 97.5745 | 304.5998 | 208.4547 | 276.6406 | 233.6481 | 217.2794 | 204.6207 | 151.7879
1039 | 7 | 44 | 2 | 65.4253 | 123.1595 | 217.5226 | 123.7621 | 233.4519 | 136.7973 | 190.0866 | 183.9898 | 122.9492 | 39.1238 | 100.2197 | 271.019 | 162.5769 | 235.4565 | 221.8416 | 194.8741 | 163.962 | 112.7664
1040 | 8 | 44 | 2 | 64.3647 | 97.9049 | 178.8176 | 124.3658 | 214.8292 | 133.9529 | 172.0198 | 183.751 | 98.2245 | 34.2577 | 103.2668 | 233.022 | 153.7159 | 212.826 | 193.0231 | 161.645 | 144.9235 | 78.7038
1041 | 9 | 44 | 2 | 61.0736 | 87.9164 | 171.3137 | 124.9452 | 213.3945 | 130.1202 | 162.099 | 163.1362 | 88.9756 | 35.5387 | 106.5958 | 217.8183 | 142.6609 | 193.9868 | 200.6822 | 143.1616 | 141.5972 | 70.4884
1042 | 10 | 44 | 2 | 60.0527 | 79.5466 | 176.2378 | 123.4565 | 202.9224 | 129.2993 | 159.688 | 161.3372 | 86.5843 | 34.7484 | 105.8473 | 216.3158 | 136.8109 | 197.7186 | 200.8859 | 138.9498 | 139.2431 | 69.2512
1043 | 11 | 44 | 2 | 59.7449 | 75.2571 | 172.0485 | 123.3571 | 193.2204 | 121.0048 | 160.0745 | 160.4137 | 85.2424 | 35.3567 | 103.9279 | 214.9995 | 134.3652 | 191.8654 | 198.1919 | 133.3583 | 135.3738 | 68.2237
1044 | 12 | 44 | 2 | 58.9875 | 69.2047 | 179.1888 | 118.1304 | 194.2072 | 119.4758 | 154.2428 | 150.2997 | 84.2849 | 35.4483 | 95.4572 | 206.8309 | 136.6921 | 186.5907 | 192.2987 | 133.4912 | 140.034 | 70.2399
1045 | 13 | 44 | 2 | 61.7924 | 65.4083 | 171.9762 | 115.2935 | 194.1116 | 124.4921 | 152.536 | 149.3953 | 84.3512 | 36.7987 | 93.4811 | 206.6153 | 129.8329 | 186.9987 | 186.1789 | 124.8122 | 129.012 | 67.3031
1046 | 14 | 44 | 2 | 61.0734 | 64.9224 | 175.9089 | 119.4334 | 198.4595 | 119.2973 | 155.6195 | 160.8993 | 83.8465 | 38.8669 | 92.3046 | 212.0624 | 126.1922 | 185.2438 | 183.8999 | 122.9126 | 124.3006 | 74.0912
1047 | 15 | 44 | 2 | 70.5814 | 68.1007 | 186.2597 | 121.494 | 225.9469 | 126.0389 | 163.4023 | 166.2932 | 85.74 | 39.4226 | 94.0752 | 222.0064 | 151.7748 | 190.7283 | 184.1097 | 130.3607 | 145.9241 | 80.5852
1048 | 16 | 44 | 2 | 87.133 | 89.8302 | 199.6652 | 123.0671 | 275.2404 | 169.1034 | 200.6318 | 170.7616 | 94.5842 | 46.0858 | 98.2009 | 264.0534 | 202.4251 | 214.1427 | 239.5171 | 172.5643 | 180.4537 | 112.9349
1049 | 17 | 44 | 2 | 92.9312 | 145.7023 | 302.6891 | 128.2677 | 278.2792 | 177.9869 | 238.423 | 185.6543 | 119.3095 | 49.4819 | 101.1028 | 301.1637 | 217.7384 | 263.2731 | 256.25 | 219.5038 | 217.6845 | 139.0091
1050 | 18 | 44 | 2 | 99.9307 | 155.1295 | 321.3258 | 133.8079 | 267.3487 | 188.1592 | 232.7391 | 197.9892 | 125.8336 | 49.3963 | 102.9254 | 313.2827 | 212.4352 | 270.9532 | 260.2733 | 220.6708 | 219.8149 | 141.0582
1051 | 19 | 44 | 2 | 98.9014 | 152.9087 | 320.7918 | 132.9399 | 278.531 | 178.9294 | 231.924 | 190.9974 | 124.3014 | 49.4685 | 102.1832 | 304.8291 | 215.8339 | 270.599 | 259.1152 | 218.3551 | 224.9506 | 145.5328
1052 | 20 | 44 | 2 | 96.1128 | 138.7885 | 311.4234 | 130.3254 | 272.2028 | 180.2783 | 227.464 | 190.5717 | 122.7886 | 47.9011 | 108.1369 | 301.3306 | 207.9858 | 263.1194 | 260.1329 | 209.8577 | 227.2133 | 141.8393
1053 | 21 | 44 | 2 | 93.0531 | 135.9148 | 306.096 | 129.2035 | 263.9491 | 164.3159 | 230.9923 | 199.3911 | 121.4563 | 50.1704 | 100.7606 | 297.6329 | 195.295 | 258.4281 | 263.9817 | 208.3101 | 221.4111 | 138.3978
1054 | 22 | 44 | 2 | 92.6596 | 129.5734 | 303.7491 | 122.5385 | 251.5209 | 164.1911 | 237.9396 | 193.7659 | 120.108 | 44.3332 | 98.9052 | 303.6544 | 188.2497 | 261.0023 | 251.74 | 198.7365 | 209.9597 | 149.8036
1055 | 23 | 44 | 2 | 88.8984 | 130.7075 | 304.5728 | 118.5622 | 244.5066 | 164.0308 | 241.3321 | 192.9145 | 120.7946 | 45.6279 | 103.2563 | 302.3852 | 182.8414 | 267.6338 | 240.4094 | 194.7559 | 212.3513 | 150.8479
1056 | 0 | 45 | 2 | 91.2471 | 144.7972 | 313.1838 | 114.5163 | 256.0664 | 158.3851 | 250.4911 | 191.0657 | 122.1307 | 44.1157 | 96.6281 | 289.5199 | 199.3954 | 266.3642 | 242.2803 | 204.7103 | 206.1025 | 158.5938
1057 | 1 | 45 | 2 | 89.8159 | 147.9815 | 315.3001 | 114.9306 | 252.422 | 162.0754 | 250.1731 | 201.7424 | 125.5264 | 45.7422 | 99.0673 | 288.7057 | 197.1195 | 265.7457 | 232.0725 | 213.1667 | 202.2518 | 161.97
1058 | 2 | 45 | 2 | 88.5942 | 152.0316 | 316.6298 | 114.0218 | 256.8159 | 157.4953 | 256.9861 | 195.4934 | 124.4217 | 46.9625 | 100.336 | 288.7167 | 188.8236 | 269.6425 | 242.4583 | 210.9228 | 210.5369 | 158.4408
1059 | 3 | 45 | 2 | 88.0671 | 152.7947 | 325.326 | 117.6119 | 263.3141 | 158.344 | 249.7846 | 189.7185 | 125.5741 | 48.0779 | 96.4228 | 295.9079 | 187.4613 | 273.5458 | 241.9788 | 212.4487 | 205.795 | 157.7723
1060 | 4 | 45 | 2 | 89.618 | 150.6367 | 318.5003 | 118.4753 | 265.4181 | 165.3072 | 247.741 | 186.9778 | 121.4494 | 46.2223 | 98.21 | 298.8338 | 198.1156 | 271.1075 | 236.4806 | 216.0279 | 200.4884 | 150.8049
1061 | 5 | 45 | 2 | 92.2196 | 152.4117 | 306.6917 | 118.8267 | 277.9813 | 166.6669 | 239.9803 | 187.4638 | 125.5637 | 48.0358 | 94.2504 | 304.4419 | 213.4598 | 278.9588 | 229.6541 | 216.4344 | 202.9255 | 158.3327
1062 | 6 | 45 | 2 | 83.548 | 157.6143 | 307.1343 | 126.3298 | 269.3944 | 168.7384 | 230.4863 | 184.9824 | 124.2428 | 47.5613 | 97.5745 | 304.5998 | 208.4547 | 276.6406 | 233.6481 | 217.2794 | 204.6207 | 151.7879
1063 | 7 | 45 | 2 | 65.4253 | 123.1595 | 217.5226 | 123.7621 | 233.4519 | 136.7973 | 190.0866 | 183.9898 | 122.9492 | 39.1238 | 100.2197 | 271.019 | 162.5769 | 235.4565 | 221.8416 | 194.8741 | 163.962 | 112.7664
1064 | 8 | 45 | 2 | 64.3647 | 97.9049 | 178.8176 | 124.3658 | 214.8292 | 133.9529 | 172.0198 | 183.751 | 98.2245 | 34.2577 | 103.2668 | 233.022 | 153.7159 | 212.826 | 193.0231 | 161.645 | 144.9235 | 78.7038
1065 | 9 | 45 | 2 | 61.0736 | 87.9164 | 171.3137 | 124.9452 | 213.3945 | 130.1202 | 162.099 | 163.1362 | 88.9756 | 35.5387 | 106.5958 | 217.8183 | 142.6609 | 193.9868 | 200.6822 | 143.1616 | 141.5972 | 70.4884
1066 | 10 | 45 | 2 | 60.0527 | 79.5466 | 176.2378 | 123.4565 | 202.9224 | 129.2993 | 159.688 | 161.3372 | 86.5843 | 34.7484 | 105.8473 | 216.3158 | 136.8109 | 197.7186 | 200.8859 | 138.9498 | 139.2431 | 69.2512
1067 | 11 | 45 | 2 | 59.7449 | 75.2571 | 172.0485 | 123.3571 | 193.2204 | 121.0048 | 160.0745 | 160.4137 | 85.2424 | 35.3567 | 103.9279 | 214.9995 | 134.3652 | 191.8654 | 198.1919 | 133.3583 | 135.3738 | 68.2237
1068 | 12 | 45 | 2 | 58.9875 | 69.2047 | 179.1888 | 118.1304 | 194.2072 | 119.4758 | 154.2428 | 150.2997 | 84.2849 | 35.4483 | 95.4572 | 206.8309 | 136.6921 | 186.5907 | 192.2987 | 133.4912 | 140.034 | 70.2399
1069 | 13 | 45 | 2 | 61.7924 | 65.4083 | 171.9762 | 115.2935 | 194.1116 | 124.4921 | 152.536 | 149.3953 | 84.3512 | 36.7987 | 93.4811 | 206.6153 | 129.8329 | 186.9987 | 186.1789 | 124.8122 | 129.012 | 67.3031
1070 | 14 | 45 | 2 | 61.0734 | 64.9224 | 175.9089 | 119.4334 | 198.4595 | 119.2973 | 155.6195 | 160.8993 | 83.8465 | 38.8669 | 92.3046 | 212.0624 | 126.1922 | 185.2438 | 183.8999 | 122.9126 | 124.3006 | 74.0912
1071 | 15 | 45 | 2 | 70.5814 | 68.1007 | 186.2597 | 121.494 | 225.9469 | 126.0389 | 163.4023 | 166.2932 | 85.74 | 39.4226 | 94.0752 | 222.0064 | 151.7748 | 190.7283 | 184.1097 | 130.3607 | 145.9241 | 80.5852
1072 | 16 | 45 | 2 | 87.133 | 89.8302 | 199.6652 | 123.0671 | 275.2404 | 169.1034 | 200.6318 | 170.7616 | 94.5842 | 46.0858 | 98.2009 | 264.0534 | 202.4251 | 214.1427 | 239.5171 | 172.5643 | 180.4537 | 112.9349
1073 | 17 | 45 | 2 | 92.9312 | 145.7023 | 302.6891 | 128.2677 | 278.2792 | 177.9869 | 238.423 | 185.6543 | 119.3095 | 49.4819 | 101.1028 | 301.1637 | 217.7384 | 263.2731 | 256.25 | 219.5038 | 217.6845 | 139.0091
1074 | 18 | 45 | 2 | 99.9307 | 155.1295 | 321.3258 | 133.8079 | 267.3487 | 188.1592 | 232.7391 | 197.9892 | 125.8336 | 49.3963 | 102.9254 | 313.2827 | 212.4352 | 270.9532 | 260.2733 | 220.6708 | 219.8149 | 141.0582
1075 | 19 | 45 | 2 | 98.9014 | 152.9087 | 320.7918 | 132.9399 | 278.531 | 178.9294 | 231.924 | 190.9974 | 124.3014 | 49.4685 | 102.1832 | 304.8291 | 215.8339 | 270.599 | 259.1152 | 218.3551 | 224.9506 | 145.5328
1076 | 20 | 45 | 2 | 96.1128 | 138.7885 | 311.4234 | 130.3254 | 272.2028 | 180.2783 | 227.464 | 190.5717 | 122.7886 | 47.9011 | 108.1369 | 301.3306 | 207.9858 | 263.1194 | 260.1329 | 209.8577 | 227.2133 | 141.8393
1077 | 21 | 45 | 2 | 93.0531 | 135.9148 | 306.096 | 129.2035 | 263.9491 | 164.3159 | 230.9923 | 199.3911 | 121.4563 | 50.1704 | 100.7606 | 297.6329 | 195.295 | 258.4281 | 263.9817 | 208.3101 | 221.4111 | 138.3978
1078 | 22 | 45 | 2 | 92.6596 | 129.5734 | 303.7491 | 122.5385 | 251.5209 | 164.1911 | 237.9396 | 193.7659 | 120.108 | 44.3332 | 98.9052 | 303.6544 | 188.2497 | 261.0023 | 251.74 | 198.7365 | 209.9597 | 149.8036
1079 | 23 | 45 | 2 | 88.8984 | 130.7075 | 304.5728 | 118.5622 | 244.5066 | 164.0308 | 241.3321 | 192.9145 | 120.7946 | 45.6279 | 103.2563 | 302.3852 | 182.8414 | 267.6338 | 240.4094 | 194.7559 | 212.3513 | 150.8479
1080 | 0 | 46 | 2 | 91.2471 | 144.7972 | 313.1838 | 114.5163 | 256.0664 | 158.3851 | 250.4911 | 191.0657 | 122.1307 | 44.1157 | 96.6281 | 289.5199 | 199.3954 | 266.3642 | 242.2803 | 204.7103 | 206.1025 | 158.5938
1081 | 1 | 46 | 2 | 89.8159 | 147.9815 | 315.3001 | 114.9306 | 252.422 | 162.0754 | 250.1731 | 201.7424 | 125.5264 | 45.7422 | 99.0673 | 288.7057 | 197.1195 | 265.7457 | 232.0725 | 213.1667 | 202.2518 | 161.97
1082 | 2 | 46 | 2 | 88.5942 | 152.0316 | 316.6298 | 114.0218 | 256.8159 | 157.4953 | 256.9861 | 195.4934 | 124.4217 | 46.9625 | 100.336 | 288.7167 | 188.8236 | 269.6425 | 242.4583 | 210.9228 | 210.5369 | 158.4408
1083 | 3 | 46 | 2 | 88.0671 | 152.7947 | 325.326 | 117.6119 | 263.3141 | 158.344 | 249.7846 | 189.7185 | 125.5741 | 48.0779 | 96.4228 | 295.9079 | 187.4613 | 273.5458 | 241.9788 | 212.4487 | 205.795 | 157.7723
1084 | 4 | 46 | 2 | 89.618 | 150.6367 | 318.5003 | 118.4753 | 265.4181 | 165.3072 | 247.741 | 186.9778 | 121.4494 | 46.2223 | 98.21 | 298.8338 | 198.1156 | 271.1075 | 236.4806 | 216.0279 | 200.4884 | 150.8049
1085 | 5 | 46 | 2 | 92.2196 | 152.4117 | 306.6917 | 118.8267 | 277.9813 | 166.6669 | 239.9803 | 187.4638 | 125.5637 | 48.0358 | 94.2504 | 304.4419 | 213.4598 | 278.9588 | 229.6541 | 216.4344 | 202.9255 | 158.3327
1086 | 6 | 46 | 2 | 83.548 | 157.6143 | 307.1343 | 126.3298 | 269.3944 | 168.7384 | 230.4863 | 184.9824 | 124.2428 | 47.5613 | 97.5745 | 304.5998 | 208.4547 | 276.6406 | 233.6481 | 217.2794 | 204.6207 | 151.7879
1087 | 7 | 46 | 2 | 65.4253 | 123.1595 | 217.5226 | 123.7621 | 233.4519 | 136.7973 | 190.0866 | 183.9898 | 122.9492 | 39.1238 | 100.2197 | 271.019 | 162.5769 | 235.4565 | 221.8416 | 194.8741 | 163.962 | 112.7664
1088 | 8 | 46 | 2 | 64.3647 | 97.9049 | 178.8176 | 124.3658 | 214.8292 | 133.9529 | 172.0198 | 183.751 | 98.2245 | 34.2577 | 103.2668 | 233.022 | 153.7159 | 212.826 | 193.0231 | 161.645 | 144.9235 | 78.7038
1089 | 9 | 46 | 2 | 61.0736 | 87.9164 | 171.3137 | 124.9452 | 213.3945 | 130.1202 | 162.099 | 163.1362 | 88.9756 | 35.5387 | 106.5958 | 217.8183 | 142.6609 | 193.9868 | 200.6822 | 143.1616 | 141.5972 | 70.4884
1090 | 10 | 46 | 2 | 60.0527 | 79.5466 | 176.2378 | 123.4565 | 202.9224 | 129.2993 | 159.688 | 161.3372 | 86.5843 | 34.7484 | 105.8473 | 216.3158 | 136.8109 | 197.7186 | 200.8859 | 138.9498 | 139.2431 | 69.2512
1091 | 11 | 46 | 2 | 59.7449 | 75.2571 | 172.0485 | 123.3571 | 193.2204 | 121.0048 | 160.0745 | 160.4137 | 85.2424 | 35.3567 | 103.9279 | 214.9995 | 134.3652 | 191.8654 | 198.1919 | 133.3583 | 135.3738 | 68.2237
1092 | 12 | 46 | 2 | 58.9875 | 69.2047 | 179.1888 | 118.1304 | 194.2072 | 119.4758 | 154.2428 | 150.2997 | 84.2849 | 35.4483 | 95.4572 | 206.8309 | 136.6921 | 186.5907 | 192.2987 | 133.4912 | 140.034 | 70.2399
1093 | 13 | 46 | 2 | 61.7924 | 65.4083 | 171.9762 | 115.2935 | 194.1116 | 124.4921 | 152.536 | 149.3953 | 84.3512 | 36.7987 | 93.4811 | 206.6153 | 129.8329 | 186.9987 | 186.1789 | 124.8122 | 129.012 | 67.3031
1094 | 14 | 46 | 2 | 61.0734 | 64.9224 | 175.9089 | 119.4334 | 198.4595 | 119.2973 | 155.6195 | 160.8993 | 83.8465 | 38.8669 | 92.3046 | 212.0624 | 126.1922 | 185.2438 | 183.8999 | 122.9126 | 124.3006 | 74.0912
1095 | 15 | 46 | 2 | 70.5814 | 68.1007 | 186.2597 | 121.494 | 225.9469 | 126.0389 | 163.4023 | 166.2932 | 85.74 | 39.4226 | 94.0752 | 222.0064 | 151.7748 | 190.7283 | 184.1097 | 130.3607 | 145.9241 | 80.5852
1096 | 16 | 46 | 2 | 87.133 | 89.8302 | 199.6652 | 123.0671 | 275.2404 | 169.1034 | 200.6318 | 170.7616 | 94.5842 | 46.0858 | 98.2009 | 264.0534 | 202.4251 | 214.1427 | 239.5171 | 172.5643 | 180.4537 | 112.9349
1097 | 17 | 46 | 2 | 92.9312 | 145.7023 | 302.6891 | 128.2677 | 278.2792 | 177.9869 | 238.423 | 185.6543 | 119.3095 | 49.4819 | 101.1028 | 301.1637 | 217.7384 | 263.2731 | 256.25 | 219.5038 | 217.6845 | 139.0091
1098 | 18 | 46 | 2 | 99.9307 | 155.1295 | 321.3258 | 133.8079 | 267.3487 | 188.1592 | 232.7391 | 197.9892 | 125.8336 | 49.3963 | 102.9254 | 313.2827 | 212.4352 | 270.9532 | 260.2733 | 220.6708 | 219.8149 | 141.0582
1099 | 19 | 46 | 2 | 98.9014 | 152.9087 | 320.7918 | 132.9399 | 278.531 | 178.9294 | 231.924 | 190.9974 | 124.3014 | 49.4685 | 102.1832 | 304.8291 | 215.8339 | 270.599 | 259.1152 | 218.3551 | 224.9506 | 145.5328
1100 | 20 | 46 | 2 | 96.1128 | 138.7885 | 311.4234 | 130.3254 | 272.2028 | 180.2783 | 227.464 | 190.5717 | 122.7886 | 47.9011 | 108.1369 | 301.3306 | 207.9858 | 263.1194 | 260.1329 | 209.8577 | 227.2133 | 141.8393
1101 | 21 | 46 | 2 | 93.0531 | 135.9148 | 306.096 | 129.2035 | 263.9491 | 164.3159 | 230.9923 | 199.3911 | 121.4563 | 50.1704 | 100.7606 | 297.6329 | 195.295 | 258.4281 | 263.9817 | 208.3101 | 221.4111 | 138.3978
1102 | 22 | 46 | 2 | 92.6596 | 129.5734 | 303.7491 | 122.5385 | 251.5209 | 164.1911 | 237.9396 | 193.7659 | 120.108 | 44.3332 | 98.9052 | 303.6544 | 188.2497 | 261.0023 | 251.74 | 198.7365 | 209.9597 | 149.8036
1103 | 23 | 46 | 2 | 88.8984 | 130.7075 | 304.5728 | 118.5622 | 244.5066 | 164.0308 | 241.3321 | 192.9145 | 120.7946 | 45.6279 | 103.2563 | 302.3852 | 182.8414 | 267.6338 | 240.4094 | 194.7559 | 212.3513 | 150.8479
1104 | 0 | 47 | 2 | 91.2471 | 144.7972 | 313.1838 | 114.5163 | 256.0664 | 158.3851 | 250.4911 | 191.0657 | 122.1307 | 44.1157 | 96.6281 | 289.5199 | 199.3954 | 266.3642 | 242.2803 | 204.7103 | 206.1025 | 158.5938
1105 | 1 | 47 | 2 | 89.8159 | 147.9815 | 315.3001 | 114.9306 | 252.422 | 162.0754 | 250.1731 | 201.7424 | 125.5264 | 45.7422 | 99.0673 | 288.7057 | 197.1195 | 265.7457 | 232.0725 | 213.1667 | 202.2518 | 161.97
1106 | 2 | 47 | 2 | 88.5942 | 152.0316 | 316.6298 | 114.0218 | 256.8159 | 157.4953 | 256.9861 | 195.4934 | 124.4217 | 46.9625 | 100.336 | 288.7167 | 188.8236 | 269.6425 | 242.4583 | 210.9228 | 210.5369 | 158.4408
1107 | 3 | 47 | 2 | 88.0671 | 152.7947 | 325.326 | 117.6119 | 263.3141 | 158.344 | 249.7846 | 189.7185 | 125.5741 | 48.0779 | 96.4228 | 295.9079 | 187.4613 | 273.5458 | 241.9788 | 212.4487 | 205.795 | 157.7723
1108 | 4 | 47 | 2 | 89.618 | 150.6367 | 318.5003 | 118.4753 | 265.4181 | 165.3072 | 247.741 | 186.9778 | 121.4494 | 46.2223 | 98.21 | 298.8338 | 198.1156 | 271.1075 | 236.4806 | 216.0279 | 200.4884 | 150.8049
1109 | 5 | 47 | 2 | 92.2196 | 152.4117 | 306.6917 | 118.8267 | 277.9813 | 166.6669 | 239.9803 | 187.4638 | 125.5637 | 48.0358 | 94.2504 | 304.4419 | 213.4598 | 278.9588 | 229.6541 | 216.4344 | 202.9255 | 158.3327
1110 | 6 | 47 | 2 | 83.548 | 157.6143 | 307.1343 | 126.3298 | 269.3944 | 168.7384 | 230.4863 | 184.9824 | 124.2428 | 47.5613 | 97.5745 | 304.5998 | 208.4547 | 276.6406 | 233.6481 | 217.2794 | 204.6207 | 151.7879
1111 | 7 | 47 | 2 | 65.4253 | 123.1595 | 217.5226 | 123.7621 | 233.4519 | 136.7973 | 190.0866 | 183.9898 | 122.9492 | 39.1238 | 100.2197 | 271.019 | 162.5769 | 235.4565 | 221.8416 | 194.8741 | 163.962 | 112.7664
1112 | 8 | 47 | 2 | 64.3647 | 97.9049 | 178.8176 | 124.3658 | 214.8292 | 133.9529 | 172.0198 | 183.751 | 98.2245 | 34.2577 | 103.2668 | 233.022 | 153.7159 | 212.826 | 193.0231 | 161.645 | 144.9235 | 78.7038
1113 | 9 | 47 | 2 | 61.0736 | 87.9164 | 171.3137 | 124.9452 | 213.3945 | 130.1202 | 162.099 | 163.1362 | 88.9756 | 35.5387 | 106.5958 | 217.8183 | 142.6609 | 193.9868 | 200.6822 | 143.1616 | 141.5972 | 70.4884
1114 | 10 | 47 | 2 | 60.0527 | 79.5466 | 176.2378 | 123.4565 | 202.9224 | 129.2993 | 159.688 | 161.3372 | 86.5843 | 34.7484 | 105.8473 | 216.3158 | 136.8109 | 197.7186 | 200.8859 | 138.9498 | 139.2431 | 69.2512
1115 | 11 | 47 | 2 | 59.7449 | 75.2571 | 172.0485 | 123.3571 | 193.2204 | 121.0048 | 160.0745 | 160.4137 | 85.2424 | 35.3567 | 103.9279 | 214.9995 | 134.3652 | 191.8654 | 198.1919 | 133.3583 | 135.3738 | 68.2237
1116 | 12 | 47 | 2 | 58.9875 | 69.2047 | 179.1888 | 118.1304 | 194.2072 | 119.4758 | 154.2428 | 150.2997 | 84.2849 | 35.4483 | 95.4572 | 206.8309 | 136.6921 | 186.5907 | 192.2987 | 133.4912 | 140.034 | 70.2399
1117 | 13 | 47 | 2 | 61.7924 | 65.4083 | 171.9762 | 115.2935 | 194.1116 | 124.4921 | 152.536 | 149.3953 | 84.3512 | 36.7987 | 93.4811 | 206.6153 | 129.8329 | 186.9987 | 186.1789 | 124.8122 | 129.012 | 67.3031
1118 | 14 | 47 | 2 | 61.0734 | 64.9224 | 175.9089 | 119.4334 | 198.4595 | 119.2973 | 155.6195 | 160.8993 | 83.8465 | 38.8669 | 92.3046 | 212.0624 | 126.1922 | 185.2438 | 183.8999 | 122.9126 | 124.3006 | 74.0912
1119 | 15 | 47 | 2 | 70.5814 | 68.1007 | 186.2597 | 121.494 | 225.9469 | 126.0389 | 163.4023 | 166.2932 | 85.74 | 39.4226 | 94.0752 | 222.0064 | 151.7748 | 190.7283 | 184.1097 | 130.3607 | 145.9241 | 80.5852
1120 | 16 | 47 | 2 | 87.133 | 89.8302 | 199.6652 | 123.0671 | 275.2404 | 169.1034 | 200.6318 | 170.7616 | 94.5842 | 46.0858 | 98.2009 | 264.0534 | 202.4251 | 214.1427 | 239.5171 | 172.5643 | 180.4537 | 112.9349
1121 | 17 | 47 | 2 | 92.9312 | 145.7023 | 302.6891 | 128.2677 | 278.2792 | 177.9869 | 238.423 | 185.6543 | 119.3095 | 49.4819 | 101.1028 | 301.1637 | 217.7384 | 263.2731 | 256.25 | 219.5038 | 217.6845 | 139.0091
1122 | 18 | 47 | 2 | 99.9307 | 155.1295 | 321.3258 | 133.8079 | 267.3487 | 188.1592 | 232.7391 | 197.9892 | 125.8336 | 49.3963 | 102.9254 | 313.2827 | 212.4352 | 270.9532 | 260.2733 | 220.6708 | 219.8149 | 141.0582
1123 | 19 | 47 | 2 | 98.9014 | 152.9087 | 320.7918 | 132.9399 | 278.531 | 178.9294 | 231.924 | 190.9974 | 124.3014 | 49.4685 | 102.1832 | 304.8291 | 215.8339 | 270.599 | 259.1152 | 218.3551 | 224.9506 | 145.5328
1124 | 20 | 47 | 2 | 96.1128 | 138.7885 | 311.4234 | 130.3254 | 272.2028 | 180.2783 | 227.464 | 190.5717 | 122.7886 | 47.9011 | 108.1369 | 301.3306 | 207.9858 | 263.1194 | 260.1329 | 209.8577 | 227.2133 | 141.8393
1125 | 21 | 47 | 2 | 93.0531 | 135.9148 | 306.096 | 129.2035 | 263.9491 | 164.3159 | 230.9923 | 199.3911 | 121.4563 | 50.1704 | 100.7606 | 297.6329 | 195.295 | 258.4281 | 263.9817 | 208.3101 | 221.4111 | 138.3978
1126 | 22 | 47 | 2 | 92.6596 | 129.5734 | 303.7491 | 122.5385 | 251.5209 | 164.1911 | 237.9396 | 193.7659 | 120.108 | 44.3332 | 98.9052 | 303.6544 | 188.2497 | 261.0023 | 251.74 | 198.7365 | 209.9597 | 149.8036
1127 | 23 | 47 | 2 | 88.8984 | 130.7075 | 304.5728 | 118.5622 | 244.5066 | 164.0308 | 241.3321 | 192.9145 | 120.7946 | 45.6279 | 103.2563 | 302.3852 | 182.8414 | 267.6338 | 240.4094 | 194.7559 | 212.3513 | 150.8479
1128 | 0 | 48 | 2 | 91.2471 | 144.7972 | 313.1838 | 114.5163 | 256.0664 | 158.3851 | 250.4911 | 191.0657 | 122.1307 | 44.1157 | 96.6281 | 289.5199 | 199.3954 | 266.3642 | 242.2803 | 204.7103 | 206.1025 | 158.5938
1129 | 1 | 48 | 2 | 89.8159 | 147.9815 | 315.3001 | 114.9306 | 252.422 | 162.0754 | 250.1731 | 201.7424 | 125.5264 | 45.7422 | 99.0673 | 288.7057 | 197.1195 | 265.7457 | 232.0725 | 213.1667 | 202.2518 | 161.97
1130 | 2 | 48 | 2 | 88.5942 | 152.0316 | 316.6298 | 114.0218 | 256.8159 | 157.4953 | 256.9861 | 195.4934 | 124.4217 | 46.9625 | 100.336 | 288.7167 | 188.8236 | 269.6425 | 242.4583 | 210.9228 | 210.5369 | 158.4408
1131 | 3 | 48 | 2 | 88.0671 | 152.7947 | 325.326 | 117.6119 | 263.3141 | 158.344 | 249.7846 | 189.7185 | 125.5741 | 48.0779 | 96.4228 | 295.9079 | 187.4613 | 273.5458 | 241.9788 | 212.4487 | 205.795 | 157.7723
1132 | 4 | 48 | 2 | 89.618 | 150.6367 | 318.5003 | 118.4753 | 265.4181 | 165.3072 | 247.741 | 186.9778 | 121.4494 | 46.2223 | 98.21 | 298.8338 | 198.1156 | 271.1075 | 236.4806 | 216.0279 | 200.4884 | 150.8049
1133 | 5 | 48 | 2 | 92.2196 | 152.4117 | 306.6917 | 118.8267 | 277.9813 | 166.6669 | 239.9803 | 187.4638 | 125.5637 | 48.0358 | 94.2504 | 304.4419 | 213.4598 | 278.9588 | 229.6541 | 216.4344 | 202.9255 | 158.3327
1134 | 6 | 48 | 2 | 83.548 | 157.6143 | 307.1343 | 126.3298 | 269.3944 | 168.7384 | 230.4863 | 184.9824 | 124.2428 | 47.5613 | 97.5745 | 304.5998 | 208.4547 | 276.6406 | 233.6481 | 217.2794 | 204.6207 | 151.7879
1135 | 7 | 48 | 2 | 65.4253 | 123.1595 | 217.5226 | 123.7621 | 233.4519 | 136.7973 | 190.0866 | 183.9898 | 122.9492 | 39.1238 | 100.2197 | 271.019 | 162.5769 | 235.4565 | 221.8416 | 194.8741 | 163.962 | 112.7664
1136 | 8 | 48 | 2 | 64.3647 | 97.9049 | 178.8176 | 124.3658 | 214.8292 | 133.9529 | 172.0198 | 183.751 | 98.2245 | 34.2577 | 103.2668 | 233.022 | 153.7159 | 212.826 | 193.0231 | 161.645 | 144.9235 | 78.7038
1137 | 9 | 48 | 2 | 61.0736 | 87.9164 | 171.3137 | 124.9452 | 213.3945 | 130.1202 | 162.099 | 163.1362 | 88.9756 | 35.5387 | 106.5958 | 217.8183 | 142.6609 | 193.9868 | 200.6822 | 143.1616 | 141.5972 | 70.4884
1138 | 10 | 48 | 2 | 60.0527 | 79.5466 | 176.2378 | 123.4565 | 202.9224 | 129.2993 | 159.688 | 161.3372 | 86.5843 | 34.7484 | 105.8473 | 216.3158 | 136.8109 | 197.7186 | 200.8859 | 138.9498 | 139.2431 | 69.2512
1139 | 11 | 48 | 2 | 59.7449 | 75.2571 | 172.0485 | 123.3571 | 193.2204 | 121.0048 | 160.0745 | 160.4137 | 85.2424 | 35.3567 | 103.9279 | 214.9995 | 134.3652 | 191.8654 | 198.1919 | 133.3583 | 135.3738 | 68.2237
1140 | 12 | 48 | 2 | 58.9875 | 69.2047 | 179.1888 | 118.1304 | 194.2072 | 119.4758 | 154.2428 | 150.2997 | 84.2849 | 35.4483 | 95.4572 | 206.8309 | 136.6921 | 186.5907 | 192.2987 | 133.4912 | 140.034 | 70.2399
1141 | 13 | 48 | 2 | 61.7924 | 65.4083 | 171.9762 | 115.2935 | 194.1116 | 124.4921 | 152.536 | 149.3953 | 84.3512 | 36.7987 | 93.4811 | 206.6153 | 129.8329 | 186.9987 | 186.1789 | 124.8122 | 129.012 | 67.3031
1142 | 14 | 48 | 2 | 61.0734 | 64.9224 | 175.9089 | 119.4334 | 198.4595 | 119.2973 | 155.6195 | 160.8993 | 83.8465 | 38.8669 | 92.3046 | 212.0624 | 126.1922 | 185.2438 | 183.8999 | 122.9126 | 124.3006 | 74.0912
1143 | 15 | 48 | 2 | 70.5814 | 68.1007 | 186.2597 | 121.494 | 225.9469 | 126.0389 | 163.4023 | 166.2932 | 85.74 | 39.4226 | 94.0752 | 222.0064 | 151.7748 | 190.7283 | 184.1097 | 130.3607 | 145.9241 | 80.5852
1144 | 16 | 48 | 2 | 87.133 | 89.8302 | 199.6652 | 123.0671 | 275.2404 | 169.1034 | 200.6318 | 170.7616 | 94.5842 | 46.0858 | 98.2009 | 264.0534 | 202.4251 | 214.1427 | 239.5171 | 172.5643 | 180.4537 | 112.9349
1145 | 17 | 48 | 2 | 92.9312 | 145.7023 | 302.6891 | 128.2677 | 278.2792 | 177.9869 | 238.423 | 185.6543 | 119.3095 | 49.4819 | 101.1028 | 301.1637 | 217.7384 | 263.2731 | 256.25 | 219.5038 | 217.6845 | 139.0091
1146 | 18 | 48 | 2 | 99.9307 | 155.1295 | 321.3258 | 133.8079 | 267.3487 | 188.1592 | 232.7391 | 197.9892 | 125.8336 | 49.3963 | 102.9254 | 313.2827 | 212.4352 | 270.9532 | 260.2733 | 220.6708 | 219.8149 | 141.0582
1147 | 19 | 48 | 2 | 98.9014 | 152.9087 | 320.7918 | 132.9399 | 278.531 | 178.9294 | 231.924 | 190.9974 | 124.3014 | 49.4685 | 102.1832 | 304.8291 | 215.8339 | 270.599 | 259.1152 | 218.3551 | 224.9506 | 145.5328
1148 | 20 | 48 | 2 | 96.1128 | 138.7885 | 311.4234 | 130.3254 | 272.2028 | 180.2783 | 227.464 | 190.5717 | 122.7886 | 47.9011 | 108.1369 | 301.3306 | 207.9858 | 263.1194 | 260.1329 | 209.8577 | 227.2133 | 141.8393
1149 | 21 | 48 | 2 | 93.0531 | 135.9148 | 306.096 | 129.2035 | 263.9491 | 164.3159 | 230.9923 | 199.3911 | 121.4563 | 50.1704 | 100.7606 | 297.6329 | 195.295 | 258.4281 | 263.9817 | 208.3101 | 221.4111 | 138.3978
1150 | 22 | 48 | 2 | 92.6596 | 129.5734 | 303.7491 | 122.5385 | 251.5209 | 164.1911 | 237.9396 | 193.7659 | 120.108 | 44.3332 | 98.9052 | 303.6544 | 188.2497 | 261.0023 | 251.74 | 198.7365 | 209.9597 | 149.8036
1151 | 23 | 48 | 2 | 88.8984 | 130.7075 | 304.5728 | 118.5622 | 244.5066 | 164.0308 | 241.3321 | 192.9145 | 120.7946 | 45.6279 | 103.2563 | 302.3852 | 182.8414 | 267.6338 | 240.4094 | 194.7559 | 212.3513 | 150.8479
1152 | 0 | 49 | 2 | 91.2471 | 144.7972 | 313.1838 | 114.5163 | 256.0664 | 158.3851 | 250.4911 | 191.0657 | 122.1307 | 44.1157 | 96.6281 | 289.5199 | 199.3954 | 266.3642 | 242.2803 | 204.7103 | 206.1025 | 158.5938
1153 | 1 | 49 | 2 | 89.8159 | 147.9815 | 315.3001 | 114.9306 | 252.422 | 162.0754 | 250.1731 | 201.7424 | 125.5264 | 45.7422 | 99.0673 | 288.7057 | 197.1195 | 265.7457 | 232.0725 | 213.1667 | 202.2518 | 161.97
1154 | 2 | 49 | 2 | 88.5942 | 152.0316 | 316.6298 | 114.0218 | 256.8159 | 157.4953 | 256.9861 | 195.4934 | 124.4217 | 46.9625 | 100.336 | 288.7167 | 188.8236 | 269.6425 | 242.4583 | 210.9228 | 210.5369 | 158.4408
1155 | 3 | 49 | 2 | 88.0671 | 152.7947 | 325.326 | 117.6119 | 263.3141 | 158.344 | 249.7846 | 189.7185 | 125.5741 | 48.0779 | 96.4228 | 295.9079 | 187.4613 | 273.5458 | 241.9788 | 212.4487 | 205.795 | 157.7723
1156 | 4 | 49 | 2 | 89.618 | 150.6367 | 318.5003 | 118.4753 | 265.4181 | 165.3072 | 247.741 | 186.9778 | 121.4494 | 46.2223 | 98.21 | 298.8338 | 198.1156 | 271.1075 | 236.4806 | 216.0279 | 200.4884 | 150.8049
1157 | 5 | 49 | 2 | 92.2196 | 152.4117 | 306.6917 | 118.8267 | 277.9813 | 166.6669 | 239.9803 | 187.4638 | 125.5637 | 48.0358 | 94.2504 | 304.4419 | 213.4598 | 278.9588 | 229.6541 | 216.4344 | 202.9255 | 158.3327
1158 | 6 | 49 | 2 | 83.548 | 157.6143 | 307.1343 | 126.3298 | 269.3944 | 168.7384 | 230.4863 | 184.9824 | 124.2428 | 47.5613 | 97.5745 | 304.5998 | 208.4547 | 276.6406 | 233.6481 | 217.2794 | 204.6207 | 151.7879
1159 | 7 | 49 | 2 | 65.4253 | 123.1595 | 217.5226 | 123.7621 | 233.4519 | 136.7973 | 190.0866 | 183.9898 | 122.9492 | 39.1238 | 100.2197 | 271.019 | 162.5769 | 235.4565 | 221.8416 | 194.8741 | 163.962 | 112.7664
1160 | 8 | 49 | 2 | 64.3647 | 97.9049 | 178.8176 | 124.3658 | 214.8292 | 133.9529 | 172.0198 | 183.751 | 98.2245 | 34.2577 | 103.2668 | 233.022 | 153.7159 | 212.826 | 193.0231 | 161.645 | 144.9235 | 78.7038
1161 | 9 | 49 | 2 | 61.0736 | 87.9164 | 171.3137 | 124.9452 | 213.3945 | 130.1202 | 162.099 | 163.1362 | 88.9756 | 35.5387 | 106.5958 | 217.8183 | 142.6609 | 193.9868 | 200.6822 | 143.1616 | 141.5972 | 70.4884
1162 | 10 | 49 | 2 | 60.0527 | 79.5466 | 176.2378 | 123.4565 | 202.9224 | 129.2993 | 159.688 | 161.3372 | 86.5843 | 34.7484 | 105.8473 | 216.3158 | 136.8109 | 197.7186 | 200.8859 | 138.9498 | 139.2431 | 69.2512
1163 | 11 | 49 | 2 | 59.7449 | 75.2571 | 172.0485 | 123.3571 | 193.2204 | 121.0048 | 160.0745 | 160.4137 | 85.2424 | 35.3567 | 103.9279 | 214.9995 | 134.3652 | 191.8654 | 198.1919 | 133.3583 | 135.3738 | 68.2237
1164 | 12 | 49 | 2 | 58.9875 | 69.2047 | 179.1888 | 118.1304 | 194.2072 | 119.4758 | 154.2428 | 150.2997 | 84.2849 | 35.4483 | 95.4572 | 206.8309 | 136.6921 | 186.5907 | 192.2987 | 133.4912 | 140.034 | 70.2399
1165 | 13 | 49 | 2 | 61.7924 | 65.4083 | 171.9762 | 115.2935 | 194.1116 | 124.4921 | 152.536 | 149.3953 | 84.3512 | 36.7987 | 93.4811 | 206.6153 | 129.8329 | 186.9987 | 186.1789 | 124.8122 | 129.012 | 67.3031
1166 | 14 | 49 | 2 | 61.0734 | 64.9224 | 175.9089 | 119.4334 | 198.4595 | 119.2973 | 155.6195 | 160.8993 | 83.8465 | 38.8669 | 92.3046 | 212.0624 | 126.1922 | 185.2438 | 183.8999 | 122.9126 | 124.3006 | 74.0912
1167 | 15 | 49 | 2 | 70.5814 | 68.1007 | 186.2597 | 121.494 | 225.9469 | 126.0389 | 163.4023 | 166.2932 | 85.74 | 39.4226 | 94.0752 | 222.0064 | 151.7748 | 190.7283 | 184.1097 | 130.3607 | 145.9241 | 80.5852
1168 | 16 | 49 | 2 | 87.133 | 89.8302 | 199.6652 | 123.0671 | 275.2404 | 169.1034 | 200.6318 | 170.7616 | 94.5842 | 46.0858 | 98.2009 | 264.0534 | 202.4251 | 214.1427 | 239.5171 | 172.5643 | 180.4537 | 112.9349
1169 | 17 | 49 | 2 | 92.9312 | 145.7023 | 302.6891 | 128.2677 | 278.2792 | 177.9869 | 238.423 | 185.6543 | 119.3095 | 49.4819 | 101.1028 | 301.1637 | 217.7384 | 263.2731 | 256.25 | 219.5038 | 217.6845 | 139.0091
1170 | 18 | 49 | 2 | 99.9307 | 155.1295 | 321.3258 | 133.8079 | 267.3487 | 188.1592 | 232.7391 | 197.9892 | 125.8336 | 49.3963 | 102.9254 | 313.2827 | 212.4352 | 270.9532 | 260.2733 | 220.6708 | 219.8149 | 141.0582
1171 | 19 | 49 | 2 | 98.9014 | 152.9087 | 320.7918 | 132.9399 | 278.531 | 178.9294 | 231.924 | 190.9974 | 124.3014 | 49.4685 | 102.1832 | 304.8291 | 215.8339 | 270.599 | 259.1152 | 218.3551 | 224.9506 | 145.5328
1172 | 20 | 49 | 2 | 96.1128 | 138.7885 | 311.4234 | 130.3254 | 272.2028 | 180.2783 | 227.464 | 190.5717 | 122.7886 | 47.9011 | 108.1369 | 301.3306 | 207.9858 | 263.1194 | 260.1329 | 209.8577 | 227.2133 | 141.8393
1173 | 21 | 49 | 2 | 93.0531 | 135.9148 | 306.096 | 129.2035 | 263.9491 | 164.3159 | 230.9923 | 199.3911 | 121.4563 | 50.1704 | 100.7606 | 297.6329 | 195.295 | 258.4281 | 263.9817 | 208.3101 | 221.4111 | 138.3978
1174 | 22 | 49 | 2 | 92.6596 | 129.5734 | 303.7491 | 122.5385 | 251.5209 | 164.1911 | 237.9396 | 193.7659 | 120.108 | 44.3332 | 98.9052 | 303.6544 | 188.2497 | 261.0023 | 251.74 | 198.7365 | 209.9597 | 149.8036
1175 | 23 | 49 | 2 | 88.8984 | 130.7075 | 304.5728 | 118.5622 | 244.5066 | 164.0308 | 241.3321 | 192.9145 | 120.7946 | 45.6279 | 103.2563 | 302.3852 | 182.8414 | 267.6338 | 240.4094 | 194.7559 | 212.3513 | 150.8479
1176 | 0 | 50 | 2 | 91.2471 | 144.7972 | 313.1838 | 114.5163 | 256.0664 | 158.3851 | 250.4911 | 191.0657 | 122.1307 | 44.1157 | 96.6281 | 289.5199 | 199.3954 | 266.3642 | 242.2803 | 204.7103 | 206.1025 | 158.5938
1177 | 1 | 50 | 2 | 89.8159 | 147.9815 | 315.3001 | 114.9306 | 252.422 | 162.0754 | 250.1731 | 201.7424 | 125.5264 | 45.7422 | 99.0673 | 288.7057 | 197.1195 | 265.7457 | 232.0725 | 213.1667 | 202.2518 | 161.97
1178 | 2 | 50 | 2 | 88.5942 | 152.0316 | 316.6298 | 114.0218 | 256.8159 | 157.4953 | 256.9861 | 195.4934 | 124.4217 | 46.9625 | 100.336 | 288.7167 | 188.8236 | 269.6425 | 242.4583 | 210.9228 | 210.5369 | 158.4408
1179 | 3 | 50 | 2 | 88.0671 | 152.7947 | 325.326 | 117.6119 | 263.3141 | 158.344 | 249.7846 | 189.7185 | 125.5741 | 48.0779 | 96.4228 | 295.9079 | 187.4613 | 273.5458 | 241.9788 | 212.4487 | 205.795 | 157.7723
1180 | 4 | 50 | 2 | 89.618 | 150.6367 | 318.5003 | 118.4753 | 265.4181 | 165.3072 | 247.741 | 186.9778 | 121.4494 | 46.2223 | 98.21 | 298.8338 | 198.1156 | 271.1075 | 236.4806 | 216.0279 | 200.4884 | 150.8049
1181 | 5 | 50 | 2 | 92.2196 | 152.4117 | 306.6917 | 118.8267 | 277.9813 | 166.6669 | 239.9803 | 187.4638 | 125.5637 | 48.0358 | 94.2504 | 304.4419 | 213.4598 | 278.9588 | 229.6541 | 216.4344 | 202.9255 | 158.3327
1182 | 6 | 50 | 2 | 83.548 | 157.6143 | 307.1343 | 126.3298 | 269.3944 | 168.7384 | 230.4863 | 184.9824 | 124.2428 | 47.5613 | 97.5745 | 304.5998 | 208.4547 | 276.6406 | 233.6481 | 217.2794 | 204.6207 | 151.7879
1183 | 7 | 50 | 2 | 65.4253 | 123.1595 | 217.5226 | 123.7621 | 233.4519 | 136.7973 | 190.0866 | 183.9898 | 122.9492 | 39.1238 | 100.2197 | 271.019 | 162.5769 | 235.4565 | 221.8416 | 194.8741 | 163.962 | 112.7664
1184 | 8 | 50 | 2 | 64.3647 | 97.9049 | 178.8176 | 124.3658 | 214.8292 | 133.9529 | 172.0198 | 183.751 | 98.2245 | 34.2577 | 103.2668 | 233.022 | 153.7159 | 212.826 | 193.0231 | 161.645 | 144.9235 | 78.7038
1185 | 9 | 50 | 2 | 61.0736 | 87.9164 | 171.3137 | 124.9452 | 213.3945 | 130.1202 | 162.099 | 163.1362 | 88.9756 | 35.5387 | 106.5958 | 217.8183 | 142.6609 | 193.9868 | 200.6822 | 143.1616 | 141.5972 | 70.4884
1186 | 10 | 50 | 2 | 60.0527 | 79.5466 | 176.2378 | 123.4565 | 202.9224 | 129.2993 | 159.688 | 161.3372 | 86.5843 | 34.7484 | 105.8473 | 216.3158 | 136.8109 | 197.7186 | 200.8859 | 138.9498 | 139.2431 | 69.2512
1187 | 11 | 50 | 2 | 59.7449 | 75.2571 | 172.0485 | 123.3571 | 193.2204 | 121.0048 | 160.0745 | 160.4137 | 85.2424 | 35.3567 | 103.9279 | 214.9995 | 134.3652 | 191.8654 | 198.1919 | 133.3583 | 135.3738 | 68.2237
1188 | 12 | 50 | 2 | 58.9875 | 69.2047 | 179.1888 | 118.1304 | 194.2072 | 119.4758 | 154.2428 | 150.2997 | 84.2849 | 35.4483 | 95.4572 | 206.8309 | 136.6921 | 186.5907 | 192.2987 | 133.4912 | 140.034 | 70.2399
1189 | 13 | 50 | 2 | 61.7924 | 65.4083 | 171.9762 | 115.2935 | 194.1116 | 124.4921 | 152.536 | 149.3953 | 84.3512 | 36.7987 | 93.4811 | 206.6153 | 129.8329 | 186.9987 | 186.1789 | 124.8122 | 129.012 | 67.3031
1190 | 14 | 50 | 2 | 61.0734 | 64.9224 | 175.9089 | 119.4334 | 198.4595 | 119.2973 | 155.6195 | 160.8993 | 83.8465 | 38.8669 | 92.3046 | 212.0624 | 126.1922 | 185.2438 | 183.8999 | 122.9126 | 124.3006 | 74.0912
1191 | 15 | 50 | 2 | 70.5814 | 68.1007 | 186.2597 | 121.494 | 225.9469 | 126.0389 | 163.4023 | 166.2932 | 85.74 | 39.4226 | 94.0752 | 222.0064 | 151.7748 | 190.7283 | 184.1097 | 130.3607 | 145.9241 | 80.5852
1192 | 16 | 50 | 2 | 87.133 | 89.8302 | 199.6652 | 123.0671 | 275.2404 | 169.1034 | 200.6318 | 170.7616 | 94.5842 | 46.0858 | 98.2009 | 264.0534 | 202.4251 | 214.1427 | 239.5171 | 172.5643 | 180.4537 | 112.9349
1193 | 17 | 50 | 2 | 92.9312 | 145.7023 | 302.6891 | 128.2677 | 278.2792 | 177.9869 | 238.423 | 185.6543 | 119.3095 | 49.4819 | 101.1028 | 301.1637 | 217.7384 | 263.2731 | 256.25 | 219.5038 | 217.6845 | 139.0091
1194 | 18 | 50 | 2 | 99.9307 | 155.1295 | 321.3258 | 133.8079 | 267.3487 | 188.1592 | 232.7391 | 197.9892 | 125.8336 | 49.3963 | 102.9254 | 313.2827 | 212.4352 | 270.9532 | 260.2733 | 220.6708 | 219.8149 | 141.0582
1195 | 19 | 50 | 2 | 98.9014 | 152.9087 | 320.7918 | 132.9399 | 278.531 | 178.9294 | 231.924 | 190.9974 | 124.3014 | 49.4685 | 102.1832 | 304.8291 | 215.8339 | 270.599 | 259.1152 | 218.3551 | 224.9506 | 145.5328
1196 | 20 | 50 | 2 | 96.1128 | 138.7885 | 311.4234 | 130.3254 | 272.2028 | 180.2783 | 227.464 | 190.5717 | 122.7886 | 47.9011 | 108.1369 | 301.3306 | 207.9858 | 263.1194 | 260.1329 | 209.8577 | 227.2133 | 141.8393
1197 | 21 | 50 | 2 | 93.0531 | 135.9148 | 306.096 | 129.2035 | 263.9491 | 164.3159 | 230.9923 | 199.3911 | 121.4563 | 50.1704 | 100.7606 | 297.6329 | 195.295 | 258.4281 | 263.9817 | 208.3101 | 221.4111 | 138.3978
1198 | 22 | 50 | 2 | 92.6596 | 129.5734 | 303.7491 | 122.5385 | 251.5209 | 164.1911 | 237.9396 | 193.7659 | 120.108 | 44.3332 | 98.9052 | 303.6544 | 188.2497 | 261.0023 | 251.74 | 198.7365 | 209.9597 | 149.8036
1199 | 23 | 50 | 2 | 88.8984 | 130.7075 | 304.5728 | 118.5622 | 244.5066 | 164.0308 | 241.3321 | 192.9145 | 120.7946 | 45.6279 | 103.2563 | 302.3852 | 182.8414 | 267.6338 | 240.4094 | 194.7559 | 212.3513 | 150.8479
1200 | 0 | 51 | 2 | 91.2471 | 144.7972 | 313.1838 | 114.5163 | 256.0664 | 158.3851 | 250.4911 | 191.0657 | 122.1307 | 44.1157 | 96.6281 | 289.5199 | 199.3954 | 266.3642 | 242.2803 | 204.7103 | 206.1025 | 158.5938
1201 | 1 | 51 | 2 | 89.8159 | 147.9815 | 315.3001 | 114.9306 | 252.422 | 162.0754 | 250.1731 | 201.7424 | 125.5264 | 45.7422 | 99.0673 | 288.7057 | 197.1195 | 265.7457 | 232.0725 | 213.1667 | 202.2518 | 161.97
1202 | 2 | 51 | 2 | 88.5942 | 152.0316 | 316.6298 | 114.0218 | 256.8159 | 157.4953 | 256.9861 | 195.4934 | 124.4217 | 46.9625 | 100.336 | 288.7167 | 188.8236 | 269.6425 | 242.4583 | 210.9228 | 210.5369 | 158.4408
1203 | 3 | 51 | 2 | 88.0671 | 152.7947 | 325.326 | 117.6119 | 263.3141 | 158.344 | 249.7846 | 189.7185 | 125.5741 | 48.0779 | 96.4228 | 295.9079 | 187.4613 | 273.5458 | 241.9788 | 212.4487 | 205.795 | 157.7723
1204 | 4 | 51 | 2 | 89.618 | 150.6367 | 318.5003 | 118.4753 | 265.4181 | 165.3072 | 247.741 | 186.9778 | 121.4494 | 46.2223 | 98.21 | 298.8338 | 198.1156 | 271.1075 | 236.4806 | 216.0279 | 200.4884 | 150.8049
1205 | 5 | 51 | 2 | 92.2196 | 152.4117 | 306.6917 | 118.8267 | 277.9813 | 166.6669 | 239.9803 | 187.4638 | 125.5637 | 48.0358 | 94.2504 | 304.4419 | 213.4598 | 278.9588 | 229.6541 | 216.4344 | 202.9255 | 158.3327
1206 | 6 | 51 | 2 | 83.548 | 157.6143 | 307.1343 | 126.3298 | 269.3944 | 168.7384 | 230.4863 | 184.9824 | 124.2428 | 47.5613 | 97.5745 | 304.5998 | 208.4547 | 276.6406 | 233.6481 | 217.2794 | 204.6207 | 151.7879
1207 | 7 | 51 | 2 | 65.4253 | 123.1595 | 217.5226 | 123.7621 | 233.4519 | 136.7973 | 190.0866 | 183.9898 | 122.9492 | 39.1238 | 100.2197 | 271.019 | 162.5769 | 235.4565 | 221.8416 | 194.8741 | 163.962 | 112.7664
1208 | 8 | 51 | 2 | 64.3647 | 97.9049 | 178.8176 | 124.3658 | 214.8292 | 133.9529 | 172.0198 | 183.751 | 98.2245 | 34.2577 | 103.2668 | 233.022 | 153.7159 | 212.826 | 193.0231 | 161.645 | 144.9235 | 78.7038
1209 | 9 | 51 | 2 | 61.0736 | 87.9164 | 171.3137 | 124.9452 | 213.3945 | 130.1202 | 162.099 | 163.1362 | 88.9756 | 35.5387 | 106.5958 | 217.8183 | 142.6609 | 193.9868 | 200.6822 | 143.1616 | 141.5972 | 70.4884
1210 | 10 | 51 | 2 | 60.0527 | 79.5466 | 176.2378 | 123.4565 | 202.9224 | 129.2993 | 159.688 | 161.3372 | 86.5843 | 34.7484 | 105.8473 | 216.3158 | 136.8109 | 197.7186 | 200.8859 | 138.9498 | 139.2431 | 69.2512
1211 | 11 | 51 | 2 | 59.7449 | 75.2571 | 172.0485 | 123.3571 | 193.2204 | 121.0048 | 160.0745 | 160.4137 | 85.2424 | 35.3567 | 103.9279 | 214.9995 | 134.3652 | 191.8654 | 198.1919 | 133.3583 | 135.3738 | 68.2237
1212 | 12 | 51 | 2 | 58.9875 | 69.2047 | 179.1888 | 118.1304 | 194.2072 | 119.4758 | 154.2428 | 150.2997 | 84.2849 | 35.4483 | 95.4572 | 206.8309 | 136.6921 | 186.5907 | 192.2987 | 133.4912 | 140.034 | 70.2399
1213 | 13 | 51 | 2 | 61.7924 | 65.4083 | 171.9762 | 115.2935 | 194.1116 | 124.4921 | 152.536 | 149.3953 | 84.3512 | 36.7987 | 93.4811 | 206.6153 | 129.8329 | 186.9987 | 186.1789 | 124.8122 | 129.012 | 67.3031
1214 | 14 | 51 | 2 | 61.0734 | 64.9224 | 175.9089 | 119.4334 | 198.4595 | 119.2973 | 155.6195 | 160.8993 | 83.8465 | 38.8669 | 92.3046 | 212.0624 | 126.1922 | 185.2438 | 183.8999 | 122.9126 | 124.3006 | 74.0912
1215 | 15 | 51 | 2 | 70.5814 | 68.1007 | 186.2597 | 121.494 | 225.9469 | 126.0389 | 163.4023 | 166.2932 | 85.74 | 39.4226 | 94.0752 | 222.0064 | 151.7748 | 190.7283 | 184.1097 | 130.3607 | 145.9241 | 80.5852
1216 | 16 | 51 | 2 | 87.133 | 89.8302 | 199.6652 | 123.0671 | 275.2404 | 169.1034 | 200.6318 | 170.7616 | 94.5842 | 46.0858 | 98.2009 | 264.0534 | 202.4251 | 214.1427 | 239.5171 | 172.5643 | 180.4537 | 112.9349
1217 | 17 | 51 | 2 | 92.9312 | 145.7023 | 302.6891 | 128.2677 | 278.2792 | 177.9869 | 238.423 | 185.6543 | 119.3095 | 49.4819 | 101.1028 | 301.1637 | 217.7384 | 263.2731 | 256.25 | 219.5038 | 217.6845 | 139.0091
1218 | 18 | 51 | 2 | 99.9307 | 155.1295 | 321.3258 | 133.8079 | 267.3487 | 188.1592 | 232.7391 | 197.9892 | 125.8336 | 49.3963 | 102.9254 | 313.2827 | 212.4352 | 270.9532 | 260.2733 | 220.6708 | 219.8149 | 141.0582
1219 | 19 | 51 | 2 | 98.9014 | 152.9087 | 320.7918 | 132.9399 | 278.531 | 178.9294 | 231.924 | 190.9974 | 124.3014 | 49.4685 | 102.1832 | 304.8291 | 215.8339 | 270.599 | 259.1152 | 218.3551 | 224.9506 | 145.5328
1220 | 20 | 51 | 2 | 96.1128 | 138.7885 | 311.4234 | 130.3254 | 272.2028 | 180.2783 | 227.464 | 190.5717 | 122.7886 | 47.9011 | 108.1369 | 301.3306 | 207.9858 | 263.1194 | 260.1329 | 209.8577 | 227.2133 | 141.8393
1221 | 21 | 51 | 2 | 93.0531 | 135.9148 | 306.096 | 129.2035 | 263.9491 | 164.3159 | 230.9923 | 199.3911 | 121.4563 | 50.1704 | 100.7606 | 297.6329 | 195.295 | 258.4281 | 263.9817 | 208.3101 | 221.4111 | 138.3978
1222 | 22 | 51 | 2 | 92.6596 | 129.5734 | 303.7491 | 122.5385 | 251.5209 | 164.1911 | 237.9396 | 193.7659 | 120.108 | 44.3332 | 98.9052 | 303.6544 | 188.2497 | 261.0023 | 251.74 | 198.7365 | 209.9597 | 149.8036
1223 | 23 | 51 | 2 | 88.8984 | 130.7075 | 304.5728 | 118.5622 | 244.5066 | 164.0308 | 241.3321 | 192.9145 | 120.7946 | 45.6279 | 103.2563 | 302.3852 | 182.8414 | 267.6338 | 240.4094 | 194.7559 | 212.3513 | 150.8479
1224 | 0 | 52 | 2 | 91.2471 | 144.7972 | 313.1838 | 114.5163 | 256.0664 | 158.3851 | 250.4911 | 191.0657 | 122.1307 | 44.1157 | 96.6281 | 289.5199 | 199.3954 | 266.3642 | 242.2803 | 204.7103 | 206.1025 | 158.5938
1225 | 1 | 52 | 2 | 89.8159 | 147.9815 | 315.3001 | 114.9306 | 252.422 | 162.0754 | 250.1731 | 201.7424 | 125.5264 | 45.7422 | 99.0673 | 288.7057 | 197.1195 | 265.7457 | 232.0725 | 213.1667 | 202.2518 | 161.97
1226 | 2 | 52 | 2 | 88.5942 | 152.0316 | 316.6298 | 114.0218 | 256.8159 | 157.4953 | 256.9861 | 195.4934 | 124.4217 | 46.9625 | 100.336 | 288.7167 | 188.8236 | 269.6425 | 242.4583 | 210.9228 | 210.5369 | 158.4408
1227 | 3 | 52 | 2 | 88.0671 | 152.7947 | 325.326 | 117.6119 | 263.3141 | 158.344 | 249.7846 | 189.7185 | 125.5741 | 48.0779 | 96.4228 | 295.9079 | 187.4613 | 273.5458 | 241.9788 | 212.4487 | 205.795 | 157.7723
1228 | 4 | 52 | 2 | 89.618 | 150.6367 | 318.5003 | 118.4753 | 265.4181 | 165.3072 | 247.741 | 186.9778 | 121.4494 | 46.2223 | 98.21 | 298.8338 | 198.1156 | 271.1075 | 236.4806 | 216.0279 | 200.4884 | 150.8049
1229 | 5 | 52 | 2 | 92.2196 | 152.4117 | 306.6917 | 118.8267 | 277.9813 | 166.6669 | 239.9803 | 187.4638 | 125.5637 | 48.0358 | 94.2504 | 304.4419 | 213.4598 | 278.9588 | 229.6541 | 216.4344 | 202.9255 | 158.3327
1230 | 6 | 52 | 2 | 83.548 | 157.6143 | 307.1343 | 126.3298 | 269.3944 | 168.7384 | 230.4863 | 184.9824 | 124.2428 | 47.5613 | 97.5745 | 304.5998 | 208.4547 | 276.6406 | 233.6481 | 217.2794 | 204.6207 | 151.7879
1231 | 7 | 52 | 2 | 65.4253 | 123.1595 | 217.5226 | 123.7621 | 233.4519 | 136.7973 | 190.0866 | 183.9898 | 122.9492 | 39.1238 | 100.2197 | 271.019 | 162.5769 | 235.4565 | 221.8416 | 194.8741 | 163.962 | 112.7664
1232 | 8 | 52 | 2 | 64.3647 | 97.9049 | 178.8176 | 124.3658 | 214.8292 | 133.9529 | 172.0198 | 183.751 | 98.2245 | 34.2577 | 103.2668 | 233.022 | 153.7159 | 212.826 | 193.0231 | 161.645 | 144.9235 | 78.7038
1233 | 9 | 52 | 2 | 61.0736 | 87.9164 | 171.3137 | 124.9452 | 213.3945 | 130.1202 | 162.099 | 163.1362 | 88.9756 | 35.5387 | 106.5958 | 217.8183 | 142.6609 | 193.9868 | 200.6822 | 143.1616 | 141.5972 | 70.4884
1234 | 10 | 52 | 2 | 60.0527 | 79.5466 | 176.2378 | 123.4565 | 202.9224 | 129.2993 | 159.688 | 161.3372 | 86.5843 | 34.7484 | 105.8473 | 216.3158 | 136.8109 | 197.7186 | 200.8859 | 138.9498 | 139.2431 | 69.2512
1235 | 11 | 52 | 2 | 59.7449 | 75.2571 | 172.0485 | 123.3571 | 193.2204 | 121.0048 | 160.0745 | 160.4137 | 85.2424 | 35.3567 | 103.9279 | 214.9995 | 134.3652 | 191.8654 | 198.1919 | 133.3583 | 135.3738 | 68.2237
1236 | 12 | 52 | 2 | 58.9875 | 69.2047 | 179.1888 | 118.1304 | 194.2072 | 119.4758 | 154.2428 | 150.2997 | 84.2849 | 35.4483 | 95.4572 | 206.8309 | 136.6921 | 186.5907 | 192.2987 | 133.4912 | 140.034 | 70.2399
1237 | 13 | 52 | 2 | 61.7924 | 65.4083 | 171.9762 | 115.2935 | 194.1116 | 124.4921 | 152.536 | 149.3953 | 84.3512 | 36.7987 | 93.4811 | 206.6153 | 129.8329 | 186.9987 | 186.1789 | 124.8122 | 129.012 | 67.3031
1238 | 14 | 52 | 2 | 61.0734 | 64.9224 | 175.9089 | 119.4334 | 198.4595 | 119.2973 | 155.6195 | 160.8993 | 83.8465 | 38.8669 | 92.3046 | 212.0624 | 126.1922 | 185.2438 | 183.8999 | 122.9126 | 124.3006 | 74.0912
1239 | 15 | 52 | 2 | 70.5814 | 68.1007 | 186.2597 | 121.494 | 225.9469 | 126.0389 | 163.4023 | 166.2932 | 85.74 | 39.4226 | 94.0752 | 222.0064 | 151.7748 | 190.7283 | 184.1097 | 130.3607 | 145.9241 | 80.5852
1240 | 16 | 52 | 2 | 87.133 | 89.8302 | 199.6652 | 123.0671 | 275.2404 | 169.1034 | 200.6318 | 170.7616 | 94.5842 | 46.0858 | 98.2009 | 264.0534 | 202.4251 | 214.1427 | 239.5171 | 172.5643 | 180.4537 | 112.9349
1241 | 17 | 52 | 2 | 92.9312 | 145.7023 | 302.6891 | 128.2677 | 278.2792 | 177.9869 | 238.423 | 185.6543 | 119.3095 | 49.4819 | 101.1028 | 301.1637 | 217.7384 | 263.2731 | 256.25 | 219.5038 | 217.6845 | 139.0091
1242 | 18 | 52 | 2 | 99.9307 | 155.1295 | 321.3258 | 133.8079 | 267.3487 | 188.1592 | 232.7391 | 197.9892 | 125.8336 | 49.3963 | 102.9254 | 313.2827 | 212.4352 | 270.9532 | 260.2733 | 220.6708 | 219.8149 | 141.0582
1243 | 19 | 52 | 2 | 98.9014 | 152.9087 | 320.7918 | 132.9399 | 278.531 | 178.9294 | 231.924 | 190.9974 | 124.3014 | 49.4685 | 102.1832 | 304.8291 | 215.8339 | 270.599 | 259.1152 | 218.3551 | 224.9506 | 145.5328
1244 | 20 | 52 | 2 | 96.1128 | 138.7885 | 311.4234 | 130.3254 | 272.2028 | 180.2783 | 227.464 | 190.5717 | 122.7886 | 47.9011 | 108.1369 | 301.3306 | 207.9858 | 263.1194 | 260.1329 | 209.8577 | 227.2133 | 141.8393
1245 | 21 | 52 | 2 | 93.0531 | 135.9148 | 306.096 | 129.2035 | 263.9491 | 164.3159 | 230.9923 | 199.3911 | 121.4563 | 50.1704 | 100.7606 | 297.6329 | 195.295 | 258.4281 | 263.9817 | 208.3101 | 221.4111 | 138.3978
1246 | 22 | 52 | 2 | 92.6596 | 129.5734 | 303.7491 | 122.5385 | 251.5209 | 164.1911 | 237.9396 | 193.7659 | 120.108 | 44.3332 | 98.9052 | 303.6544 | 188.2497 | 261.0023 | 251.74 | 198.7365 | 209.9597 | 149.8036
1247 | 23 | 52 | 2 | 88.8984 | 130.7075 | 304.5728 | 118.5622 | 244.5066 | 164.0308 | 241.3321 | 192.9145 | 120.7946 | 45.6279 | 103.2563 | 302.3852 | 182.8414 | 267.6338 | 240.4094 | 194.7559 | 212.3513 | 150.8479
1248 | 0 | 53 | 2 | 91.2471 | 144.7972 | 313.1838 | 114.5163 | 256.0664 | 158.3851 | 250.4911 | 191.0657 | 122.1307 | 44.1157 | 96.6281 | 289.5199 | 199.3954 | 266.3642 | 242.2803 | 204.7103 | 206.1025 | 158.5938
1249 | 1 | 53 | 2 | 89.8159 | 147.9815 | 315.3001 | 114.9306 | 252.422 | 162.0754 | 250.1731 | 201.7424 | 125.5264 | 45.7422 | 99.0673 | 288.7057 | 197.1195 | 265.7457 | 232.0725 | 213.1667 | 202.2518 | 161.97
1250 | 2 | 53 | 2 | 88.5942 | 152.0316 | 316.6298 | 114.0218 | 256.8159 | 157.4953 | 256.9861 | 195.4934 | 124.4217 | 46.9625 | 100.336 | 288.7167 | 188.8236 | 269.6425 | 242.4583 | 210.9228 | 210.5369 | 158.4408
1251 | 3 | 53 | 2 | 88.0671 | 152.7947 | 325.326 | 117.6119 | 263.3141 | 158.344 | 249.7846 | 189.7185 | 125.5741 | 48.0779 | 96.4228 | 295.9079 | 187.4613 | 273.5458 | 241.9788 | 212.4487 | 205.795 | 157.7723
1252 | 4 | 53 | 2 | 89.618 | 150.6367 | 318.5003 | 118.4753 | 265.4181 | 165.3072 | 247.741 | 186.9778 | 121.4494 | 46.2223 | 98.21 | 298.8338 | 198.1156 | 271.1075 | 236.4806 | 216.0279 | 200.4884 | 150.8049
1253 | 5 | 53 | 2 | 92.2196 | 152.4117 | 306.6917 | 118.8267 | 277.9813 | 166.6669 | 239.9803 | 187.4638 | 125.5637 | 48.0358 | 94.2504 | 304.4419 | 213.4598 | 278.9588 | 229.6541 | 216.4344 | 202.9255 | 158.3327
1254 | 6 | 53 | 2 | 83.548 | 157.6143 | 307.1343 | 126.3298 | 269.3944 | 168.7384 | 230.4863 | 184.9824 | 124.2428 | 47.5613 | 97.5745 | 304.5998 | 208.4547 | 276.6406 | 233.6481 | 217.2794 | 204.6207 | 151.7879
1255 | 7 | 53 | 2 | 65.4253 | 123.1595 | 217.5226 | 123.7621 | 233.4519 | 136.7973 | 190.0866 | 183.9898 | 122.9492 | 39.1238 | 100.2197 | 271.019 | 162.5769 | 235.4565 | 221.8416 | 194.8741 | 163.962 | 112.7664
1256 | 8 | 53 | 2 | 64.3647 | 97.9049 | 178.8176 | 124.3658 | 214.8292 | 133.9529 | 172.0198 | 183.751 | 98.2245 | 34.2577 | 103.2668 | 233.022 | 153.7159 | 212.826 | 193.0231 | 161.645 | 144.9235 | 78.7038
1257 | 9 | 53 | 2 | 61.0736 | 87.9164 | 171.3137 | 124.9452 | 213.3945 | 130.1202 | 162.099 | 163.1362 | 88.9756 | 35.5387 | 106.5958 | 217.8183 | 142.6609 | 193.9868 | 200.6822 | 143.1616 | 141.5972 | 70.4884
1258 | 10 | 53 | 2 | 60.0527 | 79.5466 | 176.2378 | 123.4565 | 202.9224 | 129.2993 | 159.688 | 161.3372 | 86.5843 | 34.7484 | 105.8473 | 216.3158 | 136.8109 | 197.7186 | 200.8859 | 138.9498 | 139.2431 | 69.2512
1259 | 11 | 53 | 2 | 59.7449 | 75.2571 | 172.0485 | 123.3571 | 193.2204 | 121.0048 | 160.0745 | 160.4137 | 85.2424 | 35.3567 | 103.9279 | 214.9995 | 134.3652 | 191.8654 | 198.1919 | 133.3583 | 135.3738 | 68.2237
1260 | 12 | 53 | 2 | 58.9875 | 69.2047 | 179.1888 | 118.1304 | 194.2072 | 119.4758 | 154.2428 | 150.2997 | 84.2849 | 35.4483 | 95.4572 | 206.8309 | 136.6921 | 186.5907 | 192.2987 | 133.4912 | 140.034 | 70.2399
1261 | 13 | 53 | 2 | 61.7924 | 65.4083 | 171.9762 | 115.2935 | 194.1116 | 124.4921 | 152.536 | 149.3953 | 84.3512 | 36.7987 | 93.4811 | 206.6153 | 129.8329 | 186.9987 | 186.1789 | 124.8122 | 129.012 | 67.3031
1262 | 14 | 53 | 2 | 61.0734 | 64.9224 | 175.9089 | 119.4334 | 198.4595 | 119.2973 | 155.6195 | 160.8993 | 83.8465 | 38.8669 | 92.3046 | 212.0624 | 126.1922 | 185.2438 | 183.8999 | 122.9126 | 124.3006 | 74.0912
1263 | 15 | 53 | 2 | 70.5814 | 68.1007 | 186.2597 | 121.494 | 225.9469 | 126.0389 | 163.4023 | 166.2932 | 85.74 | 39.4226 | 94.0752 | 222.0064 | 151.7748 | 190.7283 | 184.1097 | 130.3607 | 145.9241 | 80.5852
1264 | 16 | 53 | 2 | 87.133 | 89.8302 | 199.6652 | 123.0671 | 275.2404 | 169.1034 | 200.6318 | 170.7616 | 94.5842 | 46.0858 | 98.2009 | 264.0534 | 202.4251 | 214.1427 | 239.5171 | 172.5643 | 180.4537 | 112.9349
1265 | 17 | 53 | 2 | 92.9312 | 145.7023 | 302.6891 | 128.2677 | 278.2792 | 177.9869 | 238.423 | 185.6543 | 119.3095 | 49.4819 | 101.1028 | 301.1637 | 217.7384 | 263.2731 | 256.25 | 219.5038 | 217.6845 | 139.0091
1266 | 18 | 53 | 2 | 99.9307 | 155.1295 | 321.3258 | 133.8079 | 267.3487 | 188.1592 | 232.7391 | 197.9892 | 125.8336 | 49.3963 | 102.9254 | 313.2827 | 212.4352 | 270.9532 | 260.2733 | 220.6708 | 219.8149 | 141.0582
1267 | 19 | 53 | 2 | 98.9014 | 152.9087 | 320.7918 | 132.9399 | 278.531 | 178.9294 | 231.924 | 190.9974 | 124.3014 | 49.4685 | 102.1832 | 304.8291 | 215.8339 | 270.599 | 259.1152 | 218.3551 | 224.9506 | 145.5328
1268 | 20 | 53 | 2 | 96.1128 | 138.7885 | 311.4234 | 130.3254 | 272.2028 | 180.2783 | 227.464 | 190.5717 | 122.7886 | 47.9011 | 108.1369 | 301.3306 | 207.9858 | 263.1194 | 260.1329 | 209.8577 | 227.2133 | 141.8393
1269 | 21 | 53 | 2 | 93.0531 | 135.9148 | 306.096 | 129.2035 | 263.9491 | 164.3159 | 230.9923 | 199.3911 | 121.4563 | 50.1704 | 100.7606 | 297.6329 | 195.295 | 258.4281 | 263.9817 | 208.3101 | 221.4111 | 138.3978
1270 | 22 | 53 | 2 | 92.6596 | 129.5734 | 303.7491 | 122.5385 | 251.5209 | 164.1911 | 237.9396 | 193.7659 | 120.108 | 44.3332 | 98.9052 | 303.6544 | 188.2497 | 261.0023 | 251.74 | 198.7365 | 209.9597 | 149.8036
1271 | 23 | 53 | 2 | 88.8984 | 130.7075 | 304.5728 | 118.5622 | 244.5066 | 164.0308 | 241.3321 | 192.9145 | 120.7946 | 45.6279 | 103.2563 | 302.3852 | 182.8414 | 267.6338 | 240.4094 | 194.7559 | 212.3513 | 150.8479
1272 | 0 | 54 | 2 | 91.2471 | 144.7972 | 313.1838 | 114.5163 | 256.0664 | 158.3851 | 250.4911 | 191.0657 | 122.1307 | 44.1157 | 96.6281 | 289.5199 | 199.3954 | 266.3642 | 242.2803 | 204.7103 | 206.1025 | 158.5938
1273 | 1 | 54 | 2 | 89.8159 | 147.9815 | 315.3001 | 114.9306 | 252.422 | 162.0754 | 250.1731 | 201.7424 | 125.5264 | 45.7422 | 99.0673 | 288.7057 | 197.1195 | 265.7457 | 232.0725 | 213.1667 | 202.2518 | 161.97
1274 | 2 | 54 | 2 | 88.5942 | 152.0316 | 316.6298 | 114.0218 | 256.8159 | 157.4953 | 256.9861 | 195.4934 | 124.4217 | 46.9625 | 100.336 | 288.7167 | 188.8236 | 269.6425 | 242.4583 | 210.9228 | 210.5369 | 158.4408
1275 | 3 | 54 | 2 | 88.0671 | 152.7947 | 325.326 | 117.6119 | 263.3141 | 158.344 | 249.7846 | 189.7185 | 125.5741 | 48.0779 | 96.4228 | 295.9079 | 187.4613 | 273.5458 | 241.9788 | 212.4487 | 205.795 | 157.7723
1276 | 4 | 54 | 2 | 89.618 | 150.6367 | 318.5003 | 118.4753 | 265.4181 | 165.3072 | 247.741 | 186.9778 | 121.4494 | 46.2223 | 98.21 | 298.8338 | 198.1156 | 271.1075 | 236.4806 | 216.0279 | 200.4884 | 150.8049
1277 | 5 | 54 | 2 | 92.2196 | 152.4117 | 306.6917 | 118.8267 | 277.9813 | 166.6669 | 239.9803 | 187.4638 | 125.5637 | 48.0358 | 94.2504 | 304.4419 | 213.4598 | 278.9588 | 229.6541 | 216.4344 | 202.9255 | 158.3327
1278 | 6 | 54 | 2 | 83.548 | 157.6143 | 307.1343 | 126.3298 | 269.3944 | 168.7384 | 230.4863 | 184.9824 | 124.2428 | 47.5613 | 97.5745 | 304.5998 | 208.4547 | 276.6406 | 233.6481 | 217.2794 | 204.6207 | 151.7879
1279 | 7 | 54 | 2 | 65.4253 | 123.1595 | 217.5226 | 123.7621 | 233.4519 | 136.7973 | 190.0866 | 183.9898 | 122.9492 | 39.1238 | 100.2197 | 271.019 | 162.5769 | 235.4565 | 221.8416 | 194.8741 | 163.962 | 112.7664
1280 | 8 | 54 | 2 | 64.3647 | 97.9049 | 178.8176 | 124.3658 | 214.8292 | 133.9529 | 172.0198 | 183.751 | 98.2245 | 34.2577 | 103.2668 | 233.022 | 153.7159 | 212.826 | 193.0231 | 161.645 | 144.9235 | 78.7038
1281 | 9 | 54 | 2 | 61.0736 | 87.9164 | 171.3137 | 124.9452 | 213.3945 | 130.1202 | 162.099 | 163.1362 | 88.9756 | 35.5387 | 106.5958 | 217.8183 | 142.6609 | 193.9868 | 200.6822 | 143.1616 | 141.5972 | 70.4884
1282 | 10 | 54 | 2 | 60.0527 | 79.5466 | 176.2378 | 123.4565 | 202.9224 | 129.2993 | 159.688 | 161.3372 | 86.5843 | 34.7484 | 105.8473 | 216.3158 | 136.8109 | 197.7186 | 200.8859 | 138.9498 | 139.2431 | 69.2512
1283 | 11 | 54 | 2 | 59.7449 | 75.2571 | 172.0485 | 123.3571 | 193.2204 | 121.0048 | 160.0745 | 160.4137 | 85.2424 | 35.3567 | 103.9279 | 214.9995 | 134.3652 | 191.8654 | 198.1919 | 133.3583 | 135.3738 | 68.2237
1284 | 12 | 54 | 2 | 58.9875 | 69.2047 | 179.1888 | 118.1304 | 194.2072 | 119.4758 | 154.2428 | 150.2997 | 84.2849 | 35.4483 | 95.4572 | 206.8309 | 136.6921 | 186.5907 | 192.2987 | 133.4912 | 140.034 | 70.2399
1285 | 13 | 54 | 2 | 61.7924 | 65.4083 | 171.9762 | 115.2935 | 194.1116 | 124.4921 | 152.536 | 149.3953 | 84.3512 | 36.7987 | 93.4811 | 206.6153 | 129.8329 | 186.9987 | 186.1789 | 124.8122 | 129.012 | 67.3031
1286 | 14 | 54 | 2 | 61.0734 | 64.9224 | 175.9089 | 119.4334 | 198.4595 | 119.2973 | 155.6195 | 160.8993 | 83.8465 | 38.8669 | 92.3046 | 212.0624 | 126.1922 | 185.2438 | 183.8999 | 122.9126 | 124.3006 | 74.0912
1287 | 15 | 54 | 2 | 70.5814 | 68.1007 | 186.2597 | 121.494 | 225.9469 | 126.0389 | 163.4023 | 166.2932 | 85.74 | 39.4226 | 94.0752 | 222.0064 | 151.7748 | 190.7283 | 184.1097 | 130.3607 | 145.9241 | 80.5852
1288 | 16 | 54 | 2 | 87.133 | 89.8302 | 199.6652 | 123.0671 | 275.2404 | 169.1034 | 200.6318 | 170.7616 | 94.5842 | 46.0858 | 98.2009 | 264.0534 | 202.4251 | 214.1427 | 239.5171 | 172.5643 | 180.4537 | 112.9349
1289 | 17 | 54 | 2 | 92.9312 | 145.7023 | 302.6891 | 128.2677 | 278.2792 | 177.9869 | 238.423 | 185.6543 | 119.3095 | 49.4819 | 101.1028 | 301.1637 | 217.7384 | 263.2731 | 256.25 | 219.5038 | 217.6845 | 139.0091
1290 | 18 | 54 | 2 | 99.9307 | 155.1295 | 321.3258 | 133.8079 | 267.3487 | 188.1592 | 232.7391 | 197.9892 | 125.8336 | 49.3963 | 102.9254 | 313.2827 | 212.4352 | 270.9532 | 260.2733 | 220.6708 | 219.8149 | 141.0582
1291 | 19 | 54 | 2 | 98.9014 | 152.9087 | 320.7918 | 132.9399 | 278.531 | 178.9294 | 231.924 | 190.9974 | 124.3014 | 49.4685 | 102.1832 | 304.8291 | 215.8339 | 270.599 | 259.1152 | 218.3551 | 224.9506 | 145.5328
1292 | 20 | 54 | 2 | 96.1128 | 138.7885 | 311.4234 | 130.3254 | 272.2028 | 180.2783 | 227.464 | 190.5717 | 122.7886 | 47.9011 | 108.1369 | 301.3306 | 207.9858 | 263.1194 | 260.1329 | 209.8577 | 227.2133 | 141.8393
1293 | 21 | 54 | 2 | 93.0531 | 135.9148 | 306.096 | 129.2035 | 263.9491 | 164.3159 | 230.9923 | 199.3911 | 121.4563 | 50.1704 | 100.7606 | 297.6329 | 195.295 | 258.4281 | 263.9817 | 208.3101 | 221.4111 | 138.3978
1294 | 22 | 54 | 2 | 92.6596 | 129.5734 | 303.7491 | 122.5385 | 251.5209 | 164.1911 | 237.9396 | 193.7659 | 120.108 | 44.3332 | 98.9052 | 303.6544 | 188.2497 | 261.0023 | 251.74 | 198.7365 | 209.9597 | 149.8036
1295 | 23 | 54 | 2 | 88.8984 | 130.7075 | 304.5728 | 118.5622 | 244.5066 | 164.0308 | 241.3321 | 192.9145 | 120.7946 | 45.6279 | 103.2563 | 302.3852 | 182.8414 | 267.6338 | 240.4094 | 194.7559 | 212.3513 | 150.8479
1296 | 0 | 55 | 2 | 91.2471 | 144.7972 | 313.1838 | 114.5163 | 256.0664 | 158.3851 | 250.4911 | 191.0657 | 122.1307 | 44.1157 | 96.6281 | 289.5199 | 199.3954 | 266.3642 | 242.2803 | 204.7103 | 206.1025 | 158.5938
1297 | 1 | 55 | 2 | 89.8159 | 147.9815 | 315.3001 | 114.9306 | 252.422 | 162.0754 | 250.1731 | 201.7424 | 125.5264 | 45.7422 | 99.0673 | 288.7057 | 197.1195 | 265.7457 | 232.0725 | 213.1667 | 202.2518 | 161.97
1298 | 2 | 55 | 2 | 88.5942 | 152.0316 | 316.6298 | 114.0218 | 256.8159 | 157.4953 | 256.9861 | 195.4934 | 124.4217 | 46.9625 | 100.336 | 288.7167 | 188.8236 | 269.6425 | 242.4583 | 210.9228 | 210.5369 | 158.4408
1299 | 3 | 55 | 2 | 88.0671 | 152.7947 | 325.326 | 117.6119 | 263.3141 | 158.344 | 249.7846 | 189.7185 | 125.5741 | 48.0779 | 96.4228 | 295.9079 | 187.4613 | 273.5458 | 241.9788 | 212.4487 | 205.795 | 157.7723
1300 | 4 | 55 | 2 | 89.618 | 150.6367 | 318.5003 | 118.4753 | 265.4181 | 165.3072 | 247.741 | 186.9778 | 121.4494 | 46.2223 | 98.21 | 298.8338 | 198.1156 | 271.1075 | 236.4806 | 216.0279 | 200.4884 | 150.8049
1301 | 5 | 55 | 2 | 92.2196 | 152.4117 | 306.6917 | 118.8267 | 277.9813 | 166.6669 | 239.9803 | 187.4638 | 125.5637 | 48.0358 | 94.2504 | 304.4419 | 213.4598 | 278.9588 | 229.6541 | 216.4344 | 202.9255 | 158.3327
1302 | 6 | 55 | 2 | 83.548 | 157.6143 | 307.1343 | 126.3298 | 269.3944 | 168.7384 | 230.4863 | 184.9824 | 124.2428 | 47.5613 | 97.5745 | 304.5998 | 208.4547 | 276.6406 | 233.6481 | 217.2794 | 204.6207 | 151.7879
1303 | 7 | 55 | 2 | 65.4253 | 123.1595 | 217.5226 | 123.7621 | 233.4519 | 136.7973 | 190.0866 | 183.9898 | 122.9492 | 39.1238 | 100.2197 | 271.019 | 162.5769 | 235.4565 | 221.8416 | 194.8741 | 163.962 | 112.7664
1304 | 8 | 55 | 2 | 64.3647 | 97.9049 | 178.8176 | 124.3658 | 214.8292 | 133.9529 | 172.0198 | 183.751 | 98.2245 | 34.2577 | 103.2668 | 233.022 | 153.7159 | 212.826 | 193.0231 | 161.645 | 144.9235 | 78.7038
1305 | 9 | 55 | 2 | 61.0736 | 87.9164 | 171.3137 | 124.9452 | 213.3945 | 130.1202 | 162.099 | 163.1362 | 88.9756 | 35.5387 | 106.5958 | 217.8183 | 142.6609 | 193.9868 | 200.6822 | 143.1616 | 141.5972 | 70.4884
1306 | 10 | 55 | 2 | 60.0527 | 79.5466 | 176.2378 | 123.4565 | 202.9224 | 129.2993 | 159.688 | 161.3372 | 86.5843 | 34.7484 | 105.8473 | 216.3158 | 136.8109 | 197.7186 | 200.8859 | 138.9498 | 139.2431 | 69.2512
1307 | 11 | 55 | 2 | 59.7449 | 75.2571 | 172.0485 | 123.3571 | 193.2204 | 121.0048 | 160.0745 | 160.4137 | 85.2424 | 35.3567 | 103.9279 | 214.9995 | 134.3652 | 191.8654 | 198.1919 | 133.3583 | 135.3738 | 68.2237
1308 | 12 | 55 | 2 | 58.9875 | 69.2047 | 179.1888 | 118.1304 | 194.2072 | 119.4758 | 154.2428 | 150.2997 | 84.2849 | 35.4483 | 95.4572 | 206.8309 | 136.6921 | 186.5907 | 192.2987 | 133.4912 | 140.034 | 70.2399
1309 | 13 | 55 | 2 | 61.7924 | 65.4083 | 171.9762 | 115.2935 | 194.1116 | 124.4921 | 152.536 | 149.3953 | 84.3512 | 36.7987 | 93.4811 | 206.6153 | 129.8329 | 186.9987 | 186.1789 | 124.8122 | 129.012 | 67.3031
1310 | 14 | 55 | 2 | 61.0734 | 64.9224 | 175.9089 | 119.4334 | 198.4595 | 119.2973 | 155.6195 | 160.8993 | 83.8465 | 38.8669 | 92.3046 | 212.0624 | 126.1922 | 185.2438 | 183.8999 | 122.9126 | 124.3006 | 74.0912
1311 | 15 | 55 | 2 | 70.5814 | 68.1007 | 186.2597 | 121.494 | 225.9469 | 126.0389 | 163.4023 | 166.2932 | 85.74 | 39.4226 | 94.0752 | 222.0064 | 151.7748 | 190.7283 | 184.1097 | 130.3607 | 145.9241 | 80.5852
1312 | 16 | 55 | 2 | 87.133 | 89.8302 | 199.6652 | 123.0671 | 275.2404 | 169.1034 | 200.6318 | 170.7616 | 94.5842 | 46.0858 | 98.2009 | 264.0534 | 202.4251 | 214.1427 | 239.5171 | 172.5643 | 180.4537 | 112.9349
1313 | 17 | 55 | 2 | 92.9312 | 145.7023 | 302.6891 | 128.2677 | 278.2792 | 177.9869 | 238.423 | 185.6543 | 119.3095 | 49.4819 | 101.1028 | 301.1637 | 217.7384 | 263.2731 | 256.25 | 219.5038 | 217.6845 | 139.0091
1314 | 18 | 55 | 2 | 99.9307 | 155.1295 | 321.3258 | 133.8079 | 267.3487 | 188.1592 | 232.7391 | 197.9892 | 125.8336 | 49.3963 | 102.9254 | 313.2827 | 212.4352 | 270.9532 | 260.2733 | 220.6708 | 219.8149 | 141.0582
1315 | 19 | 55 | 2 | 98.9014 | 152.9087 | 320.7918 | 132.9399 | 278.531 | 178.9294 | 231.924 | 190.9974 | 124.3014 | 49.4685 | 102.1832 | 304.8291 | 215.8339 | 270.599 | 259.1152 | 218.3551 | 224.9506 | 145.5328
1316 | 20 | 55 | 2 | 96.1128 | 138.7885 | 311.4234 | 130.3254 | 272.2028 | 180.2783 | 227.464 | 190.5717 | 122.7886 | 47.9011 | 108.1369 | 301.3306 | 207.9858 | 263.1194 | 260.1329 | 209.8577 | 227.2133 | 141.8393
1317 | 21 | 55 | 2 | 93.0531 | 135.9148 | 306.096 | 129.2035 | 263.9491 | 164.3159 | 230.9923 | 199.3911 | 121.4563 | 50.1704 | 100.7606 | 297.6329 | 195.295 | 258.4281 | 263.9817 | 208.3101 | 221.4111 | 138.3978
1318 | 22 | 55 | 2 | 92.6596 | 129.5734 | 303.7491 | 122.5385 | 251.5209 | 164.1911 | 237.9396 | 193.7659 | 120.108 | 44.3332 | 98.9052 | 303.6544 | 188.2497 | 261.0023 | 251.74 | 198.7365 | 209.9597 | 149.8036
1319 | 23 | 55 | 2 | 88.8984 | 130.7075 | 304.5728 | 118.5622 | 244.5066 | 164.0308 | 241.3321 | 192.9145 | 120.7946 | 45.6279 | 103.2563 | 302.3852 | 182.8414 | 267.6338 | 240.4094 | 194.7559 | 212.3513 | 150.8479
1320 | 0 | 56 | 2 | 91.2471 | 144.7972 | 313.1838 | 114.5163 | 256.0664 | 158.3851 | 250.4911 | 191.0657 | 122.1307 | 44.1157 | 96.6281 | 289.5199 | 199.3954 | 266.3642 | 242.2803 | 204.7103 | 206.1025 | 158.5938
1321 | 1 | 56 | 2 | 89.8159 | 147.9815 | 315.3001 | 114.9306 | 252.422 | 162.0754 | 250.1731 | 201.7424 | 125.5264 | 45.7422 | 99.0673 | 288.7057 | 197.1195 | 265.7457 | 232.0725 | 213.1667 | 202.2518 | 161.97
1322 | 2 | 56 | 2 | 88.5942 | 152.0316 | 316.6298 | 114.0218 | 256.8159 | 157.4953 | 256.9861 | 195.4934 | 124.4217 | 46.9625 | 100.336 | 288.7167 | 188.8236 | 269.6425 | 242.4583 | 210.9228 | 210.5369 | 158.4408
1323 | 3 | 56 | 2 | 88.0671 | 152.7947 | 325.326 | 117.6119 | 263.3141 | 158.344 | 249.7846 | 189.7185 | 125.5741 | 48.0779 | 96.4228 | 295.9079 | 187.4613 | 273.5458 | 241.9788 | 212.4487 | 205.795 | 157.7723
1324 | 4 | 56 | 2 | 89.618 | 150.6367 | 318.5003 | 118.4753 | 265.4181 | 165.3072 | 247.741 | 186.9778 | 121.4494 | 46.2223 | 98.21 | 298.8338 | 198.1156 | 271.1075 | 236.4806 | 216.0279 | 200.4884 | 150.8049
1325 | 5 | 56 | 2 | 92.2196 | 152.4117 | 306.6917 | 118.8267 | 277.9813 | 166.6669 | 239.9803 | 187.4638 | 125.5637 | 48.0358 | 94.2504 | 304.4419 | 213.4598 | 278.9588 | 229.6541 | 216.4344 | 202.9255 | 158.3327
1326 | 6 | 56 | 2 | 83.548 | 157.6143 | 307.1343 | 126.3298 | 269.3944 | 168.7384 | 230.4863 | 184.9824 | 124.2428 | 47.5613 | 97.5745 | 304.5998 | 208.4547 | 276.6406 | 233.6481 | 217.2794 | 204.6207 | 151.7879
1327 | 7 | 56 | 2 | 65.4253 | 123.1595 | 217.5226 | 123.7621 | 233.4519 | 136.7973 | 190.0866 | 183.9898 | 122.9492 | 39.1238 | 100.2197 | 271.019 | 162.5769 | 235.4565 | 221.8416 | 194.8741 | 163.962 | 112.7664
1328 | 8 | 56 | 2 | 64.3647 | 97.9049 | 178.8176 | 124.3658 | 214.8292 | 133.9529 | 172.0198 | 183.751 | 98.2245 | 34.2577 | 103.2668 | 233.022 | 153.7159 | 212.826 | 193.0231 | 161.645 | 144.9235 | 78.7038
1329 | 9 | 56 | 2 | 61.0736 | 87.9164 | 171.3137 | 124.9452 | 213.3945 | 130.1202 | 162.099 | 163.1362 | 88.9756 | 35.5387 | 106.5958 | 217.8183 | 142.6609 | 193.9868 | 200.6822 | 143.1616 | 141.5972 | 70.4884
1330 | 10 | 56 | 2 | 60.0527 | 79.5466 | 176.2378 | 123.4565 | 202.9224 | 129.2993 | 159.688 | 161.3372 | 86.5843 | 34.7484 | 105.8473 | 216.3158 | 136.8109 | 197.7186 | 200.8859 | 138.9498 | 139.2431 | 69.2512
1331 | 11 | 56 | 2 | 59.7449 | 75.2571 | 172.0485 | 123.3571 | 193.2204 | 121.0048 | 160.0745 | 160.4137 | 85.2424 | 35.3567 | 103.9279 | 214.9995 | 134.3652 | 191.8654 | 198.1919 | 133.3583 | 135.3738 | 68.2237
1332 | 12 | 56 | 2 | 58.9875 | 69.2047 | 179.1888 | 118.1304 | 194.2072 | 119.4758 | 154.2428 | 150.2997 | 84.2849 | 35.4483 | 95.4572 | 206.8309 | 136.6921 | 186.5907 | 192.2987 | 133.4912 | 140.034 | 70.2399
1333 | 13 | 56 | 2 | 61.7924 | 65.4083 | 171.9762 | 115.2935 | 194.1116 | 124.4921 | 152.536 | 149.3953 | 84.3512 | 36.7987 | 93.4811 | 206.6153 | 129.8329 | 186.9987 | 186.1789 | 124.8122 | 129.012 | 67.3031
1334 | 14 | 56 | 2 | 61.0734 | 64.9224 | 175.9089 | 119.4334 | 198.4595 | 119.2973 | 155.6195 | 160.8993 | 83.8465 | 38.8669 | 92.3046 | 212.0624 | 126.1922 | 185.2438 | 183.8999 | 122.9126 | 124.3006 | 74.0912
1335 | 15 | 56 | 2 | 70.5814 | 68.1007 | 186.2597 | 121.494 | 225.9469 | 126.0389 | 163.4023 | 166.2932 | 85.74 | 39.4226 | 94.0752 | 222.0064 | 151.7748 | 190.7283 | 184.1097 | 130.3607 | 145.9241 | 80.5852
1336 | 16 | 56 | 2 | 87.133 | 89.8302 | 199.6652 | 123.0671 | 275.2404 | 169.1034 | 200.6318 | 170.7616 | 94.5842 | 46.0858 | 98.2009 | 264.0534 | 202.4251 | 214.1427 | 239.5171 | 172.5643 | 180.4537 | 112.9349
1337 | 17 | 56 | 2 | 92.9312 | 145.7023 | 302.6891 | 128.2677 | 278.2792 | 177.9869 | 238.423 | 185.6543 | 119.3095 | 49.4819 | 101.1028 | 301.1637 | 217.7384 | 263.2731 | 256.25 | 219.5038 | 217.6845 | 139.0091
1338 | 18 | 56 | 2 | 99.9307 | 155.1295 | 321.3258 | 133.8079 | 267.3487 | 188.1592 | 232.7391 | 197.9892 | 125.8336 | 49.3963 | 102.9254 | 313.2827 | 212.4352 | 270.9532 | 260.2733 | 220.6708 | 219.8149 | 141.0582
1339 | 19 | 56 | 2 | 98.9014 | 152.9087 | 320.7918 | 132.9399 | 278.531 | 178.9294 | 231.924 | 190.9974 | 124.3014 | 49.4685 | 102.1832 | 304.8291 | 215.8339 | 270.599 | 259.1152 | 218.3551 | 224.9506 | 145.5328
1340 | 20 | 56 | 2 | 96.1128 | 138.7885 | 311.4234 | 130.3254 | 272.2028 | 180.2783 | 227.464 | 190.5717 | 122.7886 | 47.9011 | 108.1369 | 301.3306 | 207.9858 | 263.1194 | 260.1329 | 209.8577 | 227.2133 | 141.8393
1341 | 21 | 56 | 2 | 93.0531 | 135.9148 | 306.096 | 129.2035 | 263.9491 | 164.3159 | 230.9923 | 199.3911 | 121.4563 | 50.1704 | 100.7606 | 297.6329 | 195.295 | 258.4281 | 263.9817 | 208.3101 | 221.4111 | 138.3978
1342 | 22 | 56 | 2 | 92.6596 | 129.5734 | 303.7491 | 122.5385 | 251.5209 | 164.1911 | 237.9396 | 193.7659 | 120.108 | 44.3332 | 98.9052 | 303.6544 | 188.2497 | 261.0023 | 251.74 | 198.7365 | 209.9597 | 149.8036
1343 | 23 | 56 | 2 | 88.8984 | 130.7075 | 304.5728 | 118.5622 | 244.5066 | 164.0308 | 241.3321 | 192.9145 | 120.7946 | 45.6279 | 103.2563 | 302.3852 | 182.8414 | 267.6338 | 240.4094 | 194.7559 | 212.3513 | 150.8479
1344 | 0 | 57 | 2 | 91.2471 | 144.7972 | 313.1838 | 114.5163 | 256.0664 | 158.3851 | 250.4911 | 191.0657 | 122.1307 | 44.1157 | 96.6281 | 289.5199 | 199.3954 | 266.3642 | 242.2803 | 204.7103 | 206.1025 | 158.5938
1345 | 1 | 57 | 2 | 89.8159 | 147.9815 | 315.3001 | 114.9306 | 252.422 | 162.0754 | 250.1731 | 201.7424 | 125.5264 | 45.7422 | 99.0673 | 288.7057 | 197.1195 | 265.7457 | 232.0725 | 213.1667 | 202.2518 | 161.97
1346 | 2 | 57 | 2 | 88.5942 | 152.0316 | 316.6298 | 114.0218 | 256.8159 | 157.4953 | 256.9861 | 195.4934 | 124.4217 | 46.9625 | 100.336 | 288.7167 | 188.8236 | 269.6425 | 242.4583 | 210.9228 | 210.5369 | 158.4408
1347 | 3 | 57 | 2 | 88.0671 | 152.7947 | 325.326 | 117.6119 | 263.3141 | 158.344 | 249.7846 | 189.7185 | 125.5741 | 48.0779 | 96.4228 | 295.9079 | 187.4613 | 273.5458 | 241.9788 | 212.4487 | 205.795 | 157.7723
1348 | 4 | 57 | 2 | 89.618 | 150.6367 | 318.5003 | 118.4753 | 265.4181 | 165.3072 | 247.741 | 186.9778 | 121.4494 | 46.2223 | 98.21 | 298.8338 | 198.1156 | 271.1075 | 236.4806 | 216.0279 | 200.4884 | 150.8049
1349 | 5 | 57 | 2 | 92.2196 | 152.4117 | 306.6917 | 118.8267 | 277.9813 | 166.6669 | 239.9803 | 187.4638 | 125.5637 | 48.0358 | 94.2504 | 304.4419 | 213.4598 | 278.9588 | 229.6541 | 216.4344 | 202.9255 | 158.3327
1350 | 6 | 57 | 2 | 83.548 | 157.6143 | 307.1343 | 126.3298 | 269.3944 | 168.7384 | 230.4863 | 184.9824 | 124.2428 | 47.5613 | 97.5745 | 304.5998 | 208.4547 | 276.6406 | 233.6481 | 217.2794 | 204.6207 | 151.7879
1351 | 7 | 57 | 2 | 65.4253 | 123.1595 | 217.5226 | 123.7621 | 233.4519 | 136.7973 | 190.0866 | 183.9898 | 122.9492 | 39.1238 | 100.2197 | 271.019 | 162.5769 | 235.4565 | 221.8416 | 194.8741 | 163.962 | 112.7664
1352 | 8 | 57 | 2 | 64.3647 | 97.9049 | 178.8176 | 124.3658 | 214.8292 | 133.9529 | 172.0198 | 183.751 | 98.2245 | 34.2577 | 103.2668 | 233.022 | 153.7159 | 212.826 | 193.0231 | 161.645 | 144.9235 | 78.7038
1353 | 9 | 57 | 2 | 61.0736 | 87.9164 | 171.3137 | 124.9452 | 213.3945 | 130.1202 | 162.099 | 163.1362 | 88.9756 | 35.5387 | 106.5958 | 217.8183 | 142.6609 | 193.9868 | 200.6822 | 143.1616 | 141.5972 | 70.4884
1354 | 10 | 57 | 2 | 60.0527 | 79.5466 | 176.2378 | 123.4565 | 202.9224 | 129.2993 | 159.688 | 161.3372 | 86.5843 | 34.7484 | 105.8473 | 216.3158 | 136.8109 | 197.7186 | 200.8859 | 138.9498 | 139.2431 | 69.2512
1355 | 11 | 57 | 2 | 59.7449 | 75.2571 | 172.0485 | 123.3571 | 193.2204 | 121.0048 | 160.0745 | 160.4137 | 85.2424 | 35.3567 | 103.9279 | 214.9995 | 134.3652 | 191.8654 | 198.1919 | 133.3583 | 135.3738 | 68.2237
1356 | 12 | 57 | 2 | 58.9875 | 69.2047 | 179.1888 | 118.1304 | 194.2072 | 119.4758 | 154.2428 | 150.2997 | 84.2849 | 35.4483 | 95.4572 | 206.8309 | 136.6921 | 186.5907 | 192.2987 | 133.4912 | 140.034 | 70.2399
1357 | 13 | 57 | 2 | 61.7924 | 65.4083 | 171.9762 | 115.2935 | 194.1116 | 124.4921 | 152.536 | 149.3953 | 84.3512 | 36.7987 | 93.4811 | 206.6153 | 129.8329 | 186.9987 | 186.1789 | 124.8122 | 129.012 | 67.3031
1358 | 14 | 57 | 2 | 61.0734 | 64.9224 | 175.9089 | 119.4334 | 198.4595 | 119.2973 | 155.6195 | 160.8993 | 83.8465 | 38.8669 | 92.3046 | 212.0624 | 126.1922 | 185.2438 | 183.8999 | 122.9126 | 124.3006 | 74.0912
1359 | 15 | 57 | 2 | 70.5814 | 68.1007 | 186.2597 | 121.494 | 225.9469 | 126.0389 | 163.4023 | 166.2932 | 85.74 | 39.4226 | 94.0752 | 222.0064 | 151.7748 | 190.7283 | 184.1097 | 130.3607 | 145.9241 | 80.5852
1360 | 16 | 57 | 2 | 87.133 | 89.8302 | 199.6652 | 123.0671 | 275.2404 | 169.1034 | 200.6318 | 170.7616 | 94.5842 | 46.0858 | 98.2009 | 264.0534 | 202.4251 | 214.1427 | 239.5171 | 172.5643 | 180.4537 | 112.9349
1361 | 17 | 57 | 2 | 92.9312 | 145.7023 | 302.6891 | 128.2677 | 278.2792 | 177.9869 | 238.423 | 185.6543 | 119.3095 | 49.4819 | 101.1028 | 301.1637 | 217.7384 | 263.2731 | 256.25 | 219.5038 | 217.6845 | 139.0091
1362 | 18 | 57 | 2 | 99.9307 | 155.1295 | 321.3258 | 133.8079 | 267.3487 | 188.1592 | 232.7391 | 197.9892 | 125.8336 | 49.3963 | 102.9254 | 313.2827 | 212.4352 | 270.9532 | 260.2733 | 220.6708 | 219.8149 | 141.0582
1363 | 19 | 57 | 2 | 98.9014 | 152.9087 | 320.7918 | 132.9399 | 278.531 | 178.9294 | 231.924 | 190.9974 | 124.3014 | 49.4685 | 102.1832 | 304.8291 | 215.8339 | 270.599 | 259.1152 | 218.3551 | 224.9506 | 145.5328
1364 | 20 | 57 | 2 | 96.1128 | 138.7885 | 311.4234 | 130.3254 | 272.2028 | 180.2783 | 227.464 | 190.5717 | 122.7886 | 47.9011 | 108.1369 | 301.3306 | 207.9858 | 263.1194 | 260.1329 | 209.8577 | 227.2133 | 141.8393
1365 | 21 | 57 | 2 | 93.0531 | 135.9148 | 306.096 | 129.2035 | 263.9491 | 164.3159 | 230.9923 | 199.3911 | 121.4563 | 50.1704 | 100.7606 | 297.6329 | 195.295 | 258.4281 | 263.9817 | 208.3101 | 221.4111 | 138.3978
1366 | 22 | 57 | 2 | 92.6596 | 129.5734 | 303.7491 | 122.5385 | 251.5209 | 164.1911 | 237.9396 | 193.7659 | 120.108 | 44.3332 | 98.9052 | 303.6544 | 188.2497 | 261.0023 | 251.74 | 198.7365 | 209.9597 | 149.8036
1367 | 23 | 57 | 2 | 88.8984 | 130.7075 | 304.5728 | 118.5622 | 244.5066 | 164.0308 | 241.3321 | 192.9145 | 120.7946 | 45.6279 | 103.2563 | 302.3852 | 182.8414 | 267.6338 | 240.4094 | 194.7559 | 212.3513 | 150.8479
1368 | 0 | 58 | 2 | 91.2471 | 144.7972 | 313.1838 | 114.5163 | 256.0664 | 158.3851 | 250.4911 | 191.0657 | 122.1307 | 44.1157 | 96.6281 | 289.5199 | 199.3954 | 266.3642 | 242.2803 | 204.7103 | 206.1025 | 158.5938
1369 | 1 | 58 | 2 | 89.8159 | 147.9815 | 315.3001 | 114.9306 | 252.422 | 162.0754 | 250.1731 | 201.7424 | 125.5264 | 45.7422 | 99.0673 | 288.7057 | 197.1195 | 265.7457 | 232.0725 | 213.1667 | 202.2518 | 161.97
1370 | 2 | 58 | 2 | 88.5942 | 152.0316 | 316.6298 | 114.0218 | 256.8159 | 157.4953 | 256.9861 | 195.4934 | 124.4217 | 46.9625 | 100.336 | 288.7167 | 188.8236 | 269.6425 | 242.4583 | 210.9228 | 210.5369 | 158.4408
1371 | 3 | 58 | 2 | 88.0671 | 152.7947 | 325.326 | 117.6119 | 263.3141 | 158.344 | 249.7846 | 189.7185 | 125.5741 | 48.0779 | 96.4228 | 295.9079 | 187.4613 | 273.5458 | 241.9788 | 212.4487 | 205.795 | 157.7723
1372 | 4 | 58 | 2 | 89.618 | 150.6367 | 318.5003 | 118.4753 | 265.4181 | 165.3072 | 247.741 | 186.9778 | 121.4494 | 46.2223 | 98.21 | 298.8338 | 198.1156 | 271.1075 | 236.4806 | 216.0279 | 200.4884 | 150.8049
1373 | 5 | 58 | 2 | 92.2196 | 152.4117 | 306.6917 | 118.8267 | 277.9813 | 166.6669 | 239.9803 | 187.4638 | 125.5637 | 48.0358 | 94.2504 | 304.4419 | 213.4598 | 278.9588 | 229.6541 | 216.4344 | 202.9255 | 158.3327
1374 | 6 | 58 | 2 | 83.548 | 157.6143 | 307.1343 | 126.3298 | 269.3944 | 168.7384 | 230.4863 | 184.9824 | 124.2428 | 47.5613 | 97.5745 | 304.5998 | 208.4547 | 276.6406 | 233.6481 | 217.2794 | 204.6207 | 151.7879
1375 | 7 | 58 | 2 | 65.4253 | 123.1595 | 217.5226 | 123.7621 | 233.4519 | 136.7973 | 190.0866 | 183.9898 | 122.9492 | 39.1238 | 100.2197 | 271.019 | 162.5769 | 235.4565 | 221.8416 | 194.8741 | 163.962 | 112.7664
1376 | 8 | 58 | 2 | 64.3647 | 97.9049 | 178.8176 | 124.3658 | 214.8292 | 133.9529 | 172.0198 | 183.751 | 98.2245 | 34.2577 | 103.2668 | 233.022 | 153.7159 | 212.826 | 193.0231 | 161.645 | 144.9235 | 78.7038
1377 | 9 | 58 | 2 | 61.0736 | 87.9164 | 171.3137 | 124.9452 | 213.3945 | 130.1202 | 162.099 | 163.1362 | 88.9756 | 35.5387 | 106.5958 | 217.8183 | 142.6609 | 193.9868 | 200.6822 | 143.1616 | 141.5972 | 70.4884
1378 | 10 | 58 | 2 | 60.0527 | 79.5466 | 176.2378 | 123.4565 | 202.9224 | 129.2993 | 159.688 | 161.3372 | 86.5843 | 34.7484 | 105.8473 | 216.3158 | 136.8109 | 197.7186 | 200.8859 | 138.9498 | 139.2431 | 69.2512
1379 | 11 | 58 | 2 | 59.7449 | 75.2571 | 172.0485 | 123.3571 | 193.2204 | 121.0048 | 160.0745 | 160.4137 | 85.2424 | 35.3567 | 103.9279 | 214.9995 | 134.3652 | 191.8654 | 198.1919 | 133.3583 | 135.3738 | 68.2237
1380 | 12 | 58 | 2 | 58.9875 | 69.2047 | 179.1888 | 118.1304 | 194.2072 | 119.4758 | 154.2428 | 150.2997 | 84.2849 | 35.4483 | 95.4572 | 206.8309 | 136.6921 | 186.5907 | 192.2987 | 133.4912 | 140.034 | 70.2399
1381 | 13 | 58 | 2 | 61.7924 | 65.4083 | 171.9762 | 115.2935 | 194.1116 | 124.4921 | 152.536 | 149.3953 | 84.3512 | 36.7987 | 93.4811 | 206.6153 | 129.8329 | 186.9987 | 186.1789 | 124.8122 | 129.012 | 67.3031
1382 | 14 | 58 | 2 | 61.0734 | 64.9224 | 175.9089 | 119.4334 | 198.4595 | 119.2973 | 155.6195 | 160.8993 | 83.8465 | 38.8669 | 92.3046 | 212.0624 | 126.1922 | 185.2438 | 183.8999 | 122.9126 | 124.3006 | 74.0912
1383 | 15 | 58 | 2 | 70.5814 | 68.1007 | 186.2597 | 121.494 | 225.9469 | 126.0389 | 163.4023 | 166.2932 | 85.74 | 39.4226 | 94.0752 | 222.0064 | 151.7748 | 190.7283 | 184.1097 | 130.3607 | 145.9241 | 80.5852
1384 | 16 | 58 | 2 | 87.133 | 89.8302 | 199.6652 | 123.0671 | 275.2404 | 169.1034 | 200.6318 | 170.7616 | 94.5842 | 46.0858 | 98.2009 | 264.0534 | 202.4251 | 214.1427 | 239.5171 | 172.5643 | 180.4537 | 112.9349
1385 | 17 | 58 | 2 | 92.9312 | 145.7023 | 302.6891 | 128.2677 | 278.2792 | 177.9869 | 238.423 | 185.6543 | 119.3095 | 49.4819 | 101.1028 | 301.1637 | 217.7384 | 263.2731 | 256.25 | 219.5038 | 217.6845 | 139.0091
1386 | 18 | 58 | 2 | 99.9307 | 155.1295 | 321.3258 | 133.8079 | 267.3487 | 188.1592 | 232.7391 | 197.9892 | 125.8336 | 49.3963 | 102.9254 | 313.2827 | 212.4352 | 270.9532 | 260.2733 | 220.6708 | 219.8149 | 141.0582
1387 | 19 | 58 | 2 | 98.9014 | 152.9087 | 320.7918 | 132.9399 | 278.531 | 178.9294 | 231.924 | 190.9974 | 124.3014 | 49.4685 | 102.1832 | 304.8291 | 215.8339 | 270.599 | 259.1152 | 218.3551 | 224.9506 | 145.5328
1388 | 20 | 58 | 2 | 96.1128 | 138.7885 | 311.4234 | 130.3254 | 272.2028 | 180.2783 | 227.464 | 190.5717 | 122.7886 | 47.9011 | 108.1369 | 301.3306 | 207.9858 | 263.1194 | 260.1329 | 209.8577 | 227.2133 | 141.8393
1389 | 21 | 58 | 2 | 93.0531 | 135.9148 | 306.096 | 129.2035 | 263.9491 | 164.3159 | 230.9923 | 199.3911 | 121.4563 | 50.1704 | 100.7606 | 297.6329 | 195.295 | 258.4281 | 263.9817 | 208.3101 | 221.4111 | 138.3978
1390 | 22 | 58 | 2 | 92.6596 | 129.5734 | 303.7491 | 122.5385 | 251.5209 | 164.1911 | 237.9396 | 193.7659 | 120.108 | 44.3332 | 98.9052 | 303.6544 | 188.2497 | 261.0023 | 251.74 | 198.7365 | 209.9597 | 149.8036
1391 | 23 | 58 | 2 | 88.8984 | 130.7075 | 304.5728 | 118.5622 | 244.5066 | 164.0308 | 241.3321 | 192.9145 | 120.7946 | 45.6279 | 103.2563 | 302.3852 | 182.8414 | 267.6338 | 240.4094 | 194.7559 | 212.3513 | 150.8479
1392 | 0 | 59 | 2 | 91.2471 | 144.7972 | 313.1838 | 114.5163 | 256.0664 | 158.3851 | 250.4911 | 191.0657 | 122.1307 | 44.1157 | 96.6281 | 289.5199 | 199.3954 | 266.3642 | 242.2803 | 204.7103 | 206.1025 | 158.5938
1393 | 1 | 59 | 2 | 89.8159 | 147.9815 | 315.3001 | 114.9306 | 252.422 | 162.0754 | 250.1731 | 201.7424 | 125.5264 | 45.7422 | 99.0673 | 288.7057 | 197.1195 | 265.7457 | 232.0725 | 213.1667 | 202.2518 | 161.97
1394 | 2 | 59 | 2 | 88.5942 | 152.0316 | 316.6298 | 114.0218 | 256.8159 | 157.4953 | 256.9861 | 195.4934 | 124.4217 | 46.9625 | 100.336 | 288.7167 | 188.8236 | 269.6425 | 242.4583 | 210.9228 | 210.5369 | 158.4408
1395 | 3 | 59 | 2 | 88.0671 | 152.7947 | 325.326 | 117.6119 | 263.3141 | 158.344 | 249.7846 | 189.7185 | 125.5741 | 48.0779 | 96.4228 | 295.9079 | 187.4613 | 273.5458 | 241.9788 | 212.4487 | 205.795 | 157.7723
1396 | 4 | 59 | 2 | 89.618 | 150.6367 | 318.5003 | 118.4753 | 265.4181 | 165.3072 | 247.741 | 186.9778 | 121.4494 | 46.2223 | 98.21 | 298.8338 | 198.1156 | 271.1075 | 236.4806 | 216.0279 | 200.4884 | 150.8049
1397 | 5 | 59 | 2 | 92.2196 | 152.4117 | 306.6917 | 118.8267 | 277.9813 | 166.6669 | 239.9803 | 187.4638 | 125.5637 | 48.0358 | 94.2504 | 304.4419 | 213.4598 | 278.9588 | 229.6541 | 216.4344 | 202.9255 | 158.3327
1398 | 6 | 59 | 2 | 83.548 | 157.6143 | 307.1343 | 126.3298 | 269.3944 | 168.7384 | 230.4863 | 184.9824 | 124.2428 | 47.5613 | 97.5745 | 304.5998 | 208.4547 | 276.6406 | 233.6481 | 217.2794 | 204.6207 | 151.7879
1399 | 7 | 59 | 2 | 65.4253 | 123.1595 | 217.5226 | 123.7621 | 233.4519 | 136.7973 | 190.0866 | 183.9898 | 122.9492 | 39.1238 | 100.2197 | 271.019 | 162.5769 | 235.4565 | 221.8416 | 194.8741 | 163.962 | 112.7664
1400 | 8 | 59 | 2 | 64.3647 | 97.9049 | 178.8176 | 124.3658 | 214.8292 | 133.9529 | 172.0198 | 183.751 | 98.2245 | 34.2577 | 103.2668 | 233.022 | 153.7159 | 212.826 | 193.0231 | 161.645 | 144.9235 | 78.7038
1401 | 9 | 59 | 2 | 61.0736 | 87.9164 | 171.3137 | 124.9452 | 213.3945 | 130.1202 | 162.099 | 163.1362 | 88.9756 | 35.5387 | 106.5958 | 217.8183 | 142.6609 | 193.9868 | 200.6822 | 143.1616 | 141.5972 | 70.4884
1402 | 10 | 59 | 2 | 60.0527 | 79.5466 | 176.2378 | 123.4565 | 202.9224 | 129.2993 | 159.688 | 161.3372 | 86.5843 | 34.7484 | 105.8473 | 216.3158 | 136.8109 | 197.7186 | 200.8859 | 138.9498 | 139.2431 | 69.2512
1403 | 11 | 59 | 2 | 59.7449 | 75.2571 | 172.0485 | 123.3571 | 193.2204 | 121.0048 | 160.0745 | 160.4137 | 85.2424 | 35.3567 | 103.9279 | 214.9995 | 134.3652 | 191.8654 | 198.1919 | 133.3583 | 135.3738 | 68.2237
1404 | 12 | 59 | 2 | 58.9875 | 69.2047 | 179.1888 | 118.1304 | 194.2072 | 119.4758 | 154.2428 | 150.2997 | 84.2849 | 35.4483 | 95.4572 | 206.8309 | 136.6921 | 186.5907 | 192.2987 | 133.4912 | 140.034 | 70.2399
1405 | 13 | 59 | 2 | 61.7924 | 65.4083 | 171.9762 | 115.2935 | 194.1116 | 124.4921 | 152.536 | 149.3953 | 84.3512 | 36.7987 | 93.4811 | 206.6153 | 129.8329 | 186.9987 | 186.1789 | 124.8122 | 129.012 | 67.3031
1406 | 14 | 59 | 2 | 61.0734 | 64.9224 | 175.9089 | 119.4334 | 198.4595 | 119.2973 | 155.6195 | 160.8993 | 83.8465 | 38.8669 | 92.3046 | 212.0624 | 126.1922 | 185.2438 | 183.8999 | 122.9126 | 124.3006 | 74.0912
1407 | 15 | 59 | 2 | 70.5814 | 68.1007 | 186.2597 | 121.494 | 225.9469 | 126.0389 | 163.4023 | 166.2932 | 85.74 | 39.4226 | 94.0752 | 222.0064 | 151.7748 | 190.7283 | 184.1097 | 130.3607 | 145.9241 | 80.5852
1408 | 16 | 59 | 2 | 87.133 | 89.8302 | 199.6652 | 123.0671 | 275.2404 | 169.1034 | 200.6318 | 170.7616 | 94.5842 | 46.0858 | 98.2009 | 264.0534 | 202.4251 | 214.1427 | 239.5171 | 172.5643 | 180.4537 | 112.9349
1409 | 17 | 59 | 2 | 92.9312 | 145.7023 | 302.6891 | 128.2677 | 278.2792 | 177.9869 | 238.423 | 185.6543 | 119.3095 | 49.4819 | 101.1028 | 301.1637 | 217.7384 | 263.2731 | 256.25 | 219.5038 | 217.6845 | 139.0091
1410 | 18 | 59 | 2 | 99.9307 | 155.1295 | 321.3258 | 133.8079 | 267.3487 | 188.1592 | 232.7391 | 197.9892 | 125.8336 | 49.3963 | 102.9254 | 313.2827 | 212.4352 | 270.9532 | 260.2733 | 220.6708 | 219.8149 | 141.0582
1411 | 19 | 59 | 2 | 98.9014 | 152.9087 | 320.7918 | 132.9399 | 278.531 | 178.9294 | 231.924 | 190.9974 | 124.3014 | 49.4685 | 102.1832 | 304.8291 | 215.8339 | 270.599 | 259.1152 | 218.3551 | 224.9506 | 145.5328
1412 | 20 | 59 | 2 | 96.1128 | 138.7885 | 311.4234 | 130.3254 | 272.2028 | 180.2783 | 227.464 | 190.5717 | 122.7886 | 47.9011 | 108.1369 | 301.3306 | 207.9858 | 263.1194 | 260.1329 | 209.8577 | 227.2133 | 141.8393
1413 | 21 | 59 | 2 | 93.0531 | 135.9148 | 306.096 | 129.2035 | 263.9491 | 164.3159 | 230.9923 | 199.3911 | 121.4563 | 50.1704 | 100.7606 | 297.6329 | 195.295 | 258.4281 | 263.9817 | 208.3101 | 221.4111 | 138.3978
1414 | 22 | 59 | 2 | 92.6596 | 129.5734 | 303.7491 | 122.5385 | 251.5209 | 164.1911 | 237.9396 | 193.7659 | 120.108 | 44.3332 | 98.9052 | 303.6544 | 188.2497 | 261.0023 | 251.74 | 198.7365 | 209.9597 | 149.8036
1415 | 23 | 59 | 2 | 88.8984 | 130.7075 | 304.5728 | 118.5622 | 244.5066 | 164.0308 | 241.3321 | 192.9145 | 120.7946 | 45.6279 | 103.2563 | 302.3852 | 182.8414 | 267.6338 | 240.4094 | 194.7559 | 212.3513 | 150.8479
1416 | 0 | 60 | 3 | 71.9983 | 73.9446 | 300.9845 | 103.8818 | 205.5486 | 104.4683 | 169.9018 | 64.9937 | 84.1334 | 11.4078 | 74.4778 | 240.5974 | 158.3157 | 217.0182 | 127.4653 | 116.9783 | 143.7667 | 146.1768
1417 | 1 | 60 | 3 | 72.1697 | 67.6012 | 291.327 | 101.5229 | 206.6504 | 108.5043 | 169.2928 | 66.5757 | 87.9093 | 11.4324 | 71.4145 | 230.2656 | 163.1547 | 218.0081 | 130.1666 | 122.6446 | 143.2111 | 149.2016
1418 | 2 | 60 | 3 | 74.7755 | 67.139 | 294.4035 | 99.4262 | 207.3576 | 114.5424 | 171.0569 | 65.0736 | 88.7731 | 10.9618 | 69.5027 | 230.9314 | 159.4818 | 222.9348 | 126.8664 | 122.3582 | 156.2421 | 143.6126
1419 | 3 | 60 | 3 | 74.4815 | 67.8572 | 300.4175 | 101.0651 | 207.6316 | 123.7299 | 170.856 | 68.9547 | 89.4919 | 13.2039 | 73.0447 | 233.3088 | 159.6556 | 230.051 | 140.749 | 119.3755 | 146.2751 | 149.4669
1420 | 4 | 60 | 3 | 72.5168 | 73.0106 | 292.6815 | 100.7359 | 209.5226 | 126.8622 | 174.4502 | 67.9057 | 92.5483 | 14.9058 | 77.491 | 233.0763 | 163.4196 | 235.46 | 150.6593 | 118.4563 | 150.3681 | 150.5484
1421 | 5 | 60 | 3 | 66.199 | 80.7862 | 284.5982 | 106.1747 | 202.8449 | 130.8398 | 176.3239 | 71.3328 | 97.2672 | 13.9661 | 84.5586 | 243.4104 | 154.4568 | 240.8913 | 147.2688 | 117.7807 | 155.8346 | 161.6483
1422 | 6 | 60 | 3 | 44.5065 | 67.0642 | 237.9014 | 109.0516 | 186.2284 | 112.4888 | 141.3124 | 72.1714 | 91.2941 | 10.1584 | 85.4856 | 230.4662 | 130.3304 | 228.808 | 138.1266 | 114.0266 | 122.9494 | 140.453
1423 | 7 | 60 | 3 | 34.2682 | 48.045 | 146.7843 | 110.9248 | 163.5947 | 101.3682 | 108.2933 | 70.092 | 64.2188 | 7.9584 | 86.9129 | 187.584 | 108.8506 | 177.6218 | 129.6859 | 95.2352 | 82.5715 | 76.0089
1424 | 8 | 60 | 3 | 32.7679 | 44.7803 | 127.8179 | 113.6352 | 150.4389 | 91.5689 | 102.1672 | 68.9827 | 49.2214 | 8.127 | 88.831 | 174.1919 | 96.1134 | 171.5143 | 114.0082 | 90.0715 | 73.0661 | 61.9769
1425 | 9 | 60 | 3 | 31.7884 | 45.4356 | 131.6216 | 111.9185 | 151.8249 | 95.4047 | 92.9391 | 64.9257 | 47.2376 | 7.1773 | 88.6842 | 171.2894 | 97.3659 | 161.4948 | 116.8963 | 86.2404 | 71.7265 | 56.9687
1426 | 10 | 60 | 3 | 32.2306 | 47.5621 | 139.5378 | 114.5486 | 156.2576 | 86.8639 | 94.2946 | 64.1474 | 44.2611 | 7.2593 | 90.7853 | 168.0246 | 97.425 | 155.317 | 108.3476 | 87.5125 | 65.4026 | 60.8142
1427 | 11 | 60 | 3 | 30.4286 | 41.4283 | 145.245 | 114.014 | 157.2363 | 83.2344 | 90.624 | 63.7993 | 44.1426 | 7.3027 | 91.39 | 165.2196 | 93.3779 | 162.316 | 101.1741 | 84.6904 | 63.8269 | 56.098
1428 | 12 | 60 | 3 | 29.9112 | 43.6258 | 135.1543 | 111.2294 | 153.7097 | 84.6684 | 89.5703 | 61.9631 | 46.8717 | 7.5799 | 94.3279 | 163.3421 | 91.5605 | 155.1169 | 97.4799 | 81.405 | 65.4268 | 59.9142
1429 | 13 | 60 | 3 | 30.3402 | 38.4371 | 127.6993 | 108.336 | 150.1093 | 88.19 | 90.0391 | 60.6795 | 46.1018 | 7.7672 | 89.4944 | 164.6135 | 85.7572 | 157.8946 | 100.3395 | 79.6628 | 68.2347 | 60.864
1430 | 14 | 60 | 3 | 31.7696 | 44.576 | 127.3384 | 108.8763 | 152.4887 | 89.2735 | 94.3772 | 60.1737 | 45.59 | 7.3471 | 84.834 | 168.3192 | 91.4058 | 156.8447 | 108.8227 | 84.5618 | 70.1845 | 58.2051
1431 | 15 | 60 | 3 | 34.0255 | 41.2609 | 122.7309 | 109.6609 | 165.9494 | 88.7987 | 102.47 | 61.6191 | 44.1842 | 7.9069 | 86.5602 | 171.9242 | 101.3049 | 159.1116 | 102.6526 | 82.4112 | 69.7225 | 59.6932
1432 | 16 | 60 | 3 | 75.2972 | 45.6688 | 135.383 | 120.2945 | 207.9467 | 116.4395 | 123.2922 | 65.4907 | 46.7688 | 14.4948 | 91.0627 | 193.3858 | 156.9615 | 172.2474 | 141.9452 | 92.0659 | 95.4851 | 70.1827
1433 | 17 | 60 | 3 | 88.0679 | 83.9336 | 266.3137 | 127.901 | 243.4239 | 153.2849 | 182.906 | 83.2421 | 88.0097 | 21.7038 | 103.9334 | 260.1737 | 192.409 | 220.6495 | 170.315 | 130.8953 | 163.0472 | 150.7417
1434 | 18 | 60 | 3 | 105.3953 | 116.24 | 319.4536 | 131.6669 | 241.793 | 150.1216 | 180.9203 | 91.2066 | 102.0081 | 22.9294 | 104.5198 | 297.8462 | 183.7513 | 248.4826 | 184.28 | 157.7345 | 174.4472 | 150.9243
1435 | 19 | 60 | 3 | 107.8723 | 95.8159 | 317.5878 | 130.714 | 236.7107 | 134.7292 | 174.2396 | 95.1343 | 107.2335 | 18.8784 | 101.3632 | 290.1635 | 180.454 | 242.3628 | 172.6274 | 146.3969 | 169.0848 | 160.5919
1436 | 20 | 60 | 3 | 93.8076 | 83.1102 | 311.3874 | 125.0091 | 228.0769 | 130.8328 | 163.978 | 83.3709 | 109.1469 | 17.6979 | 102.3034 | 276.6733 | 171.9432 | 236.5998 | 169.1453 | 128.5812 | 166.7382 | 168.2276
1437 | 21 | 60 | 3 | 97.2688 | 70.2467 | 300.5754 | 119.4562 | 216.9639 | 122.5092 | 162.9684 | 88.7707 | 102.8068 | 16.1962 | 83.1561 | 260.5282 | 158.8409 | 227.0773 | 163.2251 | 121.3134 | 160.5349 | 151.7962
1438 | 22 | 60 | 3 | 77.2207 | 70.1582 | 299.1397 | 113.1682 | 223.4028 | 120.5656 | 168.7132 | 83.7627 | 101.9001 | 16.7035 | 74.4655 | 244.4739 | 168.6056 | 220.9854 | 147.8164 | 114.9894 | 141.1262 | 153.2302
1439 | 23 | 60 | 3 | 72.7895 | 73.9588 | 295.674 | 108.4298 | 216.4383 | 112.7869 | 171.6616 | 77.2388 | 95.1883 | 13.2783 | 72.688 | 240.7231 | 161.8835 | 213.8867 | 141.7097 | 110.9988 | 144.8354 | 142.1135
1440 | 0 | 61 | 3 | 71.9983 | 73.9446 | 300.9845 | 103.8818 | 205.5486 | 104.4683 | 169.9018 | 64.9937 | 84.1334 | 11.4078 | 74.4778 | 240.5974 | 158.3157 | 217.0182 | 127.4653 | 116.9783 | 143.7667 | 146.1768
1441 | 1 | 61 | 3 | 72.1697 | 67.6012 | 291.327 | 101.5229 | 206.6504 | 108.5043 | 169.2928 | 66.5757 | 87.9093 | 11.4324 | 71.4145 | 230.2656 | 163.1547 | 218.0081 | 130.1666 | 122.6446 | 143.2111 | 149.2016
1442 | 2 | 61 | 3 | 74.7755 | 67.139 | 294.4035 | 99.4262 | 207.3576 | 114.5424 | 171.0569 | 65.0736 | 88.7731 | 10.9618 | 69.5027 | 230.9314 | 159.4818 | 222.9348 | 126.8664 | 122.3582 | 156.2421 | 143.6126
1443 | 3 | 61 | 3 | 74.4815 | 67.8572 | 300.4175 | 101.0651 | 207.6316 | 123.7299 | 170.856 | 68.9547 | 89.4919 | 13.2039 | 73.0447 | 233.3088 | 159.6556 | 230.051 | 140.749 | 119.3755 | 146.2751 | 149.4669
1444 | 4 | 61 | 3 | 72.5168 | 73.0106 | 292.6815 | 100.7359 | 209.5226 | 126.8622 | 174.4502 | 67.9057 | 92.5483 | 14.9058 | 77.491 | 233.0763 | 163.4196 | 235.46 | 150.6593 | 118.4563 | 150.3681 | 150.5484
1445 | 5 | 61 | 3 | 66.199 | 80.7862 | 284.5982 | 106.1747 | 202.8449 | 130.8398 | 176.3239 | 71.3328 | 97.2672 | 13.9661 | 84.5586 | 243.4104 | 154.4568 | 240.8913 | 147.2688 | 117.7807 | 155.8346 | 161.6483
1446 | 6 | 61 | 3 | 44.5065 | 67.0642 | 237.9014 | 109.0516 | 186.2284 | 112.4888 | 141.3124 | 72.1714 | 91.2941 | 10.1584 | 85.4856 | 230.4662 | 130.3304 | 228.808 | 138.1266 | 114.0266 | 122.9494 | 140.453
1447 | 7 | 61 | 3 | 34.2682 | 48.045 | 146.7843 | 110.9248 | 163.5947 | 101.3682 | 108.2933 | 70.092 | 64.2188 | 7.9584 | 86.9129 | 187.584 | 108.8506 | 177.6218 | 129.6859 | 95.2352 | 82.5715 | 76.0089
1448 | 8 | 61 | 3 | 32.7679 | 44.7803 | 127.8179 | 113.6352 | 150.4389 | 91.5689 | 102.1672 | 68.9827 | 49.2214 | 8.127 | 88.831 | 174.1919 | 96.1134 | 171.5143 | 114.0082 | 90.0715 | 73.0661 | 61.9769
1449 | 9 | 61 | 3 | 31.7884 | 45.4356 | 131.6216 | 111.9185 | 151.8249 | 95.4047 | 92.9391 | 64.9257 | 47.2376 | 7.1773 | 88.6842 | 171.2894 | 97.3659 | 161.4948 | 116.8963 | 86.2404 | 71.7265 | 56.9687
1450 | 10 | 61 | 3 | 32.2306 | 47.5621 | 139.5378 | 114.5486 | 156.2576 | 86.8639 | 94.2946 | 64.1474 | 44.2611 | 7.2593 | 90.7853 | 168.0246 | 97.425 | 155.317 | 108.3476 | 87.5125 | 65.4026 | 60.8142
1451 | 11 | 61 | 3 | 30.4286 | 41.4283 | 145.245 | 114.014 | 157.2363 | 83.2344 | 90.624 | 63.7993 | 44.1426 | 7.3027 | 91.39 | 165.2196 | 93.3779 | 162.316 | 101.1741 | 84.6904 | 63.8269 | 56.098
1452 | 12 | 61 | 3 | 29.9112 | 43.6258 | 135.1543 | 111.2294 | 153.7097 | 84.6684 | 89.5703 | 61.9631 | 46.8717 | 7.5799 | 94.3279 | 163.3421 | 91.5605 | 155.1169 | 97.4799 | 81.405 | 65.4268 | 59.9142
1453 | 13 | 61 | 3 | 30.3402 | 38.4371 | 127.6993 | 108.336 | 150.1093 | 88.19 | 90.0391 | 60.6795 | 46.1018 | 7.7672 | 89.4944 | 164.6135 | 85.7572 | 157.8946 | 100.3395 | 79.6628 | 68.2347 | 60.864
1454 | 14 | 61 | 3 | 31.7696 | 44.576 | 127.3384 | 108.8763 | 152.4887 | 89.2735 | 94.3772 | 60.1737 | 45.59 | 7.3471 | 84.834 | 168.3192 | 91.4058 | 156.8447 | 108.8227 | 84.5618 | 70.1845 | 58.2051
1455 | 15 | 61 | 3 | 34.0255 | 41.2609 | 122.7309 | 109.6609 | 165.9494 | 88.7987 | 102.47 | 61.6191 | 44.1842 | 7.9069 | 86.5602 | 171.9242 | 101.3049 | 159.1116 | 102.6526 | 82.4112 | 69.7225 | 59.6932
1456 | 16 | 61 | 3 | 75.2972 | 45.6688 | 135.383 | 120.2945 | 207.9467 | 116.4395 | 123.2922 | 65.4907 | 46.7688 | 14.4948 | 91.0627 | 193.3858 | 156.9615 | 172.2474 | 141.9452 | 92.0659 | 95.4851 | 70.1827
1457 | 17 | 61 | 3 | 88.0679 | 83.9336 | 266.3137 | 127.901 | 243.4239 | 153.2849 | 182.906 | 83.2421 | 88.0097 | 21.7038 | 103.9334 | 260.1737 | 192.409 | 220.6495 | 170.315 | 130.8953 | 163.0472 | 150.7417
1458 | 18 | 61 | 3 | 105.3953 | 116.24 | 319.4536 | 131.6669 | 241.793 | 150.1216 | 180.9203 | 91.2066 | 102.0081 | 22.9294 | 104.5198 | 297.8462 | 183.7513 | 248.4826 | 184.28 | 157.7345 | 174.4472 | 150.9243
1459 | 19 | 61 | 3 | 107.8723 | 95.8159 | 317.5878 | 130.714 | 236.7107 | 134.7292 | 174.2396 | 95.1343 | 107.2335 | 18.8784 | 101.3632 | 290.1635 | 180.454 | 242.3628 | 172.6274 | 146.3969 | 169.0848 | 160.5919
1460 | 20 | 61 | 3 | 93.8076 | 83.1102 | 311.3874 | 125.0091 | 228.0769 | 130.8328 | 163.978 | 83.3709 | 109.1469 | 17.6979 | 102.3034 | 276.6733 | 171.9432 | 236.5998 | 169.1453 | 128.5812 | 166.7382 | 168.2276
1461 | 21 | 61 | 3 | 97.2688 | 70.2467 | 300.5754 | 119.4562 | 216.9639 | 122.5092 | 162.9684 | 88.7707 | 102.8068 | 16.1962 | 83.1561 | 260.5282 | 158.8409 | 227.0773 | 163.2251 | 121.3134 | 160.5349 | 151.7962
1462 | 22 | 61 | 3 | 77.2207 | 70.1582 | 299.1397 | 113.1682 | 223.4028 | 120.5656 | 168.7132 | 83.7627 | 101.9001 | 16.7035 | 74.4655 | 244.4739 | 168.6056 | 220.9854 | 147.8164 | 114.9894 | 141.1262 | 153.2302
1463 | 23 | 61 | 3 | 72.7895 | 73.9588 | 295.674 | 108.4298 | 216.4383 | 112.7869 | 171.6616 | 77.2388 | 95.1883 | 13.2783 | 72.688 | 240.7231 | 161.8835 | 213.8867 | 141.7097 | 110.9988 | 144.8354 | 142.1135
1464 | 0 | 62 | 3 | 71.9983 | 73.9446 | 300.9845 | 103.8818 | 205.5486 | 104.4683 | 169.9018 | 64.9937 | 84.1334 | 11.4078 | 74.4778 | 240.5974 | 158.3157 | 217.0182 | 127.4653 | 116.9783 | 143.7667 | 146.1768
1465 | 1 | 62 | 3 | 72.1697 | 67.6012 | 291.327 | 101.5229 | 206.6504 | 108.5043 | 169.2928 | 66.5757 | 87.9093 | 11.4324 | 71.4145 | 230.2656 | 163.1547 | 218.0081 | 130.1666 | 122.6446 | 143.2111 | 149.2016
1466 | 2 | 62 | 3 | 74.7755 | 67.139 | 294.4035 | 99.4262 | 207.3576 | 114.5424 | 171.0569 | 65.0736 | 88.7731 | 10.9618 | 69.5027 | 230.9314 | 159.4818 | 222.9348 | 126.8664 | 122.3582 | 156.2421 | 143.6126
1467 | 3 | 62 | 3 | 74.4815 | 67.8572 | 300.4175 | 101.0651 | 207.6316 | 123.7299 | 170.856 | 68.9547 | 89.4919 | 13.2039 | 73.0447 | 233.3088 | 159.6556 | 230.051 | 140.749 | 119.3755 | 146.2751 | 149.4669
1468 | 4 | 62 | 3 | 72.5168 | 73.0106 | 292.6815 | 100.7359 | 209.5226 | 126.8622 | 174.4502 | 67.9057 | 92.5483 | 14.9058 | 77.491 | 233.0763 | 163.4196 | 235.46 | 150.6593 | 118.4563 | 150.3681 | 150.5484
1469 | 5 | 62 | 3 | 66.199 | 80.7862 | 284.5982 | 106.1747 | 202.8449 | 130.8398 | 176.3239 | 71.3328 | 97.2672 | 13.9661 | 84.5586 | 243.4104 | 154.4568 | 240.8913 | 147.2688 | 117.7807 | 155.8346 | 161.6483
1470 | 6 | 62 | 3 | 44.5065 | 67.0642 | 237.9014 | 109.0516 | 186.2284 | 112.4888 | 141.3124 | 72.1714 | 91.2941 | 10.1584 | 85.4856 | 230.4662 | 130.3304 | 228.808 | 138.1266 | 114.0266 | 122.9494 | 140.453
1471 | 7 | 62 | 3 | 34.2682 | 48.045 | 146.7843 | 110.9248 | 163.5947 | 101.3682 | 108.2933 | 70.092 | 64.2188 | 7.9584 | 86.9129 | 187.584 | 108.8506 | 177.6218 | 129.6859 | 95.2352 | 82.5715 | 76.0089
1472 | 8 | 62 | 3 | 32.7679 | 44.7803 | 127.8179 | 113.6352 | 150.4389 | 91.5689 | 102.1672 | 68.9827 | 49.2214 | 8.127 | 88.831 | 174.1919 | 96.1134 | 171.5143 | 114.0082 | 90.0715 | 73.0661 | 61.9769
1473 | 9 | 62 | 3 | 31.7884 | 45.4356 | 131.6216 | 111.9185 | 151.8249 | 95.4047 | 92.9391 | 64.9257 | 47.2376 | 7.1773 | 88.6842 | 171.2894 | 97.3659 | 161.4948 | 116.8963 | 86.2404 | 71.7265 | 56.9687
1474 | 10 | 62 | 3 | 32.2306 | 47.5621 | 139.5378 | 114.5486 | 156.2576 | 86.8639 | 94.2946 | 64.1474 | 44.2611 | 7.2593 | 90.7853 | 168.0246 | 97.425 | 155.317 | 108.3476 | 87.5125 | 65.4026 | 60.8142
1475 | 11 | 62 | 3 | 30.4286 | 41.4283 | 145.245 | 114.014 | 157.2363 | 83.2344 | 90.624 | 63.7993 | 44.1426 | 7.3027 | 91.39 | 165.2196 | 93.3779 | 162.316 | 101.1741 | 84.6904 | 63.8269 | 56.098
1476 | 12 | 62 | 3 | 29.9112 | 43.6258 | 135.1543 | 111.2294 | 153.7097 | 84.6684 | 89.5703 | 61.9631 | 46.8717 | 7.5799 | 94.3279 | 163.3421 | 91.5605 | 155.1169 | 97.4799 | 81.405 | 65.4268 | 59.9142
1477 | 13 | 62 | 3 | 30.3402 | 38.4371 | 127.6993 | 108.336 | 150.1093 | 88.19 | 90.0391 | 60.6795 | 46.1018 | 7.7672 | 89.4944 | 164.6135 | 85.7572 | 157.8946 | 100.3395 | 79.6628 | 68.2347 | 60.864
1478 | 14 | 62 | 3 | 31.7696 | 44.576 | 127.3384 | 108.8763 | 152.4887 | 89.2735 | 94.3772 | 60.1737 | 45.59 | 7.3471 | 84.834 | 168.3192 | 91.4058 | 156.8447 | 108.8227 | 84.5618 | 70.1845 | 58.2051
1479 | 15 | 62 | 3 | 34.0255 | 41.2609 | 122.7309 | 109.6609 | 165.9494 | 88.7987 | 102.47 | 61.6191 | 44.1842 | 7.9069 | 86.5602 | 171.9242 | 101.3049 | 159.1116 | 102.6526 | 82.4112 | 69.7225 | 59.6932
1480 | 16 | 62 | 3 | 75.2972 | 45.6688 | 135.383 | 120.2945 | 207.9467 | 116.4395 | 123.2922 | 65.4907 | 46.7688 | 14.4948 | 91.0627 | 193.3858 | 156.9615 | 172.2474 | 141.9452 | 92.0659 | 95.4851 | 70.1827
1481 | 17 | 62 | 3 | 88.0679 | 83.9336 | 266.3137 | 127.901 | 243.4239 | 153.2849 | 182.906 | 83.2421 | 88.0097 | 21.7038 | 103.9334 | 260.1737 | 192.409 | 220.6495 | 170.315 | 130.8953 | 163.0472 | 150.7417
1482 | 18 | 62 | 3 | 105.3953 | 116.24 | 319.4536 | 131.6669 | 241.793 | 150.1216 | 180.9203 | 91.2066 | 102.0081 | 22.9294 | 104.5198 | 297.8462 | 183.7513 | 248.4826 | 184.28 | 157.7345 | 174.4472 | 150.9243
1483 | 19 | 62 | 3 | 107.8723 | 95.8159 | 317.5878 | 130.714 | 236.7107 | 134.7292 | 174.2396 | 95.1343 | 107.2335 | 18.8784 | 101.3632 | 290.1635 | 180.454 | 242.3628 | 172.6274 | 146.3969 | 169.0848 | 160.5919
1484 | 20 | 62 | 3 | 93.8076 | 83.1102 | 311.3874 | 125.0091 | 228.0769 | 130.8328 | 163.978 | 83.3709 | 109.1469 | 17.6979 | 102.3034 | 276.6733 | 171.9432 | 236.5998 | 169.1453 | 128.5812 | 166.7382 | 168.2276
1485 | 21 | 62 | 3 | 97.2688 | 70.2467 | 300.5754 | 119.4562 | 216.9639 | 122.5092 | 162.9684 | 88.7707 | 102.8068 | 16.1962 | 83.1561 | 260.5282 | 158.8409 | 227.0773 | 163.2251 | 121.3134 | 160.5349 | 151.7962
1486 | 22 | 62 | 3 | 77.2207 | 70.1582 | 299.1397 | 113.1682 | 223.4028 | 120.5656 | 168.7132 | 83.7627 | 101.9001 | 16.7035 | 74.4655 | 244.4739 | 168.6056 | 220.9854 | 147.8164 | 114.9894 | 141.1262 | 153.2302
1487 | 23 | 62 | 3 | 72.7895 | 73.9588 | 295.674 | 108.4298 | 216.4383 | 112.7869 | 171.6616 | 77.2388 | 95.1883 | 13.2783 | 72.688 | 240.7231 | 161.8835 | 213.8867 | 141.7097 | 110.9988 | 144.8354 | 142.1135
1488 | 0 | 63 | 3 | 71.9983 | 73.9446 | 300.9845 | 103.8818 | 205.5486 | 104.4683 | 169.9018 | 64.9937 | 84.1334 | 11.4078 | 74.4778 | 240.5974 | 158.3157 | 217.0182 | 127.4653 | 116.9783 | 143.7667 | 146.1768
1489 | 1 | 63 | 3 | 72.1697 | 67.6012 | 291.327 | 101.5229 | 206.6504 | 108.5043 | 169.2928 | 66.5757 | 87.9093 | 11.4324 | 71.4145 | 230.2656 | 163.1547 | 218.0081 | 130.1666 | 122.6446 | 143.2111 | 149.2016
1490 | 2 | 63 | 3 | 74.7755 | 67.139 | 294.4035 | 99.4262 | 207.3576 | 114.5424 | 171.0569 | 65.0736 | 88.7731 | 10.9618 | 69.5027 | 230.9314 | 159.4818 | 222.9348 | 126.8664 | 122.3582 | 156.2421 | 143.6126
1491 | 3 | 63 | 3 | 74.4815 | 67.8572 | 300.4175 | 101.0651 | 207.6316 | 123.7299 | 170.856 | 68.9547 | 89.4919 | 13.2039 | 73.0447 | 233.3088 | 159.6556 | 230.051 | 140.749 | 119.3755 | 146.2751 | 149.4669
1492 | 4 | 63 | 3 | 72.5168 | 73.0106 | 292.6815 | 100.7359 | 209.5226 | 126.8622 | 174.4502 | 67.9057 | 92.5483 | 14.9058 | 77.491 | 233.0763 | 163.4196 | 235.46 | 150.6593 | 118.4563 | 150.3681 | 150.5484
1493 | 5 | 63 | 3 | 66.199 | 80.7862 | 284.5982 | 106.1747 | 202.8449 | 130.8398 | 176.3239 | 71.3328 | 97.2672 | 13.9661 | 84.5586 | 243.4104 | 154.4568 | 240.8913 | 147.2688 | 117.7807 | 155.8346 | 161.6483
1494 | 6 | 63 | 3 | 44.5065 | 67.0642 | 237.9014 | 109.0516 | 186.2284 | 112.4888 | 141.3124 | 72.1714 | 91.2941 | 10.1584 | 85.4856 | 230.4662 | 130.3304 | 228.808 | 138.1266 | 114.0266 | 122.9494 | 140.453
1495 | 7 | 63 | 3 | 34.2682 | 48.045 | 146.7843 | 110.9248 | 163.5947 | 101.3682 | 108.2933 | 70.092 | 64.2188 | 7.9584 | 86.9129 | 187.584 | 108.8506 | 177.6218 | 129.6859 | 95.2352 | 82.5715 | 76.0089
1496 | 8 | 63 | 3 | 32.7679 | 44.7803 | 127.8179 | 113.6352 | 150.4389 | 91.5689 | 102.1672 | 68.9827 | 49.2214 | 8.127 | 88.831 | 174.1919 | 96.1134 | 171.5143 | 114.0082 | 90.0715 | 73.0661 | 61.9769
1497 | 9 | 63 | 3 | 31.7884 | 45.4356 | 131.6216 | 111.9185 | 151.8249 | 95.4047 | 92.9391 | 64.9257 | 47.2376 | 7.1773 | 88.6842 | 171.2894 | 97.3659 | 161.4948 | 116.8963 | 86.2404 | 71.7265 | 56.9687
1498 | 10 | 63 | 3 | 32.2306 | 47.5621 | 139.5378 | 114.5486 | 156.2576 | 86.8639 | 94.2946 | 64.1474 | 44.2611 | 7.2593 | 90.7853 | 168.0246 | 97.425 | 155.317 | 108.3476 | 87.5125 | 65.4026 | 60.8142
1499 | 11 | 63 | 3 | 30.4286 | 41.4283 | 145.245 | 114.014 | 157.2363 | 83.2344 | 90.624 | 63.7993 | 44.1426 | 7.3027 | 91.39 | 165.2196 | 93.3779 | 162.316 | 101.1741 | 84.6904 | 63.8269 | 56.098
1500 | 12 | 63 | 3 | 29.9112 | 43.6258 | 135.1543 | 111.2294 | 153.7097 | 84.6684 | 89.5703 | 61.9631 | 46.8717 | 7.5799 | 94.3279 | 163.3421 | 91.5605 | 155.1169 | 97.4799 | 81.405 | 65.4268 | 59.9142
1501 | 13 | 63 | 3 | 30.3402 | 38.4371 | 127.6993 | 108.336 | 150.1093 | 88.19 | 90.0391 | 60.6795 | 46.1018 | 7.7672 | 89.4944 | 164.6135 | 85.7572 | 157.8946 | 100.3395 | 79.6628 | 68.2347 | 60.864
1502 | 14 | 63 | 3 | 31.7696 | 44.576 | 127.3384 | 108.8763 | 152.4887 | 89.2735 | 94.3772 | 60.1737 | 45.59 | 7.3471 | 84.834 | 168.3192 | 91.4058 | 156.8447 | 108.8227 | 84.5618 | 70.1845 | 58.2051
1503 | 15 | 63 | 3 | 34.0255 | 41.2609 | 122.7309 | 109.6609 | 165.9494 | 88.7987 | 102.47 | 61.6191 | 44.1842 | 7.9069 | 86.5602 | 171.9242 | 101.3049 | 159.1116 | 102.6526 | 82.4112 | 69.7225 | 59.6932
1504 | 16 | 63 | 3 | 75.2972 | 45.6688 | 135.383 | 120.2945 | 207.9467 | 116.4395 | 123.2922 | 65.4907 | 46.7688 | 14.4948 | 91.0627 | 193.3858 | 156.9615 | 172.2474 | 141.9452 | 92.0659 | 95.4851 | 70.1827
1505 | 17 | 63 | 3 | 88.0679 | 83.9336 | 266.3137 | 127.901 | 243.4239 | 153.2849 | 182.906 | 83.2421 | 88.0097 | 21.7038 | 103.9334 | 260.1737 | 192.409 | 220.6495 | 170.315 | 130.8953 | 163.0472 | 150.7417
1506 | 18 | 63 | 3 | 105.3953 | 116.24 | 319.4536 | 131.6669 | 241.793 | 150.1216 | 180.9203 | 91.2066 | 102.0081 | 22.9294 | 104.5198 | 297.8462 | 183.7513 | 248.4826 | 184.28 | 157.7345 | 174.4472 | 150.9243
1507 | 19 | 63 | 3 | 107.8723 | 95.8159 | 317.5878 | 130.714 | 236.7107 | 134.7292 | 174.2396 | 95.1343 | 107.2335 | 18.8784 | 101.3632 | 290.1635 | 180.454 | 242.3628 | 172.6274 | 146.3969 | 169.0848 | 160.5919
1508 | 20 | 63 | 3 | 93.8076 | 83.1102 | 311.3874 | 125.0091 | 228.0769 | 130.8328 | 163.978 | 83.3709 | 109.1469 | 17.6979 | 102.3034 | 276.6733 | 171.9432 | 236.5998 | 169.1453 | 128.5812 | 166.7382 | 168.2276
1509 | 21 | 63 | 3 | 97.2688 | 70.2467 | 300.5754 | 119.4562 | 216.9639 | 122.5092 | 162.9684 | 88.7707 | 102.8068 | 16.1962 | 83.1561 | 260.5282 | 158.8409 | 227.0773 | 163.2251 | 121.3134 | 160.5349 | 151.7962
1510 | 22 | 63 | 3 | 77.2207 | 70.1582 | 299.1397 | 113.1682 | 223.4028 | 120.5656 | 168.7132 | 83.7627 | 101.9001 | 16.7035 | 74.4655 | 244.4739 | 168.6056 | 220.9854 | 147.8164 | 114.9894 | 141.1262 | 153.2302
1511 | 23 | 63 | 3 | 72.7895 | 73.9588 | 295.674 | 108.4298 | 216.4383 | 112.7869 | 171.6616 | 77.2388 | 95.1883 | 13.2783 | 72.688 | 240.7231 | 161.8835 | 213.8867 | 141.7097 | 110.9988 | 144.8354 | 142.1135
1512 | 0 | 64 | 3 | 71.9983 | 73.9446 | 300.9845 | 103.8818 | 205.5486 | 104.4683 | 169.9018 | 64.9937 | 84.1334 | 11.4078 | 74.4778 | 240.5974 | 158.3157 | 217.0182 | 127.4653 | 116.9783 | 143.7667 | 146.1768
1513 | 1 | 64 | 3 | 72.1697 | 67.6012 | 291.327 | 101.5229 | 206.6504 | 108.5043 | 169.2928 | 66.5757 | 87.9093 | 11.4324 | 71.4145 | 230.2656 | 163.1547 | 218.0081 | 130.1666 | 122.6446 | 143.2111 | 149.2016
1514 | 2 | 64 | 3 | 74.7755 | 67.139 | 294.4035 | 99.4262 | 207.3576 | 114.5424 | 171.0569 | 65.0736 | 88.7731 | 10.9618 | 69.5027 | 230.9314 | 159.4818 | 222.9348 | 126.8664 | 122.3582 | 156.2421 | 143.6126
1515 | 3 | 64 | 3 | 74.4815 | 67.8572 | 300.4175 | 101.0651 | 207.6316 | 123.7299 | 170.856 | 68.9547 | 89.4919 | 13.2039 | 73.0447 | 233.3088 | 159.6556 | 230.051 | 140.749 | 119.3755 | 146.2751 | 149.4669
1516 | 4 | 64 | 3 | 72.5168 | 73.0106 | 292.6815 | 100.7359 | 209.5226 | 126.8622 | 174.4502 | 67.9057 | 92.5483 | 14.9058 | 77.491 | 233.0763 | 163.4196 | 235.46 | 150.6593 | 118.4563 | 150.3681 | 150.5484
1517 | 5 | 64 | 3 | 66.199 | 80.7862 | 284.5982 | 106.1747 | 202.8449 | 130.8398 | 176.3239 | 71.3328 | 97.2672 | 13.9661 | 84.5586 | 243.4104 | 154.4568 | 240.8913 | 147.2688 | 117.7807 | 155.8346 | 161.6483
1518 | 6 | 64 | 3 | 44.5065 | 67.0642 | 237.9014 | 109.0516 | 186.2284 | 112.4888 | 141.3124 | 72.1714 | 91.2941 | 10.1584 | 85.4856 | 230.4662 | 130.3304 | 228.808 | 138.1266 | 114.0266 | 122.9494 | 140.453
1519 | 7 | 64 | 3 | 34.2682 | 48.045 | 146.7843 | 110.9248 | 163.5947 | 101.3682 | 108.2933 | 70.092 | 64.2188 | 7.9584 | 86.9129 | 187.584 | 108.8506 | 177.6218 | 129.6859 | 95.2352 | 82.5715 | 76.0089
1520 | 8 | 64 | 3 | 32.7679 | 44.7803 | 127.8179 | 113.6352 | 150.4389 | 91.5689 | 102.1672 | 68.9827 | 49.2214 | 8.127 | 88.831 | 174.1919 | 96.1134 | 171.5143 | 114.0082 | 90.0715 | 73.0661 | 61.9769
1521 | 9 | 64 | 3 | 31.7884 | 45.4356 | 131.6216 | 111.9185 | 151.8249 | 95.4047 | 92.9391 | 64.9257 | 47.2376 | 7.1773 | 88.6842 | 171.2894 | 97.3659 | 161.4948 | 116.8963 | 86.2404 | 71.7265 | 56.9687
1522 | 10 | 64 | 3 | 32.2306 | 47.5621 | 139.5378 | 114.5486 | 156.2576 | 86.8639 | 94.2946 | 64.1474 | 44.2611 | 7.2593 | 90.7853 | 168.0246 | 97.425 | 155.317 | 108.3476 | 87.5125 | 65.4026 | 60.8142
1523 | 11 | 64 | 3 | 30.4286 | 41.4283 | 145.245 | 114.014 | 157.2363 | 83.2344 | 90.624 | 63.7993 | 44.1426 | 7.3027 | 91.39 | 165.2196 | 93.3779 | 162.316 | 101.1741 | 84.6904 | 63.8269 | 56.098
1524 | 12 | 64 | 3 | 29.9112 | 43.6258 | 135.1543 | 111.2294 | 153.7097 | 84.6684 | 89.5703 | 61.9631 | 46.8717 | 7.5799 | 94.3279 | 163.3421 | 91.5605 | 155.1169 | 97.4799 | 81.405 | 65.4268 | 59.9142
1525 | 13 | 64 | 3 | 30.3402 | 38.4371 | 127.6993 | 108.336 | 150.1093 | 88.19 | 90.0391 | 60.6795 | 46.1018 | 7.7672 | 89.4944 | 164.6135 | 85.7572 | 157.8946 | 100.3395 | 79.6628 | 68.2347 | 60.864
1526 | 14 | 64 | 3 | 31.7696 | 44.576 | 127.3384 | 108.8763 | 152.4887 | 89.2735 | 94.3772 | 60.1737 | 45.59 | 7.3471 | 84.834 | 168.3192 | 91.4058 | 156.8447 | 108.8227 | 84.5618 | 70.1845 | 58.2051
1527 | 15 | 64 | 3 | 34.0255 | 41.2609 | 122.7309 | 109.6609 | 165.9494 | 88.7987 | 102.47 | 61.6191 | 44.1842 | 7.9069 | 86.5602 | 171.9242 | 101.3049 | 159.1116 | 102.6526 | 82.4112 | 69.7225 | 59.6932
1528 | 16 | 64 | 3 | 75.2972 | 45.6688 | 135.383 | 120.2945 | 207.9467 | 116.4395 | 123.2922 | 65.4907 | 46.7688 | 14.4948 | 91.0627 | 193.3858 | 156.9615 | 172.2474 | 141.9452 | 92.0659 | 95.4851 | 70.1827
1529 | 17 | 64 | 3 | 88.0679 | 83.9336 | 266.3137 | 127.901 | 243.4239 | 153.2849 | 182.906 | 83.2421 | 88.0097 | 21.7038 | 103.9334 | 260.1737 | 192.409 | 220.6495 | 170.315 | 130.8953 | 163.0472 | 150.7417
1530 | 18 | 64 | 3 | 105.3953 | 116.24 | 319.4536 | 131.6669 | 241.793 | 150.1216 | 180.9203 | 91.2066 | 102.0081 | 22.9294 | 104.5198 | 297.8462 | 183.7513 | 248.4826 | 184.28 | 157.7345 | 174.4472 | 150.9243
1531 | 19 | 64 | 3 | 107.8723 | 95.8159 | 317.5878 | 130.714 | 236.7107 | 134.7292 | 174.2396 | 95.1343 | 107.2335 | 18.8784 | 101.3632 | 290.1635 | 180.454 | 242.3628 | 172.6274 | 146.3969 | 169.0848 | 160.5919
1532 | 20 | 64 | 3 | 93.8076 | 83.1102 | 311.3874 | 125.0091 | 228.0769 | 130.8328 | 163.978 | 83.3709 | 109.1469 | 17.6979 | 102.3034 | 276.6733 | 171.9432 | 236.5998 | 169.1453 | 128.5812 | 166.7382 | 168.2276
1533 | 21 | 64 | 3 | 97.2688 | 70.2467 | 300.5754 | 119.4562 | 216.9639 | 122.5092 | 162.9684 | 88.7707 | 102.8068 | 16.1962 | 83.1561 | 260.5282 | 158.8409 | 227.0773 | 163.2251 | 121.3134 | 160.5349 | 151.7962
1534 | 22 | 64 | 3 | 77.2207 | 70.1582 | 299.1397 | 113.1682 | 223.4028 | 120.5656 | 168.7132 | 83.7627 | 101.9001 | 16.7035 | 74.4655 | 244.4739 | 168.6056 | 220.9854 | 147.8164 | 114.9894 | 141.1262 | 153.2302
1535 | 23 | 64 | 3 | 72.7895 | 73.9588 | 295.674 | 108.4298 | 216.4383 | 112.7869 | 171.6616 | 77.2388 | 95.1883 | 13.2783 | 72.688 | 240.7231 | 161.8835 | 213.8867 | 141.7097 | 110.9988 | 144.8354 | 142.1135
1536 | 0 | 65 | 3 | 71.9983 | 73.9446 | 300.9845 | 103.8818 | 205.5486 | 104.4683 | 169.9018 | 64.9937 | 84.1334 | 11.4078 | 74.4778 | 240.5974 | 158.3157 | 217.0182 | 127.4653 | 116.9783 | 143.7667 | 146.1768
1537 | 1 | 65 | 3 | 72.1697 | 67.6012 | 291.327 | 101.5229 | 206.6504 | 108.5043 | 169.2928 | 66.5757 | 87.9093 | 11.4324 | 71.4145 | 230.2656 | 163.1547 | 218.0081 | 130.1666 | 122.6446 | 143.2111 | 149.2016
1538 | 2 | 65 | 3 | 74.7755 | 67.139 | 294.4035 | 99.4262 | 207.3576 | 114.5424 | 171.0569 | 65.0736 | 88.7731 | 10.9618 | 69.5027 | 230.9314 | 159.4818 | 222.9348 | 126.8664 | 122.3582 | 156.2421 | 143.6126
1539 | 3 | 65 | 3 | 74.4815 | 67.8572 | 300.4175 | 101.0651 | 207.6316 | 123.7299 | 170.856 | 68.9547 | 89.4919 | 13.2039 | 73.0447 | 233.3088 | 159.6556 | 230.051 | 140.749 | 119.3755 | 146.2751 | 149.4669
1540 | 4 | 65 | 3 | 72.5168 | 73.0106 | 292.6815 | 100.7359 | 209.5226 | 126.8622 | 174.4502 | 67.9057 | 92.5483 | 14.9058 | 77.491 | 233.0763 | 163.4196 | 235.46 | 150.6593 | 118.4563 | 150.3681 | 150.5484
1541 | 5 | 65 | 3 | 66.199 | 80.7862 | 284.5982 | 106.1747 | 202.8449 | 130.8398 | 176.3239 | 71.3328 | 97.2672 | 13.9661 | 84.5586 | 243.4104 | 154.4568 | 240.8913 | 147.2688 | 117.7807 | 155.8346 | 161.6483
1542 | 6 | 65 | 3 | 44.5065 | 67.0642 | 237.9014 | 109.0516 | 186.2284 | 112.4888 | 141.3124 | 72.1714 | 91.2941 | 10.1584 | 85.4856 | 230.4662 | 130.3304 | 228.808 | 138.1266 | 114.0266 | 122.9494 | 140.453
1543 | 7 | 65 | 3 | 34.2682 | 48.045 | 146.7843 | 110.9248 | 163.5947 | 101.3682 | 108.2933 | 70.092 | 64.2188 | 7.9584 | 86.9129 | 187.584 | 108.8506 | 177.6218 | 129.6859 | 95.2352 | 82.5715 | 76.0089
1544 | 8 | 65 | 3 | 32.7679 | 44.7803 | 127.8179 | 113.6352 | 150.4389 | 91.5689 | 102.1672 | 68.9827 | 49.2214 | 8.127 | 88.831 | 174.1919 | 96.1134 | 171.5143 | 114.0082 | 90.0715 | 73.0661 | 61.9769
1545 | 9 | 65 | 3 | 31.7884 | 45.4356 | 131.6216 | 111.9185 | 151.8249 | 95.4047 | 92.9391 | 64.9257 | 47.2376 | 7.1773 | 88.6842 | 171.2894 | 97.3659 | 161.4948 | 116.8963 | 86.2404 | 71.7265 | 56.9687
1546 | 10 | 65 | 3 | 32.2306 | 47.5621 | 139.5378 | 114.5486 | 156.2576 | 86.8639 | 94.2946 | 64.1474 | 44.2611 | 7.2593 | 90.7853 | 168.0246 | 97.425 | 155.317 | 108.3476 | 87.5125 | 65.4026 | 60.8142
1547 | 11 | 65 | 3 | 30.4286 | 41.4283 | 145.245 | 114.014 | 157.2363 | 83.2344 | 90.624 | 63.7993 | 44.1426 | 7.3027 | 91.39 | 165.2196 | 93.3779 | 162.316 | 101.1741 | 84.6904 | 63.8269 | 56.098
1548 | 12 | 65 | 3 | 29.9112 | 43.6258 | 135.1543 | 111.2294 | 153.7097 | 84.6684 | 89.5703 | 61.9631 | 46.8717 | 7.5799 | 94.3279 | 163.3421 | 91.5605 | 155.1169 | 97.4799 | 81.405 | 65.4268 | 59.9142
1549 | 13 | 65 | 3 | 30.3402 | 38.4371 | 127.6993 | 108.336 | 150.1093 | 88.19 | 90.0391 | 60.6795 | 46.1018 | 7.7672 | 89.4944 | 164.6135 | 85.7572 | 157.8946 | 100.3395 | 79.6628 | 68.2347 | 60.864
1550 | 14 | 65 | 3 | 31.7696 | 44.576 | 127.3384 | 108.8763 | 152.4887 | 89.2735 | 94.3772 | 60.1737 | 45.59 | 7.3471 | 84.834 | 168.3192 | 91.4058 | 156.8447 | 108.8227 | 84.5618 | 70.1845 | 58.2051
1551 | 15 | 65 | 3 | 34.0255 | 41.2609 | 122.7309 | 109.6609 | 165.9494 | 88.7987 | 102.47 | 61.6191 | 44.1842 | 7.9069 | 86.5602 | 171.9242 | 101.3049 | 159.1116 | 102.6526 | 82.4112 | 69.7225 | 59.6932
1552 | 16 | 65 | 3 | 75.2972 | 45.6688 | 135.383 | 120.2945 | 207.9467 | 116.4395 | 123.2922 | 65.4907 | 46.7688 | 14.4948 | 91.0627 | 193.3858 | 156.9615 | 172.2474 | 141.9452 | 92.0659 | 95.4851 | 70.1827
1553 | 17 | 65 | 3 | 88.0679 | 83.9336 | 266.3137 | 127.901 | 243.4239 | 153.2849 | 182.906 | 83.2421 | 88.0097 | 21.7038 | 103.9334 | 260.1737 | 192.409 | 220.6495 | 170.315 | 130.8953 | 163.0472 | 150.7417
1554 | 18 | 65 | 3 | 105.3953 | 116.24 | 319.4536 | 131.6669 | 241.793 | 150.1216 | 180.9203 | 91.2066 | 102.0081 | 22.9294 | 104.5198 | 297.8462 | 183.7513 | 248.4826 | 184.28 | 157.7345 | 174.4472 | 150.9243
1555 | 19 | 65 | 3 | 107.8723 | 95.8159 | 317.5878 | 130.714 | 236.7107 | 134.7292 | 174.2396 | 95.1343 | 107.2335 | 18.8784 | 101.3632 | 290.1635 | 180.454 | 242.3628 | 172.6274 | 146.3969 | 169.0848 | 160.5919
1556 | 20 | 65 | 3 | 93.8076 | 83.1102 | 311.3874 | 125.0091 | 228.0769 | 130.8328 | 163.978 | 83.3709 | 109.1469 | 17.6979 | 102.3034 | 276.6733 | 171.9432 | 236.5998 | 169.1453 | 128.5812 | 166.7382 | 168.2276
1557 | 21 | 65 | 3 | 97.2688 | 70.2467 | 300.5754 | 119.4562 | 216.9639 | 122.5092 | 162.9684 | 88.7707 | 102.8068 | 16.1962 | 83.1561 | 260.5282 | 158.8409 | 227.0773 | 163.2251 | 121.3134 | 160.5349 | 151.7962
1558 | 22 | 65 | 3 | 77.2207 | 70.1582 | 299.1397 | 113.1682 | 223.4028 | 120.5656 | 168.7132 | 83.7627 | 101.9001 | 16.7035 | 74.4655 | 244.4739 | 168.6056 | 220.9854 | 147.8164 | 114.9894 | 141.1262 | 153.2302
1559 | 23 | 65 | 3 | 72.7895 | 73.9588 | 295.674 | 108.4298 | 216.4383 | 112.7869 | 171.6616 | 77.2388 | 95.1883 | 13.2783 | 72.688 | 240.7231 | 161.8835 | 213.8867 | 141.7097 | 110.9988 | 144.8354 | 142.1135
1560 | 0 | 66 | 3 | 71.9983 | 73.9446 | 300.9845 | 103.8818 | 205.5486 | 104.4683 | 169.9018 | 64.9937 | 84.1334 | 11.4078 | 74.4778 | 240.5974 | 158.3157 | 217.0182 | 127.4653 | 116.9783 | 143.7667 | 146.1768
1561 | 1 | 66 | 3 | 72.1697 | 67.6012 | 291.327 | 101.5229 | 206.6504 | 108.5043 | 169.2928 | 66.5757 | 87.9093 | 11.4324 | 71.4145 | 230.2656 | 163.1547 | 218.0081 | 130.1666 | 122.6446 | 143.2111 | 149.2016
1562 | 2 | 66 | 3 | 74.7755 | 67.139 | 294.4035 | 99.4262 | 207.3576 | 114.5424 | 171.0569 | 65.0736 | 88.7731 | 10.9618 | 69.5027 | 230.9314 | 159.4818 | 222.9348 | 126.8664 | 122.3582 | 156.2421 | 143.6126
1563 | 3 | 66 | 3 | 74.4815 | 67.8572 | 300.4175 | 101.0651 | 207.6316 | 123.7299 | 170.856 | 68.9547 | 89.4919 | 13.2039 | 73.0447 | 233.3088 | 159.6556 | 230.051 | 140.749 | 119.3755 | 146.2751 | 149.4669
1564 | 4 | 66 | 3 | 72.5168 | 73.0106 | 292.6815 | 100.7359 | 209.5226 | 126.8622 | 174.4502 | 67.9057 | 92.5483 | 14.9058 | 77.491 | 233.0763 | 163.4196 | 235.46 | 150.6593 | 118.4563 | 150.3681 | 150.5484
1565 | 5 | 66 | 3 | 66.199 | 80.7862 | 284.5982 | 106.1747 | 202.8449 | 130.8398 | 176.3239 | 71.3328 | 97.2672 | 13.9661 | 84.5586 | 243.4104 | 154.4568 | 240.8913 | 147.2688 | 117.7807 | 155.8346 | 161.6483
1566 | 6 | 66 | 3 | 44.5065 | 67.0642 | 237.9014 | 109.0516 | 186.2284 | 112.4888 | 141.3124 | 72.1714 | 91.2941 | 10.1584 | 85.4856 | 230.4662 | 130.3304 | 228.808 | 138.1266 | 114.0266 | 122.9494 | 140.453
1567 | 7 | 66 | 3 | 34.2682 | 48.045 | 146.7843 | 110.9248 | 163.5947 | 101.3682 | 108.2933 | 70.092 | 64.2188 | 7.9584 | 86.9129 | 187.584 | 108.8506 | 177.6218 | 129.6859 | 95.2352 | 82.5715 | 76.0089
1568 | 8 | 66 | 3 | 32.7679 | 44.7803 | 127.8179 | 113.6352 | 150.4389 | 91.5689 | 102.1672 | 68.9827 | 49.2214 | 8.127 | 88.831 | 174.1919 | 96.1134 | 171.5143 | 114.0082 | 90.0715 | 73.0661 | 61.9769
1569 | 9 | 66 | 3 | 31.7884 | 45.4356 | 131.6216 | 111.9185 | 151.8249 | 95.4047 | 92.9391 | 64.9257 | 47.2376 | 7.1773 | 88.6842 | 171.2894 | 97.3659 | 161.4948 | 116.8963 | 86.2404 | 71.7265 | 56.9687
1570 | 10 | 66 | 3 | 32.2306 | 47.5621 | 139.5378 | 114.5486 | 156.2576 | 86.8639 | 94.2946 | 64.1474 | 44.2611 | 7.2593 | 90.7853 | 168.0246 | 97.425 | 155.317 | 108.3476 | 87.5125 | 65.4026 | 60.8142
1571 | 11 | 66 | 3 | 30.4286 | 41.4283 | 145.245 | 114.014 | 157.2363 | 83.2344 | 90.624 | 63.7993 | 44.1426 | 7.3027 | 91.39 | 165.2196 | 93.3779 | 162.316 | 101.1741 | 84.6904 | 63.8269 | 56.098
1572 | 12 | 66 | 3 | 29.9112 | 43.6258 | 135.1543 | 111.2294 | 153.7097 | 84.6684 | 89.5703 | 61.9631 | 46.8717 | 7.5799 | 94.3279 | 163.3421 | 91.5605 | 155.1169 | 97.4799 | 81.405 | 65.4268 | 59.9142
1573 | 13 | 66 | 3 | 30.3402 | 38.4371 | 127.6993 | 108.336 | 150.1093 | 88.19 | 90.0391 | 60.6795 | 46.1018 | 7.7672 | 89.4944 | 164.6135 | 85.7572 | 157.8946 | 100.3395 | 79.6628 | 68.2347 | 60.864
1574 | 14 | 66 | 3 | 31.7696 | 44.576 | 127.3384 | 108.8763 | 152.4887 | 89.2735 | 94.3772 | 60.1737 | 45.59 | 7.3471 | 84.834 | 168.3192 | 91.4058 | 156.8447 | 108.8227 | 84.5618 | 70.1845 | 58.2051
1575 | 15 | 66 | 3 | 34.0255 | 41.2609 | 122.7309 | 109.6609 | 165.9494 | 88.7987 | 102.47 | 61.6191 | 44.1842 | 7.9069 | 86.5602 | 171.9242 | 101.3049 | 159.1116 | 102.6526 | 82.4112 | 69.7225 | 59.6932
1576 | 16 | 66 | 3 | 75.2972 | 45.6688 | 135.383 | 120.2945 | 207.9467 | 116.4395 | 123.2922 | 65.4907 | 46.7688 | 14.4948 | 91.0627 | 193.3858 | 156.9615 | 172.2474 | 141.9452 | 92.0659 | 95.4851 | 70.1827
1577 | 17 | 66 | 3 | 88.0679 | 83.9336 | 266.3137 | 127.901 | 243.4239 | 153.2849 | 182.906 | 83.2421 | 88.0097 | 21.7038 | 103.9334 | 260.1737 | 192.409 | 220.6495 | 170.315 | 130.8953 | 163.0472 | 150.7417
1578 | 18 | 66 | 3 | 105.3953 | 116.24 | 319.4536 | 131.6669 | 241.793 | 150.1216 | 180.9203 | 91.2066 | 102.0081 | 22.9294 | 104.5198 | 297.8462 | 183.7513 | 248.4826 | 184.28 | 157.7345 | 174.4472 | 150.9243
1579 | 19 | 66 | 3 | 107.8723 | 95.8159 | 317.5878 | 130.714 | 236.7107 | 134.7292 | 174.2396 | 95.1343 | 107.2335 | 18.8784 | 101.3632 | 290.1635 | 180.454 | 242.3628 | 172.6274 | 146.3969 | 169.0848 | 160.5919
1580 | 20 | 66 | 3 | 93.8076 | 83.1102 | 311.3874 | 125.0091 | 228.0769 | 130.8328 | 163.978 | 83.3709 | 109.1469 | 17.6979 | 102.3034 | 276.6733 | 171.9432 | 236.5998 | 169.1453 | 128.5812 | 166.7382 | 168.2276
1581 | 21 | 66 | 3 | 97.2688 | 70.2467 | 300.5754 | 119.4562 | 216.9639 | 122.5092 | 162.9684 | 88.7707 | 102.8068 | 16.1962 | 83.1561 | 260.5282 | 158.8409 | 227.0773 | 163.2251 | 121.3134 | 160.5349 | 151.7962
1582 | 22 | 66 | 3 | 77.2207 | 70.1582 | 299.1397 | 113.1682 | 223.4028 | 120.5656 | 168.7132 | 83.7627 | 101.9001 | 16.7035 | 74.4655 | 244.4739 | 168.6056 | 220.9854 | 147.8164 | 114.9894 | 141.1262 | 153.2302
1583 | 23 | 66 | 3 | 72.7895 | 73.9588 | 295.674 | 108.4298 | 216.4383 | 112.7869 | 171.6616 | 77.2388 | 95.1883 | 13.2783 | 72.688 | 240.7231 | 161.8835 | 213.8867 | 141.7097 | 110.9988 | 144.8354 | 142.1135
1584 | 0 | 67 | 3 | 71.9983 | 73.9446 | 300.9845 | 103.8818 | 205.5486 | 104.4683 | 169.9018 | 64.9937 | 84.1334 | 11.4078 | 74.4778 | 240.5974 | 158.3157 | 217.0182 | 127.4653 | 116.9783 | 143.7667 | 146.1768
1585 | 1 | 67 | 3 | 72.1697 | 67.6012 | 291.327 | 101.5229 | 206.6504 | 108.5043 | 169.2928 | 66.5757 | 87.9093 | 11.4324 | 71.4145 | 230.2656 | 163.1547 | 218.0081 | 130.1666 | 122.6446 | 143.2111 | 149.2016
1586 | 2 | 67 | 3 | 74.7755 | 67.139 | 294.4035 | 99.4262 | 207.3576 | 114.5424 | 171.0569 | 65.0736 | 88.7731 | 10.9618 | 69.5027 | 230.9314 | 159.4818 | 222.9348 | 126.8664 | 122.3582 | 156.2421 | 143.6126
1587 | 3 | 67 | 3 | 74.4815 | 67.8572 | 300.4175 | 101.0651 | 207.6316 | 123.7299 | 170.856 | 68.9547 | 89.4919 | 13.2039 | 73.0447 | 233.3088 | 159.6556 | 230.051 | 140.749 | 119.3755 | 146.2751 | 149.4669
1588 | 4 | 67 | 3 | 72.5168 | 73.0106 | 292.6815 | 100.7359 | 209.5226 | 126.8622 | 174.4502 | 67.9057 | 92.5483 | 14.9058 | 77.491 | 233.0763 | 163.4196 | 235.46 | 150.6593 | 118.4563 | 150.3681 | 150.5484
1589 | 5 | 67 | 3 | 66.199 | 80.7862 | 284.5982 | 106.1747 | 202.8449 | 130.8398 | 176.3239 | 71.3328 | 97.2672 | 13.9661 | 84.5586 | 243.4104 | 154.4568 | 240.8913 | 147.2688 | 117.7807 | 155.8346 | 161.6483
1590 | 6 | 67 | 3 | 44.5065 | 67.0642 | 237.9014 | 109.0516 | 186.2284 | 112.4888 | 141.3124 | 72.1714 | 91.2941 | 10.1584 | 85.4856 | 230.4662 | 130.3304 | 228.808 | 138.1266 | 114.0266 | 122.9494 | 140.453
1591 | 7 | 67 | 3 | 34.2682 | 48.045 | 146.7843 | 110.9248 | 163.5947 | 101.3682 | 108.2933 | 70.092 | 64.2188 | 7.9584 | 86.9129 | 187.584 | 108.8506 | 177.6218 | 129.6859 | 95.2352 | 82.5715 | 76.0089
1592 | 8 | 67 | 3 | 32.7679 | 44.7803 | 127.8179 | 113.6352 | 150.4389 | 91.5689 | 102.1672 | 68.9827 | 49.2214 | 8.127 | 88.831 | 174.1919 | 96.1134 | 171.5143 | 114.0082 | 90.0715 | 73.0661 | 61.9769
1593 | 9 | 67 | 3 | 31.7884 | 45.4356 | 131.6216 | 111.9185 | 151.8249 | 95.4047 | 92.9391 | 64.9257 | 47.2376 | 7.1773 | 88.6842 | 171.2894 | 97.3659 | 161.4948 | 116.8963 | 86.2404 | 71.7265 | 56.9687
1594 | 10 | 67 | 3 | 32.2306 | 47.5621 | 139.5378 | 114.5486 | 156.2576 | 86.8639 | 94.2946 | 64.1474 | 44.2611 | 7.2593 | 90.7853 | 168.0246 | 97.425 | 155.317 | 108.3476 | 87.5125 | 65.4026 | 60.8142
1595 | 11 | 67 | 3 | 30.4286 | 41.4283 | 145.245 | 114.014 | 157.2363 | 83.2344 | 90.624 | 63.7993 | 44.1426 | 7.3027 | 91.39 | 165.2196 | 93.3779 | 162.316 | 101.1741 | 84.6904 | 63.8269 | 56.098
1596 | 12 | 67 | 3 | 29.9112 | 43.6258 | 135.1543 | 111.2294 | 153.7097 | 84.6684 | 89.5703 | 61.9631 | 46.8717 | 7.5799 | 94.3279 | 163.3421 | 91.5605 | 155.1169 | 97.4799 | 81.405 | 65.4268 | 59.9142
1597 | 13 | 67 | 3 | 30.3402 | 38.4371 | 127.6993 | 108.336 | 150.1093 | 88.19 | 90.0391 | 60.6795 | 46.1018 | 7.7672 | 89.4944 | 164.6135 | 85.7572 | 157.8946 | 100.3395 | 79.6628 | 68.2347 | 60.864
1598 | 14 | 67 | 3 | 31.7696 | 44.576 | 127.3384 | 108.8763 | 152.4887 | 89.2735 | 94.3772 | 60.1737 | 45.59 | 7.3471 | 84.834 | 168.3192 | 91.4058 | 156.8447 | 108.8227 | 84.5618 | 70.1845 | 58.2051
1599 | 15 | 67 | 3 | 34.0255 | 41.2609 | 122.7309 | 109.6609 | 165.9494 | 88.7987 | 102.47 | 61.6191 | 44.1842 | 7.9069 | 86.5602 | 171.9242 | 101.3049 | 159.1116 | 102.6526 | 82.4112 | 69.7225 | 59.6932
1600 | 16 | 67 | 3 | 75.2972 | 45.6688 | 135.383 | 120.2945 | 207.9467 | 116.4395 | 123.2922 | 65.4907 | 46.7688 | 14.4948 | 91.0627 | 193.3858 | 156.9615 | 172.2474 | 141.9452 | 92.0659 | 95.4851 | 70.1827
1601 | 17 | 67 | 3 | 88.0679 | 83.9336 | 266.3137 | 127.901 | 243.4239 | 153.2849 | 182.906 | 83.2421 | 88.0097 | 21.7038 | 103.9334 | 260.1737 | 192.409 | 220.6495 | 170.315 | 130.8953 | 163.0472 | 150.7417
1602 | 18 | 67 | 3 | 105.3953 | 116.24 | 319.4536 | 131.6669 | 241.793 | 150.1216 | 180.9203 | 91.2066 | 102.0081 | 22.9294 | 104.5198 | 297.8462 | 183.7513 | 248.4826 | 184.28 | 157.7345 | 174.4472 | 150.9243
1603 | 19 | 67 | 3 | 107.8723 | 95.8159 | 317.5878 | 130.714 | 236.7107 | 134.7292 | 174.2396 | 95.1343 | 107.2335 | 18.8784 | 101.3632 | 290.1635 | 180.454 | 242.3628 | 172.6274 | 146.3969 | 169.0848 | 160.5919
1604 | 20 | 67 | 3 | 93.8076 | 83.1102 | 311.3874 | 125.0091 | 228.0769 | 130.8328 | 163.978 | 83.3709 | 109.1469 | 17.6979 | 102.3034 | 276.6733 | 171.9432 | 236.5998 | 169.1453 | 128.5812 | 166.7382 | 168.2276
1605 | 21 | 67 | 3 | 97.2688 | 70.2467 | 300.5754 | 119.4562 | 216.9639 | 122.5092 | 162.9684 | 88.7707 | 102.8068 | 16.1962 | 83.1561 | 260.5282 | 158.8409 | 227.0773 | 163.2251 | 121.3134 | 160.5349 | 151.7962
1606 | 22 | 67 | 3 | 77.2207 | 70.1582 | 299.1397 | 113.1682 | 223.4028 | 120.5656 | 168.7132 | 83.7627 | 101.9001 | 16.7035 | 74.4655 | 244.4739 | 168.6056 | 220.9854 | 147.8164 | 114.9894 | 141.1262 | 153.2302
1607 | 23 | 67 | 3 | 72.7895 | 73.9588 | 295.674 | 108.4298 | 216.4383 | 112.7869 | 171.6616 | 77.2388 | 95.1883 | 13.2783 | 72.688 | 240.7231 | 161.8835 | 213.8867 | 141.7097 | 110.9988 | 144.8354 | 142.1135
1608 | 0 | 68 | 3 | 71.9983 | 73.9446 | 300.9845 | 103.8818 | 205.5486 | 104.4683 | 169.9018 | 64.9937 | 84.1334 | 11.4078 | 74.4778 | 240.5974 | 158.3157 | 217.0182 | 127.4653 | 116.9783 | 143.7667 | 146.1768
1609 | 1 | 68 | 3 | 72.1697 | 67.6012 | 291.327 | 101.5229 | 206.6504 | 108.5043 | 169.2928 | 66.5757 | 87.9093 | 11.4324 | 71.4145 | 230.2656 | 163.1547 | 218.0081 | 130.1666 | 122.6446 | 143.2111 | 149.2016
1610 | 2 | 68 | 3 | 74.7755 | 67.139 | 294.4035 | 99.4262 | 207.3576 | 114.5424 | 171.0569 | 65.0736 | 88.7731 | 10.9618 | 69.5027 | 230.9314 | 159.4818 | 222.9348 | 126.8664 | 122.3582 | 156.2421 | 143.6126
1611 | 3 | 68 | 3 | 74.4815 | 67.8572 | 300.4175 | 101.0651 | 207.6316 | 123.7299 | 170.856 | 68.9547 | 89.4919 | 13.2039 | 73.0447 | 233.3088 | 159.6556 | 230.051 | 140.749 | 119.3755 | 146.2751 | 149.4669
1612 | 4 | 68 | 3 | 72.5168 | 73.0106 | 292.6815 | 100.7359 | 209.5226 | 126.8622 | 174.4502 | 67.9057 | 92.5483 | 14.9058 | 77.491 | 233.0763 | 163.4196 | 235.46 | 150.6593 | 118.4563 | 150.3681 | 150.5484
1613 | 5 | 68 | 3 | 66.199 | 80.7862 | 284.5982 | 106.1747 | 202.8449 | 130.8398 | 176.3239 | 71.3328 | 97.2672 | 13.9661 | 84.5586 | 243.4104 | 154.4568 | 240.8913 | 147.2688 | 117.7807 | 155.8346 | 161.6483
1614 | 6 | 68 | 3 | 44.5065 | 67.0642 | 237.9014 | 109.0516 | 186.2284 | 112.4888 | 141.3124 | 72.1714 | 91.2941 | 10.1584 | 85.4856 | 230.4662 | 130.3304 | 228.808 | 138.1266 | 114.0266 | 122.9494 | 140.453
1615 | 7 | 68 | 3 | 34.2682 | 48.045 | 146.7843 | 110.9248 | 163.5947 | 101.3682 | 108.2933 | 70.092 | 64.2188 | 7.9584 | 86.9129 | 187.584 | 108.8506 | 177.6218 | 129.6859 | 95.2352 | 82.5715 | 76.0089
1616 | 8 | 68 | 3 | 32.7679 | 44.7803 | 127.8179 | 113.6352 | 150.4389 | 91.5689 | 102.1672 | 68.9827 | 49.2214 | 8.127 | 88.831 | 174.1919 | 96.1134 | 171.5143 | 114.0082 | 90.0715 | 73.0661 | 61.9769
1617 | 9 | 68 | 3 | 31.7884 | 45.4356 | 131.6216 | 111.9185 | 151.8249 | 95.4047 | 92.9391 | 64.9257 | 47.2376 | 7.1773 | 88.6842 | 171.2894 | 97.3659 | 161.4948 | 116.8963 | 86.2404 | 71.7265 | 56.9687
1618 | 10 | 68 | 3 | 32.2306 | 47.5621 | 139.5378 | 114.5486 | 156.2576 | 86.8639 | 94.2946 | 64.1474 | 44.2611 | 7.2593 | 90.7853 | 168.0246 | 97.425 | 155.317 | 108.3476 | 87.5125 | 65.4026 | 60.8142
1619 | 11 | 68 | 3 | 30.4286 | 41.4283 | 145.245 | 114.014 | 157.2363 | 83.2344 | 90.624 | 63.7993 | 44.1426 | 7.3027 | 91.39 | 165.2196 | 93.3779 | 162.316 | 101.1741 | 84.6904 | 63.8269 | 56.098
1620 | 12 | 68 | 3 | 29.9112 | 43.6258 | 135.1543 | 111.2294 | 153.7097 | 84.6684 | 89.5703 | 61.9631 | 46.8717 | 7.5799 | 94.3279 | 163.3421 | 91.5605 | 155.1169 | 97.4799 | 81.405 | 65.4268 | 59.9142
1621 | 13 | 68 | 3 | 30.3402 | 38.4371 | 127.6993 | 108.336 | 150.1093 | 88.19 | 90.0391 | 60.6795 | 46.1018 | 7.7672 | 89.4944 | 164.6135 | 85.7572 | 157.8946 | 100.3395 | 79.6628 | 68.2347 | 60.864
1622 | 14 | 68 | 3 | 31.7696 | 44.576 | 127.3384 | 108.8763 | 152.4887 | 89.2735 | 94.3772 | 60.1737 | 45.59 | 7.3471 | 84.834 | 168.3192 | 91.4058 | 156.8447 | 108.8227 | 84.5618 | 70.1845 | 58.2051
1623 | 15 | 68 | 3 | 34.0255 | 41.2609 | 122.7309 | 109.6609 | 165.9494 | 88.7987 | 102.47 | 61.6191 | 44.1842 | 7.9069 | 86.5602 | 171.9242 | 101.3049 | 159.1116 | 102.6526 | 82.4112 | 69.7225 | 59.6932
1624 | 16 | 68 | 3 | 75.2972 | 45.6688 | 135.383 | 120.2945 | 207.9467 | 116.4395 | 123.2922 | 65.4907 | 46.7688 | 14.4948 | 91.0627 | 193.3858 | 156.9615 | 172.2474 | 141.9452 | 92.0659 | 95.4851 | 70.1827
1625 | 17 | 68 | 3 | 88.0679 | 83.9336 | 266.3137 | 127.901 | 243.4239 | 153.2849 | 182.906 | 83.2421 | 88.0097 | 21.7038 | 103.9334 | 260.1737 | 192.409 | 220.6495 | 170.315 | 130.8953 | 163.0472 | 150.7417
1626 | 18 | 68 | 3 | 105.3953 | 116.24 | 319.4536 | 131.6669 | 241.793 | 150.1216 | 180.9203 | 91.2066 | 102.0081 | 22.9294 | 104.5198 | 297.8462 | 183.7513 | 248.4826 | 184.28 | 157.7345 | 174.4472 | 150.9243
1627 | 19 | 68 | 3 | 107.8723 | 95.8159 | 317.5878 | 130.714 | 236.7107 | 134.7292 | 174.2396 | 95.1343 | 107.2335 | 18.8784 | 101.3632 | 290.1635 | 180.454 | 242.3628 | 172.6274 | 146.3969 | 169.0848 | 160.5919
1628 | 20 | 68 | 3 | 93.8076 | 83.1102 | 311.3874 | 125.0091 | 228.0769 | 130.8328 | 163.978 | 83.3709 | 109.1469 | 17.6979 | 102.3034 | 276.6733 | 171.9432 | 236.5998 | 169.1453 | 128.5812 | 166.7382 | 168.2276
1629 | 21 | 68 | 3 | 97.2688 | 70.2467 | 300.5754 | 119.4562 | 216.9639 | 122.5092 | 162.9684 | 88.7707 | 102.8068 | 16.1962 | 83.1561 | 260.5282 | 158.8409 | 227.0773 | 163.2251 | 121.3134 | 160.5349 | 151.7962
1630 | 22 | 68 | 3 | 77.2207 | 70.1582 | 299.1397 | 113.1682 | 223.4028 | 120.5656 | 168.7132 | 83.7627 | 101.9001 | 16.7035 | 74.4655 | 244.4739 | 168.6056 | 220.9854 | 147.8164 | 114.9894 | 141.1262 | 153.2302
1631 | 23 | 68 | 3 | 72.7895 | 73.9588 | 295.674 | 108.4298 | 216.4383 | 112.7869 | 171.6616 | 77.2388 | 95.1883 | 13.2783 | 72.688 | 240.7231 | 161.8835 | 213.8867 | 141.7097 | 110.9988 | 144.8354 | 142.1135
1632 | 0 | 69 | 3 | 71.9983 | 73.9446 | 300.9845 | 103.8818 | 205.5486 | 104.4683 | 169.9018 | 64.9937 | 84.1334 | 11.4078 | 74.4778 | 240.5974 | 158.3157 | 217.0182 | 127.4653 | 116.9783 | 143.7667 | 146.1768
1633 | 1 | 69 | 3 | 72.1697 | 67.6012 | 291.327 | 101.5229 | 206.6504 | 108.5043 | 169.2928 | 66.5757 | 87.9093 | 11.4324 | 71.4145 | 230.2656 | 163.1547 | 218.0081 | 130.1666 | 122.6446 | 143.2111 | 149.2016
1634 | 2 | 69 | 3 | 74.7755 | 67.139 | 294.4035 | 99.4262 | 207.3576 | 114.5424 | 171.0569 | 65.0736 | 88.7731 | 10.9618 | 69.5027 | 230.9314 | 159.4818 | 222.9348 | 126.8664 | 122.3582 | 156.2421 | 143.6126
1635 | 3 | 69 | 3 | 74.4815 | 67.8572 | 300.4175 | 101.0651 | 207.6316 | 123.7299 | 170.856 | 68.9547 | 89.4919 | 13.2039 | 73.0447 | 233.3088 | 159.6556 | 230.051 | 140.749 | 119.3755 | 146.2751 | 149.4669
1636 | 4 | 69 | 3 | 72.5168 | 73.0106 | 292.6815 | 100.7359 | 209.5226 | 126.8622 | 174.4502 | 67.9057 | 92.5483 | 14.9058 | 77.491 | 233.0763 | 163.4196 | 235.46 | 150.6593 | 118.4563 | 150.3681 | 150.5484
1637 | 5 | 69 | 3 | 66.199 | 80.7862 | 284.5982 | 106.1747 | 202.8449 | 130.8398 | 176.3239 | 71.3328 | 97.2672 | 13.9661 | 84.5586 | 243.4104 | 154.4568 | 240.8913 | 147.2688 | 117.7807 | 155.8346 | 161.6483
1638 | 6 | 69 | 3 | 44.5065 | 67.0642 | 237.9014 | 109.0516 | 186.2284 | 112.4888 | 141.3124 | 72.1714 | 91.2941 | 10.1584 | 85.4856 | 230.4662 | 130.3304 | 228.808 | 138.1266 | 114.0266 | 122.9494 | 140.453
1639 | 7 | 69 | 3 | 34.2682 | 48.045 | 146.7843 | 110.9248 | 163.5947 | 101.3682 | 108.2933 | 70.092 | 64.2188 | 7.9584 | 86.9129 | 187.584 | 108.8506 | 177.6218 | 129.6859 | 95.2352 | 82.5715 | 76.0089
1640 | 8 | 69 | 3 | 32.7679 | 44.7803 | 127.8179 | 113.6352 | 150.4389 | 91.5689 | 102.1672 | 68.9827 | 49.2214 | 8.127 | 88.831 | 174.1919 | 96.1134 | 171.5143 | 114.0082 | 90.0715 | 73.0661 | 61.9769
1641 | 9 | 69 | 3 | 31.7884 | 45.4356 | 131.6216 | 111.9185 | 151.8249 | 95.4047 | 92.9391 | 64.9257 | 47.2376 | 7.1773 | 88.6842 | 171.2894 | 97.3659 | 161.4948 | 116.8963 | 86.2404 | 71.7265 | 56.9687
1642 | 10 | 69 | 3 | 32.2306 | 47.5621 | 139.5378 | 114.5486 | 156.2576 | 86.8639 | 94.2946 | 64.1474 | 44.2611 | 7.2593 | 90.7853 | 168.0246 | 97.425 | 155.317 | 108.3476 | 87.5125 | 65.4026 | 60.8142
1643 | 11 | 69 | 3 | 30.4286 | 41.4283 | 145.245 | 114.014 | 157.2363 | 83.2344 | 90.624 | 63.7993 | 44.1426 | 7.3027 | 91.39 | 165.2196 | 93.3779 | 162.316 | 101.1741 | 84.6904 | 63.8269 | 56.098
1644 | 12 | 69 | 3 | 29.9112 | 43.6258 | 135.1543 | 111.2294 | 153.7097 | 84.6684 | 89.5703 | 61.9631 | 46.8717 | 7.5799 | 94.3279 | 163.3421 | 91.5605 | 155.1169 | 97.4799 | 81.405 | 65.4268 | 59.9142
1645 | 13 | 69 | 3 | 30.3402 | 38.4371 | 127.6993 | 108.336 | 150.1093 | 88.19 | 90.0391 | 60.6795 | 46.1018 | 7.7672 | 89.4944 | 164.6135 | 85.7572 | 157.8946 | 100.3395 | 79.6628 | 68.2347 | 60.864
1646 | 14 | 69 | 3 | 31.7696 | 44.576 | 127.3384 | 108.8763 | 152.4887 | 89.2735 | 94.3772 | 60.1737 | 45.59 | 7.3471 | 84.834 | 168.3192 | 91.4058 | 156.8447 | 108.8227 | 84.5618 | 70.1845 | 58.2051
1647 | 15 | 69 | 3 | 34.0255 | 41.2609 | 122.7309 | 109.6609 | 165.9494 | 88.7987 | 102.47 | 61.6191 | 44.1842 | 7.9069 | 86.5602 | 171.9242 | 101.3049 | 159.1116 | 102.6526 | 82.4112 | 69.7225 | 59.6932
1648 | 16 | 69 | 3 | 75.2972 | 45.6688 | 135.383 | 120.2945 | 207.9467 | 116.4395 | 123.2922 | 65.4907 | 46.7688 | 14.4948 | 91.0627 | 193.3858 | 156.9615 | 172.2474 | 141.9452 | 92.0659 | 95.4851 | 70.1827
1649 | 17 | 69 | 3 | 88.0679 | 83.9336 | 266.3137 | 127.901 | 243.4239 | 153.2849 | 182.906 | 83.2421 | 88.0097 | 21.7038 | 103.9334 | 260.1737 | 192.409 | 220.6495 | 170.315 | 130.8953 | 163.0472 | 150.7417
1650 | 18 | 69 | 3 | 105.3953 | 116.24 | 319.4536 | 131.6669 | 241.793 | 150.1216 | 180.9203 | 91.2066 | 102.0081 | 22.9294 | 104.5198 | 297.8462 | 183.7513 | 248.4826 | 184.28 | 157.7345 | 174.4472 | 150.9243
1651 | 19 | 69 | 3 | 107.8723 | 95.8159 | 317.5878 | 130.714 | 236.7107 | 134.7292 | 174.2396 | 95.1343 | 107.2335 | 18.8784 | 101.3632 | 290.1635 | 180.454 | 242.3628 | 172.6274 | 146.3969 | 169.0848 | 160.5919
1652 | 20 | 69 | 3 | 93.8076 | 83.1102 | 311.3874 | 125.0091 | 228.0769 | 130.8328 | 163.978 | 83.3709 | 109.1469 | 17.6979 | 102.3034 | 276.6733 | 171.9432 | 236.5998 | 169.1453 | 128.5812 | 166.7382 | 168.2276
1653 | 21 | 69 | 3 | 97.2688 | 70.2467 | 300.5754 | 119.4562 | 216.9639 | 122.5092 | 162.9684 | 88.7707 | 102.8068 | 16.1962 | 83.1561 | 260.5282 | 158.8409 | 227.0773 | 163.2251 | 121.3134 | 160.5349 | 151.7962
1654 | 22 | 69 | 3 | 77.2207 | 70.1582 | 299.1397 | 113.1682 | 223.4028 | 120.5656 | 168.7132 | 83.7627 | 101.9001 | 16.7035 | 74.4655 | 244.4739 | 168.6056 | 220.9854 | 147.8164 | 114.9894 | 141.1262 | 153.2302
1655 | 23 | 69 | 3 | 72.7895 | 73.9588 | 295.674 | 108.4298 | 216.4383 | 112.7869 | 171.6616 | 77.2388 | 95.1883 | 13.2783 | 72.688 | 240.7231 | 161.8835 | 213.8867 | 141.7097 | 110.9988 | 144.8354 | 142.1135
1656 | 0 | 70 | 3 | 71.9983 | 73.9446 | 300.9845 | 103.8818 | 205.5486 | 104.4683 | 169.9018 | 64.9937 | 84.1334 | 11.4078 | 74.4778 | 240.5974 | 158.3157 | 217.0182 | 127.4653 | 116.9783 | 143.7667 | 146.1768
1657 | 1 | 70 | 3 | 72.1697 | 67.6012 | 291.327 | 101.5229 | 206.6504 | 108.5043 | 169.2928 | 66.5757 | 87.9093 | 11.4324 | 71.4145 | 230.2656 | 163.1547 | 218.0081 | 130.1666 | 122.6446 | 143.2111 | 149.2016
1658 | 2 | 70 | 3 | 74.7755 | 67.139 | 294.4035 | 99.4262 | 207.3576 | 114.5424 | 171.0569 | 65.0736 | 88.7731 | 10.9618 | 69.5027 | 230.9314 | 159.4818 | 222.9348 | 126.8664 | 122.3582 | 156.2421 | 143.6126
1659 | 3 | 70 | 3 | 74.4815 | 67.8572 | 300.4175 | 101.0651 | 207.6316 | 123.7299 | 170.856 | 68.9547 | 89.4919 | 13.2039 | 73.0447 | 233.3088 | 159.6556 | 230.051 | 140.749 | 119.3755 | 146.2751 | 149.4669
1660 | 4 | 70 | 3 | 72.5168 | 73.0106 | 292.6815 | 100.7359 | 209.5226 | 126.8622 | 174.4502 | 67.9057 | 92.5483 | 14.9058 | 77.491 | 233.0763 | 163.4196 | 235.46 | 150.6593 | 118.4563 | 150.3681 | 150.5484
1661 | 5 | 70 | 3 | 66.199 | 80.7862 | 284.5982 | 106.1747 | 202.8449 | 130.8398 | 176.3239 | 71.3328 | 97.2672 | 13.9661 | 84.5586 | 243.4104 | 154.4568 | 240.8913 | 147.2688 | 117.7807 | 155.8346 | 161.6483
1662 | 6 | 70 | 3 | 44.5065 | 67.0642 | 237.9014 | 109.0516 | 186.2284 | 112.4888 | 141.3124 | 72.1714 | 91.2941 | 10.1584 | 85.4856 | 230.4662 | 130.3304 | 228.808 | 138.1266 | 114.0266 | 122.9494 | 140.453
1663 | 7 | 70 | 3 | 34.2682 | 48.045 | 146.7843 | 110.9248 | 163.5947 | 101.3682 | 108.2933 | 70.092 | 64.2188 | 7.9584 | 86.9129 | 187.584 | 108.8506 | 177.6218 | 129.6859 | 95.2352 | 82.5715 | 76.0089
1664 | 8 | 70 | 3 | 32.7679 | 44.7803 | 127.8179 | 113.6352 | 150.4389 | 91.5689 | 102.1672 | 68.9827 | 49.2214 | 8.127 | 88.831 | 174.1919 | 96.1134 | 171.5143 | 114.0082 | 90.0715 | 73.0661 | 61.9769
1665 | 9 | 70 | 3 | 31.7884 | 45.4356 | 131.6216 | 111.9185 | 151.8249 | 95.4047 | 92.9391 | 64.9257 | 47.2376 | 7.1773 | 88.6842 | 171.2894 | 97.3659 | 161.4948 | 116.8963 | 86.2404 | 71.7265 | 56.9687
1666 | 10 | 70 | 3 | 32.2306 | 47.5621 | 139.5378 | 114.5486 | 156.2576 | 86.8639 | 94.2946 | 64.1474 | 44.2611 | 7.2593 | 90.7853 | 168.0246 | 97.425 | 155.317 | 108.3476 | 87.5125 | 65.4026 | 60.8142
1667 | 11 | 70 | 3 | 30.4286 | 41.4283 | 145.245 | 114.014 | 157.2363 | 83.2344 | 90.624 | 63.7993 | 44.1426 | 7.3027 | 91.39 | 165.2196 | 93.3779 | 162.316 | 101.1741 | 84.6904 | 63.8269 | 56.098
1668 | 12 | 70 | 3 | 29.9112 | 43.6258 | 135.1543 | 111.2294 | 153.7097 | 84.6684 | 89.5703 | 61.9631 | 46.8717 | 7.5799 | 94.3279 | 163.3421 | 91.5605 | 155.1169 | 97.4799 | 81.405 | 65.4268 | 59.9142
1669 | 13 | 70 | 3 | 30.3402 | 38.4371 | 127.6993 | 108.336 | 150.1093 | 88.19 | 90.0391 | 60.6795 | 46.1018 | 7.7672 | 89.4944 | 164.6135 | 85.7572 | 157.8946 | 100.3395 | 79.6628 | 68.2347 | 60.864
1670 | 14 | 70 | 3 | 31.7696 | 44.576 | 127.3384 | 108.8763 | 152.4887 | 89.2735 | 94.3772 | 60.1737 | 45.59 | 7.3471 | 84.834 | 168.3192 | 91.4058 | 156.8447 | 108.8227 | 84.5618 | 70.1845 | 58.2051
1671 | 15 | 70 | 3 | 34.0255 | 41.2609 | 122.7309 | 109.6609 | 165.9494 | 88.7987 | 102.47 | 61.6191 | 44.1842 | 7.9069 | 86.5602 | 171.9242 | 101.3049 | 159.1116 | 102.6526 | 82.4112 | 69.7225 | 59.6932
1672 | 16 | 70 | 3 | 75.2972 | 45.6688 | 135.383 | 120.2945 | 207.9467 | 116.4395 | 123.2922 | 65.4907 | 46.7688 | 14.4948 | 91.0627 | 193.3858 | 156.9615 | 172.2474 | 141.9452 | 92.0659 | 95.4851 | 70.1827
1673 | 17 | 70 | 3 | 88.0679 | 83.9336 | 266.3137 | 127.901 | 243.4239 | 153.2849 | 182.906 | 83.2421 | 88.0097 | 21.7038 | 103.9334 | 260.1737 | 192.409 | 220.6495 | 170.315 | 130.8953 | 163.0472 | 150.7417
1674 | 18 | 70 | 3 | 105.3953 | 116.24 | 319.4536 | 131.6669 | 241.793 | 150.1216 | 180.9203 | 91.2066 | 102.0081 | 22.9294 | 104.5198 | 297.8462 | 183.7513 | 248.4826 | 184.28 | 157.7345 | 174.4472 | 150.9243
1675 | 19 | 70 | 3 | 107.8723 | 95.8159 | 317.5878 | 130.714 | 236.7107 | 134.7292 | 174.2396 | 95.1343 | 107.2335 | 18.8784 | 101.3632 | 290.1635 | 180.454 | 242.3628 | 172.6274 | 146.3969 | 169.0848 | 160.5919
1676 | 20 | 70 | 3 | 93.8076 | 83.1102 | 311.3874 | 125.0091 | 228.0769 | 130.8328 | 163.978 | 83.3709 | 109.1469 | 17.6979 | 102.3034 | 276.6733 | 171.9432 | 236.5998 | 169.1453 | 128.5812 | 166.7382 | 168.2276
1677 | 21 | 70 | 3 | 97.2688 | 70.2467 | 300.5754 | 119.4562 | 216.9639 | 122.5092 | 162.9684 | 88.7707 | 102.8068 | 16.1962 | 83.1561 | 260.5282 | 158.8409 | 227.0773 | 163.2251 | 121.3134 | 160.5349 | 151.7962
1678 | 22 | 70 | 3 | 77.2207 | 70.1582 | 299.1397 | 113.1682 | 223.4028 | 120.5656 | 168.7132 | 83.7627 | 101.9001 | 16.7035 | 74.4655 | 244.4739 | 168.6056 | 220.9854 | 147.8164 | 114.9894 | 141.1262 | 153.2302
1679 | 23 | 70 | 3 | 72.7895 | 73.9588 | 295.674 | 108.4298 | 216.4383 | 112.7869 | 171.6616 | 77.2388 | 95.1883 | 13.2783 | 72.688 | 240.7231 | 161.8835 | 213.8867 | 141.7097 | 110.9988 | 144.8354 | 142.1135
1680 | 0 | 71 | 3 | 71.9983 | 73.9446 | 300.9845 | 103.8818 | 205.5486 | 104.4683 | 169.9018 | 64.9937 | 84.1334 | 11.4078 | 74.4778 | 240.5974 | 158.3157 | 217.0182 | 127.4653 | 116.9783 | 143.7667 | 146.1768
1681 | 1 | 71 | 3 | 72.1697 | 67.6012 | 291.327 | 101.5229 | 206.6504 | 108.5043 | 169.2928 | 66.5757 | 87.9093 | 11.4324 | 71.4145 | 230.2656 | 163.1547 | 218.0081 | 130.1666 | 122.6446 | 143.2111 | 149.2016
1682 | 2 | 71 | 3 | 74.7755 | 67.139 | 294.4035 | 99.4262 | 207.3576 | 114.5424 | 171.0569 | 65.0736 | 88.7731 | 10.9618 | 69.5027 | 230.9314 | 159.4818 | 222.9348 | 126.8664 | 122.3582 | 156.2421 | 143.6126
1683 | 3 | 71 | 3 | 74.4815 | 67.8572 | 300.4175 | 101.0651 | 207.6316 | 123.7299 | 170.856 | 68.9547 | 89.4919 | 13.2039 | 73.0447 | 233.3088 | 159.6556 | 230.051 | 140.749 | 119.3755 | 146.2751 | 149.4669
1684 | 4 | 71 | 3 | 72.5168 | 73.0106 | 292.6815 | 100.7359 | 209.5226 | 126.8622 | 174.4502 | 67.9057 | 92.5483 | 14.9058 | 77.491 | 233.0763 | 163.4196 | 235.46 | 150.6593 | 118.4563 | 150.3681 | 150.5484
1685 | 5 | 71 | 3 | 66.199 | 80.7862 | 284.5982 | 106.1747 | 202.8449 | 130.8398 | 176.3239 | 71.3328 | 97.2672 | 13.9661 | 84.5586 | 243.4104 | 154.4568 | 240.8913 | 147.2688 | 117.7807 | 155.8346 | 161.6483
1686 | 6 | 71 | 3 | 44.5065 | 67.0642 | 237.9014 | 109.0516 | 186.2284 | 112.4888 | 141.3124 | 72.1714 | 91.2941 | 10.1584 | 85.4856 | 230.4662 | 130.3304 | 228.808 | 138.1266 | 114.0266 | 122.9494 | 140.453
1687 | 7 | 71 | 3 | 34.2682 | 48.045 | 146.7843 | 110.9248 | 163.5947 | 101.3682 | 108.2933 | 70.092 | 64.2188 | 7.9584 | 86.9129 | 187.584 | 108.8506 | 177.6218 | 129.6859 | 95.2352 | 82.5715 | 76.0089
1688 | 8 | 71 | 3 | 32.7679 | 44.7803 | 127.8179 | 113.6352 | 150.4389 | 91.5689 | 102.1672 | 68.9827 | 49.2214 | 8.127 | 88.831 | 174.1919 | 96.1134 | 171.5143 | 114.0082 | 90.0715 | 73.0661 | 61.9769
1689 | 9 | 71 | 3 | 31.7884 | 45.4356 | 131.6216 | 111.9185 | 151.8249 | 95.4047 | 92.9391 | 64.9257 | 47.2376 | 7.1773 | 88.6842 | 171.2894 | 97.3659 | 161.4948 | 116.8963 | 86.2404 | 71.7265 | 56.9687
1690 | 10 | 71 | 3 | 32.2306 | 47.5621 | 139.5378 | 114.5486 | 156.2576 | 86.8639 | 94.2946 | 64.1474 | 44.2611 | 7.2593 | 90.7853 | 168.0246 | 97.425 | 155.317 | 108.3476 | 87.5125 | 65.4026 | 60.8142
1691 | 11 | 71 | 3 | 30.4286 | 41.4283 | 145.245 | 114.014 | 157.2363 | 83.2344 | 90.624 | 63.7993 | 44.1426 | 7.3027 | 91.39 | 165.2196 | 93.3779 | 162.316 | 101.1741 | 84.6904 | 63.8269 | 56.098
1692 | 12 | 71 | 3 | 29.9112 | 43.6258 | 135.1543 | 111.2294 | 153.7097 | 84.6684 | 89.5703 | 61.9631 | 46.8717 | 7.5799 | 94.3279 | 163.3421 | 91.5605 | 155.1169 | 97.4799 | 81.405 | 65.4268 | 59.9142
1693 | 13 | 71 | 3 | 30.3402 | 38.4371 | 127.6993 | 108.336 | 150.1093 | 88.19 | 90.0391 | 60.6795 | 46.1018 | 7.7672 | 89.4944 | 164.6135 | 85.7572 | 157.8946 | 100.3395 | 79.6628 | 68.2347 | 60.864
1694 | 14 | 71 | 3 | 31.7696 | 44.576 | 127.3384 | 108.8763 | 152.4887 | 89.2735 | 94.3772 | 60.1737 | 45.59 | 7.3471 | 84.834 | 168.3192 | 91.4058 | 156.8447 | 108.8227 | 84.5618 | 70.1845 | 58.2051
1695 | 15 | 71 | 3 | 34.0255 | 41.2609 | 122.7309 | 109.6609 | 165.9494 | 88.7987 | 102.47 | 61.6191 | 44.1842 | 7.9069 | 86.5602 | 171.9242 | 101.3049 | 159.1116 | 102.6526 | 82.4112 | 69.7225 | 59.6932
1696 | 16 | 71 | 3 | 75.2972 | 45.6688 | 135.383 | 120.2945 | 207.9467 | 116.4395 | 123.2922 | 65.4907 | 46.7688 | 14.4948 | 91.0627 | 193.3858 | 156.9615 | 172.2474 | 141.9452 | 92.0659 | 95.4851 | 70.1827
1697 | 17 | 71 | 3 | 88.0679 | 83.9336 | 266.3137 | 127.901 | 243.4239 | 153.2849 | 182.906 | 83.2421 | 88.0097 | 21.7038 | 103.9334 | 260.1737 | 192.409 | 220.6495 | 170.315 | 130.8953 | 163.0472 | 150.7417
1698 | 18 | 71 | 3 | 105.3953 | 116.24 | 319.4536 | 131.6669 | 241.793 | 150.1216 | 180.9203 | 91.2066 | 102.0081 | 22.9294 | 104.5198 | 297.8462 | 183.7513 | 248.4826 | 184.28 | 157.7345 | 174.4472 | 150.9243
1699 | 19 | 71 | 3 | 107.8723 | 95.8159 | 317.5878 | 130.714 | 236.7107 | 134.7292 | 174.2396 | 95.1343 | 107.2335 | 18.8784 | 101.3632 | 290.1635 | 180.454 | 242.3628 | 172.6274 | 146.3969 | 169.0848 | 160.5919
1700 | 20 | 71 | 3 | 93.8076 | 83.1102 | 311.3874 | 125.0091 | 228.0769 | 130.8328 | 163.978 | 83.3709 | 109.1469 | 17.6979 | 102.3034 | 276.6733 | 171.9432 | 236.5998 | 169.1453 | 128.5812 | 166.7382 | 168.2276
1701 | 21 | 71 | 3 | 97.2688 | 70.2467 | 300.5754 | 119.4562 | 216.9639 | 122.5092 | 162.9684 | 88.7707 | 102.8068 | 16.1962 | 83.1561 | 260.5282 | 158.8409 | 227.0773 | 163.2251 | 121.3134 | 160.5349 | 151.7962
1702 | 22 | 71 | 3 | 77.2207 | 70.1582 | 299.1397 | 113.1682 | 223.4028 | 120.5656 | 168.7132 | 83.7627 | 101.9001 | 16.7035 | 74.4655 | 244.4739 | 168.6056 | 220.9854 | 147.8164 | 114.9894 | 141.1262 | 153.2302
1703 | 23 | 71 | 3 | 72.7895 | 73.9588 | 295.674 | 108.4298 | 216.4383 | 112.7869 | 171.6616 | 77.2388 | 95.1883 | 13.2783 | 72.688 | 240.7231 | 161.8835 | 213.8867 | 141.7097 | 110.9988 | 144.8354 | 142.1135
1704 | 0 | 72 | 3 | 71.9983 | 73.9446 | 300.9845 | 103.8818 | 205.5486 | 104.4683 | 169.9018 | 64.9937 | 84.1334 | 11.4078 | 74.4778 | 240.5974 | 158.3157 | 217.0182 | 127.4653 | 116.9783 | 143.7667 | 146.1768
1705 | 1 | 72 | 3 | 72.1697 | 67.6012 | 291.327 | 101.5229 | 206.6504 | 108.5043 | 169.2928 | 66.5757 | 87.9093 | 11.4324 | 71.4145 | 230.2656 | 163.1547 | 218.0081 | 130.1666 | 122.6446 | 143.2111 | 149.2016
1706 | 2 | 72 | 3 | 74.7755 | 67.139 | 294.4035 | 99.4262 | 207.3576 | 114.5424 | 171.0569 | 65.0736 | 88.7731 | 10.9618 | 69.5027 | 230.9314 | 159.4818 | 222.9348 | 126.8664 | 122.3582 | 156.2421 | 143.6126
1707 | 3 | 72 | 3 | 74.4815 | 67.8572 | 300.4175 | 101.0651 | 207.6316 | 123.7299 | 170.856 | 68.9547 | 89.4919 | 13.2039 | 73.0447 | 233.3088 | 159.6556 | 230.051 | 140.749 | 119.3755 | 146.2751 | 149.4669
1708 | 4 | 72 | 3 | 72.5168 | 73.0106 | 292.6815 | 100.7359 | 209.5226 | 126.8622 | 174.4502 | 67.9057 | 92.5483 | 14.9058 | 77.491 | 233.0763 | 163.4196 | 235.46 | 150.6593 | 118.4563 | 150.3681 | 150.5484
1709 | 5 | 72 | 3 | 66.199 | 80.7862 | 284.5982 | 106.1747 | 202.8449 | 130.8398 | 176.3239 | 71.3328 | 97.2672 | 13.9661 | 84.5586 | 243.4104 | 154.4568 | 240.8913 | 147.2688 | 117.7807 | 155.8346 | 161.6483
1710 | 6 | 72 | 3 | 44.5065 | 67.0642 | 237.9014 | 109.0516 | 186.2284 | 112.4888 | 141.3124 | 72.1714 | 91.2941 | 10.1584 | 85.4856 | 230.4662 | 130.3304 | 228.808 | 138.1266 | 114.0266 | 122.9494 | 140.453
1711 | 7 | 72 | 3 | 34.2682 | 48.045 | 146.7843 | 110.9248 | 163.5947 | 101.3682 | 108.2933 | 70.092 | 64.2188 | 7.9584 | 86.9129 | 187.584 | 108.8506 | 177.6218 | 129.6859 | 95.2352 | 82.5715 | 76.0089
1712 | 8 | 72 | 3 | 32.7679 | 44.7803 | 127.8179 | 113.6352 | 150.4389 | 91.5689 | 102.1672 | 68.9827 | 49.2214 | 8.127 | 88.831 | 174.1919 | 96.1134 | 171.5143 | 114.0082 | 90.0715 | 73.0661 | 61.9769
1713 | 9 | 72 | 3 | 31.7884 | 45.4356 | 131.6216 | 111.9185 | 151.8249 | 95.4047 | 92.9391 | 64.9257 | 47.2376 | 7.1773 | 88.6842 | 171.2894 | 97.3659 | 161.4948 | 116.8963 | 86.2404 | 71.7265 | 56.9687
1714 | 10 | 72 | 3 | 32.2306 | 47.5621 | 139.5378 | 114.5486 | 156.2576 | 86.8639 | 94.2946 | 64.1474 | 44.2611 | 7.2593 | 90.7853 | 168.0246 | 97.425 | 155.317 | 108.3476 | 87.5125 | 65.4026 | 60.8142
1715 | 11 | 72 | 3 | 30.4286 | 41.4283 | 145.245 | 114.014 | 157.2363 | 83.2344 | 90.624 | 63.7993 | 44.1426 | 7.3027 | 91.39 | 165.2196 | 93.3779 | 162.316 | 101.1741 | 84.6904 | 63.8269 | 56.098
1716 | 12 | 72 | 3 | 29.9112 | 43.6258 | 135.1543 | 111.2294 | 153.7097 | 84.6684 | 89.5703 | 61.9631 | 46.8717 | 7.5799 | 94.3279 | 163.3421 | 91.5605 | 155.1169 | 97.4799 | 81.405 | 65.4268 | 59.9142
1717 | 13 | 72 | 3 | 30.3402 | 38.4371 | 127.6993 | 108.336 | 150.1093 | 88.19 | 90.0391 | 60.6795 | 46.1018 | 7.7672 | 89.4944 | 164.6135 | 85.7572 | 157.8946 | 100.3395 | 79.6628 | 68.2347 | 60.864
1718 | 14 | 72 | 3 | 31.7696 | 44.576 | 127.3384 | 108.8763 | 152.4887 | 89.2735 | 94.3772 | 60.1737 | 45.59 | 7.3471 | 84.834 | 168.3192 | 91.4058 | 156.8447 | 108.8227 | 84.5618 | 70.1845 | 58.2051
1719 | 15 | 72 | 3 | 34.0255 | 41.2609 | 122.7309 | 109.6609 | 165.9494 | 88.7987 | 102.47 | 61.6191 | 44.1842 | 7.9069 | 86.5602 | 171.9242 | 101.3049 | 159.1116 | 102.6526 | 82.4112 | 69.7225 | 59.6932
1720 | 16 | 72 | 3 | 75.2972 | 45.6688 | 135.383 | 120.2945 | 207.9467 | 116.4395 | 123.2922 | 65.4907 | 46.7688 | 14.4948 | 91.0627 | 193.3858 | 156.9615 | 172.2474 | 141.9452 | 92.0659 | 95.4851 | 70.1827
1721 | 17 | 72 | 3 | 88.0679 | 83.9336 | 266.3137 | 127.901 | 243.4239 | 153.2849 | 182.906 | 83.2421 | 88.0097 | 21.7038 | 103.9334 | 260.1737 | 192.409 | 220.6495 | 170.315 | 130.8953 | 163.0472 | 150.7417
1722 | 18 | 72 | 3 | 105.3953 | 116.24 | 319.4536 | 131.6669 | 241.793 | 150.1216 | 180.9203 | 91.2066 | 102.0081 | 22.9294 | 104.5198 | 297.8462 | 183.7513 | 248.4826 | 184.28 | 157.7345 | 174.4472 | 150.9243
1723 | 19 | 72 | 3 | 107.8723 | 95.8159 | 317.5878 | 130.714 | 236.7107 | 134.7292 | 174.2396 | 95.1343 | 107.2335 | 18.8784 | 101.3632 | 290.1635 | 180.454 | 242.3628 | 172.6274 | 146.3969 | 169.0848 | 160.5919
1724 | 20 | 72 | 3 | 93.8076 | 83.1102 | 311.3874 | 125.0091 | 228.0769 | 130.8328 | 163.978 | 83.3709 | 109.1469 | 17.6979 | 102.3034 | 276.6733 | 171.9432 | 236.5998 | 169.1453 | 128.5812 | 166.7382 | 168.2276
1725 | 21 | 72 | 3 | 97.2688 | 70.2467 | 300.5754 | 119.4562 | 216.9639 | 122.5092 | 162.9684 | 88.7707 | 102.8068 | 16.1962 | 83.1561 | 260.5282 | 158.8409 | 227.0773 | 163.2251 | 121.3134 | 160.5349 | 151.7962
1726 | 22 | 72 | 3 | 77.2207 | 70.1582 | 299.1397 | 113.1682 | 223.4028 | 120.5656 | 168.7132 | 83.7627 | 101.9001 | 16.7035 | 74.4655 | 244.4739 | 168.6056 | 220.9854 | 147.8164 | 114.9894 | 141.1262 | 153.2302
1727 | 23 | 72 | 3 | 72.7895 | 73.9588 | 295.674 | 108.4298 | 216.4383 | 112.7869 | 171.6616 | 77.2388 | 95.1883 | 13.2783 | 72.688 | 240.7231 | 161.8835 | 213.8867 | 141.7097 | 110.9988 | 144.8354 | 142.1135
1728 | 0 | 73 | 3 | 71.9983 | 73.9446 | 300.9845 | 103.8818 | 205.5486 | 104.4683 | 169.9018 | 64.9937 | 84.1334 | 11.4078 | 74.4778 | 240.5974 | 158.3157 | 217.0182 | 127.4653 | 116.9783 | 143.7667 | 146.1768
1729 | 1 | 73 | 3 | 72.1697 | 67.6012 | 291.327 | 101.5229 | 206.6504 | 108.5043 | 169.2928 | 66.5757 | 87.9093 | 11.4324 | 71.4145 | 230.2656 | 163.1547 | 218.0081 | 130.1666 | 122.6446 | 143.2111 | 149.2016
1730 | 2 | 73 | 3 | 74.7755 | 67.139 | 294.4035 | 99.4262 | 207.3576 | 114.5424 | 171.0569 | 65.0736 | 88.7731 | 10.9618 | 69.5027 | 230.9314 | 159.4818 | 222.9348 | 126.8664 | 122.3582 | 156.2421 | 143.6126
1731 | 3 | 73 | 3 | 74.4815 | 67.8572 | 300.4175 | 101.0651 | 207.6316 | 123.7299 | 170.856 | 68.9547 | 89.4919 | 13.2039 | 73.0447 | 233.3088 | 159.6556 | 230.051 | 140.749 | 119.3755 | 146.2751 | 149.4669
1732 | 4 | 73 | 3 | 72.5168 | 73.0106 | 292.6815 | 100.7359 | 209.5226 | 126.8622 | 174.4502 | 67.9057 | 92.5483 | 14.9058 | 77.491 | 233.0763 | 163.4196 | 235.46 | 150.6593 | 118.4563 | 150.3681 | 150.5484
1733 | 5 | 73 | 3 | 66.199 | 80.7862 | 284.5982 | 106.1747 | 202.8449 | 130.8398 | 176.3239 | 71.3328 | 97.2672 | 13.9661 | 84.5586 | 243.4104 | 154.4568 | 240.8913 | 147.2688 | 117.7807 | 155.8346 | 161.6483
1734 | 6 | 73 | 3 | 44.5065 | 67.0642 | 237.9014 | 109.0516 | 186.2284 | 112.4888 | 141.3124 | 72.1714 | 91.2941 | 10.1584 | 85.4856 | 230.4662 | 130.3304 | 228.808 | 138.1266 | 114.0266 | 122.9494 | 140.453
1735 | 7 | 73 | 3 | 34.2682 | 48.045 | 146.7843 | 110.9248 | 163.5947 | 101.3682 | 108.2933 | 70.092 | 64.2188 | 7.9584 | 86.9129 | 187.584 | 108.8506 | 177.6218 | 129.6859 | 95.2352 | 82.5715 | 76.0089
1736 | 8 | 73 | 3 | 32.7679 | 44.7803 | 127.8179 | 113.6352 | 150.4389 | 91.5689 | 102.1672 | 68.9827 | 49.2214 | 8.127 | 88.831 | 174.1919 | 96.1134 | 171.5143 | 114.0082 | 90.0715 | 73.0661 | 61.9769
1737 | 9 | 73 | 3 | 31.7884 | 45.4356 | 131.6216 | 111.9185 | 151.8249 | 95.4047 | 92.9391 | 64.9257 | 47.2376 | 7.1773 | 88.6842 | 171.2894 | 97.3659 | 161.4948 | 116.8963 | 86.2404 | 71.7265 | 56.9687
1738 | 10 | 73 | 3 | 32.2306 | 47.5621 | 139.5378 | 114.5486 | 156.2576 | 86.8639 | 94.2946 | 64.1474 | 44.2611 | 7.2593 | 90.7853 | 168.0246 | 97.425 | 155.317 | 108.3476 | 87.5125 | 65.4026 | 60.8142
1739 | 11 | 73 | 3 | 30.4286 | 41.4283 | 145.245 | 114.014 | 157.2363 | 83.2344 | 90.624 | 63.7993 | 44.1426 | 7.3027 | 91.39 | 165.2196 | 93.3779 | 162.316 | 101.1741 | 84.6904 | 63.8269 | 56.098
1740 | 12 | 73 | 3 | 29.9112 | 43.6258 | 135.1543 | 111.2294 | 153.7097 | 84.6684 | 89.5703 | 61.9631 | 46.8717 | 7.5799 | 94.3279 | 163.3421 | 91.5605 | 155.1169 | 97.4799 | 81.405 | 65.4268 | 59.9142
1741 | 13 | 73 | 3 | 30.3402 | 38.4371 | 127.6993 | 108.336 | 150.1093 | 88.19 | 90.0391 | 60.6795 | 46.1018 | 7.7672 | 89.4944 | 164.6135 | 85.7572 | 157.8946 | 100.3395 | 79.6628 | 68.2347 | 60.864
1742 | 14 | 73 | 3 | 31.7696 | 44.576 | 127.3384 | 108.8763 | 152.4887 | 89.2735 | 94.3772 | 60.1737 | 45.59 | 7.3471 | 84.834 | 168.3192 | 91.4058 | 156.8447 | 108.8227 | 84.5618 | 70.1845 | 58.2051
1743 | 15 | 73 | 3 | 34.0255 | 41.2609 | 122.7309 | 109.6609 | 165.9494 | 88.7987 | 102.47 | 61.6191 | 44.1842 | 7.9069 | 86.5602 | 171.9242 | 101.3049 | 159.1116 | 102.6526 | 82.4112 | 69.7225 | 59.6932
1744 | 16 | 73 | 3 | 75.2972 | 45.6688 | 135.383 | 120.2945 | 207.9467 | 116.4395 | 123.2922 | 65.4907 | 46.7688 | 14.4948 | 91.0627 | 193.3858 | 156.9615 | 172.2474 | 141.9452 | 92.0659 | 95.4851 | 70.1827
1745 | 17 | 73 | 3 | 88.0679 | 83.9336 | 266.3137 | 127.901 | 243.4239 | 153.2849 | 182.906 | 83.2421 | 88.0097 | 21.7038 | 103.9334 | 260.1737 | 192.409 | 220.6495 | 170.315 | 130.8953 | 163.0472 | 150.7417
1746 | 18 | 73 | 3 | 105.3953 | 116.24 | 319.4536 | 131.6669 | 241.793 | 150.1216 | 180.9203 | 91.2066 | 102.0081 | 22.9294 | 104.5198 | 297.8462 | 183.7513 | 248.4826 | 184.28 | 157.7345 | 174.4472 | 150.9243
1747 | 19 | 73 | 3 | 107.8723 | 95.8159 | 317.5878 | 130.714 | 236.7107 | 134.7292 | 174.2396 | 95.1343 | 107.2335 | 18.8784 | 101.3632 | 290.1635 | 180.454 | 242.3628 | 172.6274 | 146.3969 | 169.0848 | 160.5919
1748 | 20 | 73 | 3 | 93.8076 | 83.1102 | 311.3874 | 125.0091 | 228.0769 | 130.8328 | 163.978 | 83.3709 | 109.1469 | 17.6979 | 102.3034 | 276.6733 | 171.9432 | 236.5998 | 169.1453 | 128.5812 | 166.7382 | 168.2276
1749 | 21 | 73 | 3 | 97.2688 | 70.2467 | 300.5754 | 119.4562 | 216.9639 | 122.5092 | 162.9684 | 88.7707 | 102.8068 | 16.1962 | 83.1561 | 260.5282 | 158.8409 | 227.0773 | 163.2251 | 121.3134 | 160.5349 | 151.7962
1750 | 22 | 73 | 3 | 77.2207 | 70.1582 | 299.1397 | 113.1682 | 223.4028 | 120.5656 | 168.7132 | 83.7627 | 101.9001 | 16.7035 | 74.4655 | 244.4739 | 168.6056 | 220.9854 | 147.8164 | 114.9894 | 141.1262 | 153.2302
1751 | 23 | 73 | 3 | 72.7895 | 73.9588 | 295.674 | 108.4298 | 216.4383 | 112.7869 | 171.6616 | 77.2388 | 95.1883 | 13.2783 | 72.688 | 240.7231 | 161.8835 | 213.8867 | 141.7097 | 110.9988 | 144.8354 | 142.1135
1752 | 0 | 74 | 3 | 71.9983 | 73.9446 | 300.9845 | 103.8818 | 205.5486 | 104.4683 | 169.9018 | 64.9937 | 84.1334 | 11.4078 | 74.4778 | 240.5974 | 158.3157 | 217.0182 | 127.4653 | 116.9783 | 143.7667 | 146.1768
1753 | 1 | 74 | 3 | 72.1697 | 67.6012 | 291.327 | 101.5229 | 206.6504 | 108.5043 | 169.2928 | 66.5757 | 87.9093 | 11.4324 | 71.4145 | 230.2656 | 163.1547 | 218.0081 | 130.1666 | 122.6446 | 143.2111 | 149.2016
1754 | 2 | 74 | 3 | 74.7755 | 67.139 | 294.4035 | 99.4262 | 207.3576 | 114.5424 | 171.0569 | 65.0736 | 88.7731 | 10.9618 | 69.5027 | 230.9314 | 159.4818 | 222.9348 | 126.8664 | 122.3582 | 156.2421 | 143.6126
1755 | 3 | 74 | 3 | 74.4815 | 67.8572 | 300.4175 | 101.0651 | 207.6316 | 123.7299 | 170.856 | 68.9547 | 89.4919 | 13.2039 | 73.0447 | 233.3088 | 159.6556 | 230.051 | 140.749 | 119.3755 | 146.2751 | 149.4669
1756 | 4 | 74 | 3 | 72.5168 | 73.0106 | 292.6815 | 100.7359 | 209.5226 | 126.8622 | 174.4502 | 67.9057 | 92.5483 | 14.9058 | 77.491 | 233.0763 | 163.4196 | 235.46 | 150.6593 | 118.4563 | 150.3681 | 150.5484
1757 | 5 | 74 | 3 | 66.199 | 80.7862 | 284.5982 | 106.1747 | 202.8449 | 130.8398 | 176.3239 | 71.3328 | 97.2672 | 13.9661 | 84.5586 | 243.4104 | 154.4568 | 240.8913 | 147.2688 | 117.7807 | 155.8346 | 161.6483
1758 | 6 | 74 | 3 | 44.5065 | 67.0642 | 237.9014 | 109.0516 | 186.2284 | 112.4888 | 141.3124 | 72.1714 | 91.2941 | 10.1584 | 85.4856 | 230.4662 | 130.3304 | 228.808 | 138.1266 | 114.0266 | 122.9494 | 140.453
1759 | 7 | 74 | 3 | 34.2682 | 48.045 | 146.7843 | 110.9248 | 163.5947 | 101.3682 | 108.2933 | 70.092 | 64.2188 | 7.9584 | 86.9129 | 187.584 | 108.8506 | 177.6218 | 129.6859 | 95.2352 | 82.5715 | 76.0089
1760 | 8 | 74 | 3 | 32.7679 | 44.7803 | 127.8179 | 113.6352 | 150.4389 | 91.5689 | 102.1672 | 68.9827 | 49.2214 | 8.127 | 88.831 | 174.1919 | 96.1134 | 171.5143 | 114.0082 | 90.0715 | 73.0661 | 61.9769
1761 | 9 | 74 | 3 | 31.7884 | 45.4356 | 131.6216 | 111.9185 | 151.8249 | 95.4047 | 92.9391 | 64.9257 | 47.2376 | 7.1773 | 88.6842 | 171.2894 | 97.3659 | 161.4948 | 116.8963 | 86.2404 | 71.7265 | 56.9687
1762 | 10 | 74 | 3 | 32.2306 | 47.5621 | 139.5378 | 114.5486 | 156.2576 | 86.8639 | 94.2946 | 64.1474 | 44.2611 | 7.2593 | 90.7853 | 168.0246 | 97.425 | 155.317 | 108.3476 | 87.5125 | 65.4026 | 60.8142
1763 | 11 | 74 | 3 | 30.4286 | 41.4283 | 145.245 | 114.014 | 157.2363 | 83.2344 | 90.624 | 63.7993 | 44.1426 | 7.3027 | 91.39 | 165.2196 | 93.3779 | 162.316 | 101.1741 | 84.6904 | 63.8269 | 56.098
1764 | 12 | 74 | 3 | 29.9112 | 43.6258 | 135.1543 | 111.2294 | 153.7097 | 84.6684 | 89.5703 | 61.9631 | 46.8717 | 7.5799 | 94.3279 | 163.3421 | 91.5605 | 155.1169 | 97.4799 | 81.405 | 65.4268 | 59.9142
1765 | 13 | 74 | 3 | 30.3402 | 38.4371 | 127.6993 | 108.336 | 150.1093 | 88.19 | 90.0391 | 60.6795 | 46.1018 | 7.7672 | 89.4944 | 164.6135 | 85.7572 | 157.8946 | 100.3395 | 79.6628 | 68.2347 | 60.864
1766 | 14 | 74 | 3 | 31.7696 | 44.576 | 127.3384 | 108.8763 | 152.4887 | 89.2735 | 94.3772 | 60.1737 | 45.59 | 7.3471 | 84.834 | 168.3192 | 91.4058 | 156.8447 | 108.8227 | 84.5618 | 70.1845 | 58.2051
1767 | 15 | 74 | 3 | 34.0255 | 41.2609 | 122.7309 | 109.6609 | 165.9494 | 88.7987 | 102.47 | 61.6191 | 44.1842 | 7.9069 | 86.5602 | 171.9242 | 101.3049 | 159.1116 | 102.6526 | 82.4112 | 69.7225 | 59.6932
1768 | 16 | 74 | 3 | 75.2972 | 45.6688 | 135.383 | 120.2945 | 207.9467 | 116.4395 | 123.2922 | 65.4907 | 46.7688 | 14.4948 | 91.0627 | 193.3858 | 156.9615 | 172.2474 | 141.9452 | 92.0659 | 95.4851 | 70.1827
1769 | 17 | 74 | 3 | 88.0679 | 83.9336 | 266.3137 | 127.901 | 243.4239 | 153.2849 | 182.906 | 83.2421 | 88.0097 | 21.7038 | 103.9334 | 260.1737 | 192.409 | 220.6495 | 170.315 | 130.8953 | 163.0472 | 150.7417
1770 | 18 | 74 | 3 | 105.3953 | 116.24 | 319.4536 | 131.6669 | 241.793 | 150.1216 | 180.9203 | 91.2066 | 102.0081 | 22.9294 | 104.5198 | 297.8462 | 183.7513 | 248.4826 | 184.28 | 157.7345 | 174.4472 | 150.9243
1771 | 19 | 74 | 3 | 107.8723 | 95.8159 | 317.5878 | 130.714 | 236.7107 | 134.7292 | 174.2396 | 95.1343 | 107.2335 | 18.8784 | 101.3632 | 290.1635 | 180.454 | 242.3628 | 172.6274 | 146.3969 | 169.0848 | 160.5919
1772 | 20 | 74 | 3 | 93.8076 | 83.1102 | 311.3874 | 125.0091 | 228.0769 | 130.8328 | 163.978 | 83.3709 | 109.1469 | 17.6979 | 102.3034 | 276.6733 | 171.9432 | 236.5998 | 169.1453 | 128.5812 | 166.7382 | 168.2276
1773 | 21 | 74 | 3 | 97.2688 | 70.2467 | 300.5754 | 119.4562 | 216.9639 | 122.5092 | 162.9684 | 88.7707 | 102.8068 | 16.1962 | 83.1561 | 260.5282 | 158.8409 | 227.0773 | 163.2251 | 121.3134 | 160.5349 | 151.7962
1774 | 22 | 74 | 3 | 77.2207 | 70.1582 | 299.1397 | 113.1682 | 223.4028 | 120.5656 | 168.7132 | 83.7627 | 101.9001 | 16.7035 | 74.4655 | 244.4739 | 168.6056 | 220.9854 | 147.8164 | 114.9894 | 141.1262 | 153.2302
1775 | 23 | 74 | 3 | 72.7895 | 73.9588 | 295.674 | 108.4298 | 216.4383 | 112.7869 | 171.6616 | 77.2388 | 95.1883 | 13.2783 | 72.688 | 240.7231 | 161.8835 | 213.8867 | 141.7097 | 110.9988 | 144.8354 | 142.1135
1776 | 0 | 75 | 3 | 71.9983 | 73.9446 | 300.9845 | 103.8818 | 205.5486 | 104.4683 | 169.9018 | 64.9937 | 84.1334 | 11.4078 | 74.4778 | 240.5974 | 158.3157 | 217.0182 | 127.4653 | 116.9783 | 143.7667 | 146.1768
1777 | 1 | 75 | 3 | 72.1697 | 67.6012 | 291.327 | 101.5229 | 206.6504 | 108.5043 | 169.2928 | 66.5757 | 87.9093 | 11.4324 | 71.4145 | 230.2656 | 163.1547 | 218.0081 | 130.1666 | 122.6446 | 143.2111 | 149.2016
1778 | 2 | 75 | 3 | 74.7755 | 67.139 | 294.4035 | 99.4262 | 207.3576 | 114.5424 | 171.0569 | 65.0736 | 88.7731 | 10.9618 | 69.5027 | 230.9314 | 159.4818 | 222.9348 | 126.8664 | 122.3582 | 156.2421 | 143.6126
1779 | 3 | 75 | 3 | 74.4815 | 67.8572 | 300.4175 | 101.0651 | 207.6316 | 123.7299 | 170.856 | 68.9547 | 89.4919 | 13.2039 | 73.0447 | 233.3088 | 159.6556 | 230.051 | 140.749 | 119.3755 | 146.2751 | 149.4669
1780 | 4 | 75 | 3 | 72.5168 | 73.0106 | 292.6815 | 100.7359 | 209.5226 | 126.8622 | 174.4502 | 67.9057 | 92.5483 | 14.9058 | 77.491 | 233.0763 | 163.4196 | 235.46 | 150.6593 | 118.4563 | 150.3681 | 150.5484
1781 | 5 | 75 | 3 | 66.199 | 80.7862 | 284.5982 | 106.1747 | 202.8449 | 130.8398 | 176.3239 | 71.3328 | 97.2672 | 13.9661 | 84.5586 | 243.4104 | 154.4568 | 240.8913 | 147.2688 | 117.7807 | 155.8346 | 161.6483
1782 | 6 | 75 | 3 | 44.5065 | 67.0642 | 237.9014 | 109.0516 | 186.2284 | 112.4888 | 141.3124 | 72.1714 | 91.2941 | 10.1584 | 85.4856 | 230.4662 | 130.3304 | 228.808 | 138.1266 | 114.0266 | 122.9494 | 140.453
1783 | 7 | 75 | 3 | 34.2682 | 48.045 | 146.7843 | 110.9248 | 163.5947 | 101.3682 | 108.2933 | 70.092 | 64.2188 | 7.9584 | 86.9129 | 187.584 | 108.8506 | 177.6218 | 129.6859 | 95.2352 | 82.5715 | 76.0089
1784 | 8 | 75 | 3 | 32.7679 | 44.7803 | 127.8179 | 113.6352 | 150.4389 | 91.5689 | 102.1672 | 68.9827 | 49.2214 | 8.127 | 88.831 | 174.1919 | 96.1134 | 171.5143 | 114.0082 | 90.0715 | 73.0661 | 61.9769
1785 | 9 | 75 | 3 | 31.7884 | 45.4356 | 131.6216 | 111.9185 | 151.8249 | 95.4047 | 92.9391 | 64.9257 | 47.2376 | 7.1773 | 88.6842 | 171.2894 | 97.3659 | 161.4948 | 116.8963 | 86.2404 | 71.7265 | 56.9687
1786 | 10 | 75 | 3 | 32.2306 | 47.5621 | 139.5378 | 114.5486 | 156.2576 | 86.8639 | 94.2946 | 64.1474 | 44.2611 | 7.2593 | 90.7853 | 168.0246 | 97.425 | 155.317 | 108.3476 | 87.5125 | 65.4026 | 60.8142
1787 | 11 | 75 | 3 | 30.4286 | 41.4283 | 145.245 | 114.014 | 157.2363 | 83.2344 | 90.624 | 63.7993 | 44.1426 | 7.3027 | 91.39 | 165.2196 | 93.3779 | 162.316 | 101.1741 | 84.6904 | 63.8269 | 56.098
1788 | 12 | 75 | 3 | 29.9112 | 43.6258 | 135.1543 | 111.2294 | 153.7097 | 84.6684 | 89.5703 | 61.9631 | 46.8717 | 7.5799 | 94.3279 | 163.3421 | 91.5605 | 155.1169 | 97.4799 | 81.405 | 65.4268 | 59.9142
1789 | 13 | 75 | 3 | 30.3402 | 38.4371 | 127.6993 | 108.336 | 150.1093 | 88.19 | 90.0391 | 60.6795 | 46.1018 | 7.7672 | 89.4944 | 164.6135 | 85.7572 | 157.8946 | 100.3395 | 79.6628 | 68.2347 | 60.864
1790 | 14 | 75 | 3 | 31.7696 | 44.576 | 127.3384 | 108.8763 | 152.4887 | 89.2735 | 94.3772 | 60.1737 | 45.59 | 7.3471 | 84.834 | 168.3192 | 91.4058 | 156.8447 | 108.8227 | 84.5618 | 70.1845 | 58.2051
1791 | 15 | 75 | 3 | 34.0255 | 41.2609 | 122.7309 | 109.6609 | 165.9494 | 88.7987 | 102.47 | 61.6191 | 44.1842 | 7.9069 | 86.5602 | 171.9242 | 101.3049 | 159.1116 | 102.6526 | 82.4112 | 69.7225 | 59.6932
1792 | 16 | 75 | 3 | 75.2972 | 45.6688 | 135.383 | 120.2945 | 207.9467 | 116.4395 | 123.2922 | 65.4907 | 46.7688 | 14.4948 | 91.0627 | 193.3858 | 156.9615 | 172.2474 | 141.9452 | 92.0659 | 95.4851 | 70.1827
1793 | 17 | 75 | 3 | 88.0679 | 83.9336 | 266.3137 | 127.901 | 243.4239 | 153.2849 | 182.906 | 83.2421 | 88.0097 | 21.7038 | 103.9334 | 260.1737 | 192.409 | 220.6495 | 170.315 | 130.8953 | 163.0472 | 150.7417
1794 | 18 | 75 | 3 | 105.3953 | 116.24 | 319.4536 | 131.6669 | 241.793 | 150.1216 | 180.9203 | 91.2066 | 102.0081 | 22.9294 | 104.5198 | 297.8462 | 183.7513 | 248.4826 | 184.28 | 157.7345 | 174.4472 | 150.9243
1795 | 19 | 75 | 3 | 107.8723 | 95.8159 | 317.5878 | 130.714 | 236.7107 | 134.7292 | 174.2396 | 95.1343 | 107.2335 | 18.8784 | 101.3632 | 290.1635 | 180.454 | 242.3628 | 172.6274 | 146.3969 | 169.0848 | 160.5919
1796 | 20 | 75 | 3 | 93.8076 | 83.1102 | 311.3874 | 125.0091 | 228.0769 | 130.8328 | 163.978 | 83.3709 | 109.1469 | 17.6979 | 102.3034 | 276.6733 | 171.9432 | 236.5998 | 169.1453 | 128.5812 | 166.7382 | 168.2276
1797 | 21 | 75 | 3 | 97.2688 | 70.2467 | 300.5754 | 119.4562 | 216.9639 | 122.5092 | 162.9684 | 88.7707 | 102.8068 | 16.1962 | 83.1561 | 260.5282 | 158.8409 | 227.0773 | 163.2251 | 121.3134 | 160.5349 | 151.7962
1798 | 22 | 75 | 3 | 77.2207 | 70.1582 | 299.1397 | 113.1682 | 223.4028 | 120.5656 | 168.7132 | 83.7627 | 101.9001 | 16.7035 | 74.4655 | 244.4739 | 168.6056 | 220.9854 | 147.8164 | 114.9894 | 141.1262 | 153.2302
1799 | 23 | 75 | 3 | 72.7895 | 73.9588 | 295.674 | 108.4298 | 216.4383 | 112.7869 | 171.6616 | 77.2388 | 95.1883 | 13.2783 | 72.688 | 240.7231 | 161.8835 | 213.8867 | 141.7097 | 110.9988 | 144.8354 | 142.1135
1800 | 0 | 76 | 3 | 71.9983 | 73.9446 | 300.9845 | 103.8818 | 205.5486 | 104.4683 | 169.9018 | 64.9937 | 84.1334 | 11.4078 | 74.4778 | 240.5974 | 158.3157 | 217.0182 | 127.4653 | 116.9783 | 143.7667 | 146.1768
1801 | 1 | 76 | 3 | 72.1697 | 67.6012 | 291.327 | 101.5229 | 206.6504 | 108.5043 | 169.2928 | 66.5757 | 87.9093 | 11.4324 | 71.4145 | 230.2656 | 163.1547 | 218.0081 | 130.1666 | 122.6446 | 143.2111 | 149.2016
1802 | 2 | 76 | 3 | 74.7755 | 67.139 | 294.4035 | 99.4262 | 207.3576 | 114.5424 | 171.0569 | 65.0736 | 88.7731 | 10.9618 | 69.5027 | 230.9314 | 159.4818 | 222.9348 | 126.8664 | 122.3582 | 156.2421 | 143.6126
1803 | 3 | 76 | 3 | 74.4815 | 67.8572 | 300.4175 | 101.0651 | 207.6316 | 123.7299 | 170.856 | 68.9547 | 89.4919 | 13.2039 | 73.0447 | 233.3088 | 159.6556 | 230.051 | 140.749 | 119.3755 | 146.2751 | 149.4669
1804 | 4 | 76 | 3 | 72.5168 | 73.0106 | 292.6815 | 100.7359 | 209.5226 | 126.8622 | 174.4502 | 67.9057 | 92.5483 | 14.9058 | 77.491 | 233.0763 | 163.4196 | 235.46 | 150.6593 | 118.4563 | 150.3681 | 150.5484
1805 | 5 | 76 | 3 | 66.199 | 80.7862 | 284.5982 | 106.1747 | 202.8449 | 130.8398 | 176.3239 | 71.3328 | 97.2672 | 13.9661 | 84.5586 | 243.4104 | 154.4568 | 240.8913 | 147.2688 | 117.7807 | 155.8346 | 161.6483
1806 | 6 | 76 | 3 | 44.5065 | 67.0642 | 237.9014 | 109.0516 | 186.2284 | 112.4888 | 141.3124 | 72.1714 | 91.2941 | 10.1584 | 85.4856 | 230.4662 | 130.3304 | 228.808 | 138.1266 | 114.0266 | 122.9494 | 140.453
1807 | 7 | 76 | 3 | 34.2682 | 48.045 | 146.7843 | 110.9248 | 163.5947 | 101.3682 | 108.2933 | 70.092 | 64.2188 | 7.9584 | 86.9129 | 187.584 | 108.8506 | 177.6218 | 129.6859 | 95.2352 | 82.5715 | 76.0089
1808 | 8 | 76 | 3 | 32.7679 | 44.7803 | 127.8179 | 113.6352 | 150.4389 | 91.5689 | 102.1672 | 68.9827 | 49.2214 | 8.127 | 88.831 | 174.1919 | 96.1134 | 171.5143 | 114.0082 | 90.0715 | 73.0661 | 61.9769
1809 | 9 | 76 | 3 | 31.7884 | 45.4356 | 131.6216 | 111.9185 | 151.8249 | 95.4047 | 92.9391 | 64.9257 | 47.2376 | 7.1773 | 88.6842 | 171.2894 | 97.3659 | 161.4948 | 116.8963 | 86.2404 | 71.7265 | 56.9687
1810 | 10 | 76 | 3 | 32.2306 | 47.5621 | 139.5378 | 114.5486 | 156.2576 | 86.8639 | 94.2946 | 64.1474 | 44.2611 | 7.2593 | 90.7853 | 168.0246 | 97.425 | 155.317 | 108.3476 | 87.5125 | 65.4026 | 60.8142
1811 | 11 | 76 | 3 | 30.4286 | 41.4283 | 145.245 | 114.014 | 157.2363 | 83.2344 | 90.624 | 63.7993 | 44.1426 | 7.3027 | 91.39 | 165.2196 | 93.3779 | 162.316 | 101.1741 | 84.6904 | 63.8269 | 56.098
1812 | 12 | 76 | 3 | 29.9112 | 43.6258 | 135.1543 | 111.2294 | 153.7097 | 84.6684 | 89.5703 | 61.9631 | 46.8717 | 7.5799 | 94.3279 | 163.3421 | 91.5605 | 155.1169 | 97.4799 | 81.405 | 65.4268 | 59.9142
1813 | 13 | 76 | 3 | 30.3402 | 38.4371 | 127.6993 | 108.336 | 150.1093 | 88.19 | 90.0391 | 60.6795 | 46.1018 | 7.7672 | 89.4944 | 164.6135 | 85.7572 | 157.8946 | 100.3395 | 79.6628 | 68.2347 | 60.864
1814 | 14 | 76 | 3 | 31.7696 | 44.576 | 127.3384 | 108.8763 | 152.4887 | 89.2735 | 94.3772 | 60.1737 | 45.59 | 7.3471 | 84.834 | 168.3192 | 91.4058 | 156.8447 | 108.8227 | 84.5618 | 70.1845 | 58.2051
1815 | 15 | 76 | 3 | 34.0255 | 41.2609 | 122.7309 | 109.6609 | 165.9494 | 88.7987 | 102.47 | 61.6191 | 44.1842 | 7.9069 | 86.5602 | 171.9242 | 101.3049 | 159.1116 | 102.6526 | 82.4112 | 69.7225 | 59.6932
1816 | 16 | 76 | 3 | 75.2972 | 45.6688 | 135.383 | 120.2945 | 207.9467 | 116.4395 | 123.2922 | 65.4907 | 46.7688 | 14.4948 | 91.0627 | 193.3858 | 156.9615 | 172.2474 | 141.9452 | 92.0659 | 95.4851 | 70.1827
1817 | 17 | 76 | 3 | 88.0679 | 83.9336 | 266.3137 | 127.901 | 243.4239 | 153.2849 | 182.906 | 83.2421 | 88.0097 | 21.7038 | 103.9334 | 260.1737 | 192.409 | 220.6495 | 170.315 | 130.8953 | 163.0472 | 150.7417
1818 | 18 | 76 | 3 | 105.3953 | 116.24 | 319.4536 | 131.6669 | 241.793 | 150.1216 | 180.9203 | 91.2066 | 102.0081 | 22.9294 | 104.5198 | 297.8462 | 183.7513 | 248.4826 | 184.28 | 157.7345 | 174.4472 | 150.9243
1819 | 19 | 76 | 3 | 107.8723 | 95.8159 | 317.5878 | 130.714 | 236.7107 | 134.7292 | 174.2396 | 95.1343 | 107.2335 | 18.8784 | 101.3632 | 290.1635 | 180.454 | 242.3628 | 172.6274 | 146.3969 | 169.0848 | 160.5919
1820 | 20 | 76 | 3 | 93.8076 | 83.1102 | 311.3874 | 125.0091 | 228.0769 | 130.8328 | 163.978 | 83.3709 | 109.1469 | 17.6979 | 102.3034 | 276.6733 | 171.9432 | 236.5998 | 169.1453 | 128.5812 | 166.7382 | 168.2276
1821 | 21 | 76 | 3 | 97.2688 | 70.2467 | 300.5754 | 119.4562 | 216.9639 | 122.5092 | 162.9684 | 88.7707 | 102.8068 | 16.1962 | 83.1561 | 260.5282 | 158.8409 | 227.0773 | 163.2251 | 121.3134 | 160.5349 | 151.7962
1822 | 22 | 76 | 3 | 77.2207 | 70.1582 | 299.1397 | 113.1682 | 223.4028 | 120.5656 | 168.7132 | 83.7627 | 101.9001 | 16.7035 | 74.4655 | 244.4739 | 168.6056 | 220.9854 | 147.8164 | 114.9894 | 141.1262 | 153.2302
1823 | 23 | 76 | 3 | 72.7895 | 73.9588 | 295.674 | 108.4298 | 216.4383 | 112.7869 | 171.6616 | 77.2388 | 95.1883 | 13.2783 | 72.688 | 240.7231 | 161.8835 | 213.8867 | 141.7097 | 110.9988 | 144.8354 | 142.1135
1824 | 0 | 77 | 3 | 71.9983 | 73.9446 | 300.9845 | 103.8818 | 205.5486 | 104.4683 | 169.9018 | 64.9937 | 84.1334 | 11.4078 | 74.4778 | 240.5974 | 158.3157 | 217.0182 | 127.4653 | 116.9783 | 143.7667 | 146.1768
1825 | 1 | 77 | 3 | 72.1697 | 67.6012 | 291.327 | 101.5229 | 206.6504 | 108.5043 | 169.2928 | 66.5757 | 87.9093 | 11.4324 | 71.4145 | 230.2656 | 163.1547 | 218.0081 | 130.1666 | 122.6446 | 143.2111 | 149.2016
1826 | 2 | 77 | 3 | 74.7755 | 67.139 | 294.4035 | 99.4262 | 207.3576 | 114.5424 | 171.0569 | 65.0736 | 88.7731 | 10.9618 | 69.5027 | 230.9314 | 159.4818 | 222.9348 | 126.8664 | 122.3582 | 156.2421 | 143.6126
1827 | 3 | 77 | 3 | 74.4815 | 67.8572 | 300.4175 | 101.0651 | 207.6316 | 123.7299 | 170.856 | 68.9547 | 89.4919 | 13.2039 | 73.0447 | 233.3088 | 159.6556 | 230.051 | 140.749 | 119.3755 | 146.2751 | 149.4669
1828 | 4 | 77 | 3 | 72.5168 | 73.0106 | 292.6815 | 100.7359 | 209.5226 | 126.8622 | 174.4502 | 67.9057 | 92.5483 | 14.9058 | 77.491 | 233.0763 | 163.4196 | 235.46 | 150.6593 | 118.4563 | 150.3681 | 150.5484
1829 | 5 | 77 | 3 | 66.199 | 80.7862 | 284.5982 | 106.1747 | 202.8449 | 130.8398 | 176.3239 | 71.3328 | 97.2672 | 13.9661 | 84.5586 | 243.4104 | 154.4568 | 240.8913 | 147.2688 | 117.7807 | 155.8346 | 161.6483
1830 | 6 | 77 | 3 | 44.5065 | 67.0642 | 237.9014 | 109.0516 | 186.2284 | 112.4888 | 141.3124 | 72.1714 | 91.2941 | 10.1584 | 85.4856 | 230.4662 | 130.3304 | 228.808 | 138.1266 | 114.0266 | 122.9494 | 140.453
1831 | 7 | 77 | 3 | 34.2682 | 48.045 | 146.7843 | 110.9248 | 163.5947 | 101.3682 | 108.2933 | 70.092 | 64.2188 | 7.9584 | 86.9129 | 187.584 | 108.8506 | 177.6218 | 129.6859 | 95.2352 | 82.5715 | 76.0089
1832 | 8 | 77 | 3 | 32.7679 | 44.7803 | 127.8179 | 113.6352 | 150.4389 | 91.5689 | 102.1672 | 68.9827 | 49.2214 | 8.127 | 88.831 | 174.1919 | 96.1134 | 171.5143 | 114.0082 | 90.0715 | 73.0661 | 61.9769
1833 | 9 | 77 | 3 | 31.7884 | 45.4356 | 131.6216 | 111.9185 | 151.8249 | 95.4047 | 92.9391 | 64.9257 | 47.2376 | 7.1773 | 88.6842 | 171.2894 | 97.3659 | 161.4948 | 116.8963 | 86.2404 | 71.7265 | 56.9687
1834 | 10 | 77 | 3 | 32.2306 | 47.5621 | 139.5378 | 114.5486 | 156.2576 | 86.8639 | 94.2946 | 64.1474 | 44.2611 | 7.2593 | 90.7853 | 168.0246 | 97.425 | 155.317 | 108.3476 | 87.5125 | 65.4026 | 60.8142
1835 | 11 | 77 | 3 | 30.4286 | 41.4283 | 145.245 | 114.014 | 157.2363 | 83.2344 | 90.624 | 63.7993 | 44.1426 | 7.3027 | 91.39 | 165.2196 | 93.3779 | 162.316 | 101.1741 | 84.6904 | 63.8269 | 56.098
1836 | 12 | 77 | 3 | 29.9112 | 43.6258 | 135.1543 | 111.2294 | 153.7097 | 84.6684 | 89.5703 | 61.9631 | 46.8717 | 7.5799 | 94.3279 | 163.3421 | 91.5605 | 155.1169 | 97.4799 | 81.405 | 65.4268 | 59.9142
1837 | 13 | 77 | 3 | 30.3402 | 38.4371 | 127.6993 | 108.336 | 150.1093 | 88.19 | 90.0391 | 60.6795 | 46.1018 | 7.7672 | 89.4944 | 164.6135 | 85.7572 | 157.8946 | 100.3395 | 79.6628 | 68.2347 | 60.864
1838 | 14 | 77 | 3 | 31.7696 | 44.576 | 127.3384 | 108.8763 | 152.4887 | 89.2735 | 94.3772 | 60.1737 | 45.59 | 7.3471 | 84.834 | 168.3192 | 91.4058 | 156.8447 | 108.8227 | 84.5618 | 70.1845 | 58.2051
1839 | 15 | 77 | 3 | 34.0255 | 41.2609 | 122.7309 | 109.6609 | 165.9494 | 88.7987 | 102.47 | 61.6191 | 44.1842 | 7.9069 | 86.5602 | 171.9242 | 101.3049 | 159.1116 | 102.6526 | 82.4112 | 69.7225 | 59.6932
1840 | 16 | 77 | 3 | 75.2972 | 45.6688 | 135.383 | 120.2945 | 207.9467 | 116.4395 | 123.2922 | 65.4907 | 46.7688 | 14.4948 | 91.0627 | 193.3858 | 156.9615 | 172.2474 | 141.9452 | 92.0659 | 95.4851 | 70.1827
1841 | 17 | 77 | 3 | 88.0679 | 83.9336 | 266.3137 | 127.901 | 243.4239 | 153.2849 | 182.906 | 83.2421 | 88.0097 | 21.7038 | 103.9334 | 260.1737 | 192.409 | 220.6495 | 170.315 | 130.8953 | 163.0472 | 150.7417
1842 | 18 | 77 | 3 | 105.3953 | 116.24 | 319.4536 | 131.6669 | 241.793 | 150.1216 | 180.9203 | 91.2066 | 102.0081 | 22.9294 | 104.5198 | 297.8462 | 183.7513 | 248.4826 | 184.28 | 157.7345 | 174.4472 | 150.9243
1843 | 19 | 77 | 3 | 107.8723 | 95.8159 | 317.5878 | 130.714 | 236.7107 | 134.7292 | 174.2396 | 95.1343 | 107.2335 | 18.8784 | 101.3632 | 290.1635 | 180.454 | 242.3628 | 172.6274 | 146.3969 | 169.0848 | 160.5919
1844 | 20 | 77 | 3 | 93.8076 | 83.1102 | 311.3874 | 125.0091 | 228.0769 | 130.8328 | 163.978 | 83.3709 | 109.1469 | 17.6979 | 102.3034 | 276.6733 | 171.9432 | 236.5998 | 169.1453 | 128.5812 | 166.7382 | 168.2276
1845 | 21 | 77 | 3 | 97.2688 | 70.2467 | 300.5754 | 119.4562 | 216.9639 | 122.5092 | 162.9684 | 88.7707 | 102.8068 | 16.1962 | 83.1561 | 260.5282 | 158.8409 | 227.0773 | 163.2251 | 121.3134 | 160.5349 | 151.7962
1846 | 22 | 77 | 3 | 77.2207 | 70.1582 | 299.1397 | 113.1682 | 223.4028 | 120.5656 | 168.7132 | 83.7627 | 101.9001 | 16.7035 | 74.4655 | 244.4739 | 168.6056 | 220.9854 | 147.8164 | 114.9894 | 141.1262 | 153.2302
1847 | 23 | 77 | 3 | 72.7895 | 73.9588 | 295.674 | 108.4298 | 216.4383 | 112.7869 | 171.6616 | 77.2388 | 95.1883 | 13.2783 | 72.688 | 240.7231 | 161.8835 | 213.8867 | 141.7097 | 110.9988 | 144.8354 | 142.1135
1848 | 0 | 78 | 3 | 71.9983 | 73.9446 | 300.9845 | 103.8818 | 205.5486 | 104.4683 | 169.9018 | 64.9937 | 84.1334 | 11.4078 | 74.4778 | 240.5974 | 158.3157 | 217.0182 | 127.4653 | 116.9783 | 143.7667 | 146.1768
1849 | 1 | 78 | 3 | 72.1697 | 67.6012 | 291.327 | 101.5229 | 206.6504 | 108.5043 | 169.2928 | 66.5757 | 87.9093 | 11.4324 | 71.4145 | 230.2656 | 163.1547 | 218.0081 | 130.1666 | 122.6446 | 143.2111 | 149.2016
1850 | 2 | 78 | 3 | 74.7755 | 67.139 | 294.4035 | 99.4262 | 207.3576 | 114.5424 | 171.0569 | 65.0736 | 88.7731 | 10.9618 | 69.5027 | 230.9314 | 159.4818 | 222.9348 | 126.8664 | 122.3582 | 156.2421 | 143.6126
1851 | 3 | 78 | 3 | 74.4815 | 67.8572 | 300.4175 | 101.0651 | 207.6316 | 123.7299 | 170.856 | 68.9547 | 89.4919 | 13.2039 | 73.0447 | 233.3088 | 159.6556 | 230.051 | 140.749 | 119.3755 | 146.2751 | 149.4669
1852 | 4 | 78 | 3 | 72.5168 | 73.0106 | 292.6815 | 100.7359 | 209.5226 | 126.8622 | 174.4502 | 67.9057 | 92.5483 | 14.9058 | 77.491 | 233.0763 | 163.4196 | 235.46 | 150.6593 | 118.4563 | 150.3681 | 150.5484
1853 | 5 | 78 | 3 | 66.199 | 80.7862 | 284.5982 | 106.1747 | 202.8449 | 130.8398 | 176.3239 | 71.3328 | 97.2672 | 13.9661 | 84.5586 | 243.4104 | 154.4568 | 240.8913 | 147.2688 | 117.7807 | 155.8346 | 161.6483
1854 | 6 | 78 | 3 | 44.5065 | 67.0642 | 237.9014 | 109.0516 | 186.2284 | 112.4888 | 141.3124 | 72.1714 | 91.2941 | 10.1584 | 85.4856 | 230.4662 | 130.3304 | 228.808 | 138.1266 | 114.0266 | 122.9494 | 140.453
1855 | 7 | 78 | 3 | 34.2682 | 48.045 | 146.7843 | 110.9248 | 163.5947 | 101.3682 | 108.2933 | 70.092 | 64.2188 | 7.9584 | 86.9129 | 187.584 | 108.8506 | 177.6218 | 129.6859 | 95.2352 | 82.5715 | 76.0089
1856 | 8 | 78 | 3 | 32.7679 | 44.7803 | 127.8179 | 113.6352 | 150.4389 | 91.5689 | 102.1672 | 68.9827 | 49.2214 | 8.127 | 88.831 | 174.1919 | 96.1134 | 171.5143 | 114.0082 | 90.0715 | 73.0661 | 61.9769
1857 | 9 | 78 | 3 | 31.7884 | 45.4356 | 131.6216 | 111.9185 | 151.8249 | 95.4047 | 92.9391 | 64.9257 | 47.2376 | 7.1773 | 88.6842 | 171.2894 | 97.3659 | 161.4948 | 116.8963 | 86.2404 | 71.7265 | 56.9687
1858 | 10 | 78 | 3 | 32.2306 | 47.5621 | 139.5378 | 114.5486 | 156.2576 | 86.8639 | 94.2946 | 64.1474 | 44.2611 | 7.2593 | 90.7853 | 168.0246 | 97.425 | 155.317 | 108.3476 | 87.5125 | 65.4026 | 60.8142
1859 | 11 | 78 | 3 | 30.4286 | 41.4283 | 145.245 | 114.014 | 157.2363 | 83.2344 | 90.624 | 63.7993 | 44.1426 | 7.3027 | 91.39 | 165.2196 | 93.3779 | 162.316 | 101.1741 | 84.6904 | 63.8269 | 56.098
1860 | 12 | 78 | 3 | 29.9112 | 43.6258 | 135.1543 | 111.2294 | 153.7097 | 84.6684 | 89.5703 | 61.9631 | 46.8717 | 7.5799 | 94.3279 | 163.3421 | 91.5605 | 155.1169 | 97.4799 | 81.405 | 65.4268 | 59.9142
1861 | 13 | 78 | 3 | 30.3402 | 38.4371 | 127.6993 | 108.336 | 150.1093 | 88.19 | 90.0391 | 60.6795 | 46.1018 | 7.7672 | 89.4944 | 164.6135 | 85.7572 | 157.8946 | 100.3395 | 79.6628 | 68.2347 | 60.864
1862 | 14 | 78 | 3 | 31.7696 | 44.576 | 127.3384 | 108.8763 | 152.4887 | 89.2735 | 94.3772 | 60.1737 | 45.59 | 7.3471 | 84.834 | 168.3192 | 91.4058 | 156.8447 | 108.8227 | 84.5618 | 70.1845 | 58.2051
1863 | 15 | 78 | 3 | 34.0255 | 41.2609 | 122.7309 | 109.6609 | 165.9494 | 88.7987 | 102.47 | 61.6191 | 44.1842 | 7.9069 | 86.5602 | 171.9242 | 101.3049 | 159.1116 | 102.6526 | 82.4112 | 69.7225 | 59.6932
1864 | 16 | 78 | 3 | 75.2972 | 45.6688 | 135.383 | 120.2945 | 207.9467 | 116.4395 | 123.2922 | 65.4907 | 46.7688 | 14.4948 | 91.0627 | 193.3858 | 156.9615 | 172.2474 | 141.9452 | 92.0659 | 95.4851 | 70.1827
1865 | 17 | 78 | 3 | 88.0679 | 83.9336 | 266.3137 | 127.901 | 243.4239 | 153.2849 | 182.906 | 83.2421 | 88.0097 | 21.7038 | 103.9334 | 260.1737 | 192.409 | 220.6495 | 170.315 | 130.8953 | 163.0472 | 150.7417
1866 | 18 | 78 | 3 | 105.3953 | 116.24 | 319.4536 | 131.6669 | 241.793 | 150.1216 | 180.9203 | 91.2066 | 102.0081 | 22.9294 | 104.5198 | 297.8462 | 183.7513 | 248.4826 | 184.28 | 157.7345 | 174.4472 | 150.9243
1867 | 19 | 78 | 3 | 107.8723 | 95.8159 | 317.5878 | 130.714 | 236.7107 | 134.7292 | 174.2396 | 95.1343 | 107.2335 | 18.8784 | 101.3632 | 290.1635 | 180.454 | 242.3628 | 172.6274 | 146.3969 | 169.0848 | 160.5919
1868 | 20 | 78 | 3 | 93.8076 | 83.1102 | 311.3874 | 125.0091 | 228.0769 | 130.8328 | 163.978 | 83.3709 | 109.1469 | 17.6979 | 102.3034 | 276.6733 | 171.9432 | 236.5998 | 169.1453 | 128.5812 | 166.7382 | 168.2276
1869 | 21 | 78 | 3 | 97.2688 | 70.2467 | 300.5754 | 119.4562 | 216.9639 | 122.5092 | 162.9684 | 88.7707 | 102.8068 | 16.1962 | 83.1561 | 260.5282 | 158.8409 | 227.0773 | 163.2251 | 121.3134 | 160.5349 | 151.7962
1870 | 22 | 78 | 3 | 77.2207 | 70.1582 | 299.1397 | 113.1682 | 223.4028 | 120.5656 | 168.7132 | 83.7627 | 101.9001 | 16.7035 | 74.4655 | 244.4739 | 168.6056 | 220.9854 | 147.8164 | 114.9894 | 141.1262 | 153.2302
1871 | 23 | 78 | 3 | 72.7895 | 73.9588 | 295.674 | 108.4298 | 216.4383 | 112.7869 | 171.6616 | 77.2388 | 95.1883 | 13.2783 | 72.688 | 240.7231 | 161.8835 | 213.8867 | 141.7097 | 110.9988 | 144.8354 | 142.1135
1872 | 0 | 79 | 3 | 71.9983 | 73.9446 | 300.9845 | 103.8818 | 205.5486 | 104.4683 | 169.9018 | 64.9937 | 84.1334 | 11.4078 | 74.4778 | 240.5974 | 158.3157 | 217.0182 | 127.4653 | 116.9783 | 143.7667 | 146.1768
1873 | 1 | 79 | 3 | 72.1697 | 67.6012 | 291.327 | 101.5229 | 206.6504 | 108.5043 | 169.2928 | 66.5757 | 87.9093 | 11.4324 | 71.4145 | 230.2656 | 163.1547 | 218.0081 | 130.1666 | 122.6446 | 143.2111 | 149.2016
1874 | 2 | 79 | 3 | 74.7755 | 67.139 | 294.4035 | 99.4262 | 207.3576 | 114.5424 | 171.0569 | 65.0736 | 88.7731 | 10.9618 | 69.5027 | 230.9314 | 159.4818 | 222.9348 | 126.8664 | 122.3582 | 156.2421 | 143.6126
1875 | 3 | 79 | 3 | 74.4815 | 67.8572 | 300.4175 | 101.0651 | 207.6316 | 123.7299 | 170.856 | 68.9547 | 89.4919 | 13.2039 | 73.0447 | 233.3088 | 159.6556 | 230.051 | 140.749 | 119.3755 | 146.2751 | 149.4669
1876 | 4 | 79 | 3 | 72.5168 | 73.0106 | 292.6815 | 100.7359 | 209.5226 | 126.8622 | 174.4502 | 67.9057 | 92.5483 | 14.9058 | 77.491 | 233.0763 | 163.4196 | 235.46 | 150.6593 | 118.4563 | 150.3681 | 150.5484
1877 | 5 | 79 | 3 | 66.199 | 80.7862 | 284.5982 | 106.1747 | 202.8449 | 130.8398 | 176.3239 | 71.3328 | 97.2672 | 13.9661 | 84.5586 | 243.4104 | 154.4568 | 240.8913 | 147.2688 | 117.7807 | 155.8346 | 161.6483
1878 | 6 | 79 | 3 | 44.5065 | 67.0642 | 237.9014 | 109.0516 | 186.2284 | 112.4888 | 141.3124 | 72.1714 | 91.2941 | 10.1584 | 85.4856 | 230.4662 | 130.3304 | 228.808 | 138.1266 | 114.0266 | 122.9494 | 140.453
1879 | 7 | 79 | 3 | 34.2682 | 48.045 | 146.7843 | 110.9248 | 163.5947 | 101.3682 | 108.2933 | 70.092 | 64.2188 | 7.9584 | 86.9129 | 187.584 | 108.8506 | 177.6218 | 129.6859 | 95.2352 | 82.5715 | 76.0089
1880 | 8 | 79 | 3 | 32.7679 | 44.7803 | 127.8179 | 113.6352 | 150.4389 | 91.5689 | 102.1672 | 68.9827 | 49.2214 | 8.127 | 88.831 | 174.1919 | 96.1134 | 171.5143 | 114.0082 | 90.0715 | 73.0661 | 61.9769
1881 | 9 | 79 | 3 | 31.7884 | 45.4356 | 131.6216 | 111.9185 | 151.8249 | 95.4047 | 92.9391 | 64.9257 | 47.2376 | 7.1773 | 88.6842 | 171.2894 | 97.3659 | 161.4948 | 116.8963 | 86.2404 | 71.7265 | 56.9687
1882 | 10 | 79 | 3 | 32.2306 | 47.5621 | 139.5378 | 114.5486 | 156.2576 | 86.8639 | 94.2946 | 64.1474 | 44.2611 | 7.2593 | 90.7853 | 168.0246 | 97.425 | 155.317 | 108.3476 | 87.5125 | 65.4026 | 60.8142
1883 | 11 | 79 | 3 | 30.4286 | 41.4283 | 145.245 | 114.014 | 157.2363 | 83.2344 | 90.624 | 63.7993 | 44.1426 | 7.3027 | 91.39 | 165.2196 | 93.3779 | 162.316 | 101.1741 | 84.6904 | 63.8269 | 56.098
1884 | 12 | 79 | 3 | 29.9112 | 43.6258 | 135.1543 | 111.2294 | 153.7097 | 84.6684 | 89.5703 | 61.9631 | 46.8717 | 7.5799 | 94.3279 | 163.3421 | 91.5605 | 155.1169 | 97.4799 | 81.405 | 65.4268 | 59.9142
1885 | 13 | 79 | 3 | 30.3402 | 38.4371 | 127.6993 | 108.336 | 150.1093 | 88.19 | 90.0391 | 60.6795 | 46.1018 | 7.7672 | 89.4944 | 164.6135 | 85.7572 | 157.8946 | 100.3395 | 79.6628 | 68.2347 | 60.864
1886 | 14 | 79 | 3 | 31.7696 | 44.576 | 127.3384 | 108.8763 | 152.4887 | 89.2735 | 94.3772 | 60.1737 | 45.59 | 7.3471 | 84.834 | 168.3192 | 91.4058 | 156.8447 | 108.8227 | 84.5618 | 70.1845 | 58.2051
1887 | 15 | 79 | 3 | 34.0255 | 41.2609 | 122.7309 | 109.6609 | 165.9494 | 88.7987 | 102.47 | 61.6191 | 44.1842 | 7.9069 | 86.5602 | 171.9242 | 101.3049 | 159.1116 | 102.6526 | 82.4112 | 69.7225 | 59.6932
1888 | 16 | 79 | 3 | 75.2972 | 45.6688 | 135.383 | 120.2945 | 207.9467 | 116.4395 | 123.2922 | 65.4907 | 46.7688 | 14.4948 | 91.0627 | 193.3858 | 156.9615 | 172.2474 | 141.9452 | 92.0659 | 95.4851 | 70.1827
1889 | 17 | 79 | 3 | 88.0679 | 83.9336 | 266.3137 | 127.901 | 243.4239 | 153.2849 | 182.906 | 83.2421 | 88.0097 | 21.7038 | 103.9334 | 260.1737 | 192.409 | 220.6495 | 170.315 | 130.8953 | 163.0472 | 150.7417
1890 | 18 | 79 | 3 | 105.3953 | 116.24 | 319.4536 | 131.6669 | 241.793 | 150.1216 | 180.9203 | 91.2066 | 102.0081 | 22.9294 | 104.5198 | 297.8462 | 183.7513 | 248.4826 | 184.28 | 157.7345 | 174.4472 | 150.9243
1891 | 19 | 79 | 3 | 107.8723 | 95.8159 | 317.5878 | 130.714 | 236.7107 | 134.7292 | 174.2396 | 95.1343 | 107.2335 | 18.8784 | 101.3632 | 290.1635 | 180.454 | 242.3628 | 172.6274 | 146.3969 | 169.0848 | 160.5919
1892 | 20 | 79 | 3 | 93.8076 | 83.1102 | 311.3874 | 125.0091 | 228.0769 | 130.8328 | 163.978 | 83.3709 | 109.1469 | 17.6979 | 102.3034 | 276.6733 | 171.9432 | 236.5998 | 169.1453 | 128.5812 | 166.7382 | 168.2276
1893 | 21 | 79 | 3 | 97.2688 | 70.2467 | 300.5754 | 119.4562 | 216.9639 | 122.5092 | 162.9684 | 88.7707 | 102.8068 | 16.1962 | 83.1561 | 260.5282 | 158.8409 | 227.0773 | 163.2251 | 121.3134 | 160.5349 | 151.7962
1894 | 22 | 79 | 3 | 77.2207 | 70.1582 | 299.1397 | 113.1682 | 223.4028 | 120.5656 | 168.7132 | 83.7627 | 101.9001 | 16.7035 | 74.4655 | 244.4739 | 168.6056 | 220.9854 | 147.8164 | 114.9894 | 141.1262 | 153.2302
1895 | 23 | 79 | 3 | 72.7895 | 73.9588 | 295.674 | 108.4298 | 216.4383 | 112.7869 | 171.6616 | 77.2388 | 95.1883 | 13.2783 | 72.688 | 240.7231 | 161.8835 | 213.8867 | 141.7097 | 110.9988 | 144.8354 | 142.1135
1896 | 0 | 80 | 3 | 71.9983 | 73.9446 | 300.9845 | 103.8818 | 205.5486 | 104.4683 | 169.9018 | 64.9937 | 84.1334 | 11.4078 | 74.4778 | 240.5974 | 158.3157 | 217.0182 | 127.4653 | 116.9783 | 143.7667 | 146.1768
1897 | 1 | 80 | 3 | 72.1697 | 67.6012 | 291.327 | 101.5229 | 206.6504 | 108.5043 | 169.2928 | 66.5757 | 87.9093 | 11.4324 | 71.4145 | 230.2656 | 163.1547 | 218.0081 | 130.1666 | 122.6446 | 143.2111 | 149.2016
1898 | 2 | 80 | 3 | 74.7755 | 67.139 | 294.4035 | 99.4262 | 207.3576 | 114.5424 | 171.0569 | 65.0736 | 88.7731 | 10.9618 | 69.5027 | 230.9314 | 159.4818 | 222.9348 | 126.8664 | 122.3582 | 156.2421 | 143.6126
1899 | 3 | 80 | 3 | 74.4815 | 67.8572 | 300.4175 | 101.0651 | 207.6316 | 123.7299 | 170.856 | 68.9547 | 89.4919 | 13.2039 | 73.0447 | 233.3088 | 159.6556 | 230.051 | 140.749 | 119.3755 | 146.2751 | 149.4669
1900 | 4 | 80 | 3 | 72.5168 | 73.0106 | 292.6815 | 100.7359 | 209.5226 | 126.8622 | 174.4502 | 67.9057 | 92.5483 | 14.9058 | 77.491 | 233.0763 | 163.4196 | 235.46 | 150.6593 | 118.4563 | 150.3681 | 150.5484
1901 | 5 | 80 | 3 | 66.199 | 80.7862 | 284.5982 | 106.1747 | 202.8449 | 130.8398 | 176.3239 | 71.3328 | 97.2672 | 13.9661 | 84.5586 | 243.4104 | 154.4568 | 240.8913 | 147.2688 | 117.7807 | 155.8346 | 161.6483
1902 | 6 | 80 | 3 | 44.5065 | 67.0642 | 237.9014 | 109.0516 | 186.2284 | 112.4888 | 141.3124 | 72.1714 | 91.2941 | 10.1584 | 85.4856 | 230.4662 | 130.3304 | 228.808 | 138.1266 | 114.0266 | 122.9494 | 140.453
1903 | 7 | 80 | 3 | 34.2682 | 48.045 | 146.7843 | 110.9248 | 163.5947 | 101.3682 | 108.2933 | 70.092 | 64.2188 | 7.9584 | 86.9129 | 187.584 | 108.8506 | 177.6218 | 129.6859 | 95.2352 | 82.5715 | 76.0089
1904 | 8 | 80 | 3 | 32.7679 | 44.7803 | 127.8179 | 113.6352 | 150.4389 | 91.5689 | 102.1672 | 68.9827 | 49.2214 | 8.127 | 88.831 | 174.1919 | 96.1134 | 171.5143 | 114.0082 | 90.0715 | 73.0661 | 61.9769
1905 | 9 | 80 | 3 | 31.7884 | 45.4356 | 131.6216 | 111.9185 | 151.8249 | 95.4047 | 92.9391 | 64.9257 | 47.2376 | 7.1773 | 88.6842 | 171.2894 | 97.3659 | 161.4948 | 116.8963 | 86.2404 | 71.7265 | 56.9687
1906 | 10 | 80 | 3 | 32.2306 | 47.5621 | 139.5378 | 114.5486 | 156.2576 | 86.8639 | 94.2946 | 64.1474 | 44.2611 | 7.2593 | 90.7853 | 168.0246 | 97.425 | 155.317 | 108.3476 | 87.5125 | 65.4026 | 60.8142
1907 | 11 | 80 | 3 | 30.4286 | 41.4283 | 145.245 | 114.014 | 157.2363 | 83.2344 | 90.624 | 63.7993 | 44.1426 | 7.3027 | 91.39 | 165.2196 | 93.3779 | 162.316 | 101.1741 | 84.6904 | 63.8269 | 56.098
1908 | 12 | 80 | 3 | 29.9112 | 43.6258 | 135.1543 | 111.2294 | 153.7097 | 84.6684 | 89.5703 | 61.9631 | 46.8717 | 7.5799 | 94.3279 | 163.3421 | 91.5605 | 155.1169 | 97.4799 | 81.405 | 65.4268 | 59.9142
1909 | 13 | 80 | 3 | 30.3402 | 38.4371 | 127.6993 | 108.336 | 150.1093 | 88.19 | 90.0391 | 60.6795 | 46.1018 | 7.7672 | 89.4944 | 164.6135 | 85.7572 | 157.8946 | 100.3395 | 79.6628 | 68.2347 | 60.864
1910 | 14 | 80 | 3 | 31.7696 | 44.576 | 127.3384 | 108.8763 | 152.4887 | 89.2735 | 94.3772 | 60.1737 | 45.59 | 7.3471 | 84.834 | 168.3192 | 91.4058 | 156.8447 | 108.8227 | 84.5618 | 70.1845 | 58.2051
1911 | 15 | 80 | 3 | 34.0255 | 41.2609 | 122.7309 | 109.6609 | 165.9494 | 88.7987 | 102.47 | 61.6191 | 44.1842 | 7.9069 | 86.5602 | 171.9242 | 101.3049 | 159.1116 | 102.6526 | 82.4112 | 69.7225 | 59.6932
1912 | 16 | 80 | 3 | 75.2972 | 45.6688 | 135.383 | 120.2945 | 207.9467 | 116.4395 | 123.2922 | 65.4907 | 46.7688 | 14.4948 | 91.0627 | 193.3858 | 156.9615 | 172.2474 | 141.9452 | 92.0659 | 95.4851 | 70.1827
1913 | 17 | 80 | 3 | 88.0679 | 83.9336 | 266.3137 | 127.901 | 243.4239 | 153.2849 | 182.906 | 83.2421 | 88.0097 | 21.7038 | 103.9334 | 260.1737 | 192.409 | 220.6495 | 170.315 | 130.8953 | 163.0472 | 150.7417
1914 | 18 | 80 | 3 | 105.3953 | 116.24 | 319.4536 | 131.6669 | 241.793 | 150.1216 | 180.9203 | 91.2066 | 102.0081 | 22.9294 | 104.5198 | 297.8462 | 183.7513 | 248.4826 | 184.28 | 157.7345 | 174.4472 | 150.9243
1915 | 19 | 80 | 3 | 107.8723 | 95.8159 | 317.5878 | 130.714 | 236.7107 | 134.7292 | 174.2396 | 95.1343 | 107.2335 | 18.8784 | 101.3632 | 290.1635 | 180.454 | 242.3628 | 172.6274 | 146.3969 | 169.0848 | 160.5919
1916 | 20 | 80 | 3 | 93.8076 | 83.1102 | 311.3874 | 125.0091 | 228.0769 | 130.8328 | 163.978 | 83.3709 | 109.1469 | 17.6979 | 102.3034 | 276.6733 | 171.9432 | 236.5998 | 169.1453 | 128.5812 | 166.7382 | 168.2276
1917 | 21 | 80 | 3 | 97.2688 | 70.2467 | 300.5754 | 119.4562 | 216.9639 | 122.5092 | 162.9684 | 88.7707 | 102.8068 | 16.1962 | 83.1561 | 260.5282 | 158.8409 | 227.0773 | 163.2251 | 121.3134 | 160.5349 | 151.7962
1918 | 22 | 80 | 3 | 77.2207 | 70.1582 | 299.1397 | 113.1682 | 223.4028 | 120.5656 | 168.7132 | 83.7627 | 101.9001 | 16.7035 | 74.4655 | 244.4739 | 168.6056 | 220.9854 | 147.8164 | 114.9894 | 141.1262 | 153.2302
1919 | 23 | 80 | 3 | 72.7895 | 73.9588 | 295.674 | 108.4298 | 216.4383 | 112.7869 | 171.6616 | 77.2388 | 95.1883 | 13.2783 | 72.688 | 240.7231 | 161.8835 | 213.8867 | 141.7097 | 110.9988 | 144.8354 | 142.1135
1920 | 0 | 81 | 3 | 71.9983 | 73.9446 | 300.9845 | 103.8818 | 205.5486 | 104.4683 | 169.9018 | 64.9937 | 84.1334 | 11.4078 | 74.4778 | 240.5974 | 158.3157 | 217.0182 | 127.4653 | 116.9783 | 143.7667 | 146.1768
1921 | 1 | 81 | 3 | 72.1697 | 67.6012 | 291.327 | 101.5229 | 206.6504 | 108.5043 | 169.2928 | 66.5757 | 87.9093 | 11.4324 | 71.4145 | 230.2656 | 163.1547 | 218.0081 | 130.1666 | 122.6446 | 143.2111 | 149.2016
1922 | 2 | 81 | 3 | 74.7755 | 67.139 | 294.4035 | 99.4262 | 207.3576 | 114.5424 | 171.0569 | 65.0736 | 88.7731 | 10.9618 | 69.5027 | 230.9314 | 159.4818 | 222.9348 | 126.8664 | 122.3582 | 156.2421 | 143.6126
1923 | 3 | 81 | 3 | 74.4815 | 67.8572 | 300.4175 | 101.0651 | 207.6316 | 123.7299 | 170.856 | 68.9547 | 89.4919 | 13.2039 | 73.0447 | 233.3088 | 159.6556 | 230.051 | 140.749 | 119.3755 | 146.2751 | 149.4669
1924 | 4 | 81 | 3 | 72.5168 | 73.0106 | 292.6815 | 100.7359 | 209.5226 | 126.8622 | 174.4502 | 67.9057 | 92.5483 | 14.9058 | 77.491 | 233.0763 | 163.4196 | 235.46 | 150.6593 | 118.4563 | 150.3681 | 150.5484
1925 | 5 | 81 | 3 | 66.199 | 80.7862 | 284.5982 | 106.1747 | 202.8449 | 130.8398 | 176.3239 | 71.3328 | 97.2672 | 13.9661 | 84.5586 | 243.4104 | 154.4568 | 240.8913 | 147.2688 | 117.7807 | 155.8346 | 161.6483
1926 | 6 | 81 | 3 | 44.5065 | 67.0642 | 237.9014 | 109.0516 | 186.2284 | 112.4888 | 141.3124 | 72.1714 | 91.2941 | 10.1584 | 85.4856 | 230.4662 | 130.3304 | 228.808 | 138.1266 | 114.0266 | 122.9494 | 140.453
1927 | 7 | 81 | 3 | 34.2682 | 48.045 | 146.7843 | 110.9248 | 163.5947 | 101.3682 | 108.2933 | 70.092 | 64.2188 | 7.9584 | 86.9129 | 187.584 | 108.8506 | 177.6218 | 129.6859 | 95.2352 | 82.5715 | 76.0089
1928 | 8 | 81 | 3 | 32.7679 | 44.7803 | 127.8179 | 113.6352 | 150.4389 | 91.5689 | 102.1672 | 68.9827 | 49.2214 | 8.127 | 88.831 | 174.1919 | 96.1134 | 171.5143 | 114.0082 | 90.0715 | 73.0661 | 61.9769
1929 | 9 | 81 | 3 | 31.7884 | 45.4356 | 131.6216 | 111.9185 | 151.8249 | 95.4047 | 92.9391 | 64.9257 | 47.2376 | 7.1773 | 88.6842 | 171.2894 | 97.3659 | 161.4948 | 116.8963 | 86.2404 | 71.7265 | 56.9687
1930 | 10 | 81 | 3 | 32.2306 | 47.5621 | 139.5378 | 114.5486 | 156.2576 | 86.8639 | 94.2946 | 64.1474 | 44.2611 | 7.2593 | 90.7853 | 168.0246 | 97.425 | 155.317 | 108.3476 | 87.5125 | 65.4026 | 60.8142
1931 | 11 | 81 | 3 | 30.4286 | 41.4283 | 145.245 | 114.014 | 157.2363 | 83.2344 | 90.624 | 63.7993 | 44.1426 | 7.3027 | 91.39 | 165.2196 | 93.3779 | 162.316 | 101.1741 | 84.6904 | 63.8269 | 56.098
1932 | 12 | 81 | 3 | 29.9112 | 43.6258 | 135.1543 | 111.2294 | 153.7097 | 84.6684 | 89.5703 | 61.9631 | 46.8717 | 7.5799 | 94.3279 | 163.3421 | 91.5605 | 155.1169 | 97.4799 | 81.405 | 65.4268 | 59.9142
1933 | 13 | 81 | 3 | 30.3402 | 38.4371 | 127.6993 | 108.336 | 150.1093 | 88.19 | 90.0391 | 60.6795 | 46.1018 | 7.7672 | 89.4944 | 164.6135 | 85.7572 | 157.8946 | 100.3395 | 79.6628 | 68.2347 | 60.864
1934 | 14 | 81 | 3 | 31.7696 | 44.576 | 127.3384 | 108.8763 | 152.4887 | 89.2735 | 94.3772 | 60.1737 | 45.59 | 7.3471 | 84.834 | 168.3192 | 91.4058 | 156.8447 | 108.8227 | 84.5618 | 70.1845 | 58.2051
1935 | 15 | 81 | 3 | 34.0255 | 41.2609 | 122.7309 | 109.6609 | 165.9494 | 88.7987 | 102.47 | 61.6191 | 44.1842 | 7.9069 | 86.5602 | 171.9242 | 101.3049 | 159.1116 | 102.6526 | 82.4112 | 69.7225 | 59.6932
1936 | 16 | 81 | 3 | 75.2972 | 45.6688 | 135.383 | 120.2945 | 207.9467 | 116.4395 | 123.2922 | 65.4907 | 46.7688 | 14.4948 | 91.0627 | 193.3858 | 156.9615 | 172.2474 | 141.9452 | 92.0659 | 95.4851 | 70.1827
1937 | 17 | 81 | 3 | 88.0679 | 83.9336 | 266.3137 | 127.901 | 243.4239 | 153.2849 | 182.906 | 83.2421 | 88.0097 | 21.7038 | 103.9334 | 260.1737 | 192.409 | 220.6495 | 170.315 | 130.8953 | 163.0472 | 150.7417
1938 | 18 | 81 | 3 | 105.3953 | 116.24 | 319.4536 | 131.6669 | 241.793 | 150.1216 | 180.9203 | 91.2066 | 102.0081 | 22.9294 | 104.5198 | 297.8462 | 183.7513 | 248.4826 | 184.28 | 157.7345 | 174.4472 | 150.9243
1939 | 19 | 81 | 3 | 107.8723 | 95.8159 | 317.5878 | 130.714 | 236.7107 | 134.7292 | 174.2396 | 95.1343 | 107.2335 | 18.8784 | 101.3632 | 290.1635 | 180.454 | 242.3628 | 172.6274 | 146.3969 | 169.0848 | 160.5919
1940 | 20 | 81 | 3 | 93.8076 | 83.1102 | 311.3874 | 125.0091 | 228.0769 | 130.8328 | 163.978 | 83.3709 | 109.1469 | 17.6979 | 102.3034 | 276.6733 | 171.9432 | 236.5998 | 169.1453 | 128.5812 | 166.7382 | 168.2276
1941 | 21 | 81 | 3 | 97.2688 | 70.2467 | 300.5754 | 119.4562 | 216.9639 | 122.5092 | 162.9684 | 88.7707 | 102.8068 | 16.1962 | 83.1561 | 260.5282 | 158.8409 | 227.0773 | 163.2251 | 121.3134 | 160.5349 | 151.7962
1942 | 22 | 81 | 3 | 77.2207 | 70.1582 | 299.1397 | 113.1682 | 223.4028 | 120.5656 | 168.7132 | 83.7627 | 101.9001 | 16.7035 | 74.4655 | 244.4739 | 168.6056 | 220.9854 | 147.8164 | 114.9894 | 141.1262 | 153.2302
1943 | 23 | 81 | 3 | 72.7895 | 73.9588 | 295.674 | 108.4298 | 216.4383 | 112.7869 | 171.6616 | 77.2388 | 95.1883 | 13.2783 | 72.688 | 240.7231 | 161.8835 | 213.8867 | 141.7097 | 110.9988 | 144.8354 | 142.1135
1944 | 0 | 82 | 3 | 71.9983 | 73.9446 | 300.9845 | 103.8818 | 205.5486 | 104.4683 | 169.9018 | 64.9937 | 84.1334 | 11.4078 | 74.4778 | 240.5974 | 158.3157 | 217.0182 | 127.4653 | 116.9783 | 143.7667 | 146.1768
1945 | 1 | 82 | 3 | 72.1697 | 67.6012 | 291.327 | 101.5229 | 206.6504 | 108.5043 | 169.2928 | 66.5757 | 87.9093 | 11.4324 | 71.4145 | 230.2656 | 163.1547 | 218.0081 | 130.1666 | 122.6446 | 143.2111 | 149.2016
1946 | 2 | 82 | 3 | 74.7755 | 67.139 | 294.4035 | 99.4262 | 207.3576 | 114.5424 | 171.0569 | 65.0736 | 88.7731 | 10.9618 | 69.5027 | 230.9314 | 159.4818 | 222.9348 | 126.8664 | 122.3582 | 156.2421 | 143.6126
1947 | 3 | 82 | 3 | 74.4815 | 67.8572 | 300.4175 | 101.0651 | 207.6316 | 123.7299 | 170.856 | 68.9547 | 89.4919 | 13.2039 | 73.0447 | 233.3088 | 159.6556 | 230.051 | 140.749 | 119.3755 | 146.2751 | 149.4669
1948 | 4 | 82 | 3 | 72.5168 | 73.0106 | 292.6815 | 100.7359 | 209.5226 | 126.8622 | 174.4502 | 67.9057 | 92.5483 | 14.9058 | 77.491 | 233.0763 | 163.4196 | 235.46 | 150.6593 | 118.4563 | 150.3681 | 150.5484
1949 | 5 | 82 | 3 | 66.199 | 80.7862 | 284.5982 | 106.1747 | 202.8449 | 130.8398 | 176.3239 | 71.3328 | 97.2672 | 13.9661 | 84.5586 | 243.4104 | 154.4568 | 240.8913 | 147.2688 | 117.7807 | 155.8346 | 161.6483
1950 | 6 | 82 | 3 | 44.5065 | 67.0642 | 237.9014 | 109.0516 | 186.2284 | 112.4888 | 141.3124 | 72.1714 | 91.2941 | 10.1584 | 85.4856 | 230.4662 | 130.3304 | 228.808 | 138.1266 | 114.0266 | 122.9494 | 140.453
1951 | 7 | 82 | 3 | 34.2682 | 48.045 | 146.7843 | 110.9248 | 163.5947 | 101.3682 | 108.2933 | 70.092 | 64.2188 | 7.9584 | 86.9129 | 187.584 | 108.8506 | 177.6218 | 129.6859 | 95.2352 | 82.5715 | 76.0089
1952 | 8 | 82 | 3 | 32.7679 | 44.7803 | 127.8179 | 113.6352 | 150.4389 | 91.5689 | 102.1672 | 68.9827 | 49.2214 | 8.127 | 88.831 | 174.1919 | 96.1134 | 171.5143 | 114.0082 | 90.0715 | 73.0661 | 61.9769
1953 | 9 | 82 | 3 | 31.7884 | 45.4356 | 131.6216 | 111.9185 | 151.8249 | 95.4047 | 92.9391 | 64.9257 | 47.2376 | 7.1773 | 88.6842 | 171.2894 | 97.3659 | 161.4948 | 116.8963 | 86.2404 | 71.7265 | 56.9687
1954 | 10 | 82 | 3 | 32.2306 | 47.5621 | 139.5378 | 114.5486 | 156.2576 | 86.8639 | 94.2946 | 64.1474 | 44.2611 | 7.2593 | 90.7853 | 168.0246 | 97.425 | 155.317 | 108.3476 | 87.5125 | 65.4026 | 60.8142
1955 | 11 | 82 | 3 | 30.4286 | 41.4283 | 145.245 | 114.014 | 157.2363 | 83.2344 | 90.624 | 63.7993 | 44.1426 | 7.3027 | 91.39 | 165.2196 | 93.3779 | 162.316 | 101.1741 | 84.6904 | 63.8269 | 56.098
1956 | 12 | 82 | 3 | 29.9112 | 43.6258 | 135.1543 | 111.2294 | 153.7097 | 84.6684 | 89.5703 | 61.9631 | 46.8717 | 7.5799 | 94.3279 | 163.3421 | 91.5605 | 155.1169 | 97.4799 | 81.405 | 65.4268 | 59.9142
1957 | 13 | 82 | 3 | 30.3402 | 38.4371 | 127.6993 | 108.336 | 150.1093 | 88.19 | 90.0391 | 60.6795 | 46.1018 | 7.7672 | 89.4944 | 164.6135 | 85.7572 | 157.8946 | 100.3395 | 79.6628 | 68.2347 | 60.864
1958 | 14 | 82 | 3 | 31.7696 | 44.576 | 127.3384 | 108.8763 | 152.4887 | 89.2735 | 94.3772 | 60.1737 | 45.59 | 7.3471 | 84.834 | 168.3192 | 91.4058 | 156.8447 | 108.8227 | 84.5618 | 70.1845 | 58.2051
1959 | 15 | 82 | 3 | 34.0255 | 41.2609 | 122.7309 | 109.6609 | 165.9494 | 88.7987 | 102.47 | 61.6191 | 44.1842 | 7.9069 | 86.5602 | 171.9242 | 101.3049 | 159.1116 | 102.6526 | 82.4112 | 69.7225 | 59.6932
1960 | 16 | 82 | 3 | 75.2972 | 45.6688 | 135.383 | 120.2945 | 207.9467 | 116.4395 | 123.2922 | 65.4907 | 46.7688 | 14.4948 | 91.0627 | 193.3858 | 156.9615 | 172.2474 | 141.9452 | 92.0659 | 95.4851 | 70.1827
1961 | 17 | 82 | 3 | 88.0679 | 83.9336 | 266.3137 | 127.901 | 243.4239 | 153.2849 | 182.906 | 83.2421 | 88.0097 | 21.7038 | 103.9334 | 260.1737 | 192.409 | 220.6495 | 170.315 | 130.8953 | 163.0472 | 150.7417
1962 | 18 | 82 | 3 | 105.3953 | 116.24 | 319.4536 | 131.6669 | 241.793 | 150.1216 | 180.9203 | 91.2066 | 102.0081 | 22.9294 | 104.5198 | 297.8462 | 183.7513 | 248.4826 | 184.28 | 157.7345 | 174.4472 | 150.9243
1963 | 19 | 82 | 3 | 107.8723 | 95.8159 | 317.5878 | 130.714 | 236.7107 | 134.7292 | 174.2396 | 95.1343 | 107.2335 | 18.8784 | 101.3632 | 290.1635 | 180.454 | 242.3628 | 172.6274 | 146.3969 | 169.0848 | 160.5919
1964 | 20 | 82 | 3 | 93.8076 | 83.1102 | 311.3874 | 125.0091 | 228.0769 | 130.8328 | 163.978 | 83.3709 | 109.1469 | 17.6979 | 102.3034 | 276.6733 | 171.9432 | 236.5998 | 169.1453 | 128.5812 | 166.7382 | 168.2276
1965 | 21 | 82 | 3 | 97.2688 | 70.2467 | 300.5754 | 119.4562 | 216.9639 | 122.5092 | 162.9684 | 88.7707 | 102.8068 | 16.1962 | 83.1561 | 260.5282 | 158.8409 | 227.0773 | 163.2251 | 121.3134 | 160.5349 | 151.7962
1966 | 22 | 82 | 3 | 77.2207 | 70.1582 | 299.1397 | 113.1682 | 223.4028 | 120.5656 | 168.7132 | 83.7627 | 101.9001 | 16.7035 | 74.4655 | 244.4739 | 168.6056 | 220.9854 | 147.8164 | 114.9894 | 141.1262 | 153.2302
1967 | 23 | 82 | 3 | 72.7895 | 73.9588 | 295.674 | 108.4298 | 216.4383 | 112.7869 | 171.6616 | 77.2388 | 95.1883 | 13.2783 | 72.688 | 240.7231 | 161.8835 | 213.8867 | 141.7097 | 110.9988 | 144.8354 | 142.1135
1968 | 0 | 83 | 3 | 71.9983 | 73.9446 | 300.9845 | 103.8818 | 205.5486 | 104.4683 | 169.9018 | 64.9937 | 84.1334 | 11.4078 | 74.4778 | 240.5974 | 158.3157 | 217.0182 | 127.4653 | 116.9783 | 143.7667 | 146.1768
1969 | 1 | 83 | 3 | 72.1697 | 67.6012 | 291.327 | 101.5229 | 206.6504 | 108.5043 | 169.2928 | 66.5757 | 87.9093 | 11.4324 | 71.4145 | 230.2656 | 163.1547 | 218.0081 | 130.1666 | 122.6446 | 143.2111 | 149.2016
1970 | 2 | 83 | 3 | 74.7755 | 67.139 | 294.4035 | 99.4262 | 207.3576 | 114.5424 | 171.0569 | 65.0736 | 88.7731 | 10.9618 | 69.5027 | 230.9314 | 159.4818 | 222.9348 | 126.8664 | 122.3582 | 156.2421 | 143.6126
1971 | 3 | 83 | 3 | 74.4815 | 67.8572 | 300.4175 | 101.0651 | 207.6316 | 123.7299 | 170.856 | 68.9547 | 89.4919 | 13.2039 | 73.0447 | 233.3088 | 159.6556 | 230.051 | 140.749 | 119.3755 | 146.2751 | 149.4669
1972 | 4 | 83 | 3 | 72.5168 | 73.0106 | 292.6815 | 100.7359 | 209.5226 | 126.8622 | 174.4502 | 67.9057 | 92.5483 | 14.9058 | 77.491 | 233.0763 | 163.4196 | 235.46 | 150.6593 | 118.4563 | 150.3681 | 150.5484
1973 | 5 | 83 | 3 | 66.199 | 80.7862 | 284.5982 | 106.1747 | 202.8449 | 130.8398 | 176.3239 | 71.3328 | 97.2672 | 13.9661 | 84.5586 | 243.4104 | 154.4568 | 240.8913 | 147.2688 | 117.7807 | 155.8346 | 161.6483
1974 | 6 | 83 | 3 | 44.5065 | 67.0642 | 237.9014 | 109.0516 | 186.2284 | 112.4888 | 141.3124 | 72.1714 | 91.2941 | 10.1584 | 85.4856 | 230.4662 | 130.3304 | 228.808 | 138.1266 | 114.0266 | 122.9494 | 140.453
1975 | 7 | 83 | 3 | 34.2682 | 48.045 | 146.7843 | 110.9248 | 163.5947 | 101.3682 | 108.2933 | 70.092 | 64.2188 | 7.9584 | 86.9129 | 187.584 | 108.8506 | 177.6218 | 129.6859 | 95.2352 | 82.5715 | 76.0089
1976 | 8 | 83 | 3 | 32.7679 | 44.7803 | 127.8179 | 113.6352 | 150.4389 | 91.5689 | 102.1672 | 68.9827 | 49.2214 | 8.127 | 88.831 | 174.1919 | 96.1134 | 171.5143 | 114.0082 | 90.0715 | 73.0661 | 61.9769
1977 | 9 | 83 | 3 | 31.7884 | 45.4356 | 131.6216 | 111.9185 | 151.8249 | 95.4047 | 92.9391 | 64.9257 | 47.2376 | 7.1773 | 88.6842 | 171.2894 | 97.3659 | 161.4948 | 116.8963 | 86.2404 | 71.7265 | 56.9687
1978 | 10 | 83 | 3 | 32.2306 | 47.5621 | 139.5378 | 114.5486 | 156.2576 | 86.8639 | 94.2946 | 64.1474 | 44.2611 | 7.2593 | 90.7853 | 168.0246 | 97.425 | 155.317 | 108.3476 | 87.5125 | 65.4026 | 60.8142
1979 | 11 | 83 | 3 | 30.4286 | 41.4283 | 145.245 | 114.014 | 157.2363 | 83.2344 | 90.624 | 63.7993 | 44.1426 | 7.3027 | 91.39 | 165.2196 | 93.3779 | 162.316 | 101.1741 | 84.6904 | 63.8269 | 56.098
1980 | 12 | 83 | 3 | 29.9112 | 43.6258 | 135.1543 | 111.2294 | 153.7097 | 84.6684 | 89.5703 | 61.9631 | 46.8717 | 7.5799 | 94.3279 | 163.3421 | 91.5605 | 155.1169 | 97.4799 | 81.405 | 65.4268 | 59.9142
1981 | 13 | 83 | 3 | 30.3402 | 38.4371 | 127.6993 | 108.336 | 150.1093 | 88.19 | 90.0391 | 60.6795 | 46.1018 | 7.7672 | 89.4944 | 164.6135 | 85.7572 | 157.8946 | 100.3395 | 79.6628 | 68.2347 | 60.864
1982 | 14 | 83 | 3 | 31.7696 | 44.576 | 127.3384 | 108.8763 | 152.4887 | 89.2735 | 94.3772 | 60.1737 | 45.59 | 7.3471 | 84.834 | 168.3192 | 91.4058 | 156.8447 | 108.8227 | 84.5618 | 70.1845 | 58.2051
1983 | 15 | 83 | 3 | 34.0255 | 41.2609 | 122.7309 | 109.6609 | 165.9494 | 88.7987 | 102.47 | 61.6191 | 44.1842 | 7.9069 | 86.5602 | 171.9242 | 101.3049 | 159.1116 | 102.6526 | 82.4112 | 69.7225 | 59.6932
1984 | 16 | 83 | 3 | 75.2972 | 45.6688 | 135.383 | 120.2945 | 207.9467 | 116.4395 | 123.2922 | 65.4907 | 46.7688 | 14.4948 | 91.0627 | 193.3858 | 156.9615 | 172.2474 | 141.9452 | 92.0659 | 95.4851 | 70.1827
1985 | 17 | 83 | 3 | 88.0679 | 83.9336 | 266.3137 | 127.901 | 243.4239 | 153.2849 | 182.906 | 83.2421 | 88.0097 | 21.7038 | 103.9334 | 260.1737 | 192.409 | 220.6495 | 170.315 | 130.8953 | 163.0472 | 150.7417
1986 | 18 | 83 | 3 | 105.3953 | 116.24 | 319.4536 | 131.6669 | 241.793 | 150.1216 | 180.9203 | 91.2066 | 102.0081 | 22.9294 | 104.5198 | 297.8462 | 183.7513 | 248.4826 | 184.28 | 157.7345 | 174.4472 | 150.9243
1987 | 19 | 83 | 3 | 107.8723 | 95.8159 | 317.5878 | 130.714 | 236.7107 | 134.7292 | 174.2396 | 95.1343 | 107.2335 | 18.8784 | 101.3632 | 290.1635 | 180.454 | 242.3628 | 172.6274 | 146.3969 | 169.0848 | 160.5919
1988 | 20 | 83 | 3 | 93.8076 | 83.1102 | 311.3874 | 125.0091 | 228.0769 | 130.8328 | 163.978 | 83.3709 | 109.1469 | 17.6979 | 102.3034 | 276.6733 | 171.9432 | 236.5998 | 169.1453 | 128.5812 | 166.7382 | 168.2276
1989 | 21 | 83 | 3 | 97.2688 | 70.2467 | 300.5754 | 119.4562 | 216.9639 | 122.5092 | 162.9684 | 88.7707 | 102.8068 | 16.1962 | 83.1561 | 260.5282 | 158.8409 | 227.0773 | 163.2251 | 121.3134 | 160.5349 | 151.7962
1990 | 22 | 83 | 3 | 77.2207 | 70.1582 | 299.1397 | 113.1682 | 223.4028 | 120.5656 | 168.7132 | 83.7627 | 101.9001 | 16.7035 | 74.4655 | 244.4739 | 168.6056 | 220.9854 | 147.8164 | 114.9894 | 141.1262 | 153.2302
1991 | 23 | 83 | 3 | 72.7895 | 73.9588 | 295.674 | 108.4298 | 216.4383 | 112.7869 | 171.6616 | 77.2388 | 95.1883 | 13.2783 | 72.688 | 240.7231 | 161.8835 | 213.8867 | 141.7097 | 110.9988 | 144.8354 | 142.1135
1992 | 0 | 84 | 3 | 71.9983 | 73.9446 | 300.9845 | 103.8818 | 205.5486 | 104.4683 | 169.9018 | 64.9937 | 84.1334 | 11.4078 | 74.4778 | 240.5974 | 158.3157 | 217.0182 | 127.4653 | 116.9783 | 143.7667 | 146.1768
1993 | 1 | 84 | 3 | 72.1697 | 67.6012 | 291.327 | 101.5229 | 206.6504 | 108.5043 | 169.2928 | 66.5757 | 87.9093 | 11.4324 | 71.4145 | 230.2656 | 163.1547 | 218.0081 | 130.1666 | 122.6446 | 143.2111 | 149.2016
1994 | 2 | 84 | 3 | 74.7755 | 67.139 | 294.4035 | 99.4262 | 207.3576 | 114.5424 | 171.0569 | 65.0736 | 88.7731 | 10.9618 | 69.5027 | 230.9314 | 159.4818 | 222.9348 | 126.8664 | 122.3582 | 156.2421 | 143.6126
1995 | 3 | 84 | 3 | 74.4815 | 67.8572 | 300.4175 | 101.0651 | 207.6316 | 123.7299 | 170.856 | 68.9547 | 89.4919 | 13.2039 | 73.0447 | 233.3088 | 159.6556 | 230.051 | 140.749 | 119.3755 | 146.2751 | 149.4669
1996 | 4 | 84 | 3 | 72.5168 | 73.0106 | 292.6815 | 100.7359 | 209.5226 | 126.8622 | 174.4502 | 67.9057 | 92.5483 | 14.9058 | 77.491 | 233.0763 | 163.4196 | 235.46 | 150.6593 | 118.4563 | 150.3681 | 150.5484
1997 | 5 | 84 | 3 | 66.199 | 80.7862 | 284.5982 | 106.1747 | 202.8449 | 130.8398 | 176.3239 | 71.3328 | 97.2672 | 13.9661 | 84.5586 | 243.4104 | 154.4568 | 240.8913 | 147.2688 | 117.7807 | 155.8346 | 161.6483
1998 | 6 | 84 | 3 | 44.5065 | 67.0642 | 237.9014 | 109.0516 | 186.2284 | 112.4888 | 141.3124 | 72.1714 | 91.2941 | 10.1584 | 85.4856 | 230.4662 | 130.3304 | 228.808 | 138.1266 | 114.0266 | 122.9494 | 140.453
1999 | 7 | 84 | 3 | 34.2682 | 48.045 | 146.7843 | 110.9248 | 163.5947 | 101.3682 | 108.2933 | 70.092 | 64.2188 | 7.9584 | 86.9129 | 187.584 | 108.8506 | 177.6218 | 129.6859 | 95.2352 | 82.5715 | 76.0089
2000 | 8 | 84 | 3 | 32.7679 | 44.7803 | 127.8179 | 113.6352 | 150.4389 | 91.5689 | 102.1672 | 68.9827 | 49.2214 | 8.127 | 88.831 | 174.1919 | 96.1134 | 171.5143 | 114.0082 | 90.0715 | 73.0661 | 61.9769
2001 | 9 | 84 | 3 | 31.7884 | 45.4356 | 131.6216 | 111.9185 | 151.8249 | 95.4047 | 92.9391 | 64.9257 | 47.2376 | 7.1773 | 88.6842 | 171.2894 | 97.3659 | 161.4948 | 116.8963 | 86.2404 | 71.7265 | 56.9687
2002 | 10 | 84 | 3 | 32.2306 | 47.5621 | 139.5378 | 114.5486 | 156.2576 | 86.8639 | 94.2946 | 64.1474 | 44.2611 | 7.2593 | 90.7853 | 168.0246 | 97.425 | 155.317 | 108.3476 | 87.5125 | 65.4026 | 60.8142
2003 | 11 | 84 | 3 | 30.4286 | 41.4283 | 145.245 | 114.014 | 157.2363 | 83.2344 | 90.624 | 63.7993 | 44.1426 | 7.3027 | 91.39 | 165.2196 | 93.3779 | 162.316 | 101.1741 | 84.6904 | 63.8269 | 56.098
2004 | 12 | 84 | 3 | 29.9112 | 43.6258 | 135.1543 | 111.2294 | 153.7097 | 84.6684 | 89.5703 | 61.9631 | 46.8717 | 7.5799 | 94.3279 | 163.3421 | 91.5605 | 155.1169 | 97.4799 | 81.405 | 65.4268 | 59.9142
2005 | 13 | 84 | 3 | 30.3402 | 38.4371 | 127.6993 | 108.336 | 150.1093 | 88.19 | 90.0391 | 60.6795 | 46.1018 | 7.7672 | 89.4944 | 164.6135 | 85.7572 | 157.8946 | 100.3395 | 79.6628 | 68.2347 | 60.864
2006 | 14 | 84 | 3 | 31.7696 | 44.576 | 127.3384 | 108.8763 | 152.4887 | 89.2735 | 94.3772 | 60.1737 | 45.59 | 7.3471 | 84.834 | 168.3192 | 91.4058 | 156.8447 | 108.8227 | 84.5618 | 70.1845 | 58.2051
2007 | 15 | 84 | 3 | 34.0255 | 41.2609 | 122.7309 | 109.6609 | 165.9494 | 88.7987 | 102.47 | 61.6191 | 44.1842 | 7.9069 | 86.5602 | 171.9242 | 101.3049 | 159.1116 | 102.6526 | 82.4112 | 69.7225 | 59.6932
2008 | 16 | 84 | 3 | 75.2972 | 45.6688 | 135.383 | 120.2945 | 207.9467 | 116.4395 | 123.2922 | 65.4907 | 46.7688 | 14.4948 | 91.0627 | 193.3858 | 156.9615 | 172.2474 | 141.9452 | 92.0659 | 95.4851 | 70.1827
2009 | 17 | 84 | 3 | 88.0679 | 83.9336 | 266.3137 | 127.901 | 243.4239 | 153.2849 | 182.906 | 83.2421 | 88.0097 | 21.7038 | 103.9334 | 260.1737 | 192.409 | 220.6495 | 170.315 | 130.8953 | 163.0472 | 150.7417
2010 | 18 | 84 | 3 | 105.3953 | 116.24 | 319.4536 | 131.6669 | 241.793 | 150.1216 | 180.9203 | 91.2066 | 102.0081 | 22.9294 | 104.5198 | 297.8462 | 183.7513 | 248.4826 | 184.28 | 157.7345 | 174.4472 | 150.9243
2011 | 19 | 84 | 3 | 107.8723 | 95.8159 | 317.5878 | 130.714 | 236.7107 | 134.7292 | 174.2396 | 95.1343 | 107.2335 | 18.8784 | 101.3632 | 290.1635 | 180.454 | 242.3628 | 172.6274 | 146.3969 | 169.0848 | 160.5919
2012 | 20 | 84 | 3 | 93.8076 | 83.1102 | 311.3874 | 125.0091 | 228.0769 | 130.8328 | 163.978 | 83.3709 | 109.1469 | 17.6979 | 102.3034 | 276.6733 | 171.9432 | 236.5998 | 169.1453 | 128.5812 | 166.7382 | 168.2276
2013 | 21 | 84 | 3 | 97.2688 | 70.2467 | 300.5754 | 119.4562 | 216.9639 | 122.5092 | 162.9684 | 88.7707 | 102.8068 | 16.1962 | 83.1561 | 260.5282 | 158.8409 | 227.0773 | 163.2251 | 121.3134 | 160.5349 | 151.7962
2014 | 22 | 84 | 3 | 77.2207 | 70.1582 | 299.1397 | 113.1682 | 223.4028 | 120.5656 | 168.7132 | 83.7627 | 101.9001 | 16.7035 | 74.4655 | 244.4739 | 168.6056 | 220.9854 | 147.8164 | 114.9894 | 141.1262 | 153.2302
2015 | 23 | 84 | 3 | 72.7895 | 73.9588 | 295.674 | 108.4298 | 216.4383 | 112.7869 | 171.6616 | 77.2388 | 95.1883 | 13.2783 | 72.688 | 240.7231 | 161.8835 | 213.8867 | 141.7097 | 110.9988 | 144.8354 | 142.1135
2016 | 0 | 85 | 3 | 71.9983 | 73.9446 | 300.9845 | 103.8818 | 205.5486 | 104.4683 | 169.9018 | 64.9937 | 84.1334 | 11.4078 | 74.4778 | 240.5974 | 158.3157 | 217.0182 | 127.4653 | 116.9783 | 143.7667 | 146.1768
2017 | 1 | 85 | 3 | 72.1697 | 67.6012 | 291.327 | 101.5229 | 206.6504 | 108.5043 | 169.2928 | 66.5757 | 87.9093 | 11.4324 | 71.4145 | 230.2656 | 163.1547 | 218.0081 | 130.1666 | 122.6446 | 143.2111 | 149.2016
2018 | 2 | 85 | 3 | 74.7755 | 67.139 | 294.4035 | 99.4262 | 207.3576 | 114.5424 | 171.0569 | 65.0736 | 88.7731 | 10.9618 | 69.5027 | 230.9314 | 159.4818 | 222.9348 | 126.8664 | 122.3582 | 156.2421 | 143.6126
2019 | 3 | 85 | 3 | 74.4815 | 67.8572 | 300.4175 | 101.0651 | 207.6316 | 123.7299 | 170.856 | 68.9547 | 89.4919 | 13.2039 | 73.0447 | 233.3088 | 159.6556 | 230.051 | 140.749 | 119.3755 | 146.2751 | 149.4669
2020 | 4 | 85 | 3 | 72.5168 | 73.0106 | 292.6815 | 100.7359 | 209.5226 | 126.8622 | 174.4502 | 67.9057 | 92.5483 | 14.9058 | 77.491 | 233.0763 | 163.4196 | 235.46 | 150.6593 | 118.4563 | 150.3681 | 150.5484
2021 | 5 | 85 | 3 | 66.199 | 80.7862 | 284.5982 | 106.1747 | 202.8449 | 130.8398 | 176.3239 | 71.3328 | 97.2672 | 13.9661 | 84.5586 | 243.4104 | 154.4568 | 240.8913 | 147.2688 | 117.7807 | 155.8346 | 161.6483
2022 | 6 | 85 | 3 | 44.5065 | 67.0642 | 237.9014 | 109.0516 | 186.2284 | 112.4888 | 141.3124 | 72.1714 | 91.2941 | 10.1584 | 85.4856 | 230.4662 | 130.3304 | 228.808 | 138.1266 | 114.0266 | 122.9494 | 140.453
2023 | 7 | 85 | 3 | 34.2682 | 48.045 | 146.7843 | 110.9248 | 163.5947 | 101.3682 | 108.2933 | 70.092 | 64.2188 | 7.9584 | 86.9129 | 187.584 | 108.8506 | 177.6218 | 129.6859 | 95.2352 | 82.5715 | 76.0089
2024 | 8 | 85 | 3 | 32.7679 | 44.7803 | 127.8179 | 113.6352 | 150.4389 | 91.5689 | 102.1672 | 68.9827 | 49.2214 | 8.127 | 88.831 | 174.1919 | 96.1134 | 171.5143 | 114.0082 | 90.0715 | 73.0661 | 61.9769
2025 | 9 | 85 | 3 | 31.7884 | 45.4356 | 131.6216 | 111.9185 | 151.8249 | 95.4047 | 92.9391 | 64.9257 | 47.2376 | 7.1773 | 88.6842 | 171.2894 | 97.3659 | 161.4948 | 116.8963 | 86.2404 | 71.7265 | 56.9687
2026 | 10 | 85 | 3 | 32.2306 | 47.5621 | 139.5378 | 114.5486 | 156.2576 | 86.8639 | 94.2946 | 64.1474 | 44.2611 | 7.2593 | 90.7853 | 168.0246 | 97.425 | 155.317 | 108.3476 | 87.5125 | 65.4026 | 60.8142
2027 | 11 | 85 | 3 | 30.4286 | 41.4283 | 145.245 | 114.014 | 157.2363 | 83.2344 | 90.624 | 63.7993 | 44.1426 | 7.3027 | 91.39 | 165.2196 | 93.3779 | 162.316 | 101.1741 | 84.6904 | 63.8269 | 56.098
2028 | 12 | 85 | 3 | 29.9112 | 43.6258 | 135.1543 | 111.2294 | 153.7097 | 84.6684 | 89.5703 | 61.9631 | 46.8717 | 7.5799 | 94.3279 | 163.3421 | 91.5605 | 155.1169 | 97.4799 | 81.405 | 65.4268 | 59.9142
2029 | 13 | 85 | 3 | 30.3402 | 38.4371 | 127.6993 | 108.336 | 150.1093 | 88.19 | 90.0391 | 60.6795 | 46.1018 | 7.7672 | 89.4944 | 164.6135 | 85.7572 | 157.8946 | 100.3395 | 79.6628 | 68.2347 | 60.864
2030 | 14 | 85 | 3 | 31.7696 | 44.576 | 127.3384 | 108.8763 | 152.4887 | 89.2735 | 94.3772 | 60.1737 | 45.59 | 7.3471 | 84.834 | 168.3192 | 91.4058 | 156.8447 | 108.8227 | 84.5618 | 70.1845 | 58.2051
2031 | 15 | 85 | 3 | 34.0255 | 41.2609 | 122.7309 | 109.6609 | 165.9494 | 88.7987 | 102.47 | 61.6191 | 44.1842 | 7.9069 | 86.5602 | 171.9242 | 101.3049 | 159.1116 | 102.6526 | 82.4112 | 69.7225 | 59.6932
2032 | 16 | 85 | 3 | 75.2972 | 45.6688 | 135.383 | 120.2945 | 207.9467 | 116.4395 | 123.2922 | 65.4907 | 46.7688 | 14.4948 | 91.0627 | 193.3858 | 156.9615 | 172.2474 | 141.9452 | 92.0659 | 95.4851 | 70.1827
2033 | 17 | 85 | 3 | 88.0679 | 83.9336 | 266.3137 | 127.901 | 243.4239 | 153.2849 | 182.906 | 83.2421 | 88.0097 | 21.7038 | 103.9334 | 260.1737 | 192.409 | 220.6495 | 170.315 | 130.8953 | 163.0472 | 150.7417
2034 | 18 | 85 | 3 | 105.3953 | 116.24 | 319.4536 | 131.6669 | 241.793 | 150.1216 | 180.9203 | 91.2066 | 102.0081 | 22.9294 | 104.5198 | 297.8462 | 183.7513 | 248.4826 | 184.28 | 157.7345 | 174.4472 | 150.9243
2035 | 19 | 85 | 3 | 107.8723 | 95.8159 | 317.5878 | 130.714 | 236.7107 | 134.7292 | 174.2396 | 95.1343 | 107.2335 | 18.8784 | 101.3632 | 290.1635 | 180.454 | 242.3628 | 172.6274 | 146.3969 | 169.0848 | 160.5919
2036 | 20 | 85 | 3 | 93.8076 | 83.1102 | 311.3874 | 125.0091 | 228.0769 | 130.8328 | 163.978 | 83.3709 | 109.1469 | 17.6979 | 102.3034 | 276.6733 | 171.9432 | 236.5998 | 169.1453 | 128.5812 | 166.7382 | 168.2276
2037 | 21 | 85 | 3 | 97.2688 | 70.2467 | 300.5754 | 119.4562 | 216.9639 | 122.5092 | 162.9684 | 88.7707 | 102.8068 | 16.1962 | 83.1561 | 260.5282 | 158.8409 | 227.0773 | 163.2251 | 121.3134 | 160.5349 | 151.7962
2038 | 22 | 85 | 3 | 77.2207 | 70.1582 | 299.1397 | 113.1682 | 223.4028 | 120.5656 | 168.7132 | 83.7627 | 101.9001 | 16.7035 | 74.4655 | 244.4739 | 168.6056 | 220.9854 | 147.8164 | 114.9894 | 141.1262 | 153.2302
2039 | 23 | 85 | 3 | 72.7895 | 73.9588 | 295.674 | 108.4298 | 216.4383 | 112.7869 | 171.6616 | 77.2388 | 95.1883 | 13.2783 | 72.688 | 240.7231 | 161.8835 | 213.8867 | 141.7097 | 110.9988 | 144.8354 | 142.1135
2040 | 0 | 86 | 3 | 71.9983 | 73.9446 | 300.9845 | 103.8818 | 205.5486 | 104.4683 | 169.9018 | 64.9937 | 84.1334 | 11.4078 | 74.4778 | 240.5974 | 158.3157 | 217.0182 | 127.4653 | 116.9783 | 143.7667 | 146.1768
2041 | 1 | 86 | 3 | 72.1697 | 67.6012 | 291.327 | 101.5229 | 206.6504 | 108.5043 | 169.2928 | 66.5757 | 87.9093 | 11.4324 | 71.4145 | 230.2656 | 163.1547 | 218.0081 | 130.1666 | 122.6446 | 143.2111 | 149.2016
2042 | 2 | 86 | 3 | 74.7755 | 67.139 | 294.4035 | 99.4262 | 207.3576 | 114.5424 | 171.0569 | 65.0736 | 88.7731 | 10.9618 | 69.5027 | 230.9314 | 159.4818 | 222.9348 | 126.8664 | 122.3582 | 156.2421 | 143.6126
2043 | 3 | 86 | 3 | 74.4815 | 67.8572 | 300.4175 | 101.0651 | 207.6316 | 123.7299 | 170.856 | 68.9547 | 89.4919 | 13.2039 | 73.0447 | 233.3088 | 159.6556 | 230.051 | 140.749 | 119.3755 | 146.2751 | 149.4669
2044 | 4 | 86 | 3 | 72.5168 | 73.0106 | 292.6815 | 100.7359 | 209.5226 | 126.8622 | 174.4502 | 67.9057 | 92.5483 | 14.9058 | 77.491 | 233.0763 | 163.4196 | 235.46 | 150.6593 | 118.4563 | 150.3681 | 150.5484
2045 | 5 | 86 | 3 | 66.199 | 80.7862 | 284.5982 | 106.1747 | 202.8449 | 130.8398 | 176.3239 | 71.3328 | 97.2672 | 13.9661 | 84.5586 | 243.4104 | 154.4568 | 240.8913 | 147.2688 | 117.7807 | 155.8346 | 161.6483
2046 | 6 | 86 | 3 | 44.5065 | 67.0642 | 237.9014 | 109.0516 | 186.2284 | 112.4888 | 141.3124 | 72.1714 | 91.2941 | 10.1584 | 85.4856 | 230.4662 | 130.3304 | 228.808 | 138.1266 | 114.0266 | 122.9494 | 140.453
2047 | 7 | 86 | 3 | 34.2682 | 48.045 | 146.7843 | 110.9248 | 163.5947 | 101.3682 | 108.2933 | 70.092 | 64.2188 | 7.9584 | 86.9129 | 187.584 | 108.8506 | 177.6218 | 129.6859 | 95.2352 | 82.5715 | 76.0089
2048 | 8 | 86 | 3 | 32.7679 | 44.7803 | 127.8179 | 113.6352 | 150.4389 | 91.5689 | 102.1672 | 68.9827 | 49.2214 | 8.127 | 88.831 | 174.1919 | 96.1134 | 171.5143 | 114.0082 | 90.0715 | 73.0661 | 61.9769
2049 | 9 | 86 | 3 | 31.7884 | 45.4356 | 131.6216 | 111.9185 | 151.8249 | 95.4047 | 92.9391 | 64.9257 | 47.2376 | 7.1773 | 88.6842 | 171.2894 | 97.3659 | 161.4948 | 116.8963 | 86.2404 | 71.7265 | 56.9687
2050 | 10 | 86 | 3 | 32.2306 | 47.5621 | 139.5378 | 114.5486 | 156.2576 | 86.8639 | 94.2946 | 64.1474 | 44.2611 | 7.2593 | 90.7853 | 168.0246 | 97.425 | 155.317 | 108.3476 | 87.5125 | 65.4026 | 60.8142
2051 | 11 | 86 | 3 | 30.4286 | 41.4283 | 145.245 | 114.014 | 157.2363 | 83.2344 | 90.624 | 63.7993 | 44.1426 | 7.3027 | 91.39 | 165.2196 | 93.3779 | 162.316 | 101.1741 | 84.6904 | 63.8269 | 56.098
2052 | 12 | 86 | 3 | 29.9112 | 43.6258 | 135.1543 | 111.2294 | 153.7097 | 84.6684 | 89.5703 | 61.9631 | 46.8717 | 7.5799 | 94.3279 | 163.3421 | 91.5605 | 155.1169 | 97.4799 | 81.405 | 65.4268 | 59.9142
2053 | 13 | 86 | 3 | 30.3402 | 38.4371 | 127.6993 | 108.336 | 150.1093 | 88.19 | 90.0391 | 60.6795 | 46.1018 | 7.7672 | 89.4944 | 164.6135 | 85.7572 | 157.8946 | 100.3395 | 79.6628 | 68.2347 | 60.864
2054 | 14 | 86 | 3 | 31.7696 | 44.576 | 127.3384 | 108.8763 | 152.4887 | 89.2735 | 94.3772 | 60.1737 | 45.59 | 7.3471 | 84.834 | 168.3192 | 91.4058 | 156.8447 | 108.8227 | 84.5618 | 70.1845 | 58.2051
2055 | 15 | 86 | 3 | 34.0255 | 41.2609 | 122.7309 | 109.6609 | 165.9494 | 88.7987 | 102.47 | 61.6191 | 44.1842 | 7.9069 | 86.5602 | 171.9242 | 101.3049 | 159.1116 | 102.6526 | 82.4112 | 69.7225 | 59.6932
2056 | 16 | 86 | 3 | 75.2972 | 45.6688 | 135.383 | 120.2945 | 207.9467 | 116.4395 | 123.2922 | 65.4907 | 46.7688 | 14.4948 | 91.0627 | 193.3858 | 156.9615 | 172.2474 | 141.9452 | 92.0659 | 95.4851 | 70.1827
2057 | 17 | 86 | 3 | 88.0679 | 83.9336 | 266.3137 | 127.901 | 243.4239 | 153.2849 | 182.906 | 83.2421 | 88.0097 | 21.7038 | 103.9334 | 260.1737 | 192.409 | 220.6495 | 170.315 | 130.8953 | 163.0472 | 150.7417
2058 | 18 | 86 | 3 | 105.3953 | 116.24 | 319.4536 | 131.6669 | 241.793 | 150.1216 | 180.9203 | 91.2066 | 102.0081 | 22.9294 | 104.5198 | 297.8462 | 183.7513 | 248.4826 | 184.28 | 157.7345 | 174.4472 | 150.9243
2059 | 19 | 86 | 3 | 107.8723 | 95.8159 | 317.5878 | 130.714 | 236.7107 | 134.7292 | 174.2396 | 95.1343 | 107.2335 | 18.8784 | 101.3632 | 290.1635 | 180.454 | 242.3628 | 172.6274 | 146.3969 | 169.0848 | 160.5919
2060 | 20 | 86 | 3 | 93.8076 | 83.1102 | 311.3874 | 125.0091 | 228.0769 | 130.8328 | 163.978 | 83.3709 | 109.1469 | 17.6979 | 102.3034 | 276.6733 | 171.9432 | 236.5998 | 169.1453 | 128.5812 | 166.7382 | 168.2276
2061 | 21 | 86 | 3 | 97.2688 | 70.2467 | 300.5754 | 119.4562 | 216.9639 | 122.5092 | 162.9684 | 88.7707 | 102.8068 | 16.1962 | 83.1561 | 260.5282 | 158.8409 | 227.0773 | 163.2251 | 121.3134 | 160.5349 | 151.7962
2062 | 22 | 86 | 3 | 77.2207 | 70.1582 | 299.1397 | 113.1682 | 223.4028 | 120.5656 | 168.7132 | 83.7627 | 101.9001 | 16.7035 | 74.4655 | 244.4739 | 168.6056 | 220.9854 | 147.8164 | 114.9894 | 141.1262 | 153.2302
2063 | 23 | 86 | 3 | 72.7895 | 73.9588 | 295.674 | 108.4298 | 216.4383 | 112.7869 | 171.6616 | 77.2388 | 95.1883 | 13.2783 | 72.688 | 240.7231 | 161.8835 | 213.8867 | 141.7097 | 110.9988 | 144.8354 | 142.1135
2064 | 0 | 87 | 3 | 71.9983 | 73.9446 | 300.9845 | 103.8818 | 205.5486 | 104.4683 | 169.9018 | 64.9937 | 84.1334 | 11.4078 | 74.4778 | 240.5974 | 158.3157 | 217.0182 | 127.4653 | 116.9783 | 143.7667 | 146.1768
2065 | 1 | 87 | 3 | 72.1697 | 67.6012 | 291.327 | 101.5229 | 206.6504 | 108.5043 | 169.2928 | 66.5757 | 87.9093 | 11.4324 | 71.4145 | 230.2656 | 163.1547 | 218.0081 | 130.1666 | 122.6446 | 143.2111 | 149.2016
2066 | 2 | 87 | 3 | 74.7755 | 67.139 | 294.4035 | 99.4262 | 207.3576 | 114.5424 | 171.0569 | 65.0736 | 88.7731 | 10.9618 | 69.5027 | 230.9314 | 159.4818 | 222.9348 | 126.8664 | 122.3582 | 156.2421 | 143.6126
2067 | 3 | 87 | 3 | 74.4815 | 67.8572 | 300.4175 | 101.0651 | 207.6316 | 123.7299 | 170.856 | 68.9547 | 89.4919 | 13.2039 | 73.0447 | 233.3088 | 159.6556 | 230.051 | 140.749 | 119.3755 | 146.2751 | 149.4669
2068 | 4 | 87 | 3 | 72.5168 | 73.0106 | 292.6815 | 100.7359 | 209.5226 | 126.8622 | 174.4502 | 67.9057 | 92.5483 | 14.9058 | 77.491 | 233.0763 | 163.4196 | 235.46 | 150.6593 | 118.4563 | 150.3681 | 150.5484
2069 | 5 | 87 | 3 | 66.199 | 80.7862 | 284.5982 | 106.1747 | 202.8449 | 130.8398 | 176.3239 | 71.3328 | 97.2672 | 13.9661 | 84.5586 | 243.4104 | 154.4568 | 240.8913 | 147.2688 | 117.7807 | 155.8346 | 161.6483
2070 | 6 | 87 | 3 | 44.5065 | 67.0642 | 237.9014 | 109.0516 | 186.2284 | 112.4888 | 141.3124 | 72.1714 | 91.2941 | 10.1584 | 85.4856 | 230.4662 | 130.3304 | 228.808 | 138.1266 | 114.0266 | 122.9494 | 140.453
2071 | 7 | 87 | 3 | 34.2682 | 48.045 | 146.7843 | 110.9248 | 163.5947 | 101.3682 | 108.2933 | 70.092 | 64.2188 | 7.9584 | 86.9129 | 187.584 | 108.8506 | 177.6218 | 129.6859 | 95.2352 | 82.5715 | 76.0089
2072 | 8 | 87 | 3 | 32.7679 | 44.7803 | 127.8179 | 113.6352 | 150.4389 | 91.5689 | 102.1672 | 68.9827 | 49.2214 | 8.127 | 88.831 | 174.1919 | 96.1134 | 171.5143 | 114.0082 | 90.0715 | 73.0661 | 61.9769
2073 | 9 | 87 | 3 | 31.7884 | 45.4356 | 131.6216 | 111.9185 | 151.8249 | 95.4047 | 92.9391 | 64.9257 | 47.2376 | 7.1773 | 88.6842 | 171.2894 | 97.3659 | 161.4948 | 116.8963 | 86.2404 | 71.7265 | 56.9687
2074 | 10 | 87 | 3 | 32.2306 | 47.5621 | 139.5378 | 114.5486 | 156.2576 | 86.8639 | 94.2946 | 64.1474 | 44.2611 | 7.2593 | 90.7853 | 168.0246 | 97.425 | 155.317 | 108.3476 | 87.5125 | 65.4026 | 60.8142
2075 | 11 | 87 | 3 | 30.4286 | 41.4283 | 145.245 | 114.014 | 157.2363 | 83.2344 | 90.624 | 63.7993 | 44.1426 | 7.3027 | 91.39 | 165.2196 | 93.3779 | 162.316 | 101.1741 | 84.6904 | 63.8269 | 56.098
2076 | 12 | 87 | 3 | 29.9112 | 43.6258 | 135.1543 | 111.2294 | 153.7097 | 84.6684 | 89.5703 | 61.9631 | 46.8717 | 7.5799 | 94.3279 | 163.3421 | 91.5605 | 155.1169 | 97.4799 | 81.405 | 65.4268 | 59.9142
2077 | 13 | 87 | 3 | 30.3402 | 38.4371 | 127.6993 | 108.336 | 150.1093 | 88.19 | 90.0391 | 60.6795 | 46.1018 | 7.7672 | 89.4944 | 164.6135 | 85.7572 | 157.8946 | 100.3395 | 79.6628 | 68.2347 | 60.864
2078 | 14 | 87 | 3 | 31.7696 | 44.576 | 127.3384 | 108.8763 | 152.4887 | 89.2735 | 94.3772 | 60.1737 | 45.59 | 7.3471 | 84.834 | 168.3192 | 91.4058 | 156.8447 | 108.8227 | 84.5618 | 70.1845 | 58.2051
2079 | 15 | 87 | 3 | 34.0255 | 41.2609 | 122.7309 | 109.6609 | 165.9494 | 88.7987 | 102.47 | 61.6191 | 44.1842 | 7.9069 | 86.5602 | 171.9242 | 101.3049 | 159.1116 | 102.6526 | 82.4112 | 69.7225 | 59.6932
2080 | 16 | 87 | 3 | 75.2972 | 45.6688 | 135.383 | 120.2945 | 207.9467 | 116.4395 | 123.2922 | 65.4907 | 46.7688 | 14.4948 | 91.0627 | 193.3858 | 156.9615 | 172.2474 | 141.9452 | 92.0659 | 95.4851 | 70.1827
2081 | 17 | 87 | 3 | 88.0679 | 83.9336 | 266.3137 | 127.901 | 243.4239 | 153.2849 | 182.906 | 83.2421 | 88.0097 | 21.7038 | 103.9334 | 260.1737 | 192.409 | 220.6495 | 170.315 | 130.8953 | 163.0472 | 150.7417
2082 | 18 | 87 | 3 | 105.3953 | 116.24 | 319.4536 | 131.6669 | 241.793 | 150.1216 | 180.9203 | 91.2066 | 102.0081 | 22.9294 | 104.5198 | 297.8462 | 183.7513 | 248.4826 | 184.28 | 157.7345 | 174.4472 | 150.9243
2083 | 19 | 87 | 3 | 107.8723 | 95.8159 | 317.5878 | 130.714 | 236.7107 | 134.7292 | 174.2396 | 95.1343 | 107.2335 | 18.8784 | 101.3632 | 290.1635 | 180.454 | 242.3628 | 172.6274 | 146.3969 | 169.0848 | 160.5919
2084 | 20 | 87 | 3 | 93.8076 | 83.1102 | 311.3874 | 125.0091 | 228.0769 | 130.8328 | 163.978 | 83.3709 | 109.1469 | 17.6979 | 102.3034 | 276.6733 | 171.9432 | 236.5998 | 169.1453 | 128.5812 | 166.7382 | 168.2276
2085 | 21 | 87 | 3 | 97.2688 | 70.2467 | 300.5754 | 119.4562 | 216.9639 | 122.5092 | 162.9684 | 88.7707 | 102.8068 | 16.1962 | 83.1561 | 260.5282 | 158.8409 | 227.0773 | 163.2251 | 121.3134 | 160.5349 | 151.7962
2086 | 22 | 87 | 3 | 77.2207 | 70.1582 | 299.1397 | 113.1682 | 223.4028 | 120.5656 | 168.7132 | 83.7627 | 101.9001 | 16.7035 | 74.4655 | 244.4739 | 168.6056 | 220.9854 | 147.8164 | 114.9894 | 141.1262 | 153.2302
2087 | 23 | 87 | 3 | 72.7895 | 73.9588 | 295.674 | 108.4298 | 216.4383 | 112.7869 | 171.6616 | 77.2388 | 95.1883 | 13.2783 | 72.688 | 240.7231 | 161.8835 | 213.8867 | 141.7097 | 110.9988 | 144.8354 | 142.1135
2088 | 0 | 88 | 3 | 71.9983 | 73.9446 | 300.9845 | 103.8818 | 205.5486 | 104.4683 | 169.9018 | 64.9937 | 84.1334 | 11.4078 | 74.4778 | 240.5974 | 158.3157 | 217.0182 | 127.4653 | 116.9783 | 143.7667 | 146.1768
2089 | 1 | 88 | 3 | 72.1697 | 67.6012 | 291.327 | 101.5229 | 206.6504 | 108.5043 | 169.2928 | 66.5757 | 87.9093 | 11.4324 | 71.4145 | 230.2656 | 163.1547 | 218.0081 | 130.1666 | 122.6446 | 143.2111 | 149.2016
2090 | 2 | 88 | 3 | 74.7755 | 67.139 | 294.4035 | 99.4262 | 207.3576 | 114.5424 | 171.0569 | 65.0736 | 88.7731 | 10.9618 | 69.5027 | 230.9314 | 159.4818 | 222.9348 | 126.8664 | 122.3582 | 156.2421 | 143.6126
2091 | 3 | 88 | 3 | 74.4815 | 67.8572 | 300.4175 | 101.0651 | 207.6316 | 123.7299 | 170.856 | 68.9547 | 89.4919 | 13.2039 | 73.0447 | 233.3088 | 159.6556 | 230.051 | 140.749 | 119.3755 | 146.2751 | 149.4669
2092 | 4 | 88 | 3 | 72.5168 | 73.0106 | 292.6815 | 100.7359 | 209.5226 | 126.8622 | 174.4502 | 67.9057 | 92.5483 | 14.9058 | 77.491 | 233.0763 | 163.4196 | 235.46 | 150.6593 | 118.4563 | 150.3681 | 150.5484
2093 | 5 | 88 | 3 | 66.199 | 80.7862 | 284.5982 | 106.1747 | 202.8449 | 130.8398 | 176.3239 | 71.3328 | 97.2672 | 13.9661 | 84.5586 | 243.4104 | 154.4568 | 240.8913 | 147.2688 | 117.7807 | 155.8346 | 161.6483
2094 | 6 | 88 | 3 | 44.5065 | 67.0642 | 237.9014 | 109.0516 | 186.2284 | 112.4888 | 141.3124 | 72.1714 | 91.2941 | 10.1584 | 85.4856 | 230.4662 | 130.3304 | 228.808 | 138.1266 | 114.0266 | 122.9494 | 140.453
2095 | 7 | 88 | 3 | 34.2682 | 48.045 | 146.7843 | 110.9248 | 163.5947 | 101.3682 | 108.2933 | 70.092 | 64.2188 | 7.9584 | 86.9129 | 187.584 | 108.8506 | 177.6218 | 129.6859 | 95.2352 | 82.5715 | 76.0089
2096 | 8 | 88 | 3 | 32.7679 | 44.7803 | 127.8179 | 113.6352 | 150.4389 | 91.5689 | 102.1672 | 68.9827 | 49.2214 | 8.127 | 88.831 | 174.1919 | 96.1134 | 171.5143 | 114.0082 | 90.0715 | 73.0661 | 61.9769
2097 | 9 | 88 | 3 | 31.7884 | 45.4356 | 131.6216 | 111.9185 | 151.8249 | 95.4047 | 92.9391 | 64.9257 | 47.2376 | 7.1773 | 88.6842 | 171.2894 | 97.3659 | 161.4948 | 116.8963 | 86.2404 | 71.7265 | 56.9687
2098 | 10 | 88 | 3 | 32.2306 | 47.5621 | 139.5378 | 114.5486 | 156.2576 | 86.8639 | 94.2946 | 64.1474 | 44.2611 | 7.2593 | 90.7853 | 168.0246 | 97.425 | 155.317 | 108.3476 | 87.5125 | 65.4026 | 60.8142
2099 | 11 | 88 | 3 | 30.4286 | 41.4283 | 145.245 | 114.014 | 157.2363 | 83.2344 | 90.624 | 63.7993 | 44.1426 | 7.3027 | 91.39 | 165.2196 | 93.3779 | 162.316 | 101.1741 | 84.6904 | 63.8269 | 56.098
2100 | 12 | 88 | 3 | 29.9112 | 43.6258 | 135.1543 | 111.2294 | 153.7097 | 84.6684 | 89.5703 | 61.9631 | 46.8717 | 7.5799 | 94.3279 | 163.3421 | 91.5605 | 155.1169 | 97.4799 | 81.405 | 65.4268 | 59.9142
2101 | 13 | 88 | 3 | 30.3402 | 38.4371 | 127.6993 | 108.336 | 150.1093 | 88.19 | 90.0391 | 60.6795 | 46.1018 | 7.7672 | 89.4944 | 164.6135 | 85.7572 | 157.8946 | 100.3395 | 79.6628 | 68.2347 | 60.864
2102 | 14 | 88 | 3 | 31.7696 | 44.576 | 127.3384 | 108.8763 | 152.4887 | 89.2735 | 94.3772 | 60.1737 | 45.59 | 7.3471 | 84.834 | 168.3192 | 91.4058 | 156.8447 | 108.8227 | 84.5618 | 70.1845 | 58.2051
2103 | 15 | 88 | 3 | 34.0255 | 41.2609 | 122.7309 | 109.6609 | 165.9494 | 88.7987 | 102.47 | 61.6191 | 44.1842 | 7.9069 | 86.5602 | 171.9242 | 101.3049 | 159.1116 | 102.6526 | 82.4112 | 69.7225 | 59.6932
2104 | 16 | 88 | 3 | 75.2972 | 45.6688 | 135.383 | 120.2945 | 207.9467 | 116.4395 | 123.2922 | 65.4907 | 46.7688 | 14.4948 | 91.0627 | 193.3858 | 156.9615 | 172.2474 | 141.9452 | 92.0659 | 95.4851 | 70.1827
2105 | 17 | 88 | 3 | 88.0679 | 83.9336 | 266.3137 | 127.901 | 243.4239 | 153.2849 | 182.906 | 83.2421 | 88.0097 | 21.7038 | 103.9334 | 260.1737 | 192.409 | 220.6495 | 170.315 | 130.8953 | 163.0472 | 150.7417
2106 | 18 | 88 | 3 | 105.3953 | 116.24 | 319.4536 | 131.6669 | 241.793 | 150.1216 | 180.9203 | 91.2066 | 102.0081 | 22.9294 | 104.5198 | 297.8462 | 183.7513 | 248.4826 | 184.28 | 157.7345 | 174.4472 | 150.9243
2107 | 19 | 88 | 3 | 107.8723 | 95.8159 | 317.5878 | 130.714 | 236.7107 | 134.7292 | 174.2396 | 95.1343 | 107.2335 | 18.8784 | 101.3632 | 290.1635 | 180.454 | 242.3628 | 172.6274 | 146.3969 | 169.0848 | 160.5919
2108 | 20 | 88 | 3 | 93.8076 | 83.1102 | 311.3874 | 125.0091 | 228.0769 | 130.8328 | 163.978 | 83.3709 | 109.1469 | 17.6979 | 102.3034 | 276.6733 | 171.9432 | 236.5998 | 169.1453 | 128.5812 | 166.7382 | 168.2276
2109 | 21 | 88 | 3 | 97.2688 | 70.2467 | 300.5754 | 119.4562 | 216.9639 | 122.5092 | 162.9684 | 88.7707 | 102.8068 | 16.1962 | 83.1561 | 260.5282 | 158.8409 | 227.0773 | 163.2251 | 121.3134 | 160.5349 | 151.7962
2110 | 22 | 88 | 3 | 77.2207 | 70.1582 | 299.1397 | 113.1682 | 223.4028 | 120.5656 | 168.7132 | 83.7627 | 101.9001 | 16.7035 | 74.4655 | 244.4739 | 168.6056 | 220.9854 | 147.8164 | 114.9894 | 141.1262 | 153.2302
2111 | 23 | 88 | 3 | 72.7895 | 73.9588 | 295.674 | 108.4298 | 216.4383 | 112.7869 | 171.6616 | 77.2388 | 95.1883 | 13.2783 | 72.688 | 240.7231 | 161.8835 | 213.8867 | 141.7097 | 110.9988 | 144.8354 | 142.1135
2112 | 0 | 89 | 3 | 71.9983 | 73.9446 | 300.9845 | 103.8818 | 205.5486 | 104.4683 | 169.9018 | 64.9937 | 84.1334 | 11.4078 | 74.4778 | 240.5974 | 158.3157 | 217.0182 | 127.4653 | 116.9783 | 143.7667 | 146.1768
2113 | 1 | 89 | 3 | 72.1697 | 67.6012 | 291.327 | 101.5229 | 206.6504 | 108.5043 | 169.2928 | 66.5757 | 87.9093 | 11.4324 | 71.4145 | 230.2656 | 163.1547 | 218.0081 | 130.1666 | 122.6446 | 143.2111 | 149.2016
2114 | 2 | 89 | 3 | 74.7755 | 67.139 | 294.4035 | 99.4262 | 207.3576 | 114.5424 | 171.0569 | 65.0736 | 88.7731 | 10.9618 | 69.5027 | 230.9314 | 159.4818 | 222.9348 | 126.8664 | 122.3582 | 156.2421 | 143.6126
2115 | 3 | 89 | 3 | 74.4815 | 67.8572 | 300.4175 | 101.0651 | 207.6316 | 123.7299 | 170.856 | 68.9547 | 89.4919 | 13.2039 | 73.0447 | 233.3088 | 159.6556 | 230.051 | 140.749 | 119.3755 | 146.2751 | 149.4669
2116 | 4 | 89 | 3 | 72.5168 | 73.0106 | 292.6815 | 100.7359 | 209.5226 | 126.8622 | 174.4502 | 67.9057 | 92.5483 | 14.9058 | 77.491 | 233.0763 | 163.4196 | 235.46 | 150.6593 | 118.4563 | 150.3681 | 150.5484
2117 | 5 | 89 | 3 | 66.199 | 80.7862 | 284.5982 | 106.1747 | 202.8449 | 130.8398 | 176.3239 | 71.3328 | 97.2672 | 13.9661 | 84.5586 | 243.4104 | 154.4568 | 240.8913 | 147.2688 | 117.7807 | 155.8346 | 161.6483
2118 | 6 | 89 | 3 | 44.5065 | 67.0642 | 237.9014 | 109.0516 | 186.2284 | 112.4888 | 141.3124 | 72.1714 | 91.2941 | 10.1584 | 85.4856 | 230.4662 | 130.3304 | 228.808 | 138.1266 | 114.0266 | 122.9494 | 140.453
2119 | 7 | 89 | 3 | 34.2682 | 48.045 | 146.7843 | 110.9248 | 163.5947 | 101.3682 | 108.2933 | 70.092 | 64.2188 | 7.9584 | 86.9129 | 187.584 | 108.8506 | 177.6218 | 129.6859 | 95.2352 | 82.5715 | 76.0089
2120 | 8 | 89 | 3 | 32.7679 | 44.7803 | 127.8179 | 113.6352 | 150.4389 | 91.5689 | 102.1672 | 68.9827 | 49.2214 | 8.127 | 88.831 | 174.1919 | 96.1134 | 171.5143 | 114.0082 | 90.0715 | 73.0661 | 61.9769
2121 | 9 | 89 | 3 | 31.7884 | 45.4356 | 131.6216 | 111.9185 | 151.8249 | 95.4047 | 92.9391 | 64.9257 | 47.2376 | 7.1773 | 88.6842 | 171.2894 | 97.3659 | 161.4948 | 116.8963 | 86.2404 | 71.7265 | 56.9687
2122 | 10 | 89 | 3 | 32.2306 | 47.5621 | 139.5378 | 114.5486 | 156.2576 | 86.8639 | 94.2946 | 64.1474 | 44.2611 | 7.2593 | 90.7853 | 168.0246 | 97.425 | 155.317 | 108.3476 | 87.5125 | 65.4026 | 60.8142
2123 | 11 | 89 | 3 | 30.4286 | 41.4283 | 145.245 | 114.014 | 157.2363 | 83.2344 | 90.624 | 63.7993 | 44.1426 | 7.3027 | 91.39 | 165.2196 | 93.3779 | 162.316 | 101.1741 | 84.6904 | 63.8269 | 56.098
2124 | 12 | 89 | 3 | 29.9112 | 43.6258 | 135.1543 | 111.2294 | 153.7097 | 84.6684 | 89.5703 | 61.9631 | 46.8717 | 7.5799 | 94.3279 | 163.3421 | 91.5605 | 155.1169 | 97.4799 | 81.405 | 65.4268 | 59.9142
2125 | 13 | 89 | 3 | 30.3402 | 38.4371 | 127.6993 | 108.336 | 150.1093 | 88.19 | 90.0391 | 60.6795 | 46.1018 | 7.7672 | 89.4944 | 164.6135 | 85.7572 | 157.8946 | 100.3395 | 79.6628 | 68.2347 | 60.864
2126 | 14 | 89 | 3 | 31.7696 | 44.576 | 127.3384 | 108.8763 | 152.4887 | 89.2735 | 94.3772 | 60.1737 | 45.59 | 7.3471 | 84.834 | 168.3192 | 91.4058 | 156.8447 | 108.8227 | 84.5618 | 70.1845 | 58.2051
2127 | 15 | 89 | 3 | 34.0255 | 41.2609 | 122.7309 | 109.6609 | 165.9494 | 88.7987 | 102.47 | 61.6191 | 44.1842 | 7.9069 | 86.5602 | 171.9242 | 101.3049 | 159.1116 | 102.6526 | 82.4112 | 69.7225 | 59.6932
2128 | 16 | 89 | 3 | 75.2972 | 45.6688 | 135.383 | 120.2945 | 207.9467 | 116.4395 | 123.2922 | 65.4907 | 46.7688 | 14.4948 | 91.0627 | 193.3858 | 156.9615 | 172.2474 | 141.9452 | 92.0659 | 95.4851 | 70.1827
2129 | 17 | 89 | 3 | 88.0679 | 83.9336 | 266.3137 | 127.901 | 243.4239 | 153.2849 | 182.906 | 83.2421 | 88.0097 | 21.7038 | 103.9334 | 260.1737 | 192.409 | 220.6495 | 170.315 | 130.8953 | 163.0472 | 150.7417
2130 | 18 | 89 | 3 | 105.3953 | 116.24 | 319.4536 | 131.6669 | 241.793 | 150.1216 | 180.9203 | 91.2066 | 102.0081 | 22.9294 | 104.5198 | 297.8462 | 183.7513 | 248.4826 | 184.28 | 157.7345 | 174.4472 | 150.9243
2131 | 19 | 89 | 3 | 107.8723 | 95.8159 | 317.5878 | 130.714 | 236.7107 | 134.7292 | 174.2396 | 95.1343 | 107.2335 | 18.8784 | 101.3632 | 290.1635 | 180.454 | 242.3628 | 172.6274 | 146.3969 | 169.0848 | 160.5919
2132 | 20 | 89 | 3 | 93.8076 | 83.1102 | 311.3874 | 125.0091 | 228.0769 | 130.8328 | 163.978 | 83.3709 | 109.1469 | 17.6979 | 102.3034 | 276.6733 | 171.9432 | 236.5998 | 169.1453 | 128.5812 | 166.7382 | 168.2276
2133 | 21 | 89 | 3 | 97.2688 | 70.2467 | 300.5754 | 119.4562 | 216.9639 | 122.5092 | 162.9684 | 88.7707 | 102.8068 | 16.1962 | 83.1561 | 260.5282 | 158.8409 | 227.0773 | 163.2251 | 121.3134 | 160.5349 | 151.7962
2134 | 22 | 89 | 3 | 77.2207 | 70.1582 | 299.1397 | 113.1682 | 223.4028 | 120.5656 | 168.7132 | 83.7627 | 101.9001 | 16.7035 | 74.4655 | 244.4739 | 168.6056 | 220.9854 | 147.8164 | 114.9894 | 141.1262 | 153.2302
2135 | 23 | 89 | 3 | 72.7895 | 73.9588 | 295.674 | 108.4298 | 216.4383 | 112.7869 | 171.6616 | 77.2388 | 95.1883 | 13.2783 | 72.688 | 240.7231 | 161.8835 | 213.8867 | 141.7097 | 110.9988 | 144.8354 | 142.1135
2136 | 0 | 90 | 3 | 71.9983 | 73.9446 | 300.9845 | 103.8818 | 205.5486 | 104.4683 | 169.9018 | 64.9937 | 84.1334 | 11.4078 | 74.4778 | 240.5974 | 158.3157 | 217.0182 | 127.4653 | 116.9783 | 143.7667 | 146.1768
2137 | 1 | 90 | 3 | 72.1697 | 67.6012 | 291.327 | 101.5229 | 206.6504 | 108.5043 | 169.2928 | 66.5757 | 87.9093 | 11.4324 | 71.4145 | 230.2656 | 163.1547 | 218.0081 | 130.1666 | 122.6446 | 143.2111 | 149.2016
2138 | 2 | 90 | 3 | 74.7755 | 67.139 | 294.4035 | 99.4262 | 207.3576 | 114.5424 | 171.0569 | 65.0736 | 88.7731 | 10.9618 | 69.5027 | 230.9314 | 159.4818 | 222.9348 | 126.8664 | 122.3582 | 156.2421 | 143.6126
2139 | 3 | 90 | 3 | 74.4815 | 67.8572 | 300.4175 | 101.0651 | 207.6316 | 123.7299 | 170.856 | 68.9547 | 89.4919 | 13.2039 | 73.0447 | 233.3088 | 159.6556 | 230.051 | 140.749 | 119.3755 | 146.2751 | 149.4669
2140 | 4 | 90 | 3 | 72.5168 | 73.0106 | 292.6815 | 100.7359 | 209.5226 | 126.8622 | 174.4502 | 67.9057 | 92.5483 | 14.9058 | 77.491 | 233.0763 | 163.4196 | 235.46 | 150.6593 | 118.4563 | 150.3681 | 150.5484
2141 | 5 | 90 | 3 | 66.199 | 80.7862 | 284.5982 | 106.1747 | 202.8449 | 130.8398 | 176.3239 | 71.3328 | 97.2672 | 13.9661 | 84.5586 | 243.4104 | 154.4568 | 240.8913 | 147.2688 | 117.7807 | 155.8346 | 161.6483
2142 | 6 | 90 | 3 | 44.5065 | 67.0642 | 237.9014 | 109.0516 | 186.2284 | 112.4888 | 141.3124 | 72.1714 | 91.2941 | 10.1584 | 85.4856 | 230.4662 | 130.3304 | 228.808 | 138.1266 | 114.0266 | 122.9494 | 140.453
2143 | 7 | 90 | 3 | 34.2682 | 48.045 | 146.7843 | 110.9248 | 163.5947 | 101.3682 | 108.2933 | 70.092 | 64.2188 | 7.9584 | 86.9129 | 187.584 | 108.8506 | 177.6218 | 129.6859 | 95.2352 | 82.5715 | 76.0089
2144 | 8 | 90 | 3 | 32.7679 | 44.7803 | 127.8179 | 113.6352 | 150.4389 | 91.5689 | 102.1672 | 68.9827 | 49.2214 | 8.127 | 88.831 | 174.1919 | 96.1134 | 171.5143 | 114.0082 | 90.0715 | 73.0661 | 61.9769
2145 | 9 | 90 | 3 | 31.7884 | 45.4356 | 131.6216 | 111.9185 | 151.8249 | 95.4047 | 92.9391 | 64.9257 | 47.2376 | 7.1773 | 88.6842 | 171.2894 | 97.3659 | 161.4948 | 116.8963 | 86.2404 | 71.7265 | 56.9687
2146 | 10 | 90 | 3 | 32.2306 | 47.5621 | 139.5378 | 114.5486 | 156.2576 | 86.8639 | 94.2946 | 64.1474 | 44.2611 | 7.2593 | 90.7853 | 168.0246 | 97.425 | 155.317 | 108.3476 | 87.5125 | 65.4026 | 60.8142
2147 | 11 | 90 | 3 | 30.4286 | 41.4283 | 145.245 | 114.014 | 157.2363 | 83.2344 | 90.624 | 63.7993 | 44.1426 | 7.3027 | 91.39 | 165.2196 | 93.3779 | 162.316 | 101.1741 | 84.6904 | 63.8269 | 56.098
2148 | 12 | 90 | 3 | 29.9112 | 43.6258 | 135.1543 | 111.2294 | 153.7097 | 84.6684 | 89.5703 | 61.9631 | 46.8717 | 7.5799 | 94.3279 | 163.3421 | 91.5605 | 155.1169 | 97.4799 | 81.405 | 65.4268 | 59.9142
2149 | 13 | 90 | 3 | 30.3402 | 38.4371 | 127.6993 | 108.336 | 150.1093 | 88.19 | 90.0391 | 60.6795 | 46.1018 | 7.7672 | 89.4944 | 164.6135 | 85.7572 | 157.8946 | 100.3395 | 79.6628 | 68.2347 | 60.864
2150 | 14 | 90 | 3 | 31.7696 | 44.576 | 127.3384 | 108.8763 | 152.4887 | 89.2735 | 94.3772 | 60.1737 | 45.59 | 7.3471 | 84.834 | 168.3192 | 91.4058 | 156.8447 | 108.8227 | 84.5618 | 70.1845 | 58.2051
2151 | 15 | 90 | 3 | 34.0255 | 41.2609 | 122.7309 | 109.6609 | 165.9494 | 88.7987 | 102.47 | 61.6191 | 44.1842 | 7.9069 | 86.5602 | 171.9242 | 101.3049 | 159.1116 | 102.6526 | 82.4112 | 69.7225 | 59.6932
2152 | 16 | 90 | 3 | 75.2972 | 45.6688 | 135.383 | 120.2945 | 207.9467 | 116.4395 | 123.2922 | 65.4907 | 46.7688 | 14.4948 | 91.0627 | 193.3858 | 156.9615 | 172.2474 | 141.9452 | 92.0659 | 95.4851 | 70.1827
2153 | 17 | 90 | 3 | 88.0679 | 83.9336 | 266.3137 | 127.901 | 243.4239 | 153.2849 | 182.906 | 83.2421 | 88.0097 | 21.7038 | 103.9334 | 260.1737 | 192.409 | 220.6495 | 170.315 | 130.8953 | 163.0472 | 150.7417
2154 | 18 | 90 | 3 | 105.3953 | 116.24 | 319.4536 | 131.6669 | 241.793 | 150.1216 | 180.9203 | 91.2066 | 102.0081 | 22.9294 | 104.5198 | 297.8462 | 183.7513 | 248.4826 | 184.28 | 157.7345 | 174.4472 | 150.9243
2155 | 19 | 90 | 3 | 107.8723 | 95.8159 | 317.5878 | 130.714 | 236.7107 | 134.7292 | 174.2396 | 95.1343 | 107.2335 | 18.8784 | 101.3632 | 290.1635 | 180.454 | 242.3628 | 172.6274 | 146.3969 | 169.0848 | 160.5919
2156 | 20 | 90 | 3 | 93.8076 | 83.1102 | 311.3874 | 125.0091 | 228.0769 | 130.8328 | 163.978 | 83.3709 | 109.1469 | 17.6979 | 102.3034 | 276.6733 | 171.9432 | 236.5998 | 169.1453 | 128.5812 | 166.7382 | 168.2276
2157 | 21 | 90 | 3 | 97.2688 | 70.2467 | 300.5754 | 119.4562 | 216.9639 | 122.5092 | 162.9684 | 88.7707 | 102.8068 | 16.1962 | 83.1561 | 260.5282 | 158.8409 | 227.0773 | 163.2251 | 121.3134 | 160.5349 | 151.7962
2158 | 22 | 90 | 3 | 77.2207 | 70.1582 | 299.1397 | 113.1682 | 223.4028 | 120.5656 | 168.7132 | 83.7627 | 101.9001 | 16.7035 | 74.4655 | 244.4739 | 168.6056 | 220.9854 | 147.8164 | 114.9894 | 141.1262 | 153.2302
2159 | 23 | 90 | 3 | 72.7895 | 73.9588 | 295.674 | 108.4298 | 216.4383 | 112.7869 | 171.6616 | 77.2388 | 95.1883 | 13.2783 | 72.688 | 240.7231 | 161.8835 | 213.8867 | 141.7097 | 110.9988 | 144.8354 | 142.1135
2160 | 0 | 91 | 4 | 65.6219 | 59.4296 | 300.7139 | 76.8359 | 185.2697 | 88.0699 | 168.3578 | 67.4962 | 105.5582 | 13.3995 | 64.5785 | 209.8517 | 125.8226 | 215.0727 | 101.7759 | 91.864 | 130.6376 | 139.0382
2161 | 1 | 91 | 4 | 65.0294 | 70.3186 | 294.4871 | 79.2454 | 185.6044 | 87.2292 | 161.3631 | 69.6645 | 103.1441 | 14.2251 | 66.3475 | 209.3312 | 124.1847 | 215.5165 | 93.7149 | 97.2842 | 122.504 | 131.0539
2162 | 2 | 91 | 4 | 60.8182 | 72.1049 | 288.0194 | 79.7726 | 187.7205 | 88.5674 | 163.2974 | 63.8496 | 103.4453 | 14.3845 | 68.1507 | 211.8775 | 123.2404 | 208.7944 | 98.6981 | 91.9493 | 125.8404 | 130.8367
2163 | 3 | 91 | 4 | 63.247 | 66.5152 | 288.1023 | 79.019 | 191.6551 | 87.2977 | 167.0894 | 68.2809 | 103.5437 | 13.5151 | 65.6884 | 209.1222 | 135.2169 | 211.5336 | 102.0493 | 96.1143 | 128.2706 | 128.9494
2164 | 4 | 91 | 4 | 65.5448 | 67.373 | 285.3812 | 76.8744 | 190.1061 | 96.4406 | 173.2988 | 66.7352 | 106.8264 | 14.2247 | 66.8318 | 209.3667 | 136.5945 | 212.1562 | 115.3932 | 101.178 | 127.5202 | 130.1953
2165 | 5 | 91 | 4 | 42.9349 | 66.4968 | 282.379 | 78.2893 | 159.9976 | 83.3033 | 154.1845 | 65.2263 | 110.7295 | 15.0149 | 75.9187 | 213.5627 | 106.4481 | 212.6372 | 107.8013 | 101.3026 | 111.4773 | 125.2544
2166 | 6 | 91 | 4 | 27.0606 | 51.8866 | 164.6354 | 79.6967 | 131.3011 | 76.7492 | 99.2056 | 68.1109 | 94.9171 | 9.7524 | 78.9993 | 166.8907 | 82.5514 | 178.7735 | 106.0323 | 95.1983 | 71.1921 | 89.6296
2167 | 7 | 91 | 4 | 27.626 | 39.9789 | 130.478 | 80.6904 | 125.5492 | 64.9458 | 84.2401 | 63.1948 | 64.513 | 9.6671 | 80.5464 | 147.7395 | 73.5629 | 161.3237 | 94.6165 | 87.7269 | 52.8081 | 56.6934
2168 | 8 | 91 | 4 | 26.8007 | 35.1375 | 113.0695 | 78.6544 | 121.6843 | 68.443 | 82.6358 | 60.8006 | 57.4964 | 9.3418 | 77.6972 | 145.9526 | 74.436 | 154.9238 | 94.3465 | 82.2298 | 51.8962 | 53.7833
2169 | 9 | 91 | 4 | 26.7086 | 35.0469 | 122.5832 | 77.4706 | 122.8773 | 68.0098 | 79.876 | 57.4745 | 53.8243 | 8.4609 | 74.9745 | 143.8544 | 71.9352 | 149.9147 | 87.043 | 83.489 | 52.5488 | 52.5308
2170 | 10 | 91 | 4 | 25.7859 | 37.3656 | 129.649 | 79.6471 | 124.4026 | 66.3604 | 80.6809 | 56.5781 | 54.5436 | 9.2736 | 70.4676 | 141.7217 | 70.6031 | 144.7622 | 92.7413 | 83.7096 | 50.9779 | 55.2376
2171 | 11 | 91 | 4 | 24.804 | 39.3149 | 122.1244 | 76.637 | 117.4622 | 67.697 | 80.5704 | 59.6874 | 62.1601 | 9.2837 | 67.5984 | 142.1588 | 64.9114 | 145.7595 | 91.4874 | 80.7616 | 51.7497 | 53.9941
2172 | 12 | 91 | 4 | 24.2332 | 41.3414 | 126.181 | 73.0604 | 115.4725 | 66.5072 | 84.1573 | 58.0583 | 54.8452 | 9.0256 | 65.2203 | 142.2715 | 65.4826 | 148.6054 | 100.0361 | 80.2825 | 52.497 | 51.5107
2173 | 13 | 91 | 4 | 23.9968 | 39.5859 | 113.1904 | 72.9918 | 113.8921 | 65.0251 | 83.1591 | 58.6165 | 54.5804 | 9.3749 | 64.0068 | 140.9923 | 61.9342 | 151.8907 | 89.9766 | 80.3284 | 51.8659 | 52.5182
2174 | 14 | 91 | 4 | 22.764 | 40.4407 | 114.8331 | 73.5697 | 122.3685 | 65.2879 | 85.9028 | 62.3183 | 49.4499 | 8.8757 | 62.8289 | 143.2916 | 62.5796 | 156.0488 | 87.7218 | 79.1455 | 51.3187 | 49.7098
2175 | 15 | 91 | 4 | 26.2882 | 42.48 | 122.3931 | 74.299 | 129.8943 | 64.2498 | 86.7166 | 61.2196 | 52.2264 | 9.5192 | 63.351 | 147.8701 | 70.3938 | 164.395 | 97.3821 | 77.0651 | 55.2652 | 57.6464
2176 | 16 | 91 | 4 | 59.0964 | 39.9421 | 135.7414 | 81.0648 | 162.9888 | 76.8036 | 93.9859 | 63.5907 | 54.0013 | 13.9727 | 65.9333 | 155.5992 | 103.5111 | 163.9189 | 105.0517 | 86.7079 | 66.2618 | 63.7044
2177 | 17 | 91 | 4 | 78.7463 | 80.241 | 245.0709 | 95.7419 | 220.1286 | 105.2859 | 165.4263 | 68.8099 | 98.3684 | 19.6613 | 83.712 | 200.1561 | 161.1382 | 202.4762 | 131.1031 | 121.9659 | 121.7391 | 122.5828
2178 | 18 | 91 | 4 | 101.5655 | 128.2826 | 317.7245 | 103.4871 | 229.4225 | 127.2256 | 182.3332 | 78.7091 | 115.5676 | 26.4318 | 87.3869 | 266.2711 | 169.5981 | 255.9359 | 180.2503 | 158.1521 | 153.9049 | 159.7396
2179 | 19 | 91 | 4 | 111.7098 | 109.1993 | 316.4027 | 102.9739 | 218.1325 | 117.6439 | 179.8991 | 88.3623 | 130.2682 | 26.5877 | 85.5666 | 264.3651 | 165.3933 | 250.9013 | 168.3027 | 144.7018 | 152.6844 | 163.7551
2180 | 20 | 91 | 4 | 108.5412 | 76.0726 | 312.2708 | 100.1478 | 194.1864 | 108.1128 | 170.5392 | 93.5919 | 130.2039 | 22.8978 | 84.0518 | 239.7345 | 138.0243 | 237.1699 | 157.9406 | 120.6689 | 140.6478 | 160.6189
2181 | 21 | 91 | 4 | 107.1925 | 61.0098 | 298.6698 | 94.5334 | 191.5269 | 93.6201 | 163.8699 | 77.7555 | 125.5535 | 22.462 | 79.0942 | 231.3557 | 136.9059 | 230.3005 | 139.3112 | 101.7046 | 136.1389 | 149.1182
2182 | 22 | 91 | 4 | 77.9747 | 56.784 | 294.2837 | 84.3166 | 183.5432 | 97.084 | 159.4593 | 77.3126 | 122.0286 | 16.8353 | 70.0313 | 213.8456 | 130.3608 | 217.2396 | 132.9072 | 93.6466 | 129.031 | 158.2768
2183 | 23 | 91 | 4 | 70.29 | 63.457 | 295.0811 | 79.8684 | 188.7881 | 90.3066 | 173.0138 | 73.9687 | 115.2156 | 15.4449 | 66.7138 | 204.6304 | 128.7493 | 212.5179 | 116.7165 | 91.8227 | 136.1047 | 146.6835
2184 | 0 | 92 | 4 | 65.6219 | 59.4296 | 300.7139 | 76.8359 | 185.2697 | 88.0699 | 168.3578 | 67.4962 | 105.5582 | 13.3995 | 64.5785 | 209.8517 | 125.8226 | 215.0727 | 101.7759 | 91.864 | 130.6376 | 139.0382
2185 | 1 | 92 | 4 | 65.0294 | 70.3186 | 294.4871 | 79.2454 | 185.6044 | 87.2292 | 161.3631 | 69.6645 | 103.1441 | 14.2251 | 66.3475 | 209.3312 | 124.1847 | 215.5165 | 93.7149 | 97.2842 | 122.504 | 131.0539
2186 | 2 | 92 | 4 | 60.8182 | 72.1049 | 288.0194 | 79.7726 | 187.7205 | 88.5674 | 163.2974 | 63.8496 | 103.4453 | 14.3845 | 68.1507 | 211.8775 | 123.2404 | 208.7944 | 98.6981 | 91.9493 | 125.8404 | 130.8367
2187 | 3 | 92 | 4 | 63.247 | 66.5152 | 288.1023 | 79.019 | 191.6551 | 87.2977 | 167.0894 | 68.2809 | 103.5437 | 13.5151 | 65.6884 | 209.1222 | 135.2169 | 211.5336 | 102.0493 | 96.1143 | 128.2706 | 128.9494
2188 | 4 | 92 | 4 | 65.5448 | 67.373 | 285.3812 | 76.8744 | 190.1061 | 96.4406 | 173.2988 | 66.7352 | 106.8264 | 14.2247 | 66.8318 | 209.3667 | 136.5945 | 212.1562 | 115.3932 | 101.178 | 127.5202 | 130.1953
2189 | 5 | 92 | 4 | 42.9349 | 66.4968 | 282.379 | 78.2893 | 159.9976 | 83.3033 | 154.1845 | 65.2263 | 110.7295 | 15.0149 | 75.9187 | 213.5627 | 106.4481 | 212.6372 | 107.8013 | 101.3026 | 111.4773 | 125.2544
2190 | 6 | 92 | 4 | 27.0606 | 51.8866 | 164.6354 | 79.6967 | 131.3011 | 76.7492 | 99.2056 | 68.1109 | 94.9171 | 9.7524 | 78.9993 | 166.8907 | 82.5514 | 178.7735 | 106.0323 | 95.1983 | 71.1921 | 89.6296
2191 | 7 | 92 | 4 | 27.626 | 39.9789 | 130.478 | 80.6904 | 125.5492 | 64.9458 | 84.2401 | 63.1948 | 64.513 | 9.6671 | 80.5464 | 147.7395 | 73.5629 | 161.3237 | 94.6165 | 87.7269 | 52.8081 | 56.6934
2192 | 8 | 92 | 4 | 26.8007 | 35.1375 | 113.0695 | 78.6544 | 121.6843 | 68.443 | 82.6358 | 60.8006 | 57.4964 | 9.3418 | 77.6972 | 145.9526 | 74.436 | 154.9238 | 94.3465 | 82.2298 | 51.8962 | 53.7833
2193 | 9 | 92 | 4 | 26.7086 | 35.0469 | 122.5832 | 77.4706 | 122.8773 | 68.0098 | 79.876 | 57.4745 | 53.8243 | 8.4609 | 74.9745 | 143.8544 | 71.9352 | 149.9147 | 87.043 | 83.489 | 52.5488 | 52.5308
2194 | 10 | 92 | 4 | 25.7859 | 37.3656 | 129.649 | 79.6471 | 124.4026 | 66.3604 | 80.6809 | 56.5781 | 54.5436 | 9.2736 | 70.4676 | 141.7217 | 70.6031 | 144.7622 | 92.7413 | 83.7096 | 50.9779 | 55.2376
2195 | 11 | 92 | 4 | 24.804 | 39.3149 | 122.1244 | 76.637 | 117.4622 | 67.697 | 80.5704 | 59.6874 | 62.1601 | 9.2837 | 67.5984 | 142.1588 | 64.9114 | 145.7595 | 91.4874 | 80.7616 | 51.7497 | 53.9941
2196 | 12 | 92 | 4 | 24.2332 | 41.3414 | 126.181 | 73.0604 | 115.4725 | 66.5072 | 84.1573 | 58.0583 | 54.8452 | 9.0256 | 65.2203 | 142.2715 | 65.4826 | 148.6054 | 100.0361 | 80.2825 | 52.497 | 51.5107
2197 | 13 | 92 | 4 | 23.9968 | 39.5859 | 113.1904 | 72.9918 | 113.8921 | 65.0251 | 83.1591 | 58.6165 | 54.5804 | 9.3749 | 64.0068 | 140.9923 | 61.9342 | 151.8907 | 89.9766 | 80.3284 | 51.8659 | 52.5182
2198 | 14 | 92 | 4 | 22.764 | 40.4407 | 114.8331 | 73.5697 | 122.3685 | 65.2879 | 85.9028 | 62.3183 | 49.4499 | 8.8757 | 62.8289 | 143.2916 | 62.5796 | 156.0488 | 87.7218 | 79.1455 | 51.3187 | 49.7098
2199 | 15 | 92 | 4 | 26.2882 | 42.48 | 122.3931 | 74.299 | 129.8943 | 64.2498 | 86.7166 | 61.2196 | 52.2264 | 9.5192 | 63.351 | 147.8701 | 70.3938 | 164.395 | 97.3821 | 77.0651 | 55.2652 | 57.6464
2200 | 16 | 92 | 4 | 59.0964 | 39.9421 | 135.7414 | 81.0648 | 162.9888 | 76.8036 | 93.9859 | 63.5907 | 54.0013 | 13.9727 | 65.9333 | 155.5992 | 103.5111 | 163.9189 | 105.0517 | 86.7079 | 66.2618 | 63.7044
2201 | 17 | 92 | 4 | 78.7463 | 80.241 | 245.0709 | 95.7419 | 220.1286 | 105.2859 | 165.4263 | 68.8099 | 98.3684 | 19.6613 | 83.712 | 200.1561 | 161.1382 | 202.4762 | 131.1031 | 121.9659 | 121.7391 | 122.5828
2202 | 18 | 92 | 4 | 101.5655 | 128.2826 | 317.7245 | 103.4871 | 229.4225 | 127.2256 | 182.3332 | 78.7091 | 115.5676 | 26.4318 | 87.3869 | 266.2711 | 169.5981 | 255.9359 | 180.2503 | 158.1521 | 153.9049 | 159.7396
2203 | 19 | 92 | 4 | 111.7098 | 109.1993 | 316.4027 | 102.9739 | 218.1325 | 117.6439 | 179.8991 | 88.3623 | 130.2682 | 26.5877 | 85.5666 | 264.3651 | 165.3933 | 250.9013 | 168.3027 | 144.7018 | 152.6844 | 163.7551
2204 | 20 | 92 | 4 | 108.5412 | 76.0726 | 312.2708 | 100.1478 | 194.1864 | 108.1128 | 170.5392 | 93.5919 | 130.2039 | 22.8978 | 84.0518 | 239.7345 | 138.0243 | 237.1699 | 157.9406 | 120.6689 | 140.6478 | 160.6189
2205 | 21 | 92 | 4 | 107.1925 | 61.0098 | 298.6698 | 94.5334 | 191.5269 | 93.6201 | 163.8699 | 77.7555 | 125.5535 | 22.462 | 79.0942 | 231.3557 | 136.9059 | 230.3005 | 139.3112 | 101.7046 | 136.1389 | 149.1182
2206 | 22 | 92 | 4 | 77.9747 | 56.784 | 294.2837 | 84.3166 | 183.5432 | 97.084 | 159.4593 | 77.3126 | 122.0286 | 16.8353 | 70.0313 | 213.8456 | 130.3608 | 217.2396 | 132.9072 | 93.6466 | 129.031 | 158.2768
2207 | 23 | 92 | 4 | 70.29 | 63.457 | 295.0811 | 79.8684 | 188.7881 | 90.3066 | 173.0138 | 73.9687 | 115.2156 | 15.4449 | 66.7138 | 204.6304 | 128.7493 | 212.5179 | 116.7165 | 91.8227 | 136.1047 | 146.6835
2208 | 0 | 93 | 4 | 65.6219 | 59.4296 | 300.7139 | 76.8359 | 185.2697 | 88.0699 | 168.3578 | 67.4962 | 105.5582 | 13.3995 | 64.5785 | 209.8517 | 125.8226 | 215.0727 | 101.7759 | 91.864 | 130.6376 | 139.0382
2209 | 1 | 93 | 4 | 65.0294 | 70.3186 | 294.4871 | 79.2454 | 185.6044 | 87.2292 | 161.3631 | 69.6645 | 103.1441 | 14.2251 | 66.3475 | 209.3312 | 124.1847 | 215.5165 | 93.7149 | 97.2842 | 122.504 | 131.0539
2210 | 2 | 93 | 4 | 60.8182 | 72.1049 | 288.0194 | 79.7726 | 187.7205 | 88.5674 | 163.2974 | 63.8496 | 103.4453 | 14.3845 | 68.1507 | 211.8775 | 123.2404 | 208.7944 | 98.6981 | 91.9493 | 125.8404 | 130.8367
2211 | 3 | 93 | 4 | 63.247 | 66.5152 | 288.1023 | 79.019 | 191.6551 | 87.2977 | 167.0894 | 68.2809 | 103.5437 | 13.5151 | 65.6884 | 209.1222 | 135.2169 | 211.5336 | 102.0493 | 96.1143 | 128.2706 | 128.9494
2212 | 4 | 93 | 4 | 65.5448 | 67.373 | 285.3812 | 76.8744 | 190.1061 | 96.4406 | 173.2988 | 66.7352 | 106.8264 | 14.2247 | 66.8318 | 209.3667 | 136.5945 | 212.1562 | 115.3932 | 101.178 | 127.5202 | 130.1953
2213 | 5 | 93 | 4 | 42.9349 | 66.4968 | 282.379 | 78.2893 | 159.9976 | 83.3033 | 154.1845 | 65.2263 | 110.7295 | 15.0149 | 75.9187 | 213.5627 | 106.4481 | 212.6372 | 107.8013 | 101.3026 | 111.4773 | 125.2544
2214 | 6 | 93 | 4 | 27.0606 | 51.8866 | 164.6354 | 79.6967 | 131.3011 | 76.7492 | 99.2056 | 68.1109 | 94.9171 | 9.7524 | 78.9993 | 166.8907 | 82.5514 | 178.7735 | 106.0323 | 95.1983 | 71.1921 | 89.6296
2215 | 7 | 93 | 4 | 27.626 | 39.9789 | 130.478 | 80.6904 | 125.5492 | 64.9458 | 84.2401 | 63.1948 | 64.513 | 9.6671 | 80.5464 | 147.7395 | 73.5629 | 161.3237 | 94.6165 | 87.7269 | 52.8081 | 56.6934
2216 | 8 | 93 | 4 | 26.8007 | 35.1375 | 113.0695 | 78.6544 | 121.6843 | 68.443 | 82.6358 | 60.8006 | 57.4964 | 9.3418 | 77.6972 | 145.9526 | 74.436 | 154.9238 | 94.3465 | 82.2298 | 51.8962 | 53.7833
2217 | 9 | 93 | 4 | 26.7086 | 35.0469 | 122.5832 | 77.4706 | 122.8773 | 68.0098 | 79.876 | 57.4745 | 53.8243 | 8.4609 | 74.9745 | 143.8544 | 71.9352 | 149.9147 | 87.043 | 83.489 | 52.5488 | 52.5308
2218 | 10 | 93 | 4 | 25.7859 | 37.3656 | 129.649 | 79.6471 | 124.4026 | 66.3604 | 80.6809 | 56.5781 | 54.5436 | 9.2736 | 70.4676 | 141.7217 | 70.6031 | 144.7622 | 92.7413 | 83.7096 | 50.9779 | 55.2376
2219 | 11 | 93 | 4 | 24.804 | 39.3149 | 122.1244 | 76.637 | 117.4622 | 67.697 | 80.5704 | 59.6874 | 62.1601 | 9.2837 | 67.5984 | 142.1588 | 64.9114 | 145.7595 | 91.4874 | 80.7616 | 51.7497 | 53.9941
2220 | 12 | 93 | 4 | 24.2332 | 41.3414 | 126.181 | 73.0604 | 115.4725 | 66.5072 | 84.1573 | 58.0583 | 54.8452 | 9.0256 | 65.2203 | 142.2715 | 65.4826 | 148.6054 | 100.0361 | 80.2825 | 52.497 | 51.5107
2221 | 13 | 93 | 4 | 23.9968 | 39.5859 | 113.1904 | 72.9918 | 113.8921 | 65.0251 | 83.1591 | 58.6165 | 54.5804 | 9.3749 | 64.0068 | 140.9923 | 61.9342 | 151.8907 | 89.9766 | 80.3284 | 51.8659 | 52.5182
2222 | 14 | 93 | 4 | 22.764 | 40.4407 | 114.8331 | 73.5697 | 122.3685 | 65.2879 | 85.9028 | 62.3183 | 49.4499 | 8.8757 | 62.8289 | 143.2916 | 62.5796 | 156.0488 | 87.7218 | 79.1455 | 51.3187 | 49.7098
2223 | 15 | 93 | 4 | 26.2882 | 42.48 | 122.3931 | 74.299 | 129.8943 | 64.2498 | 86.7166 | 61.2196 | 52.2264 | 9.5192 | 63.351 | 147.8701 | 70.3938 | 164.395 | 97.3821 | 77.0651 | 55.2652 | 57.6464
2224 | 16 | 93 | 4 | 59.0964 | 39.9421 | 135.7414 | 81.0648 | 162.9888 | 76.8036 | 93.9859 | 63.5907 | 54.0013 | 13.9727 | 65.9333 | 155.5992 | 103.5111 | 163.9189 | 105.0517 | 86.7079 | 66.2618 | 63.7044
2225 | 17 | 93 | 4 | 78.7463 | 80.241 | 245.0709 | 95.7419 | 220.1286 | 105.2859 | 165.4263 | 68.8099 | 98.3684 | 19.6613 | 83.712 | 200.1561 | 161.1382 | 202.4762 | 131.1031 | 121.9659 | 121.7391 | 122.5828
2226 | 18 | 93 | 4 | 101.5655 | 128.2826 | 317.7245 | 103.4871 | 229.4225 | 127.2256 | 182.3332 | 78.7091 | 115.5676 | 26.4318 | 87.3869 | 266.2711 | 169.5981 | 255.9359 | 180.2503 | 158.1521 | 153.9049 | 159.7396
2227 | 19 | 93 | 4 | 111.7098 | 109.1993 | 316.4027 | 102.9739 | 218.1325 | 117.6439 | 179.8991 | 88.3623 | 130.2682 | 26.5877 | 85.5666 | 264.3651 | 165.3933 | 250.9013 | 168.3027 | 144.7018 | 152.6844 | 163.7551
2228 | 20 | 93 | 4 | 108.5412 | 76.0726 | 312.2708 | 100.1478 | 194.1864 | 108.1128 | 170.5392 | 93.5919 | 130.2039 | 22.8978 | 84.0518 | 239.7345 | 138.0243 | 237.1699 | 157.9406 | 120.6689 | 140.6478 | 160.6189
2229 | 21 | 93 | 4 | 107.1925 | 61.0098 | 298.6698 | 94.5334 | 191.5269 | 93.6201 | 163.8699 | 77.7555 | 125.5535 | 22.462 | 79.0942 | 231.3557 | 136.9059 | 230.3005 | 139.3112 | 101.7046 | 136.1389 | 149.1182
2230 | 22 | 93 | 4 | 77.9747 | 56.784 | 294.2837 | 84.3166 | 183.5432 | 97.084 | 159.4593 | 77.3126 | 122.0286 | 16.8353 | 70.0313 | 213.8456 | 130.3608 | 217.2396 | 132.9072 | 93.6466 | 129.031 | 158.2768
2231 | 23 | 93 | 4 | 70.29 | 63.457 | 295.0811 | 79.8684 | 188.7881 | 90.3066 | 173.0138 | 73.9687 | 115.2156 | 15.4449 | 66.7138 | 204.6304 | 128.7493 | 212.5179 | 116.7165 | 91.8227 | 136.1047 | 146.6835
2232 | 0 | 94 | 4 | 65.6219 | 59.4296 | 300.7139 | 76.8359 | 185.2697 | 88.0699 | 168.3578 | 67.4962 | 105.5582 | 13.3995 | 64.5785 | 209.8517 | 125.8226 | 215.0727 | 101.7759 | 91.864 | 130.6376 | 139.0382
2233 | 1 | 94 | 4 | 65.0294 | 70.3186 | 294.4871 | 79.2454 | 185.6044 | 87.2292 | 161.3631 | 69.6645 | 103.1441 | 14.2251 | 66.3475 | 209.3312 | 124.1847 | 215.5165 | 93.7149 | 97.2842 | 122.504 | 131.0539
2234 | 2 | 94 | 4 | 60.8182 | 72.1049 | 288.0194 | 79.7726 | 187.7205 | 88.5674 | 163.2974 | 63.8496 | 103.4453 | 14.3845 | 68.1507 | 211.8775 | 123.2404 | 208.7944 | 98.6981 | 91.9493 | 125.8404 | 130.8367
2235 | 3 | 94 | 4 | 63.247 | 66.5152 | 288.1023 | 79.019 | 191.6551 | 87.2977 | 167.0894 | 68.2809 | 103.5437 | 13.5151 | 65.6884 | 209.1222 | 135.2169 | 211.5336 | 102.0493 | 96.1143 | 128.2706 | 128.9494
2236 | 4 | 94 | 4 | 65.5448 | 67.373 | 285.3812 | 76.8744 | 190.1061 | 96.4406 | 173.2988 | 66.7352 | 106.8264 | 14.2247 | 66.8318 | 209.3667 | 136.5945 | 212.1562 | 115.3932 | 101.178 | 127.5202 | 130.1953
2237 | 5 | 94 | 4 | 42.9349 | 66.4968 | 282.379 | 78.2893 | 159.9976 | 83.3033 | 154.1845 | 65.2263 | 110.7295 | 15.0149 | 75.9187 | 213.5627 | 106.4481 | 212.6372 | 107.8013 | 101.3026 | 111.4773 | 125.2544
2238 | 6 | 94 | 4 | 27.0606 | 51.8866 | 164.6354 | 79.6967 | 131.3011 | 76.7492 | 99.2056 | 68.1109 | 94.9171 | 9.7524 | 78.9993 | 166.8907 | 82.5514 | 178.7735 | 106.0323 | 95.1983 | 71.1921 | 89.6296
2239 | 7 | 94 | 4 | 27.626 | 39.9789 | 130.478 | 80.6904 | 125.5492 | 64.9458 | 84.2401 | 63.1948 | 64.513 | 9.6671 | 80.5464 | 147.7395 | 73.5629 | 161.3237 | 94.6165 | 87.7269 | 52.8081 | 56.6934
2240 | 8 | 94 | 4 | 26.8007 | 35.1375 | 113.0695 | 78.6544 | 121.6843 | 68.443 | 82.6358 | 60.8006 | 57.4964 | 9.3418 | 77.6972 | 145.9526 | 74.436 | 154.9238 | 94.3465 | 82.2298 | 51.8962 | 53.7833
2241 | 9 | 94 | 4 | 26.7086 | 35.0469 | 122.5832 | 77.4706 | 122.8773 | 68.0098 | 79.876 | 57.4745 | 53.8243 | 8.4609 | 74.9745 | 143.8544 | 71.9352 | 149.9147 | 87.043 | 83.489 | 52.5488 | 52.5308
2242 | 10 | 94 | 4 | 25.7859 | 37.3656 | 129.649 | 79.6471 | 124.4026 | 66.3604 | 80.6809 | 56.5781 | 54.5436 | 9.2736 | 70.4676 | 141.7217 | 70.6031 | 144.7622 | 92.7413 | 83.7096 | 50.9779 | 55.2376
2243 | 11 | 94 | 4 | 24.804 | 39.3149 | 122.1244 | 76.637 | 117.4622 | 67.697 | 80.5704 | 59.6874 | 62.1601 | 9.2837 | 67.5984 | 142.1588 | 64.9114 | 145.7595 | 91.4874 | 80.7616 | 51.7497 | 53.9941
2244 | 12 | 94 | 4 | 24.2332 | 41.3414 | 126.181 | 73.0604 | 115.4725 | 66.5072 | 84.1573 | 58.0583 | 54.8452 | 9.0256 | 65.2203 | 142.2715 | 65.4826 | 148.6054 | 100.0361 | 80.2825 | 52.497 | 51.5107
2245 | 13 | 94 | 4 | 23.9968 | 39.5859 | 113.1904 | 72.9918 | 113.8921 | 65.0251 | 83.1591 | 58.6165 | 54.5804 | 9.3749 | 64.0068 | 140.9923 | 61.9342 | 151.8907 | 89.9766 | 80.3284 | 51.8659 | 52.5182
2246 | 14 | 94 | 4 | 22.764 | 40.4407 | 114.8331 | 73.5697 | 122.3685 | 65.2879 | 85.9028 | 62.3183 | 49.4499 | 8.8757 | 62.8289 | 143.2916 | 62.5796 | 156.0488 | 87.7218 | 79.1455 | 51.3187 | 49.7098
2247 | 15 | 94 | 4 | 26.2882 | 42.48 | 122.3931 | 74.299 | 129.8943 | 64.2498 | 86.7166 | 61.2196 | 52.2264 | 9.5192 | 63.351 | 147.8701 | 70.3938 | 164.395 | 97.3821 | 77.0651 | 55.2652 | 57.6464
2248 | 16 | 94 | 4 | 59.0964 | 39.9421 | 135.7414 | 81.0648 | 162.9888 | 76.8036 | 93.9859 | 63.5907 | 54.0013 | 13.9727 | 65.9333 | 155.5992 | 103.5111 | 163.9189 | 105.0517 | 86.7079 | 66.2618 | 63.7044
2249 | 17 | 94 | 4 | 78.7463 | 80.241 | 245.0709 | 95.7419 | 220.1286 | 105.2859 | 165.4263 | 68.8099 | 98.3684 | 19.6613 | 83.712 | 200.1561 | 161.1382 | 202.4762 | 131.1031 | 121.9659 | 121.7391 | 122.5828
2250 | 18 | 94 | 4 | 101.5655 | 128.2826 | 317.7245 | 103.4871 | 229.4225 | 127.2256 | 182.3332 | 78.7091 | 115.5676 | 26.4318 | 87.3869 | 266.2711 | 169.5981 | 255.9359 | 180.2503 | 158.1521 | 153.9049 | 159.7396
2251 | 19 | 94 | 4 | 111.7098 | 109.1993 | 316.4027 | 102.9739 | 218.1325 | 117.6439 | 179.8991 | 88.3623 | 130.2682 | 26.5877 | 85.5666 | 264.3651 | 165.3933 | 250.9013 | 168.3027 | 144.7018 | 152.6844 | 163.7551
2252 | 20 | 94 | 4 | 108.5412 | 76.0726 | 312.2708 | 100.1478 | 194.1864 | 108.1128 | 170.5392 | 93.5919 | 130.2039 | 22.8978 | 84.0518 | 239.7345 | 138.0243 | 237.1699 | 157.9406 | 120.6689 | 140.6478 | 160.6189
2253 | 21 | 94 | 4 | 107.1925 | 61.0098 | 298.6698 | 94.5334 | 191.5269 | 93.6201 | 163.8699 | 77.7555 | 125.5535 | 22.462 | 79.0942 | 231.3557 | 136.9059 | 230.3005 | 139.3112 | 101.7046 | 136.1389 | 149.1182
2254 | 22 | 94 | 4 | 77.9747 | 56.784 | 294.2837 | 84.3166 | 183.5432 | 97.084 | 159.4593 | 77.3126 | 122.0286 | 16.8353 | 70.0313 | 213.8456 | 130.3608 | 217.2396 | 132.9072 | 93.6466 | 129.031 | 158.2768
2255 | 23 | 94 | 4 | 70.29 | 63.457 | 295.0811 | 79.8684 | 188.7881 | 90.3066 | 173.0138 | 73.9687 | 115.2156 | 15.4449 | 66.7138 | 204.6304 | 128.7493 | 212.5179 | 116.7165 | 91.8227 | 136.1047 | 146.6835
2256 | 0 | 95 | 4 | 65.6219 | 59.4296 | 300.7139 | 76.8359 | 185.2697 | 88.0699 | 168.3578 | 67.4962 | 105.5582 | 13.3995 | 64.5785 | 209.8517 | 125.8226 | 215.0727 | 101.7759 | 91.864 | 130.6376 | 139.0382
2257 | 1 | 95 | 4 | 65.0294 | 70.3186 | 294.4871 | 79.2454 | 185.6044 | 87.2292 | 161.3631 | 69.6645 | 103.1441 | 14.2251 | 66.3475 | 209.3312 | 124.1847 | 215.5165 | 93.7149 | 97.2842 | 122.504 | 131.0539
2258 | 2 | 95 | 4 | 60.8182 | 72.1049 | 288.0194 | 79.7726 | 187.7205 | 88.5674 | 163.2974 | 63.8496 | 103.4453 | 14.3845 | 68.1507 | 211.8775 | 123.2404 | 208.7944 | 98.6981 | 91.9493 | 125.8404 | 130.8367
2259 | 3 | 95 | 4 | 63.247 | 66.5152 | 288.1023 | 79.019 | 191.6551 | 87.2977 | 167.0894 | 68.2809 | 103.5437 | 13.5151 | 65.6884 | 209.1222 | 135.2169 | 211.5336 | 102.0493 | 96.1143 | 128.2706 | 128.9494
2260 | 4 | 95 | 4 | 65.5448 | 67.373 | 285.3812 | 76.8744 | 190.1061 | 96.4406 | 173.2988 | 66.7352 | 106.8264 | 14.2247 | 66.8318 | 209.3667 | 136.5945 | 212.1562 | 115.3932 | 101.178 | 127.5202 | 130.1953
2261 | 5 | 95 | 4 | 42.9349 | 66.4968 | 282.379 | 78.2893 | 159.9976 | 83.3033 | 154.1845 | 65.2263 | 110.7295 | 15.0149 | 75.9187 | 213.5627 | 106.4481 | 212.6372 | 107.8013 | 101.3026 | 111.4773 | 125.2544
2262 | 6 | 95 | 4 | 27.0606 | 51.8866 | 164.6354 | 79.6967 | 131.3011 | 76.7492 | 99.2056 | 68.1109 | 94.9171 | 9.7524 | 78.9993 | 166.8907 | 82.5514 | 178.7735 | 106.0323 | 95.1983 | 71.1921 | 89.6296
2263 | 7 | 95 | 4 | 27.626 | 39.9789 | 130.478 | 80.6904 | 125.5492 | 64.9458 | 84.2401 | 63.1948 | 64.513 | 9.6671 | 80.5464 | 147.7395 | 73.5629 | 161.3237 | 94.6165 | 87.7269 | 52.8081 | 56.6934
2264 | 8 | 95 | 4 | 26.8007 | 35.1375 | 113.0695 | 78.6544 | 121.6843 | 68.443 | 82.6358 | 60.8006 | 57.4964 | 9.3418 | 77.6972 | 145.9526 | 74.436 | 154.9238 | 94.3465 | 82.2298 | 51.8962 | 53.7833
2265 | 9 | 95 | 4 | 26.7086 | 35.0469 | 122.5832 | 77.4706 | 122.8773 | 68.0098 | 79.876 | 57.4745 | 53.8243 | 8.4609 | 74.9745 | 143.8544 | 71.9352 | 149.9147 | 87.043 | 83.489 | 52.5488 | 52.5308
2266 | 10 | 95 | 4 | 25.7859 | 37.3656 | 129.649 | 79.6471 | 124.4026 | 66.3604 | 80.6809 | 56.5781 | 54.5436 | 9.2736 | 70.4676 | 141.7217 | 70.6031 | 144.7622 | 92.7413 | 83.7096 | 50.9779 | 55.2376
2267 | 11 | 95 | 4 | 24.804 | 39.3149 | 122.1244 | 76.637 | 117.4622 | 67.697 | 80.5704 | 59.6874 | 62.1601 | 9.2837 | 67.5984 | 142.1588 | 64.9114 | 145.7595 | 91.4874 | 80.7616 | 51.7497 | 53.9941
2268 | 12 | 95 | 4 | 24.2332 | 41.3414 | 126.181 | 73.0604 | 115.4725 | 66.5072 | 84.1573 | 58.0583 | 54.8452 | 9.0256 | 65.2203 | 142.2715 | 65.4826 | 148.6054 | 100.0361 | 80.2825 | 52.497 | 51.5107
2269 | 13 | 95 | 4 | 23.9968 | 39.5859 | 113.1904 | 72.9918 | 113.8921 | 65.0251 | 83.1591 | 58.6165 | 54.5804 | 9.3749 | 64.0068 | 140.9923 | 61.9342 | 151.8907 | 89.9766 | 80.3284 | 51.8659 | 52.5182
2270 | 14 | 95 | 4 | 22.764 | 40.4407 | 114.8331 | 73.5697 | 122.3685 | 65.2879 | 85.9028 | 62.3183 | 49.4499 | 8.8757 | 62.8289 | 143.2916 | 62.5796 | 156.0488 | 87.7218 | 79.1455 | 51.3187 | 49.7098
2271 | 15 | 95 | 4 | 26.2882 | 42.48 | 122.3931 | 74.299 | 129.8943 | 64.2498 | 86.7166 | 61.2196 | 52.2264 | 9.5192 | 63.351 | 147.8701 | 70.3938 | 164.395 | 97.3821 | 77.0651 | 55.2652 | 57.6464
2272 | 16 | 95 | 4 | 59.0964 | 39.9421 | 135.7414 | 81.0648 | 162.9888 | 76.8036 | 93.9859 | 63.5907 | 54.0013 | 13.9727 | 65.9333 | 155.5992 | 103.5111 | 163.9189 | 105.0517 | 86.7079 | 66.2618 | 63.7044
2273 | 17 | 95 | 4 | 78.7463 | 80.241 | 245.0709 | 95.7419 | 220.1286 | 105.2859 | 165.4263 | 68.8099 | 98.3684 | 19.6613 | 83.712 | 200.1561 | 161.1382 | 202.4762 | 131.1031 | 121.9659 | 121.7391 | 122.5828
2274 | 18 | 95 | 4 | 101.5655 | 128.2826 | 317.7245 | 103.4871 | 229.4225 | 127.2256 | 182.3332 | 78.7091 | 115.5676 | 26.4318 | 87.3869 | 266.2711 | 169.5981 | 255.9359 | 180.2503 | 158.1521 | 153.9049 | 159.7396
2275 | 19 | 95 | 4 | 111.7098 | 109.1993 | 316.4027 | 102.9739 | 218.1325 | 117.6439 | 179.8991 | 88.3623 | 130.2682 | 26.5877 | 85.5666 | 264.3651 | 165.3933 | 250.9013 | 168.3027 | 144.7018 | 152.6844 | 163.7551
2276 | 20 | 95 | 4 | 108.5412 | 76.0726 | 312.2708 | 100.1478 | 194.1864 | 108.1128 | 170.5392 | 93.5919 | 130.2039 | 22.8978 | 84.0518 | 239.7345 | 138.0243 | 237.1699 | 157.9406 | 120.6689 | 140.6478 | 160.6189
2277 | 21 | 95 | 4 | 107.1925 | 61.0098 | 298.6698 | 94.5334 | 191.5269 | 93.6201 | 163.8699 | 77.7555 | 125.5535 | 22.462 | 79.0942 | 231.3557 | 136.9059 | 230.3005 | 139.3112 | 101.7046 | 136.1389 | 149.1182
2278 | 22 | 95 | 4 | 77.9747 | 56.784 | 294.2837 | 84.3166 | 183.5432 | 97.084 | 159.4593 | 77.3126 | 122.0286 | 16.8353 | 70.0313 | 213.8456 | 130.3608 | 217.2396 | 132.9072 | 93.6466 | 129.031 | 158.2768
2279 | 23 | 95 | 4 | 70.29 | 63.457 | 295.0811 | 79.8684 | 188.7881 | 90.3066 | 173.0138 | 73.9687 | 115.2156 | 15.4449 | 66.7138 | 204.6304 | 128.7493 | 212.5179 | 116.7165 | 91.8227 | 136.1047 | 146.6835
2280 | 0 | 96 | 4 | 65.6219 | 59.4296 | 300.7139 | 76.8359 | 185.2697 | 88.0699 | 168.3578 | 67.4962 | 105.5582 | 13.3995 | 64.5785 | 209.8517 | 125.8226 | 215.0727 | 101.7759 | 91.864 | 130.6376 | 139.0382
2281 | 1 | 96 | 4 | 65.0294 | 70.3186 | 294.4871 | 79.2454 | 185.6044 | 87.2292 | 161.3631 | 69.6645 | 103.1441 | 14.2251 | 66.3475 | 209.3312 | 124.1847 | 215.5165 | 93.7149 | 97.2842 | 122.504 | 131.0539
2282 | 2 | 96 | 4 | 60.8182 | 72.1049 | 288.0194 | 79.7726 | 187.7205 | 88.5674 | 163.2974 | 63.8496 | 103.4453 | 14.3845 | 68.1507 | 211.8775 | 123.2404 | 208.7944 | 98.6981 | 91.9493 | 125.8404 | 130.8367
2283 | 3 | 96 | 4 | 63.247 | 66.5152 | 288.1023 | 79.019 | 191.6551 | 87.2977 | 167.0894 | 68.2809 | 103.5437 | 13.5151 | 65.6884 | 209.1222 | 135.2169 | 211.5336 | 102.0493 | 96.1143 | 128.2706 | 128.9494
2284 | 4 | 96 | 4 | 65.5448 | 67.373 | 285.3812 | 76.8744 | 190.1061 | 96.4406 | 173.2988 | 66.7352 | 106.8264 | 14.2247 | 66.8318 | 209.3667 | 136.5945 | 212.1562 | 115.3932 | 101.178 | 127.5202 | 130.1953
2285 | 5 | 96 | 4 | 42.9349 | 66.4968 | 282.379 | 78.2893 | 159.9976 | 83.3033 | 154.1845 | 65.2263 | 110.7295 | 15.0149 | 75.9187 | 213.5627 | 106.4481 | 212.6372 | 107.8013 | 101.3026 | 111.4773 | 125.2544
2286 | 6 | 96 | 4 | 27.0606 | 51.8866 | 164.6354 | 79.6967 | 131.3011 | 76.7492 | 99.2056 | 68.1109 | 94.9171 | 9.7524 | 78.9993 | 166.8907 | 82.5514 | 178.7735 | 106.0323 | 95.1983 | 71.1921 | 89.6296
2287 | 7 | 96 | 4 | 27.626 | 39.9789 | 130.478 | 80.6904 | 125.5492 | 64.9458 | 84.2401 | 63.1948 | 64.513 | 9.6671 | 80.5464 | 147.7395 | 73.5629 | 161.3237 | 94.6165 | 87.7269 | 52.8081 | 56.6934
2288 | 8 | 96 | 4 | 26.8007 | 35.1375 | 113.0695 | 78.6544 | 121.6843 | 68.443 | 82.6358 | 60.8006 | 57.4964 | 9.3418 | 77.6972 | 145.9526 | 74.436 | 154.9238 | 94.3465 | 82.2298 | 51.8962 | 53.7833
2289 | 9 | 96 | 4 | 26.7086 | 35.0469 | 122.5832 | 77.4706 | 122.8773 | 68.0098 | 79.876 | 57.4745 | 53.8243 | 8.4609 | 74.9745 | 143.8544 | 71.9352 | 149.9147 | 87.043 | 83.489 | 52.5488 | 52.5308
2290 | 10 | 96 | 4 | 25.7859 | 37.3656 | 129.649 | 79.6471 | 124.4026 | 66.3604 | 80.6809 | 56.5781 | 54.5436 | 9.2736 | 70.4676 | 141.7217 | 70.6031 | 144.7622 | 92.7413 | 83.7096 | 50.9779 | 55.2376
2291 | 11 | 96 | 4 | 24.804 | 39.3149 | 122.1244 | 76.637 | 117.4622 | 67.697 | 80.5704 | 59.6874 | 62.1601 | 9.2837 | 67.5984 | 142.1588 | 64.9114 | 145.7595 | 91.4874 | 80.7616 | 51.7497 | 53.9941
2292 | 12 | 96 | 4 | 24.2332 | 41.3414 | 126.181 | 73.0604 | 115.4725 | 66.5072 | 84.1573 | 58.0583 | 54.8452 | 9.0256 | 65.2203 | 142.2715 | 65.4826 | 148.6054 | 100.0361 | 80.2825 | 52.497 | 51.5107
2293 | 13 | 96 | 4 | 23.9968 | 39.5859 | 113.1904 | 72.9918 | 113.8921 | 65.0251 | 83.1591 | 58.6165 | 54.5804 | 9.3749 | 64.0068 | 140.9923 | 61.9342 | 151.8907 | 89.9766 | 80.3284 | 51.8659 | 52.5182
2294 | 14 | 96 | 4 | 22.764 | 40.4407 | 114.8331 | 73.5697 | 122.3685 | 65.2879 | 85.9028 | 62.3183 | 49.4499 | 8.8757 | 62.8289 | 143.2916 | 62.5796 | 156.0488 | 87.7218 | 79.1455 | 51.3187 | 49.7098
2295 | 15 | 96 | 4 | 26.2882 | 42.48 | 122.3931 | 74.299 | 129.8943 | 64.2498 | 86.7166 | 61.2196 | 52.2264 | 9.5192 | 63.351 | 147.8701 | 70.3938 | 164.395 | 97.3821 | 77.0651 | 55.2652 | 57.6464
2296 | 16 | 96 | 4 | 59.0964 | 39.9421 | 135.7414 | 81.0648 | 162.9888 | 76.8036 | 93.9859 | 63.5907 | 54.0013 | 13.9727 | 65.9333 | 155.5992 | 103.5111 | 163.9189 | 105.0517 | 86.7079 | 66.2618 | 63.7044
2297 | 17 | 96 | 4 | 78.7463 | 80.241 | 245.0709 | 95.7419 | 220.1286 | 105.2859 | 165.4263 | 68.8099 | 98.3684 | 19.6613 | 83.712 | 200.1561 | 161.1382 | 202.4762 | 131.1031 | 121.9659 | 121.7391 | 122.5828
2298 | 18 | 96 | 4 | 101.5655 | 128.2826 | 317.7245 | 103.4871 | 229.4225 | 127.2256 | 182.3332 | 78.7091 | 115.5676 | 26.4318 | 87.3869 | 266.2711 | 169.5981 | 255.9359 | 180.2503 | 158.1521 | 153.9049 | 159.7396
2299 | 19 | 96 | 4 | 111.7098 | 109.1993 | 316.4027 | 102.9739 | 218.1325 | 117.6439 | 179.8991 | 88.3623 | 130.2682 | 26.5877 | 85.5666 | 264.3651 | 165.3933 | 250.9013 | 168.3027 | 144.7018 | 152.6844 | 163.7551
2300 | 20 | 96 | 4 | 108.5412 | 76.0726 | 312.2708 | 100.1478 | 194.1864 | 108.1128 | 170.5392 | 93.5919 | 130.2039 | 22.8978 | 84.0518 | 239.7345 | 138.0243 | 237.1699 | 157.9406 | 120.6689 | 140.6478 | 160.6189
2301 | 21 | 96 | 4 | 107.1925 | 61.0098 | 298.6698 | 94.5334 | 191.5269 | 93.6201 | 163.8699 | 77.7555 | 125.5535 | 22.462 | 79.0942 | 231.3557 | 136.9059 | 230.3005 | 139.3112 | 101.7046 | 136.1389 | 149.1182
2302 | 22 | 96 | 4 | 77.9747 | 56.784 | 294.2837 | 84.3166 | 183.5432 | 97.084 | 159.4593 | 77.3126 | 122.0286 | 16.8353 | 70.0313 | 213.8456 | 130.3608 | 217.2396 | 132.9072 | 93.6466 | 129.031 | 158.2768
2303 | 23 | 96 | 4 | 70.29 | 63.457 | 295.0811 | 79.8684 | 188.7881 | 90.3066 | 173.0138 | 73.9687 | 115.2156 | 15.4449 | 66.7138 | 204.6304 | 128.7493 | 212.5179 | 116.7165 | 91.8227 | 136.1047 | 146.6835
2304 | 0 | 97 | 4 | 65.6219 | 59.4296 | 300.7139 | 76.8359 | 185.2697 | 88.0699 | 168.3578 | 67.4962 | 105.5582 | 13.3995 | 64.5785 | 209.8517 | 125.8226 | 215.0727 | 101.7759 | 91.864 | 130.6376 | 139.0382
2305 | 1 | 97 | 4 | 65.0294 | 70.3186 | 294.4871 | 79.2454 | 185.6044 | 87.2292 | 161.3631 | 69.6645 | 103.1441 | 14.2251 | 66.3475 | 209.3312 | 124.1847 | 215.5165 | 93.7149 | 97.2842 | 122.504 | 131.0539
2306 | 2 | 97 | 4 | 60.8182 | 72.1049 | 288.0194 | 79.7726 | 187.7205 | 88.5674 | 163.2974 | 63.8496 | 103.4453 | 14.3845 | 68.1507 | 211.8775 | 123.2404 | 208.7944 | 98.6981 | 91.9493 | 125.8404 | 130.8367
2307 | 3 | 97 | 4 | 63.247 | 66.5152 | 288.1023 | 79.019 | 191.6551 | 87.2977 | 167.0894 | 68.2809 | 103.5437 | 13.5151 | 65.6884 | 209.1222 | 135.2169 | 211.5336 | 102.0493 | 96.1143 | 128.2706 | 128.9494
2308 | 4 | 97 | 4 | 65.5448 | 67.373 | 285.3812 | 76.8744 | 190.1061 | 96.4406 | 173.2988 | 66.7352 | 106.8264 | 14.2247 | 66.8318 | 209.3667 | 136.5945 | 212.1562 | 115.3932 | 101.178 | 127.5202 | 130.1953
2309 | 5 | 97 | 4 | 42.9349 | 66.4968 | 282.379 | 78.2893 | 159.9976 | 83.3033 | 154.1845 | 65.2263 | 110.7295 | 15.0149 | 75.9187 | 213.5627 | 106.4481 | 212.6372 | 107.8013 | 101.3026 | 111.4773 | 125.2544
2310 | 6 | 97 | 4 | 27.0606 | 51.8866 | 164.6354 | 79.6967 | 131.3011 | 76.7492 | 99.2056 | 68.1109 | 94.9171 | 9.7524 | 78.9993 | 166.8907 | 82.5514 | 178.7735 | 106.0323 | 95.1983 | 71.1921 | 89.6296
2311 | 7 | 97 | 4 | 27.626 | 39.9789 | 130.478 | 80.6904 | 125.5492 | 64.9458 | 84.2401 | 63.1948 | 64.513 | 9.6671 | 80.5464 | 147.7395 | 73.5629 | 161.3237 | 94.6165 | 87.7269 | 52.8081 | 56.6934
2312 | 8 | 97 | 4 | 26.8007 | 35.1375 | 113.0695 | 78.6544 | 121.6843 | 68.443 | 82.6358 | 60.8006 | 57.4964 | 9.3418 | 77.6972 | 145.9526 | 74.436 | 154.9238 | 94.3465 | 82.2298 | 51.8962 | 53.7833
2313 | 9 | 97 | 4 | 26.7086 | 35.0469 | 122.5832 | 77.4706 | 122.8773 | 68.0098 | 79.876 | 57.4745 | 53.8243 | 8.4609 | 74.9745 | 143.8544 | 71.9352 | 149.9147 | 87.043 | 83.489 | 52.5488 | 52.5308
2314 | 10 | 97 | 4 | 25.7859 | 37.3656 | 129.649 | 79.6471 | 124.4026 | 66.3604 | 80.6809 | 56.5781 | 54.5436 | 9.2736 | 70.4676 | 141.7217 | 70.6031 | 144.7622 | 92.7413 | 83.7096 | 50.9779 | 55.2376
2315 | 11 | 97 | 4 | 24.804 | 39.3149 | 122.1244 | 76.637 | 117.4622 | 67.697 | 80.5704 | 59.6874 | 62.1601 | 9.2837 | 67.5984 | 142.1588 | 64.9114 | 145.7595 | 91.4874 | 80.7616 | 51.7497 | 53.9941
2316 | 12 | 97 | 4 | 24.2332 | 41.3414 | 126.181 | 73.0604 | 115.4725 | 66.5072 | 84.1573 | 58.0583 | 54.8452 | 9.0256 | 65.2203 | 142.2715 | 65.4826 | 148.6054 | 100.0361 | 80.2825 | 52.497 | 51.5107
2317 | 13 | 97 | 4 | 23.9968 | 39.5859 | 113.1904 | 72.9918 | 113.8921 | 65.0251 | 83.1591 | 58.6165 | 54.5804 | 9.3749 | 64.0068 | 140.9923 | 61.9342 | 151.8907 | 89.9766 | 80.3284 | 51.8659 | 52.5182
2318 | 14 | 97 | 4 | 22.764 | 40.4407 | 114.8331 | 73.5697 | 122.3685 | 65.2879 | 85.9028 | 62.3183 | 49.4499 | 8.8757 | 62.8289 | 143.2916 | 62.5796 | 156.0488 | 87.7218 | 79.1455 | 51.3187 | 49.7098
2319 | 15 | 97 | 4 | 26.2882 | 42.48 | 122.3931 | 74.299 | 129.8943 | 64.2498 | 86.7166 | 61.2196 | 52.2264 | 9.5192 | 63.351 | 147.8701 | 70.3938 | 164.395 | 97.3821 | 77.0651 | 55.2652 | 57.6464
2320 | 16 | 97 | 4 | 59.0964 | 39.9421 | 135.7414 | 81.0648 | 162.9888 | 76.8036 | 93.9859 | 63.5907 | 54.0013 | 13.9727 | 65.9333 | 155.5992 | 103.5111 | 163.9189 | 105.0517 | 86.7079 | 66.2618 | 63.7044
2321 | 17 | 97 | 4 | 78.7463 | 80.241 | 245.0709 | 95.7419 | 220.1286 | 105.2859 | 165.4263 | 68.8099 | 98.3684 | 19.6613 | 83.712 | 200.1561 | 161.1382 | 202.4762 | 131.1031 | 121.9659 | 121.7391 | 122.5828
2322 | 18 | 97 | 4 | 101.5655 | 128.2826 | 317.7245 | 103.4871 | 229.4225 | 127.2256 | 182.3332 | 78.7091 | 115.5676 | 26.4318 | 87.3869 | 266.2711 | 169.5981 | 255.9359 | 180.2503 | 158.1521 | 153.9049 | 159.7396
2323 | 19 | 97 | 4 | 111.7098 | 109.1993 | 316.4027 | 102.9739 | 218.1325 | 117.6439 | 179.8991 | 88.3623 | 130.2682 | 26.5877 | 85.5666 | 264.3651 | 165.3933 | 250.9013 | 168.3027 | 144.7018 | 152.6844 | 163.7551
2324 | 20 | 97 | 4 | 108.5412 | 76.0726 | 312.2708 | 100.1478 | 194.1864 | 108.1128 | 170.5392 | 93.5919 | 130.2039 | 22.8978 | 84.0518 | 239.7345 | 138.0243 | 237.1699 | 157.9406 | 120.6689 | 140.6478 | 160.6189
2325 | 21 | 97 | 4 | 107.1925 | 61.0098 | 298.6698 | 94.5334 | 191.5269 | 93.6201 | 163.8699 | 77.7555 | 125.5535 | 22.462 | 79.0942 | 231.3557 | 136.9059 | 230.3005 | 139.3112 | 101.7046 | 136.1389 | 149.1182
2326 | 22 | 97 | 4 | 77.9747 | 56.784 | 294.2837 | 84.3166 | 183.5432 | 97.084 | 159.4593 | 77.3126 | 122.0286 | 16.8353 | 70.0313 | 213.8456 | 130.3608 | 217.2396 | 132.9072 | 93.6466 | 129.031 | 158.2768
2327 | 23 | 97 | 4 | 70.29 | 63.457 | 295.0811 | 79.8684 | 188.7881 | 90.3066 | 173.0138 | 73.9687 | 115.2156 | 15.4449 | 66.7138 | 204.6304 | 128.7493 | 212.5179 | 116.7165 | 91.8227 | 136.1047 | 146.6835
2328 | 0 | 98 | 4 | 65.6219 | 59.4296 | 300.7139 | 76.8359 | 185.2697 | 88.0699 | 168.3578 | 67.4962 | 105.5582 | 13.3995 | 64.5785 | 209.8517 | 125.8226 | 215.0727 | 101.7759 | 91.864 | 130.6376 | 139.0382
2329 | 1 | 98 | 4 | 65.0294 | 70.3186 | 294.4871 | 79.2454 | 185.6044 | 87.2292 | 161.3631 | 69.6645 | 103.1441 | 14.2251 | 66.3475 | 209.3312 | 124.1847 | 215.5165 | 93.7149 | 97.2842 | 122.504 | 131.0539
2330 | 2 | 98 | 4 | 60.8182 | 72.1049 | 288.0194 | 79.7726 | 187.7205 | 88.5674 | 163.2974 | 63.8496 | 103.4453 | 14.3845 | 68.1507 | 211.8775 | 123.2404 | 208.7944 | 98.6981 | 91.9493 | 125.8404 | 130.8367
2331 | 3 | 98 | 4 | 63.247 | 66.5152 | 288.1023 | 79.019 | 191.6551 | 87.2977 | 167.0894 | 68.2809 | 103.5437 | 13.5151 | 65.6884 | 209.1222 | 135.2169 | 211.5336 | 102.0493 | 96.1143 | 128.2706 | 128.9494
2332 | 4 | 98 | 4 | 65.5448 | 67.373 | 285.3812 | 76.8744 | 190.1061 | 96.4406 | 173.2988 | 66.7352 | 106.8264 | 14.2247 | 66.8318 | 209.3667 | 136.5945 | 212.1562 | 115.3932 | 101.178 | 127.5202 | 130.1953
2333 | 5 | 98 | 4 | 42.9349 | 66.4968 | 282.379 | 78.2893 | 159.9976 | 83.3033 | 154.1845 | 65.2263 | 110.7295 | 15.0149 | 75.9187 | 213.5627 | 106.4481 | 212.6372 | 107.8013 | 101.3026 | 111.4773 | 125.2544
2334 | 6 | 98 | 4 | 27.0606 | 51.8866 | 164.6354 | 79.6967 | 131.3011 | 76.7492 | 99.2056 | 68.1109 | 94.9171 | 9.7524 | 78.9993 | 166.8907 | 82.5514 | 178.7735 | 106.0323 | 95.1983 | 71.1921 | 89.6296
2335 | 7 | 98 | 4 | 27.626 | 39.9789 | 130.478 | 80.6904 | 125.5492 | 64.9458 | 84.2401 | 63.1948 | 64.513 | 9.6671 | 80.5464 | 147.7395 | 73.5629 | 161.3237 | 94.6165 | 87.7269 | 52.8081 | 56.6934
2336 | 8 | 98 | 4 | 26.8007 | 35.1375 | 113.0695 | 78.6544 | 121.6843 | 68.443 | 82.6358 | 60.8006 | 57.4964 | 9.3418 | 77.6972 | 145.9526 | 74.436 | 154.9238 | 94.3465 | 82.2298 | 51.8962 | 53.7833
2337 | 9 | 98 | 4 | 26.7086 | 35.0469 | 122.5832 | 77.4706 | 122.8773 | 68.0098 | 79.876 | 57.4745 | 53.8243 | 8.4609 | 74.9745 | 143.8544 | 71.9352 | 149.9147 | 87.043 | 83.489 | 52.5488 | 52.5308
2338 | 10 | 98 | 4 | 25.7859 | 37.3656 | 129.649 | 79.6471 | 124.4026 | 66.3604 | 80.6809 | 56.5781 | 54.5436 | 9.2736 | 70.4676 | 141.7217 | 70.6031 | 144.7622 | 92.7413 | 83.7096 | 50.9779 | 55.2376
2339 | 11 | 98 | 4 | 24.804 | 39.3149 | 122.1244 | 76.637 | 117.4622 | 67.697 | 80.5704 | 59.6874 | 62.1601 | 9.2837 | 67.5984 | 142.1588 | 64.9114 | 145.7595 | 91.4874 | 80.7616 | 51.7497 | 53.9941
2340 | 12 | 98 | 4 | 24.2332 | 41.3414 | 126.181 | 73.0604 | 115.4725 | 66.5072 | 84.1573 | 58.0583 | 54.8452 | 9.0256 | 65.2203 | 142.2715 | 65.4826 | 148.6054 | 100.0361 | 80.2825 | 52.497 | 51.5107
2341 | 13 | 98 | 4 | 23.9968 | 39.5859 | 113.1904 | 72.9918 | 113.8921 | 65.0251 | 83.1591 | 58.6165 | 54.5804 | 9.3749 | 64.0068 | 140.9923 | 61.9342 | 151.8907 | 89.9766 | 80.3284 | 51.8659 | 52.5182
2342 | 14 | 98 | 4 | 22.764 | 40.4407 | 114.8331 | 73.5697 | 122.3685 | 65.2879 | 85.9028 | 62.3183 | 49.4499 | 8.8757 | 62.8289 | 143.2916 | 62.5796 | 156.0488 | 87.7218 | 79.1455 | 51.3187 | 49.7098
2343 | 15 | 98 | 4 | 26.2882 | 42.48 | 122.3931 | 74.299 | 129.8943 | 64.2498 | 86.7166 | 61.2196 | 52.2264 | 9.5192 | 63.351 | 147.8701 | 70.3938 | 164.395 | 97.3821 | 77.0651 | 55.2652 | 57.6464
2344 | 16 | 98 | 4 | 59.0964 | 39.9421 | 135.7414 | 81.0648 | 162.9888 | 76.8036 | 93.9859 | 63.5907 | 54.0013 | 13.9727 | 65.9333 | 155.5992 | 103.5111 | 163.9189 | 105.0517 | 86.7079 | 66.2618 | 63.7044
2345 | 17 | 98 | 4 | 78.7463 | 80.241 | 245.0709 | 95.7419 | 220.1286 | 105.2859 | 165.4263 | 68.8099 | 98.3684 | 19.6613 | 83.712 | 200.1561 | 161.1382 | 202.4762 | 131.1031 | 121.9659 | 121.7391 | 122.5828
2346 | 18 | 98 | 4 | 101.5655 | 128.2826 | 317.7245 | 103.4871 | 229.4225 | 127.2256 | 182.3332 | 78.7091 | 115.5676 | 26.4318 | 87.3869 | 266.2711 | 169.5981 | 255.9359 | 180.2503 | 158.1521 | 153.9049 | 159.7396
2347 | 19 | 98 | 4 | 111.7098 | 109.1993 | 316.4027 | 102.9739 | 218.1325 | 117.6439 | 179.8991 | 88.3623 | 130.2682 | 26.5877 | 85.5666 | 264.3651 | 165.3933 | 250.9013 | 168.3027 | 144.7018 | 152.6844 | 163.7551
2348 | 20 | 98 | 4 | 108.5412 | 76.0726 | 312.2708 | 100.1478 | 194.1864 | 108.1128 | 170.5392 | 93.5919 | 130.2039 | 22.8978 | 84.0518 | 239.7345 | 138.0243 | 237.1699 | 157.9406 | 120.6689 | 140.6478 | 160.6189
2349 | 21 | 98 | 4 | 107.1925 | 61.0098 | 298.6698 | 94.5334 | 191.5269 | 93.6201 | 163.8699 | 77.7555 | 125.5535 | 22.462 | 79.0942 | 231.3557 | 136.9059 | 230.3005 | 139.3112 | 101.7046 | 136.1389 | 149.1182
2350 | 22 | 98 | 4 | 77.9747 | 56.784 | 294.2837 | 84.3166 | 183.5432 | 97.084 | 159.4593 | 77.3126 | 122.0286 | 16.8353 | 70.0313 | 213.8456 | 130.3608 | 217.2396 | 132.9072 | 93.6466 | 129.031 | 158.2768
2351 | 23 | 98 | 4 | 70.29 | 63.457 | 295.0811 | 79.8684 | 188.7881 | 90.3066 | 173.0138 | 73.9687 | 115.2156 | 15.4449 | 66.7138 | 204.6304 | 128.7493 | 212.5179 | 116.7165 | 91.8227 | 136.1047 | 146.6835
2352 | 0 | 99 | 4 | 65.6219 | 59.4296 | 300.7139 | 76.8359 | 185.2697 | 88.0699 | 168.3578 | 67.4962 | 105.5582 | 13.3995 | 64.5785 | 209.8517 | 125.8226 | 215.0727 | 101.7759 | 91.864 | 130.6376 | 139.0382
2353 | 1 | 99 | 4 | 65.0294 | 70.3186 | 294.4871 | 79.2454 | 185.6044 | 87.2292 | 161.3631 | 69.6645 | 103.1441 | 14.2251 | 66.3475 | 209.3312 | 124.1847 | 215.5165 | 93.7149 | 97.2842 | 122.504 | 131.0539
2354 | 2 | 99 | 4 | 60.8182 | 72.1049 | 288.0194 | 79.7726 | 187.7205 | 88.5674 | 163.2974 | 63.8496 | 103.4453 | 14.3845 | 68.1507 | 211.8775 | 123.2404 | 208.7944 | 98.6981 | 91.9493 | 125.8404 | 130.8367
2355 | 3 | 99 | 4 | 63.247 | 66.5152 | 288.1023 | 79.019 | 191.6551 | 87.2977 | 167.0894 | 68.2809 | 103.5437 | 13.5151 | 65.6884 | 209.1222 | 135.2169 | 211.5336 | 102.0493 | 96.1143 | 128.2706 | 128.9494
2356 | 4 | 99 | 4 | 65.5448 | 67.373 | 285.3812 | 76.8744 | 190.1061 | 96.4406 | 173.2988 | 66.7352 | 106.8264 | 14.2247 | 66.8318 | 209.3667 | 136.5945 | 212.1562 | 115.3932 | 101.178 | 127.5202 | 130.1953
2357 | 5 | 99 | 4 | 42.9349 | 66.4968 | 282.379 | 78.2893 | 159.9976 | 83.3033 | 154.1845 | 65.2263 | 110.7295 | 15.0149 | 75.9187 | 213.5627 | 106.4481 | 212.6372 | 107.8013 | 101.3026 | 111.4773 | 125.2544
2358 | 6 | 99 | 4 | 27.0606 | 51.8866 | 164.6354 | 79.6967 | 131.3011 | 76.7492 | 99.2056 | 68.1109 | 94.9171 | 9.7524 | 78.9993 | 166.8907 | 82.5514 | 178.7735 | 106.0323 | 95.1983 | 71.1921 | 89.6296
2359 | 7 | 99 | 4 | 27.626 | 39.9789 | 130.478 | 80.6904 | 125.5492 | 64.9458 | 84.2401 | 63.1948 | 64.513 | 9.6671 | 80.5464 | 147.7395 | 73.5629 | 161.3237 | 94.6165 | 87.7269 | 52.8081 | 56.6934
2360 | 8 | 99 | 4 | 26.8007 | 35.1375 | 113.0695 | 78.6544 | 121.6843 | 68.443 | 82.6358 | 60.8006 | 57.4964 | 9.3418 | 77.6972 | 145.9526 | 74.436 | 154.9238 | 94.3465 | 82.2298 | 51.8962 | 53.7833
2361 | 9 | 99 | 4 | 26.7086 | 35.0469 | 122.5832 | 77.4706 | 122.8773 | 68.0098 | 79.876 | 57.4745 | 53.8243 | 8.4609 | 74.9745 | 143.8544 | 71.9352 | 149.9147 | 87.043 | 83.489 | 52.5488 | 52.5308
2362 | 10 | 99 | 4 | 25.7859 | 37.3656 | 129.649 | 79.6471 | 124.4026 | 66.3604 | 80.6809 | 56.5781 | 54.5436 | 9.2736 | 70.4676 | 141.7217 | 70.6031 | 144.7622 | 92.7413 | 83.7096 | 50.9779 | 55.2376
2363 | 11 | 99 | 4 | 24.804 | 39.3149 | 122.1244 | 76.637 | 117.4622 | 67.697 | 80.5704 | 59.6874 | 62.1601 | 9.2837 | 67.5984 | 142.1588 | 64.9114 | 145.7595 | 91.4874 | 80.7616 | 51.7497 | 53.9941
2364 | 12 | 99 | 4 | 24.2332 | 41.3414 | 126.181 | 73.0604 | 115.4725 | 66.5072 | 84.1573 | 58.0583 | 54.8452 | 9.0256 | 65.2203 | 142.2715 | 65.4826 | 148.6054 | 100.0361 | 80.2825 | 52.497 | 51.5107
2365 | 13 | 99 | 4 | 23.9968 | 39.5859 | 113.1904 | 72.9918 | 113.8921 | 65.0251 | 83.1591 | 58.6165 | 54.5804 | 9.3749 | 64.0068 | 140.9923 | 61.9342 | 151.8907 | 89.9766 | 80.3284 | 51.8659 | 52.5182
2366 | 14 | 99 | 4 | 22.764 | 40.4407 | 114.8331 | 73.5697 | 122.3685 | 65.2879 | 85.9028 | 62.3183 | 49.4499 | 8.8757 | 62.8289 | 143.2916 | 62.5796 | 156.0488 | 87.7218 | 79.1455 | 51.3187 | 49.7098
2367 | 15 | 99 | 4 | 26.2882 | 42.48 | 122.3931 | 74.299 | 129.8943 | 64.2498 | 86.7166 | 61.2196 | 52.2264 | 9.5192 | 63.351 | 147.8701 | 70.3938 | 164.395 | 97.3821 | 77.0651 | 55.2652 | 57.6464
2368 | 16 | 99 | 4 | 59.0964 | 39.9421 | 135.7414 | 81.0648 | 162.9888 | 76.8036 | 93.9859 | 63.5907 | 54.0013 | 13.9727 | 65.9333 | 155.5992 | 103.5111 | 163.9189 | 105.0517 | 86.7079 | 66.2618 | 63.7044
2369 | 17 | 99 | 4 | 78.7463 | 80.241 | 245.0709 | 95.7419 | 220.1286 | 105.2859 | 165.4263 | 68.8099 | 98.3684 | 19.6613 | 83.712 | 200.1561 | 161.1382 | 202.4762 | 131.1031 | 121.9659 | 121.7391 | 122.5828
2370 | 18 | 99 | 4 | 101.5655 | 128.2826 | 317.7245 | 103.4871 | 229.4225 | 127.2256 | 182.3332 | 78.7091 | 115.5676 | 26.4318 | 87.3869 | 266.2711 | 169.5981 | 255.9359 | 180.2503 | 158.1521 | 153.9049 | 159.7396
2371 | 19 | 99 | 4 | 111.7098 | 109.1993 | 316.4027 | 102.9739 | 218.1325 | 117.6439 | 179.8991 | 88.3623 | 130.2682 | 26.5877 | 85.5666 | 264.3651 | 165.3933 | 250.9013 | 168.3027 | 144.7018 | 152.6844 | 163.7551
2372 | 20 | 99 | 4 | 108.5412 | 76.0726 | 312.2708 | 100.1478 | 194.1864 | 108.1128 | 170.5392 | 93.5919 | 130.2039 | 22.8978 | 84.0518 | 239.7345 | 138.0243 | 237.1699 | 157.9406 | 120.6689 | 140.6478 | 160.6189
2373 | 21 | 99 | 4 | 107.1925 | 61.0098 | 298.6698 | 94.5334 | 191.5269 | 93.6201 | 163.8699 | 77.7555 | 125.5535 | 22.462 | 79.0942 | 231.3557 | 136.9059 | 230.3005 | 139.3112 | 101.7046 | 136.1389 | 149.1182
2374 | 22 | 99 | 4 | 77.9747 | 56.784 | 294.2837 | 84.3166 | 183.5432 | 97.084 | 159.4593 | 77.3126 | 122.0286 | 16.8353 | 70.0313 | 213.8456 | 130.3608 | 217.2396 | 132.9072 | 93.6466 | 129.031 | 158.2768
2375 | 23 | 99 | 4 | 70.29 | 63.457 | 295.0811 | 79.8684 | 188.7881 | 90.3066 | 173.0138 | 73.9687 | 115.2156 | 15.4449 | 66.7138 | 204.6304 | 128.7493 | 212.5179 | 116.7165 | 91.8227 | 136.1047 | 146.6835
2376 | 0 | 100 | 4 | 65.6219 | 59.4296 | 300.7139 | 76.8359 | 185.2697 | 88.0699 | 168.3578 | 67.4962 | 105.5582 | 13.3995 | 64.5785 | 209.8517 | 125.8226 | 215.0727 | 101.7759 | 91.864 | 130.6376 | 139.0382
2377 | 1 | 100 | 4 | 65.0294 | 70.3186 | 294.4871 | 79.2454 | 185.6044 | 87.2292 | 161.3631 | 69.6645 | 103.1441 | 14.2251 | 66.3475 | 209.3312 | 124.1847 | 215.5165 | 93.7149 | 97.2842 | 122.504 | 131.0539
2378 | 2 | 100 | 4 | 60.8182 | 72.1049 | 288.0194 | 79.7726 | 187.7205 | 88.5674 | 163.2974 | 63.8496 | 103.4453 | 14.3845 | 68.1507 | 211.8775 | 123.2404 | 208.7944 | 98.6981 | 91.9493 | 125.8404 | 130.8367
2379 | 3 | 100 | 4 | 63.247 | 66.5152 | 288.1023 | 79.019 | 191.6551 | 87.2977 | 167.0894 | 68.2809 | 103.5437 | 13.5151 | 65.6884 | 209.1222 | 135.2169 | 211.5336 | 102.0493 | 96.1143 | 128.2706 | 128.9494
2380 | 4 | 100 | 4 | 65.5448 | 67.373 | 285.3812 | 76.8744 | 190.1061 | 96.4406 | 173.2988 | 66.7352 | 106.8264 | 14.2247 | 66.8318 | 209.3667 | 136.5945 | 212.1562 | 115.3932 | 101.178 | 127.5202 | 130.1953
2381 | 5 | 100 | 4 | 42.9349 | 66.4968 | 282.379 | 78.2893 | 159.9976 | 83.3033 | 154.1845 | 65.2263 | 110.7295 | 15.0149 | 75.9187 | 213.5627 | 106.4481 | 212.6372 | 107.8013 | 101.3026 | 111.4773 | 125.2544
2382 | 6 | 100 | 4 | 27.0606 | 51.8866 | 164.6354 | 79.6967 | 131.3011 | 76.7492 | 99.2056 | 68.1109 | 94.9171 | 9.7524 | 78.9993 | 166.8907 | 82.5514 | 178.7735 | 106.0323 | 95.1983 | 71.1921 | 89.6296
2383 | 7 | 100 | 4 | 27.626 | 39.9789 | 130.478 | 80.6904 | 125.5492 | 64.9458 | 84.2401 | 63.1948 | 64.513 | 9.6671 | 80.5464 | 147.7395 | 73.5629 | 161.3237 | 94.6165 | 87.7269 | 52.8081 | 56.6934
2384 | 8 | 100 | 4 | 26.8007 | 35.1375 | 113.0695 | 78.6544 | 121.6843 | 68.443 | 82.6358 | 60.8006 | 57.4964 | 9.3418 | 77.6972 | 145.9526 | 74.436 | 154.9238 | 94.3465 | 82.2298 | 51.8962 | 53.7833
2385 | 9 | 100 | 4 | 26.7086 | 35.0469 | 122.5832 | 77.4706 | 122.8773 | 68.0098 | 79.876 | 57.4745 | 53.8243 | 8.4609 | 74.9745 | 143.8544 | 71.9352 | 149.9147 | 87.043 | 83.489 | 52.5488 | 52.5308
2386 | 10 | 100 | 4 | 25.7859 | 37.3656 | 129.649 | 79.6471 | 124.4026 | 66.3604 | 80.6809 | 56.5781 | 54.5436 | 9.2736 | 70.4676 | 141.7217 | 70.6031 | 144.7622 | 92.7413 | 83.7096 | 50.9779 | 55.2376
2387 | 11 | 100 | 4 | 24.804 | 39.3149 | 122.1244 | 76.637 | 117.4622 | 67.697 | 80.5704 | 59.6874 | 62.1601 | 9.2837 | 67.5984 | 142.1588 | 64.9114 | 145.7595 | 91.4874 | 80.7616 | 51.7497 | 53.9941
2388 | 12 | 100 | 4 | 24.2332 | 41.3414 | 126.181 | 73.0604 | 115.4725 | 66.5072 | 84.1573 | 58.0583 | 54.8452 | 9.0256 | 65.2203 | 142.2715 | 65.4826 | 148.6054 | 100.0361 | 80.2825 | 52.497 | 51.5107
2389 | 13 | 100 | 4 | 23.9968 | 39.5859 | 113.1904 | 72.9918 | 113.8921 | 65.0251 | 83.1591 | 58.6165 | 54.5804 | 9.3749 | 64.0068 | 140.9923 | 61.9342 | 151.8907 | 89.9766 | 80.3284 | 51.8659 | 52.5182
2390 | 14 | 100 | 4 | 22.764 | 40.4407 | 114.8331 | 73.5697 | 122.3685 | 65.2879 | 85.9028 | 62.3183 | 49.4499 | 8.8757 | 62.8289 | 143.2916 | 62.5796 | 156.0488 | 87.7218 | 79.1455 | 51.3187 | 49.7098
2391 | 15 | 100 | 4 | 26.2882 | 42.48 | 122.3931 | 74.299 | 129.8943 | 64.2498 | 86.7166 | 61.2196 | 52.2264 | 9.5192 | 63.351 | 147.8701 | 70.3938 | 164.395 | 97.3821 | 77.0651 | 55.2652 | 57.6464
2392 | 16 | 100 | 4 | 59.0964 | 39.9421 | 135.7414 | 81.0648 | 162.9888 | 76.8036 | 93.9859 | 63.5907 | 54.0013 | 13.9727 | 65.9333 | 155.5992 | 103.5111 | 163.9189 | 105.0517 | 86.7079 | 66.2618 | 63.7044
2393 | 17 | 100 | 4 | 78.7463 | 80.241 | 245.0709 | 95.7419 | 220.1286 | 105.2859 | 165.4263 | 68.8099 | 98.3684 | 19.6613 | 83.712 | 200.1561 | 161.1382 | 202.4762 | 131.1031 | 121.9659 | 121.7391 | 122.5828
2394 | 18 | 100 | 4 | 101.5655 | 128.2826 | 317.7245 | 103.4871 | 229.4225 | 127.2256 | 182.3332 | 78.7091 | 115.5676 | 26.4318 | 87.3869 | 266.2711 | 169.5981 | 255.9359 | 180.2503 | 158.1521 | 153.9049 | 159.7396
2395 | 19 | 100 | 4 | 111.7098 | 109.1993 | 316.4027 | 102.9739 | 218.1325 | 117.6439 | 179.8991 | 88.3623 | 130.2682 | 26.5877 | 85.5666 | 264.3651 | 165.3933 | 250.9013 | 168.3027 | 144.7018 | 152.6844 | 163.7551
2396 | 20 | 100 | 4 | 108.5412 | 76.0726 | 312.2708 | 100.1478 | 194.1864 | 108.1128 | 170.5392 | 93.5919 | 130.2039 | 22.8978 | 84.0518 | 239.7345 | 138.0243 | 237.1699 | 157.9406 | 120.6689 | 140.6478 | 160.6189
2397 | 21 | 100 | 4 | 107.1925 | 61.0098 | 298.6698 | 94.5334 | 191.5269 | 93.6201 | 163.8699 | 77.7555 | 125.5535 | 22.462 | 79.0942 | 231.3557 | 136.9059 | 230.3005 | 139.3112 | 101.7046 | 136.1389 | 149.1182
2398 | 22 | 100 | 4 | 77.9747 | 56.784 | 294.2837 | 84.3166 | 183.5432 | 97.084 | 159.4593 | 77.3126 | 122.0286 | 16.8353 | 70.0313 | 213.8456 | 130.3608 | 217.2396 | 132.9072 | 93.6466 | 129.031 | 158.2768
2399 | 23 | 100 | 4 | 70.29 | 63.457 | 295.0811 | 79.8684 | 188.7881 | 90.3066 | 173.0138 | 73.9687 | 115.2156 | 15.4449 | 66.7138 | 204.6304 | 128.7493 | 212.5179 | 116.7165 | 91.8227 | 136.1047 | 146.6835
2400 | 0 | 101 | 4 | 65.6219 | 59.4296 | 300.7139 | 76.8359 | 185.2697 | 88.0699 | 168.3578 | 67.4962 | 105.5582 | 13.3995 | 64.5785 | 209.8517 | 125.8226 | 215.0727 | 101.7759 | 91.864 | 130.6376 | 139.0382
2401 | 1 | 101 | 4 | 65.0294 | 70.3186 | 294.4871 | 79.2454 | 185.6044 | 87.2292 | 161.3631 | 69.6645 | 103.1441 | 14.2251 | 66.3475 | 209.3312 | 124.1847 | 215.5165 | 93.7149 | 97.2842 | 122.504 | 131.0539
2402 | 2 | 101 | 4 | 60.8182 | 72.1049 | 288.0194 | 79.7726 | 187.7205 | 88.5674 | 163.2974 | 63.8496 | 103.4453 | 14.3845 | 68.1507 | 211.8775 | 123.2404 | 208.7944 | 98.6981 | 91.9493 | 125.8404 | 130.8367
2403 | 3 | 101 | 4 | 63.247 | 66.5152 | 288.1023 | 79.019 | 191.6551 | 87.2977 | 167.0894 | 68.2809 | 103.5437 | 13.5151 | 65.6884 | 209.1222 | 135.2169 | 211.5336 | 102.0493 | 96.1143 | 128.2706 | 128.9494
2404 | 4 | 101 | 4 | 65.5448 | 67.373 | 285.3812 | 76.8744 | 190.1061 | 96.4406 | 173.2988 | 66.7352 | 106.8264 | 14.2247 | 66.8318 | 209.3667 | 136.5945 | 212.1562 | 115.3932 | 101.178 | 127.5202 | 130.1953
2405 | 5 | 101 | 4 | 42.9349 | 66.4968 | 282.379 | 78.2893 | 159.9976 | 83.3033 | 154.1845 | 65.2263 | 110.7295 | 15.0149 | 75.9187 | 213.5627 | 106.4481 | 212.6372 | 107.8013 | 101.3026 | 111.4773 | 125.2544
2406 | 6 | 101 | 4 | 27.0606 | 51.8866 | 164.6354 | 79.6967 | 131.3011 | 76.7492 | 99.2056 | 68.1109 | 94.9171 | 9.7524 | 78.9993 | 166.8907 | 82.5514 | 178.7735 | 106.0323 | 95.1983 | 71.1921 | 89.6296
2407 | 7 | 101 | 4 | 27.626 | 39.9789 | 130.478 | 80.6904 | 125.5492 | 64.9458 | 84.2401 | 63.1948 | 64.513 | 9.6671 | 80.5464 | 147.7395 | 73.5629 | 161.3237 | 94.6165 | 87.7269 | 52.8081 | 56.6934
2408 | 8 | 101 | 4 | 26.8007 | 35.1375 | 113.0695 | 78.6544 | 121.6843 | 68.443 | 82.6358 | 60.8006 | 57.4964 | 9.3418 | 77.6972 | 145.9526 | 74.436 | 154.9238 | 94.3465 | 82.2298 | 51.8962 | 53.7833
2409 | 9 | 101 | 4 | 26.7086 | 35.0469 | 122.5832 | 77.4706 | 122.8773 | 68.0098 | 79.876 | 57.4745 | 53.8243 | 8.4609 | 74.9745 | 143.8544 | 71.9352 | 149.9147 | 87.043 | 83.489 | 52.5488 | 52.5308
2410 | 10 | 101 | 4 | 25.7859 | 37.3656 | 129.649 | 79.6471 | 124.4026 | 66.3604 | 80.6809 | 56.5781 | 54.5436 | 9.2736 | 70.4676 | 141.7217 | 70.6031 | 144.7622 | 92.7413 | 83.7096 | 50.9779 | 55.2376
2411 | 11 | 101 | 4 | 24.804 | 39.3149 | 122.1244 | 76.637 | 117.4622 | 67.697 | 80.5704 | 59.6874 | 62.1601 | 9.2837 | 67.5984 | 142.1588 | 64.9114 | 145.7595 | 91.4874 | 80.7616 | 51.7497 | 53.9941
2412 | 12 | 101 | 4 | 24.2332 | 41.3414 | 126.181 | 73.0604 | 115.4725 | 66.5072 | 84.1573 | 58.0583 | 54.8452 | 9.0256 | 65.2203 | 142.2715 | 65.4826 | 148.6054 | 100.0361 | 80.2825 | 52.497 | 51.5107
2413 | 13 | 101 | 4 | 23.9968 | 39.5859 | 113.1904 | 72.9918 | 113.8921 | 65.0251 | 83.1591 | 58.6165 | 54.5804 | 9.3749 | 64.0068 | 140.9923 | 61.9342 | 151.8907 | 89.9766 | 80.3284 | 51.8659 | 52.5182
2414 | 14 | 101 | 4 | 22.764 | 40.4407 | 114.8331 | 73.5697 | 122.3685 | 65.2879 | 85.9028 | 62.3183 | 49.4499 | 8.8757 | 62.8289 | 143.2916 | 62.5796 | 156.0488 | 87.7218 | 79.1455 | 51.3187 | 49.7098
2415 | 15 | 101 | 4 | 26.2882 | 42.48 | 122.3931 | 74.299 | 129.8943 | 64.2498 | 86.7166 | 61.2196 | 52.2264 | 9.5192 | 63.351 | 147.8701 | 70.3938 | 164.395 | 97.3821 | 77.0651 | 55.2652 | 57.6464
2416 | 16 | 101 | 4 | 59.0964 | 39.9421 | 135.7414 | 81.0648 | 162.9888 | 76.8036 | 93.9859 | 63.5907 | 54.0013 | 13.9727 | 65.9333 | 155.5992 | 103.5111 | 163.9189 | 105.0517 | 86.7079 | 66.2618 | 63.7044
2417 | 17 | 101 | 4 | 78.7463 | 80.241 | 245.0709 | 95.7419 | 220.1286 | 105.2859 | 165.4263 | 68.8099 | 98.3684 | 19.6613 | 83.712 | 200.1561 | 161.1382 | 202.4762 | 131.1031 | 121.9659 | 121.7391 | 122.5828
2418 | 18 | 101 | 4 | 101.5655 | 128.2826 | 317.7245 | 103.4871 | 229.4225 | 127.2256 | 182.3332 | 78.7091 | 115.5676 | 26.4318 | 87.3869 | 266.2711 | 169.5981 | 255.9359 | 180.2503 | 158.1521 | 153.9049 | 159.7396
2419 | 19 | 101 | 4 | 111.7098 | 109.1993 | 316.4027 | 102.9739 | 218.1325 | 117.6439 | 179.8991 | 88.3623 | 130.2682 | 26.5877 | 85.5666 | 264.3651 | 165.3933 | 250.9013 | 168.3027 | 144.7018 | 152.6844 | 163.7551
2420 | 20 | 101 | 4 | 108.5412 | 76.0726 | 312.2708 | 100.1478 | 194.1864 | 108.1128 | 170.5392 | 93.5919 | 130.2039 | 22.8978 | 84.0518 | 239.7345 | 138.0243 | 237.1699 | 157.9406 | 120.6689 | 140.6478 | 160.6189
2421 | 21 | 101 | 4 | 107.1925 | 61.0098 | 298.6698 | 94.5334 | 191.5269 | 93.6201 | 163.8699 | 77.7555 | 125.5535 | 22.462 | 79.0942 | 231.3557 | 136.9059 | 230.3005 | 139.3112 | 101.7046 | 136.1389 | 149.1182
2422 | 22 | 101 | 4 | 77.9747 | 56.784 | 294.2837 | 84.3166 | 183.5432 | 97.084 | 159.4593 | 77.3126 | 122.0286 | 16.8353 | 70.0313 | 213.8456 | 130.3608 | 217.2396 | 132.9072 | 93.6466 | 129.031 | 158.2768
2423 | 23 | 101 | 4 | 70.29 | 63.457 | 295.0811 | 79.8684 | 188.7881 | 90.3066 | 173.0138 | 73.9687 | 115.2156 | 15.4449 | 66.7138 | 204.6304 | 128.7493 | 212.5179 | 116.7165 | 91.8227 | 136.1047 | 146.6835
2424 | 0 | 102 | 4 | 65.6219 | 59.4296 | 300.7139 | 76.8359 | 185.2697 | 88.0699 | 168.3578 | 67.4962 | 105.5582 | 13.3995 | 64.5785 | 209.8517 | 125.8226 | 215.0727 | 101.7759 | 91.864 | 130.6376 | 139.0382
2425 | 1 | 102 | 4 | 65.0294 | 70.3186 | 294.4871 | 79.2454 | 185.6044 | 87.2292 | 161.3631 | 69.6645 | 103.1441 | 14.2251 | 66.3475 | 209.3312 | 124.1847 | 215.5165 | 93.7149 | 97.2842 | 122.504 | 131.0539
2426 | 2 | 102 | 4 | 60.8182 | 72.1049 | 288.0194 | 79.7726 | 187.7205 | 88.5674 | 163.2974 | 63.8496 | 103.4453 | 14.3845 | 68.1507 | 211.8775 | 123.2404 | 208.7944 | 98.6981 | 91.9493 | 125.8404 | 130.8367
2427 | 3 | 102 | 4 | 63.247 | 66.5152 | 288.1023 | 79.019 | 191.6551 | 87.2977 | 167.0894 | 68.2809 | 103.5437 | 13.5151 | 65.6884 | 209.1222 | 135.2169 | 211.5336 | 102.0493 | 96.1143 | 128.2706 | 128.9494
2428 | 4 | 102 | 4 | 65.5448 | 67.373 | 285.3812 | 76.8744 | 190.1061 | 96.4406 | 173.2988 | 66.7352 | 106.8264 | 14.2247 | 66.8318 | 209.3667 | 136.5945 | 212.1562 | 115.3932 | 101.178 | 127.5202 | 130.1953
2429 | 5 | 102 | 4 | 42.9349 | 66.4968 | 282.379 | 78.2893 | 159.9976 | 83.3033 | 154.1845 | 65.2263 | 110.7295 | 15.0149 | 75.9187 | 213.5627 | 106.4481 | 212.6372 | 107.8013 | 101.3026 | 111.4773 | 125.2544
2430 | 6 | 102 | 4 | 27.0606 | 51.8866 | 164.6354 | 79.6967 | 131.3011 | 76.7492 | 99.2056 | 68.1109 | 94.9171 | 9.7524 | 78.9993 | 166.8907 | 82.5514 | 178.7735 | 106.0323 | 95.1983 | 71.1921 | 89.6296
2431 | 7 | 102 | 4 | 27.626 | 39.9789 | 130.478 | 80.6904 | 125.5492 | 64.9458 | 84.2401 | 63.1948 | 64.513 | 9.6671 | 80.5464 | 147.7395 | 73.5629 | 161.3237 | 94.6165 | 87.7269 | 52.8081 | 56.6934
2432 | 8 | 102 | 4 | 26.8007 | 35.1375 | 113.0695 | 78.6544 | 121.6843 | 68.443 | 82.6358 | 60.8006 | 57.4964 | 9.3418 | 77.6972 | 145.9526 | 74.436 | 154.9238 | 94.3465 | 82.2298 | 51.8962 | 53.7833
2433 | 9 | 102 | 4 | 26.7086 | 35.0469 | 122.5832 | 77.4706 | 122.8773 | 68.0098 | 79.876 | 57.4745 | 53.8243 | 8.4609 | 74.9745 | 143.8544 | 71.9352 | 149.9147 | 87.043 | 83.489 | 52.5488 | 52.5308
2434 | 10 | 102 | 4 | 25.7859 | 37.3656 | 129.649 | 79.6471 | 124.4026 | 66.3604 | 80.6809 | 56.5781 | 54.5436 | 9.2736 | 70.4676 | 141.7217 | 70.6031 | 144.7622 | 92.7413 | 83.7096 | 50.9779 | 55.2376
2435 | 11 | 102 | 4 | 24.804 | 39.3149 | 122.1244 | 76.637 | 117.4622 | 67.697 | 80.5704 | 59.6874 | 62.1601 | 9.2837 | 67.5984 | 142.1588 | 64.9114 | 145.7595 | 91.4874 | 80.7616 | 51.7497 | 53.9941
2436 | 12 | 102 | 4 | 24.2332 | 41.3414 | 126.181 | 73.0604 | 115.4725 | 66.5072 | 84.1573 | 58.0583 | 54.8452 | 9.0256 | 65.2203 | 142.2715 | 65.4826 | 148.6054 | 100.0361 | 80.2825 | 52.497 | 51.5107
2437 | 13 | 102 | 4 | 23.9968 | 39.5859 | 113.1904 | 72.9918 | 113.8921 | 65.0251 | 83.1591 | 58.6165 | 54.5804 | 9.3749 | 64.0068 | 140.9923 | 61.9342 | 151.8907 | 89.9766 | 80.3284 | 51.8659 | 52.5182
2438 | 14 | 102 | 4 | 22.764 | 40.4407 | 114.8331 | 73.5697 | 122.3685 | 65.2879 | 85.9028 | 62.3183 | 49.4499 | 8.8757 | 62.8289 | 143.2916 | 62.5796 | 156.0488 | 87.7218 | 79.1455 | 51.3187 | 49.7098
2439 | 15 | 102 | 4 | 26.2882 | 42.48 | 122.3931 | 74.299 | 129.8943 | 64.2498 | 86.7166 | 61.2196 | 52.2264 | 9.5192 | 63.351 | 147.8701 | 70.3938 | 164.395 | 97.3821 | 77.0651 | 55.2652 | 57.6464
2440 | 16 | 102 | 4 | 59.0964 | 39.9421 | 135.7414 | 81.0648 | 162.9888 | 76.8036 | 93.9859 | 63.5907 | 54.0013 | 13.9727 | 65.9333 | 155.5992 | 103.5111 | 163.9189 | 105.0517 | 86.7079 | 66.2618 | 63.7044
2441 | 17 | 102 | 4 | 78.7463 | 80.241 | 245.0709 | 95.7419 | 220.1286 | 105.2859 | 165.4263 | 68.8099 | 98.3684 | 19.6613 | 83.712 | 200.1561 | 161.1382 | 202.4762 | 131.1031 | 121.9659 | 121.7391 | 122.5828
2442 | 18 | 102 | 4 | 101.5655 | 128.2826 | 317.7245 | 103.4871 | 229.4225 | 127.2256 | 182.3332 | 78.7091 | 115.5676 | 26.4318 | 87.3869 | 266.2711 | 169.5981 | 255.9359 | 180.2503 | 158.1521 | 153.9049 | 159.7396
2443 | 19 | 102 | 4 | 111.7098 | 109.1993 | 316.4027 | 102.9739 | 218.1325 | 117.6439 | 179.8991 | 88.3623 | 130.2682 | 26.5877 | 85.5666 | 264.3651 | 165.3933 | 250.9013 | 168.3027 | 144.7018 | 152.6844 | 163.7551
2444 | 20 | 102 | 4 | 108.5412 | 76.0726 | 312.2708 | 100.1478 | 194.1864 | 108.1128 | 170.5392 | 93.5919 | 130.2039 | 22.8978 | 84.0518 | 239.7345 | 138.0243 | 237.1699 | 157.9406 | 120.6689 | 140.6478 | 160.6189
2445 | 21 | 102 | 4 | 107.1925 | 61.0098 | 298.6698 | 94.5334 | 191.5269 | 93.6201 | 163.8699 | 77.7555 | 125.5535 | 22.462 | 79.0942 | 231.3557 | 136.9059 | 230.3005 | 139.3112 | 101.7046 | 136.1389 | 149.1182
2446 | 22 | 102 | 4 | 77.9747 | 56.784 | 294.2837 | 84.3166 | 183.5432 | 97.084 | 159.4593 | 77.3126 | 122.0286 | 16.8353 | 70.0313 | 213.8456 | 130.3608 | 217.2396 | 132.9072 | 93.6466 | 129.031 | 158.2768
2447 | 23 | 102 | 4 | 70.29 | 63.457 | 295.0811 | 79.8684 | 188.7881 | 90.3066 | 173.0138 | 73.9687 | 115.2156 | 15.4449 | 66.7138 | 204.6304 | 128.7493 | 212.5179 | 116.7165 | 91.8227 | 136.1047 | 146.6835
2448 | 0 | 103 | 4 | 65.6219 | 59.4296 | 300.7139 | 76.8359 | 185.2697 | 88.0699 | 168.3578 | 67.4962 | 105.5582 | 13.3995 | 64.5785 | 209.8517 | 125.8226 | 215.0727 | 101.7759 | 91.864 | 130.6376 | 139.0382
2449 | 1 | 103 | 4 | 65.0294 | 70.3186 | 294.4871 | 79.2454 | 185.6044 | 87.2292 | 161.3631 | 69.6645 | 103.1441 | 14.2251 | 66.3475 | 209.3312 | 124.1847 | 215.5165 | 93.7149 | 97.2842 | 122.504 | 131.0539
2450 | 2 | 103 | 4 | 60.8182 | 72.1049 | 288.0194 | 79.7726 | 187.7205 | 88.5674 | 163.2974 | 63.8496 | 103.4453 | 14.3845 | 68.1507 | 211.8775 | 123.2404 | 208.7944 | 98.6981 | 91.9493 | 125.8404 | 130.8367
2451 | 3 | 103 | 4 | 63.247 | 66.5152 | 288.1023 | 79.019 | 191.6551 | 87.2977 | 167.0894 | 68.2809 | 103.5437 | 13.5151 | 65.6884 | 209.1222 | 135.2169 | 211.5336 | 102.0493 | 96.1143 | 128.2706 | 128.9494
2452 | 4 | 103 | 4 | 65.5448 | 67.373 | 285.3812 | 76.8744 | 190.1061 | 96.4406 | 173.2988 | 66.7352 | 106.8264 | 14.2247 | 66.8318 | 209.3667 | 136.5945 | 212.1562 | 115.3932 | 101.178 | 127.5202 | 130.1953
2453 | 5 | 103 | 4 | 42.9349 | 66.4968 | 282.379 | 78.2893 | 159.9976 | 83.3033 | 154.1845 | 65.2263 | 110.7295 | 15.0149 | 75.9187 | 213.5627 | 106.4481 | 212.6372 | 107.8013 | 101.3026 | 111.4773 | 125.2544
2454 | 6 | 103 | 4 | 27.0606 | 51.8866 | 164.6354 | 79.6967 | 131.3011 | 76.7492 | 99.2056 | 68.1109 | 94.9171 | 9.7524 | 78.9993 | 166.8907 | 82.5514 | 178.7735 | 106.0323 | 95.1983 | 71.1921 | 89.6296
2455 | 7 | 103 | 4 | 27.626 | 39.9789 | 130.478 | 80.6904 | 125.5492 | 64.9458 | 84.2401 | 63.1948 | 64.513 | 9.6671 | 80.5464 | 147.7395 | 73.5629 | 161.3237 | 94.6165 | 87.7269 | 52.8081 | 56.6934
2456 | 8 | 103 | 4 | 26.8007 | 35.1375 | 113.0695 | 78.6544 | 121.6843 | 68.443 | 82.6358 | 60.8006 | 57.4964 | 9.3418 | 77.6972 | 145.9526 | 74.436 | 154.9238 | 94.3465 | 82.2298 | 51.8962 | 53.7833
2457 | 9 | 103 | 4 | 26.7086 | 35.0469 | 122.5832 | 77.4706 | 122.8773 | 68.0098 | 79.876 | 57.4745 | 53.8243 | 8.4609 | 74.9745 | 143.8544 | 71.9352 | 149.9147 | 87.043 | 83.489 | 52.5488 | 52.5308
2458 | 10 | 103 | 4 | 25.7859 | 37.3656 | 129.649 | 79.6471 | 124.4026 | 66.3604 | 80.6809 | 56.5781 | 54.5436 | 9.2736 | 70.4676 | 141.7217 | 70.6031 | 144.7622 | 92.7413 | 83.7096 | 50.9779 | 55.2376
2459 | 11 | 103 | 4 | 24.804 | 39.3149 | 122.1244 | 76.637 | 117.4622 | 67.697 | 80.5704 | 59.6874 | 62.1601 | 9.2837 | 67.5984 | 142.1588 | 64.9114 | 145.7595 | 91.4874 | 80.7616 | 51.7497 | 53.9941
2460 | 12 | 103 | 4 | 24.2332 | 41.3414 | 126.181 | 73.0604 | 115.4725 | 66.5072 | 84.1573 | 58.0583 | 54.8452 | 9.0256 | 65.2203 | 142.2715 | 65.4826 | 148.6054 | 100.0361 | 80.2825 | 52.497 | 51.5107
2461 | 13 | 103 | 4 | 23.9968 | 39.5859 | 113.1904 | 72.9918 | 113.8921 | 65.0251 | 83.1591 | 58.6165 | 54.5804 | 9.3749 | 64.0068 | 140.9923 | 61.9342 | 151.8907 | 89.9766 | 80.3284 | 51.8659 | 52.5182
2462 | 14 | 103 | 4 | 22.764 | 40.4407 | 114.8331 | 73.5697 | 122.3685 | 65.2879 | 85.9028 | 62.3183 | 49.4499 | 8.8757 | 62.8289 | 143.2916 | 62.5796 | 156.0488 | 87.7218 | 79.1455 | 51.3187 | 49.7098
2463 | 15 | 103 | 4 | 26.2882 | 42.48 | 122.3931 | 74.299 | 129.8943 | 64.2498 | 86.7166 | 61.2196 | 52.2264 | 9.5192 | 63.351 | 147.8701 | 70.3938 | 164.395 | 97.3821 | 77.0651 | 55.2652 | 57.6464
2464 | 16 | 103 | 4 | 59.0964 | 39.9421 | 135.7414 | 81.0648 | 162.9888 | 76.8036 | 93.9859 | 63.5907 | 54.0013 | 13.9727 | 65.9333 | 155.5992 | 103.5111 | 163.9189 | 105.0517 | 86.7079 | 66.2618 | 63.7044
2465 | 17 | 103 | 4 | 78.7463 | 80.241 | 245.0709 | 95.7419 | 220.1286 | 105.2859 | 165.4263 | 68.8099 | 98.3684 | 19.6613 | 83.712 | 200.1561 | 161.1382 | 202.4762 | 131.1031 | 121.9659 | 121.7391 | 122.5828
2466 | 18 | 103 | 4 | 101.5655 | 128.2826 | 317.7245 | 103.4871 | 229.4225 | 127.2256 | 182.3332 | 78.7091 | 115.5676 | 26.4318 | 87.3869 | 266.2711 | 169.5981 | 255.9359 | 180.2503 | 158.1521 | 153.9049 | 159.7396
2467 | 19 | 103 | 4 | 111.7098 | 109.1993 | 316.4027 | 102.9739 | 218.1325 | 117.6439 | 179.8991 | 88.3623 | 130.2682 | 26.5877 | 85.5666 | 264.3651 | 165.3933 | 250.9013 | 168.3027 | 144.7018 | 152.6844 | 163.7551
2468 | 20 | 103 | 4 | 108.5412 | 76.0726 | 312.2708 | 100.1478 | 194.1864 | 108.1128 | 170.5392 | 93.5919 | 130.2039 | 22.8978 | 84.0518 | 239.7345 | 138.0243 | 237.1699 | 157.9406 | 120.6689 | 140.6478 | 160.6189
2469 | 21 | 103 | 4 | 107.1925 | 61.0098 | 298.6698 | 94.5334 | 191.5269 | 93.6201 | 163.8699 | 77.7555 | 125.5535 | 22.462 | 79.0942 | 231.3557 | 136.9059 | 230.3005 | 139.3112 | 101.7046 | 136.1389 | 149.1182
2470 | 22 | 103 | 4 | 77.9747 | 56.784 | 294.2837 | 84.3166 | 183.5432 | 97.084 | 159.4593 | 77.3126 | 122.0286 | 16.8353 | 70.0313 | 213.8456 | 130.3608 | 217.2396 | 132.9072 | 93.6466 | 129.031 | 158.2768
2471 | 23 | 103 | 4 | 70.29 | 63.457 | 295.0811 | 79.8684 | 188.7881 | 90.3066 | 173.0138 | 73.9687 | 115.2156 | 15.4449 | 66.7138 | 204.6304 | 128.7493 | 212.5179 | 116.7165 | 91.8227 | 136.1047 | 146.6835
2472 | 0 | 104 | 4 | 65.6219 | 59.4296 | 300.7139 | 76.8359 | 185.2697 | 88.0699 | 168.3578 | 67.4962 | 105.5582 | 13.3995 | 64.5785 | 209.8517 | 125.8226 | 215.0727 | 101.7759 | 91.864 | 130.6376 | 139.0382
2473 | 1 | 104 | 4 | 65.0294 | 70.3186 | 294.4871 | 79.2454 | 185.6044 | 87.2292 | 161.3631 | 69.6645 | 103.1441 | 14.2251 | 66.3475 | 209.3312 | 124.1847 | 215.5165 | 93.7149 | 97.2842 | 122.504 | 131.0539
2474 | 2 | 104 | 4 | 60.8182 | 72.1049 | 288.0194 | 79.7726 | 187.7205 | 88.5674 | 163.2974 | 63.8496 | 103.4453 | 14.3845 | 68.1507 | 211.8775 | 123.2404 | 208.7944 | 98.6981 | 91.9493 | 125.8404 | 130.8367
2475 | 3 | 104 | 4 | 63.247 | 66.5152 | 288.1023 | 79.019 | 191.6551 | 87.2977 | 167.0894 | 68.2809 | 103.5437 | 13.5151 | 65.6884 | 209.1222 | 135.2169 | 211.5336 | 102.0493 | 96.1143 | 128.2706 | 128.9494
2476 | 4 | 104 | 4 | 65.5448 | 67.373 | 285.3812 | 76.8744 | 190.1061 | 96.4406 | 173.2988 | 66.7352 | 106.8264 | 14.2247 | 66.8318 | 209.3667 | 136.5945 | 212.1562 | 115.3932 | 101.178 | 127.5202 | 130.1953
2477 | 5 | 104 | 4 | 42.9349 | 66.4968 | 282.379 | 78.2893 | 159.9976 | 83.3033 | 154.1845 | 65.2263 | 110.7295 | 15.0149 | 75.9187 | 213.5627 | 106.4481 | 212.6372 | 107.8013 | 101.3026 | 111.4773 | 125.2544
2478 | 6 | 104 | 4 | 27.0606 | 51.8866 | 164.6354 | 79.6967 | 131.3011 | 76.7492 | 99.2056 | 68.1109 | 94.9171 | 9.7524 | 78.9993 | 166.8907 | 82.5514 | 178.7735 | 106.0323 | 95.1983 | 71.1921 | 89.6296
2479 | 7 | 104 | 4 | 27.626 | 39.9789 | 130.478 | 80.6904 | 125.5492 | 64.9458 | 84.2401 | 63.1948 | 64.513 | 9.6671 | 80.5464 | 147.7395 | 73.5629 | 161.3237 | 94.6165 | 87.7269 | 52.8081 | 56.6934
2480 | 8 | 104 | 4 | 26.8007 | 35.1375 | 113.0695 | 78.6544 | 121.6843 | 68.443 | 82.6358 | 60.8006 | 57.4964 | 9.3418 | 77.6972 | 145.9526 | 74.436 | 154.9238 | 94.3465 | 82.2298 | 51.8962 | 53.7833
2481 | 9 | 104 | 4 | 26.7086 | 35.0469 | 122.5832 | 77.4706 | 122.8773 | 68.0098 | 79.876 | 57.4745 | 53.8243 | 8.4609 | 74.9745 | 143.8544 | 71.9352 | 149.9147 | 87.043 | 83.489 | 52.5488 | 52.5308
2482 | 10 | 104 | 4 | 25.7859 | 37.3656 | 129.649 | 79.6471 | 124.4026 | 66.3604 | 80.6809 | 56.5781 | 54.5436 | 9.2736 | 70.4676 | 141.7217 | 70.6031 | 144.7622 | 92.7413 | 83.7096 | 50.9779 | 55.2376
2483 | 11 | 104 | 4 | 24.804 | 39.3149 | 122.1244 | 76.637 | 117.4622 | 67.697 | 80.5704 | 59.6874 | 62.1601 | 9.2837 | 67.5984 | 142.1588 | 64.9114 | 145.7595 | 91.4874 | 80.7616 | 51.7497 | 53.9941
2484 | 12 | 104 | 4 | 24.2332 | 41.3414 | 126.181 | 73.0604 | 115.4725 | 66.5072 | 84.1573 | 58.0583 | 54.8452 | 9.0256 | 65.2203 | 142.2715 | 65.4826 | 148.6054 | 100.0361 | 80.2825 | 52.497 | 51.5107
2485 | 13 | 104 | 4 | 23.9968 | 39.5859 | 113.1904 | 72.9918 | 113.8921 | 65.0251 | 83.1591 | 58.6165 | 54.5804 | 9.3749 | 64.0068 | 140.9923 | 61.9342 | 151.8907 | 89.9766 | 80.3284 | 51.8659 | 52.5182
2486 | 14 | 104 | 4 | 22.764 | 40.4407 | 114.8331 | 73.5697 | 122.3685 | 65.2879 | 85.9028 | 62.3183 | 49.4499 | 8.8757 | 62.8289 | 143.2916 | 62.5796 | 156.0488 | 87.7218 | 79.1455 | 51.3187 | 49.7098
2487 | 15 | 104 | 4 | 26.2882 | 42.48 | 122.3931 | 74.299 | 129.8943 | 64.2498 | 86.7166 | 61.2196 | 52.2264 | 9.5192 | 63.351 | 147.8701 | 70.3938 | 164.395 | 97.3821 | 77.0651 | 55.2652 | 57.6464
2488 | 16 | 104 | 4 | 59.0964 | 39.9421 | 135.7414 | 81.0648 | 162.9888 | 76.8036 | 93.9859 | 63.5907 | 54.0013 | 13.9727 | 65.9333 | 155.5992 | 103.5111 | 163.9189 | 105.0517 | 86.7079 | 66.2618 | 63.7044
2489 | 17 | 104 | 4 | 78.7463 | 80.241 | 245.0709 | 95.7419 | 220.1286 | 105.2859 | 165.4263 | 68.8099 | 98.3684 | 19.6613 | 83.712 | 200.1561 | 161.1382 | 202.4762 | 131.1031 | 121.9659 | 121.7391 | 122.5828
2490 | 18 | 104 | 4 | 101.5655 | 128.2826 | 317.7245 | 103.4871 | 229.4225 | 127.2256 | 182.3332 | 78.7091 | 115.5676 | 26.4318 | 87.3869 | 266.2711 | 169.5981 | 255.9359 | 180.2503 | 158.1521 | 153.9049 | 159.7396
2491 | 19 | 104 | 4 | 111.7098 | 109.1993 | 316.4027 | 102.9739 | 218.1325 | 117.6439 | 179.8991 | 88.3623 | 130.2682 | 26.5877 | 85.5666 | 264.3651 | 165.3933 | 250.9013 | 168.3027 | 144.7018 | 152.6844 | 163.7551
2492 | 20 | 104 | 4 | 108.5412 | 76.0726 | 312.2708 | 100.1478 | 194.1864 | 108.1128 | 170.5392 | 93.5919 | 130.2039 | 22.8978 | 84.0518 | 239.7345 | 138.0243 | 237.1699 | 157.9406 | 120.6689 | 140.6478 | 160.6189
2493 | 21 | 104 | 4 | 107.1925 | 61.0098 | 298.6698 | 94.5334 | 191.5269 | 93.6201 | 163.8699 | 77.7555 | 125.5535 | 22.462 | 79.0942 | 231.3557 | 136.9059 | 230.3005 | 139.3112 | 101.7046 | 136.1389 | 149.1182
2494 | 22 | 104 | 4 | 77.9747 | 56.784 | 294.2837 | 84.3166 | 183.5432 | 97.084 | 159.4593 | 77.3126 | 122.0286 | 16.8353 | 70.0313 | 213.8456 | 130.3608 | 217.2396 | 132.9072 | 93.6466 | 129.031 | 158.2768
2495 | 23 | 104 | 4 | 70.29 | 63.457 | 295.0811 | 79.8684 | 188.7881 | 90.3066 | 173.0138 | 73.9687 | 115.2156 | 15.4449 | 66.7138 | 204.6304 | 128.7493 | 212.5179 | 116.7165 | 91.8227 | 136.1047 | 146.6835
2496 | 0 | 105 | 4 | 65.6219 | 59.4296 | 300.7139 | 76.8359 | 185.2697 | 88.0699 | 168.3578 | 67.4962 | 105.5582 | 13.3995 | 64.5785 | 209.8517 | 125.8226 | 215.0727 | 101.7759 | 91.864 | 130.6376 | 139.0382
2497 | 1 | 105 | 4 | 65.0294 | 70.3186 | 294.4871 | 79.2454 | 185.6044 | 87.2292 | 161.3631 | 69.6645 | 103.1441 | 14.2251 | 66.3475 | 209.3312 | 124.1847 | 215.5165 | 93.7149 | 97.2842 | 122.504 | 131.0539
2498 | 2 | 105 | 4 | 60.8182 | 72.1049 | 288.0194 | 79.7726 | 187.7205 | 88.5674 | 163.2974 | 63.8496 | 103.4453 | 14.3845 | 68.1507 | 211.8775 | 123.2404 | 208.7944 | 98.6981 | 91.9493 | 125.8404 | 130.8367
2499 | 3 | 105 | 4 | 63.247 | 66.5152 | 288.1023 | 79.019 | 191.6551 | 87.2977 | 167.0894 | 68.2809 | 103.5437 | 13.5151 | 65.6884 | 209.1222 | 135.2169 | 211.5336 | 102.0493 | 96.1143 | 128.2706 | 128.9494
2500 | 4 | 105 | 4 | 65.5448 | 67.373 | 285.3812 | 76.8744 | 190.1061 | 96.4406 | 173.2988 | 66.7352 | 106.8264 | 14.2247 | 66.8318 | 209.3667 | 136.5945 | 212.1562 | 115.3932 | 101.178 | 127.5202 | 130.1953
2501 | 5 | 105 | 4 | 42.9349 | 66.4968 | 282.379 | 78.2893 | 159.9976 | 83.3033 | 154.1845 | 65.2263 | 110.7295 | 15.0149 | 75.9187 | 213.5627 | 106.4481 | 212.6372 | 107.8013 | 101.3026 | 111.4773 | 125.2544
2502 | 6 | 105 | 4 | 27.0606 | 51.8866 | 164.6354 | 79.6967 | 131.3011 | 76.7492 | 99.2056 | 68.1109 | 94.9171 | 9.7524 | 78.9993 | 166.8907 | 82.5514 | 178.7735 | 106.0323 | 95.1983 | 71.1921 | 89.6296
2503 | 7 | 105 | 4 | 27.626 | 39.9789 | 130.478 | 80.6904 | 125.5492 | 64.9458 | 84.2401 | 63.1948 | 64.513 | 9.6671 | 80.5464 | 147.7395 | 73.5629 | 161.3237 | 94.6165 | 87.7269 | 52.8081 | 56.6934
2504 | 8 | 105 | 4 | 26.8007 | 35.1375 | 113.0695 | 78.6544 | 121.6843 | 68.443 | 82.6358 | 60.8006 | 57.4964 | 9.3418 | 77.6972 | 145.9526 | 74.436 | 154.9238 | 94.3465 | 82.2298 | 51.8962 | 53.7833
2505 | 9 | 105 | 4 | 26.7086 | 35.0469 | 122.5832 | 77.4706 | 122.8773 | 68.0098 | 79.876 | 57.4745 | 53.8243 | 8.4609 | 74.9745 | 143.8544 | 71.9352 | 149.9147 | 87.043 | 83.489 | 52.5488 | 52.5308
2506 | 10 | 105 | 4 | 25.7859 | 37.3656 | 129.649 | 79.6471 | 124.4026 | 66.3604 | 80.6809 | 56.5781 | 54.5436 | 9.2736 | 70.4676 | 141.7217 | 70.6031 | 144.7622 | 92.7413 | 83.7096 | 50.9779 | 55.2376
2507 | 11 | 105 | 4 | 24.804 | 39.3149 | 122.1244 | 76.637 | 117.4622 | 67.697 | 80.5704 | 59.6874 | 62.1601 | 9.2837 | 67.5984 | 142.1588 | 64.9114 | 145.7595 | 91.4874 | 80.7616 | 51.7497 | 53.9941
2508 | 12 | 105 | 4 | 24.2332 | 41.3414 | 126.181 | 73.0604 | 115.4725 | 66.5072 | 84.1573 | 58.0583 | 54.8452 | 9.0256 | 65.2203 | 142.2715 | 65.4826 | 148.6054 | 100.0361 | 80.2825 | 52.497 | 51.5107
2509 | 13 | 105 | 4 | 23.9968 | 39.5859 | 113.1904 | 72.9918 | 113.8921 | 65.0251 | 83.1591 | 58.6165 | 54.5804 | 9.3749 | 64.0068 | 140.9923 | 61.9342 | 151.8907 | 89.9766 | 80.3284 | 51.8659 | 52.5182
2510 | 14 | 105 | 4 | 22.764 | 40.4407 | 114.8331 | 73.5697 | 122.3685 | 65.2879 | 85.9028 | 62.3183 | 49.4499 | 8.8757 | 62.8289 | 143.2916 | 62.5796 | 156.0488 | 87.7218 | 79.1455 | 51.3187 | 49.7098
2511 | 15 | 105 | 4 | 26.2882 | 42.48 | 122.3931 | 74.299 | 129.8943 | 64.2498 | 86.7166 | 61.2196 | 52.2264 | 9.5192 | 63.351 | 147.8701 | 70.3938 | 164.395 | 97.3821 | 77.0651 | 55.2652 | 57.6464
2512 | 16 | 105 | 4 | 59.0964 | 39.9421 | 135.7414 | 81.0648 | 162.9888 | 76.8036 | 93.9859 | 63.5907 | 54.0013 | 13.9727 | 65.9333 | 155.5992 | 103.5111 | 163.9189 | 105.0517 | 86.7079 | 66.2618 | 63.7044
2513 | 17 | 105 | 4 | 78.7463 | 80.241 | 245.0709 | 95.7419 | 220.1286 | 105.2859 | 165.4263 | 68.8099 | 98.3684 | 19.6613 | 83.712 | 200.1561 | 161.1382 | 202.4762 | 131.1031 | 121.9659 | 121.7391 | 122.5828
2514 | 18 | 105 | 4 | 101.5655 | 128.2826 | 317.7245 | 103.4871 | 229.4225 | 127.2256 | 182.3332 | 78.7091 | 115.5676 | 26.4318 | 87.3869 | 266.2711 | 169.5981 | 255.9359 | 180.2503 | 158.1521 | 153.9049 | 159.7396
2515 | 19 | 105 | 4 | 111.7098 | 109.1993 | 316.4027 | 102.9739 | 218.1325 | 117.6439 | 179.8991 | 88.3623 | 130.2682 | 26.5877 | 85.5666 | 264.3651 | 165.3933 | 250.9013 | 168.3027 | 144.7018 | 152.6844 | 163.7551
2516 | 20 | 105 | 4 | 108.5412 | 76.0726 | 312.2708 | 100.1478 | 194.1864 | 108.1128 | 170.5392 | 93.5919 | 130.2039 | 22.8978 | 84.0518 | 239.7345 | 138.0243 | 237.1699 | 157.9406 | 120.6689 | 140.6478 | 160.6189
2517 | 21 | 105 | 4 | 107.1925 | 61.0098 | 298.6698 | 94.5334 | 191.5269 | 93.6201 | 163.8699 | 77.7555 | 125.5535 | 22.462 | 79.0942 | 231.3557 | 136.9059 | 230.3005 | 139.3112 | 101.7046 | 136.1389 | 149.1182
2518 | 22 | 105 | 4 | 77.9747 | 56.784 | 294.2837 | 84.3166 | 183.5432 | 97.084 | 159.4593 | 77.3126 | 122.0286 | 16.8353 | 70.0313 | 213.8456 | 130.3608 | 217.2396 | 132.9072 | 93.6466 | 129.031 | 158.2768
2519 | 23 | 105 | 4 | 70.29 | 63.457 | 295.0811 | 79.8684 | 188.7881 | 90.3066 | 173.0138 | 73.9687 | 115.2156 | 15.4449 | 66.7138 | 204.6304 | 128.7493 | 212.5179 | 116.7165 | 91.8227 | 136.1047 | 146.6835
2520 | 0 | 106 | 4 | 65.6219 | 59.4296 | 300.7139 | 76.8359 | 185.2697 | 88.0699 | 168.3578 | 67.4962 | 105.5582 | 13.3995 | 64.5785 | 209.8517 | 125.8226 | 215.0727 | 101.7759 | 91.864 | 130.6376 | 139.0382
2521 | 1 | 106 | 4 | 65.0294 | 70.3186 | 294.4871 | 79.2454 | 185.6044 | 87.2292 | 161.3631 | 69.6645 | 103.1441 | 14.2251 | 66.3475 | 209.3312 | 124.1847 | 215.5165 | 93.7149 | 97.2842 | 122.504 | 131.0539
2522 | 2 | 106 | 4 | 60.8182 | 72.1049 | 288.0194 | 79.7726 | 187.7205 | 88.5674 | 163.2974 | 63.8496 | 103.4453 | 14.3845 | 68.1507 | 211.8775 | 123.2404 | 208.7944 | 98.6981 | 91.9493 | 125.8404 | 130.8367
2523 | 3 | 106 | 4 | 63.247 | 66.5152 | 288.1023 | 79.019 | 191.6551 | 87.2977 | 167.0894 | 68.2809 | 103.5437 | 13.5151 | 65.6884 | 209.1222 | 135.2169 | 211.5336 | 102.0493 | 96.1143 | 128.2706 | 128.9494
2524 | 4 | 106 | 4 | 65.5448 | 67.373 | 285.3812 | 76.8744 | 190.1061 | 96.4406 | 173.2988 | 66.7352 | 106.8264 | 14.2247 | 66.8318 | 209.3667 | 136.5945 | 212.1562 | 115.3932 | 101.178 | 127.5202 | 130.1953
2525 | 5 | 106 | 4 | 42.9349 | 66.4968 | 282.379 | 78.2893 | 159.9976 | 83.3033 | 154.1845 | 65.2263 | 110.7295 | 15.0149 | 75.9187 | 213.5627 | 106.4481 | 212.6372 | 107.8013 | 101.3026 | 111.4773 | 125.2544
2526 | 6 | 106 | 4 | 27.0606 | 51.8866 | 164.6354 | 79.6967 | 131.3011 | 76.7492 | 99.2056 | 68.1109 | 94.9171 | 9.7524 | 78.9993 | 166.8907 | 82.5514 | 178.7735 | 106.0323 | 95.1983 | 71.1921 | 89.6296
2527 | 7 | 106 | 4 | 27.626 | 39.9789 | 130.478 | 80.6904 | 125.5492 | 64.9458 | 84.2401 | 63.1948 | 64.513 | 9.6671 | 80.5464 | 147.7395 | 73.5629 | 161.3237 | 94.6165 | 87.7269 | 52.8081 | 56.6934
2528 | 8 | 106 | 4 | 26.8007 | 35.1375 | 113.0695 | 78.6544 | 121.6843 | 68.443 | 82.6358 | 60.8006 | 57.4964 | 9.3418 | 77.6972 | 145.9526 | 74.436 | 154.9238 | 94.3465 | 82.2298 | 51.8962 | 53.7833
2529 | 9 | 106 | 4 | 26.7086 | 35.0469 | 122.5832 | 77.4706 | 122.8773 | 68.0098 | 79.876 | 57.4745 | 53.8243 | 8.4609 | 74.9745 | 143.8544 | 71.9352 | 149.9147 | 87.043 | 83.489 | 52.5488 | 52.5308
2530 | 10 | 106 | 4 | 25.7859 | 37.3656 | 129.649 | 79.6471 | 124.4026 | 66.3604 | 80.6809 | 56.5781 | 54.5436 | 9.2736 | 70.4676 | 141.7217 | 70.6031 | 144.7622 | 92.7413 | 83.7096 | 50.9779 | 55.2376
2531 | 11 | 106 | 4 | 24.804 | 39.3149 | 122.1244 | 76.637 | 117.4622 | 67.697 | 80.5704 | 59.6874 | 62.1601 | 9.2837 | 67.5984 | 142.1588 | 64.9114 | 145.7595 | 91.4874 | 80.7616 | 51.7497 | 53.9941
2532 | 12 | 106 | 4 | 24.2332 | 41.3414 | 126.181 | 73.0604 | 115.4725 | 66.5072 | 84.1573 | 58.0583 | 54.8452 | 9.0256 | 65.2203 | 142.2715 | 65.4826 | 148.6054 | 100.0361 | 80.2825 | 52.497 | 51.5107
2533 | 13 | 106 | 4 | 23.9968 | 39.5859 | 113.1904 | 72.9918 | 113.8921 | 65.0251 | 83.1591 | 58.6165 | 54.5804 | 9.3749 | 64.0068 | 140.9923 | 61.9342 | 151.8907 | 89.9766 | 80.3284 | 51.8659 | 52.5182
2534 | 14 | 106 | 4 | 22.764 | 40.4407 | 114.8331 | 73.5697 | 122.3685 | 65.2879 | 85.9028 | 62.3183 | 49.4499 | 8.8757 | 62.8289 | 143.2916 | 62.5796 | 156.0488 | 87.7218 | 79.1455 | 51.3187 | 49.7098
2535 | 15 | 106 | 4 | 26.2882 | 42.48 | 122.3931 | 74.299 | 129.8943 | 64.2498 | 86.7166 | 61.2196 | 52.2264 | 9.5192 | 63.351 | 147.8701 | 70.3938 | 164.395 | 97.3821 | 77.0651 | 55.2652 | 57.6464
2536 | 16 | 106 | 4 | 59.0964 | 39.9421 | 135.7414 | 81.0648 | 162.9888 | 76.8036 | 93.9859 | 63.5907 | 54.0013 | 13.9727 | 65.9333 | 155.5992 | 103.5111 | 163.9189 | 105.0517 | 86.7079 | 66.2618 | 63.7044
2537 | 17 | 106 | 4 | 78.7463 | 80.241 | 245.0709 | 95.7419 | 220.1286 | 105.2859 | 165.4263 | 68.8099 | 98.3684 | 19.6613 | 83.712 | 200.1561 | 161.1382 | 202.4762 | 131.1031 | 121.9659 | 121.7391 | 122.5828
2538 | 18 | 106 | 4 | 101.5655 | 128.2826 | 317.7245 | 103.4871 | 229.4225 | 127.2256 | 182.3332 | 78.7091 | 115.5676 | 26.4318 | 87.3869 | 266.2711 | 169.5981 | 255.9359 | 180.2503 | 158.1521 | 153.9049 | 159.7396
2539 | 19 | 106 | 4 | 111.7098 | 109.1993 | 316.4027 | 102.9739 | 218.1325 | 117.6439 | 179.8991 | 88.3623 | 130.2682 | 26.5877 | 85.5666 | 264.3651 | 165.3933 | 250.9013 | 168.3027 | 144.7018 | 152.6844 | 163.7551
2540 | 20 | 106 | 4 | 108.5412 | 76.0726 | 312.2708 | 100.1478 | 194.1864 | 108.1128 | 170.5392 | 93.5919 | 130.2039 | 22.8978 | 84.0518 | 239.7345 | 138.0243 | 237.1699 | 157.9406 | 120.6689 | 140.6478 | 160.6189
2541 | 21 | 106 | 4 | 107.1925 | 61.0098 | 298.6698 | 94.5334 | 191.5269 | 93.6201 | 163.8699 | 77.7555 | 125.5535 | 22.462 | 79.0942 | 231.3557 | 136.9059 | 230.3005 | 139.3112 | 101.7046 | 136.1389 | 149.1182
2542 | 22 | 106 | 4 | 77.9747 | 56.784 | 294.2837 | 84.3166 | 183.5432 | 97.084 | 159.4593 | 77.3126 | 122.0286 | 16.8353 | 70.0313 | 213.8456 | 130.3608 | 217.2396 | 132.9072 | 93.6466 | 129.031 | 158.2768
2543 | 23 | 106 | 4 | 70.29 | 63.457 | 295.0811 | 79.8684 | 188.7881 | 90.3066 | 173.0138 | 73.9687 | 115.2156 | 15.4449 | 66.7138 | 204.6304 | 128.7493 | 212.5179 | 116.7165 | 91.8227 | 136.1047 | 146.6835
2544 | 0 | 107 | 4 | 65.6219 | 59.4296 | 300.7139 | 76.8359 | 185.2697 | 88.0699 | 168.3578 | 67.4962 | 105.5582 | 13.3995 | 64.5785 | 209.8517 | 125.8226 | 215.0727 | 101.7759 | 91.864 | 130.6376 | 139.0382
2545 | 1 | 107 | 4 | 65.0294 | 70.3186 | 294.4871 | 79.2454 | 185.6044 | 87.2292 | 161.3631 | 69.6645 | 103.1441 | 14.2251 | 66.3475 | 209.3312 | 124.1847 | 215.5165 | 93.7149 | 97.2842 | 122.504 | 131.0539
2546 | 2 | 107 | 4 | 60.8182 | 72.1049 | 288.0194 | 79.7726 | 187.7205 | 88.5674 | 163.2974 | 63.8496 | 103.4453 | 14.3845 | 68.1507 | 211.8775 | 123.2404 | 208.7944 | 98.6981 | 91.9493 | 125.8404 | 130.8367
2547 | 3 | 107 | 4 | 63.247 | 66.5152 | 288.1023 | 79.019 | 191.6551 | 87.2977 | 167.0894 | 68.2809 | 103.5437 | 13.5151 | 65.6884 | 209.1222 | 135.2169 | 211.5336 | 102.0493 | 96.1143 | 128.2706 | 128.9494
2548 | 4 | 107 | 4 | 65.5448 | 67.373 | 285.3812 | 76.8744 | 190.1061 | 96.4406 | 173.2988 | 66.7352 | 106.8264 | 14.2247 | 66.8318 | 209.3667 | 136.5945 | 212.1562 | 115.3932 | 101.178 | 127.5202 | 130.1953
2549 | 5 | 107 | 4 | 42.9349 | 66.4968 | 282.379 | 78.2893 | 159.9976 | 83.3033 | 154.1845 | 65.2263 | 110.7295 | 15.0149 | 75.9187 | 213.5627 | 106.4481 | 212.6372 | 107.8013 | 101.3026 | 111.4773 | 125.2544
2550 | 6 | 107 | 4 | 27.0606 | 51.8866 | 164.6354 | 79.6967 | 131.3011 | 76.7492 | 99.2056 | 68.1109 | 94.9171 | 9.7524 | 78.9993 | 166.8907 | 82.5514 | 178.7735 | 106.0323 | 95.1983 | 71.1921 | 89.6296
2551 | 7 | 107 | 4 | 27.626 | 39.9789 | 130.478 | 80.6904 | 125.5492 | 64.9458 | 84.2401 | 63.1948 | 64.513 | 9.6671 | 80.5464 | 147.7395 | 73.5629 | 161.3237 | 94.6165 | 87.7269 | 52.8081 | 56.6934
2552 | 8 | 107 | 4 | 26.8007 | 35.1375 | 113.0695 | 78.6544 | 121.6843 | 68.443 | 82.6358 | 60.8006 | 57.4964 | 9.3418 | 77.6972 | 145.9526 | 74.436 | 154.9238 | 94.3465 | 82.2298 | 51.8962 | 53.7833
2553 | 9 | 107 | 4 | 26.7086 | 35.0469 | 122.5832 | 77.4706 | 122.8773 | 68.0098 | 79.876 | 57.4745 | 53.8243 | 8.4609 | 74.9745 | 143.8544 | 71.9352 | 149.9147 | 87.043 | 83.489 | 52.5488 | 52.5308
2554 | 10 | 107 | 4 | 25.7859 | 37.3656 | 129.649 | 79.6471 | 124.4026 | 66.3604 | 80.6809 | 56.5781 | 54.5436 | 9.2736 | 70.4676 | 141.7217 | 70.6031 | 144.7622 | 92.7413 | 83.7096 | 50.9779 | 55.2376
2555 | 11 | 107 | 4 | 24.804 | 39.3149 | 122.1244 | 76.637 | 117.4622 | 67.697 | 80.5704 | 59.6874 | 62.1601 | 9.2837 | 67.5984 | 142.1588 | 64.9114 | 145.7595 | 91.4874 | 80.7616 | 51.7497 | 53.9941
2556 | 12 | 107 | 4 | 24.2332 | 41.3414 | 126.181 | 73.0604 | 115.4725 | 66.5072 | 84.1573 | 58.0583 | 54.8452 | 9.0256 | 65.2203 | 142.2715 | 65.4826 | 148.6054 | 100.0361 | 80.2825 | 52.497 | 51.5107
2557 | 13 | 107 | 4 | 23.9968 | 39.5859 | 113.1904 | 72.9918 | 113.8921 | 65.0251 | 83.1591 | 58.6165 | 54.5804 | 9.3749 | 64.0068 | 140.9923 | 61.9342 | 151.8907 | 89.9766 | 80.3284 | 51.8659 | 52.5182
2558 | 14 | 107 | 4 | 22.764 | 40.4407 | 114.8331 | 73.5697 | 122.3685 | 65.2879 | 85.9028 | 62.3183 | 49.4499 | 8.8757 | 62.8289 | 143.2916 | 62.5796 | 156.0488 | 87.7218 | 79.1455 | 51.3187 | 49.7098
2559 | 15 | 107 | 4 | 26.2882 | 42.48 | 122.3931 | 74.299 | 129.8943 | 64.2498 | 86.7166 | 61.2196 | 52.2264 | 9.5192 | 63.351 | 147.8701 | 70.3938 | 164.395 | 97.3821 | 77.0651 | 55.2652 | 57.6464
2560 | 16 | 107 | 4 | 59.0964 | 39.9421 | 135.7414 | 81.0648 | 162.9888 | 76.8036 | 93.9859 | 63.5907 | 54.0013 | 13.9727 | 65.9333 | 155.5992 | 103.5111 | 163.9189 | 105.0517 | 86.7079 | 66.2618 | 63.7044
2561 | 17 | 107 | 4 | 78.7463 | 80.241 | 245.0709 | 95.7419 | 220.1286 | 105.2859 | 165.4263 | 68.8099 | 98.3684 | 19.6613 | 83.712 | 200.1561 | 161.1382 | 202.4762 | 131.1031 | 121.9659 | 121.7391 | 122.5828
2562 | 18 | 107 | 4 | 101.5655 | 128.2826 | 317.7245 | 103.4871 | 229.4225 | 127.2256 | 182.3332 | 78.7091 | 115.5676 | 26.4318 | 87.3869 | 266.2711 | 169.5981 | 255.9359 | 180.2503 | 158.1521 | 153.9049 | 159.7396
2563 | 19 | 107 | 4 | 111.7098 | 109.1993 | 316.4027 | 102.9739 | 218.1325 | 117.6439 | 179.8991 | 88.3623 | 130.2682 | 26.5877 | 85.5666 | 264.3651 | 165.3933 | 250.9013 | 168.3027 | 144.7018 | 152.6844 | 163.7551
2564 | 20 | 107 | 4 | 108.5412 | 76.0726 | 312.2708 | 100.1478 | 194.1864 | 108.1128 | 170.5392 | 93.5919 | 130.2039 | 22.8978 | 84.0518 | 239.7345 | 138.0243 | 237.1699 | 157.9406 | 120.6689 | 140.6478 | 160.6189
2565 | 21 | 107 | 4 | 107.1925 | 61.0098 | 298.6698 | 94.5334 | 191.5269 | 93.6201 | 163.8699 | 77.7555 | 125.5535 | 22.462 | 79.0942 | 231.3557 | 136.9059 | 230.3005 | 139.3112 | 101.7046 | 136.1389 | 149.1182
2566 | 22 | 107 | 4 | 77.9747 | 56.784 | 294.2837 | 84.3166 | 183.5432 | 97.084 | 159.4593 | 77.3126 | 122.0286 | 16.8353 | 70.0313 | 213.8456 | 130.3608 | 217.2396 | 132.9072 | 93.6466 | 129.031 | 158.2768
2567 | 23 | 107 | 4 | 70.29 | 63.457 | 295.0811 | 79.8684 | 188.7881 | 90.3066 | 173.0138 | 73.9687 | 115.2156 | 15.4449 | 66.7138 | 204.6304 | 128.7493 | 212.5179 | 116.7165 | 91.8227 | 136.1047 | 146.6835
2568 | 0 | 108 | 4 | 65.6219 | 59.4296 | 300.7139 | 76.8359 | 185.2697 | 88.0699 | 168.3578 | 67.4962 | 105.5582 | 13.3995 | 64.5785 | 209.8517 | 125.8226 | 215.0727 | 101.7759 | 91.864 | 130.6376 | 139.0382
2569 | 1 | 108 | 4 | 65.0294 | 70.3186 | 294.4871 | 79.2454 | 185.6044 | 87.2292 | 161.3631 | 69.6645 | 103.1441 | 14.2251 | 66.3475 | 209.3312 | 124.1847 | 215.5165 | 93.7149 | 97.2842 | 122.504 | 131.0539
2570 | 2 | 108 | 4 | 60.8182 | 72.1049 | 288.0194 | 79.7726 | 187.7205 | 88.5674 | 163.2974 | 63.8496 | 103.4453 | 14.3845 | 68.1507 | 211.8775 | 123.2404 | 208.7944 | 98.6981 | 91.9493 | 125.8404 | 130.8367
2571 | 3 | 108 | 4 | 63.247 | 66.5152 | 288.1023 | 79.019 | 191.6551 | 87.2977 | 167.0894 | 68.2809 | 103.5437 | 13.5151 | 65.6884 | 209.1222 | 135.2169 | 211.5336 | 102.0493 | 96.1143 | 128.2706 | 128.9494
2572 | 4 | 108 | 4 | 65.5448 | 67.373 | 285.3812 | 76.8744 | 190.1061 | 96.4406 | 173.2988 | 66.7352 | 106.8264 | 14.2247 | 66.8318 | 209.3667 | 136.5945 | 212.1562 | 115.3932 | 101.178 | 127.5202 | 130.1953
2573 | 5 | 108 | 4 | 42.9349 | 66.4968 | 282.379 | 78.2893 | 159.9976 | 83.3033 | 154.1845 | 65.2263 | 110.7295 | 15.0149 | 75.9187 | 213.5627 | 106.4481 | 212.6372 | 107.8013 | 101.3026 | 111.4773 | 125.2544
2574 | 6 | 108 | 4 | 27.0606 | 51.8866 | 164.6354 | 79.6967 | 131.3011 | 76.7492 | 99.2056 | 68.1109 | 94.9171 | 9.7524 | 78.9993 | 166.8907 | 82.5514 | 178.7735 | 106.0323 | 95.1983 | 71.1921 | 89.6296
2575 | 7 | 108 | 4 | 27.626 | 39.9789 | 130.478 | 80.6904 | 125.5492 | 64.9458 | 84.2401 | 63.1948 | 64.513 | 9.6671 | 80.5464 | 147.7395 | 73.5629 | 161.3237 | 94.6165 | 87.7269 | 52.8081 | 56.6934
2576 | 8 | 108 | 4 | 26.8007 | 35.1375 | 113.0695 | 78.6544 | 121.6843 | 68.443 | 82.6358 | 60.8006 | 57.4964 | 9.3418 | 77.6972 | 145.9526 | 74.436 | 154.9238 | 94.3465 | 82.2298 | 51.8962 | 53.7833
2577 | 9 | 108 | 4 | 26.7086 | 35.0469 | 122.5832 | 77.4706 | 122.8773 | 68.0098 | 79.876 | 57.4745 | 53.8243 | 8.4609 | 74.9745 | 143.8544 | 71.9352 | 149.9147 | 87.043 | 83.489 | 52.5488 | 52.5308
2578 | 10 | 108 | 4 | 25.7859 | 37.3656 | 129.649 | 79.6471 | 124.4026 | 66.3604 | 80.6809 | 56.5781 | 54.5436 | 9.2736 | 70.4676 | 141.7217 | 70.6031 | 144.7622 | 92.7413 | 83.7096 | 50.9779 | 55.2376
2579 | 11 | 108 | 4 | 24.804 | 39.3149 | 122.1244 | 76.637 | 117.4622 | 67.697 | 80.5704 | 59.6874 | 62.1601 | 9.2837 | 67.5984 | 142.1588 | 64.9114 | 145.7595 | 91.4874 | 80.7616 | 51.7497 | 53.9941
2580 | 12 | 108 | 4 | 24.2332 | 41.3414 | 126.181 | 73.0604 | 115.4725 | 66.5072 | 84.1573 | 58.0583 | 54.8452 | 9.0256 | 65.2203 | 142.2715 | 65.4826 | 148.6054 | 100.0361 | 80.2825 | 52.497 | 51.5107
2581 | 13 | 108 | 4 | 23.9968 | 39.5859 | 113.1904 | 72.9918 | 113.8921 | 65.0251 | 83.1591 | 58.6165 | 54.5804 | 9.3749 | 64.0068 | 140.9923 | 61.9342 | 151.8907 | 89.9766 | 80.3284 | 51.8659 | 52.5182
2582 | 14 | 108 | 4 | 22.764 | 40.4407 | 114.8331 | 73.5697 | 122.3685 | 65.2879 | 85.9028 | 62.3183 | 49.4499 | 8.8757 | 62.8289 | 143.2916 | 62.5796 | 156.0488 | 87.7218 | 79.1455 | 51.3187 | 49.7098
2583 | 15 | 108 | 4 | 26.2882 | 42.48 | 122.3931 | 74.299 | 129.8943 | 64.2498 | 86.7166 | 61.2196 | 52.2264 | 9.5192 | 63.351 | 147.8701 | 70.3938 | 164.395 | 97.3821 | 77.0651 | 55.2652 | 57.6464
2584 | 16 | 108 | 4 | 59.0964 | 39.9421 | 135.7414 | 81.0648 | 162.9888 | 76.8036 | 93.9859 | 63.5907 | 54.0013 | 13.9727 | 65.9333 | 155.5992 | 103.5111 | 163.9189 | 105.0517 | 86.7079 | 66.2618 | 63.7044
2585 | 17 | 108 | 4 | 78.7463 | 80.241 | 245.0709 | 95.7419 | 220.1286 | 105.2859 | 165.4263 | 68.8099 | 98.3684 | 19.6613 | 83.712 | 200.1561 | 161.1382 | 202.4762 | 131.1031 | 121.9659 | 121.7391 | 122.5828
2586 | 18 | 108 | 4 | 101.5655 | 128.2826 | 317.7245 | 103.4871 | 229.4225 | 127.2256 | 182.3332 | 78.7091 | 115.5676 | 26.4318 | 87.3869 | 266.2711 | 169.5981 | 255.9359 | 180.2503 | 158.1521 | 153.9049 | 159.7396
2587 | 19 | 108 | 4 | 111.7098 | 109.1993 | 316.4027 | 102.9739 | 218.1325 | 117.6439 | 179.8991 | 88.3623 | 130.2682 | 26.5877 | 85.5666 | 264.3651 | 165.3933 | 250.9013 | 168.3027 | 144.7018 | 152.6844 | 163.7551
2588 | 20 | 108 | 4 | 108.5412 | 76.0726 | 312.2708 | 100.1478 | 194.1864 | 108.1128 | 170.5392 | 93.5919 | 130.2039 | 22.8978 | 84.0518 | 239.7345 | 138.0243 | 237.1699 | 157.9406 | 120.6689 | 140.6478 | 160.6189
2589 | 21 | 108 | 4 | 107.1925 | 61.0098 | 298.6698 | 94.5334 | 191.5269 | 93.6201 | 163.8699 | 77.7555 | 125.5535 | 22.462 | 79.0942 | 231.3557 | 136.9059 | 230.3005 | 139.3112 | 101.7046 | 136.1389 | 149.1182
2590 | 22 | 108 | 4 | 77.9747 | 56.784 | 294.2837 | 84.3166 | 183.5432 | 97.084 | 159.4593 | 77.3126 | 122.0286 | 16.8353 | 70.0313 | 213.8456 | 130.3608 | 217.2396 | 132.9072 | 93.6466 | 129.031 | 158.2768
2591 | 23 | 108 | 4 | 70.29 | 63.457 | 295.0811 | 79.8684 | 188.7881 | 90.3066 | 173.0138 | 73.9687 | 115.2156 | 15.4449 | 66.7138 | 204.6304 | 128.7493 | 212.5179 | 116.7165 | 91.8227 | 136.1047 | 146.6835
2592 | 0 | 109 | 4 | 65.6219 | 59.4296 | 300.7139 | 76.8359 | 185.2697 | 88.0699 | 168.3578 | 67.4962 | 105.5582 | 13.3995 | 64.5785 | 209.8517 | 125.8226 | 215.0727 | 101.7759 | 91.864 | 130.6376 | 139.0382
2593 | 1 | 109 | 4 | 65.0294 | 70.3186 | 294.4871 | 79.2454 | 185.6044 | 87.2292 | 161.3631 | 69.6645 | 103.1441 | 14.2251 | 66.3475 | 209.3312 | 124.1847 | 215.5165 | 93.7149 | 97.2842 | 122.504 | 131.0539
2594 | 2 | 109 | 4 | 60.8182 | 72.1049 | 288.0194 | 79.7726 | 187.7205 | 88.5674 | 163.2974 | 63.8496 | 103.4453 | 14.3845 | 68.1507 | 211.8775 | 123.2404 | 208.7944 | 98.6981 | 91.9493 | 125.8404 | 130.8367
2595 | 3 | 109 | 4 | 63.247 | 66.5152 | 288.1023 | 79.019 | 191.6551 | 87.2977 | 167.0894 | 68.2809 | 103.5437 | 13.5151 | 65.6884 | 209.1222 | 135.2169 | 211.5336 | 102.0493 | 96.1143 | 128.2706 | 128.9494
2596 | 4 | 109 | 4 | 65.5448 | 67.373 | 285.3812 | 76.8744 | 190.1061 | 96.4406 | 173.2988 | 66.7352 | 106.8264 | 14.2247 | 66.8318 | 209.3667 | 136.5945 | 212.1562 | 115.3932 | 101.178 | 127.5202 | 130.1953
2597 | 5 | 109 | 4 | 42.9349 | 66.4968 | 282.379 | 78.2893 | 159.9976 | 83.3033 | 154.1845 | 65.2263 | 110.7295 | 15.0149 | 75.9187 | 213.5627 | 106.4481 | 212.6372 | 107.8013 | 101.3026 | 111.4773 | 125.2544
2598 | 6 | 109 | 4 | 27.0606 | 51.8866 | 164.6354 | 79.6967 | 131.3011 | 76.7492 | 99.2056 | 68.1109 | 94.9171 | 9.7524 | 78.9993 | 166.8907 | 82.5514 | 178.7735 | 106.0323 | 95.1983 | 71.1921 | 89.6296
2599 | 7 | 109 | 4 | 27.626 | 39.9789 | 130.478 | 80.6904 | 125.5492 | 64.9458 | 84.2401 | 63.1948 | 64.513 | 9.6671 | 80.5464 | 147.7395 | 73.5629 | 161.3237 | 94.6165 | 87.7269 | 52.8081 | 56.6934
2600 | 8 | 109 | 4 | 26.8007 | 35.1375 | 113.0695 | 78.6544 | 121.6843 | 68.443 | 82.6358 | 60.8006 | 57.4964 | 9.3418 | 77.6972 | 145.9526 | 74.436 | 154.9238 | 94.3465 | 82.2298 | 51.8962 | 53.7833
2601 | 9 | 109 | 4 | 26.7086 | 35.0469 | 122.5832 | 77.4706 | 122.8773 | 68.0098 | 79.876 | 57.4745 | 53.8243 | 8.4609 | 74.9745 | 143.8544 | 71.9352 | 149.9147 | 87.043 | 83.489 | 52.5488 | 52.5308
2602 | 10 | 109 | 4 | 25.7859 | 37.3656 | 129.649 | 79.6471 | 124.4026 | 66.3604 | 80.6809 | 56.5781 | 54.5436 | 9.2736 | 70.4676 | 141.7217 | 70.6031 | 144.7622 | 92.7413 | 83.7096 | 50.9779 | 55.2376
2603 | 11 | 109 | 4 | 24.804 | 39.3149 | 122.1244 | 76.637 | 117.4622 | 67.697 | 80.5704 | 59.6874 | 62.1601 | 9.2837 | 67.5984 | 142.1588 | 64.9114 | 145.7595 | 91.4874 | 80.7616 | 51.7497 | 53.9941
2604 | 12 | 109 | 4 | 24.2332 | 41.3414 | 126.181 | 73.0604 | 115.4725 | 66.5072 | 84.1573 | 58.0583 | 54.8452 | 9.0256 | 65.2203 | 142.2715 | 65.4826 | 148.6054 | 100.0361 | 80.2825 | 52.497 | 51.5107
2605 | 13 | 109 | 4 | 23.9968 | 39.5859 | 113.1904 | 72.9918 | 113.8921 | 65.0251 | 83.1591 | 58.6165 | 54.5804 | 9.3749 | 64.0068 | 140.9923 | 61.9342 | 151.8907 | 89.9766 | 80.3284 | 51.8659 | 52.5182
2606 | 14 | 109 | 4 | 22.764 | 40.4407 | 114.8331 | 73.5697 | 122.3685 | 65.2879 | 85.9028 | 62.3183 | 49.4499 | 8.8757 | 62.8289 | 143.2916 | 62.5796 | 156.0488 | 87.7218 | 79.1455 | 51.3187 | 49.7098
2607 | 15 | 109 | 4 | 26.2882 | 42.48 | 122.3931 | 74.299 | 129.8943 | 64.2498 | 86.7166 | 61.2196 | 52.2264 | 9.5192 | 63.351 | 147.8701 | 70.3938 | 164.395 | 97.3821 | 77.0651 | 55.2652 | 57.6464
2608 | 16 | 109 | 4 | 59.0964 | 39.9421 | 135.7414 | 81.0648 | 162.9888 | 76.8036 | 93.9859 | 63.5907 | 54.0013 | 13.9727 | 65.9333 | 155.5992 | 103.5111 | 163.9189 | 105.0517 | 86.7079 | 66.2618 | 63.7044
2609 | 17 | 109 | 4 | 78.7463 | 80.241 | 245.0709 | 95.7419 | 220.1286 | 105.2859 | 165.4263 | 68.8099 | 98.3684 | 19.6613 | 83.712 | 200.1561 | 161.1382 | 202.4762 | 131.1031 | 121.9659 | 121.7391 | 122.5828
2610 | 18 | 109 | 4 | 101.5655 | 128.2826 | 317.7245 | 103.4871 | 229.4225 | 127.2256 | 182.3332 | 78.7091 | 115.5676 | 26.4318 | 87.3869 | 266.2711 | 169.5981 | 255.9359 | 180.2503 | 158.1521 | 153.9049 | 159.7396
2611 | 19 | 109 | 4 | 111.7098 | 109.1993 | 316.4027 | 102.9739 | 218.1325 | 117.6439 | 179.8991 | 88.3623 | 130.2682 | 26.5877 | 85.5666 | 264.3651 | 165.3933 | 250.9013 | 168.3027 | 144.7018 | 152.6844 | 163.7551
2612 | 20 | 109 | 4 | 108.5412 | 76.0726 | 312.2708 | 100.1478 | 194.1864 | 108.1128 | 170.5392 | 93.5919 | 130.2039 | 22.8978 | 84.0518 | 239.7345 | 138.0243 | 237.1699 | 157.9406 | 120.6689 | 140.6478 | 160.6189
2613 | 21 | 109 | 4 | 107.1925 | 61.0098 | 298.6698 | 94.5334 | 191.5269 | 93.6201 | 163.8699 | 77.7555 | 125.5535 | 22.462 | 79.0942 | 231.3557 | 136.9059 | 230.3005 | 139.3112 | 101.7046 | 136.1389 | 149.1182
2614 | 22 | 109 | 4 | 77.9747 | 56.784 | 294.2837 | 84.3166 | 183.5432 | 97.084 | 159.4593 | 77.3126 | 122.0286 | 16.8353 | 70.0313 | 213.8456 | 130.3608 | 217.2396 | 132.9072 | 93.6466 | 129.031 | 158.2768
2615 | 23 | 109 | 4 | 70.29 | 63.457 | 295.0811 | 79.8684 | 188.7881 | 90.3066 | 173.0138 | 73.9687 | 115.2156 | 15.4449 | 66.7138 | 204.6304 | 128.7493 | 212.5179 | 116.7165 | 91.8227 | 136.1047 | 146.6835
2616 | 0 | 110 | 4 | 65.6219 | 59.4296 | 300.7139 | 76.8359 | 185.2697 | 88.0699 | 168.3578 | 67.4962 | 105.5582 | 13.3995 | 64.5785 | 209.8517 | 125.8226 | 215.0727 | 101.7759 | 91.864 | 130.6376 | 139.0382
2617 | 1 | 110 | 4 | 65.0294 | 70.3186 | 294.4871 | 79.2454 | 185.6044 | 87.2292 | 161.3631 | 69.6645 | 103.1441 | 14.2251 | 66.3475 | 209.3312 | 124.1847 | 215.5165 | 93.7149 | 97.2842 | 122.504 | 131.0539
2618 | 2 | 110 | 4 | 60.8182 | 72.1049 | 288.0194 | 79.7726 | 187.7205 | 88.5674 | 163.2974 | 63.8496 | 103.4453 | 14.3845 | 68.1507 | 211.8775 | 123.2404 | 208.7944 | 98.6981 | 91.9493 | 125.8404 | 130.8367
2619 | 3 | 110 | 4 | 63.247 | 66.5152 | 288.1023 | 79.019 | 191.6551 | 87.2977 | 167.0894 | 68.2809 | 103.5437 | 13.5151 | 65.6884 | 209.1222 | 135.2169 | 211.5336 | 102.0493 | 96.1143 | 128.2706 | 128.9494
2620 | 4 | 110 | 4 | 65.5448 | 67.373 | 285.3812 | 76.8744 | 190.1061 | 96.4406 | 173.2988 | 66.7352 | 106.8264 | 14.2247 | 66.8318 | 209.3667 | 136.5945 | 212.1562 | 115.3932 | 101.178 | 127.5202 | 130.1953
2621 | 5 | 110 | 4 | 42.9349 | 66.4968 | 282.379 | 78.2893 | 159.9976 | 83.3033 | 154.1845 | 65.2263 | 110.7295 | 15.0149 | 75.9187 | 213.5627 | 106.4481 | 212.6372 | 107.8013 | 101.3026 | 111.4773 | 125.2544
2622 | 6 | 110 | 4 | 27.0606 | 51.8866 | 164.6354 | 79.6967 | 131.3011 | 76.7492 | 99.2056 | 68.1109 | 94.9171 | 9.7524 | 78.9993 | 166.8907 | 82.5514 | 178.7735 | 106.0323 | 95.1983 | 71.1921 | 89.6296
2623 | 7 | 110 | 4 | 27.626 | 39.9789 | 130.478 | 80.6904 | 125.5492 | 64.9458 | 84.2401 | 63.1948 | 64.513 | 9.6671 | 80.5464 | 147.7395 | 73.5629 | 161.3237 | 94.6165 | 87.7269 | 52.8081 | 56.6934
2624 | 8 | 110 | 4 | 26.8007 | 35.1375 | 113.0695 | 78.6544 | 121.6843 | 68.443 | 82.6358 | 60.8006 | 57.4964 | 9.3418 | 77.6972 | 145.9526 | 74.436 | 154.9238 | 94.3465 | 82.2298 | 51.8962 | 53.7833
2625 | 9 | 110 | 4 | 26.7086 | 35.0469 | 122.5832 | 77.4706 | 122.8773 | 68.0098 | 79.876 | 57.4745 | 53.8243 | 8.4609 | 74.9745 | 143.8544 | 71.9352 | 149.9147 | 87.043 | 83.489 | 52.5488 | 52.5308
2626 | 10 | 110 | 4 | 25.7859 | 37.3656 | 129.649 | 79.6471 | 124.4026 | 66.3604 | 80.6809 | 56.5781 | 54.5436 | 9.2736 | 70.4676 | 141.7217 | 70.6031 | 144.7622 | 92.7413 | 83.7096 | 50.9779 | 55.2376
2627 | 11 | 110 | 4 | 24.804 | 39.3149 | 122.1244 | 76.637 | 117.4622 | 67.697 | 80.5704 | 59.6874 | 62.1601 | 9.2837 | 67.5984 | 142.1588 | 64.9114 | 145.7595 | 91.4874 | 80.7616 | 51.7497 | 53.9941
2628 | 12 | 110 | 4 | 24.2332 | 41.3414 | 126.181 | 73.0604 | 115.4725 | 66.5072 | 84.1573 | 58.0583 | 54.8452 | 9.0256 | 65.2203 | 142.2715 | 65.4826 | 148.6054 | 100.0361 | 80.2825 | 52.497 | 51.5107
2629 | 13 | 110 | 4 | 23.9968 | 39.5859 | 113.1904 | 72.9918 | 113.8921 | 65.0251 | 83.1591 | 58.6165 | 54.5804 | 9.3749 | 64.0068 | 140.9923 | 61.9342 | 151.8907 | 89.9766 | 80.3284 | 51.8659 | 52.5182
2630 | 14 | 110 | 4 | 22.764 | 40.4407 | 114.8331 | 73.5697 | 122.3685 | 65.2879 | 85.9028 | 62.3183 | 49.4499 | 8.8757 | 62.8289 | 143.2916 | 62.5796 | 156.0488 | 87.7218 | 79.1455 | 51.3187 | 49.7098
2631 | 15 | 110 | 4 | 26.2882 | 42.48 | 122.3931 | 74.299 | 129.8943 | 64.2498 | 86.7166 | 61.2196 | 52.2264 | 9.5192 | 63.351 | 147.8701 | 70.3938 | 164.395 | 97.3821 | 77.0651 | 55.2652 | 57.6464
2632 | 16 | 110 | 4 | 59.0964 | 39.9421 | 135.7414 | 81.0648 | 162.9888 | 76.8036 | 93.9859 | 63.5907 | 54.0013 | 13.9727 | 65.9333 | 155.5992 | 103.5111 | 163.9189 | 105.0517 | 86.7079 | 66.2618 | 63.7044
2633 | 17 | 110 | 4 | 78.7463 | 80.241 | 245.0709 | 95.7419 | 220.1286 | 105.2859 | 165.4263 | 68.8099 | 98.3684 | 19.6613 | 83.712 | 200.1561 | 161.1382 | 202.4762 | 131.1031 | 121.9659 | 121.7391 | 122.5828
2634 | 18 | 110 | 4 | 101.5655 | 128.2826 | 317.7245 | 103.4871 | 229.4225 | 127.2256 | 182.3332 | 78.7091 | 115.5676 | 26.4318 | 87.3869 | 266.2711 | 169.5981 | 255.9359 | 180.2503 | 158.1521 | 153.9049 | 159.7396
2635 | 19 | 110 | 4 | 111.7098 | 109.1993 | 316.4027 | 102.9739 | 218.1325 | 117.6439 | 179.8991 | 88.3623 | 130.2682 | 26.5877 | 85.5666 | 264.3651 | 165.3933 | 250.9013 | 168.3027 | 144.7018 | 152.6844 | 163.7551
2636 | 20 | 110 | 4 | 108.5412 | 76.0726 | 312.2708 | 100.1478 | 194.1864 | 108.1128 | 170.5392 | 93.5919 | 130.2039 | 22.8978 | 84.0518 | 239.7345 | 138.0243 | 237.1699 | 157.9406 | 120.6689 | 140.6478 | 160.6189
2637 | 21 | 110 | 4 | 107.1925 | 61.0098 | 298.6698 | 94.5334 | 191.5269 | 93.6201 | 163.8699 | 77.7555 | 125.5535 | 22.462 | 79.0942 | 231.3557 | 136.9059 | 230.3005 | 139.3112 | 101.7046 | 136.1389 | 149.1182
2638 | 22 | 110 | 4 | 77.9747 | 56.784 | 294.2837 | 84.3166 | 183.5432 | 97.084 | 159.4593 | 77.3126 | 122.0286 | 16.8353 | 70.0313 | 213.8456 | 130.3608 | 217.2396 | 132.9072 | 93.6466 | 129.031 | 158.2768
2639 | 23 | 110 | 4 | 70.29 | 63.457 | 295.0811 | 79.8684 | 188.7881 | 90.3066 | 173.0138 | 73.9687 | 115.2156 | 15.4449 | 66.7138 | 204.6304 | 128.7493 | 212.5179 | 116.7165 | 91.8227 | 136.1047 | 146.6835
2640 | 0 | 111 | 4 | 65.6219 | 59.4296 | 300.7139 | 76.8359 | 185.2697 | 88.0699 | 168.3578 | 67.4962 | 105.5582 | 13.3995 | 64.5785 | 209.8517 | 125.8226 | 215.0727 | 101.7759 | 91.864 | 130.6376 | 139.0382
2641 | 1 | 111 | 4 | 65.0294 | 70.3186 | 294.4871 | 79.2454 | 185.6044 | 87.2292 | 161.3631 | 69.6645 | 103.1441 | 14.2251 | 66.3475 | 209.3312 | 124.1847 | 215.5165 | 93.7149 | 97.2842 | 122.504 | 131.0539
2642 | 2 | 111 | 4 | 60.8182 | 72.1049 | 288.0194 | 79.7726 | 187.7205 | 88.5674 | 163.2974 | 63.8496 | 103.4453 | 14.3845 | 68.1507 | 211.8775 | 123.2404 | 208.7944 | 98.6981 | 91.9493 | 125.8404 | 130.8367
2643 | 3 | 111 | 4 | 63.247 | 66.5152 | 288.1023 | 79.019 | 191.6551 | 87.2977 | 167.0894 | 68.2809 | 103.5437 | 13.5151 | 65.6884 | 209.1222 | 135.2169 | 211.5336 | 102.0493 | 96.1143 | 128.2706 | 128.9494
2644 | 4 | 111 | 4 | 65.5448 | 67.373 | 285.3812 | 76.8744 | 190.1061 | 96.4406 | 173.2988 | 66.7352 | 106.8264 | 14.2247 | 66.8318 | 209.3667 | 136.5945 | 212.1562 | 115.3932 | 101.178 | 127.5202 | 130.1953
2645 | 5 | 111 | 4 | 42.9349 | 66.4968 | 282.379 | 78.2893 | 159.9976 | 83.3033 | 154.1845 | 65.2263 | 110.7295 | 15.0149 | 75.9187 | 213.5627 | 106.4481 | 212.6372 | 107.8013 | 101.3026 | 111.4773 | 125.2544
2646 | 6 | 111 | 4 | 27.0606 | 51.8866 | 164.6354 | 79.6967 | 131.3011 | 76.7492 | 99.2056 | 68.1109 | 94.9171 | 9.7524 | 78.9993 | 166.8907 | 82.5514 | 178.7735 | 106.0323 | 95.1983 | 71.1921 | 89.6296
2647 | 7 | 111 | 4 | 27.626 | 39.9789 | 130.478 | 80.6904 | 125.5492 | 64.9458 | 84.2401 | 63.1948 | 64.513 | 9.6671 | 80.5464 | 147.7395 | 73.5629 | 161.3237 | 94.6165 | 87.7269 | 52.8081 | 56.6934
2648 | 8 | 111 | 4 | 26.8007 | 35.1375 | 113.0695 | 78.6544 | 121.6843 | 68.443 | 82.6358 | 60.8006 | 57.4964 | 9.3418 | 77.6972 | 145.9526 | 74.436 | 154.9238 | 94.3465 | 82.2298 | 51.8962 | 53.7833
2649 | 9 | 111 | 4 | 26.7086 | 35.0469 | 122.5832 | 77.4706 | 122.8773 | 68.0098 | 79.876 | 57.4745 | 53.8243 | 8.4609 | 74.9745 | 143.8544 | 71.9352 | 149.9147 | 87.043 | 83.489 | 52.5488 | 52.5308
2650 | 10 | 111 | 4 | 25.7859 | 37.3656 | 129.649 | 79.6471 | 124.4026 | 66.3604 | 80.6809 | 56.5781 | 54.5436 | 9.2736 | 70.4676 | 141.7217 | 70.6031 | 144.7622 | 92.7413 | 83.7096 | 50.9779 | 55.2376
2651 | 11 | 111 | 4 | 24.804 | 39.3149 | 122.1244 | 76.637 | 117.4622 | 67.697 | 80.5704 | 59.6874 | 62.1601 | 9.2837 | 67.5984 | 142.1588 | 64.9114 | 145.7595 | 91.4874 | 80.7616 | 51.7497 | 53.9941
2652 | 12 | 111 | 4 | 24.2332 | 41.3414 | 126.181 | 73.0604 | 115.4725 | 66.5072 | 84.1573 | 58.0583 | 54.8452 | 9.0256 | 65.2203 | 142.2715 | 65.4826 | 148.6054 | 100.0361 | 80.2825 | 52.497 | 51.5107
2653 | 13 | 111 | 4 | 23.9968 | 39.5859 | 113.1904 | 72.9918 | 113.8921 | 65.0251 | 83.1591 | 58.6165 | 54.5804 | 9.3749 | 64.0068 | 140.9923 | 61.9342 | 151.8907 | 89.9766 | 80.3284 | 51.8659 | 52.5182
2654 | 14 | 111 | 4 | 22.764 | 40.4407 | 114.8331 | 73.5697 | 122.3685 | 65.2879 | 85.9028 | 62.3183 | 49.4499 | 8.8757 | 62.8289 | 143.2916 | 62.5796 | 156.0488 | 87.7218 | 79.1455 | 51.3187 | 49.7098
2655 | 15 | 111 | 4 | 26.2882 | 42.48 | 122.3931 | 74.299 | 129.8943 | 64.2498 | 86.7166 | 61.2196 | 52.2264 | 9.5192 | 63.351 | 147.8701 | 70.3938 | 164.395 | 97.3821 | 77.0651 | 55.2652 | 57.6464
2656 | 16 | 111 | 4 | 59.0964 | 39.9421 | 135.7414 | 81.0648 | 162.9888 | 76.8036 | 93.9859 | 63.5907 | 54.0013 | 13.9727 | 65.9333 | 155.5992 | 103.5111 | 163.9189 | 105.0517 | 86.7079 | 66.2618 | 63.7044
2657 | 17 | 111 | 4 | 78.7463 | 80.241 | 245.0709 | 95.7419 | 220.1286 | 105.2859 | 165.4263 | 68.8099 | 98.3684 | 19.6613 | 83.712 | 200.1561 | 161.1382 | 202.4762 | 131.1031 | 121.9659 | 121.7391 | 122.5828
2658 | 18 | 111 | 4 | 101.5655 | 128.2826 | 317.7245 | 103.4871 | 229.4225 | 127.2256 | 182.3332 | 78.7091 | 115.5676 | 26.4318 | 87.3869 | 266.2711 | 169.5981 | 255.9359 | 180.2503 | 158.1521 | 153.9049 | 159.7396
2659 | 19 | 111 | 4 | 111.7098 | 109.1993 | 316.4027 | 102.9739 | 218.1325 | 117.6439 | 179.8991 | 88.3623 | 130.2682 | 26.5877 | 85.5666 | 264.3651 | 165.3933 | 250.9013 | 168.3027 | 144.7018 | 152.6844 | 163.7551
2660 | 20 | 111 | 4 | 108.5412 | 76.0726 | 312.2708 | 100.1478 | 194.1864 | 108.1128 | 170.5392 | 93.5919 | 130.2039 | 22.8978 | 84.0518 | 239.7345 | 138.0243 | 237.1699 | 157.9406 | 120.6689 | 140.6478 | 160.6189
2661 | 21 | 111 | 4 | 107.1925 | 61.0098 | 298.6698 | 94.5334 | 191.5269 | 93.6201 | 163.8699 | 77.7555 | 125.5535 | 22.462 | 79.0942 | 231.3557 | 136.9059 | 230.3005 | 139.3112 | 101.7046 | 136.1389 | 149.1182
2662 | 22 | 111 | 4 | 77.9747 | 56.784 | 294.2837 | 84.3166 | 183.5432 | 97.084 | 159.4593 | 77.3126 | 122.0286 | 16.8353 | 70.0313 | 213.8456 | 130.3608 | 217.2396 | 132.9072 | 93.6466 | 129.031 | 158.2768
2663 | 23 | 111 | 4 | 70.29 | 63.457 | 295.0811 | 79.8684 | 188.7881 | 90.3066 | 173.0138 | 73.9687 | 115.2156 | 15.4449 | 66.7138 | 204.6304 | 128.7493 | 212.5179 | 116.7165 | 91.8227 | 136.1047 | 146.6835
2664 | 0 | 112 | 4 | 65.6219 | 59.4296 | 300.7139 | 76.8359 | 185.2697 | 88.0699 | 168.3578 | 67.4962 | 105.5582 | 13.3995 | 64.5785 | 209.8517 | 125.8226 | 215.0727 | 101.7759 | 91.864 | 130.6376 | 139.0382
2665 | 1 | 112 | 4 | 65.0294 | 70.3186 | 294.4871 | 79.2454 | 185.6044 | 87.2292 | 161.3631 | 69.6645 | 103.1441 | 14.2251 | 66.3475 | 209.3312 | 124.1847 | 215.5165 | 93.7149 | 97.2842 | 122.504 | 131.0539
2666 | 2 | 112 | 4 | 60.8182 | 72.1049 | 288.0194 | 79.7726 | 187.7205 | 88.5674 | 163.2974 | 63.8496 | 103.4453 | 14.3845 | 68.1507 | 211.8775 | 123.2404 | 208.7944 | 98.6981 | 91.9493 | 125.8404 | 130.8367
2667 | 3 | 112 | 4 | 63.247 | 66.5152 | 288.1023 | 79.019 | 191.6551 | 87.2977 | 167.0894 | 68.2809 | 103.5437 | 13.5151 | 65.6884 | 209.1222 | 135.2169 | 211.5336 | 102.0493 | 96.1143 | 128.2706 | 128.9494
2668 | 4 | 112 | 4 | 65.5448 | 67.373 | 285.3812 | 76.8744 | 190.1061 | 96.4406 | 173.2988 | 66.7352 | 106.8264 | 14.2247 | 66.8318 | 209.3667 | 136.5945 | 212.1562 | 115.3932 | 101.178 | 127.5202 | 130.1953
2669 | 5 | 112 | 4 | 42.9349 | 66.4968 | 282.379 | 78.2893 | 159.9976 | 83.3033 | 154.1845 | 65.2263 | 110.7295 | 15.0149 | 75.9187 | 213.5627 | 106.4481 | 212.6372 | 107.8013 | 101.3026 | 111.4773 | 125.2544
2670 | 6 | 112 | 4 | 27.0606 | 51.8866 | 164.6354 | 79.6967 | 131.3011 | 76.7492 | 99.2056 | 68.1109 | 94.9171 | 9.7524 | 78.9993 | 166.8907 | 82.5514 | 178.7735 | 106.0323 | 95.1983 | 71.1921 | 89.6296
2671 | 7 | 112 | 4 | 27.626 | 39.9789 | 130.478 | 80.6904 | 125.5492 | 64.9458 | 84.2401 | 63.1948 | 64.513 | 9.6671 | 80.5464 | 147.7395 | 73.5629 | 161.3237 | 94.6165 | 87.7269 | 52.8081 | 56.6934
2672 | 8 | 112 | 4 | 26.8007 | 35.1375 | 113.0695 | 78.6544 | 121.6843 | 68.443 | 82.6358 | 60.8006 | 57.4964 | 9.3418 | 77.6972 | 145.9526 | 74.436 | 154.9238 | 94.3465 | 82.2298 | 51.8962 | 53.7833
2673 | 9 | 112 | 4 | 26.7086 | 35.0469 | 122.5832 | 77.4706 | 122.8773 | 68.0098 | 79.876 | 57.4745 | 53.8243 | 8.4609 | 74.9745 | 143.8544 | 71.9352 | 149.9147 | 87.043 | 83.489 | 52.5488 | 52.5308
2674 | 10 | 112 | 4 | 25.7859 | 37.3656 | 129.649 | 79.6471 | 124.4026 | 66.3604 | 80.6809 | 56.5781 | 54.5436 | 9.2736 | 70.4676 | 141.7217 | 70.6031 | 144.7622 | 92.7413 | 83.7096 | 50.9779 | 55.2376
2675 | 11 | 112 | 4 | 24.804 | 39.3149 | 122.1244 | 76.637 | 117.4622 | 67.697 | 80.5704 | 59.6874 | 62.1601 | 9.2837 | 67.5984 | 142.1588 | 64.9114 | 145.7595 | 91.4874 | 80.7616 | 51.7497 | 53.9941
2676 | 12 | 112 | 4 | 24.2332 | 41.3414 | 126.181 | 73.0604 | 115.4725 | 66.5072 | 84.1573 | 58.0583 | 54.8452 | 9.0256 | 65.2203 | 142.2715 | 65.4826 | 148.6054 | 100.0361 | 80.2825 | 52.497 | 51.5107
2677 | 13 | 112 | 4 | 23.9968 | 39.5859 | 113.1904 | 72.9918 | 113.8921 | 65.0251 | 83.1591 | 58.6165 | 54.5804 | 9.3749 | 64.0068 | 140.9923 | 61.9342 | 151.8907 | 89.9766 | 80.3284 | 51.8659 | 52.5182
2678 | 14 | 112 | 4 | 22.764 | 40.4407 | 114.8331 | 73.5697 | 122.3685 | 65.2879 | 85.9028 | 62.3183 | 49.4499 | 8.8757 | 62.8289 | 143.2916 | 62.5796 | 156.0488 | 87.7218 | 79.1455 | 51.3187 | 49.7098
2679 | 15 | 112 | 4 | 26.2882 | 42.48 | 122.3931 | 74.299 | 129.8943 | 64.2498 | 86.7166 | 61.2196 | 52.2264 | 9.5192 | 63.351 | 147.8701 | 70.3938 | 164.395 | 97.3821 | 77.0651 | 55.2652 | 57.6464
2680 | 16 | 112 | 4 | 59.0964 | 39.9421 | 135.7414 | 81.0648 | 162.9888 | 76.8036 | 93.9859 | 63.5907 | 54.0013 | 13.9727 | 65.9333 | 155.5992 | 103.5111 | 163.9189 | 105.0517 | 86.7079 | 66.2618 | 63.7044
2681 | 17 | 112 | 4 | 78.7463 | 80.241 | 245.0709 | 95.7419 | 220.1286 | 105.2859 | 165.4263 | 68.8099 | 98.3684 | 19.6613 | 83.712 | 200.1561 | 161.1382 | 202.4762 | 131.1031 | 121.9659 | 121.7391 | 122.5828
2682 | 18 | 112 | 4 | 101.5655 | 128.2826 | 317.7245 | 103.4871 | 229.4225 | 127.2256 | 182.3332 | 78.7091 | 115.5676 | 26.4318 | 87.3869 | 266.2711 | 169.5981 | 255.9359 | 180.2503 | 158.1521 | 153.9049 | 159.7396
2683 | 19 | 112 | 4 | 111.7098 | 109.1993 | 316.4027 | 102.9739 | 218.1325 | 117.6439 | 179.8991 | 88.3623 | 130.2682 | 26.5877 | 85.5666 | 264.3651 | 165.3933 | 250.9013 | 168.3027 | 144.7018 | 152.6844 | 163.7551
2684 | 20 | 112 | 4 | 108.5412 | 76.0726 | 312.2708 | 100.1478 | 194.1864 | 108.1128 | 170.5392 | 93.5919 | 130.2039 | 22.8978 | 84.0518 | 239.7345 | 138.0243 | 237.1699 | 157.9406 | 120.6689 | 140.6478 | 160.6189
2685 | 21 | 112 | 4 | 107.1925 | 61.0098 | 298.6698 | 94.5334 | 191.5269 | 93.6201 | 163.8699 | 77.7555 | 125.5535 | 22.462 | 79.0942 | 231.3557 | 136.9059 | 230.3005 | 139.3112 | 101.7046 | 136.1389 | 149.1182
2686 | 22 | 112 | 4 | 77.9747 | 56.784 | 294.2837 | 84.3166 | 183.5432 | 97.084 | 159.4593 | 77.3126 | 122.0286 | 16.8353 | 70.0313 | 213.8456 | 130.3608 | 217.2396 | 132.9072 | 93.6466 | 129.031 | 158.2768
2687 | 23 | 112 | 4 | 70.29 | 63.457 | 295.0811 | 79.8684 | 188.7881 | 90.3066 | 173.0138 | 73.9687 | 115.2156 | 15.4449 | 66.7138 | 204.6304 | 128.7493 | 212.5179 | 116.7165 | 91.8227 | 136.1047 | 146.6835
2688 | 0 | 113 | 4 | 65.6219 | 59.4296 | 300.7139 | 76.8359 | 185.2697 | 88.0699 | 168.3578 | 67.4962 | 105.5582 | 13.3995 | 64.5785 | 209.8517 | 125.8226 | 215.0727 | 101.7759 | 91.864 | 130.6376 | 139.0382
2689 | 1 | 113 | 4 | 65.0294 | 70.3186 | 294.4871 | 79.2454 | 185.6044 | 87.2292 | 161.3631 | 69.6645 | 103.1441 | 14.2251 | 66.3475 | 209.3312 | 124.1847 | 215.5165 | 93.7149 | 97.2842 | 122.504 | 131.0539
2690 | 2 | 113 | 4 | 60.8182 | 72.1049 | 288.0194 | 79.7726 | 187.7205 | 88.5674 | 163.2974 | 63.8496 | 103.4453 | 14.3845 | 68.1507 | 211.8775 | 123.2404 | 208.7944 | 98.6981 | 91.9493 | 125.8404 | 130.8367
2691 | 3 | 113 | 4 | 63.247 | 66.5152 | 288.1023 | 79.019 | 191.6551 | 87.2977 | 167.0894 | 68.2809 | 103.5437 | 13.5151 | 65.6884 | 209.1222 | 135.2169 | 211.5336 | 102.0493 | 96.1143 | 128.2706 | 128.9494
2692 | 4 | 113 | 4 | 65.5448 | 67.373 | 285.3812 | 76.8744 | 190.1061 | 96.4406 | 173.2988 | 66.7352 | 106.8264 | 14.2247 | 66.8318 | 209.3667 | 136.5945 | 212.1562 | 115.3932 | 101.178 | 127.5202 | 130.1953
2693 | 5 | 113 | 4 | 42.9349 | 66.4968 | 282.379 | 78.2893 | 159.9976 | 83.3033 | 154.1845 | 65.2263 | 110.7295 | 15.0149 | 75.9187 | 213.5627 | 106.4481 | 212.6372 | 107.8013 | 101.3026 | 111.4773 | 125.2544
2694 | 6 | 113 | 4 | 27.0606 | 51.8866 | 164.6354 | 79.6967 | 131.3011 | 76.7492 | 99.2056 | 68.1109 | 94.9171 | 9.7524 | 78.9993 | 166.8907 | 82.5514 | 178.7735 | 106.0323 | 95.1983 | 71.1921 | 89.6296
2695 | 7 | 113 | 4 | 27.626 | 39.9789 | 130.478 | 80.6904 | 125.5492 | 64.9458 | 84.2401 | 63.1948 | 64.513 | 9.6671 | 80.5464 | 147.7395 | 73.5629 | 161.3237 | 94.6165 | 87.7269 | 52.8081 | 56.6934
2696 | 8 | 113 | 4 | 26.8007 | 35.1375 | 113.0695 | 78.6544 | 121.6843 | 68.443 | 82.6358 | 60.8006 | 57.4964 | 9.3418 | 77.6972 | 145.9526 | 74.436 | 154.9238 | 94.3465 | 82.2298 | 51.8962 | 53.7833
2697 | 9 | 113 | 4 | 26.7086 | 35.0469 | 122.5832 | 77.4706 | 122.8773 | 68.0098 | 79.876 | 57.4745 | 53.8243 | 8.4609 | 74.9745 | 143.8544 | 71.9352 | 149.9147 | 87.043 | 83.489 | 52.5488 | 52.5308
2698 | 10 | 113 | 4 | 25.7859 | 37.3656 | 129.649 | 79.6471 | 124.4026 | 66.3604 | 80.6809 | 56.5781 | 54.5436 | 9.2736 | 70.4676 | 141.7217 | 70.6031 | 144.7622 | 92.7413 | 83.7096 | 50.9779 | 55.2376
2699 | 11 | 113 | 4 | 24.804 | 39.3149 | 122.1244 | 76.637 | 117.4622 | 67.697 | 80.5704 | 59.6874 | 62.1601 | 9.2837 | 67.5984 | 142.1588 | 64.9114 | 145.7595 | 91.4874 | 80.7616 | 51.7497 | 53.9941
2700 | 12 | 113 | 4 | 24.2332 | 41.3414 | 126.181 | 73.0604 | 115.4725 | 66.5072 | 84.1573 | 58.0583 | 54.8452 | 9.0256 | 65.2203 | 142.2715 | 65.4826 | 148.6054 | 100.0361 | 80.2825 | 52.497 | 51.5107
2701 | 13 | 113 | 4 | 23.9968 | 39.5859 | 113.1904 | 72.9918 | 113.8921 | 65.0251 | 83.1591 | 58.6165 | 54.5804 | 9.3749 | 64.0068 | 140.9923 | 61.9342 | 151.8907 | 89.9766 | 80.3284 | 51.8659 | 52.5182
2702 | 14 | 113 | 4 | 22.764 | 40.4407 | 114.8331 | 73.5697 | 122.3685 | 65.2879 | 85.9028 | 62.3183 | 49.4499 | 8.8757 | 62.8289 | 143.2916 | 62.5796 | 156.0488 | 87.7218 | 79.1455 | 51.3187 | 49.7098
2703 | 15 | 113 | 4 | 26.2882 | 42.48 | 122.3931 | 74.299 | 129.8943 | 64.2498 | 86.7166 | 61.2196 | 52.2264 | 9.5192 | 63.351 | 147.8701 | 70.3938 | 164.395 | 97.3821 | 77.0651 | 55.2652 | 57.6464
2704 | 16 | 113 | 4 | 59.0964 | 39.9421 | 135.7414 | 81.0648 | 162.9888 | 76.8036 | 93.9859 | 63.5907 | 54.0013 | 13.9727 | 65.9333 | 155.5992 | 103.5111 | 163.9189 | 105.0517 | 86.7079 | 66.2618 | 63.7044
2705 | 17 | 113 | 4 | 78.7463 | 80.241 | 245.0709 | 95.7419 | 220.1286 | 105.2859 | 165.4263 | 68.8099 | 98.3684 | 19.6613 | 83.712 | 200.1561 | 161.1382 | 202.4762 | 131.1031 | 121.9659 | 121.7391 | 122.5828
2706 | 18 | 113 | 4 | 101.5655 | 128.2826 | 317.7245 | 103.4871 | 229.4225 | 127.2256 | 182.3332 | 78.7091 | 115.5676 | 26.4318 | 87.3869 | 266.2711 | 169.5981 | 255.9359 | 180.2503 | 158.1521 | 153.9049 | 159.7396
2707 | 19 | 113 | 4 | 111.7098 | 109.1993 | 316.4027 | 102.9739 | 218.1325 | 117.6439 | 179.8991 | 88.3623 | 130.2682 | 26.5877 | 85.5666 | 264.3651 | 165.3933 | 250.9013 | 168.3027 | 144.7018 | 152.6844 | 163.7551
2708 | 20 | 113 | 4 | 108.5412 | 76.0726 | 312.2708 | 100.1478 | 194.1864 | 108.1128 | 170.5392 | 93.5919 | 130.2039 | 22.8978 | 84.0518 | 239.7345 | 138.0243 | 237.1699 | 157.9406 | 120.6689 | 140.6478 | 160.6189
2709 | 21 | 113 | 4 | 107.1925 | 61.0098 | 298.6698 | 94.5334 | 191.5269 | 93.6201 | 163.8699 | 77.7555 | 125.5535 | 22.462 | 79.0942 | 231.3557 | 136.9059 | 230.3005 | 139.3112 | 101.7046 | 136.1389 | 149.1182
2710 | 22 | 113 | 4 | 77.9747 | 56.784 | 294.2837 | 84.3166 | 183.5432 | 97.084 | 159.4593 | 77.3126 | 122.0286 | 16.8353 | 70.0313 | 213.8456 | 130.3608 | 217.2396 | 132.9072 | 93.6466 | 129.031 | 158.2768
2711 | 23 | 113 | 4 | 70.29 | 63.457 | 295.0811 | 79.8684 | 188.7881 | 90.3066 | 173.0138 | 73.9687 | 115.2156 | 15.4449 | 66.7138 | 204.6304 | 128.7493 | 212.5179 | 116.7165 | 91.8227 | 136.1047 | 146.6835
2712 | 0 | 114 | 4 | 65.6219 | 59.4296 | 300.7139 | 76.8359 | 185.2697 | 88.0699 | 168.3578 | 67.4962 | 105.5582 | 13.3995 | 64.5785 | 209.8517 | 125.8226 | 215.0727 | 101.7759 | 91.864 | 130.6376 | 139.0382
2713 | 1 | 114 | 4 | 65.0294 | 70.3186 | 294.4871 | 79.2454 | 185.6044 | 87.2292 | 161.3631 | 69.6645 | 103.1441 | 14.2251 | 66.3475 | 209.3312 | 124.1847 | 215.5165 | 93.7149 | 97.2842 | 122.504 | 131.0539
2714 | 2 | 114 | 4 | 60.8182 | 72.1049 | 288.0194 | 79.7726 | 187.7205 | 88.5674 | 163.2974 | 63.8496 | 103.4453 | 14.3845 | 68.1507 | 211.8775 | 123.2404 | 208.7944 | 98.6981 | 91.9493 | 125.8404 | 130.8367
2715 | 3 | 114 | 4 | 63.247 | 66.5152 | 288.1023 | 79.019 | 191.6551 | 87.2977 | 167.0894 | 68.2809 | 103.5437 | 13.5151 | 65.6884 | 209.1222 | 135.2169 | 211.5336 | 102.0493 | 96.1143 | 128.2706 | 128.9494
2716 | 4 | 114 | 4 | 65.5448 | 67.373 | 285.3812 | 76.8744 | 190.1061 | 96.4406 | 173.2988 | 66.7352 | 106.8264 | 14.2247 | 66.8318 | 209.3667 | 136.5945 | 212.1562 | 115.3932 | 101.178 | 127.5202 | 130.1953
2717 | 5 | 114 | 4 | 42.9349 | 66.4968 | 282.379 | 78.2893 | 159.9976 | 83.3033 | 154.1845 | 65.2263 | 110.7295 | 15.0149 | 75.9187 | 213.5627 | 106.4481 | 212.6372 | 107.8013 | 101.3026 | 111.4773 | 125.2544
2718 | 6 | 114 | 4 | 27.0606 | 51.8866 | 164.6354 | 79.6967 | 131.3011 | 76.7492 | 99.2056 | 68.1109 | 94.9171 | 9.7524 | 78.9993 | 166.8907 | 82.5514 | 178.7735 | 106.0323 | 95.1983 | 71.1921 | 89.6296
2719 | 7 | 114 | 4 | 27.626 | 39.9789 | 130.478 | 80.6904 | 125.5492 | 64.9458 | 84.2401 | 63.1948 | 64.513 | 9.6671 | 80.5464 | 147.7395 | 73.5629 | 161.3237 | 94.6165 | 87.7269 | 52.8081 | 56.6934
2720 | 8 | 114 | 4 | 26.8007 | 35.1375 | 113.0695 | 78.6544 | 121.6843 | 68.443 | 82.6358 | 60.8006 | 57.4964 | 9.3418 | 77.6972 | 145.9526 | 74.436 | 154.9238 | 94.3465 | 82.2298 | 51.8962 | 53.7833
2721 | 9 | 114 | 4 | 26.7086 | 35.0469 | 122.5832 | 77.4706 | 122.8773 | 68.0098 | 79.876 | 57.4745 | 53.8243 | 8.4609 | 74.9745 | 143.8544 | 71.9352 | 149.9147 | 87.043 | 83.489 | 52.5488 | 52.5308
2722 | 10 | 114 | 4 | 25.7859 | 37.3656 | 129.649 | 79.6471 | 124.4026 | 66.3604 | 80.6809 | 56.5781 | 54.5436 | 9.2736 | 70.4676 | 141.7217 | 70.6031 | 144.7622 | 92.7413 | 83.7096 | 50.9779 | 55.2376
2723 | 11 | 114 | 4 | 24.804 | 39.3149 | 122.1244 | 76.637 | 117.4622 | 67.697 | 80.5704 | 59.6874 | 62.1601 | 9.2837 | 67.5984 | 142.1588 | 64.9114 | 145.7595 | 91.4874 | 80.7616 | 51.7497 | 53.9941
2724 | 12 | 114 | 4 | 24.2332 | 41.3414 | 126.181 | 73.0604 | 115.4725 | 66.5072 | 84.1573 | 58.0583 | 54.8452 | 9.0256 | 65.2203 | 142.2715 | 65.4826 | 148.6054 | 100.0361 | 80.2825 | 52.497 | 51.5107
2725 | 13 | 114 | 4 | 23.9968 | 39.5859 | 113.1904 | 72.9918 | 113.8921 | 65.0251 | 83.1591 | 58.6165 | 54.5804 | 9.3749 | 64.0068 | 140.9923 | 61.9342 | 151.8907 | 89.9766 | 80.3284 | 51.8659 | 52.5182
2726 | 14 | 114 | 4 | 22.764 | 40.4407 | 114.8331 | 73.5697 | 122.3685 | 65.2879 | 85.9028 | 62.3183 | 49.4499 | 8.8757 | 62.8289 | 143.2916 | 62.5796 | 156.0488 | 87.7218 | 79.1455 | 51.3187 | 49.7098
2727 | 15 | 114 | 4 | 26.2882 | 42.48 | 122.3931 | 74.299 | 129.8943 | 64.2498 | 86.7166 | 61.2196 | 52.2264 | 9.5192 | 63.351 | 147.8701 | 70.3938 | 164.395 | 97.3821 | 77.0651 | 55.2652 | 57.6464
2728 | 16 | 114 | 4 | 59.0964 | 39.9421 | 135.7414 | 81.0648 | 162.9888 | 76.8036 | 93.9859 | 63.5907 | 54.0013 | 13.9727 | 65.9333 | 155.5992 | 103.5111 | 163.9189 | 105.0517 | 86.7079 | 66.2618 | 63.7044
2729 | 17 | 114 | 4 | 78.7463 | 80.241 | 245.0709 | 95.7419 | 220.1286 | 105.2859 | 165.4263 | 68.8099 | 98.3684 | 19.6613 | 83.712 | 200.1561 | 161.1382 | 202.4762 | 131.1031 | 121.9659 | 121.7391 | 122.5828
2730 | 18 | 114 | 4 | 101.5655 | 128.2826 | 317.7245 | 103.4871 | 229.4225 | 127.2256 | 182.3332 | 78.7091 | 115.5676 | 26.4318 | 87.3869 | 266.2711 | 169.5981 | 255.9359 | 180.2503 | 158.1521 | 153.9049 | 159.7396
2731 | 19 | 114 | 4 | 111.7098 | 109.1993 | 316.4027 | 102.9739 | 218.1325 | 117.6439 | 179.8991 | 88.3623 | 130.2682 | 26.5877 | 85.5666 | 264.3651 | 165.3933 | 250.9013 | 168.3027 | 144.7018 | 152.6844 | 163.7551
2732 | 20 | 114 | 4 | 108.5412 | 76.0726 | 312.2708 | 100.1478 | 194.1864 | 108.1128 | 170.5392 | 93.5919 | 130.2039 | 22.8978 | 84.0518 | 239.7345 | 138.0243 | 237.1699 | 157.9406 | 120.6689 | 140.6478 | 160.6189
2733 | 21 | 114 | 4 | 107.1925 | 61.0098 | 298.6698 | 94.5334 | 191.5269 | 93.6201 | 163.8699 | 77.7555 | 125.5535 | 22.462 | 79.0942 | 231.3557 | 136.9059 | 230.3005 | 139.3112 | 101.7046 | 136.1389 | 149.1182
2734 | 22 | 114 | 4 | 77.9747 | 56.784 | 294.2837 | 84.3166 | 183.5432 | 97.084 | 159.4593 | 77.3126 | 122.0286 | 16.8353 | 70.0313 | 213.8456 | 130.3608 | 217.2396 | 132.9072 | 93.6466 | 129.031 | 158.2768
2735 | 23 | 114 | 4 | 70.29 | 63.457 | 295.0811 | 79.8684 | 188.7881 | 90.3066 | 173.0138 | 73.9687 | 115.2156 | 15.4449 | 66.7138 | 204.6304 | 128.7493 | 212.5179 | 116.7165 | 91.8227 | 136.1047 | 146.6835
2736 | 0 | 115 | 4 | 65.6219 | 59.4296 | 300.7139 | 76.8359 | 185.2697 | 88.0699 | 168.3578 | 67.4962 | 105.5582 | 13.3995 | 64.5785 | 209.8517 | 125.8226 | 215.0727 | 101.7759 | 91.864 | 130.6376 | 139.0382
2737 | 1 | 115 | 4 | 65.0294 | 70.3186 | 294.4871 | 79.2454 | 185.6044 | 87.2292 | 161.3631 | 69.6645 | 103.1441 | 14.2251 | 66.3475 | 209.3312 | 124.1847 | 215.5165 | 93.7149 | 97.2842 | 122.504 | 131.0539
2738 | 2 | 115 | 4 | 60.8182 | 72.1049 | 288.0194 | 79.7726 | 187.7205 | 88.5674 | 163.2974 | 63.8496 | 103.4453 | 14.3845 | 68.1507 | 211.8775 | 123.2404 | 208.7944 | 98.6981 | 91.9493 | 125.8404 | 130.8367
2739 | 3 | 115 | 4 | 63.247 | 66.5152 | 288.1023 | 79.019 | 191.6551 | 87.2977 | 167.0894 | 68.2809 | 103.5437 | 13.5151 | 65.6884 | 209.1222 | 135.2169 | 211.5336 | 102.0493 | 96.1143 | 128.2706 | 128.9494
2740 | 4 | 115 | 4 | 65.5448 | 67.373 | 285.3812 | 76.8744 | 190.1061 | 96.4406 | 173.2988 | 66.7352 | 106.8264 | 14.2247 | 66.8318 | 209.3667 | 136.5945 | 212.1562 | 115.3932 | 101.178 | 127.5202 | 130.1953
2741 | 5 | 115 | 4 | 42.9349 | 66.4968 | 282.379 | 78.2893 | 159.9976 | 83.3033 | 154.1845 | 65.2263 | 110.7295 | 15.0149 | 75.9187 | 213.5627 | 106.4481 | 212.6372 | 107.8013 | 101.3026 | 111.4773 | 125.2544
2742 | 6 | 115 | 4 | 27.0606 | 51.8866 | 164.6354 | 79.6967 | 131.3011 | 76.7492 | 99.2056 | 68.1109 | 94.9171 | 9.7524 | 78.9993 | 166.8907 | 82.5514 | 178.7735 | 106.0323 | 95.1983 | 71.1921 | 89.6296
2743 | 7 | 115 | 4 | 27.626 | 39.9789 | 130.478 | 80.6904 | 125.5492 | 64.9458 | 84.2401 | 63.1948 | 64.513 | 9.6671 | 80.5464 | 147.7395 | 73.5629 | 161.3237 | 94.6165 | 87.7269 | 52.8081 | 56.6934
2744 | 8 | 115 | 4 | 26.8007 | 35.1375 | 113.0695 | 78.6544 | 121.6843 | 68.443 | 82.6358 | 60.8006 | 57.4964 | 9.3418 | 77.6972 | 145.9526 | 74.436 | 154.9238 | 94.3465 | 82.2298 | 51.8962 | 53.7833
2745 | 9 | 115 | 4 | 26.7086 | 35.0469 | 122.5832 | 77.4706 | 122.8773 | 68.0098 | 79.876 | 57.4745 | 53.8243 | 8.4609 | 74.9745 | 143.8544 | 71.9352 | 149.9147 | 87.043 | 83.489 | 52.5488 | 52.5308
2746 | 10 | 115 | 4 | 25.7859 | 37.3656 | 129.649 | 79.6471 | 124.4026 | 66.3604 | 80.6809 | 56.5781 | 54.5436 | 9.2736 | 70.4676 | 141.7217 | 70.6031 | 144.7622 | 92.7413 | 83.7096 | 50.9779 | 55.2376
2747 | 11 | 115 | 4 | 24.804 | 39.3149 | 122.1244 | 76.637 | 117.4622 | 67.697 | 80.5704 | 59.6874 | 62.1601 | 9.2837 | 67.5984 | 142.1588 | 64.9114 | 145.7595 | 91.4874 | 80.7616 | 51.7497 | 53.9941
2748 | 12 | 115 | 4 | 24.2332 | 41.3414 | 126.181 | 73.0604 | 115.4725 | 66.5072 | 84.1573 | 58.0583 | 54.8452 | 9.0256 | 65.2203 | 142.2715 | 65.4826 | 148.6054 | 100.0361 | 80.2825 | 52.497 | 51.5107
2749 | 13 | 115 | 4 | 23.9968 | 39.5859 | 113.1904 | 72.9918 | 113.8921 | 65.0251 | 83.1591 | 58.6165 | 54.5804 | 9.3749 | 64.0068 | 140.9923 | 61.9342 | 151.8907 | 89.9766 | 80.3284 | 51.8659 | 52.5182
2750 | 14 | 115 | 4 | 22.764 | 40.4407 | 114.8331 | 73.5697 | 122.3685 | 65.2879 | 85.9028 | 62.3183 | 49.4499 | 8.8757 | 62.8289 | 143.2916 | 62.5796 | 156.0488 | 87.7218 | 79.1455 | 51.3187 | 49.7098
2751 | 15 | 115 | 4 | 26.2882 | 42.48 | 122.3931 | 74.299 | 129.8943 | 64.2498 | 86.7166 | 61.2196 | 52.2264 | 9.5192 | 63.351 | 147.8701 | 70.3938 | 164.395 | 97.3821 | 77.0651 | 55.2652 | 57.6464
2752 | 16 | 115 | 4 | 59.0964 | 39.9421 | 135.7414 | 81.0648 | 162.9888 | 76.8036 | 93.9859 | 63.5907 | 54.0013 | 13.9727 | 65.9333 | 155.5992 | 103.5111 | 163.9189 | 105.0517 | 86.7079 | 66.2618 | 63.7044
2753 | 17 | 115 | 4 | 78.7463 | 80.241 | 245.0709 | 95.7419 | 220.1286 | 105.2859 | 165.4263 | 68.8099 | 98.3684 | 19.6613 | 83.712 | 200.1561 | 161.1382 | 202.4762 | 131.1031 | 121.9659 | 121.7391 | 122.5828
2754 | 18 | 115 | 4 | 101.5655 | 128.2826 | 317.7245 | 103.4871 | 229.4225 | 127.2256 | 182.3332 | 78.7091 | 115.5676 | 26.4318 | 87.3869 | 266.2711 | 169.5981 | 255.9359 | 180.2503 | 158.1521 | 153.9049 | 159.7396
2755 | 19 | 115 | 4 | 111.7098 | 109.1993 | 316.4027 | 102.9739 | 218.1325 | 117.6439 | 179.8991 | 88.3623 | 130.2682 | 26.5877 | 85.5666 | 264.3651 | 165.3933 | 250.9013 | 168.3027 | 144.7018 | 152.6844 | 163.7551
2756 | 20 | 115 | 4 | 108.5412 | 76.0726 | 312.2708 | 100.1478 | 194.1864 | 108.1128 | 170.5392 | 93.5919 | 130.2039 | 22.8978 | 84.0518 | 239.7345 | 138.0243 | 237.1699 | 157.9406 | 120.6689 | 140.6478 | 160.6189
2757 | 21 | 115 | 4 | 107.1925 | 61.0098 | 298.6698 | 94.5334 | 191.5269 | 93.6201 | 163.8699 | 77.7555 | 125.5535 | 22.462 | 79.0942 | 231.3557 | 136.9059 | 230.3005 | 139.3112 | 101.7046 | 136.1389 | 149.1182
2758 | 22 | 115 | 4 | 77.9747 | 56.784 | 294.2837 | 84.3166 | 183.5432 | 97.084 | 159.4593 | 77.3126 | 122.0286 | 16.8353 | 70.0313 | 213.8456 | 130.3608 | 217.2396 | 132.9072 | 93.6466 | 129.031 | 158.2768
2759 | 23 | 115 | 4 | 70.29 | 63.457 | 295.0811 | 79.8684 | 188.7881 | 90.3066 | 173.0138 | 73.9687 | 115.2156 | 15.4449 | 66.7138 | 204.6304 | 128.7493 | 212.5179 | 116.7165 | 91.8227 | 136.1047 | 146.6835
2760 | 0 | 116 | 4 | 65.6219 | 59.4296 | 300.7139 | 76.8359 | 185.2697 | 88.0699 | 168.3578 | 67.4962 | 105.5582 | 13.3995 | 64.5785 | 209.8517 | 125.8226 | 215.0727 | 101.7759 | 91.864 | 130.6376 | 139.0382
2761 | 1 | 116 | 4 | 65.0294 | 70.3186 | 294.4871 | 79.2454 | 185.6044 | 87.2292 | 161.3631 | 69.6645 | 103.1441 | 14.2251 | 66.3475 | 209.3312 | 124.1847 | 215.5165 | 93.7149 | 97.2842 | 122.504 | 131.0539
2762 | 2 | 116 | 4 | 60.8182 | 72.1049 | 288.0194 | 79.7726 | 187.7205 | 88.5674 | 163.2974 | 63.8496 | 103.4453 | 14.3845 | 68.1507 | 211.8775 | 123.2404 | 208.7944 | 98.6981 | 91.9493 | 125.8404 | 130.8367
2763 | 3 | 116 | 4 | 63.247 | 66.5152 | 288.1023 | 79.019 | 191.6551 | 87.2977 | 167.0894 | 68.2809 | 103.5437 | 13.5151 | 65.6884 | 209.1222 | 135.2169 | 211.5336 | 102.0493 | 96.1143 | 128.2706 | 128.9494
2764 | 4 | 116 | 4 | 65.5448 | 67.373 | 285.3812 | 76.8744 | 190.1061 | 96.4406 | 173.2988 | 66.7352 | 106.8264 | 14.2247 | 66.8318 | 209.3667 | 136.5945 | 212.1562 | 115.3932 | 101.178 | 127.5202 | 130.1953
2765 | 5 | 116 | 4 | 42.9349 | 66.4968 | 282.379 | 78.2893 | 159.9976 | 83.3033 | 154.1845 | 65.2263 | 110.7295 | 15.0149 | 75.9187 | 213.5627 | 106.4481 | 212.6372 | 107.8013 | 101.3026 | 111.4773 | 125.2544
2766 | 6 | 116 | 4 | 27.0606 | 51.8866 | 164.6354 | 79.6967 | 131.3011 | 76.7492 | 99.2056 | 68.1109 | 94.9171 | 9.7524 | 78.9993 | 166.8907 | 82.5514 | 178.7735 | 106.0323 | 95.1983 | 71.1921 | 89.6296
2767 | 7 | 116 | 4 | 27.626 | 39.9789 | 130.478 | 80.6904 | 125.5492 | 64.9458 | 84.2401 | 63.1948 | 64.513 | 9.6671 | 80.5464 | 147.7395 | 73.5629 | 161.3237 | 94.6165 | 87.7269 | 52.8081 | 56.6934
2768 | 8 | 116 | 4 | 26.8007 | 35.1375 | 113.0695 | 78.6544 | 121.6843 | 68.443 | 82.6358 | 60.8006 | 57.4964 | 9.3418 | 77.6972 | 145.9526 | 74.436 | 154.9238 | 94.3465 | 82.2298 | 51.8962 | 53.7833
2769 | 9 | 116 | 4 | 26.7086 | 35.0469 | 122.5832 | 77.4706 | 122.8773 | 68.0098 | 79.876 | 57.4745 | 53.8243 | 8.4609 | 74.9745 | 143.8544 | 71.9352 | 149.9147 | 87.043 | 83.489 | 52.5488 | 52.5308
2770 | 10 | 116 | 4 | 25.7859 | 37.3656 | 129.649 | 79.6471 | 124.4026 | 66.3604 | 80.6809 | 56.5781 | 54.5436 | 9.2736 | 70.4676 | 141.7217 | 70.6031 | 144.7622 | 92.7413 | 83.7096 | 50.9779 | 55.2376
2771 | 11 | 116 | 4 | 24.804 | 39.3149 | 122.1244 | 76.637 | 117.4622 | 67.697 | 80.5704 | 59.6874 | 62.1601 | 9.2837 | 67.5984 | 142.1588 | 64.9114 | 145.7595 | 91.4874 | 80.7616 | 51.7497 | 53.9941
2772 | 12 | 116 | 4 | 24.2332 | 41.3414 | 126.181 | 73.0604 | 115.4725 | 66.5072 | 84.1573 | 58.0583 | 54.8452 | 9.0256 | 65.2203 | 142.2715 | 65.4826 | 148.6054 | 100.0361 | 80.2825 | 52.497 | 51.5107
2773 | 13 | 116 | 4 | 23.9968 | 39.5859 | 113.1904 | 72.9918 | 113.8921 | 65.0251 | 83.1591 | 58.6165 | 54.5804 | 9.3749 | 64.0068 | 140.9923 | 61.9342 | 151.8907 | 89.9766 | 80.3284 | 51.8659 | 52.5182
2774 | 14 | 116 | 4 | 22.764 | 40.4407 | 114.8331 | 73.5697 | 122.3685 | 65.2879 | 85.9028 | 62.3183 | 49.4499 | 8.8757 | 62.8289 | 143.2916 | 62.5796 | 156.0488 | 87.7218 | 79.1455 | 51.3187 | 49.7098
2775 | 15 | 116 | 4 | 26.2882 | 42.48 | 122.3931 | 74.299 | 129.8943 | 64.2498 | 86.7166 | 61.2196 | 52.2264 | 9.5192 | 63.351 | 147.8701 | 70.3938 | 164.395 | 97.3821 | 77.0651 | 55.2652 | 57.6464
2776 | 16 | 116 | 4 | 59.0964 | 39.9421 | 135.7414 | 81.0648 | 162.9888 | 76.8036 | 93.9859 | 63.5907 | 54.0013 | 13.9727 | 65.9333 | 155.5992 | 103.5111 | 163.9189 | 105.0517 | 86.7079 | 66.2618 | 63.7044
2777 | 17 | 116 | 4 | 78.7463 | 80.241 | 245.0709 | 95.7419 | 220.1286 | 105.2859 | 165.4263 | 68.8099 | 98.3684 | 19.6613 | 83.712 | 200.1561 | 161.1382 | 202.4762 | 131.1031 | 121.9659 | 121.7391 | 122.5828
2778 | 18 | 116 | 4 | 101.5655 | 128.2826 | 317.7245 | 103.4871 | 229.4225 | 127.2256 | 182.3332 | 78.7091 | 115.5676 | 26.4318 | 87.3869 | 266.2711 | 169.5981 | 255.9359 | 180.2503 | 158.1521 | 153.9049 | 159.7396
2779 | 19 | 116 | 4 | 111.7098 | 109.1993 | 316.4027 | 102.9739 | 218.1325 | 117.6439 | 179.8991 | 88.3623 | 130.2682 | 26.5877 | 85.5666 | 264.3651 | 165.3933 | 250.9013 | 168.3027 | 144.7018 | 152.6844 | 163.7551
2780 | 20 | 116 | 4 | 108.5412 | 76.0726 | 312.2708 | 100.1478 | 194.1864 | 108.1128 | 170.5392 | 93.5919 | 130.2039 | 22.8978 | 84.0518 | 239.7345 | 138.0243 | 237.1699 | 157.9406 | 120.6689 | 140.6478 | 160.6189
2781 | 21 | 116 | 4 | 107.1925 | 61.0098 | 298.6698 | 94.5334 | 191.5269 | 93.6201 | 163.8699 | 77.7555 | 125.5535 | 22.462 | 79.0942 | 231.3557 | 136.9059 | 230.3005 | 139.3112 | 101.7046 | 136.1389 | 149.1182
2782 | 22 | 116 | 4 | 77.9747 | 56.784 | 294.2837 | 84.3166 | 183.5432 | 97.084 | 159.4593 | 77.3126 | 122.0286 | 16.8353 | 70.0313 | 213.8456 | 130.3608 | 217.2396 | 132.9072 | 93.6466 | 129.031 | 158.2768
2783 | 23 | 116 | 4 | 70.29 | 63.457 | 295.0811 | 79.8684 | 188.7881 | 90.3066 | 173.0138 | 73.9687 | 115.2156 | 15.4449 | 66.7138 | 204.6304 | 128.7493 | 212.5179 | 116.7165 | 91.8227 | 136.1047 | 146.6835
2784 | 0 | 117 | 4 | 65.6219 | 59.4296 | 300.7139 | 76.8359 | 185.2697 | 88.0699 | 168.3578 | 67.4962 | 105.5582 | 13.3995 | 64.5785 | 209.8517 | 125.8226 | 215.0727 | 101.7759 | 91.864 | 130.6376 | 139.0382
2785 | 1 | 117 | 4 | 65.0294 | 70.3186 | 294.4871 | 79.2454 | 185.6044 | 87.2292 | 161.3631 | 69.6645 | 103.1441 | 14.2251 | 66.3475 | 209.3312 | 124.1847 | 215.5165 | 93.7149 | 97.2842 | 122.504 | 131.0539
2786 | 2 | 117 | 4 | 60.8182 | 72.1049 | 288.0194 | 79.7726 | 187.7205 | 88.5674 | 163.2974 | 63.8496 | 103.4453 | 14.3845 | 68.1507 | 211.8775 | 123.2404 | 208.7944 | 98.6981 | 91.9493 | 125.8404 | 130.8367
2787 | 3 | 117 | 4 | 63.247 | 66.5152 | 288.1023 | 79.019 | 191.6551 | 87.2977 | 167.0894 | 68.2809 | 103.5437 | 13.5151 | 65.6884 | 209.1222 | 135.2169 | 211.5336 | 102.0493 | 96.1143 | 128.2706 | 128.9494
2788 | 4 | 117 | 4 | 65.5448 | 67.373 | 285.3812 | 76.8744 | 190.1061 | 96.4406 | 173.2988 | 66.7352 | 106.8264 | 14.2247 | 66.8318 | 209.3667 | 136.5945 | 212.1562 | 115.3932 | 101.178 | 127.5202 | 130.1953
2789 | 5 | 117 | 4 | 42.9349 | 66.4968 | 282.379 | 78.2893 | 159.9976 | 83.3033 | 154.1845 | 65.2263 | 110.7295 | 15.0149 | 75.9187 | 213.5627 | 106.4481 | 212.6372 | 107.8013 | 101.3026 | 111.4773 | 125.2544
2790 | 6 | 117 | 4 | 27.0606 | 51.8866 | 164.6354 | 79.6967 | 131.3011 | 76.7492 | 99.2056 | 68.1109 | 94.9171 | 9.7524 | 78.9993 | 166.8907 | 82.5514 | 178.7735 | 106.0323 | 95.1983 | 71.1921 | 89.6296
2791 | 7 | 117 | 4 | 27.626 | 39.9789 | 130.478 | 80.6904 | 125.5492 | 64.9458 | 84.2401 | 63.1948 | 64.513 | 9.6671 | 80.5464 | 147.7395 | 73.5629 | 161.3237 | 94.6165 | 87.7269 | 52.8081 | 56.6934
2792 | 8 | 117 | 4 | 26.8007 | 35.1375 | 113.0695 | 78.6544 | 121.6843 | 68.443 | 82.6358 | 60.8006 | 57.4964 | 9.3418 | 77.6972 | 145.9526 | 74.436 | 154.9238 | 94.3465 | 82.2298 | 51.8962 | 53.7833
2793 | 9 | 117 | 4 | 26.7086 | 35.0469 | 122.5832 | 77.4706 | 122.8773 | 68.0098 | 79.876 | 57.4745 | 53.8243 | 8.4609 | 74.9745 | 143.8544 | 71.9352 | 149.9147 | 87.043 | 83.489 | 52.5488 | 52.5308
2794 | 10 | 117 | 4 | 25.7859 | 37.3656 | 129.649 | 79.6471 | 124.4026 | 66.3604 | 80.6809 | 56.5781 | 54.5436 | 9.2736 | 70.4676 | 141.7217 | 70.6031 | 144.7622 | 92.7413 | 83.7096 | 50.9779 | 55.2376
2795 | 11 | 117 | 4 | 24.804 | 39.3149 | 122.1244 | 76.637 | 117.4622 | 67.697 | 80.5704 | 59.6874 | 62.1601 | 9.2837 | 67.5984 | 142.1588 | 64.9114 | 145.7595 | 91.4874 | 80.7616 | 51.7497 | 53.9941
2796 | 12 | 117 | 4 | 24.2332 | 41.3414 | 126.181 | 73.0604 | 115.4725 | 66.5072 | 84.1573 | 58.0583 | 54.8452 | 9.0256 | 65.2203 | 142.2715 | 65.4826 | 148.6054 | 100.0361 | 80.2825 | 52.497 | 51.5107
2797 | 13 | 117 | 4 | 23.9968 | 39.5859 | 113.1904 | 72.9918 | 113.8921 | 65.0251 | 83.1591 | 58.6165 | 54.5804 | 9.3749 | 64.0068 | 140.9923 | 61.9342 | 151.8907 | 89.9766 | 80.3284 | 51.8659 | 52.5182
2798 | 14 | 117 | 4 | 22.764 | 40.4407 | 114.8331 | 73.5697 | 122.3685 | 65.2879 | 85.9028 | 62.3183 | 49.4499 | 8.8757 | 62.8289 | 143.2916 | 62.5796 | 156.0488 | 87.7218 | 79.1455 | 51.3187 | 49.7098
2799 | 15 | 117 | 4 | 26.2882 | 42.48 | 122.3931 | 74.299 | 129.8943 | 64.2498 | 86.7166 | 61.2196 | 52.2264 | 9.5192 | 63.351 | 147.8701 | 70.3938 | 164.395 | 97.3821 | 77.0651 | 55.2652 | 57.6464
2800 | 16 | 117 | 4 | 59.0964 | 39.9421 | 135.7414 | 81.0648 | 162.9888 | 76.8036 | 93.9859 | 63.5907 | 54.0013 | 13.9727 | 65.9333 | 155.5992 | 103.5111 | 163.9189 | 105.0517 | 86.7079 | 66.2618 | 63.7044
2801 | 17 | 117 | 4 | 78.7463 | 80.241 | 245.0709 | 95.7419 | 220.1286 | 105.2859 | 165.4263 | 68.8099 | 98.3684 | 19.6613 | 83.712 | 200.1561 | 161.1382 | 202.4762 | 131.1031 | 121.9659 | 121.7391 | 122.5828
2802 | 18 | 117 | 4 | 101.5655 | 128.2826 | 317.7245 | 103.4871 | 229.4225 | 127.2256 | 182.3332 | 78.7091 | 115.5676 | 26.4318 | 87.3869 | 266.2711 | 169.5981 | 255.9359 | 180.2503 | 158.1521 | 153.9049 | 159.7396
2803 | 19 | 117 | 4 | 111.7098 | 109.1993 | 316.4027 | 102.9739 | 218.1325 | 117.6439 | 179.8991 | 88.3623 | 130.2682 | 26.5877 | 85.5666 | 264.3651 | 165.3933 | 250.9013 | 168.3027 | 144.7018 | 152.6844 | 163.7551
2804 | 20 | 117 | 4 | 108.5412 | 76.0726 | 312.2708 | 100.1478 | 194.1864 | 108.1128 | 170.5392 | 93.5919 | 130.2039 | 22.8978 | 84.0518 | 239.7345 | 138.0243 | 237.1699 | 157.9406 | 120.6689 | 140.6478 | 160.6189
2805 | 21 | 117 | 4 | 107.1925 | 61.0098 | 298.6698 | 94.5334 | 191.5269 | 93.6201 | 163.8699 | 77.7555 | 125.5535 | 22.462 | 79.0942 | 231.3557 | 136.9059 | 230.3005 | 139.3112 | 101.7046 | 136.1389 | 149.1182
2806 | 22 | 117 | 4 | 77.9747 | 56.784 | 294.2837 | 84.3166 | 183.5432 | 97.084 | 159.4593 | 77.3126 | 122.0286 | 16.8353 | 70.0313 | 213.8456 | 130.3608 | 217.2396 | 132.9072 | 93.6466 | 129.031 | 158.2768
2807 | 23 | 117 | 4 | 70.29 | 63.457 | 295.0811 | 79.8684 | 188.7881 | 90.3066 | 173.0138 | 73.9687 | 115.2156 | 15.4449 | 66.7138 | 204.6304 | 128.7493 | 212.5179 | 116.7165 | 91.8227 | 136.1047 | 146.6835
2808 | 0 | 118 | 4 | 65.6219 | 59.4296 | 300.7139 | 76.8359 | 185.2697 | 88.0699 | 168.3578 | 67.4962 | 105.5582 | 13.3995 | 64.5785 | 209.8517 | 125.8226 | 215.0727 | 101.7759 | 91.864 | 130.6376 | 139.0382
2809 | 1 | 118 | 4 | 65.0294 | 70.3186 | 294.4871 | 79.2454 | 185.6044 | 87.2292 | 161.3631 | 69.6645 | 103.1441 | 14.2251 | 66.3475 | 209.3312 | 124.1847 | 215.5165 | 93.7149 | 97.2842 | 122.504 | 131.0539
2810 | 2 | 118 | 4 | 60.8182 | 72.1049 | 288.0194 | 79.7726 | 187.7205 | 88.5674 | 163.2974 | 63.8496 | 103.4453 | 14.3845 | 68.1507 | 211.8775 | 123.2404 | 208.7944 | 98.6981 | 91.9493 | 125.8404 | 130.8367
2811 | 3 | 118 | 4 | 63.247 | 66.5152 | 288.1023 | 79.019 | 191.6551 | 87.2977 | 167.0894 | 68.2809 | 103.5437 | 13.5151 | 65.6884 | 209.1222 | 135.2169 | 211.5336 | 102.0493 | 96.1143 | 128.2706 | 128.9494
2812 | 4 | 118 | 4 | 65.5448 | 67.373 | 285.3812 | 76.8744 | 190.1061 | 96.4406 | 173.2988 | 66.7352 | 106.8264 | 14.2247 | 66.8318 | 209.3667 | 136.5945 | 212.1562 | 115.3932 | 101.178 | 127.5202 | 130.1953
2813 | 5 | 118 | 4 | 42.9349 | 66.4968 | 282.379 | 78.2893 | 159.9976 | 83.3033 | 154.1845 | 65.2263 | 110.7295 | 15.0149 | 75.9187 | 213.5627 | 106.4481 | 212.6372 | 107.8013 | 101.3026 | 111.4773 | 125.2544
2814 | 6 | 118 | 4 | 27.0606 | 51.8866 | 164.6354 | 79.6967 | 131.3011 | 76.7492 | 99.2056 | 68.1109 | 94.9171 | 9.7524 | 78.9993 | 166.8907 | 82.5514 | 178.7735 | 106.0323 | 95.1983 | 71.1921 | 89.6296
2815 | 7 | 118 | 4 | 27.626 | 39.9789 | 130.478 | 80.6904 | 125.5492 | 64.9458 | 84.2401 | 63.1948 | 64.513 | 9.6671 | 80.5464 | 147.7395 | 73.5629 | 161.3237 | 94.6165 | 87.7269 | 52.8081 | 56.6934
2816 | 8 | 118 | 4 | 26.8007 | 35.1375 | 113.0695 | 78.6544 | 121.6843 | 68.443 | 82.6358 | 60.8006 | 57.4964 | 9.3418 | 77.6972 | 145.9526 | 74.436 | 154.9238 | 94.3465 | 82.2298 | 51.8962 | 53.7833
2817 | 9 | 118 | 4 | 26.7086 | 35.0469 | 122.5832 | 77.4706 | 122.8773 | 68.0098 | 79.876 | 57.4745 | 53.8243 | 8.4609 | 74.9745 | 143.8544 | 71.9352 | 149.9147 | 87.043 | 83.489 | 52.5488 | 52.5308
2818 | 10 | 118 | 4 | 25.7859 | 37.3656 | 129.649 | 79.6471 | 124.4026 | 66.3604 | 80.6809 | 56.5781 | 54.5436 | 9.2736 | 70.4676 | 141.7217 | 70.6031 | 144.7622 | 92.7413 | 83.7096 | 50.9779 | 55.2376
2819 | 11 | 118 | 4 | 24.804 | 39.3149 | 122.1244 | 76.637 | 117.4622 | 67.697 | 80.5704 | 59.6874 | 62.1601 | 9.2837 | 67.5984 | 142.1588 | 64.9114 | 145.7595 | 91.4874 | 80.7616 | 51.7497 | 53.9941
2820 | 12 | 118 | 4 | 24.2332 | 41.3414 | 126.181 | 73.0604 | 115.4725 | 66.5072 | 84.1573 | 58.0583 | 54.8452 | 9.0256 | 65.2203 | 142.2715 | 65.4826 | 148.6054 | 100.0361 | 80.2825 | 52.497 | 51.5107
2821 | 13 | 118 | 4 | 23.9968 | 39.5859 | 113.1904 | 72.9918 | 113.8921 | 65.0251 | 83.1591 | 58.6165 | 54.5804 | 9.3749 | 64.0068 | 140.9923 | 61.9342 | 151.8907 | 89.9766 | 80.3284 | 51.8659 | 52.5182
2822 | 14 | 118 | 4 | 22.764 | 40.4407 | 114.8331 | 73.5697 | 122.3685 | 65.2879 | 85.9028 | 62.3183 | 49.4499 | 8.8757 | 62.8289 | 143.2916 | 62.5796 | 156.0488 | 87.7218 | 79.1455 | 51.3187 | 49.7098
2823 | 15 | 118 | 4 | 26.2882 | 42.48 | 122.3931 | 74.299 | 129.8943 | 64.2498 | 86.7166 | 61.2196 | 52.2264 | 9.5192 | 63.351 | 147.8701 | 70.3938 | 164.395 | 97.3821 | 77.0651 | 55.2652 | 57.6464
2824 | 16 | 118 | 4 | 59.0964 | 39.9421 | 135.7414 | 81.0648 | 162.9888 | 76.8036 | 93.9859 | 63.5907 | 54.0013 | 13.9727 | 65.9333 | 155.5992 | 103.5111 | 163.9189 | 105.0517 | 86.7079 | 66.2618 | 63.7044
2825 | 17 | 118 | 4 | 78.7463 | 80.241 | 245.0709 | 95.7419 | 220.1286 | 105.2859 | 165.4263 | 68.8099 | 98.3684 | 19.6613 | 83.712 | 200.1561 | 161.1382 | 202.4762 | 131.1031 | 121.9659 | 121.7391 | 122.5828
2826 | 18 | 118 | 4 | 101.5655 | 128.2826 | 317.7245 | 103.4871 | 229.4225 | 127.2256 | 182.3332 | 78.7091 | 115.5676 | 26.4318 | 87.3869 | 266.2711 | 169.5981 | 255.9359 | 180.2503 | 158.1521 | 153.9049 | 159.7396
2827 | 19 | 118 | 4 | 111.7098 | 109.1993 | 316.4027 | 102.9739 | 218.1325 | 117.6439 | 179.8991 | 88.3623 | 130.2682 | 26.5877 | 85.5666 | 264.3651 | 165.3933 | 250.9013 | 168.3027 | 144.7018 | 152.6844 | 163.7551
2828 | 20 | 118 | 4 | 108.5412 | 76.0726 | 312.2708 | 100.1478 | 194.1864 | 108.1128 | 170.5392 | 93.5919 | 130.2039 | 22.8978 | 84.0518 | 239.7345 | 138.0243 | 237.1699 | 157.9406 | 120.6689 | 140.6478 | 160.6189
2829 | 21 | 118 | 4 | 107.1925 | 61.0098 | 298.6698 | 94.5334 | 191.5269 | 93.6201 | 163.8699 | 77.7555 | 125.5535 | 22.462 | 79.0942 | 231.3557 | 136.9059 | 230.3005 | 139.3112 | 101.7046 | 136.1389 | 149.1182
2830 | 22 | 118 | 4 | 77.9747 | 56.784 | 294.2837 | 84.3166 | 183.5432 | 97.084 | 159.4593 | 77.3126 | 122.0286 | 16.8353 | 70.0313 | 213.8456 | 130.3608 | 217.2396 | 132.9072 | 93.6466 | 129.031 | 158.2768
2831 | 23 | 118 | 4 | 70.29 | 63.457 | 295.0811 | 79.8684 | 188.7881 | 90.3066 | 173.0138 | 73.9687 | 115.2156 | 15.4449 | 66.7138 | 204.6304 | 128.7493 | 212.5179 | 116.7165 | 91.8227 | 136.1047 | 146.6835
2832 | 0 | 119 | 4 | 65.6219 | 59.4296 | 300.7139 | 76.8359 | 185.2697 | 88.0699 | 168.3578 | 67.4962 | 105.5582 | 13.3995 | 64.5785 | 209.8517 | 125.8226 | 215.0727 | 101.7759 | 91.864 | 130.6376 | 139.0382
2833 | 1 | 119 | 4 | 65.0294 | 70.3186 | 294.4871 | 79.2454 | 185.6044 | 87.2292 | 161.3631 | 69.6645 | 103.1441 | 14.2251 | 66.3475 | 209.3312 | 124.1847 | 215.5165 | 93.7149 | 97.2842 | 122.504 | 131.0539
2834 | 2 | 119 | 4 | 60.8182 | 72.1049 | 288.0194 | 79.7726 | 187.7205 | 88.5674 | 163.2974 | 63.8496 | 103.4453 | 14.3845 | 68.1507 | 211.8775 | 123.2404 | 208.7944 | 98.6981 | 91.9493 | 125.8404 | 130.8367
2835 | 3 | 119 | 4 | 63.247 | 66.5152 | 288.1023 | 79.019 | 191.6551 | 87.2977 | 167.0894 | 68.2809 | 103.5437 | 13.5151 | 65.6884 | 209.1222 | 135.2169 | 211.5336 | 102.0493 | 96.1143 | 128.2706 | 128.9494
2836 | 4 | 119 | 4 | 65.5448 | 67.373 | 285.3812 | 76.8744 | 190.1061 | 96.4406 | 173.2988 | 66.7352 | 106.8264 | 14.2247 | 66.8318 | 209.3667 | 136.5945 | 212.1562 | 115.3932 | 101.178 | 127.5202 | 130.1953
2837 | 5 | 119 | 4 | 42.9349 | 66.4968 | 282.379 | 78.2893 | 159.9976 | 83.3033 | 154.1845 | 65.2263 | 110.7295 | 15.0149 | 75.9187 | 213.5627 | 106.4481 | 212.6372 | 107.8013 | 101.3026 | 111.4773 | 125.2544
2838 | 6 | 119 | 4 | 27.0606 | 51.8866 | 164.6354 | 79.6967 | 131.3011 | 76.7492 | 99.2056 | 68.1109 | 94.9171 | 9.7524 | 78.9993 | 166.8907 | 82.5514 | 178.7735 | 106.0323 | 95.1983 | 71.1921 | 89.6296
2839 | 7 | 119 | 4 | 27.626 | 39.9789 | 130.478 | 80.6904 | 125.5492 | 64.9458 | 84.2401 | 63.1948 | 64.513 | 9.6671 | 80.5464 | 147.7395 | 73.5629 | 161.3237 | 94.6165 | 87.7269 | 52.8081 | 56.6934
2840 | 8 | 119 | 4 | 26.8007 | 35.1375 | 113.0695 | 78.6544 | 121.6843 | 68.443 | 82.6358 | 60.8006 | 57.4964 | 9.3418 | 77.6972 | 145.9526 | 74.436 | 154.9238 | 94.3465 | 82.2298 | 51.8962 | 53.7833
2841 | 9 | 119 | 4 | 26.7086 | 35.0469 | 122.5832 | 77.4706 | 122.8773 | 68.0098 | 79.876 | 57.4745 | 53.8243 | 8.4609 | 74.9745 | 143.8544 | 71.9352 | 149.9147 | 87.043 | 83.489 | 52.5488 | 52.5308
2842 | 10 | 119 | 4 | 25.7859 | 37.3656 | 129.649 | 79.6471 | 124.4026 | 66.3604 | 80.6809 | 56.5781 | 54.5436 | 9.2736 | 70.4676 | 141.7217 | 70.6031 | 144.7622 | 92.7413 | 83.7096 | 50.9779 | 55.2376
2843 | 11 | 119 | 4 | 24.804 | 39.3149 | 122.1244 | 76.637 | 117.4622 | 67.697 | 80.5704 | 59.6874 | 62.1601 | 9.2837 | 67.5984 | 142.1588 | 64.9114 | 145.7595 | 91.4874 | 80.7616 | 51.7497 | 53.9941
2844 | 12 | 119 | 4 | 24.2332 | 41.3414 | 126.181 | 73.0604 | 115.4725 | 66.5072 | 84.1573 | 58.0583 | 54.8452 | 9.0256 | 65.2203 | 142.2715 | 65.4826 | 148.6054 | 100.0361 | 80.2825 | 52.497 | 51.5107
2845 | 13 | 119 | 4 | 23.9968 | 39.5859 | 113.1904 | 72.9918 | 113.8921 | 65.0251 | 83.1591 | 58.6165 | 54.5804 | 9.3749 | 64.0068 | 140.9923 | 61.9342 | 151.8907 | 89.9766 | 80.3284 | 51.8659 | 52.5182
2846 | 14 | 119 | 4 | 22.764 | 40.4407 | 114.8331 | 73.5697 | 122.3685 | 65.2879 | 85.9028 | 62.3183 | 49.4499 | 8.8757 | 62.8289 | 143.2916 | 62.5796 | 156.0488 | 87.7218 | 79.1455 | 51.3187 | 49.7098
2847 | 15 | 119 | 4 | 26.2882 | 42.48 | 122.3931 | 74.299 | 129.8943 | 64.2498 | 86.7166 | 61.2196 | 52.2264 | 9.5192 | 63.351 | 147.8701 | 70.3938 | 164.395 | 97.3821 | 77.0651 | 55.2652 | 57.6464
2848 | 16 | 119 | 4 | 59.0964 | 39.9421 | 135.7414 | 81.0648 | 162.9888 | 76.8036 | 93.9859 | 63.5907 | 54.0013 | 13.9727 | 65.9333 | 155.5992 | 103.5111 | 163.9189 | 105.0517 | 86.7079 | 66.2618 | 63.7044
2849 | 17 | 119 | 4 | 78.7463 | 80.241 | 245.0709 | 95.7419 | 220.1286 | 105.2859 | 165.4263 | 68.8099 | 98.3684 | 19.6613 | 83.712 | 200.1561 | 161.1382 | 202.4762 | 131.1031 | 121.9659 | 121.7391 | 122.5828
2850 | 18 | 119 | 4 | 101.5655 | 128.2826 | 317.7245 | 103.4871 | 229.4225 | 127.2256 | 182.3332 | 78.7091 | 115.5676 | 26.4318 | 87.3869 | 266.2711 | 169.5981 | 255.9359 | 180.2503 | 158.1521 | 153.9049 | 159.7396
2851 | 19 | 119 | 4 | 111.7098 | 109.1993 | 316.4027 | 102.9739 | 218.1325 | 117.6439 | 179.8991 | 88.3623 | 130.2682 | 26.5877 | 85.5666 | 264.3651 | 165.3933 | 250.9013 | 168.3027 | 144.7018 | 152.6844 | 163.7551
2852 | 20 | 119 | 4 | 108.5412 | 76.0726 | 312.2708 | 100.1478 | 194.1864 | 108.1128 | 170.5392 | 93.5919 | 130.2039 | 22.8978 | 84.0518 | 239.7345 | 138.0243 | 237.1699 | 157.9406 | 120.6689 | 140.6478 | 160.6189
2853 | 21 | 119 | 4 | 107.1925 | 61.0098 | 298.6698 | 94.5334 | 191.5269 | 93.6201 | 163.8699 | 77.7555 | 125.5535 | 22.462 | 79.0942 | 231.3557 | 136.9059 | 230.3005 | 139.3112 | 101.7046 | 136.1389 | 149.1182
2854 | 22 | 119 | 4 | 77.9747 | 56.784 | 294.2837 | 84.3166 | 183.5432 | 97.084 | 159.4593 | 77.3126 | 122.0286 | 16.8353 | 70.0313 | 213.8456 | 130.3608 | 217.2396 | 132.9072 | 93.6466 | 129.031 | 158.2768
2855 | 23 | 119 | 4 | 70.29 | 63.457 | 295.0811 | 79.8684 | 188.7881 | 90.3066 | 173.0138 | 73.9687 | 115.2156 | 15.4449 | 66.7138 | 204.6304 | 128.7493 | 212.5179 | 116.7165 | 91.8227 | 136.1047 | 146.6835
2856 | 0 | 120 | 4 | 65.6219 | 59.4296 | 300.7139 | 76.8359 | 185.2697 | 88.0699 | 168.3578 | 67.4962 | 105.5582 | 13.3995 | 64.5785 | 209.8517 | 125.8226 | 215.0727 | 101.7759 | 91.864 | 130.6376 | 139.0382
2857 | 1 | 120 | 4 | 65.0294 | 70.3186 | 294.4871 | 79.2454 | 185.6044 | 87.2292 | 161.3631 | 69.6645 | 103.1441 | 14.2251 | 66.3475 | 209.3312 | 124.1847 | 215.5165 | 93.7149 | 97.2842 | 122.504 | 131.0539
2858 | 2 | 120 | 4 | 60.8182 | 72.1049 | 288.0194 | 79.7726 | 187.7205 | 88.5674 | 163.2974 | 63.8496 | 103.4453 | 14.3845 | 68.1507 | 211.8775 | 123.2404 | 208.7944 | 98.6981 | 91.9493 | 125.8404 | 130.8367
2859 | 3 | 120 | 4 | 63.247 | 66.5152 | 288.1023 | 79.019 | 191.6551 | 87.2977 | 167.0894 | 68.2809 | 103.5437 | 13.5151 | 65.6884 | 209.1222 | 135.2169 | 211.5336 | 102.0493 | 96.1143 | 128.2706 | 128.9494
2860 | 4 | 120 | 4 | 65.5448 | 67.373 | 285.3812 | 76.8744 | 190.1061 | 96.4406 | 173.2988 | 66.7352 | 106.8264 | 14.2247 | 66.8318 | 209.3667 | 136.5945 | 212.1562 | 115.3932 | 101.178 | 127.5202 | 130.1953
2861 | 5 | 120 | 4 | 42.9349 | 66.4968 | 282.379 | 78.2893 | 159.9976 | 83.3033 | 154.1845 | 65.2263 | 110.7295 | 15.0149 | 75.9187 | 213.5627 | 106.4481 | 212.6372 | 107.8013 | 101.3026 | 111.4773 | 125.2544
2862 | 6 | 120 | 4 | 27.0606 | 51.8866 | 164.6354 | 79.6967 | 131.3011 | 76.7492 | 99.2056 | 68.1109 | 94.9171 | 9.7524 | 78.9993 | 166.8907 | 82.5514 | 178.7735 | 106.0323 | 95.1983 | 71.1921 | 89.6296
2863 | 7 | 120 | 4 | 27.626 | 39.9789 | 130.478 | 80.6904 | 125.5492 | 64.9458 | 84.2401 | 63.1948 | 64.513 | 9.6671 | 80.5464 | 147.7395 | 73.5629 | 161.3237 | 94.6165 | 87.7269 | 52.8081 | 56.6934
2864 | 8 | 120 | 4 | 26.8007 | 35.1375 | 113.0695 | 78.6544 | 121.6843 | 68.443 | 82.6358 | 60.8006 | 57.4964 | 9.3418 | 77.6972 | 145.9526 | 74.436 | 154.9238 | 94.3465 | 82.2298 | 51.8962 | 53.7833
2865 | 9 | 120 | 4 | 26.7086 | 35.0469 | 122.5832 | 77.4706 | 122.8773 | 68.0098 | 79.876 | 57.4745 | 53.8243 | 8.4609 | 74.9745 | 143.8544 | 71.9352 | 149.9147 | 87.043 | 83.489 | 52.5488 | 52.5308
2866 | 10 | 120 | 4 | 25.7859 | 37.3656 | 129.649 | 79.6471 | 124.4026 | 66.3604 | 80.6809 | 56.5781 | 54.5436 | 9.2736 | 70.4676 | 141.7217 | 70.6031 | 144.7622 | 92.7413 | 83.7096 | 50.9779 | 55.2376
2867 | 11 | 120 | 4 | 24.804 | 39.3149 | 122.1244 | 76.637 | 117.4622 | 67.697 | 80.5704 | 59.6874 | 62.1601 | 9.2837 | 67.5984 | 142.1588 | 64.9114 | 145.7595 | 91.4874 | 80.7616 | 51.7497 | 53.9941
2868 | 12 | 120 | 4 | 24.2332 | 41.3414 | 126.181 | 73.0604 | 115.4725 | 66.5072 | 84.1573 | 58.0583 | 54.8452 | 9.0256 | 65.2203 | 142.2715 | 65.4826 | 148.6054 | 100.0361 | 80.2825 | 52.497 | 51.5107
2869 | 13 | 120 | 4 | 23.9968 | 39.5859 | 113.1904 | 72.9918 | 113.8921 | 65.0251 | 83.1591 | 58.6165 | 54.5804 | 9.3749 | 64.0068 | 140.9923 | 61.9342 | 151.8907 | 89.9766 | 80.3284 | 51.8659 | 52.5182
2870 | 14 | 120 | 4 | 22.764 | 40.4407 | 114.8331 | 73.5697 | 122.3685 | 65.2879 | 85.9028 | 62.3183 | 49.4499 | 8.8757 | 62.8289 | 143.2916 | 62.5796 | 156.0488 | 87.7218 | 79.1455 | 51.3187 | 49.7098
2871 | 15 | 120 | 4 | 26.2882 | 42.48 | 122.3931 | 74.299 | 129.8943 | 64.2498 | 86.7166 | 61.2196 | 52.2264 | 9.5192 | 63.351 | 147.8701 | 70.3938 | 164.395 | 97.3821 | 77.0651 | 55.2652 | 57.6464
2872 | 16 | 120 | 4 | 59.0964 | 39.9421 | 135.7414 | 81.0648 | 162.9888 | 76.8036 | 93.9859 | 63.5907 | 54.0013 | 13.9727 | 65.9333 | 155.5992 | 103.5111 | 163.9189 | 105.0517 | 86.7079 | 66.2618 | 63.7044
2873 | 17 | 120 | 4 | 78.7463 | 80.241 | 245.0709 | 95.7419 | 220.1286 | 105.2859 | 165.4263 | 68.8099 | 98.3684 | 19.6613 | 83.712 | 200.1561 | 161.1382 | 202.4762 | 131.1031 | 121.9659 | 121.7391 | 122.5828
2874 | 18 | 120 | 4 | 101.5655 | 128.2826 | 317.7245 | 103.4871 | 229.4225 | 127.2256 | 182.3332 | 78.7091 | 115.5676 | 26.4318 | 87.3869 | 266.2711 | 169.5981 | 255.9359 | 180.2503 | 158.1521 | 153.9049 | 159.7396
2875 | 19 | 120 | 4 | 111.7098 | 109.1993 | 316.4027 | 102.9739 | 218.1325 | 117.6439 | 179.8991 | 88.3623 | 130.2682 | 26.5877 | 85.5666 | 264.3651 | 165.3933 | 250.9013 | 168.3027 | 144.7018 | 152.6844 | 163.7551
2876 | 20 | 120 | 4 | 108.5412 | 76.0726 | 312.2708 | 100.1478 | 194.1864 | 108.1128 | 170.5392 | 93.5919 | 130.2039 | 22.8978 | 84.0518 | 239.7345 | 138.0243 | 237.1699 | 157.9406 | 120.6689 | 140.6478 | 160.6189
2877 | 21 | 120 | 4 | 107.1925 | 61.0098 | 298.6698 | 94.5334 | 191.5269 | 93.6201 | 163.8699 | 77.7555 | 125.5535 | 22.462 | 79.0942 | 231.3557 | 136.9059 | 230.3005 | 139.3112 | 101.7046 | 136.1389 | 149.1182
2878 | 22 | 120 | 4 | 77.9747 | 56.784 | 294.2837 | 84.3166 | 183.5432 | 97.084 | 159.4593 | 77.3126 | 122.0286 | 16.8353 | 70.0313 | 213.8456 | 130.3608 | 217.2396 | 132.9072 | 93.6466 | 129.031 | 158.2768
2879 | 23 | 120 | 4 | 70.29 | 63.457 | 295.0811 | 79.8684 | 188.7881 | 90.3066 | 173.0138 | 73.9687 | 115.2156 | 15.4449 | 66.7138 | 204.6304 | 128.7493 | 212.5179 | 116.7165 | 91.8227 | 136.1047 | 146.6835
2880 | 0 | 121 | 5 | 61.121 | 112.778 | 320.2367 | 120.3679 | 262.0956 | 116.402 | 223.1147 | 95.0424 | 97.7095 | 13.5393 | 106.6316 | 280.119 | 173.6916 | 264.7137 | 143.8603 | 154.808 | 180.0299 | 154.4373
2881 | 1 | 121 | 5 | 65.5117 | 109.6284 | 314.2783 | 119.1819 | 254.199 | 115.6698 | 227.8514 | 89.9272 | 97.689 | 14.8482 | 105.3514 | 277.282 | 166.9507 | 268.7285 | 144.9956 | 158.166 | 183.4344 | 147.6428
2882 | 2 | 121 | 5 | 68.3232 | 109.3071 | 308.154 | 120.4923 | 253.6669 | 116.0031 | 225.4924 | 92.2854 | 102.4854 | 14.7893 | 109.1599 | 286.4358 | 172.3435 | 278.6322 | 136.9387 | 149.1274 | 176.0401 | 146.9589
2883 | 3 | 121 | 5 | 69.3585 | 108.4351 | 305.5719 | 120.2047 | 248.6768 | 117.5899 | 224.264 | 88.7071 | 99.5527 | 15.2184 | 108.2575 | 281.4145 | 170.4118 | 279.3386 | 143.0893 | 146.8004 | 182.4524 | 152.5306
2884 | 4 | 121 | 5 | 62.5589 | 109.0263 | 306.3811 | 117.511 | 245.598 | 114.8171 | 231.3489 | 93.1995 | 101.9538 | 13.6312 | 105.2797 | 279.2401 | 165.0781 | 276.05 | 136.1275 | 145.8214 | 181.6844 | 150.4021
2885 | 5 | 121 | 5 | 24.8305 | 98.463 | 276.6147 | 119.7384 | 204.0846 | 87.6069 | 174.9255 | 89.2492 | 91.4048 | 11.0122 | 114.655 | 246.0098 | 120.6966 | 248.7605 | 126.2006 | 138.6172 | 135.9476 | 119.6132
2886 | 6 | 121 | 5 | 20.42 | 70.0156 | 181.2435 | 121.0848 | 185.3337 | 83.4232 | 134.3574 | 75.5629 | 53.7474 | 10.0472 | 116.0642 | 204.9436 | 96.5628 | 195.6634 | 115.0778 | 114.3083 | 93.398 | 67.1822
2887 | 7 | 121 | 5 | 19.1886 | 64.4091 | 166.0118 | 123.9603 | 173.7962 | 85.9739 | 121.8973 | 79.8306 | 46.5171 | 9.2926 | 113.5669 | 188.6794 | 89.9446 | 186.476 | 116.1112 | 108.7645 | 88.8395 | 64.1858
2888 | 8 | 121 | 5 | 18.8206 | 55.35 | 166.138 | 124.4219 | 175.4507 | 76.9132 | 120.7294 | 71.3086 | 47.9594 | 9.058 | 112.6173 | 187.9879 | 87.1857 | 188.4448 | 110.5212 | 110.4747 | 87.594 | 60.2905
2889 | 9 | 121 | 5 | 20.1903 | 58.0674 | 163.648 | 124.3606 | 169.8049 | 77.9338 | 116.0672 | 72.7882 | 45.5692 | 9.3655 | 112.4462 | 174.7273 | 82.5724 | 178.5988 | 113.6875 | 110.1306 | 80.2461 | 66.3315
2890 | 10 | 121 | 5 | 18.1106 | 62.9318 | 162.3207 | 121.7653 | 171.4069 | 73.4488 | 117.5372 | 70.436 | 41.9418 | 10.0034 | 112.58 | 176.3337 | 82.3523 | 179.8999 | 111.9337 | 108.8779 | 80.2587 | 63.2055
2891 | 11 | 121 | 5 | 17.8296 | 71.9314 | 151.5444 | 118.9188 | 167.9975 | 71.6339 | 116.4312 | 76.203 | 46.1359 | 10.0297 | 109.209 | 179.4089 | 81.8906 | 182.1485 | 112.066 | 113.454 | 80.4497 | 56.2173
2892 | 12 | 121 | 5 | 18.1055 | 76.7617 | 142.9712 | 121.1201 | 163.5209 | 73.266 | 117.5317 | 72.6573 | 41.3548 | 9.9514 | 107.6155 | 170.1255 | 78.6445 | 168.2553 | 113.1077 | 110.4213 | 84.0659 | 61.7052
2893 | 13 | 121 | 5 | 19.3979 | 75.2268 | 135.1139 | 118.1469 | 163.013 | 74.9475 | 118.1319 | 70.6255 | 40.2295 | 9.6478 | 109.03 | 181.5052 | 79.7003 | 175.1532 | 114.668 | 110.2628 | 83.1283 | 53.0744
2894 | 14 | 121 | 5 | 18.9428 | 74.2928 | 134.723 | 117.0504 | 173.1929 | 74.0265 | 119.7816 | 68.2336 | 43.2375 | 9.0629 | 105.9857 | 176.4033 | 86.2815 | 169.2716 | 102.6074 | 108.2211 | 90.8812 | 70.6143
2895 | 15 | 121 | 5 | 21.5878 | 73.473 | 148.8587 | 117.0657 | 179.845 | 74.273 | 122.7998 | 67.2662 | 43.9327 | 9.0489 | 102.7134 | 182.7714 | 93.5558 | 170.2371 | 117.4691 | 107.0068 | 90.5486 | 61.2321
2896 | 16 | 121 | 5 | 50.3659 | 73.8113 | 175.3367 | 126.1303 | 206.9966 | 88.4471 | 138.5084 | 66.4342 | 42.3422 | 12.5336 | 109.5994 | 198.646 | 110.085 | 180.265 | 125.8084 | 109.1131 | 100.2577 | 60.8727
2897 | 17 | 121 | 5 | 75.6347 | 102.179 | 262.09 | 133.5479 | 268.5546 | 110.3079 | 197.8786 | 91.2688 | 84.2999 | 23.6122 | 114.6867 | 239.9743 | 181.3792 | 212.6726 | 141.8106 | 133.3616 | 164.4809 | 123.723
2898 | 18 | 121 | 5 | 124.7459 | 155.1284 | 334.1771 | 140.4539 | 310.3921 | 149.0328 | 238.0901 | 107.7298 | 109.7881 | 37.1575 | 122.5896 | 319.7943 | 209.0259 | 273.2917 | 168.6958 | 187.4916 | 220.5657 | 158.4098
2899 | 19 | 121 | 5 | 119.3474 | 139.7323 | 332.3004 | 137.9081 | 285.9428 | 141.6391 | 233.0094 | 119.0899 | 129.8631 | 32.6989 | 117.9024 | 329.8242 | 205.7728 | 291.3035 | 188.9621 | 193.2836 | 217.9496 | 180.7164
2900 | 20 | 121 | 5 | 119.9788 | 117.1338 | 324.7763 | 137.9784 | 258.7573 | 128.5657 | 221.6413 | 121.2533 | 127.0082 | 28.1132 | 118.9405 | 310.6239 | 166.6625 | 270.8481 | 183.8022 | 183.8458 | 221.0067 | 176.79
2901 | 21 | 121 | 5 | 114.0915 | 105.2996 | 318.384 | 134.0537 | 241.9661 | 117.8541 | 205.436 | 114.9276 | 116.7138 | 26.962 | 109.9852 | 295.3973 | 160.1259 | 260.633 | 162.6373 | 154.6975 | 211.5857 | 173.6291
2902 | 22 | 121 | 5 | 95.3836 | 97.4999 | 318.1049 | 129.1661 | 247.8468 | 120.0434 | 208.5145 | 113.4677 | 116.9727 | 21.453 | 107.5702 | 288.0423 | 169.5327 | 255.6766 | 158.2618 | 149.6196 | 205.9318 | 171.1341
2903 | 23 | 121 | 5 | 69.7884 | 115.8519 | 320.3534 | 125.8646 | 251.5313 | 117.909 | 219.6902 | 108.1304 | 116.0544 | 15.7286 | 102.6638 | 272.5637 | 177.2958 | 260.3236 | 162.1897 | 154.2575 | 193.6563 | 155.2445
2904 | 0 | 122 | 5 | 61.121 | 112.778 | 320.2367 | 120.3679 | 262.0956 | 116.402 | 223.1147 | 95.0424 | 97.7095 | 13.5393 | 106.6316 | 280.119 | 173.6916 | 264.7137 | 143.8603 | 154.808 | 180.0299 | 154.4373
2905 | 1 | 122 | 5 | 65.5117 | 109.6284 | 314.2783 | 119.1819 | 254.199 | 115.6698 | 227.8514 | 89.9272 | 97.689 | 14.8482 | 105.3514 | 277.282 | 166.9507 | 268.7285 | 144.9956 | 158.166 | 183.4344 | 147.6428
2906 | 2 | 122 | 5 | 68.3232 | 109.3071 | 308.154 | 120.4923 | 253.6669 | 116.0031 | 225.4924 | 92.2854 | 102.4854 | 14.7893 | 109.1599 | 286.4358 | 172.3435 | 278.6322 | 136.9387 | 149.1274 | 176.0401 | 146.9589
2907 | 3 | 122 | 5 | 69.3585 | 108.4351 | 305.5719 | 120.2047 | 248.6768 | 117.5899 | 224.264 | 88.7071 | 99.5527 | 15.2184 | 108.2575 | 281.4145 | 170.4118 | 279.3386 | 143.0893 | 146.8004 | 182.4524 | 152.5306
2908 | 4 | 122 | 5 | 62.5589 | 109.0263 | 306.3811 | 117.511 | 245.598 | 114.8171 | 231.3489 | 93.1995 | 101.9538 | 13.6312 | 105.2797 | 279.2401 | 165.0781 | 276.05 | 136.1275 | 145.8214 | 181.6844 | 150.4021
2909 | 5 | 122 | 5 | 24.8305 | 98.463 | 276.6147 | 119.7384 | 204.0846 | 87.6069 | 174.9255 | 89.2492 | 91.4048 | 11.0122 | 114.655 | 246.0098 | 120.6966 | 248.7605 | 126.2006 | 138.6172 | 135.9476 | 119.6132
2910 | 6 | 122 | 5 | 20.42 | 70.0156 | 181.2435 | 121.0848 | 185.3337 | 83.4232 | 134.3574 | 75.5629 | 53.7474 | 10.0472 | 116.0642 | 204.9436 | 96.5628 | 195.6634 | 115.0778 | 114.3083 | 93.398 | 67.1822
2911 | 7 | 122 | 5 | 19.1886 | 64.4091 | 166.0118 | 123.9603 | 173.7962 | 85.9739 | 121.8973 | 79.8306 | 46.5171 | 9.2926 | 113.5669 | 188.6794 | 89.9446 | 186.476 | 116.1112 | 108.7645 | 88.8395 | 64.1858
2912 | 8 | 122 | 5 | 18.8206 | 55.35 | 166.138 | 124.4219 | 175.4507 | 76.9132 | 120.7294 | 71.3086 | 47.9594 | 9.058 | 112.6173 | 187.9879 | 87.1857 | 188.4448 | 110.5212 | 110.4747 | 87.594 | 60.2905
2913 | 9 | 122 | 5 | 20.1903 | 58.0674 | 163.648 | 124.3606 | 169.8049 | 77.9338 | 116.0672 | 72.7882 | 45.5692 | 9.3655 | 112.4462 | 174.7273 | 82.5724 | 178.5988 | 113.6875 | 110.1306 | 80.2461 | 66.3315
2914 | 10 | 122 | 5 | 18.1106 | 62.9318 | 162.3207 | 121.7653 | 171.4069 | 73.4488 | 117.5372 | 70.436 | 41.9418 | 10.0034 | 112.58 | 176.3337 | 82.3523 | 179.8999 | 111.9337 | 108.8779 | 80.2587 | 63.2055
2915 | 11 | 122 | 5 | 17.8296 | 71.9314 | 151.5444 | 118.9188 | 167.9975 | 71.6339 | 116.4312 | 76.203 | 46.1359 | 10.0297 | 109.209 | 179.4089 | 81.8906 | 182.1485 | 112.066 | 113.454 | 80.4497 | 56.2173
2916 | 12 | 122 | 5 | 18.1055 | 76.7617 | 142.9712 | 121.1201 | 163.5209 | 73.266 | 117.5317 | 72.6573 | 41.3548 | 9.9514 | 107.6155 | 170.1255 | 78.6445 | 168.2553 | 113.1077 | 110.4213 | 84.0659 | 61.7052
2917 | 13 | 122 | 5 | 19.3979 | 75.2268 | 135.1139 | 118.1469 | 163.013 | 74.9475 | 118.1319 | 70.6255 | 40.2295 | 9.6478 | 109.03 | 181.5052 | 79.7003 | 175.1532 | 114.668 | 110.2628 | 83.1283 | 53.0744
2918 | 14 | 122 | 5 | 18.9428 | 74.2928 | 134.723 | 117.0504 | 173.1929 | 74.0265 | 119.7816 | 68.2336 | 43.2375 | 9.0629 | 105.9857 | 176.4033 | 86.2815 | 169.2716 | 102.6074 | 108.2211 | 90.8812 | 70.6143
2919 | 15 | 122 | 5 | 21.5878 | 73.473 | 148.8587 | 117.0657 | 179.845 | 74.273 | 122.7998 | 67.2662 | 43.9327 | 9.0489 | 102.7134 | 182.7714 | 93.5558 | 170.2371 | 117.4691 | 107.0068 | 90.5486 | 61.2321
2920 | 16 | 122 | 5 | 50.3659 | 73.8113 | 175.3367 | 126.1303 | 206.9966 | 88.4471 | 138.5084 | 66.4342 | 42.3422 | 12.5336 | 109.5994 | 198.646 | 110.085 | 180.265 | 125.8084 | 109.1131 | 100.2577 | 60.8727
2921 | 17 | 122 | 5 | 75.6347 | 102.179 | 262.09 | 133.5479 | 268.5546 | 110.3079 | 197.8786 | 91.2688 | 84.2999 | 23.6122 | 114.6867 | 239.9743 | 181.3792 | 212.6726 | 141.8106 | 133.3616 | 164.4809 | 123.723
2922 | 18 | 122 | 5 | 124.7459 | 155.1284 | 334.1771 | 140.4539 | 310.3921 | 149.0328 | 238.0901 | 107.7298 | 109.7881 | 37.1575 | 122.5896 | 319.7943 | 209.0259 | 273.2917 | 168.6958 | 187.4916 | 220.5657 | 158.4098
2923 | 19 | 122 | 5 | 119.3474 | 139.7323 | 332.3004 | 137.9081 | 285.9428 | 141.6391 | 233.0094 | 119.0899 | 129.8631 | 32.6989 | 117.9024 | 329.8242 | 205.7728 | 291.3035 | 188.9621 | 193.2836 | 217.9496 | 180.7164
2924 | 20 | 122 | 5 | 119.9788 | 117.1338 | 324.7763 | 137.9784 | 258.7573 | 128.5657 | 221.6413 | 121.2533 | 127.0082 | 28.1132 | 118.9405 | 310.6239 | 166.6625 | 270.8481 | 183.8022 | 183.8458 | 221.0067 | 176.79
2925 | 21 | 122 | 5 | 114.0915 | 105.2996 | 318.384 | 134.0537 | 241.9661 | 117.8541 | 205.436 | 114.9276 | 116.7138 | 26.962 | 109.9852 | 295.3973 | 160.1259 | 260.633 | 162.6373 | 154.6975 | 211.5857 | 173.6291
2926 | 22 | 122 | 5 | 95.3836 | 97.4999 | 318.1049 | 129.1661 | 247.8468 | 120.0434 | 208.5145 | 113.4677 | 116.9727 | 21.453 | 107.5702 | 288.0423 | 169.5327 | 255.6766 | 158.2618 | 149.6196 | 205.9318 | 171.1341
2927 | 23 | 122 | 5 | 69.7884 | 115.8519 | 320.3534 | 125.8646 | 251.5313 | 117.909 | 219.6902 | 108.1304 | 116.0544 | 15.7286 | 102.6638 | 272.5637 | 177.2958 | 260.3236 | 162.1897 | 154.2575 | 193.6563 | 155.2445
2928 | 0 | 123 | 5 | 61.121 | 112.778 | 320.2367 | 120.3679 | 262.0956 | 116.402 | 223.1147 | 95.0424 | 97.7095 | 13.5393 | 106.6316 | 280.119 | 173.6916 | 264.7137 | 143.8603 | 154.808 | 180.0299 | 154.4373
2929 | 1 | 123 | 5 | 65.5117 | 109.6284 | 314.2783 | 119.1819 | 254.199 | 115.6698 | 227.8514 | 89.9272 | 97.689 | 14.8482 | 105.3514 | 277.282 | 166.9507 | 268.7285 | 144.9956 | 158.166 | 183.4344 | 147.6428
2930 | 2 | 123 | 5 | 68.3232 | 109.3071 | 308.154 | 120.4923 | 253.6669 | 116.0031 | 225.4924 | 92.2854 | 102.4854 | 14.7893 | 109.1599 | 286.4358 | 172.3435 | 278.6322 | 136.9387 | 149.1274 | 176.0401 | 146.9589
2931 | 3 | 123 | 5 | 69.3585 | 108.4351 | 305.5719 | 120.2047 | 248.6768 | 117.5899 | 224.264 | 88.7071 | 99.5527 | 15.2184 | 108.2575 | 281.4145 | 170.4118 | 279.3386 | 143.0893 | 146.8004 | 182.4524 | 152.5306
2932 | 4 | 123 | 5 | 62.5589 | 109.0263 | 306.3811 | 117.511 | 245.598 | 114.8171 | 231.3489 | 93.1995 | 101.9538 | 13.6312 | 105.2797 | 279.2401 | 165.0781 | 276.05 | 136.1275 | 145.8214 | 181.6844 | 150.4021
2933 | 5 | 123 | 5 | 24.8305 | 98.463 | 276.6147 | 119.7384 | 204.0846 | 87.6069 | 174.9255 | 89.2492 | 91.4048 | 11.0122 | 114.655 | 246.0098 | 120.6966 | 248.7605 | 126.2006 | 138.6172 | 135.9476 | 119.6132
2934 | 6 | 123 | 5 | 20.42 | 70.0156 | 181.2435 | 121.0848 | 185.3337 | 83.4232 | 134.3574 | 75.5629 | 53.7474 | 10.0472 | 116.0642 | 204.9436 | 96.5628 | 195.6634 | 115.0778 | 114.3083 | 93.398 | 67.1822
2935 | 7 | 123 | 5 | 19.1886 | 64.4091 | 166.0118 | 123.9603 | 173.7962 | 85.9739 | 121.8973 | 79.8306 | 46.5171 | 9.2926 | 113.5669 | 188.6794 | 89.9446 | 186.476 | 116.1112 | 108.7645 | 88.8395 | 64.1858
2936 | 8 | 123 | 5 | 18.8206 | 55.35 | 166.138 | 124.4219 | 175.4507 | 76.9132 | 120.7294 | 71.3086 | 47.9594 | 9.058 | 112.6173 | 187.9879 | 87.1857 | 188.4448 | 110.5212 | 110.4747 | 87.594 | 60.2905
2937 | 9 | 123 | 5 | 20.1903 | 58.0674 | 163.648 | 124.3606 | 169.8049 | 77.9338 | 116.0672 | 72.7882 | 45.5692 | 9.3655 | 112.4462 | 174.7273 | 82.5724 | 178.5988 | 113.6875 | 110.1306 | 80.2461 | 66.3315
2938 | 10 | 123 | 5 | 18.1106 | 62.9318 | 162.3207 | 121.7653 | 171.4069 | 73.4488 | 117.5372 | 70.436 | 41.9418 | 10.0034 | 112.58 | 176.3337 | 82.3523 | 179.8999 | 111.9337 | 108.8779 | 80.2587 | 63.2055
2939 | 11 | 123 | 5 | 17.8296 | 71.9314 | 151.5444 | 118.9188 | 167.9975 | 71.6339 | 116.4312 | 76.203 | 46.1359 | 10.0297 | 109.209 | 179.4089 | 81.8906 | 182.1485 | 112.066 | 113.454 | 80.4497 | 56.2173
2940 | 12 | 123 | 5 | 18.1055 | 76.7617 | 142.9712 | 121.1201 | 163.5209 | 73.266 | 117.5317 | 72.6573 | 41.3548 | 9.9514 | 107.6155 | 170.1255 | 78.6445 | 168.2553 | 113.1077 | 110.4213 | 84.0659 | 61.7052
2941 | 13 | 123 | 5 | 19.3979 | 75.2268 | 135.1139 | 118.1469 | 163.013 | 74.9475 | 118.1319 | 70.6255 | 40.2295 | 9.6478 | 109.03 | 181.5052 | 79.7003 | 175.1532 | 114.668 | 110.2628 | 83.1283 | 53.0744
2942 | 14 | 123 | 5 | 18.9428 | 74.2928 | 134.723 | 117.0504 | 173.1929 | 74.0265 | 119.7816 | 68.2336 | 43.2375 | 9.0629 | 105.9857 | 176.4033 | 86.2815 | 169.2716 | 102.6074 | 108.2211 | 90.8812 | 70.6143
2943 | 15 | 123 | 5 | 21.5878 | 73.473 | 148.8587 | 117.0657 | 179.845 | 74.273 | 122.7998 | 67.2662 | 43.9327 | 9.0489 | 102.7134 | 182.7714 | 93.5558 | 170.2371 | 117.4691 | 107.0068 | 90.5486 | 61.2321
2944 | 16 | 123 | 5 | 50.3659 | 73.8113 | 175.3367 | 126.1303 | 206.9966 | 88.4471 | 138.5084 | 66.4342 | 42.3422 | 12.5336 | 109.5994 | 198.646 | 110.085 | 180.265 | 125.8084 | 109.1131 | 100.2577 | 60.8727
2945 | 17 | 123 | 5 | 75.6347 | 102.179 | 262.09 | 133.5479 | 268.5546 | 110.3079 | 197.8786 | 91.2688 | 84.2999 | 23.6122 | 114.6867 | 239.9743 | 181.3792 | 212.6726 | 141.8106 | 133.3616 | 164.4809 | 123.723
2946 | 18 | 123 | 5 | 124.7459 | 155.1284 | 334.1771 | 140.4539 | 310.3921 | 149.0328 | 238.0901 | 107.7298 | 109.7881 | 37.1575 | 122.5896 | 319.7943 | 209.0259 | 273.2917 | 168.6958 | 187.4916 | 220.5657 | 158.4098
2947 | 19 | 123 | 5 | 119.3474 | 139.7323 | 332.3004 | 137.9081 | 285.9428 | 141.6391 | 233.0094 | 119.0899 | 129.8631 | 32.6989 | 117.9024 | 329.8242 | 205.7728 | 291.3035 | 188.9621 | 193.2836 | 217.9496 | 180.7164
2948 | 20 | 123 | 5 | 119.9788 | 117.1338 | 324.7763 | 137.9784 | 258.7573 | 128.5657 | 221.6413 | 121.2533 | 127.0082 | 28.1132 | 118.9405 | 310.6239 | 166.6625 | 270.8481 | 183.8022 | 183.8458 | 221.0067 | 176.79
2949 | 21 | 123 | 5 | 114.0915 | 105.2996 | 318.384 | 134.0537 | 241.9661 | 117.8541 | 205.436 | 114.9276 | 116.7138 | 26.962 | 109.9852 | 295.3973 | 160.1259 | 260.633 | 162.6373 | 154.6975 | 211.5857 | 173.6291
2950 | 22 | 123 | 5 | 95.3836 | 97.4999 | 318.1049 | 129.1661 | 247.8468 | 120.0434 | 208.5145 | 113.4677 | 116.9727 | 21.453 | 107.5702 | 288.0423 | 169.5327 | 255.6766 | 158.2618 | 149.6196 | 205.9318 | 171.1341
2951 | 23 | 123 | 5 | 69.7884 | 115.8519 | 320.3534 | 125.8646 | 251.5313 | 117.909 | 219.6902 | 108.1304 | 116.0544 | 15.7286 | 102.6638 | 272.5637 | 177.2958 | 260.3236 | 162.1897 | 154.2575 | 193.6563 | 155.2445
2952 | 0 | 124 | 5 | 61.121 | 112.778 | 320.2367 | 120.3679 | 262.0956 | 116.402 | 223.1147 | 95.0424 | 97.7095 | 13.5393 | 106.6316 | 280.119 | 173.6916 | 264.7137 | 143.8603 | 154.808 | 180.0299 | 154.4373
2953 | 1 | 124 | 5 | 65.5117 | 109.6284 | 314.2783 | 119.1819 | 254.199 | 115.6698 | 227.8514 | 89.9272 | 97.689 | 14.8482 | 105.3514 | 277.282 | 166.9507 | 268.7285 | 144.9956 | 158.166 | 183.4344 | 147.6428
2954 | 2 | 124 | 5 | 68.3232 | 109.3071 | 308.154 | 120.4923 | 253.6669 | 116.0031 | 225.4924 | 92.2854 | 102.4854 | 14.7893 | 109.1599 | 286.4358 | 172.3435 | 278.6322 | 136.9387 | 149.1274 | 176.0401 | 146.9589
2955 | 3 | 124 | 5 | 69.3585 | 108.4351 | 305.5719 | 120.2047 | 248.6768 | 117.5899 | 224.264 | 88.7071 | 99.5527 | 15.2184 | 108.2575 | 281.4145 | 170.4118 | 279.3386 | 143.0893 | 146.8004 | 182.4524 | 152.5306
2956 | 4 | 124 | 5 | 62.5589 | 109.0263 | 306.3811 | 117.511 | 245.598 | 114.8171 | 231.3489 | 93.1995 | 101.9538 | 13.6312 | 105.2797 | 279.2401 | 165.0781 | 276.05 | 136.1275 | 145.8214 | 181.6844 | 150.4021
2957 | 5 | 124 | 5 | 24.8305 | 98.463 | 276.6147 | 119.7384 | 204.0846 | 87.6069 | 174.9255 | 89.2492 | 91.4048 | 11.0122 | 114.655 | 246.0098 | 120.6966 | 248.7605 | 126.2006 | 138.6172 | 135.9476 | 119.6132
2958 | 6 | 124 | 5 | 20.42 | 70.0156 | 181.2435 | 121.0848 | 185.3337 | 83.4232 | 134.3574 | 75.5629 | 53.7474 | 10.0472 | 116.0642 | 204.9436 | 96.5628 | 195.6634 | 115.0778 | 114.3083 | 93.398 | 67.1822
2959 | 7 | 124 | 5 | 19.1886 | 64.4091 | 166.0118 | 123.9603 | 173.7962 | 85.9739 | 121.8973 | 79.8306 | 46.5171 | 9.2926 | 113.5669 | 188.6794 | 89.9446 | 186.476 | 116.1112 | 108.7645 | 88.8395 | 64.1858
2960 | 8 | 124 | 5 | 18.8206 | 55.35 | 166.138 | 124.4219 | 175.4507 | 76.9132 | 120.7294 | 71.3086 | 47.9594 | 9.058 | 112.6173 | 187.9879 | 87.1857 | 188.4448 | 110.5212 | 110.4747 | 87.594 | 60.2905
2961 | 9 | 124 | 5 | 20.1903 | 58.0674 | 163.648 | 124.3606 | 169.8049 | 77.9338 | 116.0672 | 72.7882 | 45.5692 | 9.3655 | 112.4462 | 174.7273 | 82.5724 | 178.5988 | 113.6875 | 110.1306 | 80.2461 | 66.3315
2962 | 10 | 124 | 5 | 18.1106 | 62.9318 | 162.3207 | 121.7653 | 171.4069 | 73.4488 | 117.5372 | 70.436 | 41.9418 | 10.0034 | 112.58 | 176.3337 | 82.3523 | 179.8999 | 111.9337 | 108.8779 | 80.2587 | 63.2055
2963 | 11 | 124 | 5 | 17.8296 | 71.9314 | 151.5444 | 118.9188 | 167.9975 | 71.6339 | 116.4312 | 76.203 | 46.1359 | 10.0297 | 109.209 | 179.4089 | 81.8906 | 182.1485 | 112.066 | 113.454 | 80.4497 | 56.2173
2964 | 12 | 124 | 5 | 18.1055 | 76.7617 | 142.9712 | 121.1201 | 163.5209 | 73.266 | 117.5317 | 72.6573 | 41.3548 | 9.9514 | 107.6155 | 170.1255 | 78.6445 | 168.2553 | 113.1077 | 110.4213 | 84.0659 | 61.7052
2965 | 13 | 124 | 5 | 19.3979 | 75.2268 | 135.1139 | 118.1469 | 163.013 | 74.9475 | 118.1319 | 70.6255 | 40.2295 | 9.6478 | 109.03 | 181.5052 | 79.7003 | 175.1532 | 114.668 | 110.2628 | 83.1283 | 53.0744
2966 | 14 | 124 | 5 | 18.9428 | 74.2928 | 134.723 | 117.0504 | 173.1929 | 74.0265 | 119.7816 | 68.2336 | 43.2375 | 9.0629 | 105.9857 | 176.4033 | 86.2815 | 169.2716 | 102.6074 | 108.2211 | 90.8812 | 70.6143
2967 | 15 | 124 | 5 | 21.5878 | 73.473 | 148.8587 | 117.0657 | 179.845 | 74.273 | 122.7998 | 67.2662 | 43.9327 | 9.0489 | 102.7134 | 182.7714 | 93.5558 | 170.2371 | 117.4691 | 107.0068 | 90.5486 | 61.2321
2968 | 16 | 124 | 5 | 50.3659 | 73.8113 | 175.3367 | 126.1303 | 206.9966 | 88.4471 | 138.5084 | 66.4342 | 42.3422 | 12.5336 | 109.5994 | 198.646 | 110.085 | 180.265 | 125.8084 | 109.1131 | 100.2577 | 60.8727
2969 | 17 | 124 | 5 | 75.6347 | 102.179 | 262.09 | 133.5479 | 268.5546 | 110.3079 | 197.8786 | 91.2688 | 84.2999 | 23.6122 | 114.6867 | 239.9743 | 181.3792 | 212.6726 | 141.8106 | 133.3616 | 164.4809 | 123.723
2970 | 18 | 124 | 5 | 124.7459 | 155.1284 | 334.1771 | 140.4539 | 310.3921 | 149.0328 | 238.0901 | 107.7298 | 109.7881 | 37.1575 | 122.5896 | 319.7943 | 209.0259 | 273.2917 | 168.6958 | 187.4916 | 220.5657 | 158.4098
2971 | 19 | 124 | 5 | 119.3474 | 139.7323 | 332.3004 | 137.9081 | 285.9428 | 141.6391 | 233.0094 | 119.0899 | 129.8631 | 32.6989 | 117.9024 | 329.8242 | 205.7728 | 291.3035 | 188.9621 | 193.2836 | 217.9496 | 180.7164
2972 | 20 | 124 | 5 | 119.9788 | 117.1338 | 324.7763 | 137.9784 | 258.7573 | 128.5657 | 221.6413 | 121.2533 | 127.0082 | 28.1132 | 118.9405 | 310.6239 | 166.6625 | 270.8481 | 183.8022 | 183.8458 | 221.0067 | 176.79
2973 | 21 | 124 | 5 | 114.0915 | 105.2996 | 318.384 | 134.0537 | 241.9661 | 117.8541 | 205.436 | 114.9276 | 116.7138 | 26.962 | 109.9852 | 295.3973 | 160.1259 | 260.633 | 162.6373 | 154.6975 | 211.5857 | 173.6291
2974 | 22 | 124 | 5 | 95.3836 | 97.4999 | 318.1049 | 129.1661 | 247.8468 | 120.0434 | 208.5145 | 113.4677 | 116.9727 | 21.453 | 107.5702 | 288.0423 | 169.5327 | 255.6766 | 158.2618 | 149.6196 | 205.9318 | 171.1341
2975 | 23 | 124 | 5 | 69.7884 | 115.8519 | 320.3534 | 125.8646 | 251.5313 | 117.909 | 219.6902 | 108.1304 | 116.0544 | 15.7286 | 102.6638 | 272.5637 | 177.2958 | 260.3236 | 162.1897 | 154.2575 | 193.6563 | 155.2445
2976 | 0 | 125 | 5 | 61.121 | 112.778 | 320.2367 | 120.3679 | 262.0956 | 116.402 | 223.1147 | 95.0424 | 97.7095 | 13.5393 | 106.6316 | 280.119 | 173.6916 | 264.7137 | 143.8603 | 154.808 | 180.0299 | 154.4373
2977 | 1 | 125 | 5 | 65.5117 | 109.6284 | 314.2783 | 119.1819 | 254.199 | 115.6698 | 227.8514 | 89.9272 | 97.689 | 14.8482 | 105.3514 | 277.282 | 166.9507 | 268.7285 | 144.9956 | 158.166 | 183.4344 | 147.6428
2978 | 2 | 125 | 5 | 68.3232 | 109.3071 | 308.154 | 120.4923 | 253.6669 | 116.0031 | 225.4924 | 92.2854 | 102.4854 | 14.7893 | 109.1599 | 286.4358 | 172.3435 | 278.6322 | 136.9387 | 149.1274 | 176.0401 | 146.9589
2979 | 3 | 125 | 5 | 69.3585 | 108.4351 | 305.5719 | 120.2047 | 248.6768 | 117.5899 | 224.264 | 88.7071 | 99.5527 | 15.2184 | 108.2575 | 281.4145 | 170.4118 | 279.3386 | 143.0893 | 146.8004 | 182.4524 | 152.5306
2980 | 4 | 125 | 5 | 62.5589 | 109.0263 | 306.3811 | 117.511 | 245.598 | 114.8171 | 231.3489 | 93.1995 | 101.9538 | 13.6312 | 105.2797 | 279.2401 | 165.0781 | 276.05 | 136.1275 | 145.8214 | 181.6844 | 150.4021
2981 | 5 | 125 | 5 | 24.8305 | 98.463 | 276.6147 | 119.7384 | 204.0846 | 87.6069 | 174.9255 | 89.2492 | 91.4048 | 11.0122 | 114.655 | 246.0098 | 120.6966 | 248.7605 | 126.2006 | 138.6172 | 135.9476 | 119.6132
2982 | 6 | 125 | 5 | 20.42 | 70.0156 | 181.2435 | 121.0848 | 185.3337 | 83.4232 | 134.3574 | 75.5629 | 53.7474 | 10.0472 | 116.0642 | 204.9436 | 96.5628 | 195.6634 | 115.0778 | 114.3083 | 93.398 | 67.1822
2983 | 7 | 125 | 5 | 19.1886 | 64.4091 | 166.0118 | 123.9603 | 173.7962 | 85.9739 | 121.8973 | 79.8306 | 46.5171 | 9.2926 | 113.5669 | 188.6794 | 89.9446 | 186.476 | 116.1112 | 108.7645 | 88.8395 | 64.1858
2984 | 8 | 125 | 5 | 18.8206 | 55.35 | 166.138 | 124.4219 | 175.4507 | 76.9132 | 120.7294 | 71.3086 | 47.9594 | 9.058 | 112.6173 | 187.9879 | 87.1857 | 188.4448 | 110.5212 | 110.4747 | 87.594 | 60.2905
2985 | 9 | 125 | 5 | 20.1903 | 58.0674 | 163.648 | 124.3606 | 169.8049 | 77.9338 | 116.0672 | 72.7882 | 45.5692 | 9.3655 | 112.4462 | 174.7273 | 82.5724 | 178.5988 | 113.6875 | 110.1306 | 80.2461 | 66.3315
2986 | 10 | 125 | 5 | 18.1106 | 62.9318 | 162.3207 | 121.7653 | 171.4069 | 73.4488 | 117.5372 | 70.436 | 41.9418 | 10.0034 | 112.58 | 176.3337 | 82.3523 | 179.8999 | 111.9337 | 108.8779 | 80.2587 | 63.2055
2987 | 11 | 125 | 5 | 17.8296 | 71.9314 | 151.5444 | 118.9188 | 167.9975 | 71.6339 | 116.4312 | 76.203 | 46.1359 | 10.0297 | 109.209 | 179.4089 | 81.8906 | 182.1485 | 112.066 | 113.454 | 80.4497 | 56.2173
2988 | 12 | 125 | 5 | 18.1055 | 76.7617 | 142.9712 | 121.1201 | 163.5209 | 73.266 | 117.5317 | 72.6573 | 41.3548 | 9.9514 | 107.6155 | 170.1255 | 78.6445 | 168.2553 | 113.1077 | 110.4213 | 84.0659 | 61.7052
2989 | 13 | 125 | 5 | 19.3979 | 75.2268 | 135.1139 | 118.1469 | 163.013 | 74.9475 | 118.1319 | 70.6255 | 40.2295 | 9.6478 | 109.03 | 181.5052 | 79.7003 | 175.1532 | 114.668 | 110.2628 | 83.1283 | 53.0744
2990 | 14 | 125 | 5 | 18.9428 | 74.2928 | 134.723 | 117.0504 | 173.1929 | 74.0265 | 119.7816 | 68.2336 | 43.2375 | 9.0629 | 105.9857 | 176.4033 | 86.2815 | 169.2716 | 102.6074 | 108.2211 | 90.8812 | 70.6143
2991 | 15 | 125 | 5 | 21.5878 | 73.473 | 148.8587 | 117.0657 | 179.845 | 74.273 | 122.7998 | 67.2662 | 43.9327 | 9.0489 | 102.7134 | 182.7714 | 93.5558 | 170.2371 | 117.4691 | 107.0068 | 90.5486 | 61.2321
2992 | 16 | 125 | 5 | 50.3659 | 73.8113 | 175.3367 | 126.1303 | 206.9966 | 88.4471 | 138.5084 | 66.4342 | 42.3422 | 12.5336 | 109.5994 | 198.646 | 110.085 | 180.265 | 125.8084 | 109.1131 | 100.2577 | 60.8727
2993 | 17 | 125 | 5 | 75.6347 | 102.179 | 262.09 | 133.5479 | 268.5546 | 110.3079 | 197.8786 | 91.2688 | 84.2999 | 23.6122 | 114.6867 | 239.9743 | 181.3792 | 212.6726 | 141.8106 | 133.3616 | 164.4809 | 123.723
2994 | 18 | 125 | 5 | 124.7459 | 155.1284 | 334.1771 | 140.4539 | 310.3921 | 149.0328 | 238.0901 | 107.7298 | 109.7881 | 37.1575 | 122.5896 | 319.7943 | 209.0259 | 273.2917 | 168.6958 | 187.4916 | 220.5657 | 158.4098
2995 | 19 | 125 | 5 | 119.3474 | 139.7323 | 332.3004 | 137.9081 | 285.9428 | 141.6391 | 233.0094 | 119.0899 | 129.8631 | 32.6989 | 117.9024 | 329.8242 | 205.7728 | 291.3035 | 188.9621 | 193.2836 | 217.9496 | 180.7164
2996 | 20 | 125 | 5 | 119.9788 | 117.1338 | 324.7763 | 137.9784 | 258.7573 | 128.5657 | 221.6413 | 121.2533 | 127.0082 | 28.1132 | 118.9405 | 310.6239 | 166.6625 | 270.8481 | 183.8022 | 183.8458 | 221.0067 | 176.79
2997 | 21 | 125 | 5 | 114.0915 | 105.2996 | 318.384 | 134.0537 | 241.9661 | 117.8541 | 205.436 | 114.9276 | 116.7138 | 26.962 | 109.9852 | 295.3973 | 160.1259 | 260.633 | 162.6373 | 154.6975 | 211.5857 | 173.6291
2998 | 22 | 125 | 5 | 95.3836 | 97.4999 | 318.1049 | 129.1661 | 247.8468 | 120.0434 | 208.5145 | 113.4677 | 116.9727 | 21.453 | 107.5702 | 288.0423 | 169.5327 | 255.6766 | 158.2618 | 149.6196 | 205.9318 | 171.1341
2999 | 23 | 125 | 5 | 69.7884 | 115.8519 | 320.3534 | 125.8646 | 251.5313 | 117.909 | 219.6902 | 108.1304 | 116.0544 | 15.7286 | 102.6638 | 272.5637 | 177.2958 | 260.3236 | 162.1897 | 154.2575 | 193.6563 | 155.2445
3000 | 0 | 126 | 5 | 61.121 | 112.778 | 320.2367 | 120.3679 | 262.0956 | 116.402 | 223.1147 | 95.0424 | 97.7095 | 13.5393 | 106.6316 | 280.119 | 173.6916 | 264.7137 | 143.8603 | 154.808 | 180.0299 | 154.4373
3001 | 1 | 126 | 5 | 65.5117 | 109.6284 | 314.2783 | 119.1819 | 254.199 | 115.6698 | 227.8514 | 89.9272 | 97.689 | 14.8482 | 105.3514 | 277.282 | 166.9507 | 268.7285 | 144.9956 | 158.166 | 183.4344 | 147.6428
3002 | 2 | 126 | 5 | 68.3232 | 109.3071 | 308.154 | 120.4923 | 253.6669 | 116.0031 | 225.4924 | 92.2854 | 102.4854 | 14.7893 | 109.1599 | 286.4358 | 172.3435 | 278.6322 | 136.9387 | 149.1274 | 176.0401 | 146.9589
3003 | 3 | 126 | 5 | 69.3585 | 108.4351 | 305.5719 | 120.2047 | 248.6768 | 117.5899 | 224.264 | 88.7071 | 99.5527 | 15.2184 | 108.2575 | 281.4145 | 170.4118 | 279.3386 | 143.0893 | 146.8004 | 182.4524 | 152.5306
3004 | 4 | 126 | 5 | 62.5589 | 109.0263 | 306.3811 | 117.511 | 245.598 | 114.8171 | 231.3489 | 93.1995 | 101.9538 | 13.6312 | 105.2797 | 279.2401 | 165.0781 | 276.05 | 136.1275 | 145.8214 | 181.6844 | 150.4021
3005 | 5 | 126 | 5 | 24.8305 | 98.463 | 276.6147 | 119.7384 | 204.0846 | 87.6069 | 174.9255 | 89.2492 | 91.4048 | 11.0122 | 114.655 | 246.0098 | 120.6966 | 248.7605 | 126.2006 | 138.6172 | 135.9476 | 119.6132
3006 | 6 | 126 | 5 | 20.42 | 70.0156 | 181.2435 | 121.0848 | 185.3337 | 83.4232 | 134.3574 | 75.5629 | 53.7474 | 10.0472 | 116.0642 | 204.9436 | 96.5628 | 195.6634 | 115.0778 | 114.3083 | 93.398 | 67.1822
3007 | 7 | 126 | 5 | 19.1886 | 64.4091 | 166.0118 | 123.9603 | 173.7962 | 85.9739 | 121.8973 | 79.8306 | 46.5171 | 9.2926 | 113.5669 | 188.6794 | 89.9446 | 186.476 | 116.1112 | 108.7645 | 88.8395 | 64.1858
3008 | 8 | 126 | 5 | 18.8206 | 55.35 | 166.138 | 124.4219 | 175.4507 | 76.9132 | 120.7294 | 71.3086 | 47.9594 | 9.058 | 112.6173 | 187.9879 | 87.1857 | 188.4448 | 110.5212 | 110.4747 | 87.594 | 60.2905
3009 | 9 | 126 | 5 | 20.1903 | 58.0674 | 163.648 | 124.3606 | 169.8049 | 77.9338 | 116.0672 | 72.7882 | 45.5692 | 9.3655 | 112.4462 | 174.7273 | 82.5724 | 178.5988 | 113.6875 | 110.1306 | 80.2461 | 66.3315
3010 | 10 | 126 | 5 | 18.1106 | 62.9318 | 162.3207 | 121.7653 | 171.4069 | 73.4488 | 117.5372 | 70.436 | 41.9418 | 10.0034 | 112.58 | 176.3337 | 82.3523 | 179.8999 | 111.9337 | 108.8779 | 80.2587 | 63.2055
3011 | 11 | 126 | 5 | 17.8296 | 71.9314 | 151.5444 | 118.9188 | 167.9975 | 71.6339 | 116.4312 | 76.203 | 46.1359 | 10.0297 | 109.209 | 179.4089 | 81.8906 | 182.1485 | 112.066 | 113.454 | 80.4497 | 56.2173
3012 | 12 | 126 | 5 | 18.1055 | 76.7617 | 142.9712 | 121.1201 | 163.5209 | 73.266 | 117.5317 | 72.6573 | 41.3548 | 9.9514 | 107.6155 | 170.1255 | 78.6445 | 168.2553 | 113.1077 | 110.4213 | 84.0659 | 61.7052
3013 | 13 | 126 | 5 | 19.3979 | 75.2268 | 135.1139 | 118.1469 | 163.013 | 74.9475 | 118.1319 | 70.6255 | 40.2295 | 9.6478 | 109.03 | 181.5052 | 79.7003 | 175.1532 | 114.668 | 110.2628 | 83.1283 | 53.0744
3014 | 14 | 126 | 5 | 18.9428 | 74.2928 | 134.723 | 117.0504 | 173.1929 | 74.0265 | 119.7816 | 68.2336 | 43.2375 | 9.0629 | 105.9857 | 176.4033 | 86.2815 | 169.2716 | 102.6074 | 108.2211 | 90.8812 | 70.6143
3015 | 15 | 126 | 5 | 21.5878 | 73.473 | 148.8587 | 117.0657 | 179.845 | 74.273 | 122.7998 | 67.2662 | 43.9327 | 9.0489 | 102.7134 | 182.7714 | 93.5558 | 170.2371 | 117.4691 | 107.0068 | 90.5486 | 61.2321
3016 | 16 | 126 | 5 | 50.3659 | 73.8113 | 175.3367 | 126.1303 | 206.9966 | 88.4471 | 138.5084 | 66.4342 | 42.3422 | 12.5336 | 109.5994 | 198.646 | 110.085 | 180.265 | 125.8084 | 109.1131 | 100.2577 | 60.8727
3017 | 17 | 126 | 5 | 75.6347 | 102.179 | 262.09 | 133.5479 | 268.5546 | 110.3079 | 197.8786 | 91.2688 | 84.2999 | 23.6122 | 114.6867 | 239.9743 | 181.3792 | 212.6726 | 141.8106 | 133.3616 | 164.4809 | 123.723
3018 | 18 | 126 | 5 | 124.7459 | 155.1284 | 334.1771 | 140.4539 | 310.3921 | 149.0328 | 238.0901 | 107.7298 | 109.7881 | 37.1575 | 122.5896 | 319.7943 | 209.0259 | 273.2917 | 168.6958 | 187.4916 | 220.5657 | 158.4098
3019 | 19 | 126 | 5 | 119.3474 | 139.7323 | 332.3004 | 137.9081 | 285.9428 | 141.6391 | 233.0094 | 119.0899 | 129.8631 | 32.6989 | 117.9024 | 329.8242 | 205.7728 | 291.3035 | 188.9621 | 193.2836 | 217.9496 | 180.7164
3020 | 20 | 126 | 5 | 119.9788 | 117.1338 | 324.7763 | 137.9784 | 258.7573 | 128.5657 | 221.6413 | 121.2533 | 127.0082 | 28.1132 | 118.9405 | 310.6239 | 166.6625 | 270.8481 | 183.8022 | 183.8458 | 221.0067 | 176.79
3021 | 21 | 126 | 5 | 114.0915 | 105.2996 | 318.384 | 134.0537 | 241.9661 | 117.8541 | 205.436 | 114.9276 | 116.7138 | 26.962 | 109.9852 | 295.3973 | 160.1259 | 260.633 | 162.6373 | 154.6975 | 211.5857 | 173.6291
3022 | 22 | 126 | 5 | 95.3836 | 97.4999 | 318.1049 | 129.1661 | 247.8468 | 120.0434 | 208.5145 | 113.4677 | 116.9727 | 21.453 | 107.5702 | 288.0423 | 169.5327 | 255.6766 | 158.2618 | 149.6196 | 205.9318 | 171.1341
3023 | 23 | 126 | 5 | 69.7884 | 115.8519 | 320.3534 | 125.8646 | 251.5313 | 117.909 | 219.6902 | 108.1304 | 116.0544 | 15.7286 | 102.6638 | 272.5637 | 177.2958 | 260.3236 | 162.1897 | 154.2575 | 193.6563 | 155.2445
3024 | 0 | 127 | 5 | 61.121 | 112.778 | 320.2367 | 120.3679 | 262.0956 | 116.402 | 223.1147 | 95.0424 | 97.7095 | 13.5393 | 106.6316 | 280.119 | 173.6916 | 264.7137 | 143.8603 | 154.808 | 180.0299 | 154.4373
3025 | 1 | 127 | 5 | 65.5117 | 109.6284 | 314.2783 | 119.1819 | 254.199 | 115.6698 | 227.8514 | 89.9272 | 97.689 | 14.8482 | 105.3514 | 277.282 | 166.9507 | 268.7285 | 144.9956 | 158.166 | 183.4344 | 147.6428
3026 | 2 | 127 | 5 | 68.3232 | 109.3071 | 308.154 | 120.4923 | 253.6669 | 116.0031 | 225.4924 | 92.2854 | 102.4854 | 14.7893 | 109.1599 | 286.4358 | 172.3435 | 278.6322 | 136.9387 | 149.1274 | 176.0401 | 146.9589
3027 | 3 | 127 | 5 | 69.3585 | 108.4351 | 305.5719 | 120.2047 | 248.6768 | 117.5899 | 224.264 | 88.7071 | 99.5527 | 15.2184 | 108.2575 | 281.4145 | 170.4118 | 279.3386 | 143.0893 | 146.8004 | 182.4524 | 152.5306
3028 | 4 | 127 | 5 | 62.5589 | 109.0263 | 306.3811 | 117.511 | 245.598 | 114.8171 | 231.3489 | 93.1995 | 101.9538 | 13.6312 | 105.2797 | 279.2401 | 165.0781 | 276.05 | 136.1275 | 145.8214 | 181.6844 | 150.4021
3029 | 5 | 127 | 5 | 24.8305 | 98.463 | 276.6147 | 119.7384 | 204.0846 | 87.6069 | 174.9255 | 89.2492 | 91.4048 | 11.0122 | 114.655 | 246.0098 | 120.6966 | 248.7605 | 126.2006 | 138.6172 | 135.9476 | 119.6132
3030 | 6 | 127 | 5 | 20.42 | 70.0156 | 181.2435 | 121.0848 | 185.3337 | 83.4232 | 134.3574 | 75.5629 | 53.7474 | 10.0472 | 116.0642 | 204.9436 | 96.5628 | 195.6634 | 115.0778 | 114.3083 | 93.398 | 67.1822
3031 | 7 | 127 | 5 | 19.1886 | 64.4091 | 166.0118 | 123.9603 | 173.7962 | 85.9739 | 121.8973 | 79.8306 | 46.5171 | 9.2926 | 113.5669 | 188.6794 | 89.9446 | 186.476 | 116.1112 | 108.7645 | 88.8395 | 64.1858
3032 | 8 | 127 | 5 | 18.8206 | 55.35 | 166.138 | 124.4219 | 175.4507 | 76.9132 | 120.7294 | 71.3086 | 47.9594 | 9.058 | 112.6173 | 187.9879 | 87.1857 | 188.4448 | 110.5212 | 110.4747 | 87.594 | 60.2905
3033 | 9 | 127 | 5 | 20.1903 | 58.0674 | 163.648 | 124.3606 | 169.8049 | 77.9338 | 116.0672 | 72.7882 | 45.5692 | 9.3655 | 112.4462 | 174.7273 | 82.5724 | 178.5988 | 113.6875 | 110.1306 | 80.2461 | 66.3315
3034 | 10 | 127 | 5 | 18.1106 | 62.9318 | 162.3207 | 121.7653 | 171.4069 | 73.4488 | 117.5372 | 70.436 | 41.9418 | 10.0034 | 112.58 | 176.3337 | 82.3523 | 179.8999 | 111.9337 | 108.8779 | 80.2587 | 63.2055
3035 | 11 | 127 | 5 | 17.8296 | 71.9314 | 151.5444 | 118.9188 | 167.9975 | 71.6339 | 116.4312 | 76.203 | 46.1359 | 10.0297 | 109.209 | 179.4089 | 81.8906 | 182.1485 | 112.066 | 113.454 | 80.4497 | 56.2173
3036 | 12 | 127 | 5 | 18.1055 | 76.7617 | 142.9712 | 121.1201 | 163.5209 | 73.266 | 117.5317 | 72.6573 | 41.3548 | 9.9514 | 107.6155 | 170.1255 | 78.6445 | 168.2553 | 113.1077 | 110.4213 | 84.0659 | 61.7052
3037 | 13 | 127 | 5 | 19.3979 | 75.2268 | 135.1139 | 118.1469 | 163.013 | 74.9475 | 118.1319 | 70.6255 | 40.2295 | 9.6478 | 109.03 | 181.5052 | 79.7003 | 175.1532 | 114.668 | 110.2628 | 83.1283 | 53.0744
3038 | 14 | 127 | 5 | 18.9428 | 74.2928 | 134.723 | 117.0504 | 173.1929 | 74.0265 | 119.7816 | 68.2336 | 43.2375 | 9.0629 | 105.9857 | 176.4033 | 86.2815 | 169.2716 | 102.6074 | 108.2211 | 90.8812 | 70.6143
3039 | 15 | 127 | 5 | 21.5878 | 73.473 | 148.8587 | 117.0657 | 179.845 | 74.273 | 122.7998 | 67.2662 | 43.9327 | 9.0489 | 102.7134 | 182.7714 | 93.5558 | 170.2371 | 117.4691 | 107.0068 | 90.5486 | 61.2321
3040 | 16 | 127 | 5 | 50.3659 | 73.8113 | 175.3367 | 126.1303 | 206.9966 | 88.4471 | 138.5084 | 66.4342 | 42.3422 | 12.5336 | 109.5994 | 198.646 | 110.085 | 180.265 | 125.8084 | 109.1131 | 100.2577 | 60.8727
3041 | 17 | 127 | 5 | 75.6347 | 102.179 | 262.09 | 133.5479 | 268.5546 | 110.3079 | 197.8786 | 91.2688 | 84.2999 | 23.6122 | 114.6867 | 239.9743 | 181.3792 | 212.6726 | 141.8106 | 133.3616 | 164.4809 | 123.723
3042 | 18 | 127 | 5 | 124.7459 | 155.1284 | 334.1771 | 140.4539 | 310.3921 | 149.0328 | 238.0901 | 107.7298 | 109.7881 | 37.1575 | 122.5896 | 319.7943 | 209.0259 | 273.2917 | 168.6958 | 187.4916 | 220.5657 | 158.4098
3043 | 19 | 127 | 5 | 119.3474 | 139.7323 | 332.3004 | 137.9081 | 285.9428 | 141.6391 | 233.0094 | 119.0899 | 129.8631 | 32.6989 | 117.9024 | 329.8242 | 205.7728 | 291.3035 | 188.9621 | 193.2836 | 217.9496 | 180.7164
3044 | 20 | 127 | 5 | 119.9788 | 117.1338 | 324.7763 | 137.9784 | 258.7573 | 128.5657 | 221.6413 | 121.2533 | 127.0082 | 28.1132 | 118.9405 | 310.6239 | 166.6625 | 270.8481 | 183.8022 | 183.8458 | 221.0067 | 176.79
3045 | 21 | 127 | 5 | 114.0915 | 105.2996 | 318.384 | 134.0537 | 241.9661 | 117.8541 | 205.436 | 114.9276 | 116.7138 | 26.962 | 109.9852 | 295.3973 | 160.1259 | 260.633 | 162.6373 | 154.6975 | 211.5857 | 173.6291
3046 | 22 | 127 | 5 | 95.3836 | 97.4999 | 318.1049 | 129.1661 | 247.8468 | 120.0434 | 208.5145 | 113.4677 | 116.9727 | 21.453 | 107.5702 | 288.0423 | 169.5327 | 255.6766 | 158.2618 | 149.6196 | 205.9318 | 171.1341
3047 | 23 | 127 | 5 | 69.7884 | 115.8519 | 320.3534 | 125.8646 | 251.5313 | 117.909 | 219.6902 | 108.1304 | 116.0544 | 15.7286 | 102.6638 | 272.5637 | 177.2958 | 260.3236 | 162.1897 | 154.2575 | 193.6563 | 155.2445
3048 | 0 | 128 | 5 | 61.121 | 112.778 | 320.2367 | 120.3679 | 262.0956 | 116.402 | 223.1147 | 95.0424 | 97.7095 | 13.5393 | 106.6316 | 280.119 | 173.6916 | 264.7137 | 143.8603 | 154.808 | 180.0299 | 154.4373
3049 | 1 | 128 | 5 | 65.5117 | 109.6284 | 314.2783 | 119.1819 | 254.199 | 115.6698 | 227.8514 | 89.9272 | 97.689 | 14.8482 | 105.3514 | 277.282 | 166.9507 | 268.7285 | 144.9956 | 158.166 | 183.4344 | 147.6428
3050 | 2 | 128 | 5 | 68.3232 | 109.3071 | 308.154 | 120.4923 | 253.6669 | 116.0031 | 225.4924 | 92.2854 | 102.4854 | 14.7893 | 109.1599 | 286.4358 | 172.3435 | 278.6322 | 136.9387 | 149.1274 | 176.0401 | 146.9589
3051 | 3 | 128 | 5 | 69.3585 | 108.4351 | 305.5719 | 120.2047 | 248.6768 | 117.5899 | 224.264 | 88.7071 | 99.5527 | 15.2184 | 108.2575 | 281.4145 | 170.4118 | 279.3386 | 143.0893 | 146.8004 | 182.4524 | 152.5306
3052 | 4 | 128 | 5 | 62.5589 | 109.0263 | 306.3811 | 117.511 | 245.598 | 114.8171 | 231.3489 | 93.1995 | 101.9538 | 13.6312 | 105.2797 | 279.2401 | 165.0781 | 276.05 | 136.1275 | 145.8214 | 181.6844 | 150.4021
3053 | 5 | 128 | 5 | 24.8305 | 98.463 | 276.6147 | 119.7384 | 204.0846 | 87.6069 | 174.9255 | 89.2492 | 91.4048 | 11.0122 | 114.655 | 246.0098 | 120.6966 | 248.7605 | 126.2006 | 138.6172 | 135.9476 | 119.6132
3054 | 6 | 128 | 5 | 20.42 | 70.0156 | 181.2435 | 121.0848 | 185.3337 | 83.4232 | 134.3574 | 75.5629 | 53.7474 | 10.0472 | 116.0642 | 204.9436 | 96.5628 | 195.6634 | 115.0778 | 114.3083 | 93.398 | 67.1822
3055 | 7 | 128 | 5 | 19.1886 | 64.4091 | 166.0118 | 123.9603 | 173.7962 | 85.9739 | 121.8973 | 79.8306 | 46.5171 | 9.2926 | 113.5669 | 188.6794 | 89.9446 | 186.476 | 116.1112 | 108.7645 | 88.8395 | 64.1858
3056 | 8 | 128 | 5 | 18.8206 | 55.35 | 166.138 | 124.4219 | 175.4507 | 76.9132 | 120.7294 | 71.3086 | 47.9594 | 9.058 | 112.6173 | 187.9879 | 87.1857 | 188.4448 | 110.5212 | 110.4747 | 87.594 | 60.2905
3057 | 9 | 128 | 5 | 20.1903 | 58.0674 | 163.648 | 124.3606 | 169.8049 | 77.9338 | 116.0672 | 72.7882 | 45.5692 | 9.3655 | 112.4462 | 174.7273 | 82.5724 | 178.5988 | 113.6875 | 110.1306 | 80.2461 | 66.3315
3058 | 10 | 128 | 5 | 18.1106 | 62.9318 | 162.3207 | 121.7653 | 171.4069 | 73.4488 | 117.5372 | 70.436 | 41.9418 | 10.0034 | 112.58 | 176.3337 | 82.3523 | 179.8999 | 111.9337 | 108.8779 | 80.2587 | 63.2055
3059 | 11 | 128 | 5 | 17.8296 | 71.9314 | 151.5444 | 118.9188 | 167.9975 | 71.6339 | 116.4312 | 76.203 | 46.1359 | 10.0297 | 109.209 | 179.4089 | 81.8906 | 182.1485 | 112.066 | 113.454 | 80.4497 | 56.2173
3060 | 12 | 128 | 5 | 18.1055 | 76.7617 | 142.9712 | 121.1201 | 163.5209 | 73.266 | 117.5317 | 72.6573 | 41.3548 | 9.9514 | 107.6155 | 170.1255 | 78.6445 | 168.2553 | 113.1077 | 110.4213 | 84.0659 | 61.7052
3061 | 13 | 128 | 5 | 19.3979 | 75.2268 | 135.1139 | 118.1469 | 163.013 | 74.9475 | 118.1319 | 70.6255 | 40.2295 | 9.6478 | 109.03 | 181.5052 | 79.7003 | 175.1532 | 114.668 | 110.2628 | 83.1283 | 53.0744
3062 | 14 | 128 | 5 | 18.9428 | 74.2928 | 134.723 | 117.0504 | 173.1929 | 74.0265 | 119.7816 | 68.2336 | 43.2375 | 9.0629 | 105.9857 | 176.4033 | 86.2815 | 169.2716 | 102.6074 | 108.2211 | 90.8812 | 70.6143
3063 | 15 | 128 | 5 | 21.5878 | 73.473 | 148.8587 | 117.0657 | 179.845 | 74.273 | 122.7998 | 67.2662 | 43.9327 | 9.0489 | 102.7134 | 182.7714 | 93.5558 | 170.2371 | 117.4691 | 107.0068 | 90.5486 | 61.2321
3064 | 16 | 128 | 5 | 50.3659 | 73.8113 | 175.3367 | 126.1303 | 206.9966 | 88.4471 | 138.5084 | 66.4342 | 42.3422 | 12.5336 | 109.5994 | 198.646 | 110.085 | 180.265 | 125.8084 | 109.1131 | 100.2577 | 60.8727
3065 | 17 | 128 | 5 | 75.6347 | 102.179 | 262.09 | 133.5479 | 268.5546 | 110.3079 | 197.8786 | 91.2688 | 84.2999 | 23.6122 | 114.6867 | 239.9743 | 181.3792 | 212.6726 | 141.8106 | 133.3616 | 164.4809 | 123.723
3066 | 18 | 128 | 5 | 124.7459 | 155.1284 | 334.1771 | 140.4539 | 310.3921 | 149.0328 | 238.0901 | 107.7298 | 109.7881 | 37.1575 | 122.5896 | 319.7943 | 209.0259 | 273.2917 | 168.6958 | 187.4916 | 220.5657 | 158.4098
3067 | 19 | 128 | 5 | 119.3474 | 139.7323 | 332.3004 | 137.9081 | 285.9428 | 141.6391 | 233.0094 | 119.0899 | 129.8631 | 32.6989 | 117.9024 | 329.8242 | 205.7728 | 291.3035 | 188.9621 | 193.2836 | 217.9496 | 180.7164
3068 | 20 | 128 | 5 | 119.9788 | 117.1338 | 324.7763 | 137.9784 | 258.7573 | 128.5657 | 221.6413 | 121.2533 | 127.0082 | 28.1132 | 118.9405 | 310.6239 | 166.6625 | 270.8481 | 183.8022 | 183.8458 | 221.0067 | 176.79
3069 | 21 | 128 | 5 | 114.0915 | 105.2996 | 318.384 | 134.0537 | 241.9661 | 117.8541 | 205.436 | 114.9276 | 116.7138 | 26.962 | 109.9852 | 295.3973 | 160.1259 | 260.633 | 162.6373 | 154.6975 | 211.5857 | 173.6291
3070 | 22 | 128 | 5 | 95.3836 | 97.4999 | 318.1049 | 129.1661 | 247.8468 | 120.0434 | 208.5145 | 113.4677 | 116.9727 | 21.453 | 107.5702 | 288.0423 | 169.5327 | 255.6766 | 158.2618 | 149.6196 | 205.9318 | 171.1341
3071 | 23 | 128 | 5 | 69.7884 | 115.8519 | 320.3534 | 125.8646 | 251.5313 | 117.909 | 219.6902 | 108.1304 | 116.0544 | 15.7286 | 102.6638 | 272.5637 | 177.2958 | 260.3236 | 162.1897 | 154.2575 | 193.6563 | 155.2445
3072 | 0 | 129 | 5 | 61.121 | 112.778 | 320.2367 | 120.3679 | 262.0956 | 116.402 | 223.1147 | 95.0424 | 97.7095 | 13.5393 | 106.6316 | 280.119 | 173.6916 | 264.7137 | 143.8603 | 154.808 | 180.0299 | 154.4373
3073 | 1 | 129 | 5 | 65.5117 | 109.6284 | 314.2783 | 119.1819 | 254.199 | 115.6698 | 227.8514 | 89.9272 | 97.689 | 14.8482 | 105.3514 | 277.282 | 166.9507 | 268.7285 | 144.9956 | 158.166 | 183.4344 | 147.6428
3074 | 2 | 129 | 5 | 68.3232 | 109.3071 | 308.154 | 120.4923 | 253.6669 | 116.0031 | 225.4924 | 92.2854 | 102.4854 | 14.7893 | 109.1599 | 286.4358 | 172.3435 | 278.6322 | 136.9387 | 149.1274 | 176.0401 | 146.9589
3075 | 3 | 129 | 5 | 69.3585 | 108.4351 | 305.5719 | 120.2047 | 248.6768 | 117.5899 | 224.264 | 88.7071 | 99.5527 | 15.2184 | 108.2575 | 281.4145 | 170.4118 | 279.3386 | 143.0893 | 146.8004 | 182.4524 | 152.5306
3076 | 4 | 129 | 5 | 62.5589 | 109.0263 | 306.3811 | 117.511 | 245.598 | 114.8171 | 231.3489 | 93.1995 | 101.9538 | 13.6312 | 105.2797 | 279.2401 | 165.0781 | 276.05 | 136.1275 | 145.8214 | 181.6844 | 150.4021
3077 | 5 | 129 | 5 | 24.8305 | 98.463 | 276.6147 | 119.7384 | 204.0846 | 87.6069 | 174.9255 | 89.2492 | 91.4048 | 11.0122 | 114.655 | 246.0098 | 120.6966 | 248.7605 | 126.2006 | 138.6172 | 135.9476 | 119.6132
3078 | 6 | 129 | 5 | 20.42 | 70.0156 | 181.2435 | 121.0848 | 185.3337 | 83.4232 | 134.3574 | 75.5629 | 53.7474 | 10.0472 | 116.0642 | 204.9436 | 96.5628 | 195.6634 | 115.0778 | 114.3083 | 93.398 | 67.1822
3079 | 7 | 129 | 5 | 19.1886 | 64.4091 | 166.0118 | 123.9603 | 173.7962 | 85.9739 | 121.8973 | 79.8306 | 46.5171 | 9.2926 | 113.5669 | 188.6794 | 89.9446 | 186.476 | 116.1112 | 108.7645 | 88.8395 | 64.1858
3080 | 8 | 129 | 5 | 18.8206 | 55.35 | 166.138 | 124.4219 | 175.4507 | 76.9132 | 120.7294 | 71.3086 | 47.9594 | 9.058 | 112.6173 | 187.9879 | 87.1857 | 188.4448 | 110.5212 | 110.4747 | 87.594 | 60.2905
3081 | 9 | 129 | 5 | 20.1903 | 58.0674 | 163.648 | 124.3606 | 169.8049 | 77.9338 | 116.0672 | 72.7882 | 45.5692 | 9.3655 | 112.4462 | 174.7273 | 82.5724 | 178.5988 | 113.6875 | 110.1306 | 80.2461 | 66.3315
3082 | 10 | 129 | 5 | 18.1106 | 62.9318 | 162.3207 | 121.7653 | 171.4069 | 73.4488 | 117.5372 | 70.436 | 41.9418 | 10.0034 | 112.58 | 176.3337 | 82.3523 | 179.8999 | 111.9337 | 108.8779 | 80.2587 | 63.2055
3083 | 11 | 129 | 5 | 17.8296 | 71.9314 | 151.5444 | 118.9188 | 167.9975 | 71.6339 | 116.4312 | 76.203 | 46.1359 | 10.0297 | 109.209 | 179.4089 | 81.8906 | 182.1485 | 112.066 | 113.454 | 80.4497 | 56.2173
3084 | 12 | 129 | 5 | 18.1055 | 76.7617 | 142.9712 | 121.1201 | 163.5209 | 73.266 | 117.5317 | 72.6573 | 41.3548 | 9.9514 | 107.6155 | 170.1255 | 78.6445 | 168.2553 | 113.1077 | 110.4213 | 84.0659 | 61.7052
3085 | 13 | 129 | 5 | 19.3979 | 75.2268 | 135.1139 | 118.1469 | 163.013 | 74.9475 | 118.1319 | 70.6255 | 40.2295 | 9.6478 | 109.03 | 181.5052 | 79.7003 | 175.1532 | 114.668 | 110.2628 | 83.1283 | 53.0744
3086 | 14 | 129 | 5 | 18.9428 | 74.2928 | 134.723 | 117.0504 | 173.1929 | 74.0265 | 119.7816 | 68.2336 | 43.2375 | 9.0629 | 105.9857 | 176.4033 | 86.2815 | 169.2716 | 102.6074 | 108.2211 | 90.8812 | 70.6143
3087 | 15 | 129 | 5 | 21.5878 | 73.473 | 148.8587 | 117.0657 | 179.845 | 74.273 | 122.7998 | 67.2662 | 43.9327 | 9.0489 | 102.7134 | 182.7714 | 93.5558 | 170.2371 | 117.4691 | 107.0068 | 90.5486 | 61.2321
3088 | 16 | 129 | 5 | 50.3659 | 73.8113 | 175.3367 | 126.1303 | 206.9966 | 88.4471 | 138.5084 | 66.4342 | 42.3422 | 12.5336 | 109.5994 | 198.646 | 110.085 | 180.265 | 125.8084 | 109.1131 | 100.2577 | 60.8727
3089 | 17 | 129 | 5 | 75.6347 | 102.179 | 262.09 | 133.5479 | 268.5546 | 110.3079 | 197.8786 | 91.2688 | 84.2999 | 23.6122 | 114.6867 | 239.9743 | 181.3792 | 212.6726 | 141.8106 | 133.3616 | 164.4809 | 123.723
3090 | 18 | 129 | 5 | 124.7459 | 155.1284 | 334.1771 | 140.4539 | 310.3921 | 149.0328 | 238.0901 | 107.7298 | 109.7881 | 37.1575 | 122.5896 | 319.7943 | 209.0259 | 273.2917 | 168.6958 | 187.4916 | 220.5657 | 158.4098
3091 | 19 | 129 | 5 | 119.3474 | 139.7323 | 332.3004 | 137.9081 | 285.9428 | 141.6391 | 233.0094 | 119.0899 | 129.8631 | 32.6989 | 117.9024 | 329.8242 | 205.7728 | 291.3035 | 188.9621 | 193.2836 | 217.9496 | 180.7164
3092 | 20 | 129 | 5 | 119.9788 | 117.1338 | 324.7763 | 137.9784 | 258.7573 | 128.5657 | 221.6413 | 121.2533 | 127.0082 | 28.1132 | 118.9405 | 310.6239 | 166.6625 | 270.8481 | 183.8022 | 183.8458 | 221.0067 | 176.79
3093 | 21 | 129 | 5 | 114.0915 | 105.2996 | 318.384 | 134.0537 | 241.9661 | 117.8541 | 205.436 | 114.9276 | 116.7138 | 26.962 | 109.9852 | 295.3973 | 160.1259 | 260.633 | 162.6373 | 154.6975 | 211.5857 | 173.6291
3094 | 22 | 129 | 5 | 95.3836 | 97.4999 | 318.1049 | 129.1661 | 247.8468 | 120.0434 | 208.5145 | 113.4677 | 116.9727 | 21.453 | 107.5702 | 288.0423 | 169.5327 | 255.6766 | 158.2618 | 149.6196 | 205.9318 | 171.1341
3095 | 23 | 129 | 5 | 69.7884 | 115.8519 | 320.3534 | 125.8646 | 251.5313 | 117.909 | 219.6902 | 108.1304 | 116.0544 | 15.7286 | 102.6638 | 272.5637 | 177.2958 | 260.3236 | 162.1897 | 154.2575 | 193.6563 | 155.2445
3096 | 0 | 130 | 5 | 61.121 | 112.778 | 320.2367 | 120.3679 | 262.0956 | 116.402 | 223.1147 | 95.0424 | 97.7095 | 13.5393 | 106.6316 | 280.119 | 173.6916 | 264.7137 | 143.8603 | 154.808 | 180.0299 | 154.4373
3097 | 1 | 130 | 5 | 65.5117 | 109.6284 | 314.2783 | 119.1819 | 254.199 | 115.6698 | 227.8514 | 89.9272 | 97.689 | 14.8482 | 105.3514 | 277.282 | 166.9507 | 268.7285 | 144.9956 | 158.166 | 183.4344 | 147.6428
3098 | 2 | 130 | 5 | 68.3232 | 109.3071 | 308.154 | 120.4923 | 253.6669 | 116.0031 | 225.4924 | 92.2854 | 102.4854 | 14.7893 | 109.1599 | 286.4358 | 172.3435 | 278.6322 | 136.9387 | 149.1274 | 176.0401 | 146.9589
3099 | 3 | 130 | 5 | 69.3585 | 108.4351 | 305.5719 | 120.2047 | 248.6768 | 117.5899 | 224.264 | 88.7071 | 99.5527 | 15.2184 | 108.2575 | 281.4145 | 170.4118 | 279.3386 | 143.0893 | 146.8004 | 182.4524 | 152.5306
3100 | 4 | 130 | 5 | 62.5589 | 109.0263 | 306.3811 | 117.511 | 245.598 | 114.8171 | 231.3489 | 93.1995 | 101.9538 | 13.6312 | 105.2797 | 279.2401 | 165.0781 | 276.05 | 136.1275 | 145.8214 | 181.6844 | 150.4021
3101 | 5 | 130 | 5 | 24.8305 | 98.463 | 276.6147 | 119.7384 | 204.0846 | 87.6069 | 174.9255 | 89.2492 | 91.4048 | 11.0122 | 114.655 | 246.0098 | 120.6966 | 248.7605 | 126.2006 | 138.6172 | 135.9476 | 119.6132
3102 | 6 | 130 | 5 | 20.42 | 70.0156 | 181.2435 | 121.0848 | 185.3337 | 83.4232 | 134.3574 | 75.5629 | 53.7474 | 10.0472 | 116.0642 | 204.9436 | 96.5628 | 195.6634 | 115.0778 | 114.3083 | 93.398 | 67.1822
3103 | 7 | 130 | 5 | 19.1886 | 64.4091 | 166.0118 | 123.9603 | 173.7962 | 85.9739 | 121.8973 | 79.8306 | 46.5171 | 9.2926 | 113.5669 | 188.6794 | 89.9446 | 186.476 | 116.1112 | 108.7645 | 88.8395 | 64.1858
3104 | 8 | 130 | 5 | 18.8206 | 55.35 | 166.138 | 124.4219 | 175.4507 | 76.9132 | 120.7294 | 71.3086 | 47.9594 | 9.058 | 112.6173 | 187.9879 | 87.1857 | 188.4448 | 110.5212 | 110.4747 | 87.594 | 60.2905
3105 | 9 | 130 | 5 | 20.1903 | 58.0674 | 163.648 | 124.3606 | 169.8049 | 77.9338 | 116.0672 | 72.7882 | 45.5692 | 9.3655 | 112.4462 | 174.7273 | 82.5724 | 178.5988 | 113.6875 | 110.1306 | 80.2461 | 66.3315
3106 | 10 | 130 | 5 | 18.1106 | 62.9318 | 162.3207 | 121.7653 | 171.4069 | 73.4488 | 117.5372 | 70.436 | 41.9418 | 10.0034 | 112.58 | 176.3337 | 82.3523 | 179.8999 | 111.9337 | 108.8779 | 80.2587 | 63.2055
3107 | 11 | 130 | 5 | 17.8296 | 71.9314 | 151.5444 | 118.9188 | 167.9975 | 71.6339 | 116.4312 | 76.203 | 46.1359 | 10.0297 | 109.209 | 179.4089 | 81.8906 | 182.1485 | 112.066 | 113.454 | 80.4497 | 56.2173
3108 | 12 | 130 | 5 | 18.1055 | 76.7617 | 142.9712 | 121.1201 | 163.5209 | 73.266 | 117.5317 | 72.6573 | 41.3548 | 9.9514 | 107.6155 | 170.1255 | 78.6445 | 168.2553 | 113.1077 | 110.4213 | 84.0659 | 61.7052
3109 | 13 | 130 | 5 | 19.3979 | 75.2268 | 135.1139 | 118.1469 | 163.013 | 74.9475 | 118.1319 | 70.6255 | 40.2295 | 9.6478 | 109.03 | 181.5052 | 79.7003 | 175.1532 | 114.668 | 110.2628 | 83.1283 | 53.0744
3110 | 14 | 130 | 5 | 18.9428 | 74.2928 | 134.723 | 117.0504 | 173.1929 | 74.0265 | 119.7816 | 68.2336 | 43.2375 | 9.0629 | 105.9857 | 176.4033 | 86.2815 | 169.2716 | 102.6074 | 108.2211 | 90.8812 | 70.6143
3111 | 15 | 130 | 5 | 21.5878 | 73.473 | 148.8587 | 117.0657 | 179.845 | 74.273 | 122.7998 | 67.2662 | 43.9327 | 9.0489 | 102.7134 | 182.7714 | 93.5558 | 170.2371 | 117.4691 | 107.0068 | 90.5486 | 61.2321
3112 | 16 | 130 | 5 | 50.3659 | 73.8113 | 175.3367 | 126.1303 | 206.9966 | 88.4471 | 138.5084 | 66.4342 | 42.3422 | 12.5336 | 109.5994 | 198.646 | 110.085 | 180.265 | 125.8084 | 109.1131 | 100.2577 | 60.8727
3113 | 17 | 130 | 5 | 75.6347 | 102.179 | 262.09 | 133.5479 | 268.5546 | 110.3079 | 197.8786 | 91.2688 | 84.2999 | 23.6122 | 114.6867 | 239.9743 | 181.3792 | 212.6726 | 141.8106 | 133.3616 | 164.4809 | 123.723
3114 | 18 | 130 | 5 | 124.7459 | 155.1284 | 334.1771 | 140.4539 | 310.3921 | 149.0328 | 238.0901 | 107.7298 | 109.7881 | 37.1575 | 122.5896 | 319.7943 | 209.0259 | 273.2917 | 168.6958 | 187.4916 | 220.5657 | 158.4098
3115 | 19 | 130 | 5 | 119.3474 | 139.7323 | 332.3004 | 137.9081 | 285.9428 | 141.6391 | 233.0094 | 119.0899 | 129.8631 | 32.6989 | 117.9024 | 329.8242 | 205.7728 | 291.3035 | 188.9621 | 193.2836 | 217.9496 | 180.7164
3116 | 20 | 130 | 5 | 119.9788 | 117.1338 | 324.7763 | 137.9784 | 258.7573 | 128.5657 | 221.6413 | 121.2533 | 127.0082 | 28.1132 | 118.9405 | 310.6239 | 166.6625 | 270.8481 | 183.8022 | 183.8458 | 221.0067 | 176.79
3117 | 21 | 130 | 5 | 114.0915 | 105.2996 | 318.384 | 134.0537 | 241.9661 | 117.8541 | 205.436 | 114.9276 | 116.7138 | 26.962 | 109.9852 | 295.3973 | 160.1259 | 260.633 | 162.6373 | 154.6975 | 211.5857 | 173.6291
3118 | 22 | 130 | 5 | 95.3836 | 97.4999 | 318.1049 | 129.1661 | 247.8468 | 120.0434 | 208.5145 | 113.4677 | 116.9727 | 21.453 | 107.5702 | 288.0423 | 169.5327 | 255.6766 | 158.2618 | 149.6196 | 205.9318 | 171.1341
3119 | 23 | 130 | 5 | 69.7884 | 115.8519 | 320.3534 | 125.8646 | 251.5313 | 117.909 | 219.6902 | 108.1304 | 116.0544 | 15.7286 | 102.6638 | 272.5637 | 177.2958 | 260.3236 | 162.1897 | 154.2575 | 193.6563 | 155.2445
3120 | 0 | 131 | 5 | 61.121 | 112.778 | 320.2367 | 120.3679 | 262.0956 | 116.402 | 223.1147 | 95.0424 | 97.7095 | 13.5393 | 106.6316 | 280.119 | 173.6916 | 264.7137 | 143.8603 | 154.808 | 180.0299 | 154.4373
3121 | 1 | 131 | 5 | 65.5117 | 109.6284 | 314.2783 | 119.1819 | 254.199 | 115.6698 | 227.8514 | 89.9272 | 97.689 | 14.8482 | 105.3514 | 277.282 | 166.9507 | 268.7285 | 144.9956 | 158.166 | 183.4344 | 147.6428
3122 | 2 | 131 | 5 | 68.3232 | 109.3071 | 308.154 | 120.4923 | 253.6669 | 116.0031 | 225.4924 | 92.2854 | 102.4854 | 14.7893 | 109.1599 | 286.4358 | 172.3435 | 278.6322 | 136.9387 | 149.1274 | 176.0401 | 146.9589
3123 | 3 | 131 | 5 | 69.3585 | 108.4351 | 305.5719 | 120.2047 | 248.6768 | 117.5899 | 224.264 | 88.7071 | 99.5527 | 15.2184 | 108.2575 | 281.4145 | 170.4118 | 279.3386 | 143.0893 | 146.8004 | 182.4524 | 152.5306
3124 | 4 | 131 | 5 | 62.5589 | 109.0263 | 306.3811 | 117.511 | 245.598 | 114.8171 | 231.3489 | 93.1995 | 101.9538 | 13.6312 | 105.2797 | 279.2401 | 165.0781 | 276.05 | 136.1275 | 145.8214 | 181.6844 | 150.4021
3125 | 5 | 131 | 5 | 24.8305 | 98.463 | 276.6147 | 119.7384 | 204.0846 | 87.6069 | 174.9255 | 89.2492 | 91.4048 | 11.0122 | 114.655 | 246.0098 | 120.6966 | 248.7605 | 126.2006 | 138.6172 | 135.9476 | 119.6132
3126 | 6 | 131 | 5 | 20.42 | 70.0156 | 181.2435 | 121.0848 | 185.3337 | 83.4232 | 134.3574 | 75.5629 | 53.7474 | 10.0472 | 116.0642 | 204.9436 | 96.5628 | 195.6634 | 115.0778 | 114.3083 | 93.398 | 67.1822
3127 | 7 | 131 | 5 | 19.1886 | 64.4091 | 166.0118 | 123.9603 | 173.7962 | 85.9739 | 121.8973 | 79.8306 | 46.5171 | 9.2926 | 113.5669 | 188.6794 | 89.9446 | 186.476 | 116.1112 | 108.7645 | 88.8395 | 64.1858
3128 | 8 | 131 | 5 | 18.8206 | 55.35 | 166.138 | 124.4219 | 175.4507 | 76.9132 | 120.7294 | 71.3086 | 47.9594 | 9.058 | 112.6173 | 187.9879 | 87.1857 | 188.4448 | 110.5212 | 110.4747 | 87.594 | 60.2905
3129 | 9 | 131 | 5 | 20.1903 | 58.0674 | 163.648 | 124.3606 | 169.8049 | 77.9338 | 116.0672 | 72.7882 | 45.5692 | 9.3655 | 112.4462 | 174.7273 | 82.5724 | 178.5988 | 113.6875 | 110.1306 | 80.2461 | 66.3315
3130 | 10 | 131 | 5 | 18.1106 | 62.9318 | 162.3207 | 121.7653 | 171.4069 | 73.4488 | 117.5372 | 70.436 | 41.9418 | 10.0034 | 112.58 | 176.3337 | 82.3523 | 179.8999 | 111.9337 | 108.8779 | 80.2587 | 63.2055
3131 | 11 | 131 | 5 | 17.8296 | 71.9314 | 151.5444 | 118.9188 | 167.9975 | 71.6339 | 116.4312 | 76.203 | 46.1359 | 10.0297 | 109.209 | 179.4089 | 81.8906 | 182.1485 | 112.066 | 113.454 | 80.4497 | 56.2173
3132 | 12 | 131 | 5 | 18.1055 | 76.7617 | 142.9712 | 121.1201 | 163.5209 | 73.266 | 117.5317 | 72.6573 | 41.3548 | 9.9514 | 107.6155 | 170.1255 | 78.6445 | 168.2553 | 113.1077 | 110.4213 | 84.0659 | 61.7052
3133 | 13 | 131 | 5 | 19.3979 | 75.2268 | 135.1139 | 118.1469 | 163.013 | 74.9475 | 118.1319 | 70.6255 | 40.2295 | 9.6478 | 109.03 | 181.5052 | 79.7003 | 175.1532 | 114.668 | 110.2628 | 83.1283 | 53.0744
3134 | 14 | 131 | 5 | 18.9428 | 74.2928 | 134.723 | 117.0504 | 173.1929 | 74.0265 | 119.7816 | 68.2336 | 43.2375 | 9.0629 | 105.9857 | 176.4033 | 86.2815 | 169.2716 | 102.6074 | 108.2211 | 90.8812 | 70.6143
3135 | 15 | 131 | 5 | 21.5878 | 73.473 | 148.8587 | 117.0657 | 179.845 | 74.273 | 122.7998 | 67.2662 | 43.9327 | 9.0489 | 102.7134 | 182.7714 | 93.5558 | 170.2371 | 117.4691 | 107.0068 | 90.5486 | 61.2321
3136 | 16 | 131 | 5 | 50.3659 | 73.8113 | 175.3367 | 126.1303 | 206.9966 | 88.4471 | 138.5084 | 66.4342 | 42.3422 | 12.5336 | 109.5994 | 198.646 | 110.085 | 180.265 | 125.8084 | 109.1131 | 100.2577 | 60.8727
3137 | 17 | 131 | 5 | 75.6347 | 102.179 | 262.09 | 133.5479 | 268.5546 | 110.3079 | 197.8786 | 91.2688 | 84.2999 | 23.6122 | 114.6867 | 239.9743 | 181.3792 | 212.6726 | 141.8106 | 133.3616 | 164.4809 | 123.723
3138 | 18 | 131 | 5 | 124.7459 | 155.1284 | 334.1771 | 140.4539 | 310.3921 | 149.0328 | 238.0901 | 107.7298 | 109.7881 | 37.1575 | 122.5896 | 319.7943 | 209.0259 | 273.2917 | 168.6958 | 187.4916 | 220.5657 | 158.4098
3139 | 19 | 131 | 5 | 119.3474 | 139.7323 | 332.3004 | 137.9081 | 285.9428 | 141.6391 | 233.0094 | 119.0899 | 129.8631 | 32.6989 | 117.9024 | 329.8242 | 205.7728 | 291.3035 | 188.9621 | 193.2836 | 217.9496 | 180.7164
3140 | 20 | 131 | 5 | 119.9788 | 117.1338 | 324.7763 | 137.9784 | 258.7573 | 128.5657 | 221.6413 | 121.2533 | 127.0082 | 28.1132 | 118.9405 | 310.6239 | 166.6625 | 270.8481 | 183.8022 | 183.8458 | 221.0067 | 176.79
3141 | 21 | 131 | 5 | 114.0915 | 105.2996 | 318.384 | 134.0537 | 241.9661 | 117.8541 | 205.436 | 114.9276 | 116.7138 | 26.962 | 109.9852 | 295.3973 | 160.1259 | 260.633 | 162.6373 | 154.6975 | 211.5857 | 173.6291
3142 | 22 | 131 | 5 | 95.3836 | 97.4999 | 318.1049 | 129.1661 | 247.8468 | 120.0434 | 208.5145 | 113.4677 | 116.9727 | 21.453 | 107.5702 | 288.0423 | 169.5327 | 255.6766 | 158.2618 | 149.6196 | 205.9318 | 171.1341
3143 | 23 | 131 | 5 | 69.7884 | 115.8519 | 320.3534 | 125.8646 | 251.5313 | 117.909 | 219.6902 | 108.1304 | 116.0544 | 15.7286 | 102.6638 | 272.5637 | 177.2958 | 260.3236 | 162.1897 | 154.2575 | 193.6563 | 155.2445
3144 | 0 | 132 | 5 | 61.121 | 112.778 | 320.2367 | 120.3679 | 262.0956 | 116.402 | 223.1147 | 95.0424 | 97.7095 | 13.5393 | 106.6316 | 280.119 | 173.6916 | 264.7137 | 143.8603 | 154.808 | 180.0299 | 154.4373
3145 | 1 | 132 | 5 | 65.5117 | 109.6284 | 314.2783 | 119.1819 | 254.199 | 115.6698 | 227.8514 | 89.9272 | 97.689 | 14.8482 | 105.3514 | 277.282 | 166.9507 | 268.7285 | 144.9956 | 158.166 | 183.4344 | 147.6428
3146 | 2 | 132 | 5 | 68.3232 | 109.3071 | 308.154 | 120.4923 | 253.6669 | 116.0031 | 225.4924 | 92.2854 | 102.4854 | 14.7893 | 109.1599 | 286.4358 | 172.3435 | 278.6322 | 136.9387 | 149.1274 | 176.0401 | 146.9589
3147 | 3 | 132 | 5 | 69.3585 | 108.4351 | 305.5719 | 120.2047 | 248.6768 | 117.5899 | 224.264 | 88.7071 | 99.5527 | 15.2184 | 108.2575 | 281.4145 | 170.4118 | 279.3386 | 143.0893 | 146.8004 | 182.4524 | 152.5306
3148 | 4 | 132 | 5 | 62.5589 | 109.0263 | 306.3811 | 117.511 | 245.598 | 114.8171 | 231.3489 | 93.1995 | 101.9538 | 13.6312 | 105.2797 | 279.2401 | 165.0781 | 276.05 | 136.1275 | 145.8214 | 181.6844 | 150.4021
3149 | 5 | 132 | 5 | 24.8305 | 98.463 | 276.6147 | 119.7384 | 204.0846 | 87.6069 | 174.9255 | 89.2492 | 91.4048 | 11.0122 | 114.655 | 246.0098 | 120.6966 | 248.7605 | 126.2006 | 138.6172 | 135.9476 | 119.6132
3150 | 6 | 132 | 5 | 20.42 | 70.0156 | 181.2435 | 121.0848 | 185.3337 | 83.4232 | 134.3574 | 75.5629 | 53.7474 | 10.0472 | 116.0642 | 204.9436 | 96.5628 | 195.6634 | 115.0778 | 114.3083 | 93.398 | 67.1822
3151 | 7 | 132 | 5 | 19.1886 | 64.4091 | 166.0118 | 123.9603 | 173.7962 | 85.9739 | 121.8973 | 79.8306 | 46.5171 | 9.2926 | 113.5669 | 188.6794 | 89.9446 | 186.476 | 116.1112 | 108.7645 | 88.8395 | 64.1858
3152 | 8 | 132 | 5 | 18.8206 | 55.35 | 166.138 | 124.4219 | 175.4507 | 76.9132 | 120.7294 | 71.3086 | 47.9594 | 9.058 | 112.6173 | 187.9879 | 87.1857 | 188.4448 | 110.5212 | 110.4747 | 87.594 | 60.2905
3153 | 9 | 132 | 5 | 20.1903 | 58.0674 | 163.648 | 124.3606 | 169.8049 | 77.9338 | 116.0672 | 72.7882 | 45.5692 | 9.3655 | 112.4462 | 174.7273 | 82.5724 | 178.5988 | 113.6875 | 110.1306 | 80.2461 | 66.3315
3154 | 10 | 132 | 5 | 18.1106 | 62.9318 | 162.3207 | 121.7653 | 171.4069 | 73.4488 | 117.5372 | 70.436 | 41.9418 | 10.0034 | 112.58 | 176.3337 | 82.3523 | 179.8999 | 111.9337 | 108.8779 | 80.2587 | 63.2055
3155 | 11 | 132 | 5 | 17.8296 | 71.9314 | 151.5444 | 118.9188 | 167.9975 | 71.6339 | 116.4312 | 76.203 | 46.1359 | 10.0297 | 109.209 | 179.4089 | 81.8906 | 182.1485 | 112.066 | 113.454 | 80.4497 | 56.2173
3156 | 12 | 132 | 5 | 18.1055 | 76.7617 | 142.9712 | 121.1201 | 163.5209 | 73.266 | 117.5317 | 72.6573 | 41.3548 | 9.9514 | 107.6155 | 170.1255 | 78.6445 | 168.2553 | 113.1077 | 110.4213 | 84.0659 | 61.7052
3157 | 13 | 132 | 5 | 19.3979 | 75.2268 | 135.1139 | 118.1469 | 163.013 | 74.9475 | 118.1319 | 70.6255 | 40.2295 | 9.6478 | 109.03 | 181.5052 | 79.7003 | 175.1532 | 114.668 | 110.2628 | 83.1283 | 53.0744
3158 | 14 | 132 | 5 | 18.9428 | 74.2928 | 134.723 | 117.0504 | 173.1929 | 74.0265 | 119.7816 | 68.2336 | 43.2375 | 9.0629 | 105.9857 | 176.4033 | 86.2815 | 169.2716 | 102.6074 | 108.2211 | 90.8812 | 70.6143
3159 | 15 | 132 | 5 | 21.5878 | 73.473 | 148.8587 | 117.0657 | 179.845 | 74.273 | 122.7998 | 67.2662 | 43.9327 | 9.0489 | 102.7134 | 182.7714 | 93.5558 | 170.2371 | 117.4691 | 107.0068 | 90.5486 | 61.2321
3160 | 16 | 132 | 5 | 50.3659 | 73.8113 | 175.3367 | 126.1303 | 206.9966 | 88.4471 | 138.5084 | 66.4342 | 42.3422 | 12.5336 | 109.5994 | 198.646 | 110.085 | 180.265 | 125.8084 | 109.1131 | 100.2577 | 60.8727
3161 | 17 | 132 | 5 | 75.6347 | 102.179 | 262.09 | 133.5479 | 268.5546 | 110.3079 | 197.8786 | 91.2688 | 84.2999 | 23.6122 | 114.6867 | 239.9743 | 181.3792 | 212.6726 | 141.8106 | 133.3616 | 164.4809 | 123.723
3162 | 18 | 132 | 5 | 124.7459 | 155.1284 | 334.1771 | 140.4539 | 310.3921 | 149.0328 | 238.0901 | 107.7298 | 109.7881 | 37.1575 | 122.5896 | 319.7943 | 209.0259 | 273.2917 | 168.6958 | 187.4916 | 220.5657 | 158.4098
3163 | 19 | 132 | 5 | 119.3474 | 139.7323 | 332.3004 | 137.9081 | 285.9428 | 141.6391 | 233.0094 | 119.0899 | 129.8631 | 32.6989 | 117.9024 | 329.8242 | 205.7728 | 291.3035 | 188.9621 | 193.2836 | 217.9496 | 180.7164
3164 | 20 | 132 | 5 | 119.9788 | 117.1338 | 324.7763 | 137.9784 | 258.7573 | 128.5657 | 221.6413 | 121.2533 | 127.0082 | 28.1132 | 118.9405 | 310.6239 | 166.6625 | 270.8481 | 183.8022 | 183.8458 | 221.0067 | 176.79
3165 | 21 | 132 | 5 | 114.0915 | 105.2996 | 318.384 | 134.0537 | 241.9661 | 117.8541 | 205.436 | 114.9276 | 116.7138 | 26.962 | 109.9852 | 295.3973 | 160.1259 | 260.633 | 162.6373 | 154.6975 | 211.5857 | 173.6291
3166 | 22 | 132 | 5 | 95.3836 | 97.4999 | 318.1049 | 129.1661 | 247.8468 | 120.0434 | 208.5145 | 113.4677 | 116.9727 | 21.453 | 107.5702 | 288.0423 | 169.5327 | 255.6766 | 158.2618 | 149.6196 | 205.9318 | 171.1341
3167 | 23 | 132 | 5 | 69.7884 | 115.8519 | 320.3534 | 125.8646 | 251.5313 | 117.909 | 219.6902 | 108.1304 | 116.0544 | 15.7286 | 102.6638 | 272.5637 | 177.2958 | 260.3236 | 162.1897 | 154.2575 | 193.6563 | 155.2445
3168 | 0 | 133 | 5 | 61.121 | 112.778 | 320.2367 | 120.3679 | 262.0956 | 116.402 | 223.1147 | 95.0424 | 97.7095 | 13.5393 | 106.6316 | 280.119 | 173.6916 | 264.7137 | 143.8603 | 154.808 | 180.0299 | 154.4373
3169 | 1 | 133 | 5 | 65.5117 | 109.6284 | 314.2783 | 119.1819 | 254.199 | 115.6698 | 227.8514 | 89.9272 | 97.689 | 14.8482 | 105.3514 | 277.282 | 166.9507 | 268.7285 | 144.9956 | 158.166 | 183.4344 | 147.6428
3170 | 2 | 133 | 5 | 68.3232 | 109.3071 | 308.154 | 120.4923 | 253.6669 | 116.0031 | 225.4924 | 92.2854 | 102.4854 | 14.7893 | 109.1599 | 286.4358 | 172.3435 | 278.6322 | 136.9387 | 149.1274 | 176.0401 | 146.9589
3171 | 3 | 133 | 5 | 69.3585 | 108.4351 | 305.5719 | 120.2047 | 248.6768 | 117.5899 | 224.264 | 88.7071 | 99.5527 | 15.2184 | 108.2575 | 281.4145 | 170.4118 | 279.3386 | 143.0893 | 146.8004 | 182.4524 | 152.5306
3172 | 4 | 133 | 5 | 62.5589 | 109.0263 | 306.3811 | 117.511 | 245.598 | 114.8171 | 231.3489 | 93.1995 | 101.9538 | 13.6312 | 105.2797 | 279.2401 | 165.0781 | 276.05 | 136.1275 | 145.8214 | 181.6844 | 150.4021
3173 | 5 | 133 | 5 | 24.8305 | 98.463 | 276.6147 | 119.7384 | 204.0846 | 87.6069 | 174.9255 | 89.2492 | 91.4048 | 11.0122 | 114.655 | 246.0098 | 120.6966 | 248.7605 | 126.2006 | 138.6172 | 135.9476 | 119.6132
3174 | 6 | 133 | 5 | 20.42 | 70.0156 | 181.2435 | 121.0848 | 185.3337 | 83.4232 | 134.3574 | 75.5629 | 53.7474 | 10.0472 | 116.0642 | 204.9436 | 96.5628 | 195.6634 | 115.0778 | 114.3083 | 93.398 | 67.1822
3175 | 7 | 133 | 5 | 19.1886 | 64.4091 | 166.0118 | 123.9603 | 173.7962 | 85.9739 | 121.8973 | 79.8306 | 46.5171 | 9.2926 | 113.5669 | 188.6794 | 89.9446 | 186.476 | 116.1112 | 108.7645 | 88.8395 | 64.1858
3176 | 8 | 133 | 5 | 18.8206 | 55.35 | 166.138 | 124.4219 | 175.4507 | 76.9132 | 120.7294 | 71.3086 | 47.9594 | 9.058 | 112.6173 | 187.9879 | 87.1857 | 188.4448 | 110.5212 | 110.4747 | 87.594 | 60.2905
3177 | 9 | 133 | 5 | 20.1903 | 58.0674 | 163.648 | 124.3606 | 169.8049 | 77.9338 | 116.0672 | 72.7882 | 45.5692 | 9.3655 | 112.4462 | 174.7273 | 82.5724 | 178.5988 | 113.6875 | 110.1306 | 80.2461 | 66.3315
3178 | 10 | 133 | 5 | 18.1106 | 62.9318 | 162.3207 | 121.7653 | 171.4069 | 73.4488 | 117.5372 | 70.436 | 41.9418 | 10.0034 | 112.58 | 176.3337 | 82.3523 | 179.8999 | 111.9337 | 108.8779 | 80.2587 | 63.2055
3179 | 11 | 133 | 5 | 17.8296 | 71.9314 | 151.5444 | 118.9188 | 167.9975 | 71.6339 | 116.4312 | 76.203 | 46.1359 | 10.0297 | 109.209 | 179.4089 | 81.8906 | 182.1485 | 112.066 | 113.454 | 80.4497 | 56.2173
3180 | 12 | 133 | 5 | 18.1055 | 76.7617 | 142.9712 | 121.1201 | 163.5209 | 73.266 | 117.5317 | 72.6573 | 41.3548 | 9.9514 | 107.6155 | 170.1255 | 78.6445 | 168.2553 | 113.1077 | 110.4213 | 84.0659 | 61.7052
3181 | 13 | 133 | 5 | 19.3979 | 75.2268 | 135.1139 | 118.1469 | 163.013 | 74.9475 | 118.1319 | 70.6255 | 40.2295 | 9.6478 | 109.03 | 181.5052 | 79.7003 | 175.1532 | 114.668 | 110.2628 | 83.1283 | 53.0744
3182 | 14 | 133 | 5 | 18.9428 | 74.2928 | 134.723 | 117.0504 | 173.1929 | 74.0265 | 119.7816 | 68.2336 | 43.2375 | 9.0629 | 105.9857 | 176.4033 | 86.2815 | 169.2716 | 102.6074 | 108.2211 | 90.8812 | 70.6143
3183 | 15 | 133 | 5 | 21.5878 | 73.473 | 148.8587 | 117.0657 | 179.845 | 74.273 | 122.7998 | 67.2662 | 43.9327 | 9.0489 | 102.7134 | 182.7714 | 93.5558 | 170.2371 | 117.4691 | 107.0068 | 90.5486 | 61.2321
3184 | 16 | 133 | 5 | 50.3659 | 73.8113 | 175.3367 | 126.1303 | 206.9966 | 88.4471 | 138.5084 | 66.4342 | 42.3422 | 12.5336 | 109.5994 | 198.646 | 110.085 | 180.265 | 125.8084 | 109.1131 | 100.2577 | 60.8727
3185 | 17 | 133 | 5 | 75.6347 | 102.179 | 262.09 | 133.5479 | 268.5546 | 110.3079 | 197.8786 | 91.2688 | 84.2999 | 23.6122 | 114.6867 | 239.9743 | 181.3792 | 212.6726 | 141.8106 | 133.3616 | 164.4809 | 123.723
3186 | 18 | 133 | 5 | 124.7459 | 155.1284 | 334.1771 | 140.4539 | 310.3921 | 149.0328 | 238.0901 | 107.7298 | 109.7881 | 37.1575 | 122.5896 | 319.7943 | 209.0259 | 273.2917 | 168.6958 | 187.4916 | 220.5657 | 158.4098
3187 | 19 | 133 | 5 | 119.3474 | 139.7323 | 332.3004 | 137.9081 | 285.9428 | 141.6391 | 233.0094 | 119.0899 | 129.8631 | 32.6989 | 117.9024 | 329.8242 | 205.7728 | 291.3035 | 188.9621 | 193.2836 | 217.9496 | 180.7164
3188 | 20 | 133 | 5 | 119.9788 | 117.1338 | 324.7763 | 137.9784 | 258.7573 | 128.5657 | 221.6413 | 121.2533 | 127.0082 | 28.1132 | 118.9405 | 310.6239 | 166.6625 | 270.8481 | 183.8022 | 183.8458 | 221.0067 | 176.79
3189 | 21 | 133 | 5 | 114.0915 | 105.2996 | 318.384 | 134.0537 | 241.9661 | 117.8541 | 205.436 | 114.9276 | 116.7138 | 26.962 | 109.9852 | 295.3973 | 160.1259 | 260.633 | 162.6373 | 154.6975 | 211.5857 | 173.6291
3190 | 22 | 133 | 5 | 95.3836 | 97.4999 | 318.1049 | 129.1661 | 247.8468 | 120.0434 | 208.5145 | 113.4677 | 116.9727 | 21.453 | 107.5702 | 288.0423 | 169.5327 | 255.6766 | 158.2618 | 149.6196 | 205.9318 | 171.1341
3191 | 23 | 133 | 5 | 69.7884 | 115.8519 | 320.3534 | 125.8646 | 251.5313 | 117.909 | 219.6902 | 108.1304 | 116.0544 | 15.7286 | 102.6638 | 272.5637 | 177.2958 | 260.3236 | 162.1897 | 154.2575 | 193.6563 | 155.2445
3192 | 0 | 134 | 5 | 61.121 | 112.778 | 320.2367 | 120.3679 | 262.0956 | 116.402 | 223.1147 | 95.0424 | 97.7095 | 13.5393 | 106.6316 | 280.119 | 173.6916 | 264.7137 | 143.8603 | 154.808 | 180.0299 | 154.4373
3193 | 1 | 134 | 5 | 65.5117 | 109.6284 | 314.2783 | 119.1819 | 254.199 | 115.6698 | 227.8514 | 89.9272 | 97.689 | 14.8482 | 105.3514 | 277.282 | 166.9507 | 268.7285 | 144.9956 | 158.166 | 183.4344 | 147.6428
3194 | 2 | 134 | 5 | 68.3232 | 109.3071 | 308.154 | 120.4923 | 253.6669 | 116.0031 | 225.4924 | 92.2854 | 102.4854 | 14.7893 | 109.1599 | 286.4358 | 172.3435 | 278.6322 | 136.9387 | 149.1274 | 176.0401 | 146.9589
3195 | 3 | 134 | 5 | 69.3585 | 108.4351 | 305.5719 | 120.2047 | 248.6768 | 117.5899 | 224.264 | 88.7071 | 99.5527 | 15.2184 | 108.2575 | 281.4145 | 170.4118 | 279.3386 | 143.0893 | 146.8004 | 182.4524 | 152.5306
3196 | 4 | 134 | 5 | 62.5589 | 109.0263 | 306.3811 | 117.511 | 245.598 | 114.8171 | 231.3489 | 93.1995 | 101.9538 | 13.6312 | 105.2797 | 279.2401 | 165.0781 | 276.05 | 136.1275 | 145.8214 | 181.6844 | 150.4021
3197 | 5 | 134 | 5 | 24.8305 | 98.463 | 276.6147 | 119.7384 | 204.0846 | 87.6069 | 174.9255 | 89.2492 | 91.4048 | 11.0122 | 114.655 | 246.0098 | 120.6966 | 248.7605 | 126.2006 | 138.6172 | 135.9476 | 119.6132
3198 | 6 | 134 | 5 | 20.42 | 70.0156 | 181.2435 | 121.0848 | 185.3337 | 83.4232 | 134.3574 | 75.5629 | 53.7474 | 10.0472 | 116.0642 | 204.9436 | 96.5628 | 195.6634 | 115.0778 | 114.3083 | 93.398 | 67.1822
3199 | 7 | 134 | 5 | 19.1886 | 64.4091 | 166.0118 | 123.9603 | 173.7962 | 85.9739 | 121.8973 | 79.8306 | 46.5171 | 9.2926 | 113.5669 | 188.6794 | 89.9446 | 186.476 | 116.1112 | 108.7645 | 88.8395 | 64.1858
3200 | 8 | 134 | 5 | 18.8206 | 55.35 | 166.138 | 124.4219 | 175.4507 | 76.9132 | 120.7294 | 71.3086 | 47.9594 | 9.058 | 112.6173 | 187.9879 | 87.1857 | 188.4448 | 110.5212 | 110.4747 | 87.594 | 60.2905
3201 | 9 | 134 | 5 | 20.1903 | 58.0674 | 163.648 | 124.3606 | 169.8049 | 77.9338 | 116.0672 | 72.7882 | 45.5692 | 9.3655 | 112.4462 | 174.7273 | 82.5724 | 178.5988 | 113.6875 | 110.1306 | 80.2461 | 66.3315
3202 | 10 | 134 | 5 | 18.1106 | 62.9318 | 162.3207 | 121.7653 | 171.4069 | 73.4488 | 117.5372 | 70.436 | 41.9418 | 10.0034 | 112.58 | 176.3337 | 82.3523 | 179.8999 | 111.9337 | 108.8779 | 80.2587 | 63.2055
3203 | 11 | 134 | 5 | 17.8296 | 71.9314 | 151.5444 | 118.9188 | 167.9975 | 71.6339 | 116.4312 | 76.203 | 46.1359 | 10.0297 | 109.209 | 179.4089 | 81.8906 | 182.1485 | 112.066 | 113.454 | 80.4497 | 56.2173
3204 | 12 | 134 | 5 | 18.1055 | 76.7617 | 142.9712 | 121.1201 | 163.5209 | 73.266 | 117.5317 | 72.6573 | 41.3548 | 9.9514 | 107.6155 | 170.1255 | 78.6445 | 168.2553 | 113.1077 | 110.4213 | 84.0659 | 61.7052
3205 | 13 | 134 | 5 | 19.3979 | 75.2268 | 135.1139 | 118.1469 | 163.013 | 74.9475 | 118.1319 | 70.6255 | 40.2295 | 9.6478 | 109.03 | 181.5052 | 79.7003 | 175.1532 | 114.668 | 110.2628 | 83.1283 | 53.0744
3206 | 14 | 134 | 5 | 18.9428 | 74.2928 | 134.723 | 117.0504 | 173.1929 | 74.0265 | 119.7816 | 68.2336 | 43.2375 | 9.0629 | 105.9857 | 176.4033 | 86.2815 | 169.2716 | 102.6074 | 108.2211 | 90.8812 | 70.6143
3207 | 15 | 134 | 5 | 21.5878 | 73.473 | 148.8587 | 117.0657 | 179.845 | 74.273 | 122.7998 | 67.2662 | 43.9327 | 9.0489 | 102.7134 | 182.7714 | 93.5558 | 170.2371 | 117.4691 | 107.0068 | 90.5486 | 61.2321
3208 | 16 | 134 | 5 | 50.3659 | 73.8113 | 175.3367 | 126.1303 | 206.9966 | 88.4471 | 138.5084 | 66.4342 | 42.3422 | 12.5336 | 109.5994 | 198.646 | 110.085 | 180.265 | 125.8084 | 109.1131 | 100.2577 | 60.8727
3209 | 17 | 134 | 5 | 75.6347 | 102.179 | 262.09 | 133.5479 | 268.5546 | 110.3079 | 197.8786 | 91.2688 | 84.2999 | 23.6122 | 114.6867 | 239.9743 | 181.3792 | 212.6726 | 141.8106 | 133.3616 | 164.4809 | 123.723
3210 | 18 | 134 | 5 | 124.7459 | 155.1284 | 334.1771 | 140.4539 | 310.3921 | 149.0328 | 238.0901 | 107.7298 | 109.7881 | 37.1575 | 122.5896 | 319.7943 | 209.0259 | 273.2917 | 168.6958 | 187.4916 | 220.5657 | 158.4098
3211 | 19 | 134 | 5 | 119.3474 | 139.7323 | 332.3004 | 137.9081 | 285.9428 | 141.6391 | 233.0094 | 119.0899 | 129.8631 | 32.6989 | 117.9024 | 329.8242 | 205.7728 | 291.3035 | 188.9621 | 193.2836 | 217.9496 | 180.7164
3212 | 20 | 134 | 5 | 119.9788 | 117.1338 | 324.7763 | 137.9784 | 258.7573 | 128.5657 | 221.6413 | 121.2533 | 127.0082 | 28.1132 | 118.9405 | 310.6239 | 166.6625 | 270.8481 | 183.8022 | 183.8458 | 221.0067 | 176.79
3213 | 21 | 134 | 5 | 114.0915 | 105.2996 | 318.384 | 134.0537 | 241.9661 | 117.8541 | 205.436 | 114.9276 | 116.7138 | 26.962 | 109.9852 | 295.3973 | 160.1259 | 260.633 | 162.6373 | 154.6975 | 211.5857 | 173.6291
3214 | 22 | 134 | 5 | 95.3836 | 97.4999 | 318.1049 | 129.1661 | 247.8468 | 120.0434 | 208.5145 | 113.4677 | 116.9727 | 21.453 | 107.5702 | 288.0423 | 169.5327 | 255.6766 | 158.2618 | 149.6196 | 205.9318 | 171.1341
3215 | 23 | 134 | 5 | 69.7884 | 115.8519 | 320.3534 | 125.8646 | 251.5313 | 117.909 | 219.6902 | 108.1304 | 116.0544 | 15.7286 | 102.6638 | 272.5637 | 177.2958 | 260.3236 | 162.1897 | 154.2575 | 193.6563 | 155.2445
3216 | 0 | 135 | 5 | 61.121 | 112.778 | 320.2367 | 120.3679 | 262.0956 | 116.402 | 223.1147 | 95.0424 | 97.7095 | 13.5393 | 106.6316 | 280.119 | 173.6916 | 264.7137 | 143.8603 | 154.808 | 180.0299 | 154.4373
3217 | 1 | 135 | 5 | 65.5117 | 109.6284 | 314.2783 | 119.1819 | 254.199 | 115.6698 | 227.8514 | 89.9272 | 97.689 | 14.8482 | 105.3514 | 277.282 | 166.9507 | 268.7285 | 144.9956 | 158.166 | 183.4344 | 147.6428
3218 | 2 | 135 | 5 | 68.3232 | 109.3071 | 308.154 | 120.4923 | 253.6669 | 116.0031 | 225.4924 | 92.2854 | 102.4854 | 14.7893 | 109.1599 | 286.4358 | 172.3435 | 278.6322 | 136.9387 | 149.1274 | 176.0401 | 146.9589
3219 | 3 | 135 | 5 | 69.3585 | 108.4351 | 305.5719 | 120.2047 | 248.6768 | 117.5899 | 224.264 | 88.7071 | 99.5527 | 15.2184 | 108.2575 | 281.4145 | 170.4118 | 279.3386 | 143.0893 | 146.8004 | 182.4524 | 152.5306
3220 | 4 | 135 | 5 | 62.5589 | 109.0263 | 306.3811 | 117.511 | 245.598 | 114.8171 | 231.3489 | 93.1995 | 101.9538 | 13.6312 | 105.2797 | 279.2401 | 165.0781 | 276.05 | 136.1275 | 145.8214 | 181.6844 | 150.4021
3221 | 5 | 135 | 5 | 24.8305 | 98.463 | 276.6147 | 119.7384 | 204.0846 | 87.6069 | 174.9255 | 89.2492 | 91.4048 | 11.0122 | 114.655 | 246.0098 | 120.6966 | 248.7605 | 126.2006 | 138.6172 | 135.9476 | 119.6132
3222 | 6 | 135 | 5 | 20.42 | 70.0156 | 181.2435 | 121.0848 | 185.3337 | 83.4232 | 134.3574 | 75.5629 | 53.7474 | 10.0472 | 116.0642 | 204.9436 | 96.5628 | 195.6634 | 115.0778 | 114.3083 | 93.398 | 67.1822
3223 | 7 | 135 | 5 | 19.1886 | 64.4091 | 166.0118 | 123.9603 | 173.7962 | 85.9739 | 121.8973 | 79.8306 | 46.5171 | 9.2926 | 113.5669 | 188.6794 | 89.9446 | 186.476 | 116.1112 | 108.7645 | 88.8395 | 64.1858
3224 | 8 | 135 | 5 | 18.8206 | 55.35 | 166.138 | 124.4219 | 175.4507 | 76.9132 | 120.7294 | 71.3086 | 47.9594 | 9.058 | 112.6173 | 187.9879 | 87.1857 | 188.4448 | 110.5212 | 110.4747 | 87.594 | 60.2905
3225 | 9 | 135 | 5 | 20.1903 | 58.0674 | 163.648 | 124.3606 | 169.8049 | 77.9338 | 116.0672 | 72.7882 | 45.5692 | 9.3655 | 112.4462 | 174.7273 | 82.5724 | 178.5988 | 113.6875 | 110.1306 | 80.2461 | 66.3315
3226 | 10 | 135 | 5 | 18.1106 | 62.9318 | 162.3207 | 121.7653 | 171.4069 | 73.4488 | 117.5372 | 70.436 | 41.9418 | 10.0034 | 112.58 | 176.3337 | 82.3523 | 179.8999 | 111.9337 | 108.8779 | 80.2587 | 63.2055
3227 | 11 | 135 | 5 | 17.8296 | 71.9314 | 151.5444 | 118.9188 | 167.9975 | 71.6339 | 116.4312 | 76.203 | 46.1359 | 10.0297 | 109.209 | 179.4089 | 81.8906 | 182.1485 | 112.066 | 113.454 | 80.4497 | 56.2173
3228 | 12 | 135 | 5 | 18.1055 | 76.7617 | 142.9712 | 121.1201 | 163.5209 | 73.266 | 117.5317 | 72.6573 | 41.3548 | 9.9514 | 107.6155 | 170.1255 | 78.6445 | 168.2553 | 113.1077 | 110.4213 | 84.0659 | 61.7052
3229 | 13 | 135 | 5 | 19.3979 | 75.2268 | 135.1139 | 118.1469 | 163.013 | 74.9475 | 118.1319 | 70.6255 | 40.2295 | 9.6478 | 109.03 | 181.5052 | 79.7003 | 175.1532 | 114.668 | 110.2628 | 83.1283 | 53.0744
3230 | 14 | 135 | 5 | 18.9428 | 74.2928 | 134.723 | 117.0504 | 173.1929 | 74.0265 | 119.7816 | 68.2336 | 43.2375 | 9.0629 | 105.9857 | 176.4033 | 86.2815 | 169.2716 | 102.6074 | 108.2211 | 90.8812 | 70.6143
3231 | 15 | 135 | 5 | 21.5878 | 73.473 | 148.8587 | 117.0657 | 179.845 | 74.273 | 122.7998 | 67.2662 | 43.9327 | 9.0489 | 102.7134 | 182.7714 | 93.5558 | 170.2371 | 117.4691 | 107.0068 | 90.5486 | 61.2321
3232 | 16 | 135 | 5 | 50.3659 | 73.8113 | 175.3367 | 126.1303 | 206.9966 | 88.4471 | 138.5084 | 66.4342 | 42.3422 | 12.5336 | 109.5994 | 198.646 | 110.085 | 180.265 | 125.8084 | 109.1131 | 100.2577 | 60.8727
3233 | 17 | 135 | 5 | 75.6347 | 102.179 | 262.09 | 133.5479 | 268.5546 | 110.3079 | 197.8786 | 91.2688 | 84.2999 | 23.6122 | 114.6867 | 239.9743 | 181.3792 | 212.6726 | 141.8106 | 133.3616 | 164.4809 | 123.723
3234 | 18 | 135 | 5 | 124.7459 | 155.1284 | 334.1771 | 140.4539 | 310.3921 | 149.0328 | 238.0901 | 107.7298 | 109.7881 | 37.1575 | 122.5896 | 319.7943 | 209.0259 | 273.2917 | 168.6958 | 187.4916 | 220.5657 | 158.4098
3235 | 19 | 135 | 5 | 119.3474 | 139.7323 | 332.3004 | 137.9081 | 285.9428 | 141.6391 | 233.0094 | 119.0899 | 129.8631 | 32.6989 | 117.9024 | 329.8242 | 205.7728 | 291.3035 | 188.9621 | 193.2836 | 217.9496 | 180.7164
3236 | 20 | 135 | 5 | 119.9788 | 117.1338 | 324.7763 | 137.9784 | 258.7573 | 128.5657 | 221.6413 | 121.2533 | 127.0082 | 28.1132 | 118.9405 | 310.6239 | 166.6625 | 270.8481 | 183.8022 | 183.8458 | 221.0067 | 176.79
3237 | 21 | 135 | 5 | 114.0915 | 105.2996 | 318.384 | 134.0537 | 241.9661 | 117.8541 | 205.436 | 114.9276 | 116.7138 | 26.962 | 109.9852 | 295.3973 | 160.1259 | 260.633 | 162.6373 | 154.6975 | 211.5857 | 173.6291
3238 | 22 | 135 | 5 | 95.3836 | 97.4999 | 318.1049 | 129.1661 | 247.8468 | 120.0434 | 208.5145 | 113.4677 | 116.9727 | 21.453 | 107.5702 | 288.0423 | 169.5327 | 255.6766 | 158.2618 | 149.6196 | 205.9318 | 171.1341
3239 | 23 | 135 | 5 | 69.7884 | 115.8519 | 320.3534 | 125.8646 | 251.5313 | 117.909 | 219.6902 | 108.1304 | 116.0544 | 15.7286 | 102.6638 | 272.5637 | 177.2958 | 260.3236 | 162.1897 | 154.2575 | 193.6563 | 155.2445
3240 | 0 | 136 | 5 | 61.121 | 112.778 | 320.2367 | 120.3679 | 262.0956 | 116.402 | 223.1147 | 95.0424 | 97.7095 | 13.5393 | 106.6316 | 280.119 | 173.6916 | 264.7137 | 143.8603 | 154.808 | 180.0299 | 154.4373
3241 | 1 | 136 | 5 | 65.5117 | 109.6284 | 314.2783 | 119.1819 | 254.199 | 115.6698 | 227.8514 | 89.9272 | 97.689 | 14.8482 | 105.3514 | 277.282 | 166.9507 | 268.7285 | 144.9956 | 158.166 | 183.4344 | 147.6428
3242 | 2 | 136 | 5 | 68.3232 | 109.3071 | 308.154 | 120.4923 | 253.6669 | 116.0031 | 225.4924 | 92.2854 | 102.4854 | 14.7893 | 109.1599 | 286.4358 | 172.3435 | 278.6322 | 136.9387 | 149.1274 | 176.0401 | 146.9589
3243 | 3 | 136 | 5 | 69.3585 | 108.4351 | 305.5719 | 120.2047 | 248.6768 | 117.5899 | 224.264 | 88.7071 | 99.5527 | 15.2184 | 108.2575 | 281.4145 | 170.4118 | 279.3386 | 143.0893 | 146.8004 | 182.4524 | 152.5306
3244 | 4 | 136 | 5 | 62.5589 | 109.0263 | 306.3811 | 117.511 | 245.598 | 114.8171 | 231.3489 | 93.1995 | 101.9538 | 13.6312 | 105.2797 | 279.2401 | 165.0781 | 276.05 | 136.1275 | 145.8214 | 181.6844 | 150.4021
3245 | 5 | 136 | 5 | 24.8305 | 98.463 | 276.6147 | 119.7384 | 204.0846 | 87.6069 | 174.9255 | 89.2492 | 91.4048 | 11.0122 | 114.655 | 246.0098 | 120.6966 | 248.7605 | 126.2006 | 138.6172 | 135.9476 | 119.6132
3246 | 6 | 136 | 5 | 20.42 | 70.0156 | 181.2435 | 121.0848 | 185.3337 | 83.4232 | 134.3574 | 75.5629 | 53.7474 | 10.0472 | 116.0642 | 204.9436 | 96.5628 | 195.6634 | 115.0778 | 114.3083 | 93.398 | 67.1822
3247 | 7 | 136 | 5 | 19.1886 | 64.4091 | 166.0118 | 123.9603 | 173.7962 | 85.9739 | 121.8973 | 79.8306 | 46.5171 | 9.2926 | 113.5669 | 188.6794 | 89.9446 | 186.476 | 116.1112 | 108.7645 | 88.8395 | 64.1858
3248 | 8 | 136 | 5 | 18.8206 | 55.35 | 166.138 | 124.4219 | 175.4507 | 76.9132 | 120.7294 | 71.3086 | 47.9594 | 9.058 | 112.6173 | 187.9879 | 87.1857 | 188.4448 | 110.5212 | 110.4747 | 87.594 | 60.2905
3249 | 9 | 136 | 5 | 20.1903 | 58.0674 | 163.648 | 124.3606 | 169.8049 | 77.9338 | 116.0672 | 72.7882 | 45.5692 | 9.3655 | 112.4462 | 174.7273 | 82.5724 | 178.5988 | 113.6875 | 110.1306 | 80.2461 | 66.3315
3250 | 10 | 136 | 5 | 18.1106 | 62.9318 | 162.3207 | 121.7653 | 171.4069 | 73.4488 | 117.5372 | 70.436 | 41.9418 | 10.0034 | 112.58 | 176.3337 | 82.3523 | 179.8999 | 111.9337 | 108.8779 | 80.2587 | 63.2055
3251 | 11 | 136 | 5 | 17.8296 | 71.9314 | 151.5444 | 118.9188 | 167.9975 | 71.6339 | 116.4312 | 76.203 | 46.1359 | 10.0297 | 109.209 | 179.4089 | 81.8906 | 182.1485 | 112.066 | 113.454 | 80.4497 | 56.2173
3252 | 12 | 136 | 5 | 18.1055 | 76.7617 | 142.9712 | 121.1201 | 163.5209 | 73.266 | 117.5317 | 72.6573 | 41.3548 | 9.9514 | 107.6155 | 170.1255 | 78.6445 | 168.2553 | 113.1077 | 110.4213 | 84.0659 | 61.7052
3253 | 13 | 136 | 5 | 19.3979 | 75.2268 | 135.1139 | 118.1469 | 163.013 | 74.9475 | 118.1319 | 70.6255 | 40.2295 | 9.6478 | 109.03 | 181.5052 | 79.7003 | 175.1532 | 114.668 | 110.2628 | 83.1283 | 53.0744
3254 | 14 | 136 | 5 | 18.9428 | 74.2928 | 134.723 | 117.0504 | 173.1929 | 74.0265 | 119.7816 | 68.2336 | 43.2375 | 9.0629 | 105.9857 | 176.4033 | 86.2815 | 169.2716 | 102.6074 | 108.2211 | 90.8812 | 70.6143
3255 | 15 | 136 | 5 | 21.5878 | 73.473 | 148.8587 | 117.0657 | 179.845 | 74.273 | 122.7998 | 67.2662 | 43.9327 | 9.0489 | 102.7134 | 182.7714 | 93.5558 | 170.2371 | 117.4691 | 107.0068 | 90.5486 | 61.2321
3256 | 16 | 136 | 5 | 50.3659 | 73.8113 | 175.3367 | 126.1303 | 206.9966 | 88.4471 | 138.5084 | 66.4342 | 42.3422 | 12.5336 | 109.5994 | 198.646 | 110.085 | 180.265 | 125.8084 | 109.1131 | 100.2577 | 60.8727
3257 | 17 | 136 | 5 | 75.6347 | 102.179 | 262.09 | 133.5479 | 268.5546 | 110.3079 | 197.8786 | 91.2688 | 84.2999 | 23.6122 | 114.6867 | 239.9743 | 181.3792 | 212.6726 | 141.8106 | 133.3616 | 164.4809 | 123.723
3258 | 18 | 136 | 5 | 124.7459 | 155.1284 | 334.1771 | 140.4539 | 310.3921 | 149.0328 | 238.0901 | 107.7298 | 109.7881 | 37.1575 | 122.5896 | 319.7943 | 209.0259 | 273.2917 | 168.6958 | 187.4916 | 220.5657 | 158.4098
3259 | 19 | 136 | 5 | 119.3474 | 139.7323 | 332.3004 | 137.9081 | 285.9428 | 141.6391 | 233.0094 | 119.0899 | 129.8631 | 32.6989 | 117.9024 | 329.8242 | 205.7728 | 291.3035 | 188.9621 | 193.2836 | 217.9496 | 180.7164
3260 | 20 | 136 | 5 | 119.9788 | 117.1338 | 324.7763 | 137.9784 | 258.7573 | 128.5657 | 221.6413 | 121.2533 | 127.0082 | 28.1132 | 118.9405 | 310.6239 | 166.6625 | 270.8481 | 183.8022 | 183.8458 | 221.0067 | 176.79
3261 | 21 | 136 | 5 | 114.0915 | 105.2996 | 318.384 | 134.0537 | 241.9661 | 117.8541 | 205.436 | 114.9276 | 116.7138 | 26.962 | 109.9852 | 295.3973 | 160.1259 | 260.633 | 162.6373 | 154.6975 | 211.5857 | 173.6291
3262 | 22 | 136 | 5 | 95.3836 | 97.4999 | 318.1049 | 129.1661 | 247.8468 | 120.0434 | 208.5145 | 113.4677 | 116.9727 | 21.453 | 107.5702 | 288.0423 | 169.5327 | 255.6766 | 158.2618 | 149.6196 | 205.9318 | 171.1341
3263 | 23 | 136 | 5 | 69.7884 | 115.8519 | 320.3534 | 125.8646 | 251.5313 | 117.909 | 219.6902 | 108.1304 | 116.0544 | 15.7286 | 102.6638 | 272.5637 | 177.2958 | 260.3236 | 162.1897 | 154.2575 | 193.6563 | 155.2445
3264 | 0 | 137 | 5 | 61.121 | 112.778 | 320.2367 | 120.3679 | 262.0956 | 116.402 | 223.1147 | 95.0424 | 97.7095 | 13.5393 | 106.6316 | 280.119 | 173.6916 | 264.7137 | 143.8603 | 154.808 | 180.0299 | 154.4373
3265 | 1 | 137 | 5 | 65.5117 | 109.6284 | 314.2783 | 119.1819 | 254.199 | 115.6698 | 227.8514 | 89.9272 | 97.689 | 14.8482 | 105.3514 | 277.282 | 166.9507 | 268.7285 | 144.9956 | 158.166 | 183.4344 | 147.6428
3266 | 2 | 137 | 5 | 68.3232 | 109.3071 | 308.154 | 120.4923 | 253.6669 | 116.0031 | 225.4924 | 92.2854 | 102.4854 | 14.7893 | 109.1599 | 286.4358 | 172.3435 | 278.6322 | 136.9387 | 149.1274 | 176.0401 | 146.9589
3267 | 3 | 137 | 5 | 69.3585 | 108.4351 | 305.5719 | 120.2047 | 248.6768 | 117.5899 | 224.264 | 88.7071 | 99.5527 | 15.2184 | 108.2575 | 281.4145 | 170.4118 | 279.3386 | 143.0893 | 146.8004 | 182.4524 | 152.5306
3268 | 4 | 137 | 5 | 62.5589 | 109.0263 | 306.3811 | 117.511 | 245.598 | 114.8171 | 231.3489 | 93.1995 | 101.9538 | 13.6312 | 105.2797 | 279.2401 | 165.0781 | 276.05 | 136.1275 | 145.8214 | 181.6844 | 150.4021
3269 | 5 | 137 | 5 | 24.8305 | 98.463 | 276.6147 | 119.7384 | 204.0846 | 87.6069 | 174.9255 | 89.2492 | 91.4048 | 11.0122 | 114.655 | 246.0098 | 120.6966 | 248.7605 | 126.2006 | 138.6172 | 135.9476 | 119.6132
3270 | 6 | 137 | 5 | 20.42 | 70.0156 | 181.2435 | 121.0848 | 185.3337 | 83.4232 | 134.3574 | 75.5629 | 53.7474 | 10.0472 | 116.0642 | 204.9436 | 96.5628 | 195.6634 | 115.0778 | 114.3083 | 93.398 | 67.1822
3271 | 7 | 137 | 5 | 19.1886 | 64.4091 | 166.0118 | 123.9603 | 173.7962 | 85.9739 | 121.8973 | 79.8306 | 46.5171 | 9.2926 | 113.5669 | 188.6794 | 89.9446 | 186.476 | 116.1112 | 108.7645 | 88.8395 | 64.1858
3272 | 8 | 137 | 5 | 18.8206 | 55.35 | 166.138 | 124.4219 | 175.4507 | 76.9132 | 120.7294 | 71.3086 | 47.9594 | 9.058 | 112.6173 | 187.9879 | 87.1857 | 188.4448 | 110.5212 | 110.4747 | 87.594 | 60.2905
3273 | 9 | 137 | 5 | 20.1903 | 58.0674 | 163.648 | 124.3606 | 169.8049 | 77.9338 | 116.0672 | 72.7882 | 45.5692 | 9.3655 | 112.4462 | 174.7273 | 82.5724 | 178.5988 | 113.6875 | 110.1306 | 80.2461 | 66.3315
3274 | 10 | 137 | 5 | 18.1106 | 62.9318 | 162.3207 | 121.7653 | 171.4069 | 73.4488 | 117.5372 | 70.436 | 41.9418 | 10.0034 | 112.58 | 176.3337 | 82.3523 | 179.8999 | 111.9337 | 108.8779 | 80.2587 | 63.2055
3275 | 11 | 137 | 5 | 17.8296 | 71.9314 | 151.5444 | 118.9188 | 167.9975 | 71.6339 | 116.4312 | 76.203 | 46.1359 | 10.0297 | 109.209 | 179.4089 | 81.8906 | 182.1485 | 112.066 | 113.454 | 80.4497 | 56.2173
3276 | 12 | 137 | 5 | 18.1055 | 76.7617 | 142.9712 | 121.1201 | 163.5209 | 73.266 | 117.5317 | 72.6573 | 41.3548 | 9.9514 | 107.6155 | 170.1255 | 78.6445 | 168.2553 | 113.1077 | 110.4213 | 84.0659 | 61.7052
3277 | 13 | 137 | 5 | 19.3979 | 75.2268 | 135.1139 | 118.1469 | 163.013 | 74.9475 | 118.1319 | 70.6255 | 40.2295 | 9.6478 | 109.03 | 181.5052 | 79.7003 | 175.1532 | 114.668 | 110.2628 | 83.1283 | 53.0744
3278 | 14 | 137 | 5 | 18.9428 | 74.2928 | 134.723 | 117.0504 | 173.1929 | 74.0265 | 119.7816 | 68.2336 | 43.2375 | 9.0629 | 105.9857 | 176.4033 | 86.2815 | 169.2716 | 102.6074 | 108.2211 | 90.8812 | 70.6143
3279 | 15 | 137 | 5 | 21.5878 | 73.473 | 148.8587 | 117.0657 | 179.845 | 74.273 | 122.7998 | 67.2662 | 43.9327 | 9.0489 | 102.7134 | 182.7714 | 93.5558 | 170.2371 | 117.4691 | 107.0068 | 90.5486 | 61.2321
3280 | 16 | 137 | 5 | 50.3659 | 73.8113 | 175.3367 | 126.1303 | 206.9966 | 88.4471 | 138.5084 | 66.4342 | 42.3422 | 12.5336 | 109.5994 | 198.646 | 110.085 | 180.265 | 125.8084 | 109.1131 | 100.2577 | 60.8727
3281 | 17 | 137 | 5 | 75.6347 | 102.179 | 262.09 | 133.5479 | 268.5546 | 110.3079 | 197.8786 | 91.2688 | 84.2999 | 23.6122 | 114.6867 | 239.9743 | 181.3792 | 212.6726 | 141.8106 | 133.3616 | 164.4809 | 123.723
3282 | 18 | 137 | 5 | 124.7459 | 155.1284 | 334.1771 | 140.4539 | 310.3921 | 149.0328 | 238.0901 | 107.7298 | 109.7881 | 37.1575 | 122.5896 | 319.7943 | 209.0259 | 273.2917 | 168.6958 | 187.4916 | 220.5657 | 158.4098
3283 | 19 | 137 | 5 | 119.3474 | 139.7323 | 332.3004 | 137.9081 | 285.9428 | 141.6391 | 233.0094 | 119.0899 | 129.8631 | 32.6989 | 117.9024 | 329.8242 | 205.7728 | 291.3035 | 188.9621 | 193.2836 | 217.9496 | 180.7164
3284 | 20 | 137 | 5 | 119.9788 | 117.1338 | 324.7763 | 137.9784 | 258.7573 | 128.5657 | 221.6413 | 121.2533 | 127.0082 | 28.1132 | 118.9405 | 310.6239 | 166.6625 | 270.8481 | 183.8022 | 183.8458 | 221.0067 | 176.79
3285 | 21 | 137 | 5 | 114.0915 | 105.2996 | 318.384 | 134.0537 | 241.9661 | 117.8541 | 205.436 | 114.9276 | 116.7138 | 26.962 | 109.9852 | 295.3973 | 160.1259 | 260.633 | 162.6373 | 154.6975 | 211.5857 | 173.6291
3286 | 22 | 137 | 5 | 95.3836 | 97.4999 | 318.1049 | 129.1661 | 247.8468 | 120.0434 | 208.5145 | 113.4677 | 116.9727 | 21.453 | 107.5702 | 288.0423 | 169.5327 | 255.6766 | 158.2618 | 149.6196 | 205.9318 | 171.1341
3287 | 23 | 137 | 5 | 69.7884 | 115.8519 | 320.3534 | 125.8646 | 251.5313 | 117.909 | 219.6902 | 108.1304 | 116.0544 | 15.7286 | 102.6638 | 272.5637 | 177.2958 | 260.3236 | 162.1897 | 154.2575 | 193.6563 | 155.2445
3288 | 0 | 138 | 5 | 61.121 | 112.778 | 320.2367 | 120.3679 | 262.0956 | 116.402 | 223.1147 | 95.0424 | 97.7095 | 13.5393 | 106.6316 | 280.119 | 173.6916 | 264.7137 | 143.8603 | 154.808 | 180.0299 | 154.4373
3289 | 1 | 138 | 5 | 65.5117 | 109.6284 | 314.2783 | 119.1819 | 254.199 | 115.6698 | 227.8514 | 89.9272 | 97.689 | 14.8482 | 105.3514 | 277.282 | 166.9507 | 268.7285 | 144.9956 | 158.166 | 183.4344 | 147.6428
3290 | 2 | 138 | 5 | 68.3232 | 109.3071 | 308.154 | 120.4923 | 253.6669 | 116.0031 | 225.4924 | 92.2854 | 102.4854 | 14.7893 | 109.1599 | 286.4358 | 172.3435 | 278.6322 | 136.9387 | 149.1274 | 176.0401 | 146.9589
3291 | 3 | 138 | 5 | 69.3585 | 108.4351 | 305.5719 | 120.2047 | 248.6768 | 117.5899 | 224.264 | 88.7071 | 99.5527 | 15.2184 | 108.2575 | 281.4145 | 170.4118 | 279.3386 | 143.0893 | 146.8004 | 182.4524 | 152.5306
3292 | 4 | 138 | 5 | 62.5589 | 109.0263 | 306.3811 | 117.511 | 245.598 | 114.8171 | 231.3489 | 93.1995 | 101.9538 | 13.6312 | 105.2797 | 279.2401 | 165.0781 | 276.05 | 136.1275 | 145.8214 | 181.6844 | 150.4021
3293 | 5 | 138 | 5 | 24.8305 | 98.463 | 276.6147 | 119.7384 | 204.0846 | 87.6069 | 174.9255 | 89.2492 | 91.4048 | 11.0122 | 114.655 | 246.0098 | 120.6966 | 248.7605 | 126.2006 | 138.6172 | 135.9476 | 119.6132
3294 | 6 | 138 | 5 | 20.42 | 70.0156 | 181.2435 | 121.0848 | 185.3337 | 83.4232 | 134.3574 | 75.5629 | 53.7474 | 10.0472 | 116.0642 | 204.9436 | 96.5628 | 195.6634 | 115.0778 | 114.3083 | 93.398 | 67.1822
3295 | 7 | 138 | 5 | 19.1886 | 64.4091 | 166.0118 | 123.9603 | 173.7962 | 85.9739 | 121.8973 | 79.8306 | 46.5171 | 9.2926 | 113.5669 | 188.6794 | 89.9446 | 186.476 | 116.1112 | 108.7645 | 88.8395 | 64.1858
3296 | 8 | 138 | 5 | 18.8206 | 55.35 | 166.138 | 124.4219 | 175.4507 | 76.9132 | 120.7294 | 71.3086 | 47.9594 | 9.058 | 112.6173 | 187.9879 | 87.1857 | 188.4448 | 110.5212 | 110.4747 | 87.594 | 60.2905
3297 | 9 | 138 | 5 | 20.1903 | 58.0674 | 163.648 | 124.3606 | 169.8049 | 77.9338 | 116.0672 | 72.7882 | 45.5692 | 9.3655 | 112.4462 | 174.7273 | 82.5724 | 178.5988 | 113.6875 | 110.1306 | 80.2461 | 66.3315
3298 | 10 | 138 | 5 | 18.1106 | 62.9318 | 162.3207 | 121.7653 | 171.4069 | 73.4488 | 117.5372 | 70.436 | 41.9418 | 10.0034 | 112.58 | 176.3337 | 82.3523 | 179.8999 | 111.9337 | 108.8779 | 80.2587 | 63.2055
3299 | 11 | 138 | 5 | 17.8296 | 71.9314 | 151.5444 | 118.9188 | 167.9975 | 71.6339 | 116.4312 | 76.203 | 46.1359 | 10.0297 | 109.209 | 179.4089 | 81.8906 | 182.1485 | 112.066 | 113.454 | 80.4497 | 56.2173
3300 | 12 | 138 | 5 | 18.1055 | 76.7617 | 142.9712 | 121.1201 | 163.5209 | 73.266 | 117.5317 | 72.6573 | 41.3548 | 9.9514 | 107.6155 | 170.1255 | 78.6445 | 168.2553 | 113.1077 | 110.4213 | 84.0659 | 61.7052
3301 | 13 | 138 | 5 | 19.3979 | 75.2268 | 135.1139 | 118.1469 | 163.013 | 74.9475 | 118.1319 | 70.6255 | 40.2295 | 9.6478 | 109.03 | 181.5052 | 79.7003 | 175.1532 | 114.668 | 110.2628 | 83.1283 | 53.0744
3302 | 14 | 138 | 5 | 18.9428 | 74.2928 | 134.723 | 117.0504 | 173.1929 | 74.0265 | 119.7816 | 68.2336 | 43.2375 | 9.0629 | 105.9857 | 176.4033 | 86.2815 | 169.2716 | 102.6074 | 108.2211 | 90.8812 | 70.6143
3303 | 15 | 138 | 5 | 21.5878 | 73.473 | 148.8587 | 117.0657 | 179.845 | 74.273 | 122.7998 | 67.2662 | 43.9327 | 9.0489 | 102.7134 | 182.7714 | 93.5558 | 170.2371 | 117.4691 | 107.0068 | 90.5486 | 61.2321
3304 | 16 | 138 | 5 | 50.3659 | 73.8113 | 175.3367 | 126.1303 | 206.9966 | 88.4471 | 138.5084 | 66.4342 | 42.3422 | 12.5336 | 109.5994 | 198.646 | 110.085 | 180.265 | 125.8084 | 109.1131 | 100.2577 | 60.8727
3305 | 17 | 138 | 5 | 75.6347 | 102.179 | 262.09 | 133.5479 | 268.5546 | 110.3079 | 197.8786 | 91.2688 | 84.2999 | 23.6122 | 114.6867 | 239.9743 | 181.3792 | 212.6726 | 141.8106 | 133.3616 | 164.4809 | 123.723
3306 | 18 | 138 | 5 | 124.7459 | 155.1284 | 334.1771 | 140.4539 | 310.3921 | 149.0328 | 238.0901 | 107.7298 | 109.7881 | 37.1575 | 122.5896 | 319.7943 | 209.0259 | 273.2917 | 168.6958 | 187.4916 | 220.5657 | 158.4098
3307 | 19 | 138 | 5 | 119.3474 | 139.7323 | 332.3004 | 137.9081 | 285.9428 | 141.6391 | 233.0094 | 119.0899 | 129.8631 | 32.6989 | 117.9024 | 329.8242 | 205.7728 | 291.3035 | 188.9621 | 193.2836 | 217.9496 | 180.7164
3308 | 20 | 138 | 5 | 119.9788 | 117.1338 | 324.7763 | 137.9784 | 258.7573 | 128.5657 | 221.6413 | 121.2533 | 127.0082 | 28.1132 | 118.9405 | 310.6239 | 166.6625 | 270.8481 | 183.8022 | 183.8458 | 221.0067 | 176.79
3309 | 21 | 138 | 5 | 114.0915 | 105.2996 | 318.384 | 134.0537 | 241.9661 | 117.8541 | 205.436 | 114.9276 | 116.7138 | 26.962 | 109.9852 | 295.3973 | 160.1259 | 260.633 | 162.6373 | 154.6975 | 211.5857 | 173.6291
3310 | 22 | 138 | 5 | 95.3836 | 97.4999 | 318.1049 | 129.1661 | 247.8468 | 120.0434 | 208.5145 | 113.4677 | 116.9727 | 21.453 | 107.5702 | 288.0423 | 169.5327 | 255.6766 | 158.2618 | 149.6196 | 205.9318 | 171.1341
3311 | 23 | 138 | 5 | 69.7884 | 115.8519 | 320.3534 | 125.8646 | 251.5313 | 117.909 | 219.6902 | 108.1304 | 116.0544 | 15.7286 | 102.6638 | 272.5637 | 177.2958 | 260.3236 | 162.1897 | 154.2575 | 193.6563 | 155.2445
3312 | 0 | 139 | 5 | 61.121 | 112.778 | 320.2367 | 120.3679 | 262.0956 | 116.402 | 223.1147 | 95.0424 | 97.7095 | 13.5393 | 106.6316 | 280.119 | 173.6916 | 264.7137 | 143.8603 | 154.808 | 180.0299 | 154.4373
3313 | 1 | 139 | 5 | 65.5117 | 109.6284 | 314.2783 | 119.1819 | 254.199 | 115.6698 | 227.8514 | 89.9272 | 97.689 | 14.8482 | 105.3514 | 277.282 | 166.9507 | 268.7285 | 144.9956 | 158.166 | 183.4344 | 147.6428
3314 | 2 | 139 | 5 | 68.3232 | 109.3071 | 308.154 | 120.4923 | 253.6669 | 116.0031 | 225.4924 | 92.2854 | 102.4854 | 14.7893 | 109.1599 | 286.4358 | 172.3435 | 278.6322 | 136.9387 | 149.1274 | 176.0401 | 146.9589
3315 | 3 | 139 | 5 | 69.3585 | 108.4351 | 305.5719 | 120.2047 | 248.6768 | 117.5899 | 224.264 | 88.7071 | 99.5527 | 15.2184 | 108.2575 | 281.4145 | 170.4118 | 279.3386 | 143.0893 | 146.8004 | 182.4524 | 152.5306
3316 | 4 | 139 | 5 | 62.5589 | 109.0263 | 306.3811 | 117.511 | 245.598 | 114.8171 | 231.3489 | 93.1995 | 101.9538 | 13.6312 | 105.2797 | 279.2401 | 165.0781 | 276.05 | 136.1275 | 145.8214 | 181.6844 | 150.4021
3317 | 5 | 139 | 5 | 24.8305 | 98.463 | 276.6147 | 119.7384 | 204.0846 | 87.6069 | 174.9255 | 89.2492 | 91.4048 | 11.0122 | 114.655 | 246.0098 | 120.6966 | 248.7605 | 126.2006 | 138.6172 | 135.9476 | 119.6132
3318 | 6 | 139 | 5 | 20.42 | 70.0156 | 181.2435 | 121.0848 | 185.3337 | 83.4232 | 134.3574 | 75.5629 | 53.7474 | 10.0472 | 116.0642 | 204.9436 | 96.5628 | 195.6634 | 115.0778 | 114.3083 | 93.398 | 67.1822
3319 | 7 | 139 | 5 | 19.1886 | 64.4091 | 166.0118 | 123.9603 | 173.7962 | 85.9739 | 121.8973 | 79.8306 | 46.5171 | 9.2926 | 113.5669 | 188.6794 | 89.9446 | 186.476 | 116.1112 | 108.7645 | 88.8395 | 64.1858
3320 | 8 | 139 | 5 | 18.8206 | 55.35 | 166.138 | 124.4219 | 175.4507 | 76.9132 | 120.7294 | 71.3086 | 47.9594 | 9.058 | 112.6173 | 187.9879 | 87.1857 | 188.4448 | 110.5212 | 110.4747 | 87.594 | 60.2905
3321 | 9 | 139 | 5 | 20.1903 | 58.0674 | 163.648 | 124.3606 | 169.8049 | 77.9338 | 116.0672 | 72.7882 | 45.5692 | 9.3655 | 112.4462 | 174.7273 | 82.5724 | 178.5988 | 113.6875 | 110.1306 | 80.2461 | 66.3315
3322 | 10 | 139 | 5 | 18.1106 | 62.9318 | 162.3207 | 121.7653 | 171.4069 | 73.4488 | 117.5372 | 70.436 | 41.9418 | 10.0034 | 112.58 | 176.3337 | 82.3523 | 179.8999 | 111.9337 | 108.8779 | 80.2587 | 63.2055
3323 | 11 | 139 | 5 | 17.8296 | 71.9314 | 151.5444 | 118.9188 | 167.9975 | 71.6339 | 116.4312 | 76.203 | 46.1359 | 10.0297 | 109.209 | 179.4089 | 81.8906 | 182.1485 | 112.066 | 113.454 | 80.4497 | 56.2173
3324 | 12 | 139 | 5 | 18.1055 | 76.7617 | 142.9712 | 121.1201 | 163.5209 | 73.266 | 117.5317 | 72.6573 | 41.3548 | 9.9514 | 107.6155 | 170.1255 | 78.6445 | 168.2553 | 113.1077 | 110.4213 | 84.0659 | 61.7052
3325 | 13 | 139 | 5 | 19.3979 | 75.2268 | 135.1139 | 118.1469 | 163.013 | 74.9475 | 118.1319 | 70.6255 | 40.2295 | 9.6478 | 109.03 | 181.5052 | 79.7003 | 175.1532 | 114.668 | 110.2628 | 83.1283 | 53.0744
3326 | 14 | 139 | 5 | 18.9428 | 74.2928 | 134.723 | 117.0504 | 173.1929 | 74.0265 | 119.7816 | 68.2336 | 43.2375 | 9.0629 | 105.9857 | 176.4033 | 86.2815 | 169.2716 | 102.6074 | 108.2211 | 90.8812 | 70.6143
3327 | 15 | 139 | 5 | 21.5878 | 73.473 | 148.8587 | 117.0657 | 179.845 | 74.273 | 122.7998 | 67.2662 | 43.9327 | 9.0489 | 102.7134 | 182.7714 | 93.5558 | 170.2371 | 117.4691 | 107.0068 | 90.5486 | 61.2321
3328 | 16 | 139 | 5 | 50.3659 | 73.8113 | 175.3367 | 126.1303 | 206.9966 | 88.4471 | 138.5084 | 66.4342 | 42.3422 | 12.5336 | 109.5994 | 198.646 | 110.085 | 180.265 | 125.8084 | 109.1131 | 100.2577 | 60.8727
3329 | 17 | 139 | 5 | 75.6347 | 102.179 | 262.09 | 133.5479 | 268.5546 | 110.3079 | 197.8786 | 91.2688 | 84.2999 | 23.6122 | 114.6867 | 239.9743 | 181.3792 | 212.6726 | 141.8106 | 133.3616 | 164.4809 | 123.723
3330 | 18 | 139 | 5 | 124.7459 | 155.1284 | 334.1771 | 140.4539 | 310.3921 | 149.0328 | 238.0901 | 107.7298 | 109.7881 | 37.1575 | 122.5896 | 319.7943 | 209.0259 | 273.2917 | 168.6958 | 187.4916 | 220.5657 | 158.4098
3331 | 19 | 139 | 5 | 119.3474 | 139.7323 | 332.3004 | 137.9081 | 285.9428 | 141.6391 | 233.0094 | 119.0899 | 129.8631 | 32.6989 | 117.9024 | 329.8242 | 205.7728 | 291.3035 | 188.9621 | 193.2836 | 217.9496 | 180.7164
3332 | 20 | 139 | 5 | 119.9788 | 117.1338 | 324.7763 | 137.9784 | 258.7573 | 128.5657 | 221.6413 | 121.2533 | 127.0082 | 28.1132 | 118.9405 | 310.6239 | 166.6625 | 270.8481 | 183.8022 | 183.8458 | 221.0067 | 176.79
3333 | 21 | 139 | 5 | 114.0915 | 105.2996 | 318.384 | 134.0537 | 241.9661 | 117.8541 | 205.436 | 114.9276 | 116.7138 | 26.962 | 109.9852 | 295.3973 | 160.1259 | 260.633 | 162.6373 | 154.6975 | 211.5857 | 173.6291
3334 | 22 | 139 | 5 | 95.3836 | 97.4999 | 318.1049 | 129.1661 | 247.8468 | 120.0434 | 208.5145 | 113.4677 | 116.9727 | 21.453 | 107.5702 | 288.0423 | 169.5327 | 255.6766 | 158.2618 | 149.6196 | 205.9318 | 171.1341
3335 | 23 | 139 | 5 | 69.7884 | 115.8519 | 320.3534 | 125.8646 | 251.5313 | 117.909 | 219.6902 | 108.1304 | 116.0544 | 15.7286 | 102.6638 | 272.5637 | 177.2958 | 260.3236 | 162.1897 | 154.2575 | 193.6563 | 155.2445
3336 | 0 | 140 | 5 | 61.121 | 112.778 | 320.2367 | 120.3679 | 262.0956 | 116.402 | 223.1147 | 95.0424 | 97.7095 | 13.5393 | 106.6316 | 280.119 | 173.6916 | 264.7137 | 143.8603 | 154.808 | 180.0299 | 154.4373
3337 | 1 | 140 | 5 | 65.5117 | 109.6284 | 314.2783 | 119.1819 | 254.199 | 115.6698 | 227.8514 | 89.9272 | 97.689 | 14.8482 | 105.3514 | 277.282 | 166.9507 | 268.7285 | 144.9956 | 158.166 | 183.4344 | 147.6428
3338 | 2 | 140 | 5 | 68.3232 | 109.3071 | 308.154 | 120.4923 | 253.6669 | 116.0031 | 225.4924 | 92.2854 | 102.4854 | 14.7893 | 109.1599 | 286.4358 | 172.3435 | 278.6322 | 136.9387 | 149.1274 | 176.0401 | 146.9589
3339 | 3 | 140 | 5 | 69.3585 | 108.4351 | 305.5719 | 120.2047 | 248.6768 | 117.5899 | 224.264 | 88.7071 | 99.5527 | 15.2184 | 108.2575 | 281.4145 | 170.4118 | 279.3386 | 143.0893 | 146.8004 | 182.4524 | 152.5306
3340 | 4 | 140 | 5 | 62.5589 | 109.0263 | 306.3811 | 117.511 | 245.598 | 114.8171 | 231.3489 | 93.1995 | 101.9538 | 13.6312 | 105.2797 | 279.2401 | 165.0781 | 276.05 | 136.1275 | 145.8214 | 181.6844 | 150.4021
3341 | 5 | 140 | 5 | 24.8305 | 98.463 | 276.6147 | 119.7384 | 204.0846 | 87.6069 | 174.9255 | 89.2492 | 91.4048 | 11.0122 | 114.655 | 246.0098 | 120.6966 | 248.7605 | 126.2006 | 138.6172 | 135.9476 | 119.6132
3342 | 6 | 140 | 5 | 20.42 | 70.0156 | 181.2435 | 121.0848 | 185.3337 | 83.4232 | 134.3574 | 75.5629 | 53.7474 | 10.0472 | 116.0642 | 204.9436 | 96.5628 | 195.6634 | 115.0778 | 114.3083 | 93.398 | 67.1822
3343 | 7 | 140 | 5 | 19.1886 | 64.4091 | 166.0118 | 123.9603 | 173.7962 | 85.9739 | 121.8973 | 79.8306 | 46.5171 | 9.2926 | 113.5669 | 188.6794 | 89.9446 | 186.476 | 116.1112 | 108.7645 | 88.8395 | 64.1858
3344 | 8 | 140 | 5 | 18.8206 | 55.35 | 166.138 | 124.4219 | 175.4507 | 76.9132 | 120.7294 | 71.3086 | 47.9594 | 9.058 | 112.6173 | 187.9879 | 87.1857 | 188.4448 | 110.5212 | 110.4747 | 87.594 | 60.2905
3345 | 9 | 140 | 5 | 20.1903 | 58.0674 | 163.648 | 124.3606 | 169.8049 | 77.9338 | 116.0672 | 72.7882 | 45.5692 | 9.3655 | 112.4462 | 174.7273 | 82.5724 | 178.5988 | 113.6875 | 110.1306 | 80.2461 | 66.3315
3346 | 10 | 140 | 5 | 18.1106 | 62.9318 | 162.3207 | 121.7653 | 171.4069 | 73.4488 | 117.5372 | 70.436 | 41.9418 | 10.0034 | 112.58 | 176.3337 | 82.3523 | 179.8999 | 111.9337 | 108.8779 | 80.2587 | 63.2055
3347 | 11 | 140 | 5 | 17.8296 | 71.9314 | 151.5444 | 118.9188 | 167.9975 | 71.6339 | 116.4312 | 76.203 | 46.1359 | 10.0297 | 109.209 | 179.4089 | 81.8906 | 182.1485 | 112.066 | 113.454 | 80.4497 | 56.2173
3348 | 12 | 140 | 5 | 18.1055 | 76.7617 | 142.9712 | 121.1201 | 163.5209 | 73.266 | 117.5317 | 72.6573 | 41.3548 | 9.9514 | 107.6155 | 170.1255 | 78.6445 | 168.2553 | 113.1077 | 110.4213 | 84.0659 | 61.7052
3349 | 13 | 140 | 5 | 19.3979 | 75.2268 | 135.1139 | 118.1469 | 163.013 | 74.9475 | 118.1319 | 70.6255 | 40.2295 | 9.6478 | 109.03 | 181.5052 | 79.7003 | 175.1532 | 114.668 | 110.2628 | 83.1283 | 53.0744
3350 | 14 | 140 | 5 | 18.9428 | 74.2928 | 134.723 | 117.0504 | 173.1929 | 74.0265 | 119.7816 | 68.2336 | 43.2375 | 9.0629 | 105.9857 | 176.4033 | 86.2815 | 169.2716 | 102.6074 | 108.2211 | 90.8812 | 70.6143
3351 | 15 | 140 | 5 | 21.5878 | 73.473 | 148.8587 | 117.0657 | 179.845 | 74.273 | 122.7998 | 67.2662 | 43.9327 | 9.0489 | 102.7134 | 182.7714 | 93.5558 | 170.2371 | 117.4691 | 107.0068 | 90.5486 | 61.2321
3352 | 16 | 140 | 5 | 50.3659 | 73.8113 | 175.3367 | 126.1303 | 206.9966 | 88.4471 | 138.5084 | 66.4342 | 42.3422 | 12.5336 | 109.5994 | 198.646 | 110.085 | 180.265 | 125.8084 | 109.1131 | 100.2577 | 60.8727
3353 | 17 | 140 | 5 | 75.6347 | 102.179 | 262.09 | 133.5479 | 268.5546 | 110.3079 | 197.8786 | 91.2688 | 84.2999 | 23.6122 | 114.6867 | 239.9743 | 181.3792 | 212.6726 | 141.8106 | 133.3616 | 164.4809 | 123.723
3354 | 18 | 140 | 5 | 124.7459 | 155.1284 | 334.1771 | 140.4539 | 310.3921 | 149.0328 | 238.0901 | 107.7298 | 109.7881 | 37.1575 | 122.5896 | 319.7943 | 209.0259 | 273.2917 | 168.6958 | 187.4916 | 220.5657 | 158.4098
3355 | 19 | 140 | 5 | 119.3474 | 139.7323 | 332.3004 | 137.9081 | 285.9428 | 141.6391 | 233.0094 | 119.0899 | 129.8631 | 32.6989 | 117.9024 | 329.8242 | 205.7728 | 291.3035 | 188.9621 | 193.2836 | 217.9496 | 180.7164
3356 | 20 | 140 | 5 | 119.9788 | 117.1338 | 324.7763 | 137.9784 | 258.7573 | 128.5657 | 221.6413 | 121.2533 | 127.0082 | 28.1132 | 118.9405 | 310.6239 | 166.6625 | 270.8481 | 183.8022 | 183.8458 | 221.0067 | 176.79
3357 | 21 | 140 | 5 | 114.0915 | 105.2996 | 318.384 | 134.0537 | 241.9661 | 117.8541 | 205.436 | 114.9276 | 116.7138 | 26.962 | 109.9852 | 295.3973 | 160.1259 | 260.633 | 162.6373 | 154.6975 | 211.5857 | 173.6291
3358 | 22 | 140 | 5 | 95.3836 | 97.4999 | 318.1049 | 129.1661 | 247.8468 | 120.0434 | 208.5145 | 113.4677 | 116.9727 | 21.453 | 107.5702 | 288.0423 | 169.5327 | 255.6766 | 158.2618 | 149.6196 | 205.9318 | 171.1341
3359 | 23 | 140 | 5 | 69.7884 | 115.8519 | 320.3534 | 125.8646 | 251.5313 | 117.909 | 219.6902 | 108.1304 | 116.0544 | 15.7286 | 102.6638 | 272.5637 | 177.2958 | 260.3236 | 162.1897 | 154.2575 | 193.6563 | 155.2445
3360 | 0 | 141 | 5 | 61.121 | 112.778 | 320.2367 | 120.3679 | 262.0956 | 116.402 | 223.1147 | 95.0424 | 97.7095 | 13.5393 | 106.6316 | 280.119 | 173.6916 | 264.7137 | 143.8603 | 154.808 | 180.0299 | 154.4373
3361 | 1 | 141 | 5 | 65.5117 | 109.6284 | 314.2783 | 119.1819 | 254.199 | 115.6698 | 227.8514 | 89.9272 | 97.689 | 14.8482 | 105.3514 | 277.282 | 166.9507 | 268.7285 | 144.9956 | 158.166 | 183.4344 | 147.6428
3362 | 2 | 141 | 5 | 68.3232 | 109.3071 | 308.154 | 120.4923 | 253.6669 | 116.0031 | 225.4924 | 92.2854 | 102.4854 | 14.7893 | 109.1599 | 286.4358 | 172.3435 | 278.6322 | 136.9387 | 149.1274 | 176.0401 | 146.9589
3363 | 3 | 141 | 5 | 69.3585 | 108.4351 | 305.5719 | 120.2047 | 248.6768 | 117.5899 | 224.264 | 88.7071 | 99.5527 | 15.2184 | 108.2575 | 281.4145 | 170.4118 | 279.3386 | 143.0893 | 146.8004 | 182.4524 | 152.5306
3364 | 4 | 141 | 5 | 62.5589 | 109.0263 | 306.3811 | 117.511 | 245.598 | 114.8171 | 231.3489 | 93.1995 | 101.9538 | 13.6312 | 105.2797 | 279.2401 | 165.0781 | 276.05 | 136.1275 | 145.8214 | 181.6844 | 150.4021
3365 | 5 | 141 | 5 | 24.8305 | 98.463 | 276.6147 | 119.7384 | 204.0846 | 87.6069 | 174.9255 | 89.2492 | 91.4048 | 11.0122 | 114.655 | 246.0098 | 120.6966 | 248.7605 | 126.2006 | 138.6172 | 135.9476 | 119.6132
3366 | 6 | 141 | 5 | 20.42 | 70.0156 | 181.2435 | 121.0848 | 185.3337 | 83.4232 | 134.3574 | 75.5629 | 53.7474 | 10.0472 | 116.0642 | 204.9436 | 96.5628 | 195.6634 | 115.0778 | 114.3083 | 93.398 | 67.1822
3367 | 7 | 141 | 5 | 19.1886 | 64.4091 | 166.0118 | 123.9603 | 173.7962 | 85.9739 | 121.8973 | 79.8306 | 46.5171 | 9.2926 | 113.5669 | 188.6794 | 89.9446 | 186.476 | 116.1112 | 108.7645 | 88.8395 | 64.1858
3368 | 8 | 141 | 5 | 18.8206 | 55.35 | 166.138 | 124.4219 | 175.4507 | 76.9132 | 120.7294 | 71.3086 | 47.9594 | 9.058 | 112.6173 | 187.9879 | 87.1857 | 188.4448 | 110.5212 | 110.4747 | 87.594 | 60.2905
3369 | 9 | 141 | 5 | 20.1903 | 58.0674 | 163.648 | 124.3606 | 169.8049 | 77.9338 | 116.0672 | 72.7882 | 45.5692 | 9.3655 | 112.4462 | 174.7273 | 82.5724 | 178.5988 | 113.6875 | 110.1306 | 80.2461 | 66.3315
3370 | 10 | 141 | 5 | 18.1106 | 62.9318 | 162.3207 | 121.7653 | 171.4069 | 73.4488 | 117.5372 | 70.436 | 41.9418 | 10.0034 | 112.58 | 176.3337 | 82.3523 | 179.8999 | 111.9337 | 108.8779 | 80.2587 | 63.2055
3371 | 11 | 141 | 5 | 17.8296 | 71.9314 | 151.5444 | 118.9188 | 167.9975 | 71.6339 | 116.4312 | 76.203 | 46.1359 | 10.0297 | 109.209 | 179.4089 | 81.8906 | 182.1485 | 112.066 | 113.454 | 80.4497 | 56.2173
3372 | 12 | 141 | 5 | 18.1055 | 76.7617 | 142.9712 | 121.1201 | 163.5209 | 73.266 | 117.5317 | 72.6573 | 41.3548 | 9.9514 | 107.6155 | 170.1255 | 78.6445 | 168.2553 | 113.1077 | 110.4213 | 84.0659 | 61.7052
3373 | 13 | 141 | 5 | 19.3979 | 75.2268 | 135.1139 | 118.1469 | 163.013 | 74.9475 | 118.1319 | 70.6255 | 40.2295 | 9.6478 | 109.03 | 181.5052 | 79.7003 | 175.1532 | 114.668 | 110.2628 | 83.1283 | 53.0744
3374 | 14 | 141 | 5 | 18.9428 | 74.2928 | 134.723 | 117.0504 | 173.1929 | 74.0265 | 119.7816 | 68.2336 | 43.2375 | 9.0629 | 105.9857 | 176.4033 | 86.2815 | 169.2716 | 102.6074 | 108.2211 | 90.8812 | 70.6143
3375 | 15 | 141 | 5 | 21.5878 | 73.473 | 148.8587 | 117.0657 | 179.845 | 74.273 | 122.7998 | 67.2662 | 43.9327 | 9.0489 | 102.7134 | 182.7714 | 93.5558 | 170.2371 | 117.4691 | 107.0068 | 90.5486 | 61.2321
3376 | 16 | 141 | 5 | 50.3659 | 73.8113 | 175.3367 | 126.1303 | 206.9966 | 88.4471 | 138.5084 | 66.4342 | 42.3422 | 12.5336 | 109.5994 | 198.646 | 110.085 | 180.265 | 125.8084 | 109.1131 | 100.2577 | 60.8727
3377 | 17 | 141 | 5 | 75.6347 | 102.179 | 262.09 | 133.5479 | 268.5546 | 110.3079 | 197.8786 | 91.2688 | 84.2999 | 23.6122 | 114.6867 | 239.9743 | 181.3792 | 212.6726 | 141.8106 | 133.3616 | 164.4809 | 123.723
3378 | 18 | 141 | 5 | 124.7459 | 155.1284 | 334.1771 | 140.4539 | 310.3921 | 149.0328 | 238.0901 | 107.7298 | 109.7881 | 37.1575 | 122.5896 | 319.7943 | 209.0259 | 273.2917 | 168.6958 | 187.4916 | 220.5657 | 158.4098
3379 | 19 | 141 | 5 | 119.3474 | 139.7323 | 332.3004 | 137.9081 | 285.9428 | 141.6391 | 233.0094 | 119.0899 | 129.8631 | 32.6989 | 117.9024 | 329.8242 | 205.7728 | 291.3035 | 188.9621 | 193.2836 | 217.9496 | 180.7164
3380 | 20 | 141 | 5 | 119.9788 | 117.1338 | 324.7763 | 137.9784 | 258.7573 | 128.5657 | 221.6413 | 121.2533 | 127.0082 | 28.1132 | 118.9405 | 310.6239 | 166.6625 | 270.8481 | 183.8022 | 183.8458 | 221.0067 | 176.79
3381 | 21 | 141 | 5 | 114.0915 | 105.2996 | 318.384 | 134.0537 | 241.9661 | 117.8541 | 205.436 | 114.9276 | 116.7138 | 26.962 | 109.9852 | 295.3973 | 160.1259 | 260.633 | 162.6373 | 154.6975 | 211.5857 | 173.6291
3382 | 22 | 141 | 5 | 95.3836 | 97.4999 | 318.1049 | 129.1661 | 247.8468 | 120.0434 | 208.5145 | 113.4677 | 116.9727 | 21.453 | 107.5702 | 288.0423 | 169.5327 | 255.6766 | 158.2618 | 149.6196 | 205.9318 | 171.1341
3383 | 23 | 141 | 5 | 69.7884 | 115.8519 | 320.3534 | 125.8646 | 251.5313 | 117.909 | 219.6902 | 108.1304 | 116.0544 | 15.7286 | 102.6638 | 272.5637 | 177.2958 | 260.3236 | 162.1897 | 154.2575 | 193.6563 | 155.2445
3384 | 0 | 142 | 5 | 61.121 | 112.778 | 320.2367 | 120.3679 | 262.0956 | 116.402 | 223.1147 | 95.0424 | 97.7095 | 13.5393 | 106.6316 | 280.119 | 173.6916 | 264.7137 | 143.8603 | 154.808 | 180.0299 | 154.4373
3385 | 1 | 142 | 5 | 65.5117 | 109.6284 | 314.2783 | 119.1819 | 254.199 | 115.6698 | 227.8514 | 89.9272 | 97.689 | 14.8482 | 105.3514 | 277.282 | 166.9507 | 268.7285 | 144.9956 | 158.166 | 183.4344 | 147.6428
3386 | 2 | 142 | 5 | 68.3232 | 109.3071 | 308.154 | 120.4923 | 253.6669 | 116.0031 | 225.4924 | 92.2854 | 102.4854 | 14.7893 | 109.1599 | 286.4358 | 172.3435 | 278.6322 | 136.9387 | 149.1274 | 176.0401 | 146.9589
3387 | 3 | 142 | 5 | 69.3585 | 108.4351 | 305.5719 | 120.2047 | 248.6768 | 117.5899 | 224.264 | 88.7071 | 99.5527 | 15.2184 | 108.2575 | 281.4145 | 170.4118 | 279.3386 | 143.0893 | 146.8004 | 182.4524 | 152.5306
3388 | 4 | 142 | 5 | 62.5589 | 109.0263 | 306.3811 | 117.511 | 245.598 | 114.8171 | 231.3489 | 93.1995 | 101.9538 | 13.6312 | 105.2797 | 279.2401 | 165.0781 | 276.05 | 136.1275 | 145.8214 | 181.6844 | 150.4021
3389 | 5 | 142 | 5 | 24.8305 | 98.463 | 276.6147 | 119.7384 | 204.0846 | 87.6069 | 174.9255 | 89.2492 | 91.4048 | 11.0122 | 114.655 | 246.0098 | 120.6966 | 248.7605 | 126.2006 | 138.6172 | 135.9476 | 119.6132
3390 | 6 | 142 | 5 | 20.42 | 70.0156 | 181.2435 | 121.0848 | 185.3337 | 83.4232 | 134.3574 | 75.5629 | 53.7474 | 10.0472 | 116.0642 | 204.9436 | 96.5628 | 195.6634 | 115.0778 | 114.3083 | 93.398 | 67.1822
3391 | 7 | 142 | 5 | 19.1886 | 64.4091 | 166.0118 | 123.9603 | 173.7962 | 85.9739 | 121.8973 | 79.8306 | 46.5171 | 9.2926 | 113.5669 | 188.6794 | 89.9446 | 186.476 | 116.1112 | 108.7645 | 88.8395 | 64.1858
3392 | 8 | 142 | 5 | 18.8206 | 55.35 | 166.138 | 124.4219 | 175.4507 | 76.9132 | 120.7294 | 71.3086 | 47.9594 | 9.058 | 112.6173 | 187.9879 | 87.1857 | 188.4448 | 110.5212 | 110.4747 | 87.594 | 60.2905
3393 | 9 | 142 | 5 | 20.1903 | 58.0674 | 163.648 | 124.3606 | 169.8049 | 77.9338 | 116.0672 | 72.7882 | 45.5692 | 9.3655 | 112.4462 | 174.7273 | 82.5724 | 178.5988 | 113.6875 | 110.1306 | 80.2461 | 66.3315
3394 | 10 | 142 | 5 | 18.1106 | 62.9318 | 162.3207 | 121.7653 | 171.4069 | 73.4488 | 117.5372 | 70.436 | 41.9418 | 10.0034 | 112.58 | 176.3337 | 82.3523 | 179.8999 | 111.9337 | 108.8779 | 80.2587 | 63.2055
3395 | 11 | 142 | 5 | 17.8296 | 71.9314 | 151.5444 | 118.9188 | 167.9975 | 71.6339 | 116.4312 | 76.203 | 46.1359 | 10.0297 | 109.209 | 179.4089 | 81.8906 | 182.1485 | 112.066 | 113.454 | 80.4497 | 56.2173
3396 | 12 | 142 | 5 | 18.1055 | 76.7617 | 142.9712 | 121.1201 | 163.5209 | 73.266 | 117.5317 | 72.6573 | 41.3548 | 9.9514 | 107.6155 | 170.1255 | 78.6445 | 168.2553 | 113.1077 | 110.4213 | 84.0659 | 61.7052
3397 | 13 | 142 | 5 | 19.3979 | 75.2268 | 135.1139 | 118.1469 | 163.013 | 74.9475 | 118.1319 | 70.6255 | 40.2295 | 9.6478 | 109.03 | 181.5052 | 79.7003 | 175.1532 | 114.668 | 110.2628 | 83.1283 | 53.0744
3398 | 14 | 142 | 5 | 18.9428 | 74.2928 | 134.723 | 117.0504 | 173.1929 | 74.0265 | 119.7816 | 68.2336 | 43.2375 | 9.0629 | 105.9857 | 176.4033 | 86.2815 | 169.2716 | 102.6074 | 108.2211 | 90.8812 | 70.6143
3399 | 15 | 142 | 5 | 21.5878 | 73.473 | 148.8587 | 117.0657 | 179.845 | 74.273 | 122.7998 | 67.2662 | 43.9327 | 9.0489 | 102.7134 | 182.7714 | 93.5558 | 170.2371 | 117.4691 | 107.0068 | 90.5486 | 61.2321
3400 | 16 | 142 | 5 | 50.3659 | 73.8113 | 175.3367 | 126.1303 | 206.9966 | 88.4471 | 138.5084 | 66.4342 | 42.3422 | 12.5336 | 109.5994 | 198.646 | 110.085 | 180.265 | 125.8084 | 109.1131 | 100.2577 | 60.8727
3401 | 17 | 142 | 5 | 75.6347 | 102.179 | 262.09 | 133.5479 | 268.5546 | 110.3079 | 197.8786 | 91.2688 | 84.2999 | 23.6122 | 114.6867 | 239.9743 | 181.3792 | 212.6726 | 141.8106 | 133.3616 | 164.4809 | 123.723
3402 | 18 | 142 | 5 | 124.7459 | 155.1284 | 334.1771 | 140.4539 | 310.3921 | 149.0328 | 238.0901 | 107.7298 | 109.7881 | 37.1575 | 122.5896 | 319.7943 | 209.0259 | 273.2917 | 168.6958 | 187.4916 | 220.5657 | 158.4098
3403 | 19 | 142 | 5 | 119.3474 | 139.7323 | 332.3004 | 137.9081 | 285.9428 | 141.6391 | 233.0094 | 119.0899 | 129.8631 | 32.6989 | 117.9024 | 329.8242 | 205.7728 | 291.3035 | 188.9621 | 193.2836 | 217.9496 | 180.7164
3404 | 20 | 142 | 5 | 119.9788 | 117.1338 | 324.7763 | 137.9784 | 258.7573 | 128.5657 | 221.6413 | 121.2533 | 127.0082 | 28.1132 | 118.9405 | 310.6239 | 166.6625 | 270.8481 | 183.8022 | 183.8458 | 221.0067 | 176.79
3405 | 21 | 142 | 5 | 114.0915 | 105.2996 | 318.384 | 134.0537 | 241.9661 | 117.8541 | 205.436 | 114.9276 | 116.7138 | 26.962 | 109.9852 | 295.3973 | 160.1259 | 260.633 | 162.6373 | 154.6975 | 211.5857 | 173.6291
3406 | 22 | 142 | 5 | 95.3836 | 97.4999 | 318.1049 | 129.1661 | 247.8468 | 120.0434 | 208.5145 | 113.4677 | 116.9727 | 21.453 | 107.5702 | 288.0423 | 169.5327 | 255.6766 | 158.2618 | 149.6196 | 205.9318 | 171.1341
3407 | 23 | 142 | 5 | 69.7884 | 115.8519 | 320.3534 | 125.8646 | 251.5313 | 117.909 | 219.6902 | 108.1304 | 116.0544 | 15.7286 | 102.6638 | 272.5637 | 177.2958 | 260.3236 | 162.1897 | 154.2575 | 193.6563 | 155.2445
3408 | 0 | 143 | 5 | 61.121 | 112.778 | 320.2367 | 120.3679 | 262.0956 | 116.402 | 223.1147 | 95.0424 | 97.7095 | 13.5393 | 106.6316 | 280.119 | 173.6916 | 264.7137 | 143.8603 | 154.808 | 180.0299 | 154.4373
3409 | 1 | 143 | 5 | 65.5117 | 109.6284 | 314.2783 | 119.1819 | 254.199 | 115.6698 | 227.8514 | 89.9272 | 97.689 | 14.8482 | 105.3514 | 277.282 | 166.9507 | 268.7285 | 144.9956 | 158.166 | 183.4344 | 147.6428
3410 | 2 | 143 | 5 | 68.3232 | 109.3071 | 308.154 | 120.4923 | 253.6669 | 116.0031 | 225.4924 | 92.2854 | 102.4854 | 14.7893 | 109.1599 | 286.4358 | 172.3435 | 278.6322 | 136.9387 | 149.1274 | 176.0401 | 146.9589
3411 | 3 | 143 | 5 | 69.3585 | 108.4351 | 305.5719 | 120.2047 | 248.6768 | 117.5899 | 224.264 | 88.7071 | 99.5527 | 15.2184 | 108.2575 | 281.4145 | 170.4118 | 279.3386 | 143.0893 | 146.8004 | 182.4524 | 152.5306
3412 | 4 | 143 | 5 | 62.5589 | 109.0263 | 306.3811 | 117.511 | 245.598 | 114.8171 | 231.3489 | 93.1995 | 101.9538 | 13.6312 | 105.2797 | 279.2401 | 165.0781 | 276.05 | 136.1275 | 145.8214 | 181.6844 | 150.4021
3413 | 5 | 143 | 5 | 24.8305 | 98.463 | 276.6147 | 119.7384 | 204.0846 | 87.6069 | 174.9255 | 89.2492 | 91.4048 | 11.0122 | 114.655 | 246.0098 | 120.6966 | 248.7605 | 126.2006 | 138.6172 | 135.9476 | 119.6132
3414 | 6 | 143 | 5 | 20.42 | 70.0156 | 181.2435 | 121.0848 | 185.3337 | 83.4232 | 134.3574 | 75.5629 | 53.7474 | 10.0472 | 116.0642 | 204.9436 | 96.5628 | 195.6634 | 115.0778 | 114.3083 | 93.398 | 67.1822
3415 | 7 | 143 | 5 | 19.1886 | 64.4091 | 166.0118 | 123.9603 | 173.7962 | 85.9739 | 121.8973 | 79.8306 | 46.5171 | 9.2926 | 113.5669 | 188.6794 | 89.9446 | 186.476 | 116.1112 | 108.7645 | 88.8395 | 64.1858
3416 | 8 | 143 | 5 | 18.8206 | 55.35 | 166.138 | 124.4219 | 175.4507 | 76.9132 | 120.7294 | 71.3086 | 47.9594 | 9.058 | 112.6173 | 187.9879 | 87.1857 | 188.4448 | 110.5212 | 110.4747 | 87.594 | 60.2905
3417 | 9 | 143 | 5 | 20.1903 | 58.0674 | 163.648 | 124.3606 | 169.8049 | 77.9338 | 116.0672 | 72.7882 | 45.5692 | 9.3655 | 112.4462 | 174.7273 | 82.5724 | 178.5988 | 113.6875 | 110.1306 | 80.2461 | 66.3315
3418 | 10 | 143 | 5 | 18.1106 | 62.9318 | 162.3207 | 121.7653 | 171.4069 | 73.4488 | 117.5372 | 70.436 | 41.9418 | 10.0034 | 112.58 | 176.3337 | 82.3523 | 179.8999 | 111.9337 | 108.8779 | 80.2587 | 63.2055
3419 | 11 | 143 | 5 | 17.8296 | 71.9314 | 151.5444 | 118.9188 | 167.9975 | 71.6339 | 116.4312 | 76.203 | 46.1359 | 10.0297 | 109.209 | 179.4089 | 81.8906 | 182.1485 | 112.066 | 113.454 | 80.4497 | 56.2173
3420 | 12 | 143 | 5 | 18.1055 | 76.7617 | 142.9712 | 121.1201 | 163.5209 | 73.266 | 117.5317 | 72.6573 | 41.3548 | 9.9514 | 107.6155 | 170.1255 | 78.6445 | 168.2553 | 113.1077 | 110.4213 | 84.0659 | 61.7052
3421 | 13 | 143 | 5 | 19.3979 | 75.2268 | 135.1139 | 118.1469 | 163.013 | 74.9475 | 118.1319 | 70.6255 | 40.2295 | 9.6478 | 109.03 | 181.5052 | 79.7003 | 175.1532 | 114.668 | 110.2628 | 83.1283 | 53.0744
3422 | 14 | 143 | 5 | 18.9428 | 74.2928 | 134.723 | 117.0504 | 173.1929 | 74.0265 | 119.7816 | 68.2336 | 43.2375 | 9.0629 | 105.9857 | 176.4033 | 86.2815 | 169.2716 | 102.6074 | 108.2211 | 90.8812 | 70.6143
3423 | 15 | 143 | 5 | 21.5878 | 73.473 | 148.8587 | 117.0657 | 179.845 | 74.273 | 122.7998 | 67.2662 | 43.9327 | 9.0489 | 102.7134 | 182.7714 | 93.5558 | 170.2371 | 117.4691 | 107.0068 | 90.5486 | 61.2321
3424 | 16 | 143 | 5 | 50.3659 | 73.8113 | 175.3367 | 126.1303 | 206.9966 | 88.4471 | 138.5084 | 66.4342 | 42.3422 | 12.5336 | 109.5994 | 198.646 | 110.085 | 180.265 | 125.8084 | 109.1131 | 100.2577 | 60.8727
3425 | 17 | 143 | 5 | 75.6347 | 102.179 | 262.09 | 133.5479 | 268.5546 | 110.3079 | 197.8786 | 91.2688 | 84.2999 | 23.6122 | 114.6867 | 239.9743 | 181.3792 | 212.6726 | 141.8106 | 133.3616 | 164.4809 | 123.723
3426 | 18 | 143 | 5 | 124.7459 | 155.1284 | 334.1771 | 140.4539 | 310.3921 | 149.0328 | 238.0901 | 107.7298 | 109.7881 | 37.1575 | 122.5896 | 319.7943 | 209.0259 | 273.2917 | 168.6958 | 187.4916 | 220.5657 | 158.4098
3427 | 19 | 143 | 5 | 119.3474 | 139.7323 | 332.3004 | 137.9081 | 285.9428 | 141.6391 | 233.0094 | 119.0899 | 129.8631 | 32.6989 | 117.9024 | 329.8242 | 205.7728 | 291.3035 | 188.9621 | 193.2836 | 217.9496 | 180.7164
3428 | 20 | 143 | 5 | 119.9788 | 117.1338 | 324.7763 | 137.9784 | 258.7573 | 128.5657 | 221.6413 | 121.2533 | 127.0082 | 28.1132 | 118.9405 | 310.6239 | 166.6625 | 270.8481 | 183.8022 | 183.8458 | 221.0067 | 176.79
3429 | 21 | 143 | 5 | 114.0915 | 105.2996 | 318.384 | 134.0537 | 241.9661 | 117.8541 | 205.436 | 114.9276 | 116.7138 | 26.962 | 109.9852 | 295.3973 | 160.1259 | 260.633 | 162.6373 | 154.6975 | 211.5857 | 173.6291
3430 | 22 | 143 | 5 | 95.3836 | 97.4999 | 318.1049 | 129.1661 | 247.8468 | 120.0434 | 208.5145 | 113.4677 | 116.9727 | 21.453 | 107.5702 | 288.0423 | 169.5327 | 255.6766 | 158.2618 | 149.6196 | 205.9318 | 171.1341
3431 | 23 | 143 | 5 | 69.7884 | 115.8519 | 320.3534 | 125.8646 | 251.5313 | 117.909 | 219.6902 | 108.1304 | 116.0544 | 15.7286 | 102.6638 | 272.5637 | 177.2958 | 260.3236 | 162.1897 | 154.2575 | 193.6563 | 155.2445
3432 | 0 | 144 | 5 | 61.121 | 112.778 | 320.2367 | 120.3679 | 262.0956 | 116.402 | 223.1147 | 95.0424 | 97.7095 | 13.5393 | 106.6316 | 280.119 | 173.6916 | 264.7137 | 143.8603 | 154.808 | 180.0299 | 154.4373
3433 | 1 | 144 | 5 | 65.5117 | 109.6284 | 314.2783 | 119.1819 | 254.199 | 115.6698 | 227.8514 | 89.9272 | 97.689 | 14.8482 | 105.3514 | 277.282 | 166.9507 | 268.7285 | 144.9956 | 158.166 | 183.4344 | 147.6428
3434 | 2 | 144 | 5 | 68.3232 | 109.3071 | 308.154 | 120.4923 | 253.6669 | 116.0031 | 225.4924 | 92.2854 | 102.4854 | 14.7893 | 109.1599 | 286.4358 | 172.3435 | 278.6322 | 136.9387 | 149.1274 | 176.0401 | 146.9589
3435 | 3 | 144 | 5 | 69.3585 | 108.4351 | 305.5719 | 120.2047 | 248.6768 | 117.5899 | 224.264 | 88.7071 | 99.5527 | 15.2184 | 108.2575 | 281.4145 | 170.4118 | 279.3386 | 143.0893 | 146.8004 | 182.4524 | 152.5306
3436 | 4 | 144 | 5 | 62.5589 | 109.0263 | 306.3811 | 117.511 | 245.598 | 114.8171 | 231.3489 | 93.1995 | 101.9538 | 13.6312 | 105.2797 | 279.2401 | 165.0781 | 276.05 | 136.1275 | 145.8214 | 181.6844 | 150.4021
3437 | 5 | 144 | 5 | 24.8305 | 98.463 | 276.6147 | 119.7384 | 204.0846 | 87.6069 | 174.9255 | 89.2492 | 91.4048 | 11.0122 | 114.655 | 246.0098 | 120.6966 | 248.7605 | 126.2006 | 138.6172 | 135.9476 | 119.6132
3438 | 6 | 144 | 5 | 20.42 | 70.0156 | 181.2435 | 121.0848 | 185.3337 | 83.4232 | 134.3574 | 75.5629 | 53.7474 | 10.0472 | 116.0642 | 204.9436 | 96.5628 | 195.6634 | 115.0778 | 114.3083 | 93.398 | 67.1822
3439 | 7 | 144 | 5 | 19.1886 | 64.4091 | 166.0118 | 123.9603 | 173.7962 | 85.9739 | 121.8973 | 79.8306 | 46.5171 | 9.2926 | 113.5669 | 188.6794 | 89.9446 | 186.476 | 116.1112 | 108.7645 | 88.8395 | 64.1858
3440 | 8 | 144 | 5 | 18.8206 | 55.35 | 166.138 | 124.4219 | 175.4507 | 76.9132 | 120.7294 | 71.3086 | 47.9594 | 9.058 | 112.6173 | 187.9879 | 87.1857 | 188.4448 | 110.5212 | 110.4747 | 87.594 | 60.2905
3441 | 9 | 144 | 5 | 20.1903 | 58.0674 | 163.648 | 124.3606 | 169.8049 | 77.9338 | 116.0672 | 72.7882 | 45.5692 | 9.3655 | 112.4462 | 174.7273 | 82.5724 | 178.5988 | 113.6875 | 110.1306 | 80.2461 | 66.3315
3442 | 10 | 144 | 5 | 18.1106 | 62.9318 | 162.3207 | 121.7653 | 171.4069 | 73.4488 | 117.5372 | 70.436 | 41.9418 | 10.0034 | 112.58 | 176.3337 | 82.3523 | 179.8999 | 111.9337 | 108.8779 | 80.2587 | 63.2055
3443 | 11 | 144 | 5 | 17.8296 | 71.9314 | 151.5444 | 118.9188 | 167.9975 | 71.6339 | 116.4312 | 76.203 | 46.1359 | 10.0297 | 109.209 | 179.4089 | 81.8906 | 182.1485 | 112.066 | 113.454 | 80.4497 | 56.2173
3444 | 12 | 144 | 5 | 18.1055 | 76.7617 | 142.9712 | 121.1201 | 163.5209 | 73.266 | 117.5317 | 72.6573 | 41.3548 | 9.9514 | 107.6155 | 170.1255 | 78.6445 | 168.2553 | 113.1077 | 110.4213 | 84.0659 | 61.7052
3445 | 13 | 144 | 5 | 19.3979 | 75.2268 | 135.1139 | 118.1469 | 163.013 | 74.9475 | 118.1319 | 70.6255 | 40.2295 | 9.6478 | 109.03 | 181.5052 | 79.7003 | 175.1532 | 114.668 | 110.2628 | 83.1283 | 53.0744
3446 | 14 | 144 | 5 | 18.9428 | 74.2928 | 134.723 | 117.0504 | 173.1929 | 74.0265 | 119.7816 | 68.2336 | 43.2375 | 9.0629 | 105.9857 | 176.4033 | 86.2815 | 169.2716 | 102.6074 | 108.2211 | 90.8812 | 70.6143
3447 | 15 | 144 | 5 | 21.5878 | 73.473 | 148.8587 | 117.0657 | 179.845 | 74.273 | 122.7998 | 67.2662 | 43.9327 | 9.0489 | 102.7134 | 182.7714 | 93.5558 | 170.2371 | 117.4691 | 107.0068 | 90.5486 | 61.2321
3448 | 16 | 144 | 5 | 50.3659 | 73.8113 | 175.3367 | 126.1303 | 206.9966 | 88.4471 | 138.5084 | 66.4342 | 42.3422 | 12.5336 | 109.5994 | 198.646 | 110.085 | 180.265 | 125.8084 | 109.1131 | 100.2577 | 60.8727
3449 | 17 | 144 | 5 | 75.6347 | 102.179 | 262.09 | 133.5479 | 268.5546 | 110.3079 | 197.8786 | 91.2688 | 84.2999 | 23.6122 | 114.6867 | 239.9743 | 181.3792 | 212.6726 | 141.8106 | 133.3616 | 164.4809 | 123.723
3450 | 18 | 144 | 5 | 124.7459 | 155.1284 | 334.1771 | 140.4539 | 310.3921 | 149.0328 | 238.0901 | 107.7298 | 109.7881 | 37.1575 | 122.5896 | 319.7943 | 209.0259 | 273.2917 | 168.6958 | 187.4916 | 220.5657 | 158.4098
3451 | 19 | 144 | 5 | 119.3474 | 139.7323 | 332.3004 | 137.9081 | 285.9428 | 141.6391 | 233.0094 | 119.0899 | 129.8631 | 32.6989 | 117.9024 | 329.8242 | 205.7728 | 291.3035 | 188.9621 | 193.2836 | 217.9496 | 180.7164
3452 | 20 | 144 | 5 | 119.9788 | 117.1338 | 324.7763 | 137.9784 | 258.7573 | 128.5657 | 221.6413 | 121.2533 | 127.0082 | 28.1132 | 118.9405 | 310.6239 | 166.6625 | 270.8481 | 183.8022 | 183.8458 | 221.0067 | 176.79
3453 | 21 | 144 | 5 | 114.0915 | 105.2996 | 318.384 | 134.0537 | 241.9661 | 117.8541 | 205.436 | 114.9276 | 116.7138 | 26.962 | 109.9852 | 295.3973 | 160.1259 | 260.633 | 162.6373 | 154.6975 | 211.5857 | 173.6291
3454 | 22 | 144 | 5 | 95.3836 | 97.4999 | 318.1049 | 129.1661 | 247.8468 | 120.0434 | 208.5145 | 113.4677 | 116.9727 | 21.453 | 107.5702 | 288.0423 | 169.5327 | 255.6766 | 158.2618 | 149.6196 | 205.9318 | 171.1341
3455 | 23 | 144 | 5 | 69.7884 | 115.8519 | 320.3534 | 125.8646 | 251.5313 | 117.909 | 219.6902 | 108.1304 | 116.0544 | 15.7286 | 102.6638 | 272.5637 | 177.2958 | 260.3236 | 162.1897 | 154.2575 | 193.6563 | 155.2445
3456 | 0 | 145 | 5 | 61.121 | 112.778 | 320.2367 | 120.3679 | 262.0956 | 116.402 | 223.1147 | 95.0424 | 97.7095 | 13.5393 | 106.6316 | 280.119 | 173.6916 | 264.7137 | 143.8603 | 154.808 | 180.0299 | 154.4373
3457 | 1 | 145 | 5 | 65.5117 | 109.6284 | 314.2783 | 119.1819 | 254.199 | 115.6698 | 227.8514 | 89.9272 | 97.689 | 14.8482 | 105.3514 | 277.282 | 166.9507 | 268.7285 | 144.9956 | 158.166 | 183.4344 | 147.6428
3458 | 2 | 145 | 5 | 68.3232 | 109.3071 | 308.154 | 120.4923 | 253.6669 | 116.0031 | 225.4924 | 92.2854 | 102.4854 | 14.7893 | 109.1599 | 286.4358 | 172.3435 | 278.6322 | 136.9387 | 149.1274 | 176.0401 | 146.9589
3459 | 3 | 145 | 5 | 69.3585 | 108.4351 | 305.5719 | 120.2047 | 248.6768 | 117.5899 | 224.264 | 88.7071 | 99.5527 | 15.2184 | 108.2575 | 281.4145 | 170.4118 | 279.3386 | 143.0893 | 146.8004 | 182.4524 | 152.5306
3460 | 4 | 145 | 5 | 62.5589 | 109.0263 | 306.3811 | 117.511 | 245.598 | 114.8171 | 231.3489 | 93.1995 | 101.9538 | 13.6312 | 105.2797 | 279.2401 | 165.0781 | 276.05 | 136.1275 | 145.8214 | 181.6844 | 150.4021
3461 | 5 | 145 | 5 | 24.8305 | 98.463 | 276.6147 | 119.7384 | 204.0846 | 87.6069 | 174.9255 | 89.2492 | 91.4048 | 11.0122 | 114.655 | 246.0098 | 120.6966 | 248.7605 | 126.2006 | 138.6172 | 135.9476 | 119.6132
3462 | 6 | 145 | 5 | 20.42 | 70.0156 | 181.2435 | 121.0848 | 185.3337 | 83.4232 | 134.3574 | 75.5629 | 53.7474 | 10.0472 | 116.0642 | 204.9436 | 96.5628 | 195.6634 | 115.0778 | 114.3083 | 93.398 | 67.1822
3463 | 7 | 145 | 5 | 19.1886 | 64.4091 | 166.0118 | 123.9603 | 173.7962 | 85.9739 | 121.8973 | 79.8306 | 46.5171 | 9.2926 | 113.5669 | 188.6794 | 89.9446 | 186.476 | 116.1112 | 108.7645 | 88.8395 | 64.1858
3464 | 8 | 145 | 5 | 18.8206 | 55.35 | 166.138 | 124.4219 | 175.4507 | 76.9132 | 120.7294 | 71.3086 | 47.9594 | 9.058 | 112.6173 | 187.9879 | 87.1857 | 188.4448 | 110.5212 | 110.4747 | 87.594 | 60.2905
3465 | 9 | 145 | 5 | 20.1903 | 58.0674 | 163.648 | 124.3606 | 169.8049 | 77.9338 | 116.0672 | 72.7882 | 45.5692 | 9.3655 | 112.4462 | 174.7273 | 82.5724 | 178.5988 | 113.6875 | 110.1306 | 80.2461 | 66.3315
3466 | 10 | 145 | 5 | 18.1106 | 62.9318 | 162.3207 | 121.7653 | 171.4069 | 73.4488 | 117.5372 | 70.436 | 41.9418 | 10.0034 | 112.58 | 176.3337 | 82.3523 | 179.8999 | 111.9337 | 108.8779 | 80.2587 | 63.2055
3467 | 11 | 145 | 5 | 17.8296 | 71.9314 | 151.5444 | 118.9188 | 167.9975 | 71.6339 | 116.4312 | 76.203 | 46.1359 | 10.0297 | 109.209 | 179.4089 | 81.8906 | 182.1485 | 112.066 | 113.454 | 80.4497 | 56.2173
3468 | 12 | 145 | 5 | 18.1055 | 76.7617 | 142.9712 | 121.1201 | 163.5209 | 73.266 | 117.5317 | 72.6573 | 41.3548 | 9.9514 | 107.6155 | 170.1255 | 78.6445 | 168.2553 | 113.1077 | 110.4213 | 84.0659 | 61.7052
3469 | 13 | 145 | 5 | 19.3979 | 75.2268 | 135.1139 | 118.1469 | 163.013 | 74.9475 | 118.1319 | 70.6255 | 40.2295 | 9.6478 | 109.03 | 181.5052 | 79.7003 | 175.1532 | 114.668 | 110.2628 | 83.1283 | 53.0744
3470 | 14 | 145 | 5 | 18.9428 | 74.2928 | 134.723 | 117.0504 | 173.1929 | 74.0265 | 119.7816 | 68.2336 | 43.2375 | 9.0629 | 105.9857 | 176.4033 | 86.2815 | 169.2716 | 102.6074 | 108.2211 | 90.8812 | 70.6143
3471 | 15 | 145 | 5 | 21.5878 | 73.473 | 148.8587 | 117.0657 | 179.845 | 74.273 | 122.7998 | 67.2662 | 43.9327 | 9.0489 | 102.7134 | 182.7714 | 93.5558 | 170.2371 | 117.4691 | 107.0068 | 90.5486 | 61.2321
3472 | 16 | 145 | 5 | 50.3659 | 73.8113 | 175.3367 | 126.1303 | 206.9966 | 88.4471 | 138.5084 | 66.4342 | 42.3422 | 12.5336 | 109.5994 | 198.646 | 110.085 | 180.265 | 125.8084 | 109.1131 | 100.2577 | 60.8727
3473 | 17 | 145 | 5 | 75.6347 | 102.179 | 262.09 | 133.5479 | 268.5546 | 110.3079 | 197.8786 | 91.2688 | 84.2999 | 23.6122 | 114.6867 | 239.9743 | 181.3792 | 212.6726 | 141.8106 | 133.3616 | 164.4809 | 123.723
3474 | 18 | 145 | 5 | 124.7459 | 155.1284 | 334.1771 | 140.4539 | 310.3921 | 149.0328 | 238.0901 | 107.7298 | 109.7881 | 37.1575 | 122.5896 | 319.7943 | 209.0259 | 273.2917 | 168.6958 | 187.4916 | 220.5657 | 158.4098
3475 | 19 | 145 | 5 | 119.3474 | 139.7323 | 332.3004 | 137.9081 | 285.9428 | 141.6391 | 233.0094 | 119.0899 | 129.8631 | 32.6989 | 117.9024 | 329.8242 | 205.7728 | 291.3035 | 188.9621 | 193.2836 | 217.9496 | 180.7164
3476 | 20 | 145 | 5 | 119.9788 | 117.1338 | 324.7763 | 137.9784 | 258.7573 | 128.5657 | 221.6413 | 121.2533 | 127.0082 | 28.1132 | 118.9405 | 310.6239 | 166.6625 | 270.8481 | 183.8022 | 183.8458 | 221.0067 | 176.79
3477 | 21 | 145 | 5 | 114.0915 | 105.2996 | 318.384 | 134.0537 | 241.9661 | 117.8541 | 205.436 | 114.9276 | 116.7138 | 26.962 | 109.9852 | 295.3973 | 160.1259 | 260.633 | 162.6373 | 154.6975 | 211.5857 | 173.6291
3478 | 22 | 145 | 5 | 95.3836 | 97.4999 | 318.1049 | 129.1661 | 247.8468 | 120.0434 | 208.5145 | 113.4677 | 116.9727 | 21.453 | 107.5702 | 288.0423 | 169.5327 | 255.6766 | 158.2618 | 149.6196 | 205.9318 | 171.1341
3479 | 23 | 145 | 5 | 69.7884 | 115.8519 | 320.3534 | 125.8646 | 251.5313 | 117.909 | 219.6902 | 108.1304 | 116.0544 | 15.7286 | 102.6638 | 272.5637 | 177.2958 | 260.3236 | 162.1897 | 154.2575 | 193.6563 | 155.2445
3480 | 0 | 146 | 5 | 61.121 | 112.778 | 320.2367 | 120.3679 | 262.0956 | 116.402 | 223.1147 | 95.0424 | 97.7095 | 13.5393 | 106.6316 | 280.119 | 173.6916 | 264.7137 | 143.8603 | 154.808 | 180.0299 | 154.4373
3481 | 1 | 146 | 5 | 65.5117 | 109.6284 | 314.2783 | 119.1819 | 254.199 | 115.6698 | 227.8514 | 89.9272 | 97.689 | 14.8482 | 105.3514 | 277.282 | 166.9507 | 268.7285 | 144.9956 | 158.166 | 183.4344 | 147.6428
3482 | 2 | 146 | 5 | 68.3232 | 109.3071 | 308.154 | 120.4923 | 253.6669 | 116.0031 | 225.4924 | 92.2854 | 102.4854 | 14.7893 | 109.1599 | 286.4358 | 172.3435 | 278.6322 | 136.9387 | 149.1274 | 176.0401 | 146.9589
3483 | 3 | 146 | 5 | 69.3585 | 108.4351 | 305.5719 | 120.2047 | 248.6768 | 117.5899 | 224.264 | 88.7071 | 99.5527 | 15.2184 | 108.2575 | 281.4145 | 170.4118 | 279.3386 | 143.0893 | 146.8004 | 182.4524 | 152.5306
3484 | 4 | 146 | 5 | 62.5589 | 109.0263 | 306.3811 | 117.511 | 245.598 | 114.8171 | 231.3489 | 93.1995 | 101.9538 | 13.6312 | 105.2797 | 279.2401 | 165.0781 | 276.05 | 136.1275 | 145.8214 | 181.6844 | 150.4021
3485 | 5 | 146 | 5 | 24.8305 | 98.463 | 276.6147 | 119.7384 | 204.0846 | 87.6069 | 174.9255 | 89.2492 | 91.4048 | 11.0122 | 114.655 | 246.0098 | 120.6966 | 248.7605 | 126.2006 | 138.6172 | 135.9476 | 119.6132
3486 | 6 | 146 | 5 | 20.42 | 70.0156 | 181.2435 | 121.0848 | 185.3337 | 83.4232 | 134.3574 | 75.5629 | 53.7474 | 10.0472 | 116.0642 | 204.9436 | 96.5628 | 195.6634 | 115.0778 | 114.3083 | 93.398 | 67.1822
3487 | 7 | 146 | 5 | 19.1886 | 64.4091 | 166.0118 | 123.9603 | 173.7962 | 85.9739 | 121.8973 | 79.8306 | 46.5171 | 9.2926 | 113.5669 | 188.6794 | 89.9446 | 186.476 | 116.1112 | 108.7645 | 88.8395 | 64.1858
3488 | 8 | 146 | 5 | 18.8206 | 55.35 | 166.138 | 124.4219 | 175.4507 | 76.9132 | 120.7294 | 71.3086 | 47.9594 | 9.058 | 112.6173 | 187.9879 | 87.1857 | 188.4448 | 110.5212 | 110.4747 | 87.594 | 60.2905
3489 | 9 | 146 | 5 | 20.1903 | 58.0674 | 163.648 | 124.3606 | 169.8049 | 77.9338 | 116.0672 | 72.7882 | 45.5692 | 9.3655 | 112.4462 | 174.7273 | 82.5724 | 178.5988 | 113.6875 | 110.1306 | 80.2461 | 66.3315
3490 | 10 | 146 | 5 | 18.1106 | 62.9318 | 162.3207 | 121.7653 | 171.4069 | 73.4488 | 117.5372 | 70.436 | 41.9418 | 10.0034 | 112.58 | 176.3337 | 82.3523 | 179.8999 | 111.9337 | 108.8779 | 80.2587 | 63.2055
3491 | 11 | 146 | 5 | 17.8296 | 71.9314 | 151.5444 | 118.9188 | 167.9975 | 71.6339 | 116.4312 | 76.203 | 46.1359 | 10.0297 | 109.209 | 179.4089 | 81.8906 | 182.1485 | 112.066 | 113.454 | 80.4497 | 56.2173
3492 | 12 | 146 | 5 | 18.1055 | 76.7617 | 142.9712 | 121.1201 | 163.5209 | 73.266 | 117.5317 | 72.6573 | 41.3548 | 9.9514 | 107.6155 | 170.1255 | 78.6445 | 168.2553 | 113.1077 | 110.4213 | 84.0659 | 61.7052
3493 | 13 | 146 | 5 | 19.3979 | 75.2268 | 135.1139 | 118.1469 | 163.013 | 74.9475 | 118.1319 | 70.6255 | 40.2295 | 9.6478 | 109.03 | 181.5052 | 79.7003 | 175.1532 | 114.668 | 110.2628 | 83.1283 | 53.0744
3494 | 14 | 146 | 5 | 18.9428 | 74.2928 | 134.723 | 117.0504 | 173.1929 | 74.0265 | 119.7816 | 68.2336 | 43.2375 | 9.0629 | 105.9857 | 176.4033 | 86.2815 | 169.2716 | 102.6074 | 108.2211 | 90.8812 | 70.6143
3495 | 15 | 146 | 5 | 21.5878 | 73.473 | 148.8587 | 117.0657 | 179.845 | 74.273 | 122.7998 | 67.2662 | 43.9327 | 9.0489 | 102.7134 | 182.7714 | 93.5558 | 170.2371 | 117.4691 | 107.0068 | 90.5486 | 61.2321
3496 | 16 | 146 | 5 | 50.3659 | 73.8113 | 175.3367 | 126.1303 | 206.9966 | 88.4471 | 138.5084 | 66.4342 | 42.3422 | 12.5336 | 109.5994 | 198.646 | 110.085 | 180.265 | 125.8084 | 109.1131 | 100.2577 | 60.8727
3497 | 17 | 146 | 5 | 75.6347 | 102.179 | 262.09 | 133.5479 | 268.5546 | 110.3079 | 197.8786 | 91.2688 | 84.2999 | 23.6122 | 114.6867 | 239.9743 | 181.3792 | 212.6726 | 141.8106 | 133.3616 | 164.4809 | 123.723
3498 | 18 | 146 | 5 | 124.7459 | 155.1284 | 334.1771 | 140.4539 | 310.3921 | 149.0328 | 238.0901 | 107.7298 | 109.7881 | 37.1575 | 122.5896 | 319.7943 | 209.0259 | 273.2917 | 168.6958 | 187.4916 | 220.5657 | 158.4098
3499 | 19 | 146 | 5 | 119.3474 | 139.7323 | 332.3004 | 137.9081 | 285.9428 | 141.6391 | 233.0094 | 119.0899 | 129.8631 | 32.6989 | 117.9024 | 329.8242 | 205.7728 | 291.3035 | 188.9621 | 193.2836 | 217.9496 | 180.7164
3500 | 20 | 146 | 5 | 119.9788 | 117.1338 | 324.7763 | 137.9784 | 258.7573 | 128.5657 | 221.6413 | 121.2533 | 127.0082 | 28.1132 | 118.9405 | 310.6239 | 166.6625 | 270.8481 | 183.8022 | 183.8458 | 221.0067 | 176.79
3501 | 21 | 146 | 5 | 114.0915 | 105.2996 | 318.384 | 134.0537 | 241.9661 | 117.8541 | 205.436 | 114.9276 | 116.7138 | 26.962 | 109.9852 | 295.3973 | 160.1259 | 260.633 | 162.6373 | 154.6975 | 211.5857 | 173.6291
3502 | 22 | 146 | 5 | 95.3836 | 97.4999 | 318.1049 | 129.1661 | 247.8468 | 120.0434 | 208.5145 | 113.4677 | 116.9727 | 21.453 | 107.5702 | 288.0423 | 169.5327 | 255.6766 | 158.2618 | 149.6196 | 205.9318 | 171.1341
3503 | 23 | 146 | 5 | 69.7884 | 115.8519 | 320.3534 | 125.8646 | 251.5313 | 117.909 | 219.6902 | 108.1304 | 116.0544 | 15.7286 | 102.6638 | 272.5637 | 177.2958 | 260.3236 | 162.1897 | 154.2575 | 193.6563 | 155.2445
3504 | 0 | 147 | 5 | 61.121 | 112.778 | 320.2367 | 120.3679 | 262.0956 | 116.402 | 223.1147 | 95.0424 | 97.7095 | 13.5393 | 106.6316 | 280.119 | 173.6916 | 264.7137 | 143.8603 | 154.808 | 180.0299 | 154.4373
3505 | 1 | 147 | 5 | 65.5117 | 109.6284 | 314.2783 | 119.1819 | 254.199 | 115.6698 | 227.8514 | 89.9272 | 97.689 | 14.8482 | 105.3514 | 277.282 | 166.9507 | 268.7285 | 144.9956 | 158.166 | 183.4344 | 147.6428
3506 | 2 | 147 | 5 | 68.3232 | 109.3071 | 308.154 | 120.4923 | 253.6669 | 116.0031 | 225.4924 | 92.2854 | 102.4854 | 14.7893 | 109.1599 | 286.4358 | 172.3435 | 278.6322 | 136.9387 | 149.1274 | 176.0401 | 146.9589
3507 | 3 | 147 | 5 | 69.3585 | 108.4351 | 305.5719 | 120.2047 | 248.6768 | 117.5899 | 224.264 | 88.7071 | 99.5527 | 15.2184 | 108.2575 | 281.4145 | 170.4118 | 279.3386 | 143.0893 | 146.8004 | 182.4524 | 152.5306
3508 | 4 | 147 | 5 | 62.5589 | 109.0263 | 306.3811 | 117.511 | 245.598 | 114.8171 | 231.3489 | 93.1995 | 101.9538 | 13.6312 | 105.2797 | 279.2401 | 165.0781 | 276.05 | 136.1275 | 145.8214 | 181.6844 | 150.4021
3509 | 5 | 147 | 5 | 24.8305 | 98.463 | 276.6147 | 119.7384 | 204.0846 | 87.6069 | 174.9255 | 89.2492 | 91.4048 | 11.0122 | 114.655 | 246.0098 | 120.6966 | 248.7605 | 126.2006 | 138.6172 | 135.9476 | 119.6132
3510 | 6 | 147 | 5 | 20.42 | 70.0156 | 181.2435 | 121.0848 | 185.3337 | 83.4232 | 134.3574 | 75.5629 | 53.7474 | 10.0472 | 116.0642 | 204.9436 | 96.5628 | 195.6634 | 115.0778 | 114.3083 | 93.398 | 67.1822
3511 | 7 | 147 | 5 | 19.1886 | 64.4091 | 166.0118 | 123.9603 | 173.7962 | 85.9739 | 121.8973 | 79.8306 | 46.5171 | 9.2926 | 113.5669 | 188.6794 | 89.9446 | 186.476 | 116.1112 | 108.7645 | 88.8395 | 64.1858
3512 | 8 | 147 | 5 | 18.8206 | 55.35 | 166.138 | 124.4219 | 175.4507 | 76.9132 | 120.7294 | 71.3086 | 47.9594 | 9.058 | 112.6173 | 187.9879 | 87.1857 | 188.4448 | 110.5212 | 110.4747 | 87.594 | 60.2905
3513 | 9 | 147 | 5 | 20.1903 | 58.0674 | 163.648 | 124.3606 | 169.8049 | 77.9338 | 116.0672 | 72.7882 | 45.5692 | 9.3655 | 112.4462 | 174.7273 | 82.5724 | 178.5988 | 113.6875 | 110.1306 | 80.2461 | 66.3315
3514 | 10 | 147 | 5 | 18.1106 | 62.9318 | 162.3207 | 121.7653 | 171.4069 | 73.4488 | 117.5372 | 70.436 | 41.9418 | 10.0034 | 112.58 | 176.3337 | 82.3523 | 179.8999 | 111.9337 | 108.8779 | 80.2587 | 63.2055
3515 | 11 | 147 | 5 | 17.8296 | 71.9314 | 151.5444 | 118.9188 | 167.9975 | 71.6339 | 116.4312 | 76.203 | 46.1359 | 10.0297 | 109.209 | 179.4089 | 81.8906 | 182.1485 | 112.066 | 113.454 | 80.4497 | 56.2173
3516 | 12 | 147 | 5 | 18.1055 | 76.7617 | 142.9712 | 121.1201 | 163.5209 | 73.266 | 117.5317 | 72.6573 | 41.3548 | 9.9514 | 107.6155 | 170.1255 | 78.6445 | 168.2553 | 113.1077 | 110.4213 | 84.0659 | 61.7052
3517 | 13 | 147 | 5 | 19.3979 | 75.2268 | 135.1139 | 118.1469 | 163.013 | 74.9475 | 118.1319 | 70.6255 | 40.2295 | 9.6478 | 109.03 | 181.5052 | 79.7003 | 175.1532 | 114.668 | 110.2628 | 83.1283 | 53.0744
3518 | 14 | 147 | 5 | 18.9428 | 74.2928 | 134.723 | 117.0504 | 173.1929 | 74.0265 | 119.7816 | 68.2336 | 43.2375 | 9.0629 | 105.9857 | 176.4033 | 86.2815 | 169.2716 | 102.6074 | 108.2211 | 90.8812 | 70.6143
3519 | 15 | 147 | 5 | 21.5878 | 73.473 | 148.8587 | 117.0657 | 179.845 | 74.273 | 122.7998 | 67.2662 | 43.9327 | 9.0489 | 102.7134 | 182.7714 | 93.5558 | 170.2371 | 117.4691 | 107.0068 | 90.5486 | 61.2321
3520 | 16 | 147 | 5 | 50.3659 | 73.8113 | 175.3367 | 126.1303 | 206.9966 | 88.4471 | 138.5084 | 66.4342 | 42.3422 | 12.5336 | 109.5994 | 198.646 | 110.085 | 180.265 | 125.8084 | 109.1131 | 100.2577 | 60.8727
3521 | 17 | 147 | 5 | 75.6347 | 102.179 | 262.09 | 133.5479 | 268.5546 | 110.3079 | 197.8786 | 91.2688 | 84.2999 | 23.6122 | 114.6867 | 239.9743 | 181.3792 | 212.6726 | 141.8106 | 133.3616 | 164.4809 | 123.723
3522 | 18 | 147 | 5 | 124.7459 | 155.1284 | 334.1771 | 140.4539 | 310.3921 | 149.0328 | 238.0901 | 107.7298 | 109.7881 | 37.1575 | 122.5896 | 319.7943 | 209.0259 | 273.2917 | 168.6958 | 187.4916 | 220.5657 | 158.4098
3523 | 19 | 147 | 5 | 119.3474 | 139.7323 | 332.3004 | 137.9081 | 285.9428 | 141.6391 | 233.0094 | 119.0899 | 129.8631 | 32.6989 | 117.9024 | 329.8242 | 205.7728 | 291.3035 | 188.9621 | 193.2836 | 217.9496 | 180.7164
3524 | 20 | 147 | 5 | 119.9788 | 117.1338 | 324.7763 | 137.9784 | 258.7573 | 128.5657 | 221.6413 | 121.2533 | 127.0082 | 28.1132 | 118.9405 | 310.6239 | 166.6625 | 270.8481 | 183.8022 | 183.8458 | 221.0067 | 176.79
3525 | 21 | 147 | 5 | 114.0915 | 105.2996 | 318.384 | 134.0537 | 241.9661 | 117.8541 | 205.436 | 114.9276 | 116.7138 | 26.962 | 109.9852 | 295.3973 | 160.1259 | 260.633 | 162.6373 | 154.6975 | 211.5857 | 173.6291
3526 | 22 | 147 | 5 | 95.3836 | 97.4999 | 318.1049 | 129.1661 | 247.8468 | 120.0434 | 208.5145 | 113.4677 | 116.9727 | 21.453 | 107.5702 | 288.0423 | 169.5327 | 255.6766 | 158.2618 | 149.6196 | 205.9318 | 171.1341
3527 | 23 | 147 | 5 | 69.7884 | 115.8519 | 320.3534 | 125.8646 | 251.5313 | 117.909 | 219.6902 | 108.1304 | 116.0544 | 15.7286 | 102.6638 | 272.5637 | 177.2958 | 260.3236 | 162.1897 | 154.2575 | 193.6563 | 155.2445
3528 | 0 | 148 | 5 | 61.121 | 112.778 | 320.2367 | 120.3679 | 262.0956 | 116.402 | 223.1147 | 95.0424 | 97.7095 | 13.5393 | 106.6316 | 280.119 | 173.6916 | 264.7137 | 143.8603 | 154.808 | 180.0299 | 154.4373
3529 | 1 | 148 | 5 | 65.5117 | 109.6284 | 314.2783 | 119.1819 | 254.199 | 115.6698 | 227.8514 | 89.9272 | 97.689 | 14.8482 | 105.3514 | 277.282 | 166.9507 | 268.7285 | 144.9956 | 158.166 | 183.4344 | 147.6428
3530 | 2 | 148 | 5 | 68.3232 | 109.3071 | 308.154 | 120.4923 | 253.6669 | 116.0031 | 225.4924 | 92.2854 | 102.4854 | 14.7893 | 109.1599 | 286.4358 | 172.3435 | 278.6322 | 136.9387 | 149.1274 | 176.0401 | 146.9589
3531 | 3 | 148 | 5 | 69.3585 | 108.4351 | 305.5719 | 120.2047 | 248.6768 | 117.5899 | 224.264 | 88.7071 | 99.5527 | 15.2184 | 108.2575 | 281.4145 | 170.4118 | 279.3386 | 143.0893 | 146.8004 | 182.4524 | 152.5306
3532 | 4 | 148 | 5 | 62.5589 | 109.0263 | 306.3811 | 117.511 | 245.598 | 114.8171 | 231.3489 | 93.1995 | 101.9538 | 13.6312 | 105.2797 | 279.2401 | 165.0781 | 276.05 | 136.1275 | 145.8214 | 181.6844 | 150.4021
3533 | 5 | 148 | 5 | 24.8305 | 98.463 | 276.6147 | 119.7384 | 204.0846 | 87.6069 | 174.9255 | 89.2492 | 91.4048 | 11.0122 | 114.655 | 246.0098 | 120.6966 | 248.7605 | 126.2006 | 138.6172 | 135.9476 | 119.6132
3534 | 6 | 148 | 5 | 20.42 | 70.0156 | 181.2435 | 121.0848 | 185.3337 | 83.4232 | 134.3574 | 75.5629 | 53.7474 | 10.0472 | 116.0642 | 204.9436 | 96.5628 | 195.6634 | 115.0778 | 114.3083 | 93.398 | 67.1822
3535 | 7 | 148 | 5 | 19.1886 | 64.4091 | 166.0118 | 123.9603 | 173.7962 | 85.9739 | 121.8973 | 79.8306 | 46.5171 | 9.2926 | 113.5669 | 188.6794 | 89.9446 | 186.476 | 116.1112 | 108.7645 | 88.8395 | 64.1858
3536 | 8 | 148 | 5 | 18.8206 | 55.35 | 166.138 | 124.4219 | 175.4507 | 76.9132 | 120.7294 | 71.3086 | 47.9594 | 9.058 | 112.6173 | 187.9879 | 87.1857 | 188.4448 | 110.5212 | 110.4747 | 87.594 | 60.2905
3537 | 9 | 148 | 5 | 20.1903 | 58.0674 | 163.648 | 124.3606 | 169.8049 | 77.9338 | 116.0672 | 72.7882 | 45.5692 | 9.3655 | 112.4462 | 174.7273 | 82.5724 | 178.5988 | 113.6875 | 110.1306 | 80.2461 | 66.3315
3538 | 10 | 148 | 5 | 18.1106 | 62.9318 | 162.3207 | 121.7653 | 171.4069 | 73.4488 | 117.5372 | 70.436 | 41.9418 | 10.0034 | 112.58 | 176.3337 | 82.3523 | 179.8999 | 111.9337 | 108.8779 | 80.2587 | 63.2055
3539 | 11 | 148 | 5 | 17.8296 | 71.9314 | 151.5444 | 118.9188 | 167.9975 | 71.6339 | 116.4312 | 76.203 | 46.1359 | 10.0297 | 109.209 | 179.4089 | 81.8906 | 182.1485 | 112.066 | 113.454 | 80.4497 | 56.2173
3540 | 12 | 148 | 5 | 18.1055 | 76.7617 | 142.9712 | 121.1201 | 163.5209 | 73.266 | 117.5317 | 72.6573 | 41.3548 | 9.9514 | 107.6155 | 170.1255 | 78.6445 | 168.2553 | 113.1077 | 110.4213 | 84.0659 | 61.7052
3541 | 13 | 148 | 5 | 19.3979 | 75.2268 | 135.1139 | 118.1469 | 163.013 | 74.9475 | 118.1319 | 70.6255 | 40.2295 | 9.6478 | 109.03 | 181.5052 | 79.7003 | 175.1532 | 114.668 | 110.2628 | 83.1283 | 53.0744
3542 | 14 | 148 | 5 | 18.9428 | 74.2928 | 134.723 | 117.0504 | 173.1929 | 74.0265 | 119.7816 | 68.2336 | 43.2375 | 9.0629 | 105.9857 | 176.4033 | 86.2815 | 169.2716 | 102.6074 | 108.2211 | 90.8812 | 70.6143
3543 | 15 | 148 | 5 | 21.5878 | 73.473 | 148.8587 | 117.0657 | 179.845 | 74.273 | 122.7998 | 67.2662 | 43.9327 | 9.0489 | 102.7134 | 182.7714 | 93.5558 | 170.2371 | 117.4691 | 107.0068 | 90.5486 | 61.2321
3544 | 16 | 148 | 5 | 50.3659 | 73.8113 | 175.3367 | 126.1303 | 206.9966 | 88.4471 | 138.5084 | 66.4342 | 42.3422 | 12.5336 | 109.5994 | 198.646 | 110.085 | 180.265 | 125.8084 | 109.1131 | 100.2577 | 60.8727
3545 | 17 | 148 | 5 | 75.6347 | 102.179 | 262.09 | 133.5479 | 268.5546 | 110.3079 | 197.8786 | 91.2688 | 84.2999 | 23.6122 | 114.6867 | 239.9743 | 181.3792 | 212.6726 | 141.8106 | 133.3616 | 164.4809 | 123.723
3546 | 18 | 148 | 5 | 124.7459 | 155.1284 | 334.1771 | 140.4539 | 310.3921 | 149.0328 | 238.0901 | 107.7298 | 109.7881 | 37.1575 | 122.5896 | 319.7943 | 209.0259 | 273.2917 | 168.6958 | 187.4916 | 220.5657 | 158.4098
3547 | 19 | 148 | 5 | 119.3474 | 139.7323 | 332.3004 | 137.9081 | 285.9428 | 141.6391 | 233.0094 | 119.0899 | 129.8631 | 32.6989 | 117.9024 | 329.8242 | 205.7728 | 291.3035 | 188.9621 | 193.2836 | 217.9496 | 180.7164
3548 | 20 | 148 | 5 | 119.9788 | 117.1338 | 324.7763 | 137.9784 | 258.7573 | 128.5657 | 221.6413 | 121.2533 | 127.0082 | 28.1132 | 118.9405 | 310.6239 | 166.6625 | 270.8481 | 183.8022 | 183.8458 | 221.0067 | 176.79
3549 | 21 | 148 | 5 | 114.0915 | 105.2996 | 318.384 | 134.0537 | 241.9661 | 117.8541 | 205.436 | 114.9276 | 116.7138 | 26.962 | 109.9852 | 295.3973 | 160.1259 | 260.633 | 162.6373 | 154.6975 | 211.5857 | 173.6291
3550 | 22 | 148 | 5 | 95.3836 | 97.4999 | 318.1049 | 129.1661 | 247.8468 | 120.0434 | 208.5145 | 113.4677 | 116.9727 | 21.453 | 107.5702 | 288.0423 | 169.5327 | 255.6766 | 158.2618 | 149.6196 | 205.9318 | 171.1341
3551 | 23 | 148 | 5 | 69.7884 | 115.8519 | 320.3534 | 125.8646 | 251.5313 | 117.909 | 219.6902 | 108.1304 | 116.0544 | 15.7286 | 102.6638 | 272.5637 | 177.2958 | 260.3236 | 162.1897 | 154.2575 | 193.6563 | 155.2445
3552 | 0 | 149 | 5 | 61.121 | 112.778 | 320.2367 | 120.3679 | 262.0956 | 116.402 | 223.1147 | 95.0424 | 97.7095 | 13.5393 | 106.6316 | 280.119 | 173.6916 | 264.7137 | 143.8603 | 154.808 | 180.0299 | 154.4373
3553 | 1 | 149 | 5 | 65.5117 | 109.6284 | 314.2783 | 119.1819 | 254.199 | 115.6698 | 227.8514 | 89.9272 | 97.689 | 14.8482 | 105.3514 | 277.282 | 166.9507 | 268.7285 | 144.9956 | 158.166 | 183.4344 | 147.6428
3554 | 2 | 149 | 5 | 68.3232 | 109.3071 | 308.154 | 120.4923 | 253.6669 | 116.0031 | 225.4924 | 92.2854 | 102.4854 | 14.7893 | 109.1599 | 286.4358 | 172.3435 | 278.6322 | 136.9387 | 149.1274 | 176.0401 | 146.9589
3555 | 3 | 149 | 5 | 69.3585 | 108.4351 | 305.5719 | 120.2047 | 248.6768 | 117.5899 | 224.264 | 88.7071 | 99.5527 | 15.2184 | 108.2575 | 281.4145 | 170.4118 | 279.3386 | 143.0893 | 146.8004 | 182.4524 | 152.5306
3556 | 4 | 149 | 5 | 62.5589 | 109.0263 | 306.3811 | 117.511 | 245.598 | 114.8171 | 231.3489 | 93.1995 | 101.9538 | 13.6312 | 105.2797 | 279.2401 | 165.0781 | 276.05 | 136.1275 | 145.8214 | 181.6844 | 150.4021
3557 | 5 | 149 | 5 | 24.8305 | 98.463 | 276.6147 | 119.7384 | 204.0846 | 87.6069 | 174.9255 | 89.2492 | 91.4048 | 11.0122 | 114.655 | 246.0098 | 120.6966 | 248.7605 | 126.2006 | 138.6172 | 135.9476 | 119.6132
3558 | 6 | 149 | 5 | 20.42 | 70.0156 | 181.2435 | 121.0848 | 185.3337 | 83.4232 | 134.3574 | 75.5629 | 53.7474 | 10.0472 | 116.0642 | 204.9436 | 96.5628 | 195.6634 | 115.0778 | 114.3083 | 93.398 | 67.1822
3559 | 7 | 149 | 5 | 19.1886 | 64.4091 | 166.0118 | 123.9603 | 173.7962 | 85.9739 | 121.8973 | 79.8306 | 46.5171 | 9.2926 | 113.5669 | 188.6794 | 89.9446 | 186.476 | 116.1112 | 108.7645 | 88.8395 | 64.1858
3560 | 8 | 149 | 5 | 18.8206 | 55.35 | 166.138 | 124.4219 | 175.4507 | 76.9132 | 120.7294 | 71.3086 | 47.9594 | 9.058 | 112.6173 | 187.9879 | 87.1857 | 188.4448 | 110.5212 | 110.4747 | 87.594 | 60.2905
3561 | 9 | 149 | 5 | 20.1903 | 58.0674 | 163.648 | 124.3606 | 169.8049 | 77.9338 | 116.0672 | 72.7882 | 45.5692 | 9.3655 | 112.4462 | 174.7273 | 82.5724 | 178.5988 | 113.6875 | 110.1306 | 80.2461 | 66.3315
3562 | 10 | 149 | 5 | 18.1106 | 62.9318 | 162.3207 | 121.7653 | 171.4069 | 73.4488 | 117.5372 | 70.436 | 41.9418 | 10.0034 | 112.58 | 176.3337 | 82.3523 | 179.8999 | 111.9337 | 108.8779 | 80.2587 | 63.2055
3563 | 11 | 149 | 5 | 17.8296 | 71.9314 | 151.5444 | 118.9188 | 167.9975 | 71.6339 | 116.4312 | 76.203 | 46.1359 | 10.0297 | 109.209 | 179.4089 | 81.8906 | 182.1485 | 112.066 | 113.454 | 80.4497 | 56.2173
3564 | 12 | 149 | 5 | 18.1055 | 76.7617 | 142.9712 | 121.1201 | 163.5209 | 73.266 | 117.5317 | 72.6573 | 41.3548 | 9.9514 | 107.6155 | 170.1255 | 78.6445 | 168.2553 | 113.1077 | 110.4213 | 84.0659 | 61.7052
3565 | 13 | 149 | 5 | 19.3979 | 75.2268 | 135.1139 | 118.1469 | 163.013 | 74.9475 | 118.1319 | 70.6255 | 40.2295 | 9.6478 | 109.03 | 181.5052 | 79.7003 | 175.1532 | 114.668 | 110.2628 | 83.1283 | 53.0744
3566 | 14 | 149 | 5 | 18.9428 | 74.2928 | 134.723 | 117.0504 | 173.1929 | 74.0265 | 119.7816 | 68.2336 | 43.2375 | 9.0629 | 105.9857 | 176.4033 | 86.2815 | 169.2716 | 102.6074 | 108.2211 | 90.8812 | 70.6143
3567 | 15 | 149 | 5 | 21.5878 | 73.473 | 148.8587 | 117.0657 | 179.845 | 74.273 | 122.7998 | 67.2662 | 43.9327 | 9.0489 | 102.7134 | 182.7714 | 93.5558 | 170.2371 | 117.4691 | 107.0068 | 90.5486 | 61.2321
3568 | 16 | 149 | 5 | 50.3659 | 73.8113 | 175.3367 | 126.1303 | 206.9966 | 88.4471 | 138.5084 | 66.4342 | 42.3422 | 12.5336 | 109.5994 | 198.646 | 110.085 | 180.265 | 125.8084 | 109.1131 | 100.2577 | 60.8727
3569 | 17 | 149 | 5 | 75.6347 | 102.179 | 262.09 | 133.5479 | 268.5546 | 110.3079 | 197.8786 | 91.2688 | 84.2999 | 23.6122 | 114.6867 | 239.9743 | 181.3792 | 212.6726 | 141.8106 | 133.3616 | 164.4809 | 123.723
3570 | 18 | 149 | 5 | 124.7459 | 155.1284 | 334.1771 | 140.4539 | 310.3921 | 149.0328 | 238.0901 | 107.7298 | 109.7881 | 37.1575 | 122.5896 | 319.7943 | 209.0259 | 273.2917 | 168.6958 | 187.4916 | 220.5657 | 158.4098
3571 | 19 | 149 | 5 | 119.3474 | 139.7323 | 332.3004 | 137.9081 | 285.9428 | 141.6391 | 233.0094 | 119.0899 | 129.8631 | 32.6989 | 117.9024 | 329.8242 | 205.7728 | 291.3035 | 188.9621 | 193.2836 | 217.9496 | 180.7164
3572 | 20 | 149 | 5 | 119.9788 | 117.1338 | 324.7763 | 137.9784 | 258.7573 | 128.5657 | 221.6413 | 121.2533 | 127.0082 | 28.1132 | 118.9405 | 310.6239 | 166.6625 | 270.8481 | 183.8022 | 183.8458 | 221.0067 | 176.79
3573 | 21 | 149 | 5 | 114.0915 | 105.2996 | 318.384 | 134.0537 | 241.9661 | 117.8541 | 205.436 | 114.9276 | 116.7138 | 26.962 | 109.9852 | 295.3973 | 160.1259 | 260.633 | 162.6373 | 154.6975 | 211.5857 | 173.6291
3574 | 22 | 149 | 5 | 95.3836 | 97.4999 | 318.1049 | 129.1661 | 247.8468 | 120.0434 | 208.5145 | 113.4677 | 116.9727 | 21.453 | 107.5702 | 288.0423 | 169.5327 | 255.6766 | 158.2618 | 149.6196 | 205.9318 | 171.1341
3575 | 23 | 149 | 5 | 69.7884 | 115.8519 | 320.3534 | 125.8646 | 251.5313 | 117.909 | 219.6902 | 108.1304 | 116.0544 | 15.7286 | 102.6638 | 272.5637 | 177.2958 | 260.3236 | 162.1897 | 154.2575 | 193.6563 | 155.2445
3576 | 0 | 150 | 5 | 61.121 | 112.778 | 320.2367 | 120.3679 | 262.0956 | 116.402 | 223.1147 | 95.0424 | 97.7095 | 13.5393 | 106.6316 | 280.119 | 173.6916 | 264.7137 | 143.8603 | 154.808 | 180.0299 | 154.4373
3577 | 1 | 150 | 5 | 65.5117 | 109.6284 | 314.2783 | 119.1819 | 254.199 | 115.6698 | 227.8514 | 89.9272 | 97.689 | 14.8482 | 105.3514 | 277.282 | 166.9507 | 268.7285 | 144.9956 | 158.166 | 183.4344 | 147.6428
3578 | 2 | 150 | 5 | 68.3232 | 109.3071 | 308.154 | 120.4923 | 253.6669 | 116.0031 | 225.4924 | 92.2854 | 102.4854 | 14.7893 | 109.1599 | 286.4358 | 172.3435 | 278.6322 | 136.9387 | 149.1274 | 176.0401 | 146.9589
3579 | 3 | 150 | 5 | 69.3585 | 108.4351 | 305.5719 | 120.2047 | 248.6768 | 117.5899 | 224.264 | 88.7071 | 99.5527 | 15.2184 | 108.2575 | 281.4145 | 170.4118 | 279.3386 | 143.0893 | 146.8004 | 182.4524 | 152.5306
3580 | 4 | 150 | 5 | 62.5589 | 109.0263 | 306.3811 | 117.511 | 245.598 | 114.8171 | 231.3489 | 93.1995 | 101.9538 | 13.6312 | 105.2797 | 279.2401 | 165.0781 | 276.05 | 136.1275 | 145.8214 | 181.6844 | 150.4021
3581 | 5 | 150 | 5 | 24.8305 | 98.463 | 276.6147 | 119.7384 | 204.0846 | 87.6069 | 174.9255 | 89.2492 | 91.4048 | 11.0122 | 114.655 | 246.0098 | 120.6966 | 248.7605 | 126.2006 | 138.6172 | 135.9476 | 119.6132
3582 | 6 | 150 | 5 | 20.42 | 70.0156 | 181.2435 | 121.0848 | 185.3337 | 83.4232 | 134.3574 | 75.5629 | 53.7474 | 10.0472 | 116.0642 | 204.9436 | 96.5628 | 195.6634 | 115.0778 | 114.3083 | 93.398 | 67.1822
3583 | 7 | 150 | 5 | 19.1886 | 64.4091 | 166.0118 | 123.9603 | 173.7962 | 85.9739 | 121.8973 | 79.8306 | 46.5171 | 9.2926 | 113.5669 | 188.6794 | 89.9446 | 186.476 | 116.1112 | 108.7645 | 88.8395 | 64.1858
3584 | 8 | 150 | 5 | 18.8206 | 55.35 | 166.138 | 124.4219 | 175.4507 | 76.9132 | 120.7294 | 71.3086 | 47.9594 | 9.058 | 112.6173 | 187.9879 | 87.1857 | 188.4448 | 110.5212 | 110.4747 | 87.594 | 60.2905
3585 | 9 | 150 | 5 | 20.1903 | 58.0674 | 163.648 | 124.3606 | 169.8049 | 77.9338 | 116.0672 | 72.7882 | 45.5692 | 9.3655 | 112.4462 | 174.7273 | 82.5724 | 178.5988 | 113.6875 | 110.1306 | 80.2461 | 66.3315
3586 | 10 | 150 | 5 | 18.1106 | 62.9318 | 162.3207 | 121.7653 | 171.4069 | 73.4488 | 117.5372 | 70.436 | 41.9418 | 10.0034 | 112.58 | 176.3337 | 82.3523 | 179.8999 | 111.9337 | 108.8779 | 80.2587 | 63.2055
3587 | 11 | 150 | 5 | 17.8296 | 71.9314 | 151.5444 | 118.9188 | 167.9975 | 71.6339 | 116.4312 | 76.203 | 46.1359 | 10.0297 | 109.209 | 179.4089 | 81.8906 | 182.1485 | 112.066 | 113.454 | 80.4497 | 56.2173
3588 | 12 | 150 | 5 | 18.1055 | 76.7617 | 142.9712 | 121.1201 | 163.5209 | 73.266 | 117.5317 | 72.6573 | 41.3548 | 9.9514 | 107.6155 | 170.1255 | 78.6445 | 168.2553 | 113.1077 | 110.4213 | 84.0659 | 61.7052
3589 | 13 | 150 | 5 | 19.3979 | 75.2268 | 135.1139 | 118.1469 | 163.013 | 74.9475 | 118.1319 | 70.6255 | 40.2295 | 9.6478 | 109.03 | 181.5052 | 79.7003 | 175.1532 | 114.668 | 110.2628 | 83.1283 | 53.0744
3590 | 14 | 150 | 5 | 18.9428 | 74.2928 | 134.723 | 117.0504 | 173.1929 | 74.0265 | 119.7816 | 68.2336 | 43.2375 | 9.0629 | 105.9857 | 176.4033 | 86.2815 | 169.2716 | 102.6074 | 108.2211 | 90.8812 | 70.6143
3591 | 15 | 150 | 5 | 21.5878 | 73.473 | 148.8587 | 117.0657 | 179.845 | 74.273 | 122.7998 | 67.2662 | 43.9327 | 9.0489 | 102.7134 | 182.7714 | 93.5558 | 170.2371 | 117.4691 | 107.0068 | 90.5486 | 61.2321
3592 | 16 | 150 | 5 | 50.3659 | 73.8113 | 175.3367 | 126.1303 | 206.9966 | 88.4471 | 138.5084 | 66.4342 | 42.3422 | 12.5336 | 109.5994 | 198.646 | 110.085 | 180.265 | 125.8084 | 109.1131 | 100.2577 | 60.8727
3593 | 17 | 150 | 5 | 75.6347 | 102.179 | 262.09 | 133.5479 | 268.5546 | 110.3079 | 197.8786 | 91.2688 | 84.2999 | 23.6122 | 114.6867 | 239.9743 | 181.3792 | 212.6726 | 141.8106 | 133.3616 | 164.4809 | 123.723
3594 | 18 | 150 | 5 | 124.7459 | 155.1284 | 334.1771 | 140.4539 | 310.3921 | 149.0328 | 238.0901 | 107.7298 | 109.7881 | 37.1575 | 122.5896 | 319.7943 | 209.0259 | 273.2917 | 168.6958 | 187.4916 | 220.5657 | 158.4098
3595 | 19 | 150 | 5 | 119.3474 | 139.7323 | 332.3004 | 137.9081 | 285.9428 | 141.6391 | 233.0094 | 119.0899 | 129.8631 | 32.6989 | 117.9024 | 329.8242 | 205.7728 | 291.3035 | 188.9621 | 193.2836 | 217.9496 | 180.7164
3596 | 20 | 150 | 5 | 119.9788 | 117.1338 | 324.7763 | 137.9784 | 258.7573 | 128.5657 | 221.6413 | 121.2533 | 127.0082 | 28.1132 | 118.9405 | 310.6239 | 166.6625 | 270.8481 | 183.8022 | 183.8458 | 221.0067 | 176.79
3597 | 21 | 150 | 5 | 114.0915 | 105.2996 | 318.384 | 134.0537 | 241.9661 | 117.8541 | 205.436 | 114.9276 | 116.7138 | 26.962 | 109.9852 | 295.3973 | 160.1259 | 260.633 | 162.6373 | 154.6975 | 211.5857 | 173.6291
3598 | 22 | 150 | 5 | 95.3836 | 97.4999 | 318.1049 | 129.1661 | 247.8468 | 120.0434 | 208.5145 | 113.4677 | 116.9727 | 21.453 | 107.5702 | 288.0423 | 169.5327 | 255.6766 | 158.2618 | 149.6196 | 205.9318 | 171.1341
3599 | 23 | 150 | 5 | 69.7884 | 115.8519 | 320.3534 | 125.8646 | 251.5313 | 117.909 | 219.6902 | 108.1304 | 116.0544 | 15.7286 | 102.6638 | 272.5637 | 177.2958 | 260.3236 | 162.1897 | 154.2575 | 193.6563 | 155.2445
3600 | 0 | 151 | 5 | 61.121 | 112.778 | 320.2367 | 120.3679 | 262.0956 | 116.402 | 223.1147 | 95.0424 | 97.7095 | 13.5393 | 106.6316 | 280.119 | 173.6916 | 264.7137 | 143.8603 | 154.808 | 180.0299 | 154.4373
3601 | 1 | 151 | 5 | 65.5117 | 109.6284 | 314.2783 | 119.1819 | 254.199 | 115.6698 | 227.8514 | 89.9272 | 97.689 | 14.8482 | 105.3514 | 277.282 | 166.9507 | 268.7285 | 144.9956 | 158.166 | 183.4344 | 147.6428
3602 | 2 | 151 | 5 | 68.3232 | 109.3071 | 308.154 | 120.4923 | 253.6669 | 116.0031 | 225.4924 | 92.2854 | 102.4854 | 14.7893 | 109.1599 | 286.4358 | 172.3435 | 278.6322 | 136.9387 | 149.1274 | 176.0401 | 146.9589
3603 | 3 | 151 | 5 | 69.3585 | 108.4351 | 305.5719 | 120.2047 | 248.6768 | 117.5899 | 224.264 | 88.7071 | 99.5527 | 15.2184 | 108.2575 | 281.4145 | 170.4118 | 279.3386 | 143.0893 | 146.8004 | 182.4524 | 152.5306
3604 | 4 | 151 | 5 | 62.5589 | 109.0263 | 306.3811 | 117.511 | 245.598 | 114.8171 | 231.3489 | 93.1995 | 101.9538 | 13.6312 | 105.2797 | 279.2401 | 165.0781 | 276.05 | 136.1275 | 145.8214 | 181.6844 | 150.4021
3605 | 5 | 151 | 5 | 24.8305 | 98.463 | 276.6147 | 119.7384 | 204.0846 | 87.6069 | 174.9255 | 89.2492 | 91.4048 | 11.0122 | 114.655 | 246.0098 | 120.6966 | 248.7605 | 126.2006 | 138.6172 | 135.9476 | 119.6132
3606 | 6 | 151 | 5 | 20.42 | 70.0156 | 181.2435 | 121.0848 | 185.3337 | 83.4232 | 134.3574 | 75.5629 | 53.7474 | 10.0472 | 116.0642 | 204.9436 | 96.5628 | 195.6634 | 115.0778 | 114.3083 | 93.398 | 67.1822
3607 | 7 | 151 | 5 | 19.1886 | 64.4091 | 166.0118 | 123.9603 | 173.7962 | 85.9739 | 121.8973 | 79.8306 | 46.5171 | 9.2926 | 113.5669 | 188.6794 | 89.9446 | 186.476 | 116.1112 | 108.7645 | 88.8395 | 64.1858
3608 | 8 | 151 | 5 | 18.8206 | 55.35 | 166.138 | 124.4219 | 175.4507 | 76.9132 | 120.7294 | 71.3086 | 47.9594 | 9.058 | 112.6173 | 187.9879 | 87.1857 | 188.4448 | 110.5212 | 110.4747 | 87.594 | 60.2905
3609 | 9 | 151 | 5 | 20.1903 | 58.0674 | 163.648 | 124.3606 | 169.8049 | 77.9338 | 116.0672 | 72.7882 | 45.5692 | 9.3655 | 112.4462 | 174.7273 | 82.5724 | 178.5988 | 113.6875 | 110.1306 | 80.2461 | 66.3315
3610 | 10 | 151 | 5 | 18.1106 | 62.9318 | 162.3207 | 121.7653 | 171.4069 | 73.4488 | 117.5372 | 70.436 | 41.9418 | 10.0034 | 112.58 | 176.3337 | 82.3523 | 179.8999 | 111.9337 | 108.8779 | 80.2587 | 63.2055
3611 | 11 | 151 | 5 | 17.8296 | 71.9314 | 151.5444 | 118.9188 | 167.9975 | 71.6339 | 116.4312 | 76.203 | 46.1359 | 10.0297 | 109.209 | 179.4089 | 81.8906 | 182.1485 | 112.066 | 113.454 | 80.4497 | 56.2173
3612 | 12 | 151 | 5 | 18.1055 | 76.7617 | 142.9712 | 121.1201 | 163.5209 | 73.266 | 117.5317 | 72.6573 | 41.3548 | 9.9514 | 107.6155 | 170.1255 | 78.6445 | 168.2553 | 113.1077 | 110.4213 | 84.0659 | 61.7052
3613 | 13 | 151 | 5 | 19.3979 | 75.2268 | 135.1139 | 118.1469 | 163.013 | 74.9475 | 118.1319 | 70.6255 | 40.2295 | 9.6478 | 109.03 | 181.5052 | 79.7003 | 175.1532 | 114.668 | 110.2628 | 83.1283 | 53.0744
3614 | 14 | 151 | 5 | 18.9428 | 74.2928 | 134.723 | 117.0504 | 173.1929 | 74.0265 | 119.7816 | 68.2336 | 43.2375 | 9.0629 | 105.9857 | 176.4033 | 86.2815 | 169.2716 | 102.6074 | 108.2211 | 90.8812 | 70.6143
3615 | 15 | 151 | 5 | 21.5878 | 73.473 | 148.8587 | 117.0657 | 179.845 | 74.273 | 122.7998 | 67.2662 | 43.9327 | 9.0489 | 102.7134 | 182.7714 | 93.5558 | 170.2371 | 117.4691 | 107.0068 | 90.5486 | 61.2321
3616 | 16 | 151 | 5 | 50.3659 | 73.8113 | 175.3367 | 126.1303 | 206.9966 | 88.4471 | 138.5084 | 66.4342 | 42.3422 | 12.5336 | 109.5994 | 198.646 | 110.085 | 180.265 | 125.8084 | 109.1131 | 100.2577 | 60.8727
3617 | 17 | 151 | 5 | 75.6347 | 102.179 | 262.09 | 133.5479 | 268.5546 | 110.3079 | 197.8786 | 91.2688 | 84.2999 | 23.6122 | 114.6867 | 239.9743 | 181.3792 | 212.6726 | 141.8106 | 133.3616 | 164.4809 | 123.723
3618 | 18 | 151 | 5 | 124.7459 | 155.1284 | 334.1771 | 140.4539 | 310.3921 | 149.0328 | 238.0901 | 107.7298 | 109.7881 | 37.1575 | 122.5896 | 319.7943 | 209.0259 | 273.2917 | 168.6958 | 187.4916 | 220.5657 | 158.4098
3619 | 19 | 151 | 5 | 119.3474 | 139.7323 | 332.3004 | 137.9081 | 285.9428 | 141.6391 | 233.0094 | 119.0899 | 129.8631 | 32.6989 | 117.9024 | 329.8242 | 205.7728 | 291.3035 | 188.9621 | 193.2836 | 217.9496 | 180.7164
3620 | 20 | 151 | 5 | 119.9788 | 117.1338 | 324.7763 | 137.9784 | 258.7573 | 128.5657 | 221.6413 | 121.2533 | 127.0082 | 28.1132 | 118.9405 | 310.6239 | 166.6625 | 270.8481 | 183.8022 | 183.8458 | 221.0067 | 176.79
3621 | 21 | 151 | 5 | 114.0915 | 105.2996 | 318.384 | 134.0537 | 241.9661 | 117.8541 | 205.436 | 114.9276 | 116.7138 | 26.962 | 109.9852 | 295.3973 | 160.1259 | 260.633 | 162.6373 | 154.6975 | 211.5857 | 173.6291
3622 | 22 | 151 | 5 | 95.3836 | 97.4999 | 318.1049 | 129.1661 | 247.8468 | 120.0434 | 208.5145 | 113.4677 | 116.9727 | 21.453 | 107.5702 | 288.0423 | 169.5327 | 255.6766 | 158.2618 | 149.6196 | 205.9318 | 171.1341
3623 | 23 | 151 | 5 | 69.7884 | 115.8519 | 320.3534 | 125.8646 | 251.5313 | 117.909 | 219.6902 | 108.1304 | 116.0544 | 15.7286 | 102.6638 | 272.5637 | 177.2958 | 260.3236 | 162.1897 | 154.2575 | 193.6563 | 155.2445
3624 | 0 | 152 | 6 | 79.4322 | 127.8239 | 324.7049 | 130.3603 | 227.3514 | 149.9625 | 232.5491 | 128.7638 | 134.9743 | 27.2609 | 109.9245 | 290.4384 | 174.8814 | 267.3619 | 195.0089 | 149.2728 | 193.3611 | 168.2808
3625 | 1 | 152 | 6 | 79.6974 | 132.463 | 329.0933 | 127.3312 | 230.5658 | 146.7087 | 233.4998 | 135.8929 | 118.1872 | 28.0563 | 107.9091 | 286.5203 | 181.5483 | 274.0229 | 192.4455 | 149.4727 | 184.4583 | 162.3818
3626 | 2 | 152 | 6 | 79.4309 | 135.803 | 324.8622 | 126.015 | 229.107 | 147.3904 | 235.4235 | 131.5575 | 115.2098 | 28.3442 | 110.0561 | 279.7228 | 183.8164 | 283.1707 | 182.7044 | 154.9698 | 184.286 | 159.1949
3627 | 3 | 152 | 6 | 76.4992 | 150.0376 | 322.3541 | 129.7095 | 228.7433 | 149.7582 | 237.7662 | 130.4132 | 113.6567 | 28.3624 | 115.4444 | 281.1169 | 176.3911 | 282.4382 | 174.1425 | 157.8382 | 190.2142 | 157.4413
3628 | 4 | 152 | 6 | 70.2892 | 155.9138 | 322.6536 | 125.1588 | 205.2117 | 135.213 | 235.1415 | 128.3604 | 114.596 | 25.1672 | 113.8726 | 275.2102 | 146.3165 | 283.8411 | 172.7046 | 157.7357 | 177.6351 | 150.1841
3629 | 5 | 152 | 6 | 49.3578 | 133.1773 | 289.1247 | 119.2277 | 177.7069 | 105.4415 | 161.8293 | 123.5078 | 102.7663 | 27.0583 | 114.9661 | 232.6163 | 102.4559 | 252.1649 | 155.6454 | 141.6788 | 129.4029 | 117.6725
3630 | 6 | 152 | 6 | 42.6762 | 103.3582 | 206.8435 | 125.7393 | 166.7498 | 105.4251 | 135.2064 | 113.3602 | 79.7478 | 22.934 | 121.7661 | 194.3992 | 92.6816 | 195.9324 | 154.1452 | 129.5619 | 107.403 | 80.1273
3631 | 7 | 152 | 6 | 42.8155 | 84.7876 | 188.5584 | 129.0798 | 166.4873 | 111.5533 | 123.9915 | 111.7009 | 72.7259 | 23.8581 | 115.9602 | 179.0169 | 91.8928 | 187.2877 | 154.2197 | 127.339 | 104.9771 | 73.4125
3632 | 8 | 152 | 6 | 45.0127 | 85.3631 | 172.5083 | 133.4375 | 156.0597 | 98.8803 | 124.9777 | 106.7385 | 68.1094 | 24.7324 | 117.2855 | 179.2894 | 83.6858 | 186.0236 | 157.5566 | 119.1529 | 97.317 | 63.2665
3633 | 9 | 152 | 6 | 43.4006 | 94.4516 | 187.6509 | 132.7852 | 158.0926 | 94.0337 | 116.4971 | 108.5501 | 67.4499 | 21.2031 | 114.722 | 177.1971 | 80.89 | 177.614 | 157.9339 | 120.0581 | 93.118 | 67.4203
3634 | 10 | 152 | 6 | 42.669 | 107.1668 | 166.4822 | 134.8588 | 146.5119 | 95.5815 | 118.0877 | 100.1662 | 58.3268 | 21.4547 | 113.1423 | 175.1466 | 86.5502 | 175.3158 | 161.7486 | 121.5657 | 89.3685 | 71.4463
3635 | 11 | 152 | 6 | 42.3519 | 107.8308 | 163.4467 | 136.3052 | 151.2715 | 91.1124 | 116.456 | 102.8422 | 63.6385 | 19.0898 | 113.0784 | 172.7436 | 88.4684 | 170.2237 | 155.2954 | 122.6665 | 87.5541 | 68.0318
3636 | 12 | 152 | 6 | 43.6697 | 108.5362 | 150.8245 | 136.5696 | 149.3066 | 90.2526 | 115.7417 | 100.6312 | 57.9016 | 19.4508 | 110.1431 | 179.6952 | 88.5549 | 171.3227 | 166.8518 | 123.8007 | 85.0736 | 69.8551
3637 | 13 | 152 | 6 | 44.043 | 108.8561 | 153.2404 | 135.3258 | 154.7467 | 93.4957 | 117.7334 | 98.4058 | 62.0595 | 18.2199 | 111.3194 | 179.9816 | 91.2725 | 166.648 | 168.3298 | 122.9744 | 84.7206 | 62.7484
3638 | 14 | 152 | 6 | 43.3571 | 114.2512 | 170.7555 | 135.2463 | 155.7007 | 93.4911 | 123.6872 | 102.1789 | 63.1735 | 20.3419 | 110.7119 | 184.1133 | 88.5187 | 172.0514 | 165.1939 | 125.299 | 89.9654 | 73.8825
3639 | 15 | 152 | 6 | 44.5357 | 107.2672 | 190.6758 | 140.4934 | 165.2713 | 101.1052 | 131.5442 | 100.8262 | 60.8149 | 19.765 | 115.0117 | 189.1151 | 88.1969 | 172.2528 | 173.1908 | 127.8689 | 96.1949 | 64.5362
3640 | 16 | 152 | 6 | 54.8768 | 113.9952 | 217.3461 | 142.3502 | 190.7992 | 108.6663 | 150.653 | 104.1207 | 62.7295 | 21.7742 | 119.7559 | 199.9832 | 108.3224 | 183.3106 | 169.4223 | 131.6405 | 110.6882 | 75.3289
3641 | 17 | 152 | 6 | 81.7102 | 132.1029 | 270.5073 | 155.3606 | 240.0424 | 128.1854 | 197.1442 | 103.8634 | 75.4544 | 25.1727 | 128.9195 | 235.0233 | 173.7755 | 198.4609 | 197.0944 | 146.245 | 151.8427 | 107.1894
3642 | 18 | 152 | 6 | 136.7603 | 184.9307 | 337.7491 | 157.9648 | 295.4569 | 180.2824 | 241.8559 | 130.9657 | 107.2514 | 43.178 | 137.732 | 310.4119 | 209.6483 | 255.1852 | 225.6366 | 202.0643 | 201.8756 | 164.5101
3643 | 19 | 152 | 6 | 128.5172 | 190.7094 | 338.095 | 153.5466 | 283.6876 | 186.2096 | 237.3881 | 143.6332 | 151.3102 | 40.3609 | 133.3613 | 339.207 | 216.0191 | 291.3467 | 240.3044 | 218.2192 | 219.8041 | 208.5739
3644 | 20 | 152 | 6 | 128.9444 | 145.7185 | 334.5089 | 149.0199 | 250.4135 | 172.6926 | 236.334 | 144.2149 | 148.9896 | 33.8585 | 132.4065 | 323.26 | 185.4606 | 269.7565 | 237.6811 | 184.6973 | 214.9017 | 206.1975
3645 | 21 | 152 | 6 | 132.3311 | 132.1435 | 327.7802 | 144.1663 | 242.5877 | 165.2082 | 225.8331 | 137.1599 | 142.0218 | 35.4283 | 135.5461 | 313.4444 | 175.3043 | 262.4495 | 219.0389 | 165.7383 | 216.9069 | 205.162
3646 | 22 | 152 | 6 | 106.3364 | 122.9594 | 325.3444 | 135.6252 | 237.1502 | 154.2384 | 216.5009 | 154.0099 | 146.1543 | 34.0634 | 120.9558 | 293.9628 | 176.8731 | 252.3443 | 198.3302 | 155.6702 | 216.6598 | 203.7122
3647 | 23 | 152 | 6 | 83.6835 | 129.7736 | 327.8587 | 129.8921 | 240.1306 | 153.1537 | 234.6965 | 134.2063 | 142.9836 | 30.9896 | 112.8163 | 285.55 | 185.2489 | 252.1259 | 192.5087 | 155.8004 | 211.3201 | 195.4127
3648 | 0 | 153 | 6 | 79.4322 | 127.8239 | 324.7049 | 130.3603 | 227.3514 | 149.9625 | 232.5491 | 128.7638 | 134.9743 | 27.2609 | 109.9245 | 290.4384 | 174.8814 | 267.3619 | 195.0089 | 149.2728 | 193.3611 | 168.2808
3649 | 1 | 153 | 6 | 79.6974 | 132.463 | 329.0933 | 127.3312 | 230.5658 | 146.7087 | 233.4998 | 135.8929 | 118.1872 | 28.0563 | 107.9091 | 286.5203 | 181.5483 | 274.0229 | 192.4455 | 149.4727 | 184.4583 | 162.3818
3650 | 2 | 153 | 6 | 79.4309 | 135.803 | 324.8622 | 126.015 | 229.107 | 147.3904 | 235.4235 | 131.5575 | 115.2098 | 28.3442 | 110.0561 | 279.7228 | 183.8164 | 283.1707 | 182.7044 | 154.9698 | 184.286 | 159.1949
3651 | 3 | 153 | 6 | 76.4992 | 150.0376 | 322.3541 | 129.7095 | 228.7433 | 149.7582 | 237.7662 | 130.4132 | 113.6567 | 28.3624 | 115.4444 | 281.1169 | 176.3911 | 282.4382 | 174.1425 | 157.8382 | 190.2142 | 157.4413
3652 | 4 | 153 | 6 | 70.2892 | 155.9138 | 322.6536 | 125.1588 | 205.2117 | 135.213 | 235.1415 | 128.3604 | 114.596 | 25.1672 | 113.8726 | 275.2102 | 146.3165 | 283.8411 | 172.7046 | 157.7357 | 177.6351 | 150.1841
3653 | 5 | 153 | 6 | 49.3578 | 133.1773 | 289.1247 | 119.2277 | 177.7069 | 105.4415 | 161.8293 | 123.5078 | 102.7663 | 27.0583 | 114.9661 | 232.6163 | 102.4559 | 252.1649 | 155.6454 | 141.6788 | 129.4029 | 117.6725
3654 | 6 | 153 | 6 | 42.6762 | 103.3582 | 206.8435 | 125.7393 | 166.7498 | 105.4251 | 135.2064 | 113.3602 | 79.7478 | 22.934 | 121.7661 | 194.3992 | 92.6816 | 195.9324 | 154.1452 | 129.5619 | 107.403 | 80.1273
3655 | 7 | 153 | 6 | 42.8155 | 84.7876 | 188.5584 | 129.0798 | 166.4873 | 111.5533 | 123.9915 | 111.7009 | 72.7259 | 23.8581 | 115.9602 | 179.0169 | 91.8928 | 187.2877 | 154.2197 | 127.339 | 104.9771 | 73.4125
3656 | 8 | 153 | 6 | 45.0127 | 85.3631 | 172.5083 | 133.4375 | 156.0597 | 98.8803 | 124.9777 | 106.7385 | 68.1094 | 24.7324 | 117.2855 | 179.2894 | 83.6858 | 186.0236 | 157.5566 | 119.1529 | 97.317 | 63.2665
3657 | 9 | 153 | 6 | 43.4006 | 94.4516 | 187.6509 | 132.7852 | 158.0926 | 94.0337 | 116.4971 | 108.5501 | 67.4499 | 21.2031 | 114.722 | 177.1971 | 80.89 | 177.614 | 157.9339 | 120.0581 | 93.118 | 67.4203
3658 | 10 | 153 | 6 | 42.669 | 107.1668 | 166.4822 | 134.8588 | 146.5119 | 95.5815 | 118.0877 | 100.1662 | 58.3268 | 21.4547 | 113.1423 | 175.1466 | 86.5502 | 175.3158 | 161.7486 | 121.5657 | 89.3685 | 71.4463
3659 | 11 | 153 | 6 | 42.3519 | 107.8308 | 163.4467 | 136.3052 | 151.2715 | 91.1124 | 116.456 | 102.8422 | 63.6385 | 19.0898 | 113.0784 | 172.7436 | 88.4684 | 170.2237 | 155.2954 | 122.6665 | 87.5541 | 68.0318
3660 | 12 | 153 | 6 | 43.6697 | 108.5362 | 150.8245 | 136.5696 | 149.3066 | 90.2526 | 115.7417 | 100.6312 | 57.9016 | 19.4508 | 110.1431 | 179.6952 | 88.5549 | 171.3227 | 166.8518 | 123.8007 | 85.0736 | 69.8551
3661 | 13 | 153 | 6 | 44.043 | 108.8561 | 153.2404 | 135.3258 | 154.7467 | 93.4957 | 117.7334 | 98.4058 | 62.0595 | 18.2199 | 111.3194 | 179.9816 | 91.2725 | 166.648 | 168.3298 | 122.9744 | 84.7206 | 62.7484
3662 | 14 | 153 | 6 | 43.3571 | 114.2512 | 170.7555 | 135.2463 | 155.7007 | 93.4911 | 123.6872 | 102.1789 | 63.1735 | 20.3419 | 110.7119 | 184.1133 | 88.5187 | 172.0514 | 165.1939 | 125.299 | 89.9654 | 73.8825
3663 | 15 | 153 | 6 | 44.5357 | 107.2672 | 190.6758 | 140.4934 | 165.2713 | 101.1052 | 131.5442 | 100.8262 | 60.8149 | 19.765 | 115.0117 | 189.1151 | 88.1969 | 172.2528 | 173.1908 | 127.8689 | 96.1949 | 64.5362
3664 | 16 | 153 | 6 | 54.8768 | 113.9952 | 217.3461 | 142.3502 | 190.7992 | 108.6663 | 150.653 | 104.1207 | 62.7295 | 21.7742 | 119.7559 | 199.9832 | 108.3224 | 183.3106 | 169.4223 | 131.6405 | 110.6882 | 75.3289
3665 | 17 | 153 | 6 | 81.7102 | 132.1029 | 270.5073 | 155.3606 | 240.0424 | 128.1854 | 197.1442 | 103.8634 | 75.4544 | 25.1727 | 128.9195 | 235.0233 | 173.7755 | 198.4609 | 197.0944 | 146.245 | 151.8427 | 107.1894
3666 | 18 | 153 | 6 | 136.7603 | 184.9307 | 337.7491 | 157.9648 | 295.4569 | 180.2824 | 241.8559 | 130.9657 | 107.2514 | 43.178 | 137.732 | 310.4119 | 209.6483 | 255.1852 | 225.6366 | 202.0643 | 201.8756 | 164.5101
3667 | 19 | 153 | 6 | 128.5172 | 190.7094 | 338.095 | 153.5466 | 283.6876 | 186.2096 | 237.3881 | 143.6332 | 151.3102 | 40.3609 | 133.3613 | 339.207 | 216.0191 | 291.3467 | 240.3044 | 218.2192 | 219.8041 | 208.5739
3668 | 20 | 153 | 6 | 128.9444 | 145.7185 | 334.5089 | 149.0199 | 250.4135 | 172.6926 | 236.334 | 144.2149 | 148.9896 | 33.8585 | 132.4065 | 323.26 | 185.4606 | 269.7565 | 237.6811 | 184.6973 | 214.9017 | 206.1975
3669 | 21 | 153 | 6 | 132.3311 | 132.1435 | 327.7802 | 144.1663 | 242.5877 | 165.2082 | 225.8331 | 137.1599 | 142.0218 | 35.4283 | 135.5461 | 313.4444 | 175.3043 | 262.4495 | 219.0389 | 165.7383 | 216.9069 | 205.162
3670 | 22 | 153 | 6 | 106.3364 | 122.9594 | 325.3444 | 135.6252 | 237.1502 | 154.2384 | 216.5009 | 154.0099 | 146.1543 | 34.0634 | 120.9558 | 293.9628 | 176.8731 | 252.3443 | 198.3302 | 155.6702 | 216.6598 | 203.7122
3671 | 23 | 153 | 6 | 83.6835 | 129.7736 | 327.8587 | 129.8921 | 240.1306 | 153.1537 | 234.6965 | 134.2063 | 142.9836 | 30.9896 | 112.8163 | 285.55 | 185.2489 | 252.1259 | 192.5087 | 155.8004 | 211.3201 | 195.4127
3672 | 0 | 154 | 6 | 79.4322 | 127.8239 | 324.7049 | 130.3603 | 227.3514 | 149.9625 | 232.5491 | 128.7638 | 134.9743 | 27.2609 | 109.9245 | 290.4384 | 174.8814 | 267.3619 | 195.0089 | 149.2728 | 193.3611 | 168.2808
3673 | 1 | 154 | 6 | 79.6974 | 132.463 | 329.0933 | 127.3312 | 230.5658 | 146.7087 | 233.4998 | 135.8929 | 118.1872 | 28.0563 | 107.9091 | 286.5203 | 181.5483 | 274.0229 | 192.4455 | 149.4727 | 184.4583 | 162.3818
3674 | 2 | 154 | 6 | 79.4309 | 135.803 | 324.8622 | 126.015 | 229.107 | 147.3904 | 235.4235 | 131.5575 | 115.2098 | 28.3442 | 110.0561 | 279.7228 | 183.8164 | 283.1707 | 182.7044 | 154.9698 | 184.286 | 159.1949
3675 | 3 | 154 | 6 | 76.4992 | 150.0376 | 322.3541 | 129.7095 | 228.7433 | 149.7582 | 237.7662 | 130.4132 | 113.6567 | 28.3624 | 115.4444 | 281.1169 | 176.3911 | 282.4382 | 174.1425 | 157.8382 | 190.2142 | 157.4413
3676 | 4 | 154 | 6 | 70.2892 | 155.9138 | 322.6536 | 125.1588 | 205.2117 | 135.213 | 235.1415 | 128.3604 | 114.596 | 25.1672 | 113.8726 | 275.2102 | 146.3165 | 283.8411 | 172.7046 | 157.7357 | 177.6351 | 150.1841
3677 | 5 | 154 | 6 | 49.3578 | 133.1773 | 289.1247 | 119.2277 | 177.7069 | 105.4415 | 161.8293 | 123.5078 | 102.7663 | 27.0583 | 114.9661 | 232.6163 | 102.4559 | 252.1649 | 155.6454 | 141.6788 | 129.4029 | 117.6725
3678 | 6 | 154 | 6 | 42.6762 | 103.3582 | 206.8435 | 125.7393 | 166.7498 | 105.4251 | 135.2064 | 113.3602 | 79.7478 | 22.934 | 121.7661 | 194.3992 | 92.6816 | 195.9324 | 154.1452 | 129.5619 | 107.403 | 80.1273
3679 | 7 | 154 | 6 | 42.8155 | 84.7876 | 188.5584 | 129.0798 | 166.4873 | 111.5533 | 123.9915 | 111.7009 | 72.7259 | 23.8581 | 115.9602 | 179.0169 | 91.8928 | 187.2877 | 154.2197 | 127.339 | 104.9771 | 73.4125
3680 | 8 | 154 | 6 | 45.0127 | 85.3631 | 172.5083 | 133.4375 | 156.0597 | 98.8803 | 124.9777 | 106.7385 | 68.1094 | 24.7324 | 117.2855 | 179.2894 | 83.6858 | 186.0236 | 157.5566 | 119.1529 | 97.317 | 63.2665
3681 | 9 | 154 | 6 | 43.4006 | 94.4516 | 187.6509 | 132.7852 | 158.0926 | 94.0337 | 116.4971 | 108.5501 | 67.4499 | 21.2031 | 114.722 | 177.1971 | 80.89 | 177.614 | 157.9339 | 120.0581 | 93.118 | 67.4203
3682 | 10 | 154 | 6 | 42.669 | 107.1668 | 166.4822 | 134.8588 | 146.5119 | 95.5815 | 118.0877 | 100.1662 | 58.3268 | 21.4547 | 113.1423 | 175.1466 | 86.5502 | 175.3158 | 161.7486 | 121.5657 | 89.3685 | 71.4463
3683 | 11 | 154 | 6 | 42.3519 | 107.8308 | 163.4467 | 136.3052 | 151.2715 | 91.1124 | 116.456 | 102.8422 | 63.6385 | 19.0898 | 113.0784 | 172.7436 | 88.4684 | 170.2237 | 155.2954 | 122.6665 | 87.5541 | 68.0318
3684 | 12 | 154 | 6 | 43.6697 | 108.5362 | 150.8245 | 136.5696 | 149.3066 | 90.2526 | 115.7417 | 100.6312 | 57.9016 | 19.4508 | 110.1431 | 179.6952 | 88.5549 | 171.3227 | 166.8518 | 123.8007 | 85.0736 | 69.8551
3685 | 13 | 154 | 6 | 44.043 | 108.8561 | 153.2404 | 135.3258 | 154.7467 | 93.4957 | 117.7334 | 98.4058 | 62.0595 | 18.2199 | 111.3194 | 179.9816 | 91.2725 | 166.648 | 168.3298 | 122.9744 | 84.7206 | 62.7484
3686 | 14 | 154 | 6 | 43.3571 | 114.2512 | 170.7555 | 135.2463 | 155.7007 | 93.4911 | 123.6872 | 102.1789 | 63.1735 | 20.3419 | 110.7119 | 184.1133 | 88.5187 | 172.0514 | 165.1939 | 125.299 | 89.9654 | 73.8825
3687 | 15 | 154 | 6 | 44.5357 | 107.2672 | 190.6758 | 140.4934 | 165.2713 | 101.1052 | 131.5442 | 100.8262 | 60.8149 | 19.765 | 115.0117 | 189.1151 | 88.1969 | 172.2528 | 173.1908 | 127.8689 | 96.1949 | 64.5362
3688 | 16 | 154 | 6 | 54.8768 | 113.9952 | 217.3461 | 142.3502 | 190.7992 | 108.6663 | 150.653 | 104.1207 | 62.7295 | 21.7742 | 119.7559 | 199.9832 | 108.3224 | 183.3106 | 169.4223 | 131.6405 | 110.6882 | 75.3289
3689 | 17 | 154 | 6 | 81.7102 | 132.1029 | 270.5073 | 155.3606 | 240.0424 | 128.1854 | 197.1442 | 103.8634 | 75.4544 | 25.1727 | 128.9195 | 235.0233 | 173.7755 | 198.4609 | 197.0944 | 146.245 | 151.8427 | 107.1894
3690 | 18 | 154 | 6 | 136.7603 | 184.9307 | 337.7491 | 157.9648 | 295.4569 | 180.2824 | 241.8559 | 130.9657 | 107.2514 | 43.178 | 137.732 | 310.4119 | 209.6483 | 255.1852 | 225.6366 | 202.0643 | 201.8756 | 164.5101
3691 | 19 | 154 | 6 | 128.5172 | 190.7094 | 338.095 | 153.5466 | 283.6876 | 186.2096 | 237.3881 | 143.6332 | 151.3102 | 40.3609 | 133.3613 | 339.207 | 216.0191 | 291.3467 | 240.3044 | 218.2192 | 219.8041 | 208.5739
3692 | 20 | 154 | 6 | 128.9444 | 145.7185 | 334.5089 | 149.0199 | 250.4135 | 172.6926 | 236.334 | 144.2149 | 148.9896 | 33.8585 | 132.4065 | 323.26 | 185.4606 | 269.7565 | 237.6811 | 184.6973 | 214.9017 | 206.1975
3693 | 21 | 154 | 6 | 132.3311 | 132.1435 | 327.7802 | 144.1663 | 242.5877 | 165.2082 | 225.8331 | 137.1599 | 142.0218 | 35.4283 | 135.5461 | 313.4444 | 175.3043 | 262.4495 | 219.0389 | 165.7383 | 216.9069 | 205.162
3694 | 22 | 154 | 6 | 106.3364 | 122.9594 | 325.3444 | 135.6252 | 237.1502 | 154.2384 | 216.5009 | 154.0099 | 146.1543 | 34.0634 | 120.9558 | 293.9628 | 176.8731 | 252.3443 | 198.3302 | 155.6702 | 216.6598 | 203.7122
3695 | 23 | 154 | 6 | 83.6835 | 129.7736 | 327.8587 | 129.8921 | 240.1306 | 153.1537 | 234.6965 | 134.2063 | 142.9836 | 30.9896 | 112.8163 | 285.55 | 185.2489 | 252.1259 | 192.5087 | 155.8004 | 211.3201 | 195.4127
3696 | 0 | 155 | 6 | 79.4322 | 127.8239 | 324.7049 | 130.3603 | 227.3514 | 149.9625 | 232.5491 | 128.7638 | 134.9743 | 27.2609 | 109.9245 | 290.4384 | 174.8814 | 267.3619 | 195.0089 | 149.2728 | 193.3611 | 168.2808
3697 | 1 | 155 | 6 | 79.6974 | 132.463 | 329.0933 | 127.3312 | 230.5658 | 146.7087 | 233.4998 | 135.8929 | 118.1872 | 28.0563 | 107.9091 | 286.5203 | 181.5483 | 274.0229 | 192.4455 | 149.4727 | 184.4583 | 162.3818
3698 | 2 | 155 | 6 | 79.4309 | 135.803 | 324.8622 | 126.015 | 229.107 | 147.3904 | 235.4235 | 131.5575 | 115.2098 | 28.3442 | 110.0561 | 279.7228 | 183.8164 | 283.1707 | 182.7044 | 154.9698 | 184.286 | 159.1949
3699 | 3 | 155 | 6 | 76.4992 | 150.0376 | 322.3541 | 129.7095 | 228.7433 | 149.7582 | 237.7662 | 130.4132 | 113.6567 | 28.3624 | 115.4444 | 281.1169 | 176.3911 | 282.4382 | 174.1425 | 157.8382 | 190.2142 | 157.4413
3700 | 4 | 155 | 6 | 70.2892 | 155.9138 | 322.6536 | 125.1588 | 205.2117 | 135.213 | 235.1415 | 128.3604 | 114.596 | 25.1672 | 113.8726 | 275.2102 | 146.3165 | 283.8411 | 172.7046 | 157.7357 | 177.6351 | 150.1841
3701 | 5 | 155 | 6 | 49.3578 | 133.1773 | 289.1247 | 119.2277 | 177.7069 | 105.4415 | 161.8293 | 123.5078 | 102.7663 | 27.0583 | 114.9661 | 232.6163 | 102.4559 | 252.1649 | 155.6454 | 141.6788 | 129.4029 | 117.6725
3702 | 6 | 155 | 6 | 42.6762 | 103.3582 | 206.8435 | 125.7393 | 166.7498 | 105.4251 | 135.2064 | 113.3602 | 79.7478 | 22.934 | 121.7661 | 194.3992 | 92.6816 | 195.9324 | 154.1452 | 129.5619 | 107.403 | 80.1273
3703 | 7 | 155 | 6 | 42.8155 | 84.7876 | 188.5584 | 129.0798 | 166.4873 | 111.5533 | 123.9915 | 111.7009 | 72.7259 | 23.8581 | 115.9602 | 179.0169 | 91.8928 | 187.2877 | 154.2197 | 127.339 | 104.9771 | 73.4125
3704 | 8 | 155 | 6 | 45.0127 | 85.3631 | 172.5083 | 133.4375 | 156.0597 | 98.8803 | 124.9777 | 106.7385 | 68.1094 | 24.7324 | 117.2855 | 179.2894 | 83.6858 | 186.0236 | 157.5566 | 119.1529 | 97.317 | 63.2665
3705 | 9 | 155 | 6 | 43.4006 | 94.4516 | 187.6509 | 132.7852 | 158.0926 | 94.0337 | 116.4971 | 108.5501 | 67.4499 | 21.2031 | 114.722 | 177.1971 | 80.89 | 177.614 | 157.9339 | 120.0581 | 93.118 | 67.4203
3706 | 10 | 155 | 6 | 42.669 | 107.1668 | 166.4822 | 134.8588 | 146.5119 | 95.5815 | 118.0877 | 100.1662 | 58.3268 | 21.4547 | 113.1423 | 175.1466 | 86.5502 | 175.3158 | 161.7486 | 121.5657 | 89.3685 | 71.4463
3707 | 11 | 155 | 6 | 42.3519 | 107.8308 | 163.4467 | 136.3052 | 151.2715 | 91.1124 | 116.456 | 102.8422 | 63.6385 | 19.0898 | 113.0784 | 172.7436 | 88.4684 | 170.2237 | 155.2954 | 122.6665 | 87.5541 | 68.0318
3708 | 12 | 155 | 6 | 43.6697 | 108.5362 | 150.8245 | 136.5696 | 149.3066 | 90.2526 | 115.7417 | 100.6312 | 57.9016 | 19.4508 | 110.1431 | 179.6952 | 88.5549 | 171.3227 | 166.8518 | 123.8007 | 85.0736 | 69.8551
3709 | 13 | 155 | 6 | 44.043 | 108.8561 | 153.2404 | 135.3258 | 154.7467 | 93.4957 | 117.7334 | 98.4058 | 62.0595 | 18.2199 | 111.3194 | 179.9816 | 91.2725 | 166.648 | 168.3298 | 122.9744 | 84.7206 | 62.7484
3710 | 14 | 155 | 6 | 43.3571 | 114.2512 | 170.7555 | 135.2463 | 155.7007 | 93.4911 | 123.6872 | 102.1789 | 63.1735 | 20.3419 | 110.7119 | 184.1133 | 88.5187 | 172.0514 | 165.1939 | 125.299 | 89.9654 | 73.8825
3711 | 15 | 155 | 6 | 44.5357 | 107.2672 | 190.6758 | 140.4934 | 165.2713 | 101.1052 | 131.5442 | 100.8262 | 60.8149 | 19.765 | 115.0117 | 189.1151 | 88.1969 | 172.2528 | 173.1908 | 127.8689 | 96.1949 | 64.5362
3712 | 16 | 155 | 6 | 54.8768 | 113.9952 | 217.3461 | 142.3502 | 190.7992 | 108.6663 | 150.653 | 104.1207 | 62.7295 | 21.7742 | 119.7559 | 199.9832 | 108.3224 | 183.3106 | 169.4223 | 131.6405 | 110.6882 | 75.3289
3713 | 17 | 155 | 6 | 81.7102 | 132.1029 | 270.5073 | 155.3606 | 240.0424 | 128.1854 | 197.1442 | 103.8634 | 75.4544 | 25.1727 | 128.9195 | 235.0233 | 173.7755 | 198.4609 | 197.0944 | 146.245 | 151.8427 | 107.1894
3714 | 18 | 155 | 6 | 136.7603 | 184.9307 | 337.7491 | 157.9648 | 295.4569 | 180.2824 | 241.8559 | 130.9657 | 107.2514 | 43.178 | 137.732 | 310.4119 | 209.6483 | 255.1852 | 225.6366 | 202.0643 | 201.8756 | 164.5101
3715 | 19 | 155 | 6 | 128.5172 | 190.7094 | 338.095 | 153.5466 | 283.6876 | 186.2096 | 237.3881 | 143.6332 | 151.3102 | 40.3609 | 133.3613 | 339.207 | 216.0191 | 291.3467 | 240.3044 | 218.2192 | 219.8041 | 208.5739
3716 | 20 | 155 | 6 | 128.9444 | 145.7185 | 334.5089 | 149.0199 | 250.4135 | 172.6926 | 236.334 | 144.2149 | 148.9896 | 33.8585 | 132.4065 | 323.26 | 185.4606 | 269.7565 | 237.6811 | 184.6973 | 214.9017 | 206.1975
3717 | 21 | 155 | 6 | 132.3311 | 132.1435 | 327.7802 | 144.1663 | 242.5877 | 165.2082 | 225.8331 | 137.1599 | 142.0218 | 35.4283 | 135.5461 | 313.4444 | 175.3043 | 262.4495 | 219.0389 | 165.7383 | 216.9069 | 205.162
3718 | 22 | 155 | 6 | 106.3364 | 122.9594 | 325.3444 | 135.6252 | 237.1502 | 154.2384 | 216.5009 | 154.0099 | 146.1543 | 34.0634 | 120.9558 | 293.9628 | 176.8731 | 252.3443 | 198.3302 | 155.6702 | 216.6598 | 203.7122
3719 | 23 | 155 | 6 | 83.6835 | 129.7736 | 327.8587 | 129.8921 | 240.1306 | 153.1537 | 234.6965 | 134.2063 | 142.9836 | 30.9896 | 112.8163 | 285.55 | 185.2489 | 252.1259 | 192.5087 | 155.8004 | 211.3201 | 195.4127
3720 | 0 | 156 | 6 | 79.4322 | 127.8239 | 324.7049 | 130.3603 | 227.3514 | 149.9625 | 232.5491 | 128.7638 | 134.9743 | 27.2609 | 109.9245 | 290.4384 | 174.8814 | 267.3619 | 195.0089 | 149.2728 | 193.3611 | 168.2808
3721 | 1 | 156 | 6 | 79.6974 | 132.463 | 329.0933 | 127.3312 | 230.5658 | 146.7087 | 233.4998 | 135.8929 | 118.1872 | 28.0563 | 107.9091 | 286.5203 | 181.5483 | 274.0229 | 192.4455 | 149.4727 | 184.4583 | 162.3818
3722 | 2 | 156 | 6 | 79.4309 | 135.803 | 324.8622 | 126.015 | 229.107 | 147.3904 | 235.4235 | 131.5575 | 115.2098 | 28.3442 | 110.0561 | 279.7228 | 183.8164 | 283.1707 | 182.7044 | 154.9698 | 184.286 | 159.1949
3723 | 3 | 156 | 6 | 76.4992 | 150.0376 | 322.3541 | 129.7095 | 228.7433 | 149.7582 | 237.7662 | 130.4132 | 113.6567 | 28.3624 | 115.4444 | 281.1169 | 176.3911 | 282.4382 | 174.1425 | 157.8382 | 190.2142 | 157.4413
3724 | 4 | 156 | 6 | 70.2892 | 155.9138 | 322.6536 | 125.1588 | 205.2117 | 135.213 | 235.1415 | 128.3604 | 114.596 | 25.1672 | 113.8726 | 275.2102 | 146.3165 | 283.8411 | 172.7046 | 157.7357 | 177.6351 | 150.1841
3725 | 5 | 156 | 6 | 49.3578 | 133.1773 | 289.1247 | 119.2277 | 177.7069 | 105.4415 | 161.8293 | 123.5078 | 102.7663 | 27.0583 | 114.9661 | 232.6163 | 102.4559 | 252.1649 | 155.6454 | 141.6788 | 129.4029 | 117.6725
3726 | 6 | 156 | 6 | 42.6762 | 103.3582 | 206.8435 | 125.7393 | 166.7498 | 105.4251 | 135.2064 | 113.3602 | 79.7478 | 22.934 | 121.7661 | 194.3992 | 92.6816 | 195.9324 | 154.1452 | 129.5619 | 107.403 | 80.1273
3727 | 7 | 156 | 6 | 42.8155 | 84.7876 | 188.5584 | 129.0798 | 166.4873 | 111.5533 | 123.9915 | 111.7009 | 72.7259 | 23.8581 | 115.9602 | 179.0169 | 91.8928 | 187.2877 | 154.2197 | 127.339 | 104.9771 | 73.4125
3728 | 8 | 156 | 6 | 45.0127 | 85.3631 | 172.5083 | 133.4375 | 156.0597 | 98.8803 | 124.9777 | 106.7385 | 68.1094 | 24.7324 | 117.2855 | 179.2894 | 83.6858 | 186.0236 | 157.5566 | 119.1529 | 97.317 | 63.2665
3729 | 9 | 156 | 6 | 43.4006 | 94.4516 | 187.6509 | 132.7852 | 158.0926 | 94.0337 | 116.4971 | 108.5501 | 67.4499 | 21.2031 | 114.722 | 177.1971 | 80.89 | 177.614 | 157.9339 | 120.0581 | 93.118 | 67.4203
3730 | 10 | 156 | 6 | 42.669 | 107.1668 | 166.4822 | 134.8588 | 146.5119 | 95.5815 | 118.0877 | 100.1662 | 58.3268 | 21.4547 | 113.1423 | 175.1466 | 86.5502 | 175.3158 | 161.7486 | 121.5657 | 89.3685 | 71.4463
3731 | 11 | 156 | 6 | 42.3519 | 107.8308 | 163.4467 | 136.3052 | 151.2715 | 91.1124 | 116.456 | 102.8422 | 63.6385 | 19.0898 | 113.0784 | 172.7436 | 88.4684 | 170.2237 | 155.2954 | 122.6665 | 87.5541 | 68.0318
3732 | 12 | 156 | 6 | 43.6697 | 108.5362 | 150.8245 | 136.5696 | 149.3066 | 90.2526 | 115.7417 | 100.6312 | 57.9016 | 19.4508 | 110.1431 | 179.6952 | 88.5549 | 171.3227 | 166.8518 | 123.8007 | 85.0736 | 69.8551
3733 | 13 | 156 | 6 | 44.043 | 108.8561 | 153.2404 | 135.3258 | 154.7467 | 93.4957 | 117.7334 | 98.4058 | 62.0595 | 18.2199 | 111.3194 | 179.9816 | 91.2725 | 166.648 | 168.3298 | 122.9744 | 84.7206 | 62.7484
3734 | 14 | 156 | 6 | 43.3571 | 114.2512 | 170.7555 | 135.2463 | 155.7007 | 93.4911 | 123.6872 | 102.1789 | 63.1735 | 20.3419 | 110.7119 | 184.1133 | 88.5187 | 172.0514 | 165.1939 | 125.299 | 89.9654 | 73.8825
3735 | 15 | 156 | 6 | 44.5357 | 107.2672 | 190.6758 | 140.4934 | 165.2713 | 101.1052 | 131.5442 | 100.8262 | 60.8149 | 19.765 | 115.0117 | 189.1151 | 88.1969 | 172.2528 | 173.1908 | 127.8689 | 96.1949 | 64.5362
3736 | 16 | 156 | 6 | 54.8768 | 113.9952 | 217.3461 | 142.3502 | 190.7992 | 108.6663 | 150.653 | 104.1207 | 62.7295 | 21.7742 | 119.7559 | 199.9832 | 108.3224 | 183.3106 | 169.4223 | 131.6405 | 110.6882 | 75.3289
3737 | 17 | 156 | 6 | 81.7102 | 132.1029 | 270.5073 | 155.3606 | 240.0424 | 128.1854 | 197.1442 | 103.8634 | 75.4544 | 25.1727 | 128.9195 | 235.0233 | 173.7755 | 198.4609 | 197.0944 | 146.245 | 151.8427 | 107.1894
3738 | 18 | 156 | 6 | 136.7603 | 184.9307 | 337.7491 | 157.9648 | 295.4569 | 180.2824 | 241.8559 | 130.9657 | 107.2514 | 43.178 | 137.732 | 310.4119 | 209.6483 | 255.1852 | 225.6366 | 202.0643 | 201.8756 | 164.5101
3739 | 19 | 156 | 6 | 128.5172 | 190.7094 | 338.095 | 153.5466 | 283.6876 | 186.2096 | 237.3881 | 143.6332 | 151.3102 | 40.3609 | 133.3613 | 339.207 | 216.0191 | 291.3467 | 240.3044 | 218.2192 | 219.8041 | 208.5739
3740 | 20 | 156 | 6 | 128.9444 | 145.7185 | 334.5089 | 149.0199 | 250.4135 | 172.6926 | 236.334 | 144.2149 | 148.9896 | 33.8585 | 132.4065 | 323.26 | 185.4606 | 269.7565 | 237.6811 | 184.6973 | 214.9017 | 206.1975
3741 | 21 | 156 | 6 | 132.3311 | 132.1435 | 327.7802 | 144.1663 | 242.5877 | 165.2082 | 225.8331 | 137.1599 | 142.0218 | 35.4283 | 135.5461 | 313.4444 | 175.3043 | 262.4495 | 219.0389 | 165.7383 | 216.9069 | 205.162
3742 | 22 | 156 | 6 | 106.3364 | 122.9594 | 325.3444 | 135.6252 | 237.1502 | 154.2384 | 216.5009 | 154.0099 | 146.1543 | 34.0634 | 120.9558 | 293.9628 | 176.8731 | 252.3443 | 198.3302 | 155.6702 | 216.6598 | 203.7122
3743 | 23 | 156 | 6 | 83.6835 | 129.7736 | 327.8587 | 129.8921 | 240.1306 | 153.1537 | 234.6965 | 134.2063 | 142.9836 | 30.9896 | 112.8163 | 285.55 | 185.2489 | 252.1259 | 192.5087 | 155.8004 | 211.3201 | 195.4127
3744 | 0 | 157 | 6 | 79.4322 | 127.8239 | 324.7049 | 130.3603 | 227.3514 | 149.9625 | 232.5491 | 128.7638 | 134.9743 | 27.2609 | 109.9245 | 290.4384 | 174.8814 | 267.3619 | 195.0089 | 149.2728 | 193.3611 | 168.2808
3745 | 1 | 157 | 6 | 79.6974 | 132.463 | 329.0933 | 127.3312 | 230.5658 | 146.7087 | 233.4998 | 135.8929 | 118.1872 | 28.0563 | 107.9091 | 286.5203 | 181.5483 | 274.0229 | 192.4455 | 149.4727 | 184.4583 | 162.3818
3746 | 2 | 157 | 6 | 79.4309 | 135.803 | 324.8622 | 126.015 | 229.107 | 147.3904 | 235.4235 | 131.5575 | 115.2098 | 28.3442 | 110.0561 | 279.7228 | 183.8164 | 283.1707 | 182.7044 | 154.9698 | 184.286 | 159.1949
3747 | 3 | 157 | 6 | 76.4992 | 150.0376 | 322.3541 | 129.7095 | 228.7433 | 149.7582 | 237.7662 | 130.4132 | 113.6567 | 28.3624 | 115.4444 | 281.1169 | 176.3911 | 282.4382 | 174.1425 | 157.8382 | 190.2142 | 157.4413
3748 | 4 | 157 | 6 | 70.2892 | 155.9138 | 322.6536 | 125.1588 | 205.2117 | 135.213 | 235.1415 | 128.3604 | 114.596 | 25.1672 | 113.8726 | 275.2102 | 146.3165 | 283.8411 | 172.7046 | 157.7357 | 177.6351 | 150.1841
3749 | 5 | 157 | 6 | 49.3578 | 133.1773 | 289.1247 | 119.2277 | 177.7069 | 105.4415 | 161.8293 | 123.5078 | 102.7663 | 27.0583 | 114.9661 | 232.6163 | 102.4559 | 252.1649 | 155.6454 | 141.6788 | 129.4029 | 117.6725
3750 | 6 | 157 | 6 | 42.6762 | 103.3582 | 206.8435 | 125.7393 | 166.7498 | 105.4251 | 135.2064 | 113.3602 | 79.7478 | 22.934 | 121.7661 | 194.3992 | 92.6816 | 195.9324 | 154.1452 | 129.5619 | 107.403 | 80.1273
3751 | 7 | 157 | 6 | 42.8155 | 84.7876 | 188.5584 | 129.0798 | 166.4873 | 111.5533 | 123.9915 | 111.7009 | 72.7259 | 23.8581 | 115.9602 | 179.0169 | 91.8928 | 187.2877 | 154.2197 | 127.339 | 104.9771 | 73.4125
3752 | 8 | 157 | 6 | 45.0127 | 85.3631 | 172.5083 | 133.4375 | 156.0597 | 98.8803 | 124.9777 | 106.7385 | 68.1094 | 24.7324 | 117.2855 | 179.2894 | 83.6858 | 186.0236 | 157.5566 | 119.1529 | 97.317 | 63.2665
3753 | 9 | 157 | 6 | 43.4006 | 94.4516 | 187.6509 | 132.7852 | 158.0926 | 94.0337 | 116.4971 | 108.5501 | 67.4499 | 21.2031 | 114.722 | 177.1971 | 80.89 | 177.614 | 157.9339 | 120.0581 | 93.118 | 67.4203
3754 | 10 | 157 | 6 | 42.669 | 107.1668 | 166.4822 | 134.8588 | 146.5119 | 95.5815 | 118.0877 | 100.1662 | 58.3268 | 21.4547 | 113.1423 | 175.1466 | 86.5502 | 175.3158 | 161.7486 | 121.5657 | 89.3685 | 71.4463
3755 | 11 | 157 | 6 | 42.3519 | 107.8308 | 163.4467 | 136.3052 | 151.2715 | 91.1124 | 116.456 | 102.8422 | 63.6385 | 19.0898 | 113.0784 | 172.7436 | 88.4684 | 170.2237 | 155.2954 | 122.6665 | 87.5541 | 68.0318
3756 | 12 | 157 | 6 | 43.6697 | 108.5362 | 150.8245 | 136.5696 | 149.3066 | 90.2526 | 115.7417 | 100.6312 | 57.9016 | 19.4508 | 110.1431 | 179.6952 | 88.5549 | 171.3227 | 166.8518 | 123.8007 | 85.0736 | 69.8551
3757 | 13 | 157 | 6 | 44.043 | 108.8561 | 153.2404 | 135.3258 | 154.7467 | 93.4957 | 117.7334 | 98.4058 | 62.0595 | 18.2199 | 111.3194 | 179.9816 | 91.2725 | 166.648 | 168.3298 | 122.9744 | 84.7206 | 62.7484
3758 | 14 | 157 | 6 | 43.3571 | 114.2512 | 170.7555 | 135.2463 | 155.7007 | 93.4911 | 123.6872 | 102.1789 | 63.1735 | 20.3419 | 110.7119 | 184.1133 | 88.5187 | 172.0514 | 165.1939 | 125.299 | 89.9654 | 73.8825
3759 | 15 | 157 | 6 | 44.5357 | 107.2672 | 190.6758 | 140.4934 | 165.2713 | 101.1052 | 131.5442 | 100.8262 | 60.8149 | 19.765 | 115.0117 | 189.1151 | 88.1969 | 172.2528 | 173.1908 | 127.8689 | 96.1949 | 64.5362
3760 | 16 | 157 | 6 | 54.8768 | 113.9952 | 217.3461 | 142.3502 | 190.7992 | 108.6663 | 150.653 | 104.1207 | 62.7295 | 21.7742 | 119.7559 | 199.9832 | 108.3224 | 183.3106 | 169.4223 | 131.6405 | 110.6882 | 75.3289
3761 | 17 | 157 | 6 | 81.7102 | 132.1029 | 270.5073 | 155.3606 | 240.0424 | 128.1854 | 197.1442 | 103.8634 | 75.4544 | 25.1727 | 128.9195 | 235.0233 | 173.7755 | 198.4609 | 197.0944 | 146.245 | 151.8427 | 107.1894
3762 | 18 | 157 | 6 | 136.7603 | 184.9307 | 337.7491 | 157.9648 | 295.4569 | 180.2824 | 241.8559 | 130.9657 | 107.2514 | 43.178 | 137.732 | 310.4119 | 209.6483 | 255.1852 | 225.6366 | 202.0643 | 201.8756 | 164.5101
3763 | 19 | 157 | 6 | 128.5172 | 190.7094 | 338.095 | 153.5466 | 283.6876 | 186.2096 | 237.3881 | 143.6332 | 151.3102 | 40.3609 | 133.3613 | 339.207 | 216.0191 | 291.3467 | 240.3044 | 218.2192 | 219.8041 | 208.5739
3764 | 20 | 157 | 6 | 128.9444 | 145.7185 | 334.5089 | 149.0199 | 250.4135 | 172.6926 | 236.334 | 144.2149 | 148.9896 | 33.8585 | 132.4065 | 323.26 | 185.4606 | 269.7565 | 237.6811 | 184.6973 | 214.9017 | 206.1975
3765 | 21 | 157 | 6 | 132.3311 | 132.1435 | 327.7802 | 144.1663 | 242.5877 | 165.2082 | 225.8331 | 137.1599 | 142.0218 | 35.4283 | 135.5461 | 313.4444 | 175.3043 | 262.4495 | 219.0389 | 165.7383 | 216.9069 | 205.162
3766 | 22 | 157 | 6 | 106.3364 | 122.9594 | 325.3444 | 135.6252 | 237.1502 | 154.2384 | 216.5009 | 154.0099 | 146.1543 | 34.0634 | 120.9558 | 293.9628 | 176.8731 | 252.3443 | 198.3302 | 155.6702 | 216.6598 | 203.7122
3767 | 23 | 157 | 6 | 83.6835 | 129.7736 | 327.8587 | 129.8921 | 240.1306 | 153.1537 | 234.6965 | 134.2063 | 142.9836 | 30.9896 | 112.8163 | 285.55 | 185.2489 | 252.1259 | 192.5087 | 155.8004 | 211.3201 | 195.4127
3768 | 0 | 158 | 6 | 79.4322 | 127.8239 | 324.7049 | 130.3603 | 227.3514 | 149.9625 | 232.5491 | 128.7638 | 134.9743 | 27.2609 | 109.9245 | 290.4384 | 174.8814 | 267.3619 | 195.0089 | 149.2728 | 193.3611 | 168.2808
3769 | 1 | 158 | 6 | 79.6974 | 132.463 | 329.0933 | 127.3312 | 230.5658 | 146.7087 | 233.4998 | 135.8929 | 118.1872 | 28.0563 | 107.9091 | 286.5203 | 181.5483 | 274.0229 | 192.4455 | 149.4727 | 184.4583 | 162.3818
3770 | 2 | 158 | 6 | 79.4309 | 135.803 | 324.8622 | 126.015 | 229.107 | 147.3904 | 235.4235 | 131.5575 | 115.2098 | 28.3442 | 110.0561 | 279.7228 | 183.8164 | 283.1707 | 182.7044 | 154.9698 | 184.286 | 159.1949
3771 | 3 | 158 | 6 | 76.4992 | 150.0376 | 322.3541 | 129.7095 | 228.7433 | 149.7582 | 237.7662 | 130.4132 | 113.6567 | 28.3624 | 115.4444 | 281.1169 | 176.3911 | 282.4382 | 174.1425 | 157.8382 | 190.2142 | 157.4413
3772 | 4 | 158 | 6 | 70.2892 | 155.9138 | 322.6536 | 125.1588 | 205.2117 | 135.213 | 235.1415 | 128.3604 | 114.596 | 25.1672 | 113.8726 | 275.2102 | 146.3165 | 283.8411 | 172.7046 | 157.7357 | 177.6351 | 150.1841
3773 | 5 | 158 | 6 | 49.3578 | 133.1773 | 289.1247 | 119.2277 | 177.7069 | 105.4415 | 161.8293 | 123.5078 | 102.7663 | 27.0583 | 114.9661 | 232.6163 | 102.4559 | 252.1649 | 155.6454 | 141.6788 | 129.4029 | 117.6725
3774 | 6 | 158 | 6 | 42.6762 | 103.3582 | 206.8435 | 125.7393 | 166.7498 | 105.4251 | 135.2064 | 113.3602 | 79.7478 | 22.934 | 121.7661 | 194.3992 | 92.6816 | 195.9324 | 154.1452 | 129.5619 | 107.403 | 80.1273
3775 | 7 | 158 | 6 | 42.8155 | 84.7876 | 188.5584 | 129.0798 | 166.4873 | 111.5533 | 123.9915 | 111.7009 | 72.7259 | 23.8581 | 115.9602 | 179.0169 | 91.8928 | 187.2877 | 154.2197 | 127.339 | 104.9771 | 73.4125
3776 | 8 | 158 | 6 | 45.0127 | 85.3631 | 172.5083 | 133.4375 | 156.0597 | 98.8803 | 124.9777 | 106.7385 | 68.1094 | 24.7324 | 117.2855 | 179.2894 | 83.6858 | 186.0236 | 157.5566 | 119.1529 | 97.317 | 63.2665
3777 | 9 | 158 | 6 | 43.4006 | 94.4516 | 187.6509 | 132.7852 | 158.0926 | 94.0337 | 116.4971 | 108.5501 | 67.4499 | 21.2031 | 114.722 | 177.1971 | 80.89 | 177.614 | 157.9339 | 120.0581 | 93.118 | 67.4203
3778 | 10 | 158 | 6 | 42.669 | 107.1668 | 166.4822 | 134.8588 | 146.5119 | 95.5815 | 118.0877 | 100.1662 | 58.3268 | 21.4547 | 113.1423 | 175.1466 | 86.5502 | 175.3158 | 161.7486 | 121.5657 | 89.3685 | 71.4463
3779 | 11 | 158 | 6 | 42.3519 | 107.8308 | 163.4467 | 136.3052 | 151.2715 | 91.1124 | 116.456 | 102.8422 | 63.6385 | 19.0898 | 113.0784 | 172.7436 | 88.4684 | 170.2237 | 155.2954 | 122.6665 | 87.5541 | 68.0318
3780 | 12 | 158 | 6 | 43.6697 | 108.5362 | 150.8245 | 136.5696 | 149.3066 | 90.2526 | 115.7417 | 100.6312 | 57.9016 | 19.4508 | 110.1431 | 179.6952 | 88.5549 | 171.3227 | 166.8518 | 123.8007 | 85.0736 | 69.8551
3781 | 13 | 158 | 6 | 44.043 | 108.8561 | 153.2404 | 135.3258 | 154.7467 | 93.4957 | 117.7334 | 98.4058 | 62.0595 | 18.2199 | 111.3194 | 179.9816 | 91.2725 | 166.648 | 168.3298 | 122.9744 | 84.7206 | 62.7484
3782 | 14 | 158 | 6 | 43.3571 | 114.2512 | 170.7555 | 135.2463 | 155.7007 | 93.4911 | 123.6872 | 102.1789 | 63.1735 | 20.3419 | 110.7119 | 184.1133 | 88.5187 | 172.0514 | 165.1939 | 125.299 | 89.9654 | 73.8825
3783 | 15 | 158 | 6 | 44.5357 | 107.2672 | 190.6758 | 140.4934 | 165.2713 | 101.1052 | 131.5442 | 100.8262 | 60.8149 | 19.765 | 115.0117 | 189.1151 | 88.1969 | 172.2528 | 173.1908 | 127.8689 | 96.1949 | 64.5362
3784 | 16 | 158 | 6 | 54.8768 | 113.9952 | 217.3461 | 142.3502 | 190.7992 | 108.6663 | 150.653 | 104.1207 | 62.7295 | 21.7742 | 119.7559 | 199.9832 | 108.3224 | 183.3106 | 169.4223 | 131.6405 | 110.6882 | 75.3289
3785 | 17 | 158 | 6 | 81.7102 | 132.1029 | 270.5073 | 155.3606 | 240.0424 | 128.1854 | 197.1442 | 103.8634 | 75.4544 | 25.1727 | 128.9195 | 235.0233 | 173.7755 | 198.4609 | 197.0944 | 146.245 | 151.8427 | 107.1894
3786 | 18 | 158 | 6 | 136.7603 | 184.9307 | 337.7491 | 157.9648 | 295.4569 | 180.2824 | 241.8559 | 130.9657 | 107.2514 | 43.178 | 137.732 | 310.4119 | 209.6483 | 255.1852 | 225.6366 | 202.0643 | 201.8756 | 164.5101
3787 | 19 | 158 | 6 | 128.5172 | 190.7094 | 338.095 | 153.5466 | 283.6876 | 186.2096 | 237.3881 | 143.6332 | 151.3102 | 40.3609 | 133.3613 | 339.207 | 216.0191 | 291.3467 | 240.3044 | 218.2192 | 219.8041 | 208.5739
3788 | 20 | 158 | 6 | 128.9444 | 145.7185 | 334.5089 | 149.0199 | 250.4135 | 172.6926 | 236.334 | 144.2149 | 148.9896 | 33.8585 | 132.4065 | 323.26 | 185.4606 | 269.7565 | 237.6811 | 184.6973 | 214.9017 | 206.1975
3789 | 21 | 158 | 6 | 132.3311 | 132.1435 | 327.7802 | 144.1663 | 242.5877 | 165.2082 | 225.8331 | 137.1599 | 142.0218 | 35.4283 | 135.5461 | 313.4444 | 175.3043 | 262.4495 | 219.0389 | 165.7383 | 216.9069 | 205.162
3790 | 22 | 158 | 6 | 106.3364 | 122.9594 | 325.3444 | 135.6252 | 237.1502 | 154.2384 | 216.5009 | 154.0099 | 146.1543 | 34.0634 | 120.9558 | 293.9628 | 176.8731 | 252.3443 | 198.3302 | 155.6702 | 216.6598 | 203.7122
3791 | 23 | 158 | 6 | 83.6835 | 129.7736 | 327.8587 | 129.8921 | 240.1306 | 153.1537 | 234.6965 | 134.2063 | 142.9836 | 30.9896 | 112.8163 | 285.55 | 185.2489 | 252.1259 | 192.5087 | 155.8004 | 211.3201 | 195.4127
3792 | 0 | 159 | 6 | 79.4322 | 127.8239 | 324.7049 | 130.3603 | 227.3514 | 149.9625 | 232.5491 | 128.7638 | 134.9743 | 27.2609 | 109.9245 | 290.4384 | 174.8814 | 267.3619 | 195.0089 | 149.2728 | 193.3611 | 168.2808
3793 | 1 | 159 | 6 | 79.6974 | 132.463 | 329.0933 | 127.3312 | 230.5658 | 146.7087 | 233.4998 | 135.8929 | 118.1872 | 28.0563 | 107.9091 | 286.5203 | 181.5483 | 274.0229 | 192.4455 | 149.4727 | 184.4583 | 162.3818
3794 | 2 | 159 | 6 | 79.4309 | 135.803 | 324.8622 | 126.015 | 229.107 | 147.3904 | 235.4235 | 131.5575 | 115.2098 | 28.3442 | 110.0561 | 279.7228 | 183.8164 | 283.1707 | 182.7044 | 154.9698 | 184.286 | 159.1949
3795 | 3 | 159 | 6 | 76.4992 | 150.0376 | 322.3541 | 129.7095 | 228.7433 | 149.7582 | 237.7662 | 130.4132 | 113.6567 | 28.3624 | 115.4444 | 281.1169 | 176.3911 | 282.4382 | 174.1425 | 157.8382 | 190.2142 | 157.4413
3796 | 4 | 159 | 6 | 70.2892 | 155.9138 | 322.6536 | 125.1588 | 205.2117 | 135.213 | 235.1415 | 128.3604 | 114.596 | 25.1672 | 113.8726 | 275.2102 | 146.3165 | 283.8411 | 172.7046 | 157.7357 | 177.6351 | 150.1841
3797 | 5 | 159 | 6 | 49.3578 | 133.1773 | 289.1247 | 119.2277 | 177.7069 | 105.4415 | 161.8293 | 123.5078 | 102.7663 | 27.0583 | 114.9661 | 232.6163 | 102.4559 | 252.1649 | 155.6454 | 141.6788 | 129.4029 | 117.6725
3798 | 6 | 159 | 6 | 42.6762 | 103.3582 | 206.8435 | 125.7393 | 166.7498 | 105.4251 | 135.2064 | 113.3602 | 79.7478 | 22.934 | 121.7661 | 194.3992 | 92.6816 | 195.9324 | 154.1452 | 129.5619 | 107.403 | 80.1273
3799 | 7 | 159 | 6 | 42.8155 | 84.7876 | 188.5584 | 129.0798 | 166.4873 | 111.5533 | 123.9915 | 111.7009 | 72.7259 | 23.8581 | 115.9602 | 179.0169 | 91.8928 | 187.2877 | 154.2197 | 127.339 | 104.9771 | 73.4125
3800 | 8 | 159 | 6 | 45.0127 | 85.3631 | 172.5083 | 133.4375 | 156.0597 | 98.8803 | 124.9777 | 106.7385 | 68.1094 | 24.7324 | 117.2855 | 179.2894 | 83.6858 | 186.0236 | 157.5566 | 119.1529 | 97.317 | 63.2665
3801 | 9 | 159 | 6 | 43.4006 | 94.4516 | 187.6509 | 132.7852 | 158.0926 | 94.0337 | 116.4971 | 108.5501 | 67.4499 | 21.2031 | 114.722 | 177.1971 | 80.89 | 177.614 | 157.9339 | 120.0581 | 93.118 | 67.4203
3802 | 10 | 159 | 6 | 42.669 | 107.1668 | 166.4822 | 134.8588 | 146.5119 | 95.5815 | 118.0877 | 100.1662 | 58.3268 | 21.4547 | 113.1423 | 175.1466 | 86.5502 | 175.3158 | 161.7486 | 121.5657 | 89.3685 | 71.4463
3803 | 11 | 159 | 6 | 42.3519 | 107.8308 | 163.4467 | 136.3052 | 151.2715 | 91.1124 | 116.456 | 102.8422 | 63.6385 | 19.0898 | 113.0784 | 172.7436 | 88.4684 | 170.2237 | 155.2954 | 122.6665 | 87.5541 | 68.0318
3804 | 12 | 159 | 6 | 43.6697 | 108.5362 | 150.8245 | 136.5696 | 149.3066 | 90.2526 | 115.7417 | 100.6312 | 57.9016 | 19.4508 | 110.1431 | 179.6952 | 88.5549 | 171.3227 | 166.8518 | 123.8007 | 85.0736 | 69.8551
3805 | 13 | 159 | 6 | 44.043 | 108.8561 | 153.2404 | 135.3258 | 154.7467 | 93.4957 | 117.7334 | 98.4058 | 62.0595 | 18.2199 | 111.3194 | 179.9816 | 91.2725 | 166.648 | 168.3298 | 122.9744 | 84.7206 | 62.7484
3806 | 14 | 159 | 6 | 43.3571 | 114.2512 | 170.7555 | 135.2463 | 155.7007 | 93.4911 | 123.6872 | 102.1789 | 63.1735 | 20.3419 | 110.7119 | 184.1133 | 88.5187 | 172.0514 | 165.1939 | 125.299 | 89.9654 | 73.8825
3807 | 15 | 159 | 6 | 44.5357 | 107.2672 | 190.6758 | 140.4934 | 165.2713 | 101.1052 | 131.5442 | 100.8262 | 60.8149 | 19.765 | 115.0117 | 189.1151 | 88.1969 | 172.2528 | 173.1908 | 127.8689 | 96.1949 | 64.5362
3808 | 16 | 159 | 6 | 54.8768 | 113.9952 | 217.3461 | 142.3502 | 190.7992 | 108.6663 | 150.653 | 104.1207 | 62.7295 | 21.7742 | 119.7559 | 199.9832 | 108.3224 | 183.3106 | 169.4223 | 131.6405 | 110.6882 | 75.3289
3809 | 17 | 159 | 6 | 81.7102 | 132.1029 | 270.5073 | 155.3606 | 240.0424 | 128.1854 | 197.1442 | 103.8634 | 75.4544 | 25.1727 | 128.9195 | 235.0233 | 173.7755 | 198.4609 | 197.0944 | 146.245 | 151.8427 | 107.1894
3810 | 18 | 159 | 6 | 136.7603 | 184.9307 | 337.7491 | 157.9648 | 295.4569 | 180.2824 | 241.8559 | 130.9657 | 107.2514 | 43.178 | 137.732 | 310.4119 | 209.6483 | 255.1852 | 225.6366 | 202.0643 | 201.8756 | 164.5101
3811 | 19 | 159 | 6 | 128.5172 | 190.7094 | 338.095 | 153.5466 | 283.6876 | 186.2096 | 237.3881 | 143.6332 | 151.3102 | 40.3609 | 133.3613 | 339.207 | 216.0191 | 291.3467 | 240.3044 | 218.2192 | 219.8041 | 208.5739
3812 | 20 | 159 | 6 | 128.9444 | 145.7185 | 334.5089 | 149.0199 | 250.4135 | 172.6926 | 236.334 | 144.2149 | 148.9896 | 33.8585 | 132.4065 | 323.26 | 185.4606 | 269.7565 | 237.6811 | 184.6973 | 214.9017 | 206.1975
3813 | 21 | 159 | 6 | 132.3311 | 132.1435 | 327.7802 | 144.1663 | 242.5877 | 165.2082 | 225.8331 | 137.1599 | 142.0218 | 35.4283 | 135.5461 | 313.4444 | 175.3043 | 262.4495 | 219.0389 | 165.7383 | 216.9069 | 205.162
3814 | 22 | 159 | 6 | 106.3364 | 122.9594 | 325.3444 | 135.6252 | 237.1502 | 154.2384 | 216.5009 | 154.0099 | 146.1543 | 34.0634 | 120.9558 | 293.9628 | 176.8731 | 252.3443 | 198.3302 | 155.6702 | 216.6598 | 203.7122
3815 | 23 | 159 | 6 | 83.6835 | 129.7736 | 327.8587 | 129.8921 | 240.1306 | 153.1537 | 234.6965 | 134.2063 | 142.9836 | 30.9896 | 112.8163 | 285.55 | 185.2489 | 252.1259 | 192.5087 | 155.8004 | 211.3201 | 195.4127
3816 | 0 | 160 | 6 | 79.4322 | 127.8239 | 324.7049 | 130.3603 | 227.3514 | 149.9625 | 232.5491 | 128.7638 | 134.9743 | 27.2609 | 109.9245 | 290.4384 | 174.8814 | 267.3619 | 195.0089 | 149.2728 | 193.3611 | 168.2808
3817 | 1 | 160 | 6 | 79.6974 | 132.463 | 329.0933 | 127.3312 | 230.5658 | 146.7087 | 233.4998 | 135.8929 | 118.1872 | 28.0563 | 107.9091 | 286.5203 | 181.5483 | 274.0229 | 192.4455 | 149.4727 | 184.4583 | 162.3818
3818 | 2 | 160 | 6 | 79.4309 | 135.803 | 324.8622 | 126.015 | 229.107 | 147.3904 | 235.4235 | 131.5575 | 115.2098 | 28.3442 | 110.0561 | 279.7228 | 183.8164 | 283.1707 | 182.7044 | 154.9698 | 184.286 | 159.1949
3819 | 3 | 160 | 6 | 76.4992 | 150.0376 | 322.3541 | 129.7095 | 228.7433 | 149.7582 | 237.7662 | 130.4132 | 113.6567 | 28.3624 | 115.4444 | 281.1169 | 176.3911 | 282.4382 | 174.1425 | 157.8382 | 190.2142 | 157.4413
3820 | 4 | 160 | 6 | 70.2892 | 155.9138 | 322.6536 | 125.1588 | 205.2117 | 135.213 | 235.1415 | 128.3604 | 114.596 | 25.1672 | 113.8726 | 275.2102 | 146.3165 | 283.8411 | 172.7046 | 157.7357 | 177.6351 | 150.1841
3821 | 5 | 160 | 6 | 49.3578 | 133.1773 | 289.1247 | 119.2277 | 177.7069 | 105.4415 | 161.8293 | 123.5078 | 102.7663 | 27.0583 | 114.9661 | 232.6163 | 102.4559 | 252.1649 | 155.6454 | 141.6788 | 129.4029 | 117.6725
3822 | 6 | 160 | 6 | 42.6762 | 103.3582 | 206.8435 | 125.7393 | 166.7498 | 105.4251 | 135.2064 | 113.3602 | 79.7478 | 22.934 | 121.7661 | 194.3992 | 92.6816 | 195.9324 | 154.1452 | 129.5619 | 107.403 | 80.1273
3823 | 7 | 160 | 6 | 42.8155 | 84.7876 | 188.5584 | 129.0798 | 166.4873 | 111.5533 | 123.9915 | 111.7009 | 72.7259 | 23.8581 | 115.9602 | 179.0169 | 91.8928 | 187.2877 | 154.2197 | 127.339 | 104.9771 | 73.4125
3824 | 8 | 160 | 6 | 45.0127 | 85.3631 | 172.5083 | 133.4375 | 156.0597 | 98.8803 | 124.9777 | 106.7385 | 68.1094 | 24.7324 | 117.2855 | 179.2894 | 83.6858 | 186.0236 | 157.5566 | 119.1529 | 97.317 | 63.2665
3825 | 9 | 160 | 6 | 43.4006 | 94.4516 | 187.6509 | 132.7852 | 158.0926 | 94.0337 | 116.4971 | 108.5501 | 67.4499 | 21.2031 | 114.722 | 177.1971 | 80.89 | 177.614 | 157.9339 | 120.0581 | 93.118 | 67.4203
3826 | 10 | 160 | 6 | 42.669 | 107.1668 | 166.4822 | 134.8588 | 146.5119 | 95.5815 | 118.0877 | 100.1662 | 58.3268 | 21.4547 | 113.1423 | 175.1466 | 86.5502 | 175.3158 | 161.7486 | 121.5657 | 89.3685 | 71.4463
3827 | 11 | 160 | 6 | 42.3519 | 107.8308 | 163.4467 | 136.3052 | 151.2715 | 91.1124 | 116.456 | 102.8422 | 63.6385 | 19.0898 | 113.0784 | 172.7436 | 88.4684 | 170.2237 | 155.2954 | 122.6665 | 87.5541 | 68.0318
3828 | 12 | 160 | 6 | 43.6697 | 108.5362 | 150.8245 | 136.5696 | 149.3066 | 90.2526 | 115.7417 | 100.6312 | 57.9016 | 19.4508 | 110.1431 | 179.6952 | 88.5549 | 171.3227 | 166.8518 | 123.8007 | 85.0736 | 69.8551
3829 | 13 | 160 | 6 | 44.043 | 108.8561 | 153.2404 | 135.3258 | 154.7467 | 93.4957 | 117.7334 | 98.4058 | 62.0595 | 18.2199 | 111.3194 | 179.9816 | 91.2725 | 166.648 | 168.3298 | 122.9744 | 84.7206 | 62.7484
3830 | 14 | 160 | 6 | 43.3571 | 114.2512 | 170.7555 | 135.2463 | 155.7007 | 93.4911 | 123.6872 | 102.1789 | 63.1735 | 20.3419 | 110.7119 | 184.1133 | 88.5187 | 172.0514 | 165.1939 | 125.299 | 89.9654 | 73.8825
3831 | 15 | 160 | 6 | 44.5357 | 107.2672 | 190.6758 | 140.4934 | 165.2713 | 101.1052 | 131.5442 | 100.8262 | 60.8149 | 19.765 | 115.0117 | 189.1151 | 88.1969 | 172.2528 | 173.1908 | 127.8689 | 96.1949 | 64.5362
3832 | 16 | 160 | 6 | 54.8768 | 113.9952 | 217.3461 | 142.3502 | 190.7992 | 108.6663 | 150.653 | 104.1207 | 62.7295 | 21.7742 | 119.7559 | 199.9832 | 108.3224 | 183.3106 | 169.4223 | 131.6405 | 110.6882 | 75.3289
3833 | 17 | 160 | 6 | 81.7102 | 132.1029 | 270.5073 | 155.3606 | 240.0424 | 128.1854 | 197.1442 | 103.8634 | 75.4544 | 25.1727 | 128.9195 | 235.0233 | 173.7755 | 198.4609 | 197.0944 | 146.245 | 151.8427 | 107.1894
3834 | 18 | 160 | 6 | 136.7603 | 184.9307 | 337.7491 | 157.9648 | 295.4569 | 180.2824 | 241.8559 | 130.9657 | 107.2514 | 43.178 | 137.732 | 310.4119 | 209.6483 | 255.1852 | 225.6366 | 202.0643 | 201.8756 | 164.5101
3835 | 19 | 160 | 6 | 128.5172 | 190.7094 | 338.095 | 153.5466 | 283.6876 | 186.2096 | 237.3881 | 143.6332 | 151.3102 | 40.3609 | 133.3613 | 339.207 | 216.0191 | 291.3467 | 240.3044 | 218.2192 | 219.8041 | 208.5739
3836 | 20 | 160 | 6 | 128.9444 | 145.7185 | 334.5089 | 149.0199 | 250.4135 | 172.6926 | 236.334 | 144.2149 | 148.9896 | 33.8585 | 132.4065 | 323.26 | 185.4606 | 269.7565 | 237.6811 | 184.6973 | 214.9017 | 206.1975
3837 | 21 | 160 | 6 | 132.3311 | 132.1435 | 327.7802 | 144.1663 | 242.5877 | 165.2082 | 225.8331 | 137.1599 | 142.0218 | 35.4283 | 135.5461 | 313.4444 | 175.3043 | 262.4495 | 219.0389 | 165.7383 | 216.9069 | 205.162
3838 | 22 | 160 | 6 | 106.3364 | 122.9594 | 325.3444 | 135.6252 | 237.1502 | 154.2384 | 216.5009 | 154.0099 | 146.1543 | 34.0634 | 120.9558 | 293.9628 | 176.8731 | 252.3443 | 198.3302 | 155.6702 | 216.6598 | 203.7122
3839 | 23 | 160 | 6 | 83.6835 | 129.7736 | 327.8587 | 129.8921 | 240.1306 | 153.1537 | 234.6965 | 134.2063 | 142.9836 | 30.9896 | 112.8163 | 285.55 | 185.2489 | 252.1259 | 192.5087 | 155.8004 | 211.3201 | 195.4127
3840 | 0 | 161 | 6 | 79.4322 | 127.8239 | 324.7049 | 130.3603 | 227.3514 | 149.9625 | 232.5491 | 128.7638 | 134.9743 | 27.2609 | 109.9245 | 290.4384 | 174.8814 | 267.3619 | 195.0089 | 149.2728 | 193.3611 | 168.2808
3841 | 1 | 161 | 6 | 79.6974 | 132.463 | 329.0933 | 127.3312 | 230.5658 | 146.7087 | 233.4998 | 135.8929 | 118.1872 | 28.0563 | 107.9091 | 286.5203 | 181.5483 | 274.0229 | 192.4455 | 149.4727 | 184.4583 | 162.3818
3842 | 2 | 161 | 6 | 79.4309 | 135.803 | 324.8622 | 126.015 | 229.107 | 147.3904 | 235.4235 | 131.5575 | 115.2098 | 28.3442 | 110.0561 | 279.7228 | 183.8164 | 283.1707 | 182.7044 | 154.9698 | 184.286 | 159.1949
3843 | 3 | 161 | 6 | 76.4992 | 150.0376 | 322.3541 | 129.7095 | 228.7433 | 149.7582 | 237.7662 | 130.4132 | 113.6567 | 28.3624 | 115.4444 | 281.1169 | 176.3911 | 282.4382 | 174.1425 | 157.8382 | 190.2142 | 157.4413
3844 | 4 | 161 | 6 | 70.2892 | 155.9138 | 322.6536 | 125.1588 | 205.2117 | 135.213 | 235.1415 | 128.3604 | 114.596 | 25.1672 | 113.8726 | 275.2102 | 146.3165 | 283.8411 | 172.7046 | 157.7357 | 177.6351 | 150.1841
3845 | 5 | 161 | 6 | 49.3578 | 133.1773 | 289.1247 | 119.2277 | 177.7069 | 105.4415 | 161.8293 | 123.5078 | 102.7663 | 27.0583 | 114.9661 | 232.6163 | 102.4559 | 252.1649 | 155.6454 | 141.6788 | 129.4029 | 117.6725
3846 | 6 | 161 | 6 | 42.6762 | 103.3582 | 206.8435 | 125.7393 | 166.7498 | 105.4251 | 135.2064 | 113.3602 | 79.7478 | 22.934 | 121.7661 | 194.3992 | 92.6816 | 195.9324 | 154.1452 | 129.5619 | 107.403 | 80.1273
3847 | 7 | 161 | 6 | 42.8155 | 84.7876 | 188.5584 | 129.0798 | 166.4873 | 111.5533 | 123.9915 | 111.7009 | 72.7259 | 23.8581 | 115.9602 | 179.0169 | 91.8928 | 187.2877 | 154.2197 | 127.339 | 104.9771 | 73.4125
3848 | 8 | 161 | 6 | 45.0127 | 85.3631 | 172.5083 | 133.4375 | 156.0597 | 98.8803 | 124.9777 | 106.7385 | 68.1094 | 24.7324 | 117.2855 | 179.2894 | 83.6858 | 186.0236 | 157.5566 | 119.1529 | 97.317 | 63.2665
3849 | 9 | 161 | 6 | 43.4006 | 94.4516 | 187.6509 | 132.7852 | 158.0926 | 94.0337 | 116.4971 | 108.5501 | 67.4499 | 21.2031 | 114.722 | 177.1971 | 80.89 | 177.614 | 157.9339 | 120.0581 | 93.118 | 67.4203
3850 | 10 | 161 | 6 | 42.669 | 107.1668 | 166.4822 | 134.8588 | 146.5119 | 95.5815 | 118.0877 | 100.1662 | 58.3268 | 21.4547 | 113.1423 | 175.1466 | 86.5502 | 175.3158 | 161.7486 | 121.5657 | 89.3685 | 71.4463
3851 | 11 | 161 | 6 | 42.3519 | 107.8308 | 163.4467 | 136.3052 | 151.2715 | 91.1124 | 116.456 | 102.8422 | 63.6385 | 19.0898 | 113.0784 | 172.7436 | 88.4684 | 170.2237 | 155.2954 | 122.6665 | 87.5541 | 68.0318
3852 | 12 | 161 | 6 | 43.6697 | 108.5362 | 150.8245 | 136.5696 | 149.3066 | 90.2526 | 115.7417 | 100.6312 | 57.9016 | 19.4508 | 110.1431 | 179.6952 | 88.5549 | 171.3227 | 166.8518 | 123.8007 | 85.0736 | 69.8551
3853 | 13 | 161 | 6 | 44.043 | 108.8561 | 153.2404 | 135.3258 | 154.7467 | 93.4957 | 117.7334 | 98.4058 | 62.0595 | 18.2199 | 111.3194 | 179.9816 | 91.2725 | 166.648 | 168.3298 | 122.9744 | 84.7206 | 62.7484
3854 | 14 | 161 | 6 | 43.3571 | 114.2512 | 170.7555 | 135.2463 | 155.7007 | 93.4911 | 123.6872 | 102.1789 | 63.1735 | 20.3419 | 110.7119 | 184.1133 | 88.5187 | 172.0514 | 165.1939 | 125.299 | 89.9654 | 73.8825
3855 | 15 | 161 | 6 | 44.5357 | 107.2672 | 190.6758 | 140.4934 | 165.2713 | 101.1052 | 131.5442 | 100.8262 | 60.8149 | 19.765 | 115.0117 | 189.1151 | 88.1969 | 172.2528 | 173.1908 | 127.8689 | 96.1949 | 64.5362
3856 | 16 | 161 | 6 | 54.8768 | 113.9952 | 217.3461 | 142.3502 | 190.7992 | 108.6663 | 150.653 | 104.1207 | 62.7295 | 21.7742 | 119.7559 | 199.9832 | 108.3224 | 183.3106 | 169.4223 | 131.6405 | 110.6882 | 75.3289
3857 | 17 | 161 | 6 | 81.7102 | 132.1029 | 270.5073 | 155.3606 | 240.0424 | 128.1854 | 197.1442 | 103.8634 | 75.4544 | 25.1727 | 128.9195 | 235.0233 | 173.7755 | 198.4609 | 197.0944 | 146.245 | 151.8427 | 107.1894
3858 | 18 | 161 | 6 | 136.7603 | 184.9307 | 337.7491 | 157.9648 | 295.4569 | 180.2824 | 241.8559 | 130.9657 | 107.2514 | 43.178 | 137.732 | 310.4119 | 209.6483 | 255.1852 | 225.6366 | 202.0643 | 201.8756 | 164.5101
3859 | 19 | 161 | 6 | 128.5172 | 190.7094 | 338.095 | 153.5466 | 283.6876 | 186.2096 | 237.3881 | 143.6332 | 151.3102 | 40.3609 | 133.3613 | 339.207 | 216.0191 | 291.3467 | 240.3044 | 218.2192 | 219.8041 | 208.5739
3860 | 20 | 161 | 6 | 128.9444 | 145.7185 | 334.5089 | 149.0199 | 250.4135 | 172.6926 | 236.334 | 144.2149 | 148.9896 | 33.8585 | 132.4065 | 323.26 | 185.4606 | 269.7565 | 237.6811 | 184.6973 | 214.9017 | 206.1975
3861 | 21 | 161 | 6 | 132.3311 | 132.1435 | 327.7802 | 144.1663 | 242.5877 | 165.2082 | 225.8331 | 137.1599 | 142.0218 | 35.4283 | 135.5461 | 313.4444 | 175.3043 | 262.4495 | 219.0389 | 165.7383 | 216.9069 | 205.162
3862 | 22 | 161 | 6 | 106.3364 | 122.9594 | 325.3444 | 135.6252 | 237.1502 | 154.2384 | 216.5009 | 154.0099 | 146.1543 | 34.0634 | 120.9558 | 293.9628 | 176.8731 | 252.3443 | 198.3302 | 155.6702 | 216.6598 | 203.7122
3863 | 23 | 161 | 6 | 83.6835 | 129.7736 | 327.8587 | 129.8921 | 240.1306 | 153.1537 | 234.6965 | 134.2063 | 142.9836 | 30.9896 | 112.8163 | 285.55 | 185.2489 | 252.1259 | 192.5087 | 155.8004 | 211.3201 | 195.4127
3864 | 0 | 162 | 6 | 79.4322 | 127.8239 | 324.7049 | 130.3603 | 227.3514 | 149.9625 | 232.5491 | 128.7638 | 134.9743 | 27.2609 | 109.9245 | 290.4384 | 174.8814 | 267.3619 | 195.0089 | 149.2728 | 193.3611 | 168.2808
3865 | 1 | 162 | 6 | 79.6974 | 132.463 | 329.0933 | 127.3312 | 230.5658 | 146.7087 | 233.4998 | 135.8929 | 118.1872 | 28.0563 | 107.9091 | 286.5203 | 181.5483 | 274.0229 | 192.4455 | 149.4727 | 184.4583 | 162.3818
3866 | 2 | 162 | 6 | 79.4309 | 135.803 | 324.8622 | 126.015 | 229.107 | 147.3904 | 235.4235 | 131.5575 | 115.2098 | 28.3442 | 110.0561 | 279.7228 | 183.8164 | 283.1707 | 182.7044 | 154.9698 | 184.286 | 159.1949
3867 | 3 | 162 | 6 | 76.4992 | 150.0376 | 322.3541 | 129.7095 | 228.7433 | 149.7582 | 237.7662 | 130.4132 | 113.6567 | 28.3624 | 115.4444 | 281.1169 | 176.3911 | 282.4382 | 174.1425 | 157.8382 | 190.2142 | 157.4413
3868 | 4 | 162 | 6 | 70.2892 | 155.9138 | 322.6536 | 125.1588 | 205.2117 | 135.213 | 235.1415 | 128.3604 | 114.596 | 25.1672 | 113.8726 | 275.2102 | 146.3165 | 283.8411 | 172.7046 | 157.7357 | 177.6351 | 150.1841
3869 | 5 | 162 | 6 | 49.3578 | 133.1773 | 289.1247 | 119.2277 | 177.7069 | 105.4415 | 161.8293 | 123.5078 | 102.7663 | 27.0583 | 114.9661 | 232.6163 | 102.4559 | 252.1649 | 155.6454 | 141.6788 | 129.4029 | 117.6725
3870 | 6 | 162 | 6 | 42.6762 | 103.3582 | 206.8435 | 125.7393 | 166.7498 | 105.4251 | 135.2064 | 113.3602 | 79.7478 | 22.934 | 121.7661 | 194.3992 | 92.6816 | 195.9324 | 154.1452 | 129.5619 | 107.403 | 80.1273
3871 | 7 | 162 | 6 | 42.8155 | 84.7876 | 188.5584 | 129.0798 | 166.4873 | 111.5533 | 123.9915 | 111.7009 | 72.7259 | 23.8581 | 115.9602 | 179.0169 | 91.8928 | 187.2877 | 154.2197 | 127.339 | 104.9771 | 73.4125
3872 | 8 | 162 | 6 | 45.0127 | 85.3631 | 172.5083 | 133.4375 | 156.0597 | 98.8803 | 124.9777 | 106.7385 | 68.1094 | 24.7324 | 117.2855 | 179.2894 | 83.6858 | 186.0236 | 157.5566 | 119.1529 | 97.317 | 63.2665
3873 | 9 | 162 | 6 | 43.4006 | 94.4516 | 187.6509 | 132.7852 | 158.0926 | 94.0337 | 116.4971 | 108.5501 | 67.4499 | 21.2031 | 114.722 | 177.1971 | 80.89 | 177.614 | 157.9339 | 120.0581 | 93.118 | 67.4203
3874 | 10 | 162 | 6 | 42.669 | 107.1668 | 166.4822 | 134.8588 | 146.5119 | 95.5815 | 118.0877 | 100.1662 | 58.3268 | 21.4547 | 113.1423 | 175.1466 | 86.5502 | 175.3158 | 161.7486 | 121.5657 | 89.3685 | 71.4463
3875 | 11 | 162 | 6 | 42.3519 | 107.8308 | 163.4467 | 136.3052 | 151.2715 | 91.1124 | 116.456 | 102.8422 | 63.6385 | 19.0898 | 113.0784 | 172.7436 | 88.4684 | 170.2237 | 155.2954 | 122.6665 | 87.5541 | 68.0318
3876 | 12 | 162 | 6 | 43.6697 | 108.5362 | 150.8245 | 136.5696 | 149.3066 | 90.2526 | 115.7417 | 100.6312 | 57.9016 | 19.4508 | 110.1431 | 179.6952 | 88.5549 | 171.3227 | 166.8518 | 123.8007 | 85.0736 | 69.8551
3877 | 13 | 162 | 6 | 44.043 | 108.8561 | 153.2404 | 135.3258 | 154.7467 | 93.4957 | 117.7334 | 98.4058 | 62.0595 | 18.2199 | 111.3194 | 179.9816 | 91.2725 | 166.648 | 168.3298 | 122.9744 | 84.7206 | 62.7484
3878 | 14 | 162 | 6 | 43.3571 | 114.2512 | 170.7555 | 135.2463 | 155.7007 | 93.4911 | 123.6872 | 102.1789 | 63.1735 | 20.3419 | 110.7119 | 184.1133 | 88.5187 | 172.0514 | 165.1939 | 125.299 | 89.9654 | 73.8825
3879 | 15 | 162 | 6 | 44.5357 | 107.2672 | 190.6758 | 140.4934 | 165.2713 | 101.1052 | 131.5442 | 100.8262 | 60.8149 | 19.765 | 115.0117 | 189.1151 | 88.1969 | 172.2528 | 173.1908 | 127.8689 | 96.1949 | 64.5362
3880 | 16 | 162 | 6 | 54.8768 | 113.9952 | 217.3461 | 142.3502 | 190.7992 | 108.6663 | 150.653 | 104.1207 | 62.7295 | 21.7742 | 119.7559 | 199.9832 | 108.3224 | 183.3106 | 169.4223 | 131.6405 | 110.6882 | 75.3289
3881 | 17 | 162 | 6 | 81.7102 | 132.1029 | 270.5073 | 155.3606 | 240.0424 | 128.1854 | 197.1442 | 103.8634 | 75.4544 | 25.1727 | 128.9195 | 235.0233 | 173.7755 | 198.4609 | 197.0944 | 146.245 | 151.8427 | 107.1894
3882 | 18 | 162 | 6 | 136.7603 | 184.9307 | 337.7491 | 157.9648 | 295.4569 | 180.2824 | 241.8559 | 130.9657 | 107.2514 | 43.178 | 137.732 | 310.4119 | 209.6483 | 255.1852 | 225.6366 | 202.0643 | 201.8756 | 164.5101
3883 | 19 | 162 | 6 | 128.5172 | 190.7094 | 338.095 | 153.5466 | 283.6876 | 186.2096 | 237.3881 | 143.6332 | 151.3102 | 40.3609 | 133.3613 | 339.207 | 216.0191 | 291.3467 | 240.3044 | 218.2192 | 219.8041 | 208.5739
3884 | 20 | 162 | 6 | 128.9444 | 145.7185 | 334.5089 | 149.0199 | 250.4135 | 172.6926 | 236.334 | 144.2149 | 148.9896 | 33.8585 | 132.4065 | 323.26 | 185.4606 | 269.7565 | 237.6811 | 184.6973 | 214.9017 | 206.1975
3885 | 21 | 162 | 6 | 132.3311 | 132.1435 | 327.7802 | 144.1663 | 242.5877 | 165.2082 | 225.8331 | 137.1599 | 142.0218 | 35.4283 | 135.5461 | 313.4444 | 175.3043 | 262.4495 | 219.0389 | 165.7383 | 216.9069 | 205.162
3886 | 22 | 162 | 6 | 106.3364 | 122.9594 | 325.3444 | 135.6252 | 237.1502 | 154.2384 | 216.5009 | 154.0099 | 146.1543 | 34.0634 | 120.9558 | 293.9628 | 176.8731 | 252.3443 | 198.3302 | 155.6702 | 216.6598 | 203.7122
3887 | 23 | 162 | 6 | 83.6835 | 129.7736 | 327.8587 | 129.8921 | 240.1306 | 153.1537 | 234.6965 | 134.2063 | 142.9836 | 30.9896 | 112.8163 | 285.55 | 185.2489 | 252.1259 | 192.5087 | 155.8004 | 211.3201 | 195.4127
3888 | 0 | 163 | 6 | 79.4322 | 127.8239 | 324.7049 | 130.3603 | 227.3514 | 149.9625 | 232.5491 | 128.7638 | 134.9743 | 27.2609 | 109.9245 | 290.4384 | 174.8814 | 267.3619 | 195.0089 | 149.2728 | 193.3611 | 168.2808
3889 | 1 | 163 | 6 | 79.6974 | 132.463 | 329.0933 | 127.3312 | 230.5658 | 146.7087 | 233.4998 | 135.8929 | 118.1872 | 28.0563 | 107.9091 | 286.5203 | 181.5483 | 274.0229 | 192.4455 | 149.4727 | 184.4583 | 162.3818
3890 | 2 | 163 | 6 | 79.4309 | 135.803 | 324.8622 | 126.015 | 229.107 | 147.3904 | 235.4235 | 131.5575 | 115.2098 | 28.3442 | 110.0561 | 279.7228 | 183.8164 | 283.1707 | 182.7044 | 154.9698 | 184.286 | 159.1949
3891 | 3 | 163 | 6 | 76.4992 | 150.0376 | 322.3541 | 129.7095 | 228.7433 | 149.7582 | 237.7662 | 130.4132 | 113.6567 | 28.3624 | 115.4444 | 281.1169 | 176.3911 | 282.4382 | 174.1425 | 157.8382 | 190.2142 | 157.4413
3892 | 4 | 163 | 6 | 70.2892 | 155.9138 | 322.6536 | 125.1588 | 205.2117 | 135.213 | 235.1415 | 128.3604 | 114.596 | 25.1672 | 113.8726 | 275.2102 | 146.3165 | 283.8411 | 172.7046 | 157.7357 | 177.6351 | 150.1841
3893 | 5 | 163 | 6 | 49.3578 | 133.1773 | 289.1247 | 119.2277 | 177.7069 | 105.4415 | 161.8293 | 123.5078 | 102.7663 | 27.0583 | 114.9661 | 232.6163 | 102.4559 | 252.1649 | 155.6454 | 141.6788 | 129.4029 | 117.6725
3894 | 6 | 163 | 6 | 42.6762 | 103.3582 | 206.8435 | 125.7393 | 166.7498 | 105.4251 | 135.2064 | 113.3602 | 79.7478 | 22.934 | 121.7661 | 194.3992 | 92.6816 | 195.9324 | 154.1452 | 129.5619 | 107.403 | 80.1273
3895 | 7 | 163 | 6 | 42.8155 | 84.7876 | 188.5584 | 129.0798 | 166.4873 | 111.5533 | 123.9915 | 111.7009 | 72.7259 | 23.8581 | 115.9602 | 179.0169 | 91.8928 | 187.2877 | 154.2197 | 127.339 | 104.9771 | 73.4125
3896 | 8 | 163 | 6 | 45.0127 | 85.3631 | 172.5083 | 133.4375 | 156.0597 | 98.8803 | 124.9777 | 106.7385 | 68.1094 | 24.7324 | 117.2855 | 179.2894 | 83.6858 | 186.0236 | 157.5566 | 119.1529 | 97.317 | 63.2665
3897 | 9 | 163 | 6 | 43.4006 | 94.4516 | 187.6509 | 132.7852 | 158.0926 | 94.0337 | 116.4971 | 108.5501 | 67.4499 | 21.2031 | 114.722 | 177.1971 | 80.89 | 177.614 | 157.9339 | 120.0581 | 93.118 | 67.4203
3898 | 10 | 163 | 6 | 42.669 | 107.1668 | 166.4822 | 134.8588 | 146.5119 | 95.5815 | 118.0877 | 100.1662 | 58.3268 | 21.4547 | 113.1423 | 175.1466 | 86.5502 | 175.3158 | 161.7486 | 121.5657 | 89.3685 | 71.4463
3899 | 11 | 163 | 6 | 42.3519 | 107.8308 | 163.4467 | 136.3052 | 151.2715 | 91.1124 | 116.456 | 102.8422 | 63.6385 | 19.0898 | 113.0784 | 172.7436 | 88.4684 | 170.2237 | 155.2954 | 122.6665 | 87.5541 | 68.0318
3900 | 12 | 163 | 6 | 43.6697 | 108.5362 | 150.8245 | 136.5696 | 149.3066 | 90.2526 | 115.7417 | 100.6312 | 57.9016 | 19.4508 | 110.1431 | 179.6952 | 88.5549 | 171.3227 | 166.8518 | 123.8007 | 85.0736 | 69.8551
3901 | 13 | 163 | 6 | 44.043 | 108.8561 | 153.2404 | 135.3258 | 154.7467 | 93.4957 | 117.7334 | 98.4058 | 62.0595 | 18.2199 | 111.3194 | 179.9816 | 91.2725 | 166.648 | 168.3298 | 122.9744 | 84.7206 | 62.7484
3902 | 14 | 163 | 6 | 43.3571 | 114.2512 | 170.7555 | 135.2463 | 155.7007 | 93.4911 | 123.6872 | 102.1789 | 63.1735 | 20.3419 | 110.7119 | 184.1133 | 88.5187 | 172.0514 | 165.1939 | 125.299 | 89.9654 | 73.8825
3903 | 15 | 163 | 6 | 44.5357 | 107.2672 | 190.6758 | 140.4934 | 165.2713 | 101.1052 | 131.5442 | 100.8262 | 60.8149 | 19.765 | 115.0117 | 189.1151 | 88.1969 | 172.2528 | 173.1908 | 127.8689 | 96.1949 | 64.5362
3904 | 16 | 163 | 6 | 54.8768 | 113.9952 | 217.3461 | 142.3502 | 190.7992 | 108.6663 | 150.653 | 104.1207 | 62.7295 | 21.7742 | 119.7559 | 199.9832 | 108.3224 | 183.3106 | 169.4223 | 131.6405 | 110.6882 | 75.3289
3905 | 17 | 163 | 6 | 81.7102 | 132.1029 | 270.5073 | 155.3606 | 240.0424 | 128.1854 | 197.1442 | 103.8634 | 75.4544 | 25.1727 | 128.9195 | 235.0233 | 173.7755 | 198.4609 | 197.0944 | 146.245 | 151.8427 | 107.1894
3906 | 18 | 163 | 6 | 136.7603 | 184.9307 | 337.7491 | 157.9648 | 295.4569 | 180.2824 | 241.8559 | 130.9657 | 107.2514 | 43.178 | 137.732 | 310.4119 | 209.6483 | 255.1852 | 225.6366 | 202.0643 | 201.8756 | 164.5101
3907 | 19 | 163 | 6 | 128.5172 | 190.7094 | 338.095 | 153.5466 | 283.6876 | 186.2096 | 237.3881 | 143.6332 | 151.3102 | 40.3609 | 133.3613 | 339.207 | 216.0191 | 291.3467 | 240.3044 | 218.2192 | 219.8041 | 208.5739
3908 | 20 | 163 | 6 | 128.9444 | 145.7185 | 334.5089 | 149.0199 | 250.4135 | 172.6926 | 236.334 | 144.2149 | 148.9896 | 33.8585 | 132.4065 | 323.26 | 185.4606 | 269.7565 | 237.6811 | 184.6973 | 214.9017 | 206.1975
3909 | 21 | 163 | 6 | 132.3311 | 132.1435 | 327.7802 | 144.1663 | 242.5877 | 165.2082 | 225.8331 | 137.1599 | 142.0218 | 35.4283 | 135.5461 | 313.4444 | 175.3043 | 262.4495 | 219.0389 | 165.7383 | 216.9069 | 205.162
3910 | 22 | 163 | 6 | 106.3364 | 122.9594 | 325.3444 | 135.6252 | 237.1502 | 154.2384 | 216.5009 | 154.0099 | 146.1543 | 34.0634 | 120.9558 | 293.9628 | 176.8731 | 252.3443 | 198.3302 | 155.6702 | 216.6598 | 203.7122
3911 | 23 | 163 | 6 | 83.6835 | 129.7736 | 327.8587 | 129.8921 | 240.1306 | 153.1537 | 234.6965 | 134.2063 | 142.9836 | 30.9896 | 112.8163 | 285.55 | 185.2489 | 252.1259 | 192.5087 | 155.8004 | 211.3201 | 195.4127
3912 | 0 | 164 | 6 | 79.4322 | 127.8239 | 324.7049 | 130.3603 | 227.3514 | 149.9625 | 232.5491 | 128.7638 | 134.9743 | 27.2609 | 109.9245 | 290.4384 | 174.8814 | 267.3619 | 195.0089 | 149.2728 | 193.3611 | 168.2808
3913 | 1 | 164 | 6 | 79.6974 | 132.463 | 329.0933 | 127.3312 | 230.5658 | 146.7087 | 233.4998 | 135.8929 | 118.1872 | 28.0563 | 107.9091 | 286.5203 | 181.5483 | 274.0229 | 192.4455 | 149.4727 | 184.4583 | 162.3818
3914 | 2 | 164 | 6 | 79.4309 | 135.803 | 324.8622 | 126.015 | 229.107 | 147.3904 | 235.4235 | 131.5575 | 115.2098 | 28.3442 | 110.0561 | 279.7228 | 183.8164 | 283.1707 | 182.7044 | 154.9698 | 184.286 | 159.1949
3915 | 3 | 164 | 6 | 76.4992 | 150.0376 | 322.3541 | 129.7095 | 228.7433 | 149.7582 | 237.7662 | 130.4132 | 113.6567 | 28.3624 | 115.4444 | 281.1169 | 176.3911 | 282.4382 | 174.1425 | 157.8382 | 190.2142 | 157.4413
3916 | 4 | 164 | 6 | 70.2892 | 155.9138 | 322.6536 | 125.1588 | 205.2117 | 135.213 | 235.1415 | 128.3604 | 114.596 | 25.1672 | 113.8726 | 275.2102 | 146.3165 | 283.8411 | 172.7046 | 157.7357 | 177.6351 | 150.1841
3917 | 5 | 164 | 6 | 49.3578 | 133.1773 | 289.1247 | 119.2277 | 177.7069 | 105.4415 | 161.8293 | 123.5078 | 102.7663 | 27.0583 | 114.9661 | 232.6163 | 102.4559 | 252.1649 | 155.6454 | 141.6788 | 129.4029 | 117.6725
3918 | 6 | 164 | 6 | 42.6762 | 103.3582 | 206.8435 | 125.7393 | 166.7498 | 105.4251 | 135.2064 | 113.3602 | 79.7478 | 22.934 | 121.7661 | 194.3992 | 92.6816 | 195.9324 | 154.1452 | 129.5619 | 107.403 | 80.1273
3919 | 7 | 164 | 6 | 42.8155 | 84.7876 | 188.5584 | 129.0798 | 166.4873 | 111.5533 | 123.9915 | 111.7009 | 72.7259 | 23.8581 | 115.9602 | 179.0169 | 91.8928 | 187.2877 | 154.2197 | 127.339 | 104.9771 | 73.4125
3920 | 8 | 164 | 6 | 45.0127 | 85.3631 | 172.5083 | 133.4375 | 156.0597 | 98.8803 | 124.9777 | 106.7385 | 68.1094 | 24.7324 | 117.2855 | 179.2894 | 83.6858 | 186.0236 | 157.5566 | 119.1529 | 97.317 | 63.2665
3921 | 9 | 164 | 6 | 43.4006 | 94.4516 | 187.6509 | 132.7852 | 158.0926 | 94.0337 | 116.4971 | 108.5501 | 67.4499 | 21.2031 | 114.722 | 177.1971 | 80.89 | 177.614 | 157.9339 | 120.0581 | 93.118 | 67.4203
3922 | 10 | 164 | 6 | 42.669 | 107.1668 | 166.4822 | 134.8588 | 146.5119 | 95.5815 | 118.0877 | 100.1662 | 58.3268 | 21.4547 | 113.1423 | 175.1466 | 86.5502 | 175.3158 | 161.7486 | 121.5657 | 89.3685 | 71.4463
3923 | 11 | 164 | 6 | 42.3519 | 107.8308 | 163.4467 | 136.3052 | 151.2715 | 91.1124 | 116.456 | 102.8422 | 63.6385 | 19.0898 | 113.0784 | 172.7436 | 88.4684 | 170.2237 | 155.2954 | 122.6665 | 87.5541 | 68.0318
3924 | 12 | 164 | 6 | 43.6697 | 108.5362 | 150.8245 | 136.5696 | 149.3066 | 90.2526 | 115.7417 | 100.6312 | 57.9016 | 19.4508 | 110.1431 | 179.6952 | 88.5549 | 171.3227 | 166.8518 | 123.8007 | 85.0736 | 69.8551
3925 | 13 | 164 | 6 | 44.043 | 108.8561 | 153.2404 | 135.3258 | 154.7467 | 93.4957 | 117.7334 | 98.4058 | 62.0595 | 18.2199 | 111.3194 | 179.9816 | 91.2725 | 166.648 | 168.3298 | 122.9744 | 84.7206 | 62.7484
3926 | 14 | 164 | 6 | 43.3571 | 114.2512 | 170.7555 | 135.2463 | 155.7007 | 93.4911 | 123.6872 | 102.1789 | 63.1735 | 20.3419 | 110.7119 | 184.1133 | 88.5187 | 172.0514 | 165.1939 | 125.299 | 89.9654 | 73.8825
3927 | 15 | 164 | 6 | 44.5357 | 107.2672 | 190.6758 | 140.4934 | 165.2713 | 101.1052 | 131.5442 | 100.8262 | 60.8149 | 19.765 | 115.0117 | 189.1151 | 88.1969 | 172.2528 | 173.1908 | 127.8689 | 96.1949 | 64.5362
3928 | 16 | 164 | 6 | 54.8768 | 113.9952 | 217.3461 | 142.3502 | 190.7992 | 108.6663 | 150.653 | 104.1207 | 62.7295 | 21.7742 | 119.7559 | 199.9832 | 108.3224 | 183.3106 | 169.4223 | 131.6405 | 110.6882 | 75.3289
3929 | 17 | 164 | 6 | 81.7102 | 132.1029 | 270.5073 | 155.3606 | 240.0424 | 128.1854 | 197.1442 | 103.8634 | 75.4544 | 25.1727 | 128.9195 | 235.0233 | 173.7755 | 198.4609 | 197.0944 | 146.245 | 151.8427 | 107.1894
3930 | 18 | 164 | 6 | 136.7603 | 184.9307 | 337.7491 | 157.9648 | 295.4569 | 180.2824 | 241.8559 | 130.9657 | 107.2514 | 43.178 | 137.732 | 310.4119 | 209.6483 | 255.1852 | 225.6366 | 202.0643 | 201.8756 | 164.5101
3931 | 19 | 164 | 6 | 128.5172 | 190.7094 | 338.095 | 153.5466 | 283.6876 | 186.2096 | 237.3881 | 143.6332 | 151.3102 | 40.3609 | 133.3613 | 339.207 | 216.0191 | 291.3467 | 240.3044 | 218.2192 | 219.8041 | 208.5739
3932 | 20 | 164 | 6 | 128.9444 | 145.7185 | 334.5089 | 149.0199 | 250.4135 | 172.6926 | 236.334 | 144.2149 | 148.9896 | 33.8585 | 132.4065 | 323.26 | 185.4606 | 269.7565 | 237.6811 | 184.6973 | 214.9017 | 206.1975
3933 | 21 | 164 | 6 | 132.3311 | 132.1435 | 327.7802 | 144.1663 | 242.5877 | 165.2082 | 225.8331 | 137.1599 | 142.0218 | 35.4283 | 135.5461 | 313.4444 | 175.3043 | 262.4495 | 219.0389 | 165.7383 | 216.9069 | 205.162
3934 | 22 | 164 | 6 | 106.3364 | 122.9594 | 325.3444 | 135.6252 | 237.1502 | 154.2384 | 216.5009 | 154.0099 | 146.1543 | 34.0634 | 120.9558 | 293.9628 | 176.8731 | 252.3443 | 198.3302 | 155.6702 | 216.6598 | 203.7122
3935 | 23 | 164 | 6 | 83.6835 | 129.7736 | 327.8587 | 129.8921 | 240.1306 | 153.1537 | 234.6965 | 134.2063 | 142.9836 | 30.9896 | 112.8163 | 285.55 | 185.2489 | 252.1259 | 192.5087 | 155.8004 | 211.3201 | 195.4127
3936 | 0 | 165 | 6 | 79.4322 | 127.8239 | 324.7049 | 130.3603 | 227.3514 | 149.9625 | 232.5491 | 128.7638 | 134.9743 | 27.2609 | 109.9245 | 290.4384 | 174.8814 | 267.3619 | 195.0089 | 149.2728 | 193.3611 | 168.2808
3937 | 1 | 165 | 6 | 79.6974 | 132.463 | 329.0933 | 127.3312 | 230.5658 | 146.7087 | 233.4998 | 135.8929 | 118.1872 | 28.0563 | 107.9091 | 286.5203 | 181.5483 | 274.0229 | 192.4455 | 149.4727 | 184.4583 | 162.3818
3938 | 2 | 165 | 6 | 79.4309 | 135.803 | 324.8622 | 126.015 | 229.107 | 147.3904 | 235.4235 | 131.5575 | 115.2098 | 28.3442 | 110.0561 | 279.7228 | 183.8164 | 283.1707 | 182.7044 | 154.9698 | 184.286 | 159.1949
3939 | 3 | 165 | 6 | 76.4992 | 150.0376 | 322.3541 | 129.7095 | 228.7433 | 149.7582 | 237.7662 | 130.4132 | 113.6567 | 28.3624 | 115.4444 | 281.1169 | 176.3911 | 282.4382 | 174.1425 | 157.8382 | 190.2142 | 157.4413
3940 | 4 | 165 | 6 | 70.2892 | 155.9138 | 322.6536 | 125.1588 | 205.2117 | 135.213 | 235.1415 | 128.3604 | 114.596 | 25.1672 | 113.8726 | 275.2102 | 146.3165 | 283.8411 | 172.7046 | 157.7357 | 177.6351 | 150.1841
3941 | 5 | 165 | 6 | 49.3578 | 133.1773 | 289.1247 | 119.2277 | 177.7069 | 105.4415 | 161.8293 | 123.5078 | 102.7663 | 27.0583 | 114.9661 | 232.6163 | 102.4559 | 252.1649 | 155.6454 | 141.6788 | 129.4029 | 117.6725
3942 | 6 | 165 | 6 | 42.6762 | 103.3582 | 206.8435 | 125.7393 | 166.7498 | 105.4251 | 135.2064 | 113.3602 | 79.7478 | 22.934 | 121.7661 | 194.3992 | 92.6816 | 195.9324 | 154.1452 | 129.5619 | 107.403 | 80.1273
3943 | 7 | 165 | 6 | 42.8155 | 84.7876 | 188.5584 | 129.0798 | 166.4873 | 111.5533 | 123.9915 | 111.7009 | 72.7259 | 23.8581 | 115.9602 | 179.0169 | 91.8928 | 187.2877 | 154.2197 | 127.339 | 104.9771 | 73.4125
3944 | 8 | 165 | 6 | 45.0127 | 85.3631 | 172.5083 | 133.4375 | 156.0597 | 98.8803 | 124.9777 | 106.7385 | 68.1094 | 24.7324 | 117.2855 | 179.2894 | 83.6858 | 186.0236 | 157.5566 | 119.1529 | 97.317 | 63.2665
3945 | 9 | 165 | 6 | 43.4006 | 94.4516 | 187.6509 | 132.7852 | 158.0926 | 94.0337 | 116.4971 | 108.5501 | 67.4499 | 21.2031 | 114.722 | 177.1971 | 80.89 | 177.614 | 157.9339 | 120.0581 | 93.118 | 67.4203
3946 | 10 | 165 | 6 | 42.669 | 107.1668 | 166.4822 | 134.8588 | 146.5119 | 95.5815 | 118.0877 | 100.1662 | 58.3268 | 21.4547 | 113.1423 | 175.1466 | 86.5502 | 175.3158 | 161.7486 | 121.5657 | 89.3685 | 71.4463
3947 | 11 | 165 | 6 | 42.3519 | 107.8308 | 163.4467 | 136.3052 | 151.2715 | 91.1124 | 116.456 | 102.8422 | 63.6385 | 19.0898 | 113.0784 | 172.7436 | 88.4684 | 170.2237 | 155.2954 | 122.6665 | 87.5541 | 68.0318
3948 | 12 | 165 | 6 | 43.6697 | 108.5362 | 150.8245 | 136.5696 | 149.3066 | 90.2526 | 115.7417 | 100.6312 | 57.9016 | 19.4508 | 110.1431 | 179.6952 | 88.5549 | 171.3227 | 166.8518 | 123.8007 | 85.0736 | 69.8551
3949 | 13 | 165 | 6 | 44.043 | 108.8561 | 153.2404 | 135.3258 | 154.7467 | 93.4957 | 117.7334 | 98.4058 | 62.0595 | 18.2199 | 111.3194 | 179.9816 | 91.2725 | 166.648 | 168.3298 | 122.9744 | 84.7206 | 62.7484
3950 | 14 | 165 | 6 | 43.3571 | 114.2512 | 170.7555 | 135.2463 | 155.7007 | 93.4911 | 123.6872 | 102.1789 | 63.1735 | 20.3419 | 110.7119 | 184.1133 | 88.5187 | 172.0514 | 165.1939 | 125.299 | 89.9654 | 73.8825
3951 | 15 | 165 | 6 | 44.5357 | 107.2672 | 190.6758 | 140.4934 | 165.2713 | 101.1052 | 131.5442 | 100.8262 | 60.8149 | 19.765 | 115.0117 | 189.1151 | 88.1969 | 172.2528 | 173.1908 | 127.8689 | 96.1949 | 64.5362
3952 | 16 | 165 | 6 | 54.8768 | 113.9952 | 217.3461 | 142.3502 | 190.7992 | 108.6663 | 150.653 | 104.1207 | 62.7295 | 21.7742 | 119.7559 | 199.9832 | 108.3224 | 183.3106 | 169.4223 | 131.6405 | 110.6882 | 75.3289
3953 | 17 | 165 | 6 | 81.7102 | 132.1029 | 270.5073 | 155.3606 | 240.0424 | 128.1854 | 197.1442 | 103.8634 | 75.4544 | 25.1727 | 128.9195 | 235.0233 | 173.7755 | 198.4609 | 197.0944 | 146.245 | 151.8427 | 107.1894
3954 | 18 | 165 | 6 | 136.7603 | 184.9307 | 337.7491 | 157.9648 | 295.4569 | 180.2824 | 241.8559 | 130.9657 | 107.2514 | 43.178 | 137.732 | 310.4119 | 209.6483 | 255.1852 | 225.6366 | 202.0643 | 201.8756 | 164.5101
3955 | 19 | 165 | 6 | 128.5172 | 190.7094 | 338.095 | 153.5466 | 283.6876 | 186.2096 | 237.3881 | 143.6332 | 151.3102 | 40.3609 | 133.3613 | 339.207 | 216.0191 | 291.3467 | 240.3044 | 218.2192 | 219.8041 | 208.5739
3956 | 20 | 165 | 6 | 128.9444 | 145.7185 | 334.5089 | 149.0199 | 250.4135 | 172.6926 | 236.334 | 144.2149 | 148.9896 | 33.8585 | 132.4065 | 323.26 | 185.4606 | 269.7565 | 237.6811 | 184.6973 | 214.9017 | 206.1975
3957 | 21 | 165 | 6 | 132.3311 | 132.1435 | 327.7802 | 144.1663 | 242.5877 | 165.2082 | 225.8331 | 137.1599 | 142.0218 | 35.4283 | 135.5461 | 313.4444 | 175.3043 | 262.4495 | 219.0389 | 165.7383 | 216.9069 | 205.162
3958 | 22 | 165 | 6 | 106.3364 | 122.9594 | 325.3444 | 135.6252 | 237.1502 | 154.2384 | 216.5009 | 154.0099 | 146.1543 | 34.0634 | 120.9558 | 293.9628 | 176.8731 | 252.3443 | 198.3302 | 155.6702 | 216.6598 | 203.7122
3959 | 23 | 165 | 6 | 83.6835 | 129.7736 | 327.8587 | 129.8921 | 240.1306 | 153.1537 | 234.6965 | 134.2063 | 142.9836 | 30.9896 | 112.8163 | 285.55 | 185.2489 | 252.1259 | 192.5087 | 155.8004 | 211.3201 | 195.4127
3960 | 0 | 166 | 6 | 79.4322 | 127.8239 | 324.7049 | 130.3603 | 227.3514 | 149.9625 | 232.5491 | 128.7638 | 134.9743 | 27.2609 | 109.9245 | 290.4384 | 174.8814 | 267.3619 | 195.0089 | 149.2728 | 193.3611 | 168.2808
3961 | 1 | 166 | 6 | 79.6974 | 132.463 | 329.0933 | 127.3312 | 230.5658 | 146.7087 | 233.4998 | 135.8929 | 118.1872 | 28.0563 | 107.9091 | 286.5203 | 181.5483 | 274.0229 | 192.4455 | 149.4727 | 184.4583 | 162.3818
3962 | 2 | 166 | 6 | 79.4309 | 135.803 | 324.8622 | 126.015 | 229.107 | 147.3904 | 235.4235 | 131.5575 | 115.2098 | 28.3442 | 110.0561 | 279.7228 | 183.8164 | 283.1707 | 182.7044 | 154.9698 | 184.286 | 159.1949
3963 | 3 | 166 | 6 | 76.4992 | 150.0376 | 322.3541 | 129.7095 | 228.7433 | 149.7582 | 237.7662 | 130.4132 | 113.6567 | 28.3624 | 115.4444 | 281.1169 | 176.3911 | 282.4382 | 174.1425 | 157.8382 | 190.2142 | 157.4413
3964 | 4 | 166 | 6 | 70.2892 | 155.9138 | 322.6536 | 125.1588 | 205.2117 | 135.213 | 235.1415 | 128.3604 | 114.596 | 25.1672 | 113.8726 | 275.2102 | 146.3165 | 283.8411 | 172.7046 | 157.7357 | 177.6351 | 150.1841
3965 | 5 | 166 | 6 | 49.3578 | 133.1773 | 289.1247 | 119.2277 | 177.7069 | 105.4415 | 161.8293 | 123.5078 | 102.7663 | 27.0583 | 114.9661 | 232.6163 | 102.4559 | 252.1649 | 155.6454 | 141.6788 | 129.4029 | 117.6725
3966 | 6 | 166 | 6 | 42.6762 | 103.3582 | 206.8435 | 125.7393 | 166.7498 | 105.4251 | 135.2064 | 113.3602 | 79.7478 | 22.934 | 121.7661 | 194.3992 | 92.6816 | 195.9324 | 154.1452 | 129.5619 | 107.403 | 80.1273
3967 | 7 | 166 | 6 | 42.8155 | 84.7876 | 188.5584 | 129.0798 | 166.4873 | 111.5533 | 123.9915 | 111.7009 | 72.7259 | 23.8581 | 115.9602 | 179.0169 | 91.8928 | 187.2877 | 154.2197 | 127.339 | 104.9771 | 73.4125
3968 | 8 | 166 | 6 | 45.0127 | 85.3631 | 172.5083 | 133.4375 | 156.0597 | 98.8803 | 124.9777 | 106.7385 | 68.1094 | 24.7324 | 117.2855 | 179.2894 | 83.6858 | 186.0236 | 157.5566 | 119.1529 | 97.317 | 63.2665
3969 | 9 | 166 | 6 | 43.4006 | 94.4516 | 187.6509 | 132.7852 | 158.0926 | 94.0337 | 116.4971 | 108.5501 | 67.4499 | 21.2031 | 114.722 | 177.1971 | 80.89 | 177.614 | 157.9339 | 120.0581 | 93.118 | 67.4203
3970 | 10 | 166 | 6 | 42.669 | 107.1668 | 166.4822 | 134.8588 | 146.5119 | 95.5815 | 118.0877 | 100.1662 | 58.3268 | 21.4547 | 113.1423 | 175.1466 | 86.5502 | 175.3158 | 161.7486 | 121.5657 | 89.3685 | 71.4463
3971 | 11 | 166 | 6 | 42.3519 | 107.8308 | 163.4467 | 136.3052 | 151.2715 | 91.1124 | 116.456 | 102.8422 | 63.6385 | 19.0898 | 113.0784 | 172.7436 | 88.4684 | 170.2237 | 155.2954 | 122.6665 | 87.5541 | 68.0318
3972 | 12 | 166 | 6 | 43.6697 | 108.5362 | 150.8245 | 136.5696 | 149.3066 | 90.2526 | 115.7417 | 100.6312 | 57.9016 | 19.4508 | 110.1431 | 179.6952 | 88.5549 | 171.3227 | 166.8518 | 123.8007 | 85.0736 | 69.8551
3973 | 13 | 166 | 6 | 44.043 | 108.8561 | 153.2404 | 135.3258 | 154.7467 | 93.4957 | 117.7334 | 98.4058 | 62.0595 | 18.2199 | 111.3194 | 179.9816 | 91.2725 | 166.648 | 168.3298 | 122.9744 | 84.7206 | 62.7484
3974 | 14 | 166 | 6 | 43.3571 | 114.2512 | 170.7555 | 135.2463 | 155.7007 | 93.4911 | 123.6872 | 102.1789 | 63.1735 | 20.3419 | 110.7119 | 184.1133 | 88.5187 | 172.0514 | 165.1939 | 125.299 | 89.9654 | 73.8825
3975 | 15 | 166 | 6 | 44.5357 | 107.2672 | 190.6758 | 140.4934 | 165.2713 | 101.1052 | 131.5442 | 100.8262 | 60.8149 | 19.765 | 115.0117 | 189.1151 | 88.1969 | 172.2528 | 173.1908 | 127.8689 | 96.1949 | 64.5362
3976 | 16 | 166 | 6 | 54.8768 | 113.9952 | 217.3461 | 142.3502 | 190.7992 | 108.6663 | 150.653 | 104.1207 | 62.7295 | 21.7742 | 119.7559 | 199.9832 | 108.3224 | 183.3106 | 169.4223 | 131.6405 | 110.6882 | 75.3289
3977 | 17 | 166 | 6 | 81.7102 | 132.1029 | 270.5073 | 155.3606 | 240.0424 | 128.1854 | 197.1442 | 103.8634 | 75.4544 | 25.1727 | 128.9195 | 235.0233 | 173.7755 | 198.4609 | 197.0944 | 146.245 | 151.8427 | 107.1894
3978 | 18 | 166 | 6 | 136.7603 | 184.9307 | 337.7491 | 157.9648 | 295.4569 | 180.2824 | 241.8559 | 130.9657 | 107.2514 | 43.178 | 137.732 | 310.4119 | 209.6483 | 255.1852 | 225.6366 | 202.0643 | 201.8756 | 164.5101
3979 | 19 | 166 | 6 | 128.5172 | 190.7094 | 338.095 | 153.5466 | 283.6876 | 186.2096 | 237.3881 | 143.6332 | 151.3102 | 40.3609 | 133.3613 | 339.207 | 216.0191 | 291.3467 | 240.3044 | 218.2192 | 219.8041 | 208.5739
3980 | 20 | 166 | 6 | 128.9444 | 145.7185 | 334.5089 | 149.0199 | 250.4135 | 172.6926 | 236.334 | 144.2149 | 148.9896 | 33.8585 | 132.4065 | 323.26 | 185.4606 | 269.7565 | 237.6811 | 184.6973 | 214.9017 | 206.1975
3981 | 21 | 166 | 6 | 132.3311 | 132.1435 | 327.7802 | 144.1663 | 242.5877 | 165.2082 | 225.8331 | 137.1599 | 142.0218 | 35.4283 | 135.5461 | 313.4444 | 175.3043 | 262.4495 | 219.0389 | 165.7383 | 216.9069 | 205.162
3982 | 22 | 166 | 6 | 106.3364 | 122.9594 | 325.3444 | 135.6252 | 237.1502 | 154.2384 | 216.5009 | 154.0099 | 146.1543 | 34.0634 | 120.9558 | 293.9628 | 176.8731 | 252.3443 | 198.3302 | 155.6702 | 216.6598 | 203.7122
3983 | 23 | 166 | 6 | 83.6835 | 129.7736 | 327.8587 | 129.8921 | 240.1306 | 153.1537 | 234.6965 | 134.2063 | 142.9836 | 30.9896 | 112.8163 | 285.55 | 185.2489 | 252.1259 | 192.5087 | 155.8004 | 211.3201 | 195.4127
3984 | 0 | 167 | 6 | 79.4322 | 127.8239 | 324.7049 | 130.3603 | 227.3514 | 149.9625 | 232.5491 | 128.7638 | 134.9743 | 27.2609 | 109.9245 | 290.4384 | 174.8814 | 267.3619 | 195.0089 | 149.2728 | 193.3611 | 168.2808
3985 | 1 | 167 | 6 | 79.6974 | 132.463 | 329.0933 | 127.3312 | 230.5658 | 146.7087 | 233.4998 | 135.8929 | 118.1872 | 28.0563 | 107.9091 | 286.5203 | 181.5483 | 274.0229 | 192.4455 | 149.4727 | 184.4583 | 162.3818
3986 | 2 | 167 | 6 | 79.4309 | 135.803 | 324.8622 | 126.015 | 229.107 | 147.3904 | 235.4235 | 131.5575 | 115.2098 | 28.3442 | 110.0561 | 279.7228 | 183.8164 | 283.1707 | 182.7044 | 154.9698 | 184.286 | 159.1949
3987 | 3 | 167 | 6 | 76.4992 | 150.0376 | 322.3541 | 129.7095 | 228.7433 | 149.7582 | 237.7662 | 130.4132 | 113.6567 | 28.3624 | 115.4444 | 281.1169 | 176.3911 | 282.4382 | 174.1425 | 157.8382 | 190.2142 | 157.4413
3988 | 4 | 167 | 6 | 70.2892 | 155.9138 | 322.6536 | 125.1588 | 205.2117 | 135.213 | 235.1415 | 128.3604 | 114.596 | 25.1672 | 113.8726 | 275.2102 | 146.3165 | 283.8411 | 172.7046 | 157.7357 | 177.6351 | 150.1841
3989 | 5 | 167 | 6 | 49.3578 | 133.1773 | 289.1247 | 119.2277 | 177.7069 | 105.4415 | 161.8293 | 123.5078 | 102.7663 | 27.0583 | 114.9661 | 232.6163 | 102.4559 | 252.1649 | 155.6454 | 141.6788 | 129.4029 | 117.6725
3990 | 6 | 167 | 6 | 42.6762 | 103.3582 | 206.8435 | 125.7393 | 166.7498 | 105.4251 | 135.2064 | 113.3602 | 79.7478 | 22.934 | 121.7661 | 194.3992 | 92.6816 | 195.9324 | 154.1452 | 129.5619 | 107.403 | 80.1273
3991 | 7 | 167 | 6 | 42.8155 | 84.7876 | 188.5584 | 129.0798 | 166.4873 | 111.5533 | 123.9915 | 111.7009 | 72.7259 | 23.8581 | 115.9602 | 179.0169 | 91.8928 | 187.2877 | 154.2197 | 127.339 | 104.9771 | 73.4125
3992 | 8 | 167 | 6 | 45.0127 | 85.3631 | 172.5083 | 133.4375 | 156.0597 | 98.8803 | 124.9777 | 106.7385 | 68.1094 | 24.7324 | 117.2855 | 179.2894 | 83.6858 | 186.0236 | 157.5566 | 119.1529 | 97.317 | 63.2665
3993 | 9 | 167 | 6 | 43.4006 | 94.4516 | 187.6509 | 132.7852 | 158.0926 | 94.0337 | 116.4971 | 108.5501 | 67.4499 | 21.2031 | 114.722 | 177.1971 | 80.89 | 177.614 | 157.9339 | 120.0581 | 93.118 | 67.4203
3994 | 10 | 167 | 6 | 42.669 | 107.1668 | 166.4822 | 134.8588 | 146.5119 | 95.5815 | 118.0877 | 100.1662 | 58.3268 | 21.4547 | 113.1423 | 175.1466 | 86.5502 | 175.3158 | 161.7486 | 121.5657 | 89.3685 | 71.4463
3995 | 11 | 167 | 6 | 42.3519 | 107.8308 | 163.4467 | 136.3052 | 151.2715 | 91.1124 | 116.456 | 102.8422 | 63.6385 | 19.0898 | 113.0784 | 172.7436 | 88.4684 | 170.2237 | 155.2954 | 122.6665 | 87.5541 | 68.0318
3996 | 12 | 167 | 6 | 43.6697 | 108.5362 | 150.8245 | 136.5696 | 149.3066 | 90.2526 | 115.7417 | 100.6312 | 57.9016 | 19.4508 | 110.1431 | 179.6952 | 88.5549 | 171.3227 | 166.8518 | 123.8007 | 85.0736 | 69.8551
3997 | 13 | 167 | 6 | 44.043 | 108.8561 | 153.2404 | 135.3258 | 154.7467 | 93.4957 | 117.7334 | 98.4058 | 62.0595 | 18.2199 | 111.3194 | 179.9816 | 91.2725 | 166.648 | 168.3298 | 122.9744 | 84.7206 | 62.7484
3998 | 14 | 167 | 6 | 43.3571 | 114.2512 | 170.7555 | 135.2463 | 155.7007 | 93.4911 | 123.6872 | 102.1789 | 63.1735 | 20.3419 | 110.7119 | 184.1133 | 88.5187 | 172.0514 | 165.1939 | 125.299 | 89.9654 | 73.8825
3999 | 15 | 167 | 6 | 44.5357 | 107.2672 | 190.6758 | 140.4934 | 165.2713 | 101.1052 | 131.5442 | 100.8262 | 60.8149 | 19.765 | 115.0117 | 189.1151 | 88.1969 | 172.2528 | 173.1908 | 127.8689 | 96.1949 | 64.5362
4000 | 16 | 167 | 6 | 54.8768 | 113.9952 | 217.3461 | 142.3502 | 190.7992 | 108.6663 | 150.653 | 104.1207 | 62.7295 | 21.7742 | 119.7559 | 199.9832 | 108.3224 | 183.3106 | 169.4223 | 131.6405 | 110.6882 | 75.3289
4001 | 17 | 167 | 6 | 81.7102 | 132.1029 | 270.5073 | 155.3606 | 240.0424 | 128.1854 | 197.1442 | 103.8634 | 75.4544 | 25.1727 | 128.9195 | 235.0233 | 173.7755 | 198.4609 | 197.0944 | 146.245 | 151.8427 | 107.1894
4002 | 18 | 167 | 6 | 136.7603 | 184.9307 | 337.7491 | 157.9648 | 295.4569 | 180.2824 | 241.8559 | 130.9657 | 107.2514 | 43.178 | 137.732 | 310.4119 | 209.6483 | 255.1852 | 225.6366 | 202.0643 | 201.8756 | 164.5101
4003 | 19 | 167 | 6 | 128.5172 | 190.7094 | 338.095 | 153.5466 | 283.6876 | 186.2096 | 237.3881 | 143.6332 | 151.3102 | 40.3609 | 133.3613 | 339.207 | 216.0191 | 291.3467 | 240.3044 | 218.2192 | 219.8041 | 208.5739
4004 | 20 | 167 | 6 | 128.9444 | 145.7185 | 334.5089 | 149.0199 | 250.4135 | 172.6926 | 236.334 | 144.2149 | 148.9896 | 33.8585 | 132.4065 | 323.26 | 185.4606 | 269.7565 | 237.6811 | 184.6973 | 214.9017 | 206.1975
4005 | 21 | 167 | 6 | 132.3311 | 132.1435 | 327.7802 | 144.1663 | 242.5877 | 165.2082 | 225.8331 | 137.1599 | 142.0218 | 35.4283 | 135.5461 | 313.4444 | 175.3043 | 262.4495 | 219.0389 | 165.7383 | 216.9069 | 205.162
4006 | 22 | 167 | 6 | 106.3364 | 122.9594 | 325.3444 | 135.6252 | 237.1502 | 154.2384 | 216.5009 | 154.0099 | 146.1543 | 34.0634 | 120.9558 | 293.9628 | 176.8731 | 252.3443 | 198.3302 | 155.6702 | 216.6598 | 203.7122
4007 | 23 | 167 | 6 | 83.6835 | 129.7736 | 327.8587 | 129.8921 | 240.1306 | 153.1537 | 234.6965 | 134.2063 | 142.9836 | 30.9896 | 112.8163 | 285.55 | 185.2489 | 252.1259 | 192.5087 | 155.8004 | 211.3201 | 195.4127
4008 | 0 | 168 | 6 | 79.4322 | 127.8239 | 324.7049 | 130.3603 | 227.3514 | 149.9625 | 232.5491 | 128.7638 | 134.9743 | 27.2609 | 109.9245 | 290.4384 | 174.8814 | 267.3619 | 195.0089 | 149.2728 | 193.3611 | 168.2808
4009 | 1 | 168 | 6 | 79.6974 | 132.463 | 329.0933 | 127.3312 | 230.5658 | 146.7087 | 233.4998 | 135.8929 | 118.1872 | 28.0563 | 107.9091 | 286.5203 | 181.5483 | 274.0229 | 192.4455 | 149.4727 | 184.4583 | 162.3818
4010 | 2 | 168 | 6 | 79.4309 | 135.803 | 324.8622 | 126.015 | 229.107 | 147.3904 | 235.4235 | 131.5575 | 115.2098 | 28.3442 | 110.0561 | 279.7228 | 183.8164 | 283.1707 | 182.7044 | 154.9698 | 184.286 | 159.1949
4011 | 3 | 168 | 6 | 76.4992 | 150.0376 | 322.3541 | 129.7095 | 228.7433 | 149.7582 | 237.7662 | 130.4132 | 113.6567 | 28.3624 | 115.4444 | 281.1169 | 176.3911 | 282.4382 | 174.1425 | 157.8382 | 190.2142 | 157.4413
4012 | 4 | 168 | 6 | 70.2892 | 155.9138 | 322.6536 | 125.1588 | 205.2117 | 135.213 | 235.1415 | 128.3604 | 114.596 | 25.1672 | 113.8726 | 275.2102 | 146.3165 | 283.8411 | 172.7046 | 157.7357 | 177.6351 | 150.1841
4013 | 5 | 168 | 6 | 49.3578 | 133.1773 | 289.1247 | 119.2277 | 177.7069 | 105.4415 | 161.8293 | 123.5078 | 102.7663 | 27.0583 | 114.9661 | 232.6163 | 102.4559 | 252.1649 | 155.6454 | 141.6788 | 129.4029 | 117.6725
4014 | 6 | 168 | 6 | 42.6762 | 103.3582 | 206.8435 | 125.7393 | 166.7498 | 105.4251 | 135.2064 | 113.3602 | 79.7478 | 22.934 | 121.7661 | 194.3992 | 92.6816 | 195.9324 | 154.1452 | 129.5619 | 107.403 | 80.1273
4015 | 7 | 168 | 6 | 42.8155 | 84.7876 | 188.5584 | 129.0798 | 166.4873 | 111.5533 | 123.9915 | 111.7009 | 72.7259 | 23.8581 | 115.9602 | 179.0169 | 91.8928 | 187.2877 | 154.2197 | 127.339 | 104.9771 | 73.4125
4016 | 8 | 168 | 6 | 45.0127 | 85.3631 | 172.5083 | 133.4375 | 156.0597 | 98.8803 | 124.9777 | 106.7385 | 68.1094 | 24.7324 | 117.2855 | 179.2894 | 83.6858 | 186.0236 | 157.5566 | 119.1529 | 97.317 | 63.2665
4017 | 9 | 168 | 6 | 43.4006 | 94.4516 | 187.6509 | 132.7852 | 158.0926 | 94.0337 | 116.4971 | 108.5501 | 67.4499 | 21.2031 | 114.722 | 177.1971 | 80.89 | 177.614 | 157.9339 | 120.0581 | 93.118 | 67.4203
4018 | 10 | 168 | 6 | 42.669 | 107.1668 | 166.4822 | 134.8588 | 146.5119 | 95.5815 | 118.0877 | 100.1662 | 58.3268 | 21.4547 | 113.1423 | 175.1466 | 86.5502 | 175.3158 | 161.7486 | 121.5657 | 89.3685 | 71.4463
4019 | 11 | 168 | 6 | 42.3519 | 107.8308 | 163.4467 | 136.3052 | 151.2715 | 91.1124 | 116.456 | 102.8422 | 63.6385 | 19.0898 | 113.0784 | 172.7436 | 88.4684 | 170.2237 | 155.2954 | 122.6665 | 87.5541 | 68.0318
4020 | 12 | 168 | 6 | 43.6697 | 108.5362 | 150.8245 | 136.5696 | 149.3066 | 90.2526 | 115.7417 | 100.6312 | 57.9016 | 19.4508 | 110.1431 | 179.6952 | 88.5549 | 171.3227 | 166.8518 | 123.8007 | 85.0736 | 69.8551
4021 | 13 | 168 | 6 | 44.043 | 108.8561 | 153.2404 | 135.3258 | 154.7467 | 93.4957 | 117.7334 | 98.4058 | 62.0595 | 18.2199 | 111.3194 | 179.9816 | 91.2725 | 166.648 | 168.3298 | 122.9744 | 84.7206 | 62.7484
4022 | 14 | 168 | 6 | 43.3571 | 114.2512 | 170.7555 | 135.2463 | 155.7007 | 93.4911 | 123.6872 | 102.1789 | 63.1735 | 20.3419 | 110.7119 | 184.1133 | 88.5187 | 172.0514 | 165.1939 | 125.299 | 89.9654 | 73.8825
4023 | 15 | 168 | 6 | 44.5357 | 107.2672 | 190.6758 | 140.4934 | 165.2713 | 101.1052 | 131.5442 | 100.8262 | 60.8149 | 19.765 | 115.0117 | 189.1151 | 88.1969 | 172.2528 | 173.1908 | 127.8689 | 96.1949 | 64.5362
4024 | 16 | 168 | 6 | 54.8768 | 113.9952 | 217.3461 | 142.3502 | 190.7992 | 108.6663 | 150.653 | 104.1207 | 62.7295 | 21.7742 | 119.7559 | 199.9832 | 108.3224 | 183.3106 | 169.4223 | 131.6405 | 110.6882 | 75.3289
4025 | 17 | 168 | 6 | 81.7102 | 132.1029 | 270.5073 | 155.3606 | 240.0424 | 128.1854 | 197.1442 | 103.8634 | 75.4544 | 25.1727 | 128.9195 | 235.0233 | 173.7755 | 198.4609 | 197.0944 | 146.245 | 151.8427 | 107.1894
4026 | 18 | 168 | 6 | 136.7603 | 184.9307 | 337.7491 | 157.9648 | 295.4569 | 180.2824 | 241.8559 | 130.9657 | 107.2514 | 43.178 | 137.732 | 310.4119 | 209.6483 | 255.1852 | 225.6366 | 202.0643 | 201.8756 | 164.5101
4027 | 19 | 168 | 6 | 128.5172 | 190.7094 | 338.095 | 153.5466 | 283.6876 | 186.2096 | 237.3881 | 143.6332 | 151.3102 | 40.3609 | 133.3613 | 339.207 | 216.0191 | 291.3467 | 240.3044 | 218.2192 | 219.8041 | 208.5739
4028 | 20 | 168 | 6 | 128.9444 | 145.7185 | 334.5089 | 149.0199 | 250.4135 | 172.6926 | 236.334 | 144.2149 | 148.9896 | 33.8585 | 132.4065 | 323.26 | 185.4606 | 269.7565 | 237.6811 | 184.6973 | 214.9017 | 206.1975
4029 | 21 | 168 | 6 | 132.3311 | 132.1435 | 327.7802 | 144.1663 | 242.5877 | 165.2082 | 225.8331 | 137.1599 | 142.0218 | 35.4283 | 135.5461 | 313.4444 | 175.3043 | 262.4495 | 219.0389 | 165.7383 | 216.9069 | 205.162
4030 | 22 | 168 | 6 | 106.3364 | 122.9594 | 325.3444 | 135.6252 | 237.1502 | 154.2384 | 216.5009 | 154.0099 | 146.1543 | 34.0634 | 120.9558 | 293.9628 | 176.8731 | 252.3443 | 198.3302 | 155.6702 | 216.6598 | 203.7122
4031 | 23 | 168 | 6 | 83.6835 | 129.7736 | 327.8587 | 129.8921 | 240.1306 | 153.1537 | 234.6965 | 134.2063 | 142.9836 | 30.9896 | 112.8163 | 285.55 | 185.2489 | 252.1259 | 192.5087 | 155.8004 | 211.3201 | 195.4127
4032 | 0 | 169 | 6 | 79.4322 | 127.8239 | 324.7049 | 130.3603 | 227.3514 | 149.9625 | 232.5491 | 128.7638 | 134.9743 | 27.2609 | 109.9245 | 290.4384 | 174.8814 | 267.3619 | 195.0089 | 149.2728 | 193.3611 | 168.2808
4033 | 1 | 169 | 6 | 79.6974 | 132.463 | 329.0933 | 127.3312 | 230.5658 | 146.7087 | 233.4998 | 135.8929 | 118.1872 | 28.0563 | 107.9091 | 286.5203 | 181.5483 | 274.0229 | 192.4455 | 149.4727 | 184.4583 | 162.3818
4034 | 2 | 169 | 6 | 79.4309 | 135.803 | 324.8622 | 126.015 | 229.107 | 147.3904 | 235.4235 | 131.5575 | 115.2098 | 28.3442 | 110.0561 | 279.7228 | 183.8164 | 283.1707 | 182.7044 | 154.9698 | 184.286 | 159.1949
4035 | 3 | 169 | 6 | 76.4992 | 150.0376 | 322.3541 | 129.7095 | 228.7433 | 149.7582 | 237.7662 | 130.4132 | 113.6567 | 28.3624 | 115.4444 | 281.1169 | 176.3911 | 282.4382 | 174.1425 | 157.8382 | 190.2142 | 157.4413
4036 | 4 | 169 | 6 | 70.2892 | 155.9138 | 322.6536 | 125.1588 | 205.2117 | 135.213 | 235.1415 | 128.3604 | 114.596 | 25.1672 | 113.8726 | 275.2102 | 146.3165 | 283.8411 | 172.7046 | 157.7357 | 177.6351 | 150.1841
4037 | 5 | 169 | 6 | 49.3578 | 133.1773 | 289.1247 | 119.2277 | 177.7069 | 105.4415 | 161.8293 | 123.5078 | 102.7663 | 27.0583 | 114.9661 | 232.6163 | 102.4559 | 252.1649 | 155.6454 | 141.6788 | 129.4029 | 117.6725
4038 | 6 | 169 | 6 | 42.6762 | 103.3582 | 206.8435 | 125.7393 | 166.7498 | 105.4251 | 135.2064 | 113.3602 | 79.7478 | 22.934 | 121.7661 | 194.3992 | 92.6816 | 195.9324 | 154.1452 | 129.5619 | 107.403 | 80.1273
4039 | 7 | 169 | 6 | 42.8155 | 84.7876 | 188.5584 | 129.0798 | 166.4873 | 111.5533 | 123.9915 | 111.7009 | 72.7259 | 23.8581 | 115.9602 | 179.0169 | 91.8928 | 187.2877 | 154.2197 | 127.339 | 104.9771 | 73.4125
4040 | 8 | 169 | 6 | 45.0127 | 85.3631 | 172.5083 | 133.4375 | 156.0597 | 98.8803 | 124.9777 | 106.7385 | 68.1094 | 24.7324 | 117.2855 | 179.2894 | 83.6858 | 186.0236 | 157.5566 | 119.1529 | 97.317 | 63.2665
4041 | 9 | 169 | 6 | 43.4006 | 94.4516 | 187.6509 | 132.7852 | 158.0926 | 94.0337 | 116.4971 | 108.5501 | 67.4499 | 21.2031 | 114.722 | 177.1971 | 80.89 | 177.614 | 157.9339 | 120.0581 | 93.118 | 67.4203
4042 | 10 | 169 | 6 | 42.669 | 107.1668 | 166.4822 | 134.8588 | 146.5119 | 95.5815 | 118.0877 | 100.1662 | 58.3268 | 21.4547 | 113.1423 | 175.1466 | 86.5502 | 175.3158 | 161.7486 | 121.5657 | 89.3685 | 71.4463
4043 | 11 | 169 | 6 | 42.3519 | 107.8308 | 163.4467 | 136.3052 | 151.2715 | 91.1124 | 116.456 | 102.8422 | 63.6385 | 19.0898 | 113.0784 | 172.7436 | 88.4684 | 170.2237 | 155.2954 | 122.6665 | 87.5541 | 68.0318
4044 | 12 | 169 | 6 | 43.6697 | 108.5362 | 150.8245 | 136.5696 | 149.3066 | 90.2526 | 115.7417 | 100.6312 | 57.9016 | 19.4508 | 110.1431 | 179.6952 | 88.5549 | 171.3227 | 166.8518 | 123.8007 | 85.0736 | 69.8551
4045 | 13 | 169 | 6 | 44.043 | 108.8561 | 153.2404 | 135.3258 | 154.7467 | 93.4957 | 117.7334 | 98.4058 | 62.0595 | 18.2199 | 111.3194 | 179.9816 | 91.2725 | 166.648 | 168.3298 | 122.9744 | 84.7206 | 62.7484
4046 | 14 | 169 | 6 | 43.3571 | 114.2512 | 170.7555 | 135.2463 | 155.7007 | 93.4911 | 123.6872 | 102.1789 | 63.1735 | 20.3419 | 110.7119 | 184.1133 | 88.5187 | 172.0514 | 165.1939 | 125.299 | 89.9654 | 73.8825
4047 | 15 | 169 | 6 | 44.5357 | 107.2672 | 190.6758 | 140.4934 | 165.2713 | 101.1052 | 131.5442 | 100.8262 | 60.8149 | 19.765 | 115.0117 | 189.1151 | 88.1969 | 172.2528 | 173.1908 | 127.8689 | 96.1949 | 64.5362
4048 | 16 | 169 | 6 | 54.8768 | 113.9952 | 217.3461 | 142.3502 | 190.7992 | 108.6663 | 150.653 | 104.1207 | 62.7295 | 21.7742 | 119.7559 | 199.9832 | 108.3224 | 183.3106 | 169.4223 | 131.6405 | 110.6882 | 75.3289
4049 | 17 | 169 | 6 | 81.7102 | 132.1029 | 270.5073 | 155.3606 | 240.0424 | 128.1854 | 197.1442 | 103.8634 | 75.4544 | 25.1727 | 128.9195 | 235.0233 | 173.7755 | 198.4609 | 197.0944 | 146.245 | 151.8427 | 107.1894
4050 | 18 | 169 | 6 | 136.7603 | 184.9307 | 337.7491 | 157.9648 | 295.4569 | 180.2824 | 241.8559 | 130.9657 | 107.2514 | 43.178 | 137.732 | 310.4119 | 209.6483 | 255.1852 | 225.6366 | 202.0643 | 201.8756 | 164.5101
4051 | 19 | 169 | 6 | 128.5172 | 190.7094 | 338.095 | 153.5466 | 283.6876 | 186.2096 | 237.3881 | 143.6332 | 151.3102 | 40.3609 | 133.3613 | 339.207 | 216.0191 | 291.3467 | 240.3044 | 218.2192 | 219.8041 | 208.5739
4052 | 20 | 169 | 6 | 128.9444 | 145.7185 | 334.5089 | 149.0199 | 250.4135 | 172.6926 | 236.334 | 144.2149 | 148.9896 | 33.8585 | 132.4065 | 323.26 | 185.4606 | 269.7565 | 237.6811 | 184.6973 | 214.9017 | 206.1975
4053 | 21 | 169 | 6 | 132.3311 | 132.1435 | 327.7802 | 144.1663 | 242.5877 | 165.2082 | 225.8331 | 137.1599 | 142.0218 | 35.4283 | 135.5461 | 313.4444 | 175.3043 | 262.4495 | 219.0389 | 165.7383 | 216.9069 | 205.162
4054 | 22 | 169 | 6 | 106.3364 | 122.9594 | 325.3444 | 135.6252 | 237.1502 | 154.2384 | 216.5009 | 154.0099 | 146.1543 | 34.0634 | 120.9558 | 293.9628 | 176.8731 | 252.3443 | 198.3302 | 155.6702 | 216.6598 | 203.7122
4055 | 23 | 169 | 6 | 83.6835 | 129.7736 | 327.8587 | 129.8921 | 240.1306 | 153.1537 | 234.6965 | 134.2063 | 142.9836 | 30.9896 | 112.8163 | 285.55 | 185.2489 | 252.1259 | 192.5087 | 155.8004 | 211.3201 | 195.4127
4056 | 0 | 170 | 6 | 79.4322 | 127.8239 | 324.7049 | 130.3603 | 227.3514 | 149.9625 | 232.5491 | 128.7638 | 134.9743 | 27.2609 | 109.9245 | 290.4384 | 174.8814 | 267.3619 | 195.0089 | 149.2728 | 193.3611 | 168.2808
4057 | 1 | 170 | 6 | 79.6974 | 132.463 | 329.0933 | 127.3312 | 230.5658 | 146.7087 | 233.4998 | 135.8929 | 118.1872 | 28.0563 | 107.9091 | 286.5203 | 181.5483 | 274.0229 | 192.4455 | 149.4727 | 184.4583 | 162.3818
4058 | 2 | 170 | 6 | 79.4309 | 135.803 | 324.8622 | 126.015 | 229.107 | 147.3904 | 235.4235 | 131.5575 | 115.2098 | 28.3442 | 110.0561 | 279.7228 | 183.8164 | 283.1707 | 182.7044 | 154.9698 | 184.286 | 159.1949
4059 | 3 | 170 | 6 | 76.4992 | 150.0376 | 322.3541 | 129.7095 | 228.7433 | 149.7582 | 237.7662 | 130.4132 | 113.6567 | 28.3624 | 115.4444 | 281.1169 | 176.3911 | 282.4382 | 174.1425 | 157.8382 | 190.2142 | 157.4413
4060 | 4 | 170 | 6 | 70.2892 | 155.9138 | 322.6536 | 125.1588 | 205.2117 | 135.213 | 235.1415 | 128.3604 | 114.596 | 25.1672 | 113.8726 | 275.2102 | 146.3165 | 283.8411 | 172.7046 | 157.7357 | 177.6351 | 150.1841
4061 | 5 | 170 | 6 | 49.3578 | 133.1773 | 289.1247 | 119.2277 | 177.7069 | 105.4415 | 161.8293 | 123.5078 | 102.7663 | 27.0583 | 114.9661 | 232.6163 | 102.4559 | 252.1649 | 155.6454 | 141.6788 | 129.4029 | 117.6725
4062 | 6 | 170 | 6 | 42.6762 | 103.3582 | 206.8435 | 125.7393 | 166.7498 | 105.4251 | 135.2064 | 113.3602 | 79.7478 | 22.934 | 121.7661 | 194.3992 | 92.6816 | 195.9324 | 154.1452 | 129.5619 | 107.403 | 80.1273
4063 | 7 | 170 | 6 | 42.8155 | 84.7876 | 188.5584 | 129.0798 | 166.4873 | 111.5533 | 123.9915 | 111.7009 | 72.7259 | 23.8581 | 115.9602 | 179.0169 | 91.8928 | 187.2877 | 154.2197 | 127.339 | 104.9771 | 73.4125
4064 | 8 | 170 | 6 | 45.0127 | 85.3631 | 172.5083 | 133.4375 | 156.0597 | 98.8803 | 124.9777 | 106.7385 | 68.1094 | 24.7324 | 117.2855 | 179.2894 | 83.6858 | 186.0236 | 157.5566 | 119.1529 | 97.317 | 63.2665
4065 | 9 | 170 | 6 | 43.4006 | 94.4516 | 187.6509 | 132.7852 | 158.0926 | 94.0337 | 116.4971 | 108.5501 | 67.4499 | 21.2031 | 114.722 | 177.1971 | 80.89 | 177.614 | 157.9339 | 120.0581 | 93.118 | 67.4203
4066 | 10 | 170 | 6 | 42.669 | 107.1668 | 166.4822 | 134.8588 | 146.5119 | 95.5815 | 118.0877 | 100.1662 | 58.3268 | 21.4547 | 113.1423 | 175.1466 | 86.5502 | 175.3158 | 161.7486 | 121.5657 | 89.3685 | 71.4463
4067 | 11 | 170 | 6 | 42.3519 | 107.8308 | 163.4467 | 136.3052 | 151.2715 | 91.1124 | 116.456 | 102.8422 | 63.6385 | 19.0898 | 113.0784 | 172.7436 | 88.4684 | 170.2237 | 155.2954 | 122.6665 | 87.5541 | 68.0318
4068 | 12 | 170 | 6 | 43.6697 | 108.5362 | 150.8245 | 136.5696 | 149.3066 | 90.2526 | 115.7417 | 100.6312 | 57.9016 | 19.4508 | 110.1431 | 179.6952 | 88.5549 | 171.3227 | 166.8518 | 123.8007 | 85.0736 | 69.8551
4069 | 13 | 170 | 6 | 44.043 | 108.8561 | 153.2404 | 135.3258 | 154.7467 | 93.4957 | 117.7334 | 98.4058 | 62.0595 | 18.2199 | 111.3194 | 179.9816 | 91.2725 | 166.648 | 168.3298 | 122.9744 | 84.7206 | 62.7484
4070 | 14 | 170 | 6 | 43.3571 | 114.2512 | 170.7555 | 135.2463 | 155.7007 | 93.4911 | 123.6872 | 102.1789 | 63.1735 | 20.3419 | 110.7119 | 184.1133 | 88.5187 | 172.0514 | 165.1939 | 125.299 | 89.9654 | 73.8825
4071 | 15 | 170 | 6 | 44.5357 | 107.2672 | 190.6758 | 140.4934 | 165.2713 | 101.1052 | 131.5442 | 100.8262 | 60.8149 | 19.765 | 115.0117 | 189.1151 | 88.1969 | 172.2528 | 173.1908 | 127.8689 | 96.1949 | 64.5362
4072 | 16 | 170 | 6 | 54.8768 | 113.9952 | 217.3461 | 142.3502 | 190.7992 | 108.6663 | 150.653 | 104.1207 | 62.7295 | 21.7742 | 119.7559 | 199.9832 | 108.3224 | 183.3106 | 169.4223 | 131.6405 | 110.6882 | 75.3289
4073 | 17 | 170 | 6 | 81.7102 | 132.1029 | 270.5073 | 155.3606 | 240.0424 | 128.1854 | 197.1442 | 103.8634 | 75.4544 | 25.1727 | 128.9195 | 235.0233 | 173.7755 | 198.4609 | 197.0944 | 146.245 | 151.8427 | 107.1894
4074 | 18 | 170 | 6 | 136.7603 | 184.9307 | 337.7491 | 157.9648 | 295.4569 | 180.2824 | 241.8559 | 130.9657 | 107.2514 | 43.178 | 137.732 | 310.4119 | 209.6483 | 255.1852 | 225.6366 | 202.0643 | 201.8756 | 164.5101
4075 | 19 | 170 | 6 | 128.5172 | 190.7094 | 338.095 | 153.5466 | 283.6876 | 186.2096 | 237.3881 | 143.6332 | 151.3102 | 40.3609 | 133.3613 | 339.207 | 216.0191 | 291.3467 | 240.3044 | 218.2192 | 219.8041 | 208.5739
4076 | 20 | 170 | 6 | 128.9444 | 145.7185 | 334.5089 | 149.0199 | 250.4135 | 172.6926 | 236.334 | 144.2149 | 148.9896 | 33.8585 | 132.4065 | 323.26 | 185.4606 | 269.7565 | 237.6811 | 184.6973 | 214.9017 | 206.1975
4077 | 21 | 170 | 6 | 132.3311 | 132.1435 | 327.7802 | 144.1663 | 242.5877 | 165.2082 | 225.8331 | 137.1599 | 142.0218 | 35.4283 | 135.5461 | 313.4444 | 175.3043 | 262.4495 | 219.0389 | 165.7383 | 216.9069 | 205.162
4078 | 22 | 170 | 6 | 106.3364 | 122.9594 | 325.3444 | 135.6252 | 237.1502 | 154.2384 | 216.5009 | 154.0099 | 146.1543 | 34.0634 | 120.9558 | 293.9628 | 176.8731 | 252.3443 | 198.3302 | 155.6702 | 216.6598 | 203.7122
4079 | 23 | 170 | 6 | 83.6835 | 129.7736 | 327.8587 | 129.8921 | 240.1306 | 153.1537 | 234.6965 | 134.2063 | 142.9836 | 30.9896 | 112.8163 | 285.55 | 185.2489 | 252.1259 | 192.5087 | 155.8004 | 211.3201 | 195.4127
4080 | 0 | 171 | 6 | 79.4322 | 127.8239 | 324.7049 | 130.3603 | 227.3514 | 149.9625 | 232.5491 | 128.7638 | 134.9743 | 27.2609 | 109.9245 | 290.4384 | 174.8814 | 267.3619 | 195.0089 | 149.2728 | 193.3611 | 168.2808
4081 | 1 | 171 | 6 | 79.6974 | 132.463 | 329.0933 | 127.3312 | 230.5658 | 146.7087 | 233.4998 | 135.8929 | 118.1872 | 28.0563 | 107.9091 | 286.5203 | 181.5483 | 274.0229 | 192.4455 | 149.4727 | 184.4583 | 162.3818
4082 | 2 | 171 | 6 | 79.4309 | 135.803 | 324.8622 | 126.015 | 229.107 | 147.3904 | 235.4235 | 131.5575 | 115.2098 | 28.3442 | 110.0561 | 279.7228 | 183.8164 | 283.1707 | 182.7044 | 154.9698 | 184.286 | 159.1949
4083 | 3 | 171 | 6 | 76.4992 | 150.0376 | 322.3541 | 129.7095 | 228.7433 | 149.7582 | 237.7662 | 130.4132 | 113.6567 | 28.3624 | 115.4444 | 281.1169 | 176.3911 | 282.4382 | 174.1425 | 157.8382 | 190.2142 | 157.4413
4084 | 4 | 171 | 6 | 70.2892 | 155.9138 | 322.6536 | 125.1588 | 205.2117 | 135.213 | 235.1415 | 128.3604 | 114.596 | 25.1672 | 113.8726 | 275.2102 | 146.3165 | 283.8411 | 172.7046 | 157.7357 | 177.6351 | 150.1841
4085 | 5 | 171 | 6 | 49.3578 | 133.1773 | 289.1247 | 119.2277 | 177.7069 | 105.4415 | 161.8293 | 123.5078 | 102.7663 | 27.0583 | 114.9661 | 232.6163 | 102.4559 | 252.1649 | 155.6454 | 141.6788 | 129.4029 | 117.6725
4086 | 6 | 171 | 6 | 42.6762 | 103.3582 | 206.8435 | 125.7393 | 166.7498 | 105.4251 | 135.2064 | 113.3602 | 79.7478 | 22.934 | 121.7661 | 194.3992 | 92.6816 | 195.9324 | 154.1452 | 129.5619 | 107.403 | 80.1273
4087 | 7 | 171 | 6 | 42.8155 | 84.7876 | 188.5584 | 129.0798 | 166.4873 | 111.5533 | 123.9915 | 111.7009 | 72.7259 | 23.8581 | 115.9602 | 179.0169 | 91.8928 | 187.2877 | 154.2197 | 127.339 | 104.9771 | 73.4125
4088 | 8 | 171 | 6 | 45.0127 | 85.3631 | 172.5083 | 133.4375 | 156.0597 | 98.8803 | 124.9777 | 106.7385 | 68.1094 | 24.7324 | 117.2855 | 179.2894 | 83.6858 | 186.0236 | 157.5566 | 119.1529 | 97.317 | 63.2665
4089 | 9 | 171 | 6 | 43.4006 | 94.4516 | 187.6509 | 132.7852 | 158.0926 | 94.0337 | 116.4971 | 108.5501 | 67.4499 | 21.2031 | 114.722 | 177.1971 | 80.89 | 177.614 | 157.9339 | 120.0581 | 93.118 | 67.4203
4090 | 10 | 171 | 6 | 42.669 | 107.1668 | 166.4822 | 134.8588 | 146.5119 | 95.5815 | 118.0877 | 100.1662 | 58.3268 | 21.4547 | 113.1423 | 175.1466 | 86.5502 | 175.3158 | 161.7486 | 121.5657 | 89.3685 | 71.4463
4091 | 11 | 171 | 6 | 42.3519 | 107.8308 | 163.4467 | 136.3052 | 151.2715 | 91.1124 | 116.456 | 102.8422 | 63.6385 | 19.0898 | 113.0784 | 172.7436 | 88.4684 | 170.2237 | 155.2954 | 122.6665 | 87.5541 | 68.0318
4092 | 12 | 171 | 6 | 43.6697 | 108.5362 | 150.8245 | 136.5696 | 149.3066 | 90.2526 | 115.7417 | 100.6312 | 57.9016 | 19.4508 | 110.1431 | 179.6952 | 88.5549 | 171.3227 | 166.8518 | 123.8007 | 85.0736 | 69.8551
4093 | 13 | 171 | 6 | 44.043 | 108.8561 | 153.2404 | 135.3258 | 154.7467 | 93.4957 | 117.7334 | 98.4058 | 62.0595 | 18.2199 | 111.3194 | 179.9816 | 91.2725 | 166.648 | 168.3298 | 122.9744 | 84.7206 | 62.7484
4094 | 14 | 171 | 6 | 43.3571 | 114.2512 | 170.7555 | 135.2463 | 155.7007 | 93.4911 | 123.6872 | 102.1789 | 63.1735 | 20.3419 | 110.7119 | 184.1133 | 88.5187 | 172.0514 | 165.1939 | 125.299 | 89.9654 | 73.8825
4095 | 15 | 171 | 6 | 44.5357 | 107.2672 | 190.6758 | 140.4934 | 165.2713 | 101.1052 | 131.5442 | 100.8262 | 60.8149 | 19.765 | 115.0117 | 189.1151 | 88.1969 | 172.2528 | 173.1908 | 127.8689 | 96.1949 | 64.5362
4096 | 16 | 171 | 6 | 54.8768 | 113.9952 | 217.3461 | 142.3502 | 190.7992 | 108.6663 | 150.653 | 104.1207 | 62.7295 | 21.7742 | 119.7559 | 199.9832 | 108.3224 | 183.3106 | 169.4223 | 131.6405 | 110.6882 | 75.3289
4097 | 17 | 171 | 6 | 81.7102 | 132.1029 | 270.5073 | 155.3606 | 240.0424 | 128.1854 | 197.1442 | 103.8634 | 75.4544 | 25.1727 | 128.9195 | 235.0233 | 173.7755 | 198.4609 | 197.0944 | 146.245 | 151.8427 | 107.1894
4098 | 18 | 171 | 6 | 136.7603 | 184.9307 | 337.7491 | 157.9648 | 295.4569 | 180.2824 | 241.8559 | 130.9657 | 107.2514 | 43.178 | 137.732 | 310.4119 | 209.6483 | 255.1852 | 225.6366 | 202.0643 | 201.8756 | 164.5101
4099 | 19 | 171 | 6 | 128.5172 | 190.7094 | 338.095 | 153.5466 | 283.6876 | 186.2096 | 237.3881 | 143.6332 | 151.3102 | 40.3609 | 133.3613 | 339.207 | 216.0191 | 291.3467 | 240.3044 | 218.2192 | 219.8041 | 208.5739
4100 | 20 | 171 | 6 | 128.9444 | 145.7185 | 334.5089 | 149.0199 | 250.4135 | 172.6926 | 236.334 | 144.2149 | 148.9896 | 33.8585 | 132.4065 | 323.26 | 185.4606 | 269.7565 | 237.6811 | 184.6973 | 214.9017 | 206.1975
4101 | 21 | 171 | 6 | 132.3311 | 132.1435 | 327.7802 | 144.1663 | 242.5877 | 165.2082 | 225.8331 | 137.1599 | 142.0218 | 35.4283 | 135.5461 | 313.4444 | 175.3043 | 262.4495 | 219.0389 | 165.7383 | 216.9069 | 205.162
4102 | 22 | 171 | 6 | 106.3364 | 122.9594 | 325.3444 | 135.6252 | 237.1502 | 154.2384 | 216.5009 | 154.0099 | 146.1543 | 34.0634 | 120.9558 | 293.9628 | 176.8731 | 252.3443 | 198.3302 | 155.6702 | 216.6598 | 203.7122
4103 | 23 | 171 | 6 | 83.6835 | 129.7736 | 327.8587 | 129.8921 | 240.1306 | 153.1537 | 234.6965 | 134.2063 | 142.9836 | 30.9896 | 112.8163 | 285.55 | 185.2489 | 252.1259 | 192.5087 | 155.8004 | 211.3201 | 195.4127
4104 | 0 | 172 | 6 | 79.4322 | 127.8239 | 324.7049 | 130.3603 | 227.3514 | 149.9625 | 232.5491 | 128.7638 | 134.9743 | 27.2609 | 109.9245 | 290.4384 | 174.8814 | 267.3619 | 195.0089 | 149.2728 | 193.3611 | 168.2808
4105 | 1 | 172 | 6 | 79.6974 | 132.463 | 329.0933 | 127.3312 | 230.5658 | 146.7087 | 233.4998 | 135.8929 | 118.1872 | 28.0563 | 107.9091 | 286.5203 | 181.5483 | 274.0229 | 192.4455 | 149.4727 | 184.4583 | 162.3818
4106 | 2 | 172 | 6 | 79.4309 | 135.803 | 324.8622 | 126.015 | 229.107 | 147.3904 | 235.4235 | 131.5575 | 115.2098 | 28.3442 | 110.0561 | 279.7228 | 183.8164 | 283.1707 | 182.7044 | 154.9698 | 184.286 | 159.1949
4107 | 3 | 172 | 6 | 76.4992 | 150.0376 | 322.3541 | 129.7095 | 228.7433 | 149.7582 | 237.7662 | 130.4132 | 113.6567 | 28.3624 | 115.4444 | 281.1169 | 176.3911 | 282.4382 | 174.1425 | 157.8382 | 190.2142 | 157.4413
4108 | 4 | 172 | 6 | 70.2892 | 155.9138 | 322.6536 | 125.1588 | 205.2117 | 135.213 | 235.1415 | 128.3604 | 114.596 | 25.1672 | 113.8726 | 275.2102 | 146.3165 | 283.8411 | 172.7046 | 157.7357 | 177.6351 | 150.1841
4109 | 5 | 172 | 6 | 49.3578 | 133.1773 | 289.1247 | 119.2277 | 177.7069 | 105.4415 | 161.8293 | 123.5078 | 102.7663 | 27.0583 | 114.9661 | 232.6163 | 102.4559 | 252.1649 | 155.6454 | 141.6788 | 129.4029 | 117.6725
4110 | 6 | 172 | 6 | 42.6762 | 103.3582 | 206.8435 | 125.7393 | 166.7498 | 105.4251 | 135.2064 | 113.3602 | 79.7478 | 22.934 | 121.7661 | 194.3992 | 92.6816 | 195.9324 | 154.1452 | 129.5619 | 107.403 | 80.1273
4111 | 7 | 172 | 6 | 42.8155 | 84.7876 | 188.5584 | 129.0798 | 166.4873 | 111.5533 | 123.9915 | 111.7009 | 72.7259 | 23.8581 | 115.9602 | 179.0169 | 91.8928 | 187.2877 | 154.2197 | 127.339 | 104.9771 | 73.4125
4112 | 8 | 172 | 6 | 45.0127 | 85.3631 | 172.5083 | 133.4375 | 156.0597 | 98.8803 | 124.9777 | 106.7385 | 68.1094 | 24.7324 | 117.2855 | 179.2894 | 83.6858 | 186.0236 | 157.5566 | 119.1529 | 97.317 | 63.2665
4113 | 9 | 172 | 6 | 43.4006 | 94.4516 | 187.6509 | 132.7852 | 158.0926 | 94.0337 | 116.4971 | 108.5501 | 67.4499 | 21.2031 | 114.722 | 177.1971 | 80.89 | 177.614 | 157.9339 | 120.0581 | 93.118 | 67.4203
4114 | 10 | 172 | 6 | 42.669 | 107.1668 | 166.4822 | 134.8588 | 146.5119 | 95.5815 | 118.0877 | 100.1662 | 58.3268 | 21.4547 | 113.1423 | 175.1466 | 86.5502 | 175.3158 | 161.7486 | 121.5657 | 89.3685 | 71.4463
4115 | 11 | 172 | 6 | 42.3519 | 107.8308 | 163.4467 | 136.3052 | 151.2715 | 91.1124 | 116.456 | 102.8422 | 63.6385 | 19.0898 | 113.0784 | 172.7436 | 88.4684 | 170.2237 | 155.2954 | 122.6665 | 87.5541 | 68.0318
4116 | 12 | 172 | 6 | 43.6697 | 108.5362 | 150.8245 | 136.5696 | 149.3066 | 90.2526 | 115.7417 | 100.6312 | 57.9016 | 19.4508 | 110.1431 | 179.6952 | 88.5549 | 171.3227 | 166.8518 | 123.8007 | 85.0736 | 69.8551
4117 | 13 | 172 | 6 | 44.043 | 108.8561 | 153.2404 | 135.3258 | 154.7467 | 93.4957 | 117.7334 | 98.4058 | 62.0595 | 18.2199 | 111.3194 | 179.9816 | 91.2725 | 166.648 | 168.3298 | 122.9744 | 84.7206 | 62.7484
4118 | 14 | 172 | 6 | 43.3571 | 114.2512 | 170.7555 | 135.2463 | 155.7007 | 93.4911 | 123.6872 | 102.1789 | 63.1735 | 20.3419 | 110.7119 | 184.1133 | 88.5187 | 172.0514 | 165.1939 | 125.299 | 89.9654 | 73.8825
4119 | 15 | 172 | 6 | 44.5357 | 107.2672 | 190.6758 | 140.4934 | 165.2713 | 101.1052 | 131.5442 | 100.8262 | 60.8149 | 19.765 | 115.0117 | 189.1151 | 88.1969 | 172.2528 | 173.1908 | 127.8689 | 96.1949 | 64.5362
4120 | 16 | 172 | 6 | 54.8768 | 113.9952 | 217.3461 | 142.3502 | 190.7992 | 108.6663 | 150.653 | 104.1207 | 62.7295 | 21.7742 | 119.7559 | 199.9832 | 108.3224 | 183.3106 | 169.4223 | 131.6405 | 110.6882 | 75.3289
4121 | 17 | 172 | 6 | 81.7102 | 132.1029 | 270.5073 | 155.3606 | 240.0424 | 128.1854 | 197.1442 | 103.8634 | 75.4544 | 25.1727 | 128.9195 | 235.0233 | 173.7755 | 198.4609 | 197.0944 | 146.245 | 151.8427 | 107.1894
4122 | 18 | 172 | 6 | 136.7603 | 184.9307 | 337.7491 | 157.9648 | 295.4569 | 180.2824 | 241.8559 | 130.9657 | 107.2514 | 43.178 | 137.732 | 310.4119 | 209.6483 | 255.1852 | 225.6366 | 202.0643 | 201.8756 | 164.5101
4123 | 19 | 172 | 6 | 128.5172 | 190.7094 | 338.095 | 153.5466 | 283.6876 | 186.2096 | 237.3881 | 143.6332 | 151.3102 | 40.3609 | 133.3613 | 339.207 | 216.0191 | 291.3467 | 240.3044 | 218.2192 | 219.8041 | 208.5739
4124 | 20 | 172 | 6 | 128.9444 | 145.7185 | 334.5089 | 149.0199 | 250.4135 | 172.6926 | 236.334 | 144.2149 | 148.9896 | 33.8585 | 132.4065 | 323.26 | 185.4606 | 269.7565 | 237.6811 | 184.6973 | 214.9017 | 206.1975
4125 | 21 | 172 | 6 | 132.3311 | 132.1435 | 327.7802 | 144.1663 | 242.5877 | 165.2082 | 225.8331 | 137.1599 | 142.0218 | 35.4283 | 135.5461 | 313.4444 | 175.3043 | 262.4495 | 219.0389 | 165.7383 | 216.9069 | 205.162
4126 | 22 | 172 | 6 | 106.3364 | 122.9594 | 325.3444 | 135.6252 | 237.1502 | 154.2384 | 216.5009 | 154.0099 | 146.1543 | 34.0634 | 120.9558 | 293.9628 | 176.8731 | 252.3443 | 198.3302 | 155.6702 | 216.6598 | 203.7122
4127 | 23 | 172 | 6 | 83.6835 | 129.7736 | 327.8587 | 129.8921 | 240.1306 | 153.1537 | 234.6965 | 134.2063 | 142.9836 | 30.9896 | 112.8163 | 285.55 | 185.2489 | 252.1259 | 192.5087 | 155.8004 | 211.3201 | 195.4127
4128 | 0 | 173 | 6 | 79.4322 | 127.8239 | 324.7049 | 130.3603 | 227.3514 | 149.9625 | 232.5491 | 128.7638 | 134.9743 | 27.2609 | 109.9245 | 290.4384 | 174.8814 | 267.3619 | 195.0089 | 149.2728 | 193.3611 | 168.2808
4129 | 1 | 173 | 6 | 79.6974 | 132.463 | 329.0933 | 127.3312 | 230.5658 | 146.7087 | 233.4998 | 135.8929 | 118.1872 | 28.0563 | 107.9091 | 286.5203 | 181.5483 | 274.0229 | 192.4455 | 149.4727 | 184.4583 | 162.3818
4130 | 2 | 173 | 6 | 79.4309 | 135.803 | 324.8622 | 126.015 | 229.107 | 147.3904 | 235.4235 | 131.5575 | 115.2098 | 28.3442 | 110.0561 | 279.7228 | 183.8164 | 283.1707 | 182.7044 | 154.9698 | 184.286 | 159.1949
4131 | 3 | 173 | 6 | 76.4992 | 150.0376 | 322.3541 | 129.7095 | 228.7433 | 149.7582 | 237.7662 | 130.4132 | 113.6567 | 28.3624 | 115.4444 | 281.1169 | 176.3911 | 282.4382 | 174.1425 | 157.8382 | 190.2142 | 157.4413
4132 | 4 | 173 | 6 | 70.2892 | 155.9138 | 322.6536 | 125.1588 | 205.2117 | 135.213 | 235.1415 | 128.3604 | 114.596 | 25.1672 | 113.8726 | 275.2102 | 146.3165 | 283.8411 | 172.7046 | 157.7357 | 177.6351 | 150.1841
4133 | 5 | 173 | 6 | 49.3578 | 133.1773 | 289.1247 | 119.2277 | 177.7069 | 105.4415 | 161.8293 | 123.5078 | 102.7663 | 27.0583 | 114.9661 | 232.6163 | 102.4559 | 252.1649 | 155.6454 | 141.6788 | 129.4029 | 117.6725
4134 | 6 | 173 | 6 | 42.6762 | 103.3582 | 206.8435 | 125.7393 | 166.7498 | 105.4251 | 135.2064 | 113.3602 | 79.7478 | 22.934 | 121.7661 | 194.3992 | 92.6816 | 195.9324 | 154.1452 | 129.5619 | 107.403 | 80.1273
4135 | 7 | 173 | 6 | 42.8155 | 84.7876 | 188.5584 | 129.0798 | 166.4873 | 111.5533 | 123.9915 | 111.7009 | 72.7259 | 23.8581 | 115.9602 | 179.0169 | 91.8928 | 187.2877 | 154.2197 | 127.339 | 104.9771 | 73.4125
4136 | 8 | 173 | 6 | 45.0127 | 85.3631 | 172.5083 | 133.4375 | 156.0597 | 98.8803 | 124.9777 | 106.7385 | 68.1094 | 24.7324 | 117.2855 | 179.2894 | 83.6858 | 186.0236 | 157.5566 | 119.1529 | 97.317 | 63.2665
4137 | 9 | 173 | 6 | 43.4006 | 94.4516 | 187.6509 | 132.7852 | 158.0926 | 94.0337 | 116.4971 | 108.5501 | 67.4499 | 21.2031 | 114.722 | 177.1971 | 80.89 | 177.614 | 157.9339 | 120.0581 | 93.118 | 67.4203
4138 | 10 | 173 | 6 | 42.669 | 107.1668 | 166.4822 | 134.8588 | 146.5119 | 95.5815 | 118.0877 | 100.1662 | 58.3268 | 21.4547 | 113.1423 | 175.1466 | 86.5502 | 175.3158 | 161.7486 | 121.5657 | 89.3685 | 71.4463
4139 | 11 | 173 | 6 | 42.3519 | 107.8308 | 163.4467 | 136.3052 | 151.2715 | 91.1124 | 116.456 | 102.8422 | 63.6385 | 19.0898 | 113.0784 | 172.7436 | 88.4684 | 170.2237 | 155.2954 | 122.6665 | 87.5541 | 68.0318
4140 | 12 | 173 | 6 | 43.6697 | 108.5362 | 150.8245 | 136.5696 | 149.3066 | 90.2526 | 115.7417 | 100.6312 | 57.9016 | 19.4508 | 110.1431 | 179.6952 | 88.5549 | 171.3227 | 166.8518 | 123.8007 | 85.0736 | 69.8551
4141 | 13 | 173 | 6 | 44.043 | 108.8561 | 153.2404 | 135.3258 | 154.7467 | 93.4957 | 117.7334 | 98.4058 | 62.0595 | 18.2199 | 111.3194 | 179.9816 | 91.2725 | 166.648 | 168.3298 | 122.9744 | 84.7206 | 62.7484
4142 | 14 | 173 | 6 | 43.3571 | 114.2512 | 170.7555 | 135.2463 | 155.7007 | 93.4911 | 123.6872 | 102.1789 | 63.1735 | 20.3419 | 110.7119 | 184.1133 | 88.5187 | 172.0514 | 165.1939 | 125.299 | 89.9654 | 73.8825
4143 | 15 | 173 | 6 | 44.5357 | 107.2672 | 190.6758 | 140.4934 | 165.2713 | 101.1052 | 131.5442 | 100.8262 | 60.8149 | 19.765 | 115.0117 | 189.1151 | 88.1969 | 172.2528 | 173.1908 | 127.8689 | 96.1949 | 64.5362
4144 | 16 | 173 | 6 | 54.8768 | 113.9952 | 217.3461 | 142.3502 | 190.7992 | 108.6663 | 150.653 | 104.1207 | 62.7295 | 21.7742 | 119.7559 | 199.9832 | 108.3224 | 183.3106 | 169.4223 | 131.6405 | 110.6882 | 75.3289
4145 | 17 | 173 | 6 | 81.7102 | 132.1029 | 270.5073 | 155.3606 | 240.0424 | 128.1854 | 197.1442 | 103.8634 | 75.4544 | 25.1727 | 128.9195 | 235.0233 | 173.7755 | 198.4609 | 197.0944 | 146.245 | 151.8427 | 107.1894
4146 | 18 | 173 | 6 | 136.7603 | 184.9307 | 337.7491 | 157.9648 | 295.4569 | 180.2824 | 241.8559 | 130.9657 | 107.2514 | 43.178 | 137.732 | 310.4119 | 209.6483 | 255.1852 | 225.6366 | 202.0643 | 201.8756 | 164.5101
4147 | 19 | 173 | 6 | 128.5172 | 190.7094 | 338.095 | 153.5466 | 283.6876 | 186.2096 | 237.3881 | 143.6332 | 151.3102 | 40.3609 | 133.3613 | 339.207 | 216.0191 | 291.3467 | 240.3044 | 218.2192 | 219.8041 | 208.5739
4148 | 20 | 173 | 6 | 128.9444 | 145.7185 | 334.5089 | 149.0199 | 250.4135 | 172.6926 | 236.334 | 144.2149 | 148.9896 | 33.8585 | 132.4065 | 323.26 | 185.4606 | 269.7565 | 237.6811 | 184.6973 | 214.9017 | 206.1975
4149 | 21 | 173 | 6 | 132.3311 | 132.1435 | 327.7802 | 144.1663 | 242.5877 | 165.2082 | 225.8331 | 137.1599 | 142.0218 | 35.4283 | 135.5461 | 313.4444 | 175.3043 | 262.4495 | 219.0389 | 165.7383 | 216.9069 | 205.162
4150 | 22 | 173 | 6 | 106.3364 | 122.9594 | 325.3444 | 135.6252 | 237.1502 | 154.2384 | 216.5009 | 154.0099 | 146.1543 | 34.0634 | 120.9558 | 293.9628 | 176.8731 | 252.3443 | 198.3302 | 155.6702 | 216.6598 | 203.7122
4151 | 23 | 173 | 6 | 83.6835 | 129.7736 | 327.8587 | 129.8921 | 240.1306 | 153.1537 | 234.6965 | 134.2063 | 142.9836 | 30.9896 | 112.8163 | 285.55 | 185.2489 | 252.1259 | 192.5087 | 155.8004 | 211.3201 | 195.4127
4152 | 0 | 174 | 6 | 79.4322 | 127.8239 | 324.7049 | 130.3603 | 227.3514 | 149.9625 | 232.5491 | 128.7638 | 134.9743 | 27.2609 | 109.9245 | 290.4384 | 174.8814 | 267.3619 | 195.0089 | 149.2728 | 193.3611 | 168.2808
4153 | 1 | 174 | 6 | 79.6974 | 132.463 | 329.0933 | 127.3312 | 230.5658 | 146.7087 | 233.4998 | 135.8929 | 118.1872 | 28.0563 | 107.9091 | 286.5203 | 181.5483 | 274.0229 | 192.4455 | 149.4727 | 184.4583 | 162.3818
4154 | 2 | 174 | 6 | 79.4309 | 135.803 | 324.8622 | 126.015 | 229.107 | 147.3904 | 235.4235 | 131.5575 | 115.2098 | 28.3442 | 110.0561 | 279.7228 | 183.8164 | 283.1707 | 182.7044 | 154.9698 | 184.286 | 159.1949
4155 | 3 | 174 | 6 | 76.4992 | 150.0376 | 322.3541 | 129.7095 | 228.7433 | 149.7582 | 237.7662 | 130.4132 | 113.6567 | 28.3624 | 115.4444 | 281.1169 | 176.3911 | 282.4382 | 174.1425 | 157.8382 | 190.2142 | 157.4413
4156 | 4 | 174 | 6 | 70.2892 | 155.9138 | 322.6536 | 125.1588 | 205.2117 | 135.213 | 235.1415 | 128.3604 | 114.596 | 25.1672 | 113.8726 | 275.2102 | 146.3165 | 283.8411 | 172.7046 | 157.7357 | 177.6351 | 150.1841
4157 | 5 | 174 | 6 | 49.3578 | 133.1773 | 289.1247 | 119.2277 | 177.7069 | 105.4415 | 161.8293 | 123.5078 | 102.7663 | 27.0583 | 114.9661 | 232.6163 | 102.4559 | 252.1649 | 155.6454 | 141.6788 | 129.4029 | 117.6725
4158 | 6 | 174 | 6 | 42.6762 | 103.3582 | 206.8435 | 125.7393 | 166.7498 | 105.4251 | 135.2064 | 113.3602 | 79.7478 | 22.934 | 121.7661 | 194.3992 | 92.6816 | 195.9324 | 154.1452 | 129.5619 | 107.403 | 80.1273
4159 | 7 | 174 | 6 | 42.8155 | 84.7876 | 188.5584 | 129.0798 | 166.4873 | 111.5533 | 123.9915 | 111.7009 | 72.7259 | 23.8581 | 115.9602 | 179.0169 | 91.8928 | 187.2877 | 154.2197 | 127.339 | 104.9771 | 73.4125
4160 | 8 | 174 | 6 | 45.0127 | 85.3631 | 172.5083 | 133.4375 | 156.0597 | 98.8803 | 124.9777 | 106.7385 | 68.1094 | 24.7324 | 117.2855 | 179.2894 | 83.6858 | 186.0236 | 157.5566 | 119.1529 | 97.317 | 63.2665
4161 | 9 | 174 | 6 | 43.4006 | 94.4516 | 187.6509 | 132.7852 | 158.0926 | 94.0337 | 116.4971 | 108.5501 | 67.4499 | 21.2031 | 114.722 | 177.1971 | 80.89 | 177.614 | 157.9339 | 120.0581 | 93.118 | 67.4203
4162 | 10 | 174 | 6 | 42.669 | 107.1668 | 166.4822 | 134.8588 | 146.5119 | 95.5815 | 118.0877 | 100.1662 | 58.3268 | 21.4547 | 113.1423 | 175.1466 | 86.5502 | 175.3158 | 161.7486 | 121.5657 | 89.3685 | 71.4463
4163 | 11 | 174 | 6 | 42.3519 | 107.8308 | 163.4467 | 136.3052 | 151.2715 | 91.1124 | 116.456 | 102.8422 | 63.6385 | 19.0898 | 113.0784 | 172.7436 | 88.4684 | 170.2237 | 155.2954 | 122.6665 | 87.5541 | 68.0318
4164 | 12 | 174 | 6 | 43.6697 | 108.5362 | 150.8245 | 136.5696 | 149.3066 | 90.2526 | 115.7417 | 100.6312 | 57.9016 | 19.4508 | 110.1431 | 179.6952 | 88.5549 | 171.3227 | 166.8518 | 123.8007 | 85.0736 | 69.8551
4165 | 13 | 174 | 6 | 44.043 | 108.8561 | 153.2404 | 135.3258 | 154.7467 | 93.4957 | 117.7334 | 98.4058 | 62.0595 | 18.2199 | 111.3194 | 179.9816 | 91.2725 | 166.648 | 168.3298 | 122.9744 | 84.7206 | 62.7484
4166 | 14 | 174 | 6 | 43.3571 | 114.2512 | 170.7555 | 135.2463 | 155.7007 | 93.4911 | 123.6872 | 102.1789 | 63.1735 | 20.3419 | 110.7119 | 184.1133 | 88.5187 | 172.0514 | 165.1939 | 125.299 | 89.9654 | 73.8825
4167 | 15 | 174 | 6 | 44.5357 | 107.2672 | 190.6758 | 140.4934 | 165.2713 | 101.1052 | 131.5442 | 100.8262 | 60.8149 | 19.765 | 115.0117 | 189.1151 | 88.1969 | 172.2528 | 173.1908 | 127.8689 | 96.1949 | 64.5362
4168 | 16 | 174 | 6 | 54.8768 | 113.9952 | 217.3461 | 142.3502 | 190.7992 | 108.6663 | 150.653 | 104.1207 | 62.7295 | 21.7742 | 119.7559 | 199.9832 | 108.3224 | 183.3106 | 169.4223 | 131.6405 | 110.6882 | 75.3289
4169 | 17 | 174 | 6 | 81.7102 | 132.1029 | 270.5073 | 155.3606 | 240.0424 | 128.1854 | 197.1442 | 103.8634 | 75.4544 | 25.1727 | 128.9195 | 235.0233 | 173.7755 | 198.4609 | 197.0944 | 146.245 | 151.8427 | 107.1894
4170 | 18 | 174 | 6 | 136.7603 | 184.9307 | 337.7491 | 157.9648 | 295.4569 | 180.2824 | 241.8559 | 130.9657 | 107.2514 | 43.178 | 137.732 | 310.4119 | 209.6483 | 255.1852 | 225.6366 | 202.0643 | 201.8756 | 164.5101
4171 | 19 | 174 | 6 | 128.5172 | 190.7094 | 338.095 | 153.5466 | 283.6876 | 186.2096 | 237.3881 | 143.6332 | 151.3102 | 40.3609 | 133.3613 | 339.207 | 216.0191 | 291.3467 | 240.3044 | 218.2192 | 219.8041 | 208.5739
4172 | 20 | 174 | 6 | 128.9444 | 145.7185 | 334.5089 | 149.0199 | 250.4135 | 172.6926 | 236.334 | 144.2149 | 148.9896 | 33.8585 | 132.4065 | 323.26 | 185.4606 | 269.7565 | 237.6811 | 184.6973 | 214.9017 | 206.1975
4173 | 21 | 174 | 6 | 132.3311 | 132.1435 | 327.7802 | 144.1663 | 242.5877 | 165.2082 | 225.8331 | 137.1599 | 142.0218 | 35.4283 | 135.5461 | 313.4444 | 175.3043 | 262.4495 | 219.0389 | 165.7383 | 216.9069 | 205.162
4174 | 22 | 174 | 6 | 106.3364 | 122.9594 | 325.3444 | 135.6252 | 237.1502 | 154.2384 | 216.5009 | 154.0099 | 146.1543 | 34.0634 | 120.9558 | 293.9628 | 176.8731 | 252.3443 | 198.3302 | 155.6702 | 216.6598 | 203.7122
4175 | 23 | 174 | 6 | 83.6835 | 129.7736 | 327.8587 | 129.8921 | 240.1306 | 153.1537 | 234.6965 | 134.2063 | 142.9836 | 30.9896 | 112.8163 | 285.55 | 185.2489 | 252.1259 | 192.5087 | 155.8004 | 211.3201 | 195.4127
4176 | 0 | 175 | 6 | 79.4322 | 127.8239 | 324.7049 | 130.3603 | 227.3514 | 149.9625 | 232.5491 | 128.7638 | 134.9743 | 27.2609 | 109.9245 | 290.4384 | 174.8814 | 267.3619 | 195.0089 | 149.2728 | 193.3611 | 168.2808
4177 | 1 | 175 | 6 | 79.6974 | 132.463 | 329.0933 | 127.3312 | 230.5658 | 146.7087 | 233.4998 | 135.8929 | 118.1872 | 28.0563 | 107.9091 | 286.5203 | 181.5483 | 274.0229 | 192.4455 | 149.4727 | 184.4583 | 162.3818
4178 | 2 | 175 | 6 | 79.4309 | 135.803 | 324.8622 | 126.015 | 229.107 | 147.3904 | 235.4235 | 131.5575 | 115.2098 | 28.3442 | 110.0561 | 279.7228 | 183.8164 | 283.1707 | 182.7044 | 154.9698 | 184.286 | 159.1949
4179 | 3 | 175 | 6 | 76.4992 | 150.0376 | 322.3541 | 129.7095 | 228.7433 | 149.7582 | 237.7662 | 130.4132 | 113.6567 | 28.3624 | 115.4444 | 281.1169 | 176.3911 | 282.4382 | 174.1425 | 157.8382 | 190.2142 | 157.4413
4180 | 4 | 175 | 6 | 70.2892 | 155.9138 | 322.6536 | 125.1588 | 205.2117 | 135.213 | 235.1415 | 128.3604 | 114.596 | 25.1672 | 113.8726 | 275.2102 | 146.3165 | 283.8411 | 172.7046 | 157.7357 | 177.6351 | 150.1841
4181 | 5 | 175 | 6 | 49.3578 | 133.1773 | 289.1247 | 119.2277 | 177.7069 | 105.4415 | 161.8293 | 123.5078 | 102.7663 | 27.0583 | 114.9661 | 232.6163 | 102.4559 | 252.1649 | 155.6454 | 141.6788 | 129.4029 | 117.6725
4182 | 6 | 175 | 6 | 42.6762 | 103.3582 | 206.8435 | 125.7393 | 166.7498 | 105.4251 | 135.2064 | 113.3602 | 79.7478 | 22.934 | 121.7661 | 194.3992 | 92.6816 | 195.9324 | 154.1452 | 129.5619 | 107.403 | 80.1273
4183 | 7 | 175 | 6 | 42.8155 | 84.7876 | 188.5584 | 129.0798 | 166.4873 | 111.5533 | 123.9915 | 111.7009 | 72.7259 | 23.8581 | 115.9602 | 179.0169 | 91.8928 | 187.2877 | 154.2197 | 127.339 | 104.9771 | 73.4125
4184 | 8 | 175 | 6 | 45.0127 | 85.3631 | 172.5083 | 133.4375 | 156.0597 | 98.8803 | 124.9777 | 106.7385 | 68.1094 | 24.7324 | 117.2855 | 179.2894 | 83.6858 | 186.0236 | 157.5566 | 119.1529 | 97.317 | 63.2665
4185 | 9 | 175 | 6 | 43.4006 | 94.4516 | 187.6509 | 132.7852 | 158.0926 | 94.0337 | 116.4971 | 108.5501 | 67.4499 | 21.2031 | 114.722 | 177.1971 | 80.89 | 177.614 | 157.9339 | 120.0581 | 93.118 | 67.4203
4186 | 10 | 175 | 6 | 42.669 | 107.1668 | 166.4822 | 134.8588 | 146.5119 | 95.5815 | 118.0877 | 100.1662 | 58.3268 | 21.4547 | 113.1423 | 175.1466 | 86.5502 | 175.3158 | 161.7486 | 121.5657 | 89.3685 | 71.4463
4187 | 11 | 175 | 6 | 42.3519 | 107.8308 | 163.4467 | 136.3052 | 151.2715 | 91.1124 | 116.456 | 102.8422 | 63.6385 | 19.0898 | 113.0784 | 172.7436 | 88.4684 | 170.2237 | 155.2954 | 122.6665 | 87.5541 | 68.0318
4188 | 12 | 175 | 6 | 43.6697 | 108.5362 | 150.8245 | 136.5696 | 149.3066 | 90.2526 | 115.7417 | 100.6312 | 57.9016 | 19.4508 | 110.1431 | 179.6952 | 88.5549 | 171.3227 | 166.8518 | 123.8007 | 85.0736 | 69.8551
4189 | 13 | 175 | 6 | 44.043 | 108.8561 | 153.2404 | 135.3258 | 154.7467 | 93.4957 | 117.7334 | 98.4058 | 62.0595 | 18.2199 | 111.3194 | 179.9816 | 91.2725 | 166.648 | 168.3298 | 122.9744 | 84.7206 | 62.7484
4190 | 14 | 175 | 6 | 43.3571 | 114.2512 | 170.7555 | 135.2463 | 155.7007 | 93.4911 | 123.6872 | 102.1789 | 63.1735 | 20.3419 | 110.7119 | 184.1133 | 88.5187 | 172.0514 | 165.1939 | 125.299 | 89.9654 | 73.8825
4191 | 15 | 175 | 6 | 44.5357 | 107.2672 | 190.6758 | 140.4934 | 165.2713 | 101.1052 | 131.5442 | 100.8262 | 60.8149 | 19.765 | 115.0117 | 189.1151 | 88.1969 | 172.2528 | 173.1908 | 127.8689 | 96.1949 | 64.5362
4192 | 16 | 175 | 6 | 54.8768 | 113.9952 | 217.3461 | 142.3502 | 190.7992 | 108.6663 | 150.653 | 104.1207 | 62.7295 | 21.7742 | 119.7559 | 199.9832 | 108.3224 | 183.3106 | 169.4223 | 131.6405 | 110.6882 | 75.3289
4193 | 17 | 175 | 6 | 81.7102 | 132.1029 | 270.5073 | 155.3606 | 240.0424 | 128.1854 | 197.1442 | 103.8634 | 75.4544 | 25.1727 | 128.9195 | 235.0233 | 173.7755 | 198.4609 | 197.0944 | 146.245 | 151.8427 | 107.1894
4194 | 18 | 175 | 6 | 136.7603 | 184.9307 | 337.7491 | 157.9648 | 295.4569 | 180.2824 | 241.8559 | 130.9657 | 107.2514 | 43.178 | 137.732 | 310.4119 | 209.6483 | 255.1852 | 225.6366 | 202.0643 | 201.8756 | 164.5101
4195 | 19 | 175 | 6 | 128.5172 | 190.7094 | 338.095 | 153.5466 | 283.6876 | 186.2096 | 237.3881 | 143.6332 | 151.3102 | 40.3609 | 133.3613 | 339.207 | 216.0191 | 291.3467 | 240.3044 | 218.2192 | 219.8041 | 208.5739
4196 | 20 | 175 | 6 | 128.9444 | 145.7185 | 334.5089 | 149.0199 | 250.4135 | 172.6926 | 236.334 | 144.2149 | 148.9896 | 33.8585 | 132.4065 | 323.26 | 185.4606 | 269.7565 | 237.6811 | 184.6973 | 214.9017 | 206.1975
4197 | 21 | 175 | 6 | 132.3311 | 132.1435 | 327.7802 | 144.1663 | 242.5877 | 165.2082 | 225.8331 | 137.1599 | 142.0218 | 35.4283 | 135.5461 | 313.4444 | 175.3043 | 262.4495 | 219.0389 | 165.7383 | 216.9069 | 205.162
4198 | 22 | 175 | 6 | 106.3364 | 122.9594 | 325.3444 | 135.6252 | 237.1502 | 154.2384 | 216.5009 | 154.0099 | 146.1543 | 34.0634 | 120.9558 | 293.9628 | 176.8731 | 252.3443 | 198.3302 | 155.6702 | 216.6598 | 203.7122
4199 | 23 | 175 | 6 | 83.6835 | 129.7736 | 327.8587 | 129.8921 | 240.1306 | 153.1537 | 234.6965 | 134.2063 | 142.9836 | 30.9896 | 112.8163 | 285.55 | 185.2489 | 252.1259 | 192.5087 | 155.8004 | 211.3201 | 195.4127
4200 | 0 | 176 | 6 | 79.4322 | 127.8239 | 324.7049 | 130.3603 | 227.3514 | 149.9625 | 232.5491 | 128.7638 | 134.9743 | 27.2609 | 109.9245 | 290.4384 | 174.8814 | 267.3619 | 195.0089 | 149.2728 | 193.3611 | 168.2808
4201 | 1 | 176 | 6 | 79.6974 | 132.463 | 329.0933 | 127.3312 | 230.5658 | 146.7087 | 233.4998 | 135.8929 | 118.1872 | 28.0563 | 107.9091 | 286.5203 | 181.5483 | 274.0229 | 192.4455 | 149.4727 | 184.4583 | 162.3818
4202 | 2 | 176 | 6 | 79.4309 | 135.803 | 324.8622 | 126.015 | 229.107 | 147.3904 | 235.4235 | 131.5575 | 115.2098 | 28.3442 | 110.0561 | 279.7228 | 183.8164 | 283.1707 | 182.7044 | 154.9698 | 184.286 | 159.1949
4203 | 3 | 176 | 6 | 76.4992 | 150.0376 | 322.3541 | 129.7095 | 228.7433 | 149.7582 | 237.7662 | 130.4132 | 113.6567 | 28.3624 | 115.4444 | 281.1169 | 176.3911 | 282.4382 | 174.1425 | 157.8382 | 190.2142 | 157.4413
4204 | 4 | 176 | 6 | 70.2892 | 155.9138 | 322.6536 | 125.1588 | 205.2117 | 135.213 | 235.1415 | 128.3604 | 114.596 | 25.1672 | 113.8726 | 275.2102 | 146.3165 | 283.8411 | 172.7046 | 157.7357 | 177.6351 | 150.1841
4205 | 5 | 176 | 6 | 49.3578 | 133.1773 | 289.1247 | 119.2277 | 177.7069 | 105.4415 | 161.8293 | 123.5078 | 102.7663 | 27.0583 | 114.9661 | 232.6163 | 102.4559 | 252.1649 | 155.6454 | 141.6788 | 129.4029 | 117.6725
4206 | 6 | 176 | 6 | 42.6762 | 103.3582 | 206.8435 | 125.7393 | 166.7498 | 105.4251 | 135.2064 | 113.3602 | 79.7478 | 22.934 | 121.7661 | 194.3992 | 92.6816 | 195.9324 | 154.1452 | 129.5619 | 107.403 | 80.1273
4207 | 7 | 176 | 6 | 42.8155 | 84.7876 | 188.5584 | 129.0798 | 166.4873 | 111.5533 | 123.9915 | 111.7009 | 72.7259 | 23.8581 | 115.9602 | 179.0169 | 91.8928 | 187.2877 | 154.2197 | 127.339 | 104.9771 | 73.4125
4208 | 8 | 176 | 6 | 45.0127 | 85.3631 | 172.5083 | 133.4375 | 156.0597 | 98.8803 | 124.9777 | 106.7385 | 68.1094 | 24.7324 | 117.2855 | 179.2894 | 83.6858 | 186.0236 | 157.5566 | 119.1529 | 97.317 | 63.2665
4209 | 9 | 176 | 6 | 43.4006 | 94.4516 | 187.6509 | 132.7852 | 158.0926 | 94.0337 | 116.4971 | 108.5501 | 67.4499 | 21.2031 | 114.722 | 177.1971 | 80.89 | 177.614 | 157.9339 | 120.0581 | 93.118 | 67.4203
4210 | 10 | 176 | 6 | 42.669 | 107.1668 | 166.4822 | 134.8588 | 146.5119 | 95.5815 | 118.0877 | 100.1662 | 58.3268 | 21.4547 | 113.1423 | 175.1466 | 86.5502 | 175.3158 | 161.7486 | 121.5657 | 89.3685 | 71.4463
4211 | 11 | 176 | 6 | 42.3519 | 107.8308 | 163.4467 | 136.3052 | 151.2715 | 91.1124 | 116.456 | 102.8422 | 63.6385 | 19.0898 | 113.0784 | 172.7436 | 88.4684 | 170.2237 | 155.2954 | 122.6665 | 87.5541 | 68.0318
4212 | 12 | 176 | 6 | 43.6697 | 108.5362 | 150.8245 | 136.5696 | 149.3066 | 90.2526 | 115.7417 | 100.6312 | 57.9016 | 19.4508 | 110.1431 | 179.6952 | 88.5549 | 171.3227 | 166.8518 | 123.8007 | 85.0736 | 69.8551
4213 | 13 | 176 | 6 | 44.043 | 108.8561 | 153.2404 | 135.3258 | 154.7467 | 93.4957 | 117.7334 | 98.4058 | 62.0595 | 18.2199 | 111.3194 | 179.9816 | 91.2725 | 166.648 | 168.3298 | 122.9744 | 84.7206 | 62.7484
4214 | 14 | 176 | 6 | 43.3571 | 114.2512 | 170.7555 | 135.2463 | 155.7007 | 93.4911 | 123.6872 | 102.1789 | 63.1735 | 20.3419 | 110.7119 | 184.1133 | 88.5187 | 172.0514 | 165.1939 | 125.299 | 89.9654 | 73.8825
4215 | 15 | 176 | 6 | 44.5357 | 107.2672 | 190.6758 | 140.4934 | 165.2713 | 101.1052 | 131.5442 | 100.8262 | 60.8149 | 19.765 | 115.0117 | 189.1151 | 88.1969 | 172.2528 | 173.1908 | 127.8689 | 96.1949 | 64.5362
4216 | 16 | 176 | 6 | 54.8768 | 113.9952 | 217.3461 | 142.3502 | 190.7992 | 108.6663 | 150.653 | 104.1207 | 62.7295 | 21.7742 | 119.7559 | 199.9832 | 108.3224 | 183.3106 | 169.4223 | 131.6405 | 110.6882 | 75.3289
4217 | 17 | 176 | 6 | 81.7102 | 132.1029 | 270.5073 | 155.3606 | 240.0424 | 128.1854 | 197.1442 | 103.8634 | 75.4544 | 25.1727 | 128.9195 | 235.0233 | 173.7755 | 198.4609 | 197.0944 | 146.245 | 151.8427 | 107.1894
4218 | 18 | 176 | 6 | 136.7603 | 184.9307 | 337.7491 | 157.9648 | 295.4569 | 180.2824 | 241.8559 | 130.9657 | 107.2514 | 43.178 | 137.732 | 310.4119 | 209.6483 | 255.1852 | 225.6366 | 202.0643 | 201.8756 | 164.5101
4219 | 19 | 176 | 6 | 128.5172 | 190.7094 | 338.095 | 153.5466 | 283.6876 | 186.2096 | 237.3881 | 143.6332 | 151.3102 | 40.3609 | 133.3613 | 339.207 | 216.0191 | 291.3467 | 240.3044 | 218.2192 | 219.8041 | 208.5739
4220 | 20 | 176 | 6 | 128.9444 | 145.7185 | 334.5089 | 149.0199 | 250.4135 | 172.6926 | 236.334 | 144.2149 | 148.9896 | 33.8585 | 132.4065 | 323.26 | 185.4606 | 269.7565 | 237.6811 | 184.6973 | 214.9017 | 206.1975
4221 | 21 | 176 | 6 | 132.3311 | 132.1435 | 327.7802 | 144.1663 | 242.5877 | 165.2082 | 225.8331 | 137.1599 | 142.0218 | 35.4283 | 135.5461 | 313.4444 | 175.3043 | 262.4495 | 219.0389 | 165.7383 | 216.9069 | 205.162
4222 | 22 | 176 | 6 | 106.3364 | 122.9594 | 325.3444 | 135.6252 | 237.1502 | 154.2384 | 216.5009 | 154.0099 | 146.1543 | 34.0634 | 120.9558 | 293.9628 | 176.8731 | 252.3443 | 198.3302 | 155.6702 | 216.6598 | 203.7122
4223 | 23 | 176 | 6 | 83.6835 | 129.7736 | 327.8587 | 129.8921 | 240.1306 | 153.1537 | 234.6965 | 134.2063 | 142.9836 | 30.9896 | 112.8163 | 285.55 | 185.2489 | 252.1259 | 192.5087 | 155.8004 | 211.3201 | 195.4127
4224 | 0 | 177 | 6 | 79.4322 | 127.8239 | 324.7049 | 130.3603 | 227.3514 | 149.9625 | 232.5491 | 128.7638 | 134.9743 | 27.2609 | 109.9245 | 290.4384 | 174.8814 | 267.3619 | 195.0089 | 149.2728 | 193.3611 | 168.2808
4225 | 1 | 177 | 6 | 79.6974 | 132.463 | 329.0933 | 127.3312 | 230.5658 | 146.7087 | 233.4998 | 135.8929 | 118.1872 | 28.0563 | 107.9091 | 286.5203 | 181.5483 | 274.0229 | 192.4455 | 149.4727 | 184.4583 | 162.3818
4226 | 2 | 177 | 6 | 79.4309 | 135.803 | 324.8622 | 126.015 | 229.107 | 147.3904 | 235.4235 | 131.5575 | 115.2098 | 28.3442 | 110.0561 | 279.7228 | 183.8164 | 283.1707 | 182.7044 | 154.9698 | 184.286 | 159.1949
4227 | 3 | 177 | 6 | 76.4992 | 150.0376 | 322.3541 | 129.7095 | 228.7433 | 149.7582 | 237.7662 | 130.4132 | 113.6567 | 28.3624 | 115.4444 | 281.1169 | 176.3911 | 282.4382 | 174.1425 | 157.8382 | 190.2142 | 157.4413
4228 | 4 | 177 | 6 | 70.2892 | 155.9138 | 322.6536 | 125.1588 | 205.2117 | 135.213 | 235.1415 | 128.3604 | 114.596 | 25.1672 | 113.8726 | 275.2102 | 146.3165 | 283.8411 | 172.7046 | 157.7357 | 177.6351 | 150.1841
4229 | 5 | 177 | 6 | 49.3578 | 133.1773 | 289.1247 | 119.2277 | 177.7069 | 105.4415 | 161.8293 | 123.5078 | 102.7663 | 27.0583 | 114.9661 | 232.6163 | 102.4559 | 252.1649 | 155.6454 | 141.6788 | 129.4029 | 117.6725
4230 | 6 | 177 | 6 | 42.6762 | 103.3582 | 206.8435 | 125.7393 | 166.7498 | 105.4251 | 135.2064 | 113.3602 | 79.7478 | 22.934 | 121.7661 | 194.3992 | 92.6816 | 195.9324 | 154.1452 | 129.5619 | 107.403 | 80.1273
4231 | 7 | 177 | 6 | 42.8155 | 84.7876 | 188.5584 | 129.0798 | 166.4873 | 111.5533 | 123.9915 | 111.7009 | 72.7259 | 23.8581 | 115.9602 | 179.0169 | 91.8928 | 187.2877 | 154.2197 | 127.339 | 104.9771 | 73.4125
4232 | 8 | 177 | 6 | 45.0127 | 85.3631 | 172.5083 | 133.4375 | 156.0597 | 98.8803 | 124.9777 | 106.7385 | 68.1094 | 24.7324 | 117.2855 | 179.2894 | 83.6858 | 186.0236 | 157.5566 | 119.1529 | 97.317 | 63.2665
4233 | 9 | 177 | 6 | 43.4006 | 94.4516 | 187.6509 | 132.7852 | 158.0926 | 94.0337 | 116.4971 | 108.5501 | 67.4499 | 21.2031 | 114.722 | 177.1971 | 80.89 | 177.614 | 157.9339 | 120.0581 | 93.118 | 67.4203
4234 | 10 | 177 | 6 | 42.669 | 107.1668 | 166.4822 | 134.8588 | 146.5119 | 95.5815 | 118.0877 | 100.1662 | 58.3268 | 21.4547 | 113.1423 | 175.1466 | 86.5502 | 175.3158 | 161.7486 | 121.5657 | 89.3685 | 71.4463
4235 | 11 | 177 | 6 | 42.3519 | 107.8308 | 163.4467 | 136.3052 | 151.2715 | 91.1124 | 116.456 | 102.8422 | 63.6385 | 19.0898 | 113.0784 | 172.7436 | 88.4684 | 170.2237 | 155.2954 | 122.6665 | 87.5541 | 68.0318
4236 | 12 | 177 | 6 | 43.6697 | 108.5362 | 150.8245 | 136.5696 | 149.3066 | 90.2526 | 115.7417 | 100.6312 | 57.9016 | 19.4508 | 110.1431 | 179.6952 | 88.5549 | 171.3227 | 166.8518 | 123.8007 | 85.0736 | 69.8551
4237 | 13 | 177 | 6 | 44.043 | 108.8561 | 153.2404 | 135.3258 | 154.7467 | 93.4957 | 117.7334 | 98.4058 | 62.0595 | 18.2199 | 111.3194 | 179.9816 | 91.2725 | 166.648 | 168.3298 | 122.9744 | 84.7206 | 62.7484
4238 | 14 | 177 | 6 | 43.3571 | 114.2512 | 170.7555 | 135.2463 | 155.7007 | 93.4911 | 123.6872 | 102.1789 | 63.1735 | 20.3419 | 110.7119 | 184.1133 | 88.5187 | 172.0514 | 165.1939 | 125.299 | 89.9654 | 73.8825
4239 | 15 | 177 | 6 | 44.5357 | 107.2672 | 190.6758 | 140.4934 | 165.2713 | 101.1052 | 131.5442 | 100.8262 | 60.8149 | 19.765 | 115.0117 | 189.1151 | 88.1969 | 172.2528 | 173.1908 | 127.8689 | 96.1949 | 64.5362
4240 | 16 | 177 | 6 | 54.8768 | 113.9952 | 217.3461 | 142.3502 | 190.7992 | 108.6663 | 150.653 | 104.1207 | 62.7295 | 21.7742 | 119.7559 | 199.9832 | 108.3224 | 183.3106 | 169.4223 | 131.6405 | 110.6882 | 75.3289
4241 | 17 | 177 | 6 | 81.7102 | 132.1029 | 270.5073 | 155.3606 | 240.0424 | 128.1854 | 197.1442 | 103.8634 | 75.4544 | 25.1727 | 128.9195 | 235.0233 | 173.7755 | 198.4609 | 197.0944 | 146.245 | 151.8427 | 107.1894
4242 | 18 | 177 | 6 | 136.7603 | 184.9307 | 337.7491 | 157.9648 | 295.4569 | 180.2824 | 241.8559 | 130.9657 | 107.2514 | 43.178 | 137.732 | 310.4119 | 209.6483 | 255.1852 | 225.6366 | 202.0643 | 201.8756 | 164.5101
4243 | 19 | 177 | 6 | 128.5172 | 190.7094 | 338.095 | 153.5466 | 283.6876 | 186.2096 | 237.3881 | 143.6332 | 151.3102 | 40.3609 | 133.3613 | 339.207 | 216.0191 | 291.3467 | 240.3044 | 218.2192 | 219.8041 | 208.5739
4244 | 20 | 177 | 6 | 128.9444 | 145.7185 | 334.5089 | 149.0199 | 250.4135 | 172.6926 | 236.334 | 144.2149 | 148.9896 | 33.8585 | 132.4065 | 323.26 | 185.4606 | 269.7565 | 237.6811 | 184.6973 | 214.9017 | 206.1975
4245 | 21 | 177 | 6 | 132.3311 | 132.1435 | 327.7802 | 144.1663 | 242.5877 | 165.2082 | 225.8331 | 137.1599 | 142.0218 | 35.4283 | 135.5461 | 313.4444 | 175.3043 | 262.4495 | 219.0389 | 165.7383 | 216.9069 | 205.162
4246 | 22 | 177 | 6 | 106.3364 | 122.9594 | 325.3444 | 135.6252 | 237.1502 | 154.2384 | 216.5009 | 154.0099 | 146.1543 | 34.0634 | 120.9558 | 293.9628 | 176.8731 | 252.3443 | 198.3302 | 155.6702 | 216.6598 | 203.7122
4247 | 23 | 177 | 6 | 83.6835 | 129.7736 | 327.8587 | 129.8921 | 240.1306 | 153.1537 | 234.6965 | 134.2063 | 142.9836 | 30.9896 | 112.8163 | 285.55 | 185.2489 | 252.1259 | 192.5087 | 155.8004 | 211.3201 | 195.4127
4248 | 0 | 178 | 6 | 79.4322 | 127.8239 | 324.7049 | 130.3603 | 227.3514 | 149.9625 | 232.5491 | 128.7638 | 134.9743 | 27.2609 | 109.9245 | 290.4384 | 174.8814 | 267.3619 | 195.0089 | 149.2728 | 193.3611 | 168.2808
4249 | 1 | 178 | 6 | 79.6974 | 132.463 | 329.0933 | 127.3312 | 230.5658 | 146.7087 | 233.4998 | 135.8929 | 118.1872 | 28.0563 | 107.9091 | 286.5203 | 181.5483 | 274.0229 | 192.4455 | 149.4727 | 184.4583 | 162.3818
4250 | 2 | 178 | 6 | 79.4309 | 135.803 | 324.8622 | 126.015 | 229.107 | 147.3904 | 235.4235 | 131.5575 | 115.2098 | 28.3442 | 110.0561 | 279.7228 | 183.8164 | 283.1707 | 182.7044 | 154.9698 | 184.286 | 159.1949
4251 | 3 | 178 | 6 | 76.4992 | 150.0376 | 322.3541 | 129.7095 | 228.7433 | 149.7582 | 237.7662 | 130.4132 | 113.6567 | 28.3624 | 115.4444 | 281.1169 | 176.3911 | 282.4382 | 174.1425 | 157.8382 | 190.2142 | 157.4413
4252 | 4 | 178 | 6 | 70.2892 | 155.9138 | 322.6536 | 125.1588 | 205.2117 | 135.213 | 235.1415 | 128.3604 | 114.596 | 25.1672 | 113.8726 | 275.2102 | 146.3165 | 283.8411 | 172.7046 | 157.7357 | 177.6351 | 150.1841
4253 | 5 | 178 | 6 | 49.3578 | 133.1773 | 289.1247 | 119.2277 | 177.7069 | 105.4415 | 161.8293 | 123.5078 | 102.7663 | 27.0583 | 114.9661 | 232.6163 | 102.4559 | 252.1649 | 155.6454 | 141.6788 | 129.4029 | 117.6725
4254 | 6 | 178 | 6 | 42.6762 | 103.3582 | 206.8435 | 125.7393 | 166.7498 | 105.4251 | 135.2064 | 113.3602 | 79.7478 | 22.934 | 121.7661 | 194.3992 | 92.6816 | 195.9324 | 154.1452 | 129.5619 | 107.403 | 80.1273
4255 | 7 | 178 | 6 | 42.8155 | 84.7876 | 188.5584 | 129.0798 | 166.4873 | 111.5533 | 123.9915 | 111.7009 | 72.7259 | 23.8581 | 115.9602 | 179.0169 | 91.8928 | 187.2877 | 154.2197 | 127.339 | 104.9771 | 73.4125
4256 | 8 | 178 | 6 | 45.0127 | 85.3631 | 172.5083 | 133.4375 | 156.0597 | 98.8803 | 124.9777 | 106.7385 | 68.1094 | 24.7324 | 117.2855 | 179.2894 | 83.6858 | 186.0236 | 157.5566 | 119.1529 | 97.317 | 63.2665
4257 | 9 | 178 | 6 | 43.4006 | 94.4516 | 187.6509 | 132.7852 | 158.0926 | 94.0337 | 116.4971 | 108.5501 | 67.4499 | 21.2031 | 114.722 | 177.1971 | 80.89 | 177.614 | 157.9339 | 120.0581 | 93.118 | 67.4203
4258 | 10 | 178 | 6 | 42.669 | 107.1668 | 166.4822 | 134.8588 | 146.5119 | 95.5815 | 118.0877 | 100.1662 | 58.3268 | 21.4547 | 113.1423 | 175.1466 | 86.5502 | 175.3158 | 161.7486 | 121.5657 | 89.3685 | 71.4463
4259 | 11 | 178 | 6 | 42.3519 | 107.8308 | 163.4467 | 136.3052 | 151.2715 | 91.1124 | 116.456 | 102.8422 | 63.6385 | 19.0898 | 113.0784 | 172.7436 | 88.4684 | 170.2237 | 155.2954 | 122.6665 | 87.5541 | 68.0318
4260 | 12 | 178 | 6 | 43.6697 | 108.5362 | 150.8245 | 136.5696 | 149.3066 | 90.2526 | 115.7417 | 100.6312 | 57.9016 | 19.4508 | 110.1431 | 179.6952 | 88.5549 | 171.3227 | 166.8518 | 123.8007 | 85.0736 | 69.8551
4261 | 13 | 178 | 6 | 44.043 | 108.8561 | 153.2404 | 135.3258 | 154.7467 | 93.4957 | 117.7334 | 98.4058 | 62.0595 | 18.2199 | 111.3194 | 179.9816 | 91.2725 | 166.648 | 168.3298 | 122.9744 | 84.7206 | 62.7484
4262 | 14 | 178 | 6 | 43.3571 | 114.2512 | 170.7555 | 135.2463 | 155.7007 | 93.4911 | 123.6872 | 102.1789 | 63.1735 | 20.3419 | 110.7119 | 184.1133 | 88.5187 | 172.0514 | 165.1939 | 125.299 | 89.9654 | 73.8825
4263 | 15 | 178 | 6 | 44.5357 | 107.2672 | 190.6758 | 140.4934 | 165.2713 | 101.1052 | 131.5442 | 100.8262 | 60.8149 | 19.765 | 115.0117 | 189.1151 | 88.1969 | 172.2528 | 173.1908 | 127.8689 | 96.1949 | 64.5362
4264 | 16 | 178 | 6 | 54.8768 | 113.9952 | 217.3461 | 142.3502 | 190.7992 | 108.6663 | 150.653 | 104.1207 | 62.7295 | 21.7742 | 119.7559 | 199.9832 | 108.3224 | 183.3106 | 169.4223 | 131.6405 | 110.6882 | 75.3289
4265 | 17 | 178 | 6 | 81.7102 | 132.1029 | 270.5073 | 155.3606 | 240.0424 | 128.1854 | 197.1442 | 103.8634 | 75.4544 | 25.1727 | 128.9195 | 235.0233 | 173.7755 | 198.4609 | 197.0944 | 146.245 | 151.8427 | 107.1894
4266 | 18 | 178 | 6 | 136.7603 | 184.9307 | 337.7491 | 157.9648 | 295.4569 | 180.2824 | 241.8559 | 130.9657 | 107.2514 | 43.178 | 137.732 | 310.4119 | 209.6483 | 255.1852 | 225.6366 | 202.0643 | 201.8756 | 164.5101
4267 | 19 | 178 | 6 | 128.5172 | 190.7094 | 338.095 | 153.5466 | 283.6876 | 186.2096 | 237.3881 | 143.6332 | 151.3102 | 40.3609 | 133.3613 | 339.207 | 216.0191 | 291.3467 | 240.3044 | 218.2192 | 219.8041 | 208.5739
4268 | 20 | 178 | 6 | 128.9444 | 145.7185 | 334.5089 | 149.0199 | 250.4135 | 172.6926 | 236.334 | 144.2149 | 148.9896 | 33.8585 | 132.4065 | 323.26 | 185.4606 | 269.7565 | 237.6811 | 184.6973 | 214.9017 | 206.1975
4269 | 21 | 178 | 6 | 132.3311 | 132.1435 | 327.7802 | 144.1663 | 242.5877 | 165.2082 | 225.8331 | 137.1599 | 142.0218 | 35.4283 | 135.5461 | 313.4444 | 175.3043 | 262.4495 | 219.0389 | 165.7383 | 216.9069 | 205.162
4270 | 22 | 178 | 6 | 106.3364 | 122.9594 | 325.3444 | 135.6252 | 237.1502 | 154.2384 | 216.5009 | 154.0099 | 146.1543 | 34.0634 | 120.9558 | 293.9628 | 176.8731 | 252.3443 | 198.3302 | 155.6702 | 216.6598 | 203.7122
4271 | 23 | 178 | 6 | 83.6835 | 129.7736 | 327.8587 | 129.8921 | 240.1306 | 153.1537 | 234.6965 | 134.2063 | 142.9836 | 30.9896 | 112.8163 | 285.55 | 185.2489 | 252.1259 | 192.5087 | 155.8004 | 211.3201 | 195.4127
4272 | 0 | 179 | 6 | 79.4322 | 127.8239 | 324.7049 | 130.3603 | 227.3514 | 149.9625 | 232.5491 | 128.7638 | 134.9743 | 27.2609 | 109.9245 | 290.4384 | 174.8814 | 267.3619 | 195.0089 | 149.2728 | 193.3611 | 168.2808
4273 | 1 | 179 | 6 | 79.6974 | 132.463 | 329.0933 | 127.3312 | 230.5658 | 146.7087 | 233.4998 | 135.8929 | 118.1872 | 28.0563 | 107.9091 | 286.5203 | 181.5483 | 274.0229 | 192.4455 | 149.4727 | 184.4583 | 162.3818
4274 | 2 | 179 | 6 | 79.4309 | 135.803 | 324.8622 | 126.015 | 229.107 | 147.3904 | 235.4235 | 131.5575 | 115.2098 | 28.3442 | 110.0561 | 279.7228 | 183.8164 | 283.1707 | 182.7044 | 154.9698 | 184.286 | 159.1949
4275 | 3 | 179 | 6 | 76.4992 | 150.0376 | 322.3541 | 129.7095 | 228.7433 | 149.7582 | 237.7662 | 130.4132 | 113.6567 | 28.3624 | 115.4444 | 281.1169 | 176.3911 | 282.4382 | 174.1425 | 157.8382 | 190.2142 | 157.4413
4276 | 4 | 179 | 6 | 70.2892 | 155.9138 | 322.6536 | 125.1588 | 205.2117 | 135.213 | 235.1415 | 128.3604 | 114.596 | 25.1672 | 113.8726 | 275.2102 | 146.3165 | 283.8411 | 172.7046 | 157.7357 | 177.6351 | 150.1841
4277 | 5 | 179 | 6 | 49.3578 | 133.1773 | 289.1247 | 119.2277 | 177.7069 | 105.4415 | 161.8293 | 123.5078 | 102.7663 | 27.0583 | 114.9661 | 232.6163 | 102.4559 | 252.1649 | 155.6454 | 141.6788 | 129.4029 | 117.6725
4278 | 6 | 179 | 6 | 42.6762 | 103.3582 | 206.8435 | 125.7393 | 166.7498 | 105.4251 | 135.2064 | 113.3602 | 79.7478 | 22.934 | 121.7661 | 194.3992 | 92.6816 | 195.9324 | 154.1452 | 129.5619 | 107.403 | 80.1273
4279 | 7 | 179 | 6 | 42.8155 | 84.7876 | 188.5584 | 129.0798 | 166.4873 | 111.5533 | 123.9915 | 111.7009 | 72.7259 | 23.8581 | 115.9602 | 179.0169 | 91.8928 | 187.2877 | 154.2197 | 127.339 | 104.9771 | 73.4125
4280 | 8 | 179 | 6 | 45.0127 | 85.3631 | 172.5083 | 133.4375 | 156.0597 | 98.8803 | 124.9777 | 106.7385 | 68.1094 | 24.7324 | 117.2855 | 179.2894 | 83.6858 | 186.0236 | 157.5566 | 119.1529 | 97.317 | 63.2665
4281 | 9 | 179 | 6 | 43.4006 | 94.4516 | 187.6509 | 132.7852 | 158.0926 | 94.0337 | 116.4971 | 108.5501 | 67.4499 | 21.2031 | 114.722 | 177.1971 | 80.89 | 177.614 | 157.9339 | 120.0581 | 93.118 | 67.4203
4282 | 10 | 179 | 6 | 42.669 | 107.1668 | 166.4822 | 134.8588 | 146.5119 | 95.5815 | 118.0877 | 100.1662 | 58.3268 | 21.4547 | 113.1423 | 175.1466 | 86.5502 | 175.3158 | 161.7486 | 121.5657 | 89.3685 | 71.4463
4283 | 11 | 179 | 6 | 42.3519 | 107.8308 | 163.4467 | 136.3052 | 151.2715 | 91.1124 | 116.456 | 102.8422 | 63.6385 | 19.0898 | 113.0784 | 172.7436 | 88.4684 | 170.2237 | 155.2954 | 122.6665 | 87.5541 | 68.0318
4284 | 12 | 179 | 6 | 43.6697 | 108.5362 | 150.8245 | 136.5696 | 149.3066 | 90.2526 | 115.7417 | 100.6312 | 57.9016 | 19.4508 | 110.1431 | 179.6952 | 88.5549 | 171.3227 | 166.8518 | 123.8007 | 85.0736 | 69.8551
4285 | 13 | 179 | 6 | 44.043 | 108.8561 | 153.2404 | 135.3258 | 154.7467 | 93.4957 | 117.7334 | 98.4058 | 62.0595 | 18.2199 | 111.3194 | 179.9816 | 91.2725 | 166.648 | 168.3298 | 122.9744 | 84.7206 | 62.7484
4286 | 14 | 179 | 6 | 43.3571 | 114.2512 | 170.7555 | 135.2463 | 155.7007 | 93.4911 | 123.6872 | 102.1789 | 63.1735 | 20.3419 | 110.7119 | 184.1133 | 88.5187 | 172.0514 | 165.1939 | 125.299 | 89.9654 | 73.8825
4287 | 15 | 179 | 6 | 44.5357 | 107.2672 | 190.6758 | 140.4934 | 165.2713 | 101.1052 | 131.5442 | 100.8262 | 60.8149 | 19.765 | 115.0117 | 189.1151 | 88.1969 | 172.2528 | 173.1908 | 127.8689 | 96.1949 | 64.5362
4288 | 16 | 179 | 6 | 54.8768 | 113.9952 | 217.3461 | 142.3502 | 190.7992 | 108.6663 | 150.653 | 104.1207 | 62.7295 | 21.7742 | 119.7559 | 199.9832 | 108.3224 | 183.3106 | 169.4223 | 131.6405 | 110.6882 | 75.3289
4289 | 17 | 179 | 6 | 81.7102 | 132.1029 | 270.5073 | 155.3606 | 240.0424 | 128.1854 | 197.1442 | 103.8634 | 75.4544 | 25.1727 | 128.9195 | 235.0233 | 173.7755 | 198.4609 | 197.0944 | 146.245 | 151.8427 | 107.1894
4290 | 18 | 179 | 6 | 136.7603 | 184.9307 | 337.7491 | 157.9648 | 295.4569 | 180.2824 | 241.8559 | 130.9657 | 107.2514 | 43.178 | 137.732 | 310.4119 | 209.6483 | 255.1852 | 225.6366 | 202.0643 | 201.8756 | 164.5101
4291 | 19 | 179 | 6 | 128.5172 | 190.7094 | 338.095 | 153.5466 | 283.6876 | 186.2096 | 237.3881 | 143.6332 | 151.3102 | 40.3609 | 133.3613 | 339.207 | 216.0191 | 291.3467 | 240.3044 | 218.2192 | 219.8041 | 208.5739
4292 | 20 | 179 | 6 | 128.9444 | 145.7185 | 334.5089 | 149.0199 | 250.4135 | 172.6926 | 236.334 | 144.2149 | 148.9896 | 33.8585 | 132.4065 | 323.26 | 185.4606 | 269.7565 | 237.6811 | 184.6973 | 214.9017 | 206.1975
4293 | 21 | 179 | 6 | 132.3311 | 132.1435 | 327.7802 | 144.1663 | 242.5877 | 165.2082 | 225.8331 | 137.1599 | 142.0218 | 35.4283 | 135.5461 | 313.4444 | 175.3043 | 262.4495 | 219.0389 | 165.7383 | 216.9069 | 205.162
4294 | 22 | 179 | 6 | 106.3364 | 122.9594 | 325.3444 | 135.6252 | 237.1502 | 154.2384 | 216.5009 | 154.0099 | 146.1543 | 34.0634 | 120.9558 | 293.9628 | 176.8731 | 252.3443 | 198.3302 | 155.6702 | 216.6598 | 203.7122
4295 | 23 | 179 | 6 | 83.6835 | 129.7736 | 327.8587 | 129.8921 | 240.1306 | 153.1537 | 234.6965 | 134.2063 | 142.9836 | 30.9896 | 112.8163 | 285.55 | 185.2489 | 252.1259 | 192.5087 | 155.8004 | 211.3201 | 195.4127
4296 | 0 | 180 | 6 | 79.4322 | 127.8239 | 324.7049 | 130.3603 | 227.3514 | 149.9625 | 232.5491 | 128.7638 | 134.9743 | 27.2609 | 109.9245 | 290.4384 | 174.8814 | 267.3619 | 195.0089 | 149.2728 | 193.3611 | 168.2808
4297 | 1 | 180 | 6 | 79.6974 | 132.463 | 329.0933 | 127.3312 | 230.5658 | 146.7087 | 233.4998 | 135.8929 | 118.1872 | 28.0563 | 107.9091 | 286.5203 | 181.5483 | 274.0229 | 192.4455 | 149.4727 | 184.4583 | 162.3818
4298 | 2 | 180 | 6 | 79.4309 | 135.803 | 324.8622 | 126.015 | 229.107 | 147.3904 | 235.4235 | 131.5575 | 115.2098 | 28.3442 | 110.0561 | 279.7228 | 183.8164 | 283.1707 | 182.7044 | 154.9698 | 184.286 | 159.1949
4299 | 3 | 180 | 6 | 76.4992 | 150.0376 | 322.3541 | 129.7095 | 228.7433 | 149.7582 | 237.7662 | 130.4132 | 113.6567 | 28.3624 | 115.4444 | 281.1169 | 176.3911 | 282.4382 | 174.1425 | 157.8382 | 190.2142 | 157.4413
4300 | 4 | 180 | 6 | 70.2892 | 155.9138 | 322.6536 | 125.1588 | 205.2117 | 135.213 | 235.1415 | 128.3604 | 114.596 | 25.1672 | 113.8726 | 275.2102 | 146.3165 | 283.8411 | 172.7046 | 157.7357 | 177.6351 | 150.1841
4301 | 5 | 180 | 6 | 49.3578 | 133.1773 | 289.1247 | 119.2277 | 177.7069 | 105.4415 | 161.8293 | 123.5078 | 102.7663 | 27.0583 | 114.9661 | 232.6163 | 102.4559 | 252.1649 | 155.6454 | 141.6788 | 129.4029 | 117.6725
4302 | 6 | 180 | 6 | 42.6762 | 103.3582 | 206.8435 | 125.7393 | 166.7498 | 105.4251 | 135.2064 | 113.3602 | 79.7478 | 22.934 | 121.7661 | 194.3992 | 92.6816 | 195.9324 | 154.1452 | 129.5619 | 107.403 | 80.1273
4303 | 7 | 180 | 6 | 42.8155 | 84.7876 | 188.5584 | 129.0798 | 166.4873 | 111.5533 | 123.9915 | 111.7009 | 72.7259 | 23.8581 | 115.9602 | 179.0169 | 91.8928 | 187.2877 | 154.2197 | 127.339 | 104.9771 | 73.4125
4304 | 8 | 180 | 6 | 45.0127 | 85.3631 | 172.5083 | 133.4375 | 156.0597 | 98.8803 | 124.9777 | 106.7385 | 68.1094 | 24.7324 | 117.2855 | 179.2894 | 83.6858 | 186.0236 | 157.5566 | 119.1529 | 97.317 | 63.2665
4305 | 9 | 180 | 6 | 43.4006 | 94.4516 | 187.6509 | 132.7852 | 158.0926 | 94.0337 | 116.4971 | 108.5501 | 67.4499 | 21.2031 | 114.722 | 177.1971 | 80.89 | 177.614 | 157.9339 | 120.0581 | 93.118 | 67.4203
4306 | 10 | 180 | 6 | 42.669 | 107.1668 | 166.4822 | 134.8588 | 146.5119 | 95.5815 | 118.0877 | 100.1662 | 58.3268 | 21.4547 | 113.1423 | 175.1466 | 86.5502 | 175.3158 | 161.7486 | 121.5657 | 89.3685 | 71.4463
4307 | 11 | 180 | 6 | 42.3519 | 107.8308 | 163.4467 | 136.3052 | 151.2715 | 91.1124 | 116.456 | 102.8422 | 63.6385 | 19.0898 | 113.0784 | 172.7436 | 88.4684 | 170.2237 | 155.2954 | 122.6665 | 87.5541 | 68.0318
4308 | 12 | 180 | 6 | 43.6697 | 108.5362 | 150.8245 | 136.5696 | 149.3066 | 90.2526 | 115.7417 | 100.6312 | 57.9016 | 19.4508 | 110.1431 | 179.6952 | 88.5549 | 171.3227 | 166.8518 | 123.8007 | 85.0736 | 69.8551
4309 | 13 | 180 | 6 | 44.043 | 108.8561 | 153.2404 | 135.3258 | 154.7467 | 93.4957 | 117.7334 | 98.4058 | 62.0595 | 18.2199 | 111.3194 | 179.9816 | 91.2725 | 166.648 | 168.3298 | 122.9744 | 84.7206 | 62.7484
4310 | 14 | 180 | 6 | 43.3571 | 114.2512 | 170.7555 | 135.2463 | 155.7007 | 93.4911 | 123.6872 | 102.1789 | 63.1735 | 20.3419 | 110.7119 | 184.1133 | 88.5187 | 172.0514 | 165.1939 | 125.299 | 89.9654 | 73.8825
4311 | 15 | 180 | 6 | 44.5357 | 107.2672 | 190.6758 | 140.4934 | 165.2713 | 101.1052 | 131.5442 | 100.8262 | 60.8149 | 19.765 | 115.0117 | 189.1151 | 88.1969 | 172.2528 | 173.1908 | 127.8689 | 96.1949 | 64.5362
4312 | 16 | 180 | 6 | 54.8768 | 113.9952 | 217.3461 | 142.3502 | 190.7992 | 108.6663 | 150.653 | 104.1207 | 62.7295 | 21.7742 | 119.7559 | 199.9832 | 108.3224 | 183.3106 | 169.4223 | 131.6405 | 110.6882 | 75.3289
4313 | 17 | 180 | 6 | 81.7102 | 132.1029 | 270.5073 | 155.3606 | 240.0424 | 128.1854 | 197.1442 | 103.8634 | 75.4544 | 25.1727 | 128.9195 | 235.0233 | 173.7755 | 198.4609 | 197.0944 | 146.245 | 151.8427 | 107.1894
4314 | 18 | 180 | 6 | 136.7603 | 184.9307 | 337.7491 | 157.9648 | 295.4569 | 180.2824 | 241.8559 | 130.9657 | 107.2514 | 43.178 | 137.732 | 310.4119 | 209.6483 | 255.1852 | 225.6366 | 202.0643 | 201.8756 | 164.5101
4315 | 19 | 180 | 6 | 128.5172 | 190.7094 | 338.095 | 153.5466 | 283.6876 | 186.2096 | 237.3881 | 143.6332 | 151.3102 | 40.3609 | 133.3613 | 339.207 | 216.0191 | 291.3467 | 240.3044 | 218.2192 | 219.8041 | 208.5739
4316 | 20 | 180 | 6 | 128.9444 | 145.7185 | 334.5089 | 149.0199 | 250.4135 | 172.6926 | 236.334 | 144.2149 | 148.9896 | 33.8585 | 132.4065 | 323.26 | 185.4606 | 269.7565 | 237.6811 | 184.6973 | 214.9017 | 206.1975
4317 | 21 | 180 | 6 | 132.3311 | 132.1435 | 327.7802 | 144.1663 | 242.5877 | 165.2082 | 225.8331 | 137.1599 | 142.0218 | 35.4283 | 135.5461 | 313.4444 | 175.3043 | 262.4495 | 219.0389 | 165.7383 | 216.9069 | 205.162
4318 | 22 | 180 | 6 | 106.3364 | 122.9594 | 325.3444 | 135.6252 | 237.1502 | 154.2384 | 216.5009 | 154.0099 | 146.1543 | 34.0634 | 120.9558 | 293.9628 | 176.8731 | 252.3443 | 198.3302 | 155.6702 | 216.6598 | 203.7122
4319 | 23 | 180 | 6 | 83.6835 | 129.7736 | 327.8587 | 129.8921 | 240.1306 | 153.1537 | 234.6965 | 134.2063 | 142.9836 | 30.9896 | 112.8163 | 285.55 | 185.2489 | 252.1259 | 192.5087 | 155.8004 | 211.3201 | 195.4127
4320 | 0 | 181 | 6 | 79.4322 | 127.8239 | 324.7049 | 130.3603 | 227.3514 | 149.9625 | 232.5491 | 128.7638 | 134.9743 | 27.2609 | 109.9245 | 290.4384 | 174.8814 | 267.3619 | 195.0089 | 149.2728 | 193.3611 | 168.2808
4321 | 1 | 181 | 6 | 79.6974 | 132.463 | 329.0933 | 127.3312 | 230.5658 | 146.7087 | 233.4998 | 135.8929 | 118.1872 | 28.0563 | 107.9091 | 286.5203 | 181.5483 | 274.0229 | 192.4455 | 149.4727 | 184.4583 | 162.3818
4322 | 2 | 181 | 6 | 79.4309 | 135.803 | 324.8622 | 126.015 | 229.107 | 147.3904 | 235.4235 | 131.5575 | 115.2098 | 28.3442 | 110.0561 | 279.7228 | 183.8164 | 283.1707 | 182.7044 | 154.9698 | 184.286 | 159.1949
4323 | 3 | 181 | 6 | 76.4992 | 150.0376 | 322.3541 | 129.7095 | 228.7433 | 149.7582 | 237.7662 | 130.4132 | 113.6567 | 28.3624 | 115.4444 | 281.1169 | 176.3911 | 282.4382 | 174.1425 | 157.8382 | 190.2142 | 157.4413
4324 | 4 | 181 | 6 | 70.2892 | 155.9138 | 322.6536 | 125.1588 | 205.2117 | 135.213 | 235.1415 | 128.3604 | 114.596 | 25.1672 | 113.8726 | 275.2102 | 146.3165 | 283.8411 | 172.7046 | 157.7357 | 177.6351 | 150.1841
4325 | 5 | 181 | 6 | 49.3578 | 133.1773 | 289.1247 | 119.2277 | 177.7069 | 105.4415 | 161.8293 | 123.5078 | 102.7663 | 27.0583 | 114.9661 | 232.6163 | 102.4559 | 252.1649 | 155.6454 | 141.6788 | 129.4029 | 117.6725
4326 | 6 | 181 | 6 | 42.6762 | 103.3582 | 206.8435 | 125.7393 | 166.7498 | 105.4251 | 135.2064 | 113.3602 | 79.7478 | 22.934 | 121.7661 | 194.3992 | 92.6816 | 195.9324 | 154.1452 | 129.5619 | 107.403 | 80.1273
4327 | 7 | 181 | 6 | 42.8155 | 84.7876 | 188.5584 | 129.0798 | 166.4873 | 111.5533 | 123.9915 | 111.7009 | 72.7259 | 23.8581 | 115.9602 | 179.0169 | 91.8928 | 187.2877 | 154.2197 | 127.339 | 104.9771 | 73.4125
4328 | 8 | 181 | 6 | 45.0127 | 85.3631 | 172.5083 | 133.4375 | 156.0597 | 98.8803 | 124.9777 | 106.7385 | 68.1094 | 24.7324 | 117.2855 | 179.2894 | 83.6858 | 186.0236 | 157.5566 | 119.1529 | 97.317 | 63.2665
4329 | 9 | 181 | 6 | 43.4006 | 94.4516 | 187.6509 | 132.7852 | 158.0926 | 94.0337 | 116.4971 | 108.5501 | 67.4499 | 21.2031 | 114.722 | 177.1971 | 80.89 | 177.614 | 157.9339 | 120.0581 | 93.118 | 67.4203
4330 | 10 | 181 | 6 | 42.669 | 107.1668 | 166.4822 | 134.8588 | 146.5119 | 95.5815 | 118.0877 | 100.1662 | 58.3268 | 21.4547 | 113.1423 | 175.1466 | 86.5502 | 175.3158 | 161.7486 | 121.5657 | 89.3685 | 71.4463
4331 | 11 | 181 | 6 | 42.3519 | 107.8308 | 163.4467 | 136.3052 | 151.2715 | 91.1124 | 116.456 | 102.8422 | 63.6385 | 19.0898 | 113.0784 | 172.7436 | 88.4684 | 170.2237 | 155.2954 | 122.6665 | 87.5541 | 68.0318
4332 | 12 | 181 | 6 | 43.6697 | 108.5362 | 150.8245 | 136.5696 | 149.3066 | 90.2526 | 115.7417 | 100.6312 | 57.9016 | 19.4508 | 110.1431 | 179.6952 | 88.5549 | 171.3227 | 166.8518 | 123.8007 | 85.0736 | 69.8551
4333 | 13 | 181 | 6 | 44.043 | 108.8561 | 153.2404 | 135.3258 | 154.7467 | 93.4957 | 117.7334 | 98.4058 | 62.0595 | 18.2199 | 111.3194 | 179.9816 | 91.2725 | 166.648 | 168.3298 | 122.9744 | 84.7206 | 62.7484
4334 | 14 | 181 | 6 | 43.3571 | 114.2512 | 170.7555 | 135.2463 | 155.7007 | 93.4911 | 123.6872 | 102.1789 | 63.1735 | 20.3419 | 110.7119 | 184.1133 | 88.5187 | 172.0514 | 165.1939 | 125.299 | 89.9654 | 73.8825
4335 | 15 | 181 | 6 | 44.5357 | 107.2672 | 190.6758 | 140.4934 | 165.2713 | 101.1052 | 131.5442 | 100.8262 | 60.8149 | 19.765 | 115.0117 | 189.1151 | 88.1969 | 172.2528 | 173.1908 | 127.8689 | 96.1949 | 64.5362
4336 | 16 | 181 | 6 | 54.8768 | 113.9952 | 217.3461 | 142.3502 | 190.7992 | 108.6663 | 150.653 | 104.1207 | 62.7295 | 21.7742 | 119.7559 | 199.9832 | 108.3224 | 183.3106 | 169.4223 | 131.6405 | 110.6882 | 75.3289
4337 | 17 | 181 | 6 | 81.7102 | 132.1029 | 270.5073 | 155.3606 | 240.0424 | 128.1854 | 197.1442 | 103.8634 | 75.4544 | 25.1727 | 128.9195 | 235.0233 | 173.7755 | 198.4609 | 197.0944 | 146.245 | 151.8427 | 107.1894
4338 | 18 | 181 | 6 | 136.7603 | 184.9307 | 337.7491 | 157.9648 | 295.4569 | 180.2824 | 241.8559 | 130.9657 | 107.2514 | 43.178 | 137.732 | 310.4119 | 209.6483 | 255.1852 | 225.6366 | 202.0643 | 201.8756 | 164.5101
4339 | 19 | 181 | 6 | 128.5172 | 190.7094 | 338.095 | 153.5466 | 283.6876 | 186.2096 | 237.3881 | 143.6332 | 151.3102 | 40.3609 | 133.3613 | 339.207 | 216.0191 | 291.3467 | 240.3044 | 218.2192 | 219.8041 | 208.5739
4340 | 20 | 181 | 6 | 128.9444 | 145.7185 | 334.5089 | 149.0199 | 250.4135 | 172.6926 | 236.334 | 144.2149 | 148.9896 | 33.8585 | 132.4065 | 323.26 | 185.4606 | 269.7565 | 237.6811 | 184.6973 | 214.9017 | 206.1975
4341 | 21 | 181 | 6 | 132.3311 | 132.1435 | 327.7802 | 144.1663 | 242.5877 | 165.2082 | 225.8331 | 137.1599 | 142.0218 | 35.4283 | 135.5461 | 313.4444 | 175.3043 | 262.4495 | 219.0389 | 165.7383 | 216.9069 | 205.162
4342 | 22 | 181 | 6 | 106.3364 | 122.9594 | 325.3444 | 135.6252 | 237.1502 | 154.2384 | 216.5009 | 154.0099 | 146.1543 | 34.0634 | 120.9558 | 293.9628 | 176.8731 | 252.3443 | 198.3302 | 155.6702 | 216.6598 | 203.7122
4343 | 23 | 181 | 6 | 83.6835 | 129.7736 | 327.8587 | 129.8921 | 240.1306 | 153.1537 | 234.6965 | 134.2063 | 142.9836 | 30.9896 | 112.8163 | 285.55 | 185.2489 | 252.1259 | 192.5087 | 155.8004 | 211.3201 | 195.4127
4344 | 0 | 182 | 7 | 127.3249 | 148.0267 | 348.8025 | 186.0786 | 305.005 | 194.9028 | 286.677 | 227.5587 | 164.7214 | 49.8112 | 207.0018 | 356.0065 | 230.3823 | 311.3087 | 220.9676 | 244.2096 | 270.5182 | 194.5882
4345 | 1 | 182 | 7 | 125.4768 | 154.5509 | 342.0901 | 184.7498 | 304.6462 | 188.2922 | 299.2507 | 216.1885 | 159.8211 | 51.3754 | 206.5445 | 349.747 | 228.7745 | 331.5108 | 231.2525 | 232.5461 | 259.0605 | 188.4855
4346 | 2 | 182 | 7 | 125.1008 | 158.0541 | 338.7386 | 185.38 | 299.951 | 186.8461 | 306.54 | 215.4489 | 162.3877 | 54.6163 | 205.8705 | 339.6884 | 227.1772 | 334.9776 | 238.3874 | 239.8691 | 256.1741 | 188.2276
4347 | 3 | 182 | 7 | 127.7411 | 163.1966 | 337.2904 | 185.7496 | 303.9891 | 185.2559 | 307.9306 | 210.3878 | 158.6891 | 56.101 | 208.8116 | 340.8632 | 234.0641 | 336.8759 | 237.7904 | 242.7325 | 278.3775 | 192.4482
4348 | 4 | 182 | 7 | 124.3332 | 170.0449 | 332.7703 | 181.9465 | 302.2246 | 190.684 | 298.745 | 222.0535 | 157.6399 | 58.2908 | 212.4355 | 349.2947 | 230.2679 | 333.9146 | 235.6593 | 246.5287 | 270.9502 | 189.8844
4349 | 5 | 182 | 7 | 103.2451 | 164.5923 | 317.1009 | 176.1966 | 249.0162 | 164.5542 | 220.3932 | 201.7205 | 156.8213 | 55.0754 | 212.3772 | 321.4036 | 174.2456 | 322.4484 | 237.054 | 228.555 | 229.7236 | 175.0115
4350 | 6 | 182 | 7 | 96.0658 | 143.664 | 195.0678 | 179.7551 | 238.8207 | 143.3652 | 173.4945 | 182.7329 | 129.6746 | 49.9968 | 217.7922 | 262.6605 | 155.9062 | 233.7165 | 210.3584 | 201.2638 | 196.0586 | 128.616
4351 | 7 | 182 | 7 | 94.5524 | 113.2733 | 160.9055 | 179.7844 | 237.3221 | 135.5822 | 159.4799 | 174.0865 | 117.1689 | 52.2357 | 208.2856 | 243.538 | 156.2024 | 200.0985 | 213.5439 | 185.7641 | 178.6251 | 104.7782
4352 | 8 | 182 | 7 | 95.7192 | 117.9922 | 181.3284 | 185.2208 | 219.8978 | 138.3581 | 149.0356 | 169.365 | 110.7994 | 51.0549 | 206.7745 | 237.0152 | 153.2157 | 197.0414 | 206.8154 | 172.4721 | 199.3655 | 95.5767
4353 | 9 | 182 | 7 | 94.9371 | 124.3535 | 178.0453 | 184.7414 | 217.2092 | 133.5877 | 150.4299 | 191.5819 | 111.967 | 49.005 | 192.8642 | 227.8683 | 145.2862 | 186.7928 | 207.6224 | 177.2821 | 214.3489 | 101.6312
4354 | 10 | 182 | 7 | 95.9267 | 138.0032 | 162.0789 | 185.3167 | 210.7256 | 133.7696 | 152.054 | 179.9858 | 114.255 | 48.3041 | 195.7194 | 229.2762 | 152.8613 | 172.9696 | 207.3961 | 188.6206 | 203.862 | 103.6461
4355 | 11 | 182 | 7 | 95.3467 | 143.6746 | 161.4893 | 186.0874 | 215.577 | 137.7945 | 156.9733 | 173.6951 | 112.2744 | 45.064 | 189.6856 | 225.5076 | 163.6846 | 168.9584 | 216.327 | 189.8354 | 189.1032 | 100.2138
4356 | 12 | 182 | 7 | 94.0667 | 143.8975 | 144.5759 | 188.2887 | 211.5008 | 144.8598 | 161.9641 | 173.9419 | 107.0345 | 44.5042 | 193.4299 | 232.6959 | 162.8257 | 177.685 | 211.6364 | 188.5558 | 179.6677 | 98.8699
4357 | 13 | 182 | 7 | 94.1222 | 145.9946 | 153.8045 | 188.3378 | 211.592 | 141.2541 | 161.4736 | 173.9581 | 105.9647 | 43.0793 | 196.2873 | 231.7057 | 158.8657 | 182.0917 | 214.3314 | 188.9567 | 178.2314 | 103.9737
4358 | 14 | 182 | 7 | 97.2699 | 142.6704 | 171.5814 | 187.7775 | 215.2734 | 139.8641 | 167.1823 | 173.7471 | 107.3779 | 43.6427 | 193.9084 | 238.4229 | 157.4667 | 190.0766 | 214.9497 | 188.433 | 201.8755 | 107.0755
4359 | 15 | 182 | 7 | 97.3894 | 142.2106 | 204.8031 | 189.6686 | 226.8804 | 140.7925 | 173.0433 | 165.1344 | 109.5456 | 42.3416 | 194.9514 | 245.8588 | 172.9832 | 190.7598 | 221.2201 | 192.0975 | 190.3589 | 112.4188
4360 | 16 | 182 | 7 | 110.7527 | 140.8096 | 233.2779 | 195.4931 | 249.9531 | 148.7932 | 195.9623 | 169.355 | 112.515 | 43.4807 | 202.4805 | 263.6072 | 186.9918 | 202.7362 | 221.6608 | 204.101 | 208.2736 | 133.1503
4361 | 17 | 182 | 7 | 124.0681 | 156.157 | 292.0163 | 209.041 | 297.4103 | 173.0547 | 233.4313 | 184.2423 | 132.0262 | 43.625 | 211.2445 | 296.4793 | 230.1854 | 234.3633 | 244.5766 | 230.9119 | 240.129 | 159.3494
4362 | 18 | 182 | 7 | 164.6379 | 216.7737 | 361.548 | 209.5314 | 348.7475 | 221.1747 | 279.0829 | 205.58 | 142.7624 | 53.6134 | 209.4267 | 364.6584 | 283.1971 | 283.8883 | 276.0639 | 292.4852 | 272.1559 | 203.6415
4363 | 19 | 182 | 7 | 165.6507 | 211.0174 | 364.6839 | 201.8273 | 333.5989 | 232.2039 | 277.6641 | 245.0567 | 178.5492 | 58.7073 | 206.7788 | 380.7977 | 270.427 | 309.1806 | 304.7303 | 302.5294 | 302.4675 | 234.4742
4364 | 20 | 182 | 7 | 169.3697 | 168.6869 | 361.5596 | 198.3163 | 321.8827 | 226.2304 | 276.5675 | 220.7369 | 187.0321 | 57.1479 | 212.4607 | 366.6292 | 255.7066 | 301.5929 | 300.8731 | 277.7487 | 285.4544 | 232.0569
4365 | 21 | 182 | 7 | 164.7315 | 143.8722 | 346.6839 | 195.5307 | 325.3905 | 209.6751 | 266.3503 | 233.6472 | 187.0712 | 56.2238 | 208.55 | 352.8419 | 252.4136 | 302.0409 | 268.1473 | 249.9567 | 283.1265 | 223.9417
4366 | 22 | 182 | 7 | 150.5803 | 136.7818 | 331.2343 | 191.2388 | 327.0793 | 212.6568 | 251.5356 | 247.6976 | 177.5989 | 55.7707 | 209.4718 | 353.3499 | 256.1996 | 284.9681 | 259.0803 | 248.7048 | 283.5175 | 219.7877
4367 | 23 | 182 | 7 | 136.8313 | 138.6281 | 340.05 | 184.0301 | 313.8402 | 201.1554 | 271.5913 | 235.6485 | 172.522 | 51.9525 | 205.62 | 353.7424 | 237.8626 | 283.5247 | 245.3883 | 249.9053 | 269.3998 | 210.0693
4368 | 0 | 183 | 7 | 127.3249 | 148.0267 | 348.8025 | 186.0786 | 305.005 | 194.9028 | 286.677 | 227.5587 | 164.7214 | 49.8112 | 207.0018 | 356.0065 | 230.3823 | 311.3087 | 220.9676 | 244.2096 | 270.5182 | 194.5882
4369 | 1 | 183 | 7 | 125.4768 | 154.5509 | 342.0901 | 184.7498 | 304.6462 | 188.2922 | 299.2507 | 216.1885 | 159.8211 | 51.3754 | 206.5445 | 349.747 | 228.7745 | 331.5108 | 231.2525 | 232.5461 | 259.0605 | 188.4855
4370 | 2 | 183 | 7 | 125.1008 | 158.0541 | 338.7386 | 185.38 | 299.951 | 186.8461 | 306.54 | 215.4489 | 162.3877 | 54.6163 | 205.8705 | 339.6884 | 227.1772 | 334.9776 | 238.3874 | 239.8691 | 256.1741 | 188.2276
4371 | 3 | 183 | 7 | 127.7411 | 163.1966 | 337.2904 | 185.7496 | 303.9891 | 185.2559 | 307.9306 | 210.3878 | 158.6891 | 56.101 | 208.8116 | 340.8632 | 234.0641 | 336.8759 | 237.7904 | 242.7325 | 278.3775 | 192.4482
4372 | 4 | 183 | 7 | 124.3332 | 170.0449 | 332.7703 | 181.9465 | 302.2246 | 190.684 | 298.745 | 222.0535 | 157.6399 | 58.2908 | 212.4355 | 349.2947 | 230.2679 | 333.9146 | 235.6593 | 246.5287 | 270.9502 | 189.8844
4373 | 5 | 183 | 7 | 103.2451 | 164.5923 | 317.1009 | 176.1966 | 249.0162 | 164.5542 | 220.3932 | 201.7205 | 156.8213 | 55.0754 | 212.3772 | 321.4036 | 174.2456 | 322.4484 | 237.054 | 228.555 | 229.7236 | 175.0115
4374 | 6 | 183 | 7 | 96.0658 | 143.664 | 195.0678 | 179.7551 | 238.8207 | 143.3652 | 173.4945 | 182.7329 | 129.6746 | 49.9968 | 217.7922 | 262.6605 | 155.9062 | 233.7165 | 210.3584 | 201.2638 | 196.0586 | 128.616
4375 | 7 | 183 | 7 | 94.5524 | 113.2733 | 160.9055 | 179.7844 | 237.3221 | 135.5822 | 159.4799 | 174.0865 | 117.1689 | 52.2357 | 208.2856 | 243.538 | 156.2024 | 200.0985 | 213.5439 | 185.7641 | 178.6251 | 104.7782
4376 | 8 | 183 | 7 | 95.7192 | 117.9922 | 181.3284 | 185.2208 | 219.8978 | 138.3581 | 149.0356 | 169.365 | 110.7994 | 51.0549 | 206.7745 | 237.0152 | 153.2157 | 197.0414 | 206.8154 | 172.4721 | 199.3655 | 95.5767
4377 | 9 | 183 | 7 | 94.9371 | 124.3535 | 178.0453 | 184.7414 | 217.2092 | 133.5877 | 150.4299 | 191.5819 | 111.967 | 49.005 | 192.8642 | 227.8683 | 145.2862 | 186.7928 | 207.6224 | 177.2821 | 214.3489 | 101.6312
4378 | 10 | 183 | 7 | 95.9267 | 138.0032 | 162.0789 | 185.3167 | 210.7256 | 133.7696 | 152.054 | 179.9858 | 114.255 | 48.3041 | 195.7194 | 229.2762 | 152.8613 | 172.9696 | 207.3961 | 188.6206 | 203.862 | 103.6461
4379 | 11 | 183 | 7 | 95.3467 | 143.6746 | 161.4893 | 186.0874 | 215.577 | 137.7945 | 156.9733 | 173.6951 | 112.2744 | 45.064 | 189.6856 | 225.5076 | 163.6846 | 168.9584 | 216.327 | 189.8354 | 189.1032 | 100.2138
4380 | 12 | 183 | 7 | 94.0667 | 143.8975 | 144.5759 | 188.2887 | 211.5008 | 144.8598 | 161.9641 | 173.9419 | 107.0345 | 44.5042 | 193.4299 | 232.6959 | 162.8257 | 177.685 | 211.6364 | 188.5558 | 179.6677 | 98.8699
4381 | 13 | 183 | 7 | 94.1222 | 145.9946 | 153.8045 | 188.3378 | 211.592 | 141.2541 | 161.4736 | 173.9581 | 105.9647 | 43.0793 | 196.2873 | 231.7057 | 158.8657 | 182.0917 | 214.3314 | 188.9567 | 178.2314 | 103.9737
4382 | 14 | 183 | 7 | 97.2699 | 142.6704 | 171.5814 | 187.7775 | 215.2734 | 139.8641 | 167.1823 | 173.7471 | 107.3779 | 43.6427 | 193.9084 | 238.4229 | 157.4667 | 190.0766 | 214.9497 | 188.433 | 201.8755 | 107.0755
4383 | 15 | 183 | 7 | 97.3894 | 142.2106 | 204.8031 | 189.6686 | 226.8804 | 140.7925 | 173.0433 | 165.1344 | 109.5456 | 42.3416 | 194.9514 | 245.8588 | 172.9832 | 190.7598 | 221.2201 | 192.0975 | 190.3589 | 112.4188
4384 | 16 | 183 | 7 | 110.7527 | 140.8096 | 233.2779 | 195.4931 | 249.9531 | 148.7932 | 195.9623 | 169.355 | 112.515 | 43.4807 | 202.4805 | 263.6072 | 186.9918 | 202.7362 | 221.6608 | 204.101 | 208.2736 | 133.1503
4385 | 17 | 183 | 7 | 124.0681 | 156.157 | 292.0163 | 209.041 | 297.4103 | 173.0547 | 233.4313 | 184.2423 | 132.0262 | 43.625 | 211.2445 | 296.4793 | 230.1854 | 234.3633 | 244.5766 | 230.9119 | 240.129 | 159.3494
4386 | 18 | 183 | 7 | 164.6379 | 216.7737 | 361.548 | 209.5314 | 348.7475 | 221.1747 | 279.0829 | 205.58 | 142.7624 | 53.6134 | 209.4267 | 364.6584 | 283.1971 | 283.8883 | 276.0639 | 292.4852 | 272.1559 | 203.6415
4387 | 19 | 183 | 7 | 165.6507 | 211.0174 | 364.6839 | 201.8273 | 333.5989 | 232.2039 | 277.6641 | 245.0567 | 178.5492 | 58.7073 | 206.7788 | 380.7977 | 270.427 | 309.1806 | 304.7303 | 302.5294 | 302.4675 | 234.4742
4388 | 20 | 183 | 7 | 169.3697 | 168.6869 | 361.5596 | 198.3163 | 321.8827 | 226.2304 | 276.5675 | 220.7369 | 187.0321 | 57.1479 | 212.4607 | 366.6292 | 255.7066 | 301.5929 | 300.8731 | 277.7487 | 285.4544 | 232.0569
4389 | 21 | 183 | 7 | 164.7315 | 143.8722 | 346.6839 | 195.5307 | 325.3905 | 209.6751 | 266.3503 | 233.6472 | 187.0712 | 56.2238 | 208.55 | 352.8419 | 252.4136 | 302.0409 | 268.1473 | 249.9567 | 283.1265 | 223.9417
4390 | 22 | 183 | 7 | 150.5803 | 136.7818 | 331.2343 | 191.2388 | 327.0793 | 212.6568 | 251.5356 | 247.6976 | 177.5989 | 55.7707 | 209.4718 | 353.3499 | 256.1996 | 284.9681 | 259.0803 | 248.7048 | 283.5175 | 219.7877
4391 | 23 | 183 | 7 | 136.8313 | 138.6281 | 340.05 | 184.0301 | 313.8402 | 201.1554 | 271.5913 | 235.6485 | 172.522 | 51.9525 | 205.62 | 353.7424 | 237.8626 | 283.5247 | 245.3883 | 249.9053 | 269.3998 | 210.0693
4392 | 0 | 184 | 7 | 127.3249 | 148.0267 | 348.8025 | 186.0786 | 305.005 | 194.9028 | 286.677 | 227.5587 | 164.7214 | 49.8112 | 207.0018 | 356.0065 | 230.3823 | 311.3087 | 220.9676 | 244.2096 | 270.5182 | 194.5882
4393 | 1 | 184 | 7 | 125.4768 | 154.5509 | 342.0901 | 184.7498 | 304.6462 | 188.2922 | 299.2507 | 216.1885 | 159.8211 | 51.3754 | 206.5445 | 349.747 | 228.7745 | 331.5108 | 231.2525 | 232.5461 | 259.0605 | 188.4855
4394 | 2 | 184 | 7 | 125.1008 | 158.0541 | 338.7386 | 185.38 | 299.951 | 186.8461 | 306.54 | 215.4489 | 162.3877 | 54.6163 | 205.8705 | 339.6884 | 227.1772 | 334.9776 | 238.3874 | 239.8691 | 256.1741 | 188.2276
4395 | 3 | 184 | 7 | 127.7411 | 163.1966 | 337.2904 | 185.7496 | 303.9891 | 185.2559 | 307.9306 | 210.3878 | 158.6891 | 56.101 | 208.8116 | 340.8632 | 234.0641 | 336.8759 | 237.7904 | 242.7325 | 278.3775 | 192.4482
4396 | 4 | 184 | 7 | 124.3332 | 170.0449 | 332.7703 | 181.9465 | 302.2246 | 190.684 | 298.745 | 222.0535 | 157.6399 | 58.2908 | 212.4355 | 349.2947 | 230.2679 | 333.9146 | 235.6593 | 246.5287 | 270.9502 | 189.8844
4397 | 5 | 184 | 7 | 103.2451 | 164.5923 | 317.1009 | 176.1966 | 249.0162 | 164.5542 | 220.3932 | 201.7205 | 156.8213 | 55.0754 | 212.3772 | 321.4036 | 174.2456 | 322.4484 | 237.054 | 228.555 | 229.7236 | 175.0115
4398 | 6 | 184 | 7 | 96.0658 | 143.664 | 195.0678 | 179.7551 | 238.8207 | 143.3652 | 173.4945 | 182.7329 | 129.6746 | 49.9968 | 217.7922 | 262.6605 | 155.9062 | 233.7165 | 210.3584 | 201.2638 | 196.0586 | 128.616
4399 | 7 | 184 | 7 | 94.5524 | 113.2733 | 160.9055 | 179.7844 | 237.3221 | 135.5822 | 159.4799 | 174.0865 | 117.1689 | 52.2357 | 208.2856 | 243.538 | 156.2024 | 200.0985 | 213.5439 | 185.7641 | 178.6251 | 104.7782
4400 | 8 | 184 | 7 | 95.7192 | 117.9922 | 181.3284 | 185.2208 | 219.8978 | 138.3581 | 149.0356 | 169.365 | 110.7994 | 51.0549 | 206.7745 | 237.0152 | 153.2157 | 197.0414 | 206.8154 | 172.4721 | 199.3655 | 95.5767
4401 | 9 | 184 | 7 | 94.9371 | 124.3535 | 178.0453 | 184.7414 | 217.2092 | 133.5877 | 150.4299 | 191.5819 | 111.967 | 49.005 | 192.8642 | 227.8683 | 145.2862 | 186.7928 | 207.6224 | 177.2821 | 214.3489 | 101.6312
4402 | 10 | 184 | 7 | 95.9267 | 138.0032 | 162.0789 | 185.3167 | 210.7256 | 133.7696 | 152.054 | 179.9858 | 114.255 | 48.3041 | 195.7194 | 229.2762 | 152.8613 | 172.9696 | 207.3961 | 188.6206 | 203.862 | 103.6461
4403 | 11 | 184 | 7 | 95.3467 | 143.6746 | 161.4893 | 186.0874 | 215.577 | 137.7945 | 156.9733 | 173.6951 | 112.2744 | 45.064 | 189.6856 | 225.5076 | 163.6846 | 168.9584 | 216.327 | 189.8354 | 189.1032 | 100.2138
4404 | 12 | 184 | 7 | 94.0667 | 143.8975 | 144.5759 | 188.2887 | 211.5008 | 144.8598 | 161.9641 | 173.9419 | 107.0345 | 44.5042 | 193.4299 | 232.6959 | 162.8257 | 177.685 | 211.6364 | 188.5558 | 179.6677 | 98.8699
4405 | 13 | 184 | 7 | 94.1222 | 145.9946 | 153.8045 | 188.3378 | 211.592 | 141.2541 | 161.4736 | 173.9581 | 105.9647 | 43.0793 | 196.2873 | 231.7057 | 158.8657 | 182.0917 | 214.3314 | 188.9567 | 178.2314 | 103.9737
4406 | 14 | 184 | 7 | 97.2699 | 142.6704 | 171.5814 | 187.7775 | 215.2734 | 139.8641 | 167.1823 | 173.7471 | 107.3779 | 43.6427 | 193.9084 | 238.4229 | 157.4667 | 190.0766 | 214.9497 | 188.433 | 201.8755 | 107.0755
4407 | 15 | 184 | 7 | 97.3894 | 142.2106 | 204.8031 | 189.6686 | 226.8804 | 140.7925 | 173.0433 | 165.1344 | 109.5456 | 42.3416 | 194.9514 | 245.8588 | 172.9832 | 190.7598 | 221.2201 | 192.0975 | 190.3589 | 112.4188
4408 | 16 | 184 | 7 | 110.7527 | 140.8096 | 233.2779 | 195.4931 | 249.9531 | 148.7932 | 195.9623 | 169.355 | 112.515 | 43.4807 | 202.4805 | 263.6072 | 186.9918 | 202.7362 | 221.6608 | 204.101 | 208.2736 | 133.1503
4409 | 17 | 184 | 7 | 124.0681 | 156.157 | 292.0163 | 209.041 | 297.4103 | 173.0547 | 233.4313 | 184.2423 | 132.0262 | 43.625 | 211.2445 | 296.4793 | 230.1854 | 234.3633 | 244.5766 | 230.9119 | 240.129 | 159.3494
4410 | 18 | 184 | 7 | 164.6379 | 216.7737 | 361.548 | 209.5314 | 348.7475 | 221.1747 | 279.0829 | 205.58 | 142.7624 | 53.6134 | 209.4267 | 364.6584 | 283.1971 | 283.8883 | 276.0639 | 292.4852 | 272.1559 | 203.6415
4411 | 19 | 184 | 7 | 165.6507 | 211.0174 | 364.6839 | 201.8273 | 333.5989 | 232.2039 | 277.6641 | 245.0567 | 178.5492 | 58.7073 | 206.7788 | 380.7977 | 270.427 | 309.1806 | 304.7303 | 302.5294 | 302.4675 | 234.4742
4412 | 20 | 184 | 7 | 169.3697 | 168.6869 | 361.5596 | 198.3163 | 321.8827 | 226.2304 | 276.5675 | 220.7369 | 187.0321 | 57.1479 | 212.4607 | 366.6292 | 255.7066 | 301.5929 | 300.8731 | 277.7487 | 285.4544 | 232.0569
4413 | 21 | 184 | 7 | 164.7315 | 143.8722 | 346.6839 | 195.5307 | 325.3905 | 209.6751 | 266.3503 | 233.6472 | 187.0712 | 56.2238 | 208.55 | 352.8419 | 252.4136 | 302.0409 | 268.1473 | 249.9567 | 283.1265 | 223.9417
4414 | 22 | 184 | 7 | 150.5803 | 136.7818 | 331.2343 | 191.2388 | 327.0793 | 212.6568 | 251.5356 | 247.6976 | 177.5989 | 55.7707 | 209.4718 | 353.3499 | 256.1996 | 284.9681 | 259.0803 | 248.7048 | 283.5175 | 219.7877
4415 | 23 | 184 | 7 | 136.8313 | 138.6281 | 340.05 | 184.0301 | 313.8402 | 201.1554 | 271.5913 | 235.6485 | 172.522 | 51.9525 | 205.62 | 353.7424 | 237.8626 | 283.5247 | 245.3883 | 249.9053 | 269.3998 | 210.0693
4416 | 0 | 185 | 7 | 127.3249 | 148.0267 | 348.8025 | 186.0786 | 305.005 | 194.9028 | 286.677 | 227.5587 | 164.7214 | 49.8112 | 207.0018 | 356.0065 | 230.3823 | 311.3087 | 220.9676 | 244.2096 | 270.5182 | 194.5882
4417 | 1 | 185 | 7 | 125.4768 | 154.5509 | 342.0901 | 184.7498 | 304.6462 | 188.2922 | 299.2507 | 216.1885 | 159.8211 | 51.3754 | 206.5445 | 349.747 | 228.7745 | 331.5108 | 231.2525 | 232.5461 | 259.0605 | 188.4855
4418 | 2 | 185 | 7 | 125.1008 | 158.0541 | 338.7386 | 185.38 | 299.951 | 186.8461 | 306.54 | 215.4489 | 162.3877 | 54.6163 | 205.8705 | 339.6884 | 227.1772 | 334.9776 | 238.3874 | 239.8691 | 256.1741 | 188.2276
4419 | 3 | 185 | 7 | 127.7411 | 163.1966 | 337.2904 | 185.7496 | 303.9891 | 185.2559 | 307.9306 | 210.3878 | 158.6891 | 56.101 | 208.8116 | 340.8632 | 234.0641 | 336.8759 | 237.7904 | 242.7325 | 278.3775 | 192.4482
4420 | 4 | 185 | 7 | 124.3332 | 170.0449 | 332.7703 | 181.9465 | 302.2246 | 190.684 | 298.745 | 222.0535 | 157.6399 | 58.2908 | 212.4355 | 349.2947 | 230.2679 | 333.9146 | 235.6593 | 246.5287 | 270.9502 | 189.8844
4421 | 5 | 185 | 7 | 103.2451 | 164.5923 | 317.1009 | 176.1966 | 249.0162 | 164.5542 | 220.3932 | 201.7205 | 156.8213 | 55.0754 | 212.3772 | 321.4036 | 174.2456 | 322.4484 | 237.054 | 228.555 | 229.7236 | 175.0115
4422 | 6 | 185 | 7 | 96.0658 | 143.664 | 195.0678 | 179.7551 | 238.8207 | 143.3652 | 173.4945 | 182.7329 | 129.6746 | 49.9968 | 217.7922 | 262.6605 | 155.9062 | 233.7165 | 210.3584 | 201.2638 | 196.0586 | 128.616
4423 | 7 | 185 | 7 | 94.5524 | 113.2733 | 160.9055 | 179.7844 | 237.3221 | 135.5822 | 159.4799 | 174.0865 | 117.1689 | 52.2357 | 208.2856 | 243.538 | 156.2024 | 200.0985 | 213.5439 | 185.7641 | 178.6251 | 104.7782
4424 | 8 | 185 | 7 | 95.7192 | 117.9922 | 181.3284 | 185.2208 | 219.8978 | 138.3581 | 149.0356 | 169.365 | 110.7994 | 51.0549 | 206.7745 | 237.0152 | 153.2157 | 197.0414 | 206.8154 | 172.4721 | 199.3655 | 95.5767
4425 | 9 | 185 | 7 | 94.9371 | 124.3535 | 178.0453 | 184.7414 | 217.2092 | 133.5877 | 150.4299 | 191.5819 | 111.967 | 49.005 | 192.8642 | 227.8683 | 145.2862 | 186.7928 | 207.6224 | 177.2821 | 214.3489 | 101.6312
4426 | 10 | 185 | 7 | 95.9267 | 138.0032 | 162.0789 | 185.3167 | 210.7256 | 133.7696 | 152.054 | 179.9858 | 114.255 | 48.3041 | 195.7194 | 229.2762 | 152.8613 | 172.9696 | 207.3961 | 188.6206 | 203.862 | 103.6461
4427 | 11 | 185 | 7 | 95.3467 | 143.6746 | 161.4893 | 186.0874 | 215.577 | 137.7945 | 156.9733 | 173.6951 | 112.2744 | 45.064 | 189.6856 | 225.5076 | 163.6846 | 168.9584 | 216.327 | 189.8354 | 189.1032 | 100.2138
4428 | 12 | 185 | 7 | 94.0667 | 143.8975 | 144.5759 | 188.2887 | 211.5008 | 144.8598 | 161.9641 | 173.9419 | 107.0345 | 44.5042 | 193.4299 | 232.6959 | 162.8257 | 177.685 | 211.6364 | 188.5558 | 179.6677 | 98.8699
4429 | 13 | 185 | 7 | 94.1222 | 145.9946 | 153.8045 | 188.3378 | 211.592 | 141.2541 | 161.4736 | 173.9581 | 105.9647 | 43.0793 | 196.2873 | 231.7057 | 158.8657 | 182.0917 | 214.3314 | 188.9567 | 178.2314 | 103.9737
4430 | 14 | 185 | 7 | 97.2699 | 142.6704 | 171.5814 | 187.7775 | 215.2734 | 139.8641 | 167.1823 | 173.7471 | 107.3779 | 43.6427 | 193.9084 | 238.4229 | 157.4667 | 190.0766 | 214.9497 | 188.433 | 201.8755 | 107.0755
4431 | 15 | 185 | 7 | 97.3894 | 142.2106 | 204.8031 | 189.6686 | 226.8804 | 140.7925 | 173.0433 | 165.1344 | 109.5456 | 42.3416 | 194.9514 | 245.8588 | 172.9832 | 190.7598 | 221.2201 | 192.0975 | 190.3589 | 112.4188
4432 | 16 | 185 | 7 | 110.7527 | 140.8096 | 233.2779 | 195.4931 | 249.9531 | 148.7932 | 195.9623 | 169.355 | 112.515 | 43.4807 | 202.4805 | 263.6072 | 186.9918 | 202.7362 | 221.6608 | 204.101 | 208.2736 | 133.1503
4433 | 17 | 185 | 7 | 124.0681 | 156.157 | 292.0163 | 209.041 | 297.4103 | 173.0547 | 233.4313 | 184.2423 | 132.0262 | 43.625 | 211.2445 | 296.4793 | 230.1854 | 234.3633 | 244.5766 | 230.9119 | 240.129 | 159.3494
4434 | 18 | 185 | 7 | 164.6379 | 216.7737 | 361.548 | 209.5314 | 348.7475 | 221.1747 | 279.0829 | 205.58 | 142.7624 | 53.6134 | 209.4267 | 364.6584 | 283.1971 | 283.8883 | 276.0639 | 292.4852 | 272.1559 | 203.6415
4435 | 19 | 185 | 7 | 165.6507 | 211.0174 | 364.6839 | 201.8273 | 333.5989 | 232.2039 | 277.6641 | 245.0567 | 178.5492 | 58.7073 | 206.7788 | 380.7977 | 270.427 | 309.1806 | 304.7303 | 302.5294 | 302.4675 | 234.4742
4436 | 20 | 185 | 7 | 169.3697 | 168.6869 | 361.5596 | 198.3163 | 321.8827 | 226.2304 | 276.5675 | 220.7369 | 187.0321 | 57.1479 | 212.4607 | 366.6292 | 255.7066 | 301.5929 | 300.8731 | 277.7487 | 285.4544 | 232.0569
4437 | 21 | 185 | 7 | 164.7315 | 143.8722 | 346.6839 | 195.5307 | 325.3905 | 209.6751 | 266.3503 | 233.6472 | 187.0712 | 56.2238 | 208.55 | 352.8419 | 252.4136 | 302.0409 | 268.1473 | 249.9567 | 283.1265 | 223.9417
4438 | 22 | 185 | 7 | 150.5803 | 136.7818 | 331.2343 | 191.2388 | 327.0793 | 212.6568 | 251.5356 | 247.6976 | 177.5989 | 55.7707 | 209.4718 | 353.3499 | 256.1996 | 284.9681 | 259.0803 | 248.7048 | 283.5175 | 219.7877
4439 | 23 | 185 | 7 | 136.8313 | 138.6281 | 340.05 | 184.0301 | 313.8402 | 201.1554 | 271.5913 | 235.6485 | 172.522 | 51.9525 | 205.62 | 353.7424 | 237.8626 | 283.5247 | 245.3883 | 249.9053 | 269.3998 | 210.0693
4440 | 0 | 186 | 7 | 127.3249 | 148.0267 | 348.8025 | 186.0786 | 305.005 | 194.9028 | 286.677 | 227.5587 | 164.7214 | 49.8112 | 207.0018 | 356.0065 | 230.3823 | 311.3087 | 220.9676 | 244.2096 | 270.5182 | 194.5882
4441 | 1 | 186 | 7 | 125.4768 | 154.5509 | 342.0901 | 184.7498 | 304.6462 | 188.2922 | 299.2507 | 216.1885 | 159.8211 | 51.3754 | 206.5445 | 349.747 | 228.7745 | 331.5108 | 231.2525 | 232.5461 | 259.0605 | 188.4855
4442 | 2 | 186 | 7 | 125.1008 | 158.0541 | 338.7386 | 185.38 | 299.951 | 186.8461 | 306.54 | 215.4489 | 162.3877 | 54.6163 | 205.8705 | 339.6884 | 227.1772 | 334.9776 | 238.3874 | 239.8691 | 256.1741 | 188.2276
4443 | 3 | 186 | 7 | 127.7411 | 163.1966 | 337.2904 | 185.7496 | 303.9891 | 185.2559 | 307.9306 | 210.3878 | 158.6891 | 56.101 | 208.8116 | 340.8632 | 234.0641 | 336.8759 | 237.7904 | 242.7325 | 278.3775 | 192.4482
4444 | 4 | 186 | 7 | 124.3332 | 170.0449 | 332.7703 | 181.9465 | 302.2246 | 190.684 | 298.745 | 222.0535 | 157.6399 | 58.2908 | 212.4355 | 349.2947 | 230.2679 | 333.9146 | 235.6593 | 246.5287 | 270.9502 | 189.8844
4445 | 5 | 186 | 7 | 103.2451 | 164.5923 | 317.1009 | 176.1966 | 249.0162 | 164.5542 | 220.3932 | 201.7205 | 156.8213 | 55.0754 | 212.3772 | 321.4036 | 174.2456 | 322.4484 | 237.054 | 228.555 | 229.7236 | 175.0115
4446 | 6 | 186 | 7 | 96.0658 | 143.664 | 195.0678 | 179.7551 | 238.8207 | 143.3652 | 173.4945 | 182.7329 | 129.6746 | 49.9968 | 217.7922 | 262.6605 | 155.9062 | 233.7165 | 210.3584 | 201.2638 | 196.0586 | 128.616
4447 | 7 | 186 | 7 | 94.5524 | 113.2733 | 160.9055 | 179.7844 | 237.3221 | 135.5822 | 159.4799 | 174.0865 | 117.1689 | 52.2357 | 208.2856 | 243.538 | 156.2024 | 200.0985 | 213.5439 | 185.7641 | 178.6251 | 104.7782
4448 | 8 | 186 | 7 | 95.7192 | 117.9922 | 181.3284 | 185.2208 | 219.8978 | 138.3581 | 149.0356 | 169.365 | 110.7994 | 51.0549 | 206.7745 | 237.0152 | 153.2157 | 197.0414 | 206.8154 | 172.4721 | 199.3655 | 95.5767
4449 | 9 | 186 | 7 | 94.9371 | 124.3535 | 178.0453 | 184.7414 | 217.2092 | 133.5877 | 150.4299 | 191.5819 | 111.967 | 49.005 | 192.8642 | 227.8683 | 145.2862 | 186.7928 | 207.6224 | 177.2821 | 214.3489 | 101.6312
4450 | 10 | 186 | 7 | 95.9267 | 138.0032 | 162.0789 | 185.3167 | 210.7256 | 133.7696 | 152.054 | 179.9858 | 114.255 | 48.3041 | 195.7194 | 229.2762 | 152.8613 | 172.9696 | 207.3961 | 188.6206 | 203.862 | 103.6461
4451 | 11 | 186 | 7 | 95.3467 | 143.6746 | 161.4893 | 186.0874 | 215.577 | 137.7945 | 156.9733 | 173.6951 | 112.2744 | 45.064 | 189.6856 | 225.5076 | 163.6846 | 168.9584 | 216.327 | 189.8354 | 189.1032 | 100.2138
4452 | 12 | 186 | 7 | 94.0667 | 143.8975 | 144.5759 | 188.2887 | 211.5008 | 144.8598 | 161.9641 | 173.9419 | 107.0345 | 44.5042 | 193.4299 | 232.6959 | 162.8257 | 177.685 | 211.6364 | 188.5558 | 179.6677 | 98.8699
4453 | 13 | 186 | 7 | 94.1222 | 145.9946 | 153.8045 | 188.3378 | 211.592 | 141.2541 | 161.4736 | 173.9581 | 105.9647 | 43.0793 | 196.2873 | 231.7057 | 158.8657 | 182.0917 | 214.3314 | 188.9567 | 178.2314 | 103.9737
4454 | 14 | 186 | 7 | 97.2699 | 142.6704 | 171.5814 | 187.7775 | 215.2734 | 139.8641 | 167.1823 | 173.7471 | 107.3779 | 43.6427 | 193.9084 | 238.4229 | 157.4667 | 190.0766 | 214.9497 | 188.433 | 201.8755 | 107.0755
4455 | 15 | 186 | 7 | 97.3894 | 142.2106 | 204.8031 | 189.6686 | 226.8804 | 140.7925 | 173.0433 | 165.1344 | 109.5456 | 42.3416 | 194.9514 | 245.8588 | 172.9832 | 190.7598 | 221.2201 | 192.0975 | 190.3589 | 112.4188
4456 | 16 | 186 | 7 | 110.7527 | 140.8096 | 233.2779 | 195.4931 | 249.9531 | 148.7932 | 195.9623 | 169.355 | 112.515 | 43.4807 | 202.4805 | 263.6072 | 186.9918 | 202.7362 | 221.6608 | 204.101 | 208.2736 | 133.1503
4457 | 17 | 186 | 7 | 124.0681 | 156.157 | 292.0163 | 209.041 | 297.4103 | 173.0547 | 233.4313 | 184.2423 | 132.0262 | 43.625 | 211.2445 | 296.4793 | 230.1854 | 234.3633 | 244.5766 | 230.9119 | 240.129 | 159.3494
4458 | 18 | 186 | 7 | 164.6379 | 216.7737 | 361.548 | 209.5314 | 348.7475 | 221.1747 | 279.0829 | 205.58 | 142.7624 | 53.6134 | 209.4267 | 364.6584 | 283.1971 | 283.8883 | 276.0639 | 292.4852 | 272.1559 | 203.6415
4459 | 19 | 186 | 7 | 165.6507 | 211.0174 | 364.6839 | 201.8273 | 333.5989 | 232.2039 | 277.6641 | 245.0567 | 178.5492 | 58.7073 | 206.7788 | 380.7977 | 270.427 | 309.1806 | 304.7303 | 302.5294 | 302.4675 | 234.4742
4460 | 20 | 186 | 7 | 169.3697 | 168.6869 | 361.5596 | 198.3163 | 321.8827 | 226.2304 | 276.5675 | 220.7369 | 187.0321 | 57.1479 | 212.4607 | 366.6292 | 255.7066 | 301.5929 | 300.8731 | 277.7487 | 285.4544 | 232.0569
4461 | 21 | 186 | 7 | 164.7315 | 143.8722 | 346.6839 | 195.5307 | 325.3905 | 209.6751 | 266.3503 | 233.6472 | 187.0712 | 56.2238 | 208.55 | 352.8419 | 252.4136 | 302.0409 | 268.1473 | 249.9567 | 283.1265 | 223.9417
4462 | 22 | 186 | 7 | 150.5803 | 136.7818 | 331.2343 | 191.2388 | 327.0793 | 212.6568 | 251.5356 | 247.6976 | 177.5989 | 55.7707 | 209.4718 | 353.3499 | 256.1996 | 284.9681 | 259.0803 | 248.7048 | 283.5175 | 219.7877
4463 | 23 | 186 | 7 | 136.8313 | 138.6281 | 340.05 | 184.0301 | 313.8402 | 201.1554 | 271.5913 | 235.6485 | 172.522 | 51.9525 | 205.62 | 353.7424 | 237.8626 | 283.5247 | 245.3883 | 249.9053 | 269.3998 | 210.0693
4464 | 0 | 187 | 7 | 127.3249 | 148.0267 | 348.8025 | 186.0786 | 305.005 | 194.9028 | 286.677 | 227.5587 | 164.7214 | 49.8112 | 207.0018 | 356.0065 | 230.3823 | 311.3087 | 220.9676 | 244.2096 | 270.5182 | 194.5882
4465 | 1 | 187 | 7 | 125.4768 | 154.5509 | 342.0901 | 184.7498 | 304.6462 | 188.2922 | 299.2507 | 216.1885 | 159.8211 | 51.3754 | 206.5445 | 349.747 | 228.7745 | 331.5108 | 231.2525 | 232.5461 | 259.0605 | 188.4855
4466 | 2 | 187 | 7 | 125.1008 | 158.0541 | 338.7386 | 185.38 | 299.951 | 186.8461 | 306.54 | 215.4489 | 162.3877 | 54.6163 | 205.8705 | 339.6884 | 227.1772 | 334.9776 | 238.3874 | 239.8691 | 256.1741 | 188.2276
4467 | 3 | 187 | 7 | 127.7411 | 163.1966 | 337.2904 | 185.7496 | 303.9891 | 185.2559 | 307.9306 | 210.3878 | 158.6891 | 56.101 | 208.8116 | 340.8632 | 234.0641 | 336.8759 | 237.7904 | 242.7325 | 278.3775 | 192.4482
4468 | 4 | 187 | 7 | 124.3332 | 170.0449 | 332.7703 | 181.9465 | 302.2246 | 190.684 | 298.745 | 222.0535 | 157.6399 | 58.2908 | 212.4355 | 349.2947 | 230.2679 | 333.9146 | 235.6593 | 246.5287 | 270.9502 | 189.8844
4469 | 5 | 187 | 7 | 103.2451 | 164.5923 | 317.1009 | 176.1966 | 249.0162 | 164.5542 | 220.3932 | 201.7205 | 156.8213 | 55.0754 | 212.3772 | 321.4036 | 174.2456 | 322.4484 | 237.054 | 228.555 | 229.7236 | 175.0115
4470 | 6 | 187 | 7 | 96.0658 | 143.664 | 195.0678 | 179.7551 | 238.8207 | 143.3652 | 173.4945 | 182.7329 | 129.6746 | 49.9968 | 217.7922 | 262.6605 | 155.9062 | 233.7165 | 210.3584 | 201.2638 | 196.0586 | 128.616
4471 | 7 | 187 | 7 | 94.5524 | 113.2733 | 160.9055 | 179.7844 | 237.3221 | 135.5822 | 159.4799 | 174.0865 | 117.1689 | 52.2357 | 208.2856 | 243.538 | 156.2024 | 200.0985 | 213.5439 | 185.7641 | 178.6251 | 104.7782
4472 | 8 | 187 | 7 | 95.7192 | 117.9922 | 181.3284 | 185.2208 | 219.8978 | 138.3581 | 149.0356 | 169.365 | 110.7994 | 51.0549 | 206.7745 | 237.0152 | 153.2157 | 197.0414 | 206.8154 | 172.4721 | 199.3655 | 95.5767
4473 | 9 | 187 | 7 | 94.9371 | 124.3535 | 178.0453 | 184.7414 | 217.2092 | 133.5877 | 150.4299 | 191.5819 | 111.967 | 49.005 | 192.8642 | 227.8683 | 145.2862 | 186.7928 | 207.6224 | 177.2821 | 214.3489 | 101.6312
4474 | 10 | 187 | 7 | 95.9267 | 138.0032 | 162.0789 | 185.3167 | 210.7256 | 133.7696 | 152.054 | 179.9858 | 114.255 | 48.3041 | 195.7194 | 229.2762 | 152.8613 | 172.9696 | 207.3961 | 188.6206 | 203.862 | 103.6461
4475 | 11 | 187 | 7 | 95.3467 | 143.6746 | 161.4893 | 186.0874 | 215.577 | 137.7945 | 156.9733 | 173.6951 | 112.2744 | 45.064 | 189.6856 | 225.5076 | 163.6846 | 168.9584 | 216.327 | 189.8354 | 189.1032 | 100.2138
4476 | 12 | 187 | 7 | 94.0667 | 143.8975 | 144.5759 | 188.2887 | 211.5008 | 144.8598 | 161.9641 | 173.9419 | 107.0345 | 44.5042 | 193.4299 | 232.6959 | 162.8257 | 177.685 | 211.6364 | 188.5558 | 179.6677 | 98.8699
4477 | 13 | 187 | 7 | 94.1222 | 145.9946 | 153.8045 | 188.3378 | 211.592 | 141.2541 | 161.4736 | 173.9581 | 105.9647 | 43.0793 | 196.2873 | 231.7057 | 158.8657 | 182.0917 | 214.3314 | 188.9567 | 178.2314 | 103.9737
4478 | 14 | 187 | 7 | 97.2699 | 142.6704 | 171.5814 | 187.7775 | 215.2734 | 139.8641 | 167.1823 | 173.7471 | 107.3779 | 43.6427 | 193.9084 | 238.4229 | 157.4667 | 190.0766 | 214.9497 | 188.433 | 201.8755 | 107.0755
4479 | 15 | 187 | 7 | 97.3894 | 142.2106 | 204.8031 | 189.6686 | 226.8804 | 140.7925 | 173.0433 | 165.1344 | 109.5456 | 42.3416 | 194.9514 | 245.8588 | 172.9832 | 190.7598 | 221.2201 | 192.0975 | 190.3589 | 112.4188
4480 | 16 | 187 | 7 | 110.7527 | 140.8096 | 233.2779 | 195.4931 | 249.9531 | 148.7932 | 195.9623 | 169.355 | 112.515 | 43.4807 | 202.4805 | 263.6072 | 186.9918 | 202.7362 | 221.6608 | 204.101 | 208.2736 | 133.1503
4481 | 17 | 187 | 7 | 124.0681 | 156.157 | 292.0163 | 209.041 | 297.4103 | 173.0547 | 233.4313 | 184.2423 | 132.0262 | 43.625 | 211.2445 | 296.4793 | 230.1854 | 234.3633 | 244.5766 | 230.9119 | 240.129 | 159.3494
4482 | 18 | 187 | 7 | 164.6379 | 216.7737 | 361.548 | 209.5314 | 348.7475 | 221.1747 | 279.0829 | 205.58 | 142.7624 | 53.6134 | 209.4267 | 364.6584 | 283.1971 | 283.8883 | 276.0639 | 292.4852 | 272.1559 | 203.6415
4483 | 19 | 187 | 7 | 165.6507 | 211.0174 | 364.6839 | 201.8273 | 333.5989 | 232.2039 | 277.6641 | 245.0567 | 178.5492 | 58.7073 | 206.7788 | 380.7977 | 270.427 | 309.1806 | 304.7303 | 302.5294 | 302.4675 | 234.4742
4484 | 20 | 187 | 7 | 169.3697 | 168.6869 | 361.5596 | 198.3163 | 321.8827 | 226.2304 | 276.5675 | 220.7369 | 187.0321 | 57.1479 | 212.4607 | 366.6292 | 255.7066 | 301.5929 | 300.8731 | 277.7487 | 285.4544 | 232.0569
4485 | 21 | 187 | 7 | 164.7315 | 143.8722 | 346.6839 | 195.5307 | 325.3905 | 209.6751 | 266.3503 | 233.6472 | 187.0712 | 56.2238 | 208.55 | 352.8419 | 252.4136 | 302.0409 | 268.1473 | 249.9567 | 283.1265 | 223.9417
4486 | 22 | 187 | 7 | 150.5803 | 136.7818 | 331.2343 | 191.2388 | 327.0793 | 212.6568 | 251.5356 | 247.6976 | 177.5989 | 55.7707 | 209.4718 | 353.3499 | 256.1996 | 284.9681 | 259.0803 | 248.7048 | 283.5175 | 219.7877
4487 | 23 | 187 | 7 | 136.8313 | 138.6281 | 340.05 | 184.0301 | 313.8402 | 201.1554 | 271.5913 | 235.6485 | 172.522 | 51.9525 | 205.62 | 353.7424 | 237.8626 | 283.5247 | 245.3883 | 249.9053 | 269.3998 | 210.0693
4488 | 0 | 188 | 7 | 127.3249 | 148.0267 | 348.8025 | 186.0786 | 305.005 | 194.9028 | 286.677 | 227.5587 | 164.7214 | 49.8112 | 207.0018 | 356.0065 | 230.3823 | 311.3087 | 220.9676 | 244.2096 | 270.5182 | 194.5882
4489 | 1 | 188 | 7 | 125.4768 | 154.5509 | 342.0901 | 184.7498 | 304.6462 | 188.2922 | 299.2507 | 216.1885 | 159.8211 | 51.3754 | 206.5445 | 349.747 | 228.7745 | 331.5108 | 231.2525 | 232.5461 | 259.0605 | 188.4855
4490 | 2 | 188 | 7 | 125.1008 | 158.0541 | 338.7386 | 185.38 | 299.951 | 186.8461 | 306.54 | 215.4489 | 162.3877 | 54.6163 | 205.8705 | 339.6884 | 227.1772 | 334.9776 | 238.3874 | 239.8691 | 256.1741 | 188.2276
4491 | 3 | 188 | 7 | 127.7411 | 163.1966 | 337.2904 | 185.7496 | 303.9891 | 185.2559 | 307.9306 | 210.3878 | 158.6891 | 56.101 | 208.8116 | 340.8632 | 234.0641 | 336.8759 | 237.7904 | 242.7325 | 278.3775 | 192.4482
4492 | 4 | 188 | 7 | 124.3332 | 170.0449 | 332.7703 | 181.9465 | 302.2246 | 190.684 | 298.745 | 222.0535 | 157.6399 | 58.2908 | 212.4355 | 349.2947 | 230.2679 | 333.9146 | 235.6593 | 246.5287 | 270.9502 | 189.8844
4493 | 5 | 188 | 7 | 103.2451 | 164.5923 | 317.1009 | 176.1966 | 249.0162 | 164.5542 | 220.3932 | 201.7205 | 156.8213 | 55.0754 | 212.3772 | 321.4036 | 174.2456 | 322.4484 | 237.054 | 228.555 | 229.7236 | 175.0115
4494 | 6 | 188 | 7 | 96.0658 | 143.664 | 195.0678 | 179.7551 | 238.8207 | 143.3652 | 173.4945 | 182.7329 | 129.6746 | 49.9968 | 217.7922 | 262.6605 | 155.9062 | 233.7165 | 210.3584 | 201.2638 | 196.0586 | 128.616
4495 | 7 | 188 | 7 | 94.5524 | 113.2733 | 160.9055 | 179.7844 | 237.3221 | 135.5822 | 159.4799 | 174.0865 | 117.1689 | 52.2357 | 208.2856 | 243.538 | 156.2024 | 200.0985 | 213.5439 | 185.7641 | 178.6251 | 104.7782
4496 | 8 | 188 | 7 | 95.7192 | 117.9922 | 181.3284 | 185.2208 | 219.8978 | 138.3581 | 149.0356 | 169.365 | 110.7994 | 51.0549 | 206.7745 | 237.0152 | 153.2157 | 197.0414 | 206.8154 | 172.4721 | 199.3655 | 95.5767
4497 | 9 | 188 | 7 | 94.9371 | 124.3535 | 178.0453 | 184.7414 | 217.2092 | 133.5877 | 150.4299 | 191.5819 | 111.967 | 49.005 | 192.8642 | 227.8683 | 145.2862 | 186.7928 | 207.6224 | 177.2821 | 214.3489 | 101.6312
4498 | 10 | 188 | 7 | 95.9267 | 138.0032 | 162.0789 | 185.3167 | 210.7256 | 133.7696 | 152.054 | 179.9858 | 114.255 | 48.3041 | 195.7194 | 229.2762 | 152.8613 | 172.9696 | 207.3961 | 188.6206 | 203.862 | 103.6461
4499 | 11 | 188 | 7 | 95.3467 | 143.6746 | 161.4893 | 186.0874 | 215.577 | 137.7945 | 156.9733 | 173.6951 | 112.2744 | 45.064 | 189.6856 | 225.5076 | 163.6846 | 168.9584 | 216.327 | 189.8354 | 189.1032 | 100.2138
4500 | 12 | 188 | 7 | 94.0667 | 143.8975 | 144.5759 | 188.2887 | 211.5008 | 144.8598 | 161.9641 | 173.9419 | 107.0345 | 44.5042 | 193.4299 | 232.6959 | 162.8257 | 177.685 | 211.6364 | 188.5558 | 179.6677 | 98.8699
4501 | 13 | 188 | 7 | 94.1222 | 145.9946 | 153.8045 | 188.3378 | 211.592 | 141.2541 | 161.4736 | 173.9581 | 105.9647 | 43.0793 | 196.2873 | 231.7057 | 158.8657 | 182.0917 | 214.3314 | 188.9567 | 178.2314 | 103.9737
4502 | 14 | 188 | 7 | 97.2699 | 142.6704 | 171.5814 | 187.7775 | 215.2734 | 139.8641 | 167.1823 | 173.7471 | 107.3779 | 43.6427 | 193.9084 | 238.4229 | 157.4667 | 190.0766 | 214.9497 | 188.433 | 201.8755 | 107.0755
4503 | 15 | 188 | 7 | 97.3894 | 142.2106 | 204.8031 | 189.6686 | 226.8804 | 140.7925 | 173.0433 | 165.1344 | 109.5456 | 42.3416 | 194.9514 | 245.8588 | 172.9832 | 190.7598 | 221.2201 | 192.0975 | 190.3589 | 112.4188
4504 | 16 | 188 | 7 | 110.7527 | 140.8096 | 233.2779 | 195.4931 | 249.9531 | 148.7932 | 195.9623 | 169.355 | 112.515 | 43.4807 | 202.4805 | 263.6072 | 186.9918 | 202.7362 | 221.6608 | 204.101 | 208.2736 | 133.1503
4505 | 17 | 188 | 7 | 124.0681 | 156.157 | 292.0163 | 209.041 | 297.4103 | 173.0547 | 233.4313 | 184.2423 | 132.0262 | 43.625 | 211.2445 | 296.4793 | 230.1854 | 234.3633 | 244.5766 | 230.9119 | 240.129 | 159.3494
4506 | 18 | 188 | 7 | 164.6379 | 216.7737 | 361.548 | 209.5314 | 348.7475 | 221.1747 | 279.0829 | 205.58 | 142.7624 | 53.6134 | 209.4267 | 364.6584 | 283.1971 | 283.8883 | 276.0639 | 292.4852 | 272.1559 | 203.6415
4507 | 19 | 188 | 7 | 165.6507 | 211.0174 | 364.6839 | 201.8273 | 333.5989 | 232.2039 | 277.6641 | 245.0567 | 178.5492 | 58.7073 | 206.7788 | 380.7977 | 270.427 | 309.1806 | 304.7303 | 302.5294 | 302.4675 | 234.4742
4508 | 20 | 188 | 7 | 169.3697 | 168.6869 | 361.5596 | 198.3163 | 321.8827 | 226.2304 | 276.5675 | 220.7369 | 187.0321 | 57.1479 | 212.4607 | 366.6292 | 255.7066 | 301.5929 | 300.8731 | 277.7487 | 285.4544 | 232.0569
4509 | 21 | 188 | 7 | 164.7315 | 143.8722 | 346.6839 | 195.5307 | 325.3905 | 209.6751 | 266.3503 | 233.6472 | 187.0712 | 56.2238 | 208.55 | 352.8419 | 252.4136 | 302.0409 | 268.1473 | 249.9567 | 283.1265 | 223.9417
4510 | 22 | 188 | 7 | 150.5803 | 136.7818 | 331.2343 | 191.2388 | 327.0793 | 212.6568 | 251.5356 | 247.6976 | 177.5989 | 55.7707 | 209.4718 | 353.3499 | 256.1996 | 284.9681 | 259.0803 | 248.7048 | 283.5175 | 219.7877
4511 | 23 | 188 | 7 | 136.8313 | 138.6281 | 340.05 | 184.0301 | 313.8402 | 201.1554 | 271.5913 | 235.6485 | 172.522 | 51.9525 | 205.62 | 353.7424 | 237.8626 | 283.5247 | 245.3883 | 249.9053 | 269.3998 | 210.0693
4512 | 0 | 189 | 7 | 127.3249 | 148.0267 | 348.8025 | 186.0786 | 305.005 | 194.9028 | 286.677 | 227.5587 | 164.7214 | 49.8112 | 207.0018 | 356.0065 | 230.3823 | 311.3087 | 220.9676 | 244.2096 | 270.5182 | 194.5882
4513 | 1 | 189 | 7 | 125.4768 | 154.5509 | 342.0901 | 184.7498 | 304.6462 | 188.2922 | 299.2507 | 216.1885 | 159.8211 | 51.3754 | 206.5445 | 349.747 | 228.7745 | 331.5108 | 231.2525 | 232.5461 | 259.0605 | 188.4855
4514 | 2 | 189 | 7 | 125.1008 | 158.0541 | 338.7386 | 185.38 | 299.951 | 186.8461 | 306.54 | 215.4489 | 162.3877 | 54.6163 | 205.8705 | 339.6884 | 227.1772 | 334.9776 | 238.3874 | 239.8691 | 256.1741 | 188.2276
4515 | 3 | 189 | 7 | 127.7411 | 163.1966 | 337.2904 | 185.7496 | 303.9891 | 185.2559 | 307.9306 | 210.3878 | 158.6891 | 56.101 | 208.8116 | 340.8632 | 234.0641 | 336.8759 | 237.7904 | 242.7325 | 278.3775 | 192.4482
4516 | 4 | 189 | 7 | 124.3332 | 170.0449 | 332.7703 | 181.9465 | 302.2246 | 190.684 | 298.745 | 222.0535 | 157.6399 | 58.2908 | 212.4355 | 349.2947 | 230.2679 | 333.9146 | 235.6593 | 246.5287 | 270.9502 | 189.8844
4517 | 5 | 189 | 7 | 103.2451 | 164.5923 | 317.1009 | 176.1966 | 249.0162 | 164.5542 | 220.3932 | 201.7205 | 156.8213 | 55.0754 | 212.3772 | 321.4036 | 174.2456 | 322.4484 | 237.054 | 228.555 | 229.7236 | 175.0115
4518 | 6 | 189 | 7 | 96.0658 | 143.664 | 195.0678 | 179.7551 | 238.8207 | 143.3652 | 173.4945 | 182.7329 | 129.6746 | 49.9968 | 217.7922 | 262.6605 | 155.9062 | 233.7165 | 210.3584 | 201.2638 | 196.0586 | 128.616
4519 | 7 | 189 | 7 | 94.5524 | 113.2733 | 160.9055 | 179.7844 | 237.3221 | 135.5822 | 159.4799 | 174.0865 | 117.1689 | 52.2357 | 208.2856 | 243.538 | 156.2024 | 200.0985 | 213.5439 | 185.7641 | 178.6251 | 104.7782
4520 | 8 | 189 | 7 | 95.7192 | 117.9922 | 181.3284 | 185.2208 | 219.8978 | 138.3581 | 149.0356 | 169.365 | 110.7994 | 51.0549 | 206.7745 | 237.0152 | 153.2157 | 197.0414 | 206.8154 | 172.4721 | 199.3655 | 95.5767
4521 | 9 | 189 | 7 | 94.9371 | 124.3535 | 178.0453 | 184.7414 | 217.2092 | 133.5877 | 150.4299 | 191.5819 | 111.967 | 49.005 | 192.8642 | 227.8683 | 145.2862 | 186.7928 | 207.6224 | 177.2821 | 214.3489 | 101.6312
4522 | 10 | 189 | 7 | 95.9267 | 138.0032 | 162.0789 | 185.3167 | 210.7256 | 133.7696 | 152.054 | 179.9858 | 114.255 | 48.3041 | 195.7194 | 229.2762 | 152.8613 | 172.9696 | 207.3961 | 188.6206 | 203.862 | 103.6461
4523 | 11 | 189 | 7 | 95.3467 | 143.6746 | 161.4893 | 186.0874 | 215.577 | 137.7945 | 156.9733 | 173.6951 | 112.2744 | 45.064 | 189.6856 | 225.5076 | 163.6846 | 168.9584 | 216.327 | 189.8354 | 189.1032 | 100.2138
4524 | 12 | 189 | 7 | 94.0667 | 143.8975 | 144.5759 | 188.2887 | 211.5008 | 144.8598 | 161.9641 | 173.9419 | 107.0345 | 44.5042 | 193.4299 | 232.6959 | 162.8257 | 177.685 | 211.6364 | 188.5558 | 179.6677 | 98.8699
4525 | 13 | 189 | 7 | 94.1222 | 145.9946 | 153.8045 | 188.3378 | 211.592 | 141.2541 | 161.4736 | 173.9581 | 105.9647 | 43.0793 | 196.2873 | 231.7057 | 158.8657 | 182.0917 | 214.3314 | 188.9567 | 178.2314 | 103.9737
4526 | 14 | 189 | 7 | 97.2699 | 142.6704 | 171.5814 | 187.7775 | 215.2734 | 139.8641 | 167.1823 | 173.7471 | 107.3779 | 43.6427 | 193.9084 | 238.4229 | 157.4667 | 190.0766 | 214.9497 | 188.433 | 201.8755 | 107.0755
4527 | 15 | 189 | 7 | 97.3894 | 142.2106 | 204.8031 | 189.6686 | 226.8804 | 140.7925 | 173.0433 | 165.1344 | 109.5456 | 42.3416 | 194.9514 | 245.8588 | 172.9832 | 190.7598 | 221.2201 | 192.0975 | 190.3589 | 112.4188
4528 | 16 | 189 | 7 | 110.7527 | 140.8096 | 233.2779 | 195.4931 | 249.9531 | 148.7932 | 195.9623 | 169.355 | 112.515 | 43.4807 | 202.4805 | 263.6072 | 186.9918 | 202.7362 | 221.6608 | 204.101 | 208.2736 | 133.1503
4529 | 17 | 189 | 7 | 124.0681 | 156.157 | 292.0163 | 209.041 | 297.4103 | 173.0547 | 233.4313 | 184.2423 | 132.0262 | 43.625 | 211.2445 | 296.4793 | 230.1854 | 234.3633 | 244.5766 | 230.9119 | 240.129 | 159.3494
4530 | 18 | 189 | 7 | 164.6379 | 216.7737 | 361.548 | 209.5314 | 348.7475 | 221.1747 | 279.0829 | 205.58 | 142.7624 | 53.6134 | 209.4267 | 364.6584 | 283.1971 | 283.8883 | 276.0639 | 292.4852 | 272.1559 | 203.6415
4531 | 19 | 189 | 7 | 165.6507 | 211.0174 | 364.6839 | 201.8273 | 333.5989 | 232.2039 | 277.6641 | 245.0567 | 178.5492 | 58.7073 | 206.7788 | 380.7977 | 270.427 | 309.1806 | 304.7303 | 302.5294 | 302.4675 | 234.4742
4532 | 20 | 189 | 7 | 169.3697 | 168.6869 | 361.5596 | 198.3163 | 321.8827 | 226.2304 | 276.5675 | 220.7369 | 187.0321 | 57.1479 | 212.4607 | 366.6292 | 255.7066 | 301.5929 | 300.8731 | 277.7487 | 285.4544 | 232.0569
4533 | 21 | 189 | 7 | 164.7315 | 143.8722 | 346.6839 | 195.5307 | 325.3905 | 209.6751 | 266.3503 | 233.6472 | 187.0712 | 56.2238 | 208.55 | 352.8419 | 252.4136 | 302.0409 | 268.1473 | 249.9567 | 283.1265 | 223.9417
4534 | 22 | 189 | 7 | 150.5803 | 136.7818 | 331.2343 | 191.2388 | 327.0793 | 212.6568 | 251.5356 | 247.6976 | 177.5989 | 55.7707 | 209.4718 | 353.3499 | 256.1996 | 284.9681 | 259.0803 | 248.7048 | 283.5175 | 219.7877
4535 | 23 | 189 | 7 | 136.8313 | 138.6281 | 340.05 | 184.0301 | 313.8402 | 201.1554 | 271.5913 | 235.6485 | 172.522 | 51.9525 | 205.62 | 353.7424 | 237.8626 | 283.5247 | 245.3883 | 249.9053 | 269.3998 | 210.0693
4536 | 0 | 190 | 7 | 127.3249 | 148.0267 | 348.8025 | 186.0786 | 305.005 | 194.9028 | 286.677 | 227.5587 | 164.7214 | 49.8112 | 207.0018 | 356.0065 | 230.3823 | 311.3087 | 220.9676 | 244.2096 | 270.5182 | 194.5882
4537 | 1 | 190 | 7 | 125.4768 | 154.5509 | 342.0901 | 184.7498 | 304.6462 | 188.2922 | 299.2507 | 216.1885 | 159.8211 | 51.3754 | 206.5445 | 349.747 | 228.7745 | 331.5108 | 231.2525 | 232.5461 | 259.0605 | 188.4855
4538 | 2 | 190 | 7 | 125.1008 | 158.0541 | 338.7386 | 185.38 | 299.951 | 186.8461 | 306.54 | 215.4489 | 162.3877 | 54.6163 | 205.8705 | 339.6884 | 227.1772 | 334.9776 | 238.3874 | 239.8691 | 256.1741 | 188.2276
4539 | 3 | 190 | 7 | 127.7411 | 163.1966 | 337.2904 | 185.7496 | 303.9891 | 185.2559 | 307.9306 | 210.3878 | 158.6891 | 56.101 | 208.8116 | 340.8632 | 234.0641 | 336.8759 | 237.7904 | 242.7325 | 278.3775 | 192.4482
4540 | 4 | 190 | 7 | 124.3332 | 170.0449 | 332.7703 | 181.9465 | 302.2246 | 190.684 | 298.745 | 222.0535 | 157.6399 | 58.2908 | 212.4355 | 349.2947 | 230.2679 | 333.9146 | 235.6593 | 246.5287 | 270.9502 | 189.8844
4541 | 5 | 190 | 7 | 103.2451 | 164.5923 | 317.1009 | 176.1966 | 249.0162 | 164.5542 | 220.3932 | 201.7205 | 156.8213 | 55.0754 | 212.3772 | 321.4036 | 174.2456 | 322.4484 | 237.054 | 228.555 | 229.7236 | 175.0115
4542 | 6 | 190 | 7 | 96.0658 | 143.664 | 195.0678 | 179.7551 | 238.8207 | 143.3652 | 173.4945 | 182.7329 | 129.6746 | 49.9968 | 217.7922 | 262.6605 | 155.9062 | 233.7165 | 210.3584 | 201.2638 | 196.0586 | 128.616
4543 | 7 | 190 | 7 | 94.5524 | 113.2733 | 160.9055 | 179.7844 | 237.3221 | 135.5822 | 159.4799 | 174.0865 | 117.1689 | 52.2357 | 208.2856 | 243.538 | 156.2024 | 200.0985 | 213.5439 | 185.7641 | 178.6251 | 104.7782
4544 | 8 | 190 | 7 | 95.7192 | 117.9922 | 181.3284 | 185.2208 | 219.8978 | 138.3581 | 149.0356 | 169.365 | 110.7994 | 51.0549 | 206.7745 | 237.0152 | 153.2157 | 197.0414 | 206.8154 | 172.4721 | 199.3655 | 95.5767
4545 | 9 | 190 | 7 | 94.9371 | 124.3535 | 178.0453 | 184.7414 | 217.2092 | 133.5877 | 150.4299 | 191.5819 | 111.967 | 49.005 | 192.8642 | 227.8683 | 145.2862 | 186.7928 | 207.6224 | 177.2821 | 214.3489 | 101.6312
4546 | 10 | 190 | 7 | 95.9267 | 138.0032 | 162.0789 | 185.3167 | 210.7256 | 133.7696 | 152.054 | 179.9858 | 114.255 | 48.3041 | 195.7194 | 229.2762 | 152.8613 | 172.9696 | 207.3961 | 188.6206 | 203.862 | 103.6461
4547 | 11 | 190 | 7 | 95.3467 | 143.6746 | 161.4893 | 186.0874 | 215.577 | 137.7945 | 156.9733 | 173.6951 | 112.2744 | 45.064 | 189.6856 | 225.5076 | 163.6846 | 168.9584 | 216.327 | 189.8354 | 189.1032 | 100.2138
4548 | 12 | 190 | 7 | 94.0667 | 143.8975 | 144.5759 | 188.2887 | 211.5008 | 144.8598 | 161.9641 | 173.9419 | 107.0345 | 44.5042 | 193.4299 | 232.6959 | 162.8257 | 177.685 | 211.6364 | 188.5558 | 179.6677 | 98.8699
4549 | 13 | 190 | 7 | 94.1222 | 145.9946 | 153.8045 | 188.3378 | 211.592 | 141.2541 | 161.4736 | 173.9581 | 105.9647 | 43.0793 | 196.2873 | 231.7057 | 158.8657 | 182.0917 | 214.3314 | 188.9567 | 178.2314 | 103.9737
4550 | 14 | 190 | 7 | 97.2699 | 142.6704 | 171.5814 | 187.7775 | 215.2734 | 139.8641 | 167.1823 | 173.7471 | 107.3779 | 43.6427 | 193.9084 | 238.4229 | 157.4667 | 190.0766 | 214.9497 | 188.433 | 201.8755 | 107.0755
4551 | 15 | 190 | 7 | 97.3894 | 142.2106 | 204.8031 | 189.6686 | 226.8804 | 140.7925 | 173.0433 | 165.1344 | 109.5456 | 42.3416 | 194.9514 | 245.8588 | 172.9832 | 190.7598 | 221.2201 | 192.0975 | 190.3589 | 112.4188
4552 | 16 | 190 | 7 | 110.7527 | 140.8096 | 233.2779 | 195.4931 | 249.9531 | 148.7932 | 195.9623 | 169.355 | 112.515 | 43.4807 | 202.4805 | 263.6072 | 186.9918 | 202.7362 | 221.6608 | 204.101 | 208.2736 | 133.1503
4553 | 17 | 190 | 7 | 124.0681 | 156.157 | 292.0163 | 209.041 | 297.4103 | 173.0547 | 233.4313 | 184.2423 | 132.0262 | 43.625 | 211.2445 | 296.4793 | 230.1854 | 234.3633 | 244.5766 | 230.9119 | 240.129 | 159.3494
4554 | 18 | 190 | 7 | 164.6379 | 216.7737 | 361.548 | 209.5314 | 348.7475 | 221.1747 | 279.0829 | 205.58 | 142.7624 | 53.6134 | 209.4267 | 364.6584 | 283.1971 | 283.8883 | 276.0639 | 292.4852 | 272.1559 | 203.6415
4555 | 19 | 190 | 7 | 165.6507 | 211.0174 | 364.6839 | 201.8273 | 333.5989 | 232.2039 | 277.6641 | 245.0567 | 178.5492 | 58.7073 | 206.7788 | 380.7977 | 270.427 | 309.1806 | 304.7303 | 302.5294 | 302.4675 | 234.4742
4556 | 20 | 190 | 7 | 169.3697 | 168.6869 | 361.5596 | 198.3163 | 321.8827 | 226.2304 | 276.5675 | 220.7369 | 187.0321 | 57.1479 | 212.4607 | 366.6292 | 255.7066 | 301.5929 | 300.8731 | 277.7487 | 285.4544 | 232.0569
4557 | 21 | 190 | 7 | 164.7315 | 143.8722 | 346.6839 | 195.5307 | 325.3905 | 209.6751 | 266.3503 | 233.6472 | 187.0712 | 56.2238 | 208.55 | 352.8419 | 252.4136 | 302.0409 | 268.1473 | 249.9567 | 283.1265 | 223.9417
4558 | 22 | 190 | 7 | 150.5803 | 136.7818 | 331.2343 | 191.2388 | 327.0793 | 212.6568 | 251.5356 | 247.6976 | 177.5989 | 55.7707 | 209.4718 | 353.3499 | 256.1996 | 284.9681 | 259.0803 | 248.7048 | 283.5175 | 219.7877
4559 | 23 | 190 | 7 | 136.8313 | 138.6281 | 340.05 | 184.0301 | 313.8402 | 201.1554 | 271.5913 | 235.6485 | 172.522 | 51.9525 | 205.62 | 353.7424 | 237.8626 | 283.5247 | 245.3883 | 249.9053 | 269.3998 | 210.0693
4560 | 0 | 191 | 7 | 127.3249 | 148.0267 | 348.8025 | 186.0786 | 305.005 | 194.9028 | 286.677 | 227.5587 | 164.7214 | 49.8112 | 207.0018 | 356.0065 | 230.3823 | 311.3087 | 220.9676 | 244.2096 | 270.5182 | 194.5882
4561 | 1 | 191 | 7 | 125.4768 | 154.5509 | 342.0901 | 184.7498 | 304.6462 | 188.2922 | 299.2507 | 216.1885 | 159.8211 | 51.3754 | 206.5445 | 349.747 | 228.7745 | 331.5108 | 231.2525 | 232.5461 | 259.0605 | 188.4855
4562 | 2 | 191 | 7 | 125.1008 | 158.0541 | 338.7386 | 185.38 | 299.951 | 186.8461 | 306.54 | 215.4489 | 162.3877 | 54.6163 | 205.8705 | 339.6884 | 227.1772 | 334.9776 | 238.3874 | 239.8691 | 256.1741 | 188.2276
4563 | 3 | 191 | 7 | 127.7411 | 163.1966 | 337.2904 | 185.7496 | 303.9891 | 185.2559 | 307.9306 | 210.3878 | 158.6891 | 56.101 | 208.8116 | 340.8632 | 234.0641 | 336.8759 | 237.7904 | 242.7325 | 278.3775 | 192.4482
4564 | 4 | 191 | 7 | 124.3332 | 170.0449 | 332.7703 | 181.9465 | 302.2246 | 190.684 | 298.745 | 222.0535 | 157.6399 | 58.2908 | 212.4355 | 349.2947 | 230.2679 | 333.9146 | 235.6593 | 246.5287 | 270.9502 | 189.8844
4565 | 5 | 191 | 7 | 103.2451 | 164.5923 | 317.1009 | 176.1966 | 249.0162 | 164.5542 | 220.3932 | 201.7205 | 156.8213 | 55.0754 | 212.3772 | 321.4036 | 174.2456 | 322.4484 | 237.054 | 228.555 | 229.7236 | 175.0115
4566 | 6 | 191 | 7 | 96.0658 | 143.664 | 195.0678 | 179.7551 | 238.8207 | 143.3652 | 173.4945 | 182.7329 | 129.6746 | 49.9968 | 217.7922 | 262.6605 | 155.9062 | 233.7165 | 210.3584 | 201.2638 | 196.0586 | 128.616
4567 | 7 | 191 | 7 | 94.5524 | 113.2733 | 160.9055 | 179.7844 | 237.3221 | 135.5822 | 159.4799 | 174.0865 | 117.1689 | 52.2357 | 208.2856 | 243.538 | 156.2024 | 200.0985 | 213.5439 | 185.7641 | 178.6251 | 104.7782
4568 | 8 | 191 | 7 | 95.7192 | 117.9922 | 181.3284 | 185.2208 | 219.8978 | 138.3581 | 149.0356 | 169.365 | 110.7994 | 51.0549 | 206.7745 | 237.0152 | 153.2157 | 197.0414 | 206.8154 | 172.4721 | 199.3655 | 95.5767
4569 | 9 | 191 | 7 | 94.9371 | 124.3535 | 178.0453 | 184.7414 | 217.2092 | 133.5877 | 150.4299 | 191.5819 | 111.967 | 49.005 | 192.8642 | 227.8683 | 145.2862 | 186.7928 | 207.6224 | 177.2821 | 214.3489 | 101.6312
4570 | 10 | 191 | 7 | 95.9267 | 138.0032 | 162.0789 | 185.3167 | 210.7256 | 133.7696 | 152.054 | 179.9858 | 114.255 | 48.3041 | 195.7194 | 229.2762 | 152.8613 | 172.9696 | 207.3961 | 188.6206 | 203.862 | 103.6461
4571 | 11 | 191 | 7 | 95.3467 | 143.6746 | 161.4893 | 186.0874 | 215.577 | 137.7945 | 156.9733 | 173.6951 | 112.2744 | 45.064 | 189.6856 | 225.5076 | 163.6846 | 168.9584 | 216.327 | 189.8354 | 189.1032 | 100.2138
4572 | 12 | 191 | 7 | 94.0667 | 143.8975 | 144.5759 | 188.2887 | 211.5008 | 144.8598 | 161.9641 | 173.9419 | 107.0345 | 44.5042 | 193.4299 | 232.6959 | 162.8257 | 177.685 | 211.6364 | 188.5558 | 179.6677 | 98.8699
4573 | 13 | 191 | 7 | 94.1222 | 145.9946 | 153.8045 | 188.3378 | 211.592 | 141.2541 | 161.4736 | 173.9581 | 105.9647 | 43.0793 | 196.2873 | 231.7057 | 158.8657 | 182.0917 | 214.3314 | 188.9567 | 178.2314 | 103.9737
4574 | 14 | 191 | 7 | 97.2699 | 142.6704 | 171.5814 | 187.7775 | 215.2734 | 139.8641 | 167.1823 | 173.7471 | 107.3779 | 43.6427 | 193.9084 | 238.4229 | 157.4667 | 190.0766 | 214.9497 | 188.433 | 201.8755 | 107.0755
4575 | 15 | 191 | 7 | 97.3894 | 142.2106 | 204.8031 | 189.6686 | 226.8804 | 140.7925 | 173.0433 | 165.1344 | 109.5456 | 42.3416 | 194.9514 | 245.8588 | 172.9832 | 190.7598 | 221.2201 | 192.0975 | 190.3589 | 112.4188
4576 | 16 | 191 | 7 | 110.7527 | 140.8096 | 233.2779 | 195.4931 | 249.9531 | 148.7932 | 195.9623 | 169.355 | 112.515 | 43.4807 | 202.4805 | 263.6072 | 186.9918 | 202.7362 | 221.6608 | 204.101 | 208.2736 | 133.1503
4577 | 17 | 191 | 7 | 124.0681 | 156.157 | 292.0163 | 209.041 | 297.4103 | 173.0547 | 233.4313 | 184.2423 | 132.0262 | 43.625 | 211.2445 | 296.4793 | 230.1854 | 234.3633 | 244.5766 | 230.9119 | 240.129 | 159.3494
4578 | 18 | 191 | 7 | 164.6379 | 216.7737 | 361.548 | 209.5314 | 348.7475 | 221.1747 | 279.0829 | 205.58 | 142.7624 | 53.6134 | 209.4267 | 364.6584 | 283.1971 | 283.8883 | 276.0639 | 292.4852 | 272.1559 | 203.6415
4579 | 19 | 191 | 7 | 165.6507 | 211.0174 | 364.6839 | 201.8273 | 333.5989 | 232.2039 | 277.6641 | 245.0567 | 178.5492 | 58.7073 | 206.7788 | 380.7977 | 270.427 | 309.1806 | 304.7303 | 302.5294 | 302.4675 | 234.4742
4580 | 20 | 191 | 7 | 169.3697 | 168.6869 | 361.5596 | 198.3163 | 321.8827 | 226.2304 | 276.5675 | 220.7369 | 187.0321 | 57.1479 | 212.4607 | 366.6292 | 255.7066 | 301.5929 | 300.8731 | 277.7487 | 285.4544 | 232.0569
4581 | 21 | 191 | 7 | 164.7315 | 143.8722 | 346.6839 | 195.5307 | 325.3905 | 209.6751 | 266.3503 | 233.6472 | 187.0712 | 56.2238 | 208.55 | 352.8419 | 252.4136 | 302.0409 | 268.1473 | 249.9567 | 283.1265 | 223.9417
4582 | 22 | 191 | 7 | 150.5803 | 136.7818 | 331.2343 | 191.2388 | 327.0793 | 212.6568 | 251.5356 | 247.6976 | 177.5989 | 55.7707 | 209.4718 | 353.3499 | 256.1996 | 284.9681 | 259.0803 | 248.7048 | 283.5175 | 219.7877
4583 | 23 | 191 | 7 | 136.8313 | 138.6281 | 340.05 | 184.0301 | 313.8402 | 201.1554 | 271.5913 | 235.6485 | 172.522 | 51.9525 | 205.62 | 353.7424 | 237.8626 | 283.5247 | 245.3883 | 249.9053 | 269.3998 | 210.0693
4584 | 0 | 192 | 7 | 127.3249 | 148.0267 | 348.8025 | 186.0786 | 305.005 | 194.9028 | 286.677 | 227.5587 | 164.7214 | 49.8112 | 207.0018 | 356.0065 | 230.3823 | 311.3087 | 220.9676 | 244.2096 | 270.5182 | 194.5882
4585 | 1 | 192 | 7 | 125.4768 | 154.5509 | 342.0901 | 184.7498 | 304.6462 | 188.2922 | 299.2507 | 216.1885 | 159.8211 | 51.3754 | 206.5445 | 349.747 | 228.7745 | 331.5108 | 231.2525 | 232.5461 | 259.0605 | 188.4855
4586 | 2 | 192 | 7 | 125.1008 | 158.0541 | 338.7386 | 185.38 | 299.951 | 186.8461 | 306.54 | 215.4489 | 162.3877 | 54.6163 | 205.8705 | 339.6884 | 227.1772 | 334.9776 | 238.3874 | 239.8691 | 256.1741 | 188.2276
4587 | 3 | 192 | 7 | 127.7411 | 163.1966 | 337.2904 | 185.7496 | 303.9891 | 185.2559 | 307.9306 | 210.3878 | 158.6891 | 56.101 | 208.8116 | 340.8632 | 234.0641 | 336.8759 | 237.7904 | 242.7325 | 278.3775 | 192.4482
4588 | 4 | 192 | 7 | 124.3332 | 170.0449 | 332.7703 | 181.9465 | 302.2246 | 190.684 | 298.745 | 222.0535 | 157.6399 | 58.2908 | 212.4355 | 349.2947 | 230.2679 | 333.9146 | 235.6593 | 246.5287 | 270.9502 | 189.8844
4589 | 5 | 192 | 7 | 103.2451 | 164.5923 | 317.1009 | 176.1966 | 249.0162 | 164.5542 | 220.3932 | 201.7205 | 156.8213 | 55.0754 | 212.3772 | 321.4036 | 174.2456 | 322.4484 | 237.054 | 228.555 | 229.7236 | 175.0115
4590 | 6 | 192 | 7 | 96.0658 | 143.664 | 195.0678 | 179.7551 | 238.8207 | 143.3652 | 173.4945 | 182.7329 | 129.6746 | 49.9968 | 217.7922 | 262.6605 | 155.9062 | 233.7165 | 210.3584 | 201.2638 | 196.0586 | 128.616
4591 | 7 | 192 | 7 | 94.5524 | 113.2733 | 160.9055 | 179.7844 | 237.3221 | 135.5822 | 159.4799 | 174.0865 | 117.1689 | 52.2357 | 208.2856 | 243.538 | 156.2024 | 200.0985 | 213.5439 | 185.7641 | 178.6251 | 104.7782
4592 | 8 | 192 | 7 | 95.7192 | 117.9922 | 181.3284 | 185.2208 | 219.8978 | 138.3581 | 149.0356 | 169.365 | 110.7994 | 51.0549 | 206.7745 | 237.0152 | 153.2157 | 197.0414 | 206.8154 | 172.4721 | 199.3655 | 95.5767
4593 | 9 | 192 | 7 | 94.9371 | 124.3535 | 178.0453 | 184.7414 | 217.2092 | 133.5877 | 150.4299 | 191.5819 | 111.967 | 49.005 | 192.8642 | 227.8683 | 145.2862 | 186.7928 | 207.6224 | 177.2821 | 214.3489 | 101.6312
4594 | 10 | 192 | 7 | 95.9267 | 138.0032 | 162.0789 | 185.3167 | 210.7256 | 133.7696 | 152.054 | 179.9858 | 114.255 | 48.3041 | 195.7194 | 229.2762 | 152.8613 | 172.9696 | 207.3961 | 188.6206 | 203.862 | 103.6461
4595 | 11 | 192 | 7 | 95.3467 | 143.6746 | 161.4893 | 186.0874 | 215.577 | 137.7945 | 156.9733 | 173.6951 | 112.2744 | 45.064 | 189.6856 | 225.5076 | 163.6846 | 168.9584 | 216.327 | 189.8354 | 189.1032 | 100.2138
4596 | 12 | 192 | 7 | 94.0667 | 143.8975 | 144.5759 | 188.2887 | 211.5008 | 144.8598 | 161.9641 | 173.9419 | 107.0345 | 44.5042 | 193.4299 | 232.6959 | 162.8257 | 177.685 | 211.6364 | 188.5558 | 179.6677 | 98.8699
4597 | 13 | 192 | 7 | 94.1222 | 145.9946 | 153.8045 | 188.3378 | 211.592 | 141.2541 | 161.4736 | 173.9581 | 105.9647 | 43.0793 | 196.2873 | 231.7057 | 158.8657 | 182.0917 | 214.3314 | 188.9567 | 178.2314 | 103.9737
4598 | 14 | 192 | 7 | 97.2699 | 142.6704 | 171.5814 | 187.7775 | 215.2734 | 139.8641 | 167.1823 | 173.7471 | 107.3779 | 43.6427 | 193.9084 | 238.4229 | 157.4667 | 190.0766 | 214.9497 | 188.433 | 201.8755 | 107.0755
4599 | 15 | 192 | 7 | 97.3894 | 142.2106 | 204.8031 | 189.6686 | 226.8804 | 140.7925 | 173.0433 | 165.1344 | 109.5456 | 42.3416 | 194.9514 | 245.8588 | 172.9832 | 190.7598 | 221.2201 | 192.0975 | 190.3589 | 112.4188
4600 | 16 | 192 | 7 | 110.7527 | 140.8096 | 233.2779 | 195.4931 | 249.9531 | 148.7932 | 195.9623 | 169.355 | 112.515 | 43.4807 | 202.4805 | 263.6072 | 186.9918 | 202.7362 | 221.6608 | 204.101 | 208.2736 | 133.1503
4601 | 17 | 192 | 7 | 124.0681 | 156.157 | 292.0163 | 209.041 | 297.4103 | 173.0547 | 233.4313 | 184.2423 | 132.0262 | 43.625 | 211.2445 | 296.4793 | 230.1854 | 234.3633 | 244.5766 | 230.9119 | 240.129 | 159.3494
4602 | 18 | 192 | 7 | 164.6379 | 216.7737 | 361.548 | 209.5314 | 348.7475 | 221.1747 | 279.0829 | 205.58 | 142.7624 | 53.6134 | 209.4267 | 364.6584 | 283.1971 | 283.8883 | 276.0639 | 292.4852 | 272.1559 | 203.6415
4603 | 19 | 192 | 7 | 165.6507 | 211.0174 | 364.6839 | 201.8273 | 333.5989 | 232.2039 | 277.6641 | 245.0567 | 178.5492 | 58.7073 | 206.7788 | 380.7977 | 270.427 | 309.1806 | 304.7303 | 302.5294 | 302.4675 | 234.4742
4604 | 20 | 192 | 7 | 169.3697 | 168.6869 | 361.5596 | 198.3163 | 321.8827 | 226.2304 | 276.5675 | 220.7369 | 187.0321 | 57.1479 | 212.4607 | 366.6292 | 255.7066 | 301.5929 | 300.8731 | 277.7487 | 285.4544 | 232.0569
4605 | 21 | 192 | 7 | 164.7315 | 143.8722 | 346.6839 | 195.5307 | 325.3905 | 209.6751 | 266.3503 | 233.6472 | 187.0712 | 56.2238 | 208.55 | 352.8419 | 252.4136 | 302.0409 | 268.1473 | 249.9567 | 283.1265 | 223.9417
4606 | 22 | 192 | 7 | 150.5803 | 136.7818 | 331.2343 | 191.2388 | 327.0793 | 212.6568 | 251.5356 | 247.6976 | 177.5989 | 55.7707 | 209.4718 | 353.3499 | 256.1996 | 284.9681 | 259.0803 | 248.7048 | 283.5175 | 219.7877
4607 | 23 | 192 | 7 | 136.8313 | 138.6281 | 340.05 | 184.0301 | 313.8402 | 201.1554 | 271.5913 | 235.6485 | 172.522 | 51.9525 | 205.62 | 353.7424 | 237.8626 | 283.5247 | 245.3883 | 249.9053 | 269.3998 | 210.0693
4608 | 0 | 193 | 7 | 127.3249 | 148.0267 | 348.8025 | 186.0786 | 305.005 | 194.9028 | 286.677 | 227.5587 | 164.7214 | 49.8112 | 207.0018 | 356.0065 | 230.3823 | 311.3087 | 220.9676 | 244.2096 | 270.5182 | 194.5882
4609 | 1 | 193 | 7 | 125.4768 | 154.5509 | 342.0901 | 184.7498 | 304.6462 | 188.2922 | 299.2507 | 216.1885 | 159.8211 | 51.3754 | 206.5445 | 349.747 | 228.7745 | 331.5108 | 231.2525 | 232.5461 | 259.0605 | 188.4855
4610 | 2 | 193 | 7 | 125.1008 | 158.0541 | 338.7386 | 185.38 | 299.951 | 186.8461 | 306.54 | 215.4489 | 162.3877 | 54.6163 | 205.8705 | 339.6884 | 227.1772 | 334.9776 | 238.3874 | 239.8691 | 256.1741 | 188.2276
4611 | 3 | 193 | 7 | 127.7411 | 163.1966 | 337.2904 | 185.7496 | 303.9891 | 185.2559 | 307.9306 | 210.3878 | 158.6891 | 56.101 | 208.8116 | 340.8632 | 234.0641 | 336.8759 | 237.7904 | 242.7325 | 278.3775 | 192.4482
4612 | 4 | 193 | 7 | 124.3332 | 170.0449 | 332.7703 | 181.9465 | 302.2246 | 190.684 | 298.745 | 222.0535 | 157.6399 | 58.2908 | 212.4355 | 349.2947 | 230.2679 | 333.9146 | 235.6593 | 246.5287 | 270.9502 | 189.8844
4613 | 5 | 193 | 7 | 103.2451 | 164.5923 | 317.1009 | 176.1966 | 249.0162 | 164.5542 | 220.3932 | 201.7205 | 156.8213 | 55.0754 | 212.3772 | 321.4036 | 174.2456 | 322.4484 | 237.054 | 228.555 | 229.7236 | 175.0115
4614 | 6 | 193 | 7 | 96.0658 | 143.664 | 195.0678 | 179.7551 | 238.8207 | 143.3652 | 173.4945 | 182.7329 | 129.6746 | 49.9968 | 217.7922 | 262.6605 | 155.9062 | 233.7165 | 210.3584 | 201.2638 | 196.0586 | 128.616
4615 | 7 | 193 | 7 | 94.5524 | 113.2733 | 160.9055 | 179.7844 | 237.3221 | 135.5822 | 159.4799 | 174.0865 | 117.1689 | 52.2357 | 208.2856 | 243.538 | 156.2024 | 200.0985 | 213.5439 | 185.7641 | 178.6251 | 104.7782
4616 | 8 | 193 | 7 | 95.7192 | 117.9922 | 181.3284 | 185.2208 | 219.8978 | 138.3581 | 149.0356 | 169.365 | 110.7994 | 51.0549 | 206.7745 | 237.0152 | 153.2157 | 197.0414 | 206.8154 | 172.4721 | 199.3655 | 95.5767
4617 | 9 | 193 | 7 | 94.9371 | 124.3535 | 178.0453 | 184.7414 | 217.2092 | 133.5877 | 150.4299 | 191.5819 | 111.967 | 49.005 | 192.8642 | 227.8683 | 145.2862 | 186.7928 | 207.6224 | 177.2821 | 214.3489 | 101.6312
4618 | 10 | 193 | 7 | 95.9267 | 138.0032 | 162.0789 | 185.3167 | 210.7256 | 133.7696 | 152.054 | 179.9858 | 114.255 | 48.3041 | 195.7194 | 229.2762 | 152.8613 | 172.9696 | 207.3961 | 188.6206 | 203.862 | 103.6461
4619 | 11 | 193 | 7 | 95.3467 | 143.6746 | 161.4893 | 186.0874 | 215.577 | 137.7945 | 156.9733 | 173.6951 | 112.2744 | 45.064 | 189.6856 | 225.5076 | 163.6846 | 168.9584 | 216.327 | 189.8354 | 189.1032 | 100.2138
4620 | 12 | 193 | 7 | 94.0667 | 143.8975 | 144.5759 | 188.2887 | 211.5008 | 144.8598 | 161.9641 | 173.9419 | 107.0345 | 44.5042 | 193.4299 | 232.6959 | 162.8257 | 177.685 | 211.6364 | 188.5558 | 179.6677 | 98.8699
4621 | 13 | 193 | 7 | 94.1222 | 145.9946 | 153.8045 | 188.3378 | 211.592 | 141.2541 | 161.4736 | 173.9581 | 105.9647 | 43.0793 | 196.2873 | 231.7057 | 158.8657 | 182.0917 | 214.3314 | 188.9567 | 178.2314 | 103.9737
4622 | 14 | 193 | 7 | 97.2699 | 142.6704 | 171.5814 | 187.7775 | 215.2734 | 139.8641 | 167.1823 | 173.7471 | 107.3779 | 43.6427 | 193.9084 | 238.4229 | 157.4667 | 190.0766 | 214.9497 | 188.433 | 201.8755 | 107.0755
4623 | 15 | 193 | 7 | 97.3894 | 142.2106 | 204.8031 | 189.6686 | 226.8804 | 140.7925 | 173.0433 | 165.1344 | 109.5456 | 42.3416 | 194.9514 | 245.8588 | 172.9832 | 190.7598 | 221.2201 | 192.0975 | 190.3589 | 112.4188
4624 | 16 | 193 | 7 | 110.7527 | 140.8096 | 233.2779 | 195.4931 | 249.9531 | 148.7932 | 195.9623 | 169.355 | 112.515 | 43.4807 | 202.4805 | 263.6072 | 186.9918 | 202.7362 | 221.6608 | 204.101 | 208.2736 | 133.1503
4625 | 17 | 193 | 7 | 124.0681 | 156.157 | 292.0163 | 209.041 | 297.4103 | 173.0547 | 233.4313 | 184.2423 | 132.0262 | 43.625 | 211.2445 | 296.4793 | 230.1854 | 234.3633 | 244.5766 | 230.9119 | 240.129 | 159.3494
4626 | 18 | 193 | 7 | 164.6379 | 216.7737 | 361.548 | 209.5314 | 348.7475 | 221.1747 | 279.0829 | 205.58 | 142.7624 | 53.6134 | 209.4267 | 364.6584 | 283.1971 | 283.8883 | 276.0639 | 292.4852 | 272.1559 | 203.6415
4627 | 19 | 193 | 7 | 165.6507 | 211.0174 | 364.6839 | 201.8273 | 333.5989 | 232.2039 | 277.6641 | 245.0567 | 178.5492 | 58.7073 | 206.7788 | 380.7977 | 270.427 | 309.1806 | 304.7303 | 302.5294 | 302.4675 | 234.4742
4628 | 20 | 193 | 7 | 169.3697 | 168.6869 | 361.5596 | 198.3163 | 321.8827 | 226.2304 | 276.5675 | 220.7369 | 187.0321 | 57.1479 | 212.4607 | 366.6292 | 255.7066 | 301.5929 | 300.8731 | 277.7487 | 285.4544 | 232.0569
4629 | 21 | 193 | 7 | 164.7315 | 143.8722 | 346.6839 | 195.5307 | 325.3905 | 209.6751 | 266.3503 | 233.6472 | 187.0712 | 56.2238 | 208.55 | 352.8419 | 252.4136 | 302.0409 | 268.1473 | 249.9567 | 283.1265 | 223.9417
4630 | 22 | 193 | 7 | 150.5803 | 136.7818 | 331.2343 | 191.2388 | 327.0793 | 212.6568 | 251.5356 | 247.6976 | 177.5989 | 55.7707 | 209.4718 | 353.3499 | 256.1996 | 284.9681 | 259.0803 | 248.7048 | 283.5175 | 219.7877
4631 | 23 | 193 | 7 | 136.8313 | 138.6281 | 340.05 | 184.0301 | 313.8402 | 201.1554 | 271.5913 | 235.6485 | 172.522 | 51.9525 | 205.62 | 353.7424 | 237.8626 | 283.5247 | 245.3883 | 249.9053 | 269.3998 | 210.0693
4632 | 0 | 194 | 7 | 127.3249 | 148.0267 | 348.8025 | 186.0786 | 305.005 | 194.9028 | 286.677 | 227.5587 | 164.7214 | 49.8112 | 207.0018 | 356.0065 | 230.3823 | 311.3087 | 220.9676 | 244.2096 | 270.5182 | 194.5882
4633 | 1 | 194 | 7 | 125.4768 | 154.5509 | 342.0901 | 184.7498 | 304.6462 | 188.2922 | 299.2507 | 216.1885 | 159.8211 | 51.3754 | 206.5445 | 349.747 | 228.7745 | 331.5108 | 231.2525 | 232.5461 | 259.0605 | 188.4855
4634 | 2 | 194 | 7 | 125.1008 | 158.0541 | 338.7386 | 185.38 | 299.951 | 186.8461 | 306.54 | 215.4489 | 162.3877 | 54.6163 | 205.8705 | 339.6884 | 227.1772 | 334.9776 | 238.3874 | 239.8691 | 256.1741 | 188.2276
4635 | 3 | 194 | 7 | 127.7411 | 163.1966 | 337.2904 | 185.7496 | 303.9891 | 185.2559 | 307.9306 | 210.3878 | 158.6891 | 56.101 | 208.8116 | 340.8632 | 234.0641 | 336.8759 | 237.7904 | 242.7325 | 278.3775 | 192.4482
4636 | 4 | 194 | 7 | 124.3332 | 170.0449 | 332.7703 | 181.9465 | 302.2246 | 190.684 | 298.745 | 222.0535 | 157.6399 | 58.2908 | 212.4355 | 349.2947 | 230.2679 | 333.9146 | 235.6593 | 246.5287 | 270.9502 | 189.8844
4637 | 5 | 194 | 7 | 103.2451 | 164.5923 | 317.1009 | 176.1966 | 249.0162 | 164.5542 | 220.3932 | 201.7205 | 156.8213 | 55.0754 | 212.3772 | 321.4036 | 174.2456 | 322.4484 | 237.054 | 228.555 | 229.7236 | 175.0115
4638 | 6 | 194 | 7 | 96.0658 | 143.664 | 195.0678 | 179.7551 | 238.8207 | 143.3652 | 173.4945 | 182.7329 | 129.6746 | 49.9968 | 217.7922 | 262.6605 | 155.9062 | 233.7165 | 210.3584 | 201.2638 | 196.0586 | 128.616
4639 | 7 | 194 | 7 | 94.5524 | 113.2733 | 160.9055 | 179.7844 | 237.3221 | 135.5822 | 159.4799 | 174.0865 | 117.1689 | 52.2357 | 208.2856 | 243.538 | 156.2024 | 200.0985 | 213.5439 | 185.7641 | 178.6251 | 104.7782
4640 | 8 | 194 | 7 | 95.7192 | 117.9922 | 181.3284 | 185.2208 | 219.8978 | 138.3581 | 149.0356 | 169.365 | 110.7994 | 51.0549 | 206.7745 | 237.0152 | 153.2157 | 197.0414 | 206.8154 | 172.4721 | 199.3655 | 95.5767
4641 | 9 | 194 | 7 | 94.9371 | 124.3535 | 178.0453 | 184.7414 | 217.2092 | 133.5877 | 150.4299 | 191.5819 | 111.967 | 49.005 | 192.8642 | 227.8683 | 145.2862 | 186.7928 | 207.6224 | 177.2821 | 214.3489 | 101.6312
4642 | 10 | 194 | 7 | 95.9267 | 138.0032 | 162.0789 | 185.3167 | 210.7256 | 133.7696 | 152.054 | 179.9858 | 114.255 | 48.3041 | 195.7194 | 229.2762 | 152.8613 | 172.9696 | 207.3961 | 188.6206 | 203.862 | 103.6461
4643 | 11 | 194 | 7 | 95.3467 | 143.6746 | 161.4893 | 186.0874 | 215.577 | 137.7945 | 156.9733 | 173.6951 | 112.2744 | 45.064 | 189.6856 | 225.5076 | 163.6846 | 168.9584 | 216.327 | 189.8354 | 189.1032 | 100.2138
4644 | 12 | 194 | 7 | 94.0667 | 143.8975 | 144.5759 | 188.2887 | 211.5008 | 144.8598 | 161.9641 | 173.9419 | 107.0345 | 44.5042 | 193.4299 | 232.6959 | 162.8257 | 177.685 | 211.6364 | 188.5558 | 179.6677 | 98.8699
4645 | 13 | 194 | 7 | 94.1222 | 145.9946 | 153.8045 | 188.3378 | 211.592 | 141.2541 | 161.4736 | 173.9581 | 105.9647 | 43.0793 | 196.2873 | 231.7057 | 158.8657 | 182.0917 | 214.3314 | 188.9567 | 178.2314 | 103.9737
4646 | 14 | 194 | 7 | 97.2699 | 142.6704 | 171.5814 | 187.7775 | 215.2734 | 139.8641 | 167.1823 | 173.7471 | 107.3779 | 43.6427 | 193.9084 | 238.4229 | 157.4667 | 190.0766 | 214.9497 | 188.433 | 201.8755 | 107.0755
4647 | 15 | 194 | 7 | 97.3894 | 142.2106 | 204.8031 | 189.6686 | 226.8804 | 140.7925 | 173.0433 | 165.1344 | 109.5456 | 42.3416 | 194.9514 | 245.8588 | 172.9832 | 190.7598 | 221.2201 | 192.0975 | 190.3589 | 112.4188
4648 | 16 | 194 | 7 | 110.7527 | 140.8096 | 233.2779 | 195.4931 | 249.9531 | 148.7932 | 195.9623 | 169.355 | 112.515 | 43.4807 | 202.4805 | 263.6072 | 186.9918 | 202.7362 | 221.6608 | 204.101 | 208.2736 | 133.1503
4649 | 17 | 194 | 7 | 124.0681 | 156.157 | 292.0163 | 209.041 | 297.4103 | 173.0547 | 233.4313 | 184.2423 | 132.0262 | 43.625 | 211.2445 | 296.4793 | 230.1854 | 234.3633 | 244.5766 | 230.9119 | 240.129 | 159.3494
4650 | 18 | 194 | 7 | 164.6379 | 216.7737 | 361.548 | 209.5314 | 348.7475 | 221.1747 | 279.0829 | 205.58 | 142.7624 | 53.6134 | 209.4267 | 364.6584 | 283.1971 | 283.8883 | 276.0639 | 292.4852 | 272.1559 | 203.6415
4651 | 19 | 194 | 7 | 165.6507 | 211.0174 | 364.6839 | 201.8273 | 333.5989 | 232.2039 | 277.6641 | 245.0567 | 178.5492 | 58.7073 | 206.7788 | 380.7977 | 270.427 | 309.1806 | 304.7303 | 302.5294 | 302.4675 | 234.4742
4652 | 20 | 194 | 7 | 169.3697 | 168.6869 | 361.5596 | 198.3163 | 321.8827 | 226.2304 | 276.5675 | 220.7369 | 187.0321 | 57.1479 | 212.4607 | 366.6292 | 255.7066 | 301.5929 | 300.8731 | 277.7487 | 285.4544 | 232.0569
4653 | 21 | 194 | 7 | 164.7315 | 143.8722 | 346.6839 | 195.5307 | 325.3905 | 209.6751 | 266.3503 | 233.6472 | 187.0712 | 56.2238 | 208.55 | 352.8419 | 252.4136 | 302.0409 | 268.1473 | 249.9567 | 283.1265 | 223.9417
4654 | 22 | 194 | 7 | 150.5803 | 136.7818 | 331.2343 | 191.2388 | 327.0793 | 212.6568 | 251.5356 | 247.6976 | 177.5989 | 55.7707 | 209.4718 | 353.3499 | 256.1996 | 284.9681 | 259.0803 | 248.7048 | 283.5175 | 219.7877
4655 | 23 | 194 | 7 | 136.8313 | 138.6281 | 340.05 | 184.0301 | 313.8402 | 201.1554 | 271.5913 | 235.6485 | 172.522 | 51.9525 | 205.62 | 353.7424 | 237.8626 | 283.5247 | 245.3883 | 249.9053 | 269.3998 | 210.0693
4656 | 0 | 195 | 7 | 127.3249 | 148.0267 | 348.8025 | 186.0786 | 305.005 | 194.9028 | 286.677 | 227.5587 | 164.7214 | 49.8112 | 207.0018 | 356.0065 | 230.3823 | 311.3087 | 220.9676 | 244.2096 | 270.5182 | 194.5882
4657 | 1 | 195 | 7 | 125.4768 | 154.5509 | 342.0901 | 184.7498 | 304.6462 | 188.2922 | 299.2507 | 216.1885 | 159.8211 | 51.3754 | 206.5445 | 349.747 | 228.7745 | 331.5108 | 231.2525 | 232.5461 | 259.0605 | 188.4855
4658 | 2 | 195 | 7 | 125.1008 | 158.0541 | 338.7386 | 185.38 | 299.951 | 186.8461 | 306.54 | 215.4489 | 162.3877 | 54.6163 | 205.8705 | 339.6884 | 227.1772 | 334.9776 | 238.3874 | 239.8691 | 256.1741 | 188.2276
4659 | 3 | 195 | 7 | 127.7411 | 163.1966 | 337.2904 | 185.7496 | 303.9891 | 185.2559 | 307.9306 | 210.3878 | 158.6891 | 56.101 | 208.8116 | 340.8632 | 234.0641 | 336.8759 | 237.7904 | 242.7325 | 278.3775 | 192.4482
4660 | 4 | 195 | 7 | 124.3332 | 170.0449 | 332.7703 | 181.9465 | 302.2246 | 190.684 | 298.745 | 222.0535 | 157.6399 | 58.2908 | 212.4355 | 349.2947 | 230.2679 | 333.9146 | 235.6593 | 246.5287 | 270.9502 | 189.8844
4661 | 5 | 195 | 7 | 103.2451 | 164.5923 | 317.1009 | 176.1966 | 249.0162 | 164.5542 | 220.3932 | 201.7205 | 156.8213 | 55.0754 | 212.3772 | 321.4036 | 174.2456 | 322.4484 | 237.054 | 228.555 | 229.7236 | 175.0115
4662 | 6 | 195 | 7 | 96.0658 | 143.664 | 195.0678 | 179.7551 | 238.8207 | 143.3652 | 173.4945 | 182.7329 | 129.6746 | 49.9968 | 217.7922 | 262.6605 | 155.9062 | 233.7165 | 210.3584 | 201.2638 | 196.0586 | 128.616
4663 | 7 | 195 | 7 | 94.5524 | 113.2733 | 160.9055 | 179.7844 | 237.3221 | 135.5822 | 159.4799 | 174.0865 | 117.1689 | 52.2357 | 208.2856 | 243.538 | 156.2024 | 200.0985 | 213.5439 | 185.7641 | 178.6251 | 104.7782
4664 | 8 | 195 | 7 | 95.7192 | 117.9922 | 181.3284 | 185.2208 | 219.8978 | 138.3581 | 149.0356 | 169.365 | 110.7994 | 51.0549 | 206.7745 | 237.0152 | 153.2157 | 197.0414 | 206.8154 | 172.4721 | 199.3655 | 95.5767
4665 | 9 | 195 | 7 | 94.9371 | 124.3535 | 178.0453 | 184.7414 | 217.2092 | 133.5877 | 150.4299 | 191.5819 | 111.967 | 49.005 | 192.8642 | 227.8683 | 145.2862 | 186.7928 | 207.6224 | 177.2821 | 214.3489 | 101.6312
4666 | 10 | 195 | 7 | 95.9267 | 138.0032 | 162.0789 | 185.3167 | 210.7256 | 133.7696 | 152.054 | 179.9858 | 114.255 | 48.3041 | 195.7194 | 229.2762 | 152.8613 | 172.9696 | 207.3961 | 188.6206 | 203.862 | 103.6461
4667 | 11 | 195 | 7 | 95.3467 | 143.6746 | 161.4893 | 186.0874 | 215.577 | 137.7945 | 156.9733 | 173.6951 | 112.2744 | 45.064 | 189.6856 | 225.5076 | 163.6846 | 168.9584 | 216.327 | 189.8354 | 189.1032 | 100.2138
4668 | 12 | 195 | 7 | 94.0667 | 143.8975 | 144.5759 | 188.2887 | 211.5008 | 144.8598 | 161.9641 | 173.9419 | 107.0345 | 44.5042 | 193.4299 | 232.6959 | 162.8257 | 177.685 | 211.6364 | 188.5558 | 179.6677 | 98.8699
4669 | 13 | 195 | 7 | 94.1222 | 145.9946 | 153.8045 | 188.3378 | 211.592 | 141.2541 | 161.4736 | 173.9581 | 105.9647 | 43.0793 | 196.2873 | 231.7057 | 158.8657 | 182.0917 | 214.3314 | 188.9567 | 178.2314 | 103.9737
4670 | 14 | 195 | 7 | 97.2699 | 142.6704 | 171.5814 | 187.7775 | 215.2734 | 139.8641 | 167.1823 | 173.7471 | 107.3779 | 43.6427 | 193.9084 | 238.4229 | 157.4667 | 190.0766 | 214.9497 | 188.433 | 201.8755 | 107.0755
4671 | 15 | 195 | 7 | 97.3894 | 142.2106 | 204.8031 | 189.6686 | 226.8804 | 140.7925 | 173.0433 | 165.1344 | 109.5456 | 42.3416 | 194.9514 | 245.8588 | 172.9832 | 190.7598 | 221.2201 | 192.0975 | 190.3589 | 112.4188
4672 | 16 | 195 | 7 | 110.7527 | 140.8096 | 233.2779 | 195.4931 | 249.9531 | 148.7932 | 195.9623 | 169.355 | 112.515 | 43.4807 | 202.4805 | 263.6072 | 186.9918 | 202.7362 | 221.6608 | 204.101 | 208.2736 | 133.1503
4673 | 17 | 195 | 7 | 124.0681 | 156.157 | 292.0163 | 209.041 | 297.4103 | 173.0547 | 233.4313 | 184.2423 | 132.0262 | 43.625 | 211.2445 | 296.4793 | 230.1854 | 234.3633 | 244.5766 | 230.9119 | 240.129 | 159.3494
4674 | 18 | 195 | 7 | 164.6379 | 216.7737 | 361.548 | 209.5314 | 348.7475 | 221.1747 | 279.0829 | 205.58 | 142.7624 | 53.6134 | 209.4267 | 364.6584 | 283.1971 | 283.8883 | 276.0639 | 292.4852 | 272.1559 | 203.6415
4675 | 19 | 195 | 7 | 165.6507 | 211.0174 | 364.6839 | 201.8273 | 333.5989 | 232.2039 | 277.6641 | 245.0567 | 178.5492 | 58.7073 | 206.7788 | 380.7977 | 270.427 | 309.1806 | 304.7303 | 302.5294 | 302.4675 | 234.4742
4676 | 20 | 195 | 7 | 169.3697 | 168.6869 | 361.5596 | 198.3163 | 321.8827 | 226.2304 | 276.5675 | 220.7369 | 187.0321 | 57.1479 | 212.4607 | 366.6292 | 255.7066 | 301.5929 | 300.8731 | 277.7487 | 285.4544 | 232.0569
4677 | 21 | 195 | 7 | 164.7315 | 143.8722 | 346.6839 | 195.5307 | 325.3905 | 209.6751 | 266.3503 | 233.6472 | 187.0712 | 56.2238 | 208.55 | 352.8419 | 252.4136 | 302.0409 | 268.1473 | 249.9567 | 283.1265 | 223.9417
4678 | 22 | 195 | 7 | 150.5803 | 136.7818 | 331.2343 | 191.2388 | 327.0793 | 212.6568 | 251.5356 | 247.6976 | 177.5989 | 55.7707 | 209.4718 | 353.3499 | 256.1996 | 284.9681 | 259.0803 | 248.7048 | 283.5175 | 219.7877
4679 | 23 | 195 | 7 | 136.8313 | 138.6281 | 340.05 | 184.0301 | 313.8402 | 201.1554 | 271.5913 | 235.6485 | 172.522 | 51.9525 | 205.62 | 353.7424 | 237.8626 | 283.5247 | 245.3883 | 249.9053 | 269.3998 | 210.0693
4680 | 0 | 196 | 7 | 127.3249 | 148.0267 | 348.8025 | 186.0786 | 305.005 | 194.9028 | 286.677 | 227.5587 | 164.7214 | 49.8112 | 207.0018 | 356.0065 | 230.3823 | 311.3087 | 220.9676 | 244.2096 | 270.5182 | 194.5882
4681 | 1 | 196 | 7 | 125.4768 | 154.5509 | 342.0901 | 184.7498 | 304.6462 | 188.2922 | 299.2507 | 216.1885 | 159.8211 | 51.3754 | 206.5445 | 349.747 | 228.7745 | 331.5108 | 231.2525 | 232.5461 | 259.0605 | 188.4855
4682 | 2 | 196 | 7 | 125.1008 | 158.0541 | 338.7386 | 185.38 | 299.951 | 186.8461 | 306.54 | 215.4489 | 162.3877 | 54.6163 | 205.8705 | 339.6884 | 227.1772 | 334.9776 | 238.3874 | 239.8691 | 256.1741 | 188.2276
4683 | 3 | 196 | 7 | 127.7411 | 163.1966 | 337.2904 | 185.7496 | 303.9891 | 185.2559 | 307.9306 | 210.3878 | 158.6891 | 56.101 | 208.8116 | 340.8632 | 234.0641 | 336.8759 | 237.7904 | 242.7325 | 278.3775 | 192.4482
4684 | 4 | 196 | 7 | 124.3332 | 170.0449 | 332.7703 | 181.9465 | 302.2246 | 190.684 | 298.745 | 222.0535 | 157.6399 | 58.2908 | 212.4355 | 349.2947 | 230.2679 | 333.9146 | 235.6593 | 246.5287 | 270.9502 | 189.8844
4685 | 5 | 196 | 7 | 103.2451 | 164.5923 | 317.1009 | 176.1966 | 249.0162 | 164.5542 | 220.3932 | 201.7205 | 156.8213 | 55.0754 | 212.3772 | 321.4036 | 174.2456 | 322.4484 | 237.054 | 228.555 | 229.7236 | 175.0115
4686 | 6 | 196 | 7 | 96.0658 | 143.664 | 195.0678 | 179.7551 | 238.8207 | 143.3652 | 173.4945 | 182.7329 | 129.6746 | 49.9968 | 217.7922 | 262.6605 | 155.9062 | 233.7165 | 210.3584 | 201.2638 | 196.0586 | 128.616
4687 | 7 | 196 | 7 | 94.5524 | 113.2733 | 160.9055 | 179.7844 | 237.3221 | 135.5822 | 159.4799 | 174.0865 | 117.1689 | 52.2357 | 208.2856 | 243.538 | 156.2024 | 200.0985 | 213.5439 | 185.7641 | 178.6251 | 104.7782
4688 | 8 | 196 | 7 | 95.7192 | 117.9922 | 181.3284 | 185.2208 | 219.8978 | 138.3581 | 149.0356 | 169.365 | 110.7994 | 51.0549 | 206.7745 | 237.0152 | 153.2157 | 197.0414 | 206.8154 | 172.4721 | 199.3655 | 95.5767
4689 | 9 | 196 | 7 | 94.9371 | 124.3535 | 178.0453 | 184.7414 | 217.2092 | 133.5877 | 150.4299 | 191.5819 | 111.967 | 49.005 | 192.8642 | 227.8683 | 145.2862 | 186.7928 | 207.6224 | 177.2821 | 214.3489 | 101.6312
4690 | 10 | 196 | 7 | 95.9267 | 138.0032 | 162.0789 | 185.3167 | 210.7256 | 133.7696 | 152.054 | 179.9858 | 114.255 | 48.3041 | 195.7194 | 229.2762 | 152.8613 | 172.9696 | 207.3961 | 188.6206 | 203.862 | 103.6461
4691 | 11 | 196 | 7 | 95.3467 | 143.6746 | 161.4893 | 186.0874 | 215.577 | 137.7945 | 156.9733 | 173.6951 | 112.2744 | 45.064 | 189.6856 | 225.5076 | 163.6846 | 168.9584 | 216.327 | 189.8354 | 189.1032 | 100.2138
4692 | 12 | 196 | 7 | 94.0667 | 143.8975 | 144.5759 | 188.2887 | 211.5008 | 144.8598 | 161.9641 | 173.9419 | 107.0345 | 44.5042 | 193.4299 | 232.6959 | 162.8257 | 177.685 | 211.6364 | 188.5558 | 179.6677 | 98.8699
4693 | 13 | 196 | 7 | 94.1222 | 145.9946 | 153.8045 | 188.3378 | 211.592 | 141.2541 | 161.4736 | 173.9581 | 105.9647 | 43.0793 | 196.2873 | 231.7057 | 158.8657 | 182.0917 | 214.3314 | 188.9567 | 178.2314 | 103.9737
4694 | 14 | 196 | 7 | 97.2699 | 142.6704 | 171.5814 | 187.7775 | 215.2734 | 139.8641 | 167.1823 | 173.7471 | 107.3779 | 43.6427 | 193.9084 | 238.4229 | 157.4667 | 190.0766 | 214.9497 | 188.433 | 201.8755 | 107.0755
4695 | 15 | 196 | 7 | 97.3894 | 142.2106 | 204.8031 | 189.6686 | 226.8804 | 140.7925 | 173.0433 | 165.1344 | 109.5456 | 42.3416 | 194.9514 | 245.8588 | 172.9832 | 190.7598 | 221.2201 | 192.0975 | 190.3589 | 112.4188
4696 | 16 | 196 | 7 | 110.7527 | 140.8096 | 233.2779 | 195.4931 | 249.9531 | 148.7932 | 195.9623 | 169.355 | 112.515 | 43.4807 | 202.4805 | 263.6072 | 186.9918 | 202.7362 | 221.6608 | 204.101 | 208.2736 | 133.1503
4697 | 17 | 196 | 7 | 124.0681 | 156.157 | 292.0163 | 209.041 | 297.4103 | 173.0547 | 233.4313 | 184.2423 | 132.0262 | 43.625 | 211.2445 | 296.4793 | 230.1854 | 234.3633 | 244.5766 | 230.9119 | 240.129 | 159.3494
4698 | 18 | 196 | 7 | 164.6379 | 216.7737 | 361.548 | 209.5314 | 348.7475 | 221.1747 | 279.0829 | 205.58 | 142.7624 | 53.6134 | 209.4267 | 364.6584 | 283.1971 | 283.8883 | 276.0639 | 292.4852 | 272.1559 | 203.6415
4699 | 19 | 196 | 7 | 165.6507 | 211.0174 | 364.6839 | 201.8273 | 333.5989 | 232.2039 | 277.6641 | 245.0567 | 178.5492 | 58.7073 | 206.7788 | 380.7977 | 270.427 | 309.1806 | 304.7303 | 302.5294 | 302.4675 | 234.4742
4700 | 20 | 196 | 7 | 169.3697 | 168.6869 | 361.5596 | 198.3163 | 321.8827 | 226.2304 | 276.5675 | 220.7369 | 187.0321 | 57.1479 | 212.4607 | 366.6292 | 255.7066 | 301.5929 | 300.8731 | 277.7487 | 285.4544 | 232.0569
4701 | 21 | 196 | 7 | 164.7315 | 143.8722 | 346.6839 | 195.5307 | 325.3905 | 209.6751 | 266.3503 | 233.6472 | 187.0712 | 56.2238 | 208.55 | 352.8419 | 252.4136 | 302.0409 | 268.1473 | 249.9567 | 283.1265 | 223.9417
4702 | 22 | 196 | 7 | 150.5803 | 136.7818 | 331.2343 | 191.2388 | 327.0793 | 212.6568 | 251.5356 | 247.6976 | 177.5989 | 55.7707 | 209.4718 | 353.3499 | 256.1996 | 284.9681 | 259.0803 | 248.7048 | 283.5175 | 219.7877
4703 | 23 | 196 | 7 | 136.8313 | 138.6281 | 340.05 | 184.0301 | 313.8402 | 201.1554 | 271.5913 | 235.6485 | 172.522 | 51.9525 | 205.62 | 353.7424 | 237.8626 | 283.5247 | 245.3883 | 249.9053 | 269.3998 | 210.0693
4704 | 0 | 197 | 7 | 127.3249 | 148.0267 | 348.8025 | 186.0786 | 305.005 | 194.9028 | 286.677 | 227.5587 | 164.7214 | 49.8112 | 207.0018 | 356.0065 | 230.3823 | 311.3087 | 220.9676 | 244.2096 | 270.5182 | 194.5882
4705 | 1 | 197 | 7 | 125.4768 | 154.5509 | 342.0901 | 184.7498 | 304.6462 | 188.2922 | 299.2507 | 216.1885 | 159.8211 | 51.3754 | 206.5445 | 349.747 | 228.7745 | 331.5108 | 231.2525 | 232.5461 | 259.0605 | 188.4855
4706 | 2 | 197 | 7 | 125.1008 | 158.0541 | 338.7386 | 185.38 | 299.951 | 186.8461 | 306.54 | 215.4489 | 162.3877 | 54.6163 | 205.8705 | 339.6884 | 227.1772 | 334.9776 | 238.3874 | 239.8691 | 256.1741 | 188.2276
4707 | 3 | 197 | 7 | 127.7411 | 163.1966 | 337.2904 | 185.7496 | 303.9891 | 185.2559 | 307.9306 | 210.3878 | 158.6891 | 56.101 | 208.8116 | 340.8632 | 234.0641 | 336.8759 | 237.7904 | 242.7325 | 278.3775 | 192.4482
4708 | 4 | 197 | 7 | 124.3332 | 170.0449 | 332.7703 | 181.9465 | 302.2246 | 190.684 | 298.745 | 222.0535 | 157.6399 | 58.2908 | 212.4355 | 349.2947 | 230.2679 | 333.9146 | 235.6593 | 246.5287 | 270.9502 | 189.8844
4709 | 5 | 197 | 7 | 103.2451 | 164.5923 | 317.1009 | 176.1966 | 249.0162 | 164.5542 | 220.3932 | 201.7205 | 156.8213 | 55.0754 | 212.3772 | 321.4036 | 174.2456 | 322.4484 | 237.054 | 228.555 | 229.7236 | 175.0115
4710 | 6 | 197 | 7 | 96.0658 | 143.664 | 195.0678 | 179.7551 | 238.8207 | 143.3652 | 173.4945 | 182.7329 | 129.6746 | 49.9968 | 217.7922 | 262.6605 | 155.9062 | 233.7165 | 210.3584 | 201.2638 | 196.0586 | 128.616
4711 | 7 | 197 | 7 | 94.5524 | 113.2733 | 160.9055 | 179.7844 | 237.3221 | 135.5822 | 159.4799 | 174.0865 | 117.1689 | 52.2357 | 208.2856 | 243.538 | 156.2024 | 200.0985 | 213.5439 | 185.7641 | 178.6251 | 104.7782
4712 | 8 | 197 | 7 | 95.7192 | 117.9922 | 181.3284 | 185.2208 | 219.8978 | 138.3581 | 149.0356 | 169.365 | 110.7994 | 51.0549 | 206.7745 | 237.0152 | 153.2157 | 197.0414 | 206.8154 | 172.4721 | 199.3655 | 95.5767
4713 | 9 | 197 | 7 | 94.9371 | 124.3535 | 178.0453 | 184.7414 | 217.2092 | 133.5877 | 150.4299 | 191.5819 | 111.967 | 49.005 | 192.8642 | 227.8683 | 145.2862 | 186.7928 | 207.6224 | 177.2821 | 214.3489 | 101.6312
4714 | 10 | 197 | 7 | 95.9267 | 138.0032 | 162.0789 | 185.3167 | 210.7256 | 133.7696 | 152.054 | 179.9858 | 114.255 | 48.3041 | 195.7194 | 229.2762 | 152.8613 | 172.9696 | 207.3961 | 188.6206 | 203.862 | 103.6461
4715 | 11 | 197 | 7 | 95.3467 | 143.6746 | 161.4893 | 186.0874 | 215.577 | 137.7945 | 156.9733 | 173.6951 | 112.2744 | 45.064 | 189.6856 | 225.5076 | 163.6846 | 168.9584 | 216.327 | 189.8354 | 189.1032 | 100.2138
4716 | 12 | 197 | 7 | 94.0667 | 143.8975 | 144.5759 | 188.2887 | 211.5008 | 144.8598 | 161.9641 | 173.9419 | 107.0345 | 44.5042 | 193.4299 | 232.6959 | 162.8257 | 177.685 | 211.6364 | 188.5558 | 179.6677 | 98.8699
4717 | 13 | 197 | 7 | 94.1222 | 145.9946 | 153.8045 | 188.3378 | 211.592 | 141.2541 | 161.4736 | 173.9581 | 105.9647 | 43.0793 | 196.2873 | 231.7057 | 158.8657 | 182.0917 | 214.3314 | 188.9567 | 178.2314 | 103.9737
4718 | 14 | 197 | 7 | 97.2699 | 142.6704 | 171.5814 | 187.7775 | 215.2734 | 139.8641 | 167.1823 | 173.7471 | 107.3779 | 43.6427 | 193.9084 | 238.4229 | 157.4667 | 190.0766 | 214.9497 | 188.433 | 201.8755 | 107.0755
4719 | 15 | 197 | 7 | 97.3894 | 142.2106 | 204.8031 | 189.6686 | 226.8804 | 140.7925 | 173.0433 | 165.1344 | 109.5456 | 42.3416 | 194.9514 | 245.8588 | 172.9832 | 190.7598 | 221.2201 | 192.0975 | 190.3589 | 112.4188
4720 | 16 | 197 | 7 | 110.7527 | 140.8096 | 233.2779 | 195.4931 | 249.9531 | 148.7932 | 195.9623 | 169.355 | 112.515 | 43.4807 | 202.4805 | 263.6072 | 186.9918 | 202.7362 | 221.6608 | 204.101 | 208.2736 | 133.1503
4721 | 17 | 197 | 7 | 124.0681 | 156.157 | 292.0163 | 209.041 | 297.4103 | 173.0547 | 233.4313 | 184.2423 | 132.0262 | 43.625 | 211.2445 | 296.4793 | 230.1854 | 234.3633 | 244.5766 | 230.9119 | 240.129 | 159.3494
4722 | 18 | 197 | 7 | 164.6379 | 216.7737 | 361.548 | 209.5314 | 348.7475 | 221.1747 | 279.0829 | 205.58 | 142.7624 | 53.6134 | 209.4267 | 364.6584 | 283.1971 | 283.8883 | 276.0639 | 292.4852 | 272.1559 | 203.6415
4723 | 19 | 197 | 7 | 165.6507 | 211.0174 | 364.6839 | 201.8273 | 333.5989 | 232.2039 | 277.6641 | 245.0567 | 178.5492 | 58.7073 | 206.7788 | 380.7977 | 270.427 | 309.1806 | 304.7303 | 302.5294 | 302.4675 | 234.4742
4724 | 20 | 197 | 7 | 169.3697 | 168.6869 | 361.5596 | 198.3163 | 321.8827 | 226.2304 | 276.5675 | 220.7369 | 187.0321 | 57.1479 | 212.4607 | 366.6292 | 255.7066 | 301.5929 | 300.8731 | 277.7487 | 285.4544 | 232.0569
4725 | 21 | 197 | 7 | 164.7315 | 143.8722 | 346.6839 | 195.5307 | 325.3905 | 209.6751 | 266.3503 | 233.6472 | 187.0712 | 56.2238 | 208.55 | 352.8419 | 252.4136 | 302.0409 | 268.1473 | 249.9567 | 283.1265 | 223.9417
4726 | 22 | 197 | 7 | 150.5803 | 136.7818 | 331.2343 | 191.2388 | 327.0793 | 212.6568 | 251.5356 | 247.6976 | 177.5989 | 55.7707 | 209.4718 | 353.3499 | 256.1996 | 284.9681 | 259.0803 | 248.7048 | 283.5175 | 219.7877
4727 | 23 | 197 | 7 | 136.8313 | 138.6281 | 340.05 | 184.0301 | 313.8402 | 201.1554 | 271.5913 | 235.6485 | 172.522 | 51.9525 | 205.62 | 353.7424 | 237.8626 | 283.5247 | 245.3883 | 249.9053 | 269.3998 | 210.0693
4728 | 0 | 198 | 7 | 127.3249 | 148.0267 | 348.8025 | 186.0786 | 305.005 | 194.9028 | 286.677 | 227.5587 | 164.7214 | 49.8112 | 207.0018 | 356.0065 | 230.3823 | 311.3087 | 220.9676 | 244.2096 | 270.5182 | 194.5882
4729 | 1 | 198 | 7 | 125.4768 | 154.5509 | 342.0901 | 184.7498 | 304.6462 | 188.2922 | 299.2507 | 216.1885 | 159.8211 | 51.3754 | 206.5445 | 349.747 | 228.7745 | 331.5108 | 231.2525 | 232.5461 | 259.0605 | 188.4855
4730 | 2 | 198 | 7 | 125.1008 | 158.0541 | 338.7386 | 185.38 | 299.951 | 186.8461 | 306.54 | 215.4489 | 162.3877 | 54.6163 | 205.8705 | 339.6884 | 227.1772 | 334.9776 | 238.3874 | 239.8691 | 256.1741 | 188.2276
4731 | 3 | 198 | 7 | 127.7411 | 163.1966 | 337.2904 | 185.7496 | 303.9891 | 185.2559 | 307.9306 | 210.3878 | 158.6891 | 56.101 | 208.8116 | 340.8632 | 234.0641 | 336.8759 | 237.7904 | 242.7325 | 278.3775 | 192.4482
4732 | 4 | 198 | 7 | 124.3332 | 170.0449 | 332.7703 | 181.9465 | 302.2246 | 190.684 | 298.745 | 222.0535 | 157.6399 | 58.2908 | 212.4355 | 349.2947 | 230.2679 | 333.9146 | 235.6593 | 246.5287 | 270.9502 | 189.8844
4733 | 5 | 198 | 7 | 103.2451 | 164.5923 | 317.1009 | 176.1966 | 249.0162 | 164.5542 | 220.3932 | 201.7205 | 156.8213 | 55.0754 | 212.3772 | 321.4036 | 174.2456 | 322.4484 | 237.054 | 228.555 | 229.7236 | 175.0115
4734 | 6 | 198 | 7 | 96.0658 | 143.664 | 195.0678 | 179.7551 | 238.8207 | 143.3652 | 173.4945 | 182.7329 | 129.6746 | 49.9968 | 217.7922 | 262.6605 | 155.9062 | 233.7165 | 210.3584 | 201.2638 | 196.0586 | 128.616
4735 | 7 | 198 | 7 | 94.5524 | 113.2733 | 160.9055 | 179.7844 | 237.3221 | 135.5822 | 159.4799 | 174.0865 | 117.1689 | 52.2357 | 208.2856 | 243.538 | 156.2024 | 200.0985 | 213.5439 | 185.7641 | 178.6251 | 104.7782
4736 | 8 | 198 | 7 | 95.7192 | 117.9922 | 181.3284 | 185.2208 | 219.8978 | 138.3581 | 149.0356 | 169.365 | 110.7994 | 51.0549 | 206.7745 | 237.0152 | 153.2157 | 197.0414 | 206.8154 | 172.4721 | 199.3655 | 95.5767
4737 | 9 | 198 | 7 | 94.9371 | 124.3535 | 178.0453 | 184.7414 | 217.2092 | 133.5877 | 150.4299 | 191.5819 | 111.967 | 49.005 | 192.8642 | 227.8683 | 145.2862 | 186.7928 | 207.6224 | 177.2821 | 214.3489 | 101.6312
4738 | 10 | 198 | 7 | 95.9267 | 138.0032 | 162.0789 | 185.3167 | 210.7256 | 133.7696 | 152.054 | 179.9858 | 114.255 | 48.3041 | 195.7194 | 229.2762 | 152.8613 | 172.9696 | 207.3961 | 188.6206 | 203.862 | 103.6461
4739 | 11 | 198 | 7 | 95.3467 | 143.6746 | 161.4893 | 186.0874 | 215.577 | 137.7945 | 156.9733 | 173.6951 | 112.2744 | 45.064 | 189.6856 | 225.5076 | 163.6846 | 168.9584 | 216.327 | 189.8354 | 189.1032 | 100.2138
4740 | 12 | 198 | 7 | 94.0667 | 143.8975 | 144.5759 | 188.2887 | 211.5008 | 144.8598 | 161.9641 | 173.9419 | 107.0345 | 44.5042 | 193.4299 | 232.6959 | 162.8257 | 177.685 | 211.6364 | 188.5558 | 179.6677 | 98.8699
4741 | 13 | 198 | 7 | 94.1222 | 145.9946 | 153.8045 | 188.3378 | 211.592 | 141.2541 | 161.4736 | 173.9581 | 105.9647 | 43.0793 | 196.2873 | 231.7057 | 158.8657 | 182.0917 | 214.3314 | 188.9567 | 178.2314 | 103.9737
4742 | 14 | 198 | 7 | 97.2699 | 142.6704 | 171.5814 | 187.7775 | 215.2734 | 139.8641 | 167.1823 | 173.7471 | 107.3779 | 43.6427 | 193.9084 | 238.4229 | 157.4667 | 190.0766 | 214.9497 | 188.433 | 201.8755 | 107.0755
4743 | 15 | 198 | 7 | 97.3894 | 142.2106 | 204.8031 | 189.6686 | 226.8804 | 140.7925 | 173.0433 | 165.1344 | 109.5456 | 42.3416 | 194.9514 | 245.8588 | 172.9832 | 190.7598 | 221.2201 | 192.0975 | 190.3589 | 112.4188
4744 | 16 | 198 | 7 | 110.7527 | 140.8096 | 233.2779 | 195.4931 | 249.9531 | 148.7932 | 195.9623 | 169.355 | 112.515 | 43.4807 | 202.4805 | 263.6072 | 186.9918 | 202.7362 | 221.6608 | 204.101 | 208.2736 | 133.1503
4745 | 17 | 198 | 7 | 124.0681 | 156.157 | 292.0163 | 209.041 | 297.4103 | 173.0547 | 233.4313 | 184.2423 | 132.0262 | 43.625 | 211.2445 | 296.4793 | 230.1854 | 234.3633 | 244.5766 | 230.9119 | 240.129 | 159.3494
4746 | 18 | 198 | 7 | 164.6379 | 216.7737 | 361.548 | 209.5314 | 348.7475 | 221.1747 | 279.0829 | 205.58 | 142.7624 | 53.6134 | 209.4267 | 364.6584 | 283.1971 | 283.8883 | 276.0639 | 292.4852 | 272.1559 | 203.6415
4747 | 19 | 198 | 7 | 165.6507 | 211.0174 | 364.6839 | 201.8273 | 333.5989 | 232.2039 | 277.6641 | 245.0567 | 178.5492 | 58.7073 | 206.7788 | 380.7977 | 270.427 | 309.1806 | 304.7303 | 302.5294 | 302.4675 | 234.4742
4748 | 20 | 198 | 7 | 169.3697 | 168.6869 | 361.5596 | 198.3163 | 321.8827 | 226.2304 | 276.5675 | 220.7369 | 187.0321 | 57.1479 | 212.4607 | 366.6292 | 255.7066 | 301.5929 | 300.8731 | 277.7487 | 285.4544 | 232.0569
4749 | 21 | 198 | 7 | 164.7315 | 143.8722 | 346.6839 | 195.5307 | 325.3905 | 209.6751 | 266.3503 | 233.6472 | 187.0712 | 56.2238 | 208.55 | 352.8419 | 252.4136 | 302.0409 | 268.1473 | 249.9567 | 283.1265 | 223.9417
4750 | 22 | 198 | 7 | 150.5803 | 136.7818 | 331.2343 | 191.2388 | 327.0793 | 212.6568 | 251.5356 | 247.6976 | 177.5989 | 55.7707 | 209.4718 | 353.3499 | 256.1996 | 284.9681 | 259.0803 | 248.7048 | 283.5175 | 219.7877
4751 | 23 | 198 | 7 | 136.8313 | 138.6281 | 340.05 | 184.0301 | 313.8402 | 201.1554 | 271.5913 | 235.6485 | 172.522 | 51.9525 | 205.62 | 353.7424 | 237.8626 | 283.5247 | 245.3883 | 249.9053 | 269.3998 | 210.0693
4752 | 0 | 199 | 7 | 127.3249 | 148.0267 | 348.8025 | 186.0786 | 305.005 | 194.9028 | 286.677 | 227.5587 | 164.7214 | 49.8112 | 207.0018 | 356.0065 | 230.3823 | 311.3087 | 220.9676 | 244.2096 | 270.5182 | 194.5882
4753 | 1 | 199 | 7 | 125.4768 | 154.5509 | 342.0901 | 184.7498 | 304.6462 | 188.2922 | 299.2507 | 216.1885 | 159.8211 | 51.3754 | 206.5445 | 349.747 | 228.7745 | 331.5108 | 231.2525 | 232.5461 | 259.0605 | 188.4855
4754 | 2 | 199 | 7 | 125.1008 | 158.0541 | 338.7386 | 185.38 | 299.951 | 186.8461 | 306.54 | 215.4489 | 162.3877 | 54.6163 | 205.8705 | 339.6884 | 227.1772 | 334.9776 | 238.3874 | 239.8691 | 256.1741 | 188.2276
4755 | 3 | 199 | 7 | 127.7411 | 163.1966 | 337.2904 | 185.7496 | 303.9891 | 185.2559 | 307.9306 | 210.3878 | 158.6891 | 56.101 | 208.8116 | 340.8632 | 234.0641 | 336.8759 | 237.7904 | 242.7325 | 278.3775 | 192.4482
4756 | 4 | 199 | 7 | 124.3332 | 170.0449 | 332.7703 | 181.9465 | 302.2246 | 190.684 | 298.745 | 222.0535 | 157.6399 | 58.2908 | 212.4355 | 349.2947 | 230.2679 | 333.9146 | 235.6593 | 246.5287 | 270.9502 | 189.8844
4757 | 5 | 199 | 7 | 103.2451 | 164.5923 | 317.1009 | 176.1966 | 249.0162 | 164.5542 | 220.3932 | 201.7205 | 156.8213 | 55.0754 | 212.3772 | 321.4036 | 174.2456 | 322.4484 | 237.054 | 228.555 | 229.7236 | 175.0115
4758 | 6 | 199 | 7 | 96.0658 | 143.664 | 195.0678 | 179.7551 | 238.8207 | 143.3652 | 173.4945 | 182.7329 | 129.6746 | 49.9968 | 217.7922 | 262.6605 | 155.9062 | 233.7165 | 210.3584 | 201.2638 | 196.0586 | 128.616
4759 | 7 | 199 | 7 | 94.5524 | 113.2733 | 160.9055 | 179.7844 | 237.3221 | 135.5822 | 159.4799 | 174.0865 | 117.1689 | 52.2357 | 208.2856 | 243.538 | 156.2024 | 200.0985 | 213.5439 | 185.7641 | 178.6251 | 104.7782
4760 | 8 | 199 | 7 | 95.7192 | 117.9922 | 181.3284 | 185.2208 | 219.8978 | 138.3581 | 149.0356 | 169.365 | 110.7994 | 51.0549 | 206.7745 | 237.0152 | 153.2157 | 197.0414 | 206.8154 | 172.4721 | 199.3655 | 95.5767
4761 | 9 | 199 | 7 | 94.9371 | 124.3535 | 178.0453 | 184.7414 | 217.2092 | 133.5877 | 150.4299 | 191.5819 | 111.967 | 49.005 | 192.8642 | 227.8683 | 145.2862 | 186.7928 | 207.6224 | 177.2821 | 214.3489 | 101.6312
4762 | 10 | 199 | 7 | 95.9267 | 138.0032 | 162.0789 | 185.3167 | 210.7256 | 133.7696 | 152.054 | 179.9858 | 114.255 | 48.3041 | 195.7194 | 229.2762 | 152.8613 | 172.9696 | 207.3961 | 188.6206 | 203.862 | 103.6461
4763 | 11 | 199 | 7 | 95.3467 | 143.6746 | 161.4893 | 186.0874 | 215.577 | 137.7945 | 156.9733 | 173.6951 | 112.2744 | 45.064 | 189.6856 | 225.5076 | 163.6846 | 168.9584 | 216.327 | 189.8354 | 189.1032 | 100.2138
4764 | 12 | 199 | 7 | 94.0667 | 143.8975 | 144.5759 | 188.2887 | 211.5008 | 144.8598 | 161.9641 | 173.9419 | 107.0345 | 44.5042 | 193.4299 | 232.6959 | 162.8257 | 177.685 | 211.6364 | 188.5558 | 179.6677 | 98.8699
4765 | 13 | 199 | 7 | 94.1222 | 145.9946 | 153.8045 | 188.3378 | 211.592 | 141.2541 | 161.4736 | 173.9581 | 105.9647 | 43.0793 | 196.2873 | 231.7057 | 158.8657 | 182.0917 | 214.3314 | 188.9567 | 178.2314 | 103.9737
4766 | 14 | 199 | 7 | 97.2699 | 142.6704 | 171.5814 | 187.7775 | 215.2734 | 139.8641 | 167.1823 | 173.7471 | 107.3779 | 43.6427 | 193.9084 | 238.4229 | 157.4667 | 190.0766 | 214.9497 | 188.433 | 201.8755 | 107.0755
4767 | 15 | 199 | 7 | 97.3894 | 142.2106 | 204.8031 | 189.6686 | 226.8804 | 140.7925 | 173.0433 | 165.1344 | 109.5456 | 42.3416 | 194.9514 | 245.8588 | 172.9832 | 190.7598 | 221.2201 | 192.0975 | 190.3589 | 112.4188
4768 | 16 | 199 | 7 | 110.7527 | 140.8096 | 233.2779 | 195.4931 | 249.9531 | 148.7932 | 195.9623 | 169.355 | 112.515 | 43.4807 | 202.4805 | 263.6072 | 186.9918 | 202.7362 | 221.6608 | 204.101 | 208.2736 | 133.1503
4769 | 17 | 199 | 7 | 124.0681 | 156.157 | 292.0163 | 209.041 | 297.4103 | 173.0547 | 233.4313 | 184.2423 | 132.0262 | 43.625 | 211.2445 | 296.4793 | 230.1854 | 234.3633 | 244.5766 | 230.9119 | 240.129 | 159.3494
4770 | 18 | 199 | 7 | 164.6379 | 216.7737 | 361.548 | 209.5314 | 348.7475 | 221.1747 | 279.0829 | 205.58 | 142.7624 | 53.6134 | 209.4267 | 364.6584 | 283.1971 | 283.8883 | 276.0639 | 292.4852 | 272.1559 | 203.6415
4771 | 19 | 199 | 7 | 165.6507 | 211.0174 | 364.6839 | 201.8273 | 333.5989 | 232.2039 | 277.6641 | 245.0567 | 178.5492 | 58.7073 | 206.7788 | 380.7977 | 270.427 | 309.1806 | 304.7303 | 302.5294 | 302.4675 | 234.4742
4772 | 20 | 199 | 7 | 169.3697 | 168.6869 | 361.5596 | 198.3163 | 321.8827 | 226.2304 | 276.5675 | 220.7369 | 187.0321 | 57.1479 | 212.4607 | 366.6292 | 255.7066 | 301.5929 | 300.8731 | 277.7487 | 285.4544 | 232.0569
4773 | 21 | 199 | 7 | 164.7315 | 143.8722 | 346.6839 | 195.5307 | 325.3905 | 209.6751 | 266.3503 | 233.6472 | 187.0712 | 56.2238 | 208.55 | 352.8419 | 252.4136 | 302.0409 | 268.1473 | 249.9567 | 283.1265 | 223.9417
4774 | 22 | 199 | 7 | 150.5803 | 136.7818 | 331.2343 | 191.2388 | 327.0793 | 212.6568 | 251.5356 | 247.6976 | 177.5989 | 55.7707 | 209.4718 | 353.3499 | 256.1996 | 284.9681 | 259.0803 | 248.7048 | 283.5175 | 219.7877
4775 | 23 | 199 | 7 | 136.8313 | 138.6281 | 340.05 | 184.0301 | 313.8402 | 201.1554 | 271.5913 | 235.6485 | 172.522 | 51.9525 | 205.62 | 353.7424 | 237.8626 | 283.5247 | 245.3883 | 249.9053 | 269.3998 | 210.0693
4776 | 0 | 200 | 7 | 127.3249 | 148.0267 | 348.8025 | 186.0786 | 305.005 | 194.9028 | 286.677 | 227.5587 | 164.7214 | 49.8112 | 207.0018 | 356.0065 | 230.3823 | 311.3087 | 220.9676 | 244.2096 | 270.5182 | 194.5882
4777 | 1 | 200 | 7 | 125.4768 | 154.5509 | 342.0901 | 184.7498 | 304.6462 | 188.2922 | 299.2507 | 216.1885 | 159.8211 | 51.3754 | 206.5445 | 349.747 | 228.7745 | 331.5108 | 231.2525 | 232.5461 | 259.0605 | 188.4855
4778 | 2 | 200 | 7 | 125.1008 | 158.0541 | 338.7386 | 185.38 | 299.951 | 186.8461 | 306.54 | 215.4489 | 162.3877 | 54.6163 | 205.8705 | 339.6884 | 227.1772 | 334.9776 | 238.3874 | 239.8691 | 256.1741 | 188.2276
4779 | 3 | 200 | 7 | 127.7411 | 163.1966 | 337.2904 | 185.7496 | 303.9891 | 185.2559 | 307.9306 | 210.3878 | 158.6891 | 56.101 | 208.8116 | 340.8632 | 234.0641 | 336.8759 | 237.7904 | 242.7325 | 278.3775 | 192.4482
4780 | 4 | 200 | 7 | 124.3332 | 170.0449 | 332.7703 | 181.9465 | 302.2246 | 190.684 | 298.745 | 222.0535 | 157.6399 | 58.2908 | 212.4355 | 349.2947 | 230.2679 | 333.9146 | 235.6593 | 246.5287 | 270.9502 | 189.8844
4781 | 5 | 200 | 7 | 103.2451 | 164.5923 | 317.1009 | 176.1966 | 249.0162 | 164.5542 | 220.3932 | 201.7205 | 156.8213 | 55.0754 | 212.3772 | 321.4036 | 174.2456 | 322.4484 | 237.054 | 228.555 | 229.7236 | 175.0115
4782 | 6 | 200 | 7 | 96.0658 | 143.664 | 195.0678 | 179.7551 | 238.8207 | 143.3652 | 173.4945 | 182.7329 | 129.6746 | 49.9968 | 217.7922 | 262.6605 | 155.9062 | 233.7165 | 210.3584 | 201.2638 | 196.0586 | 128.616
4783 | 7 | 200 | 7 | 94.5524 | 113.2733 | 160.9055 | 179.7844 | 237.3221 | 135.5822 | 159.4799 | 174.0865 | 117.1689 | 52.2357 | 208.2856 | 243.538 | 156.2024 | 200.0985 | 213.5439 | 185.7641 | 178.6251 | 104.7782
4784 | 8 | 200 | 7 | 95.7192 | 117.9922 | 181.3284 | 185.2208 | 219.8978 | 138.3581 | 149.0356 | 169.365 | 110.7994 | 51.0549 | 206.7745 | 237.0152 | 153.2157 | 197.0414 | 206.8154 | 172.4721 | 199.3655 | 95.5767
4785 | 9 | 200 | 7 | 94.9371 | 124.3535 | 178.0453 | 184.7414 | 217.2092 | 133.5877 | 150.4299 | 191.5819 | 111.967 | 49.005 | 192.8642 | 227.8683 | 145.2862 | 186.7928 | 207.6224 | 177.2821 | 214.3489 | 101.6312
4786 | 10 | 200 | 7 | 95.9267 | 138.0032 | 162.0789 | 185.3167 | 210.7256 | 133.7696 | 152.054 | 179.9858 | 114.255 | 48.3041 | 195.7194 | 229.2762 | 152.8613 | 172.9696 | 207.3961 | 188.6206 | 203.862 | 103.6461
4787 | 11 | 200 | 7 | 95.3467 | 143.6746 | 161.4893 | 186.0874 | 215.577 | 137.7945 | 156.9733 | 173.6951 | 112.2744 | 45.064 | 189.6856 | 225.5076 | 163.6846 | 168.9584 | 216.327 | 189.8354 | 189.1032 | 100.2138
4788 | 12 | 200 | 7 | 94.0667 | 143.8975 | 144.5759 | 188.2887 | 211.5008 | 144.8598 | 161.9641 | 173.9419 | 107.0345 | 44.5042 | 193.4299 | 232.6959 | 162.8257 | 177.685 | 211.6364 | 188.5558 | 179.6677 | 98.8699
4789 | 13 | 200 | 7 | 94.1222 | 145.9946 | 153.8045 | 188.3378 | 211.592 | 141.2541 | 161.4736 | 173.9581 | 105.9647 | 43.0793 | 196.2873 | 231.7057 | 158.8657 | 182.0917 | 214.3314 | 188.9567 | 178.2314 | 103.9737
4790 | 14 | 200 | 7 | 97.2699 | 142.6704 | 171.5814 | 187.7775 | 215.2734 | 139.8641 | 167.1823 | 173.7471 | 107.3779 | 43.6427 | 193.9084 | 238.4229 | 157.4667 | 190.0766 | 214.9497 | 188.433 | 201.8755 | 107.0755
4791 | 15 | 200 | 7 | 97.3894 | 142.2106 | 204.8031 | 189.6686 | 226.8804 | 140.7925 | 173.0433 | 165.1344 | 109.5456 | 42.3416 | 194.9514 | 245.8588 | 172.9832 | 190.7598 | 221.2201 | 192.0975 | 190.3589 | 112.4188
4792 | 16 | 200 | 7 | 110.7527 | 140.8096 | 233.2779 | 195.4931 | 249.9531 | 148.7932 | 195.9623 | 169.355 | 112.515 | 43.4807 | 202.4805 | 263.6072 | 186.9918 | 202.7362 | 221.6608 | 204.101 | 208.2736 | 133.1503
4793 | 17 | 200 | 7 | 124.0681 | 156.157 | 292.0163 | 209.041 | 297.4103 | 173.0547 | 233.4313 | 184.2423 | 132.0262 | 43.625 | 211.2445 | 296.4793 | 230.1854 | 234.3633 | 244.5766 | 230.9119 | 240.129 | 159.3494
4794 | 18 | 200 | 7 | 164.6379 | 216.7737 | 361.548 | 209.5314 | 348.7475 | 221.1747 | 279.0829 | 205.58 | 142.7624 | 53.6134 | 209.4267 | 364.6584 | 283.1971 | 283.8883 | 276.0639 | 292.4852 | 272.1559 | 203.6415
4795 | 19 | 200 | 7 | 165.6507 | 211.0174 | 364.6839 | 201.8273 | 333.5989 | 232.2039 | 277.6641 | 245.0567 | 178.5492 | 58.7073 | 206.7788 | 380.7977 | 270.427 | 309.1806 | 304.7303 | 302.5294 | 302.4675 | 234.4742
4796 | 20 | 200 | 7 | 169.3697 | 168.6869 | 361.5596 | 198.3163 | 321.8827 | 226.2304 | 276.5675 | 220.7369 | 187.0321 | 57.1479 | 212.4607 | 366.6292 | 255.7066 | 301.5929 | 300.8731 | 277.7487 | 285.4544 | 232.0569
4797 | 21 | 200 | 7 | 164.7315 | 143.8722 | 346.6839 | 195.5307 | 325.3905 | 209.6751 | 266.3503 | 233.6472 | 187.0712 | 56.2238 | 208.55 | 352.8419 | 252.4136 | 302.0409 | 268.1473 | 249.9567 | 283.1265 | 223.9417
4798 | 22 | 200 | 7 | 150.5803 | 136.7818 | 331.2343 | 191.2388 | 327.0793 | 212.6568 | 251.5356 | 247.6976 | 177.5989 | 55.7707 | 209.4718 | 353.3499 | 256.1996 | 284.9681 | 259.0803 | 248.7048 | 283.5175 | 219.7877
4799 | 23 | 200 | 7 | 136.8313 | 138.6281 | 340.05 | 184.0301 | 313.8402 | 201.1554 | 271.5913 | 235.6485 | 172.522 | 51.9525 | 205.62 | 353.7424 | 237.8626 | 283.5247 | 245.3883 | 249.9053 | 269.3998 | 210.0693
4800 | 0 | 201 | 7 | 127.3249 | 148.0267 | 348.8025 | 186.0786 | 305.005 | 194.9028 | 286.677 | 227.5587 | 164.7214 | 49.8112 | 207.0018 | 356.0065 | 230.3823 | 311.3087 | 220.9676 | 244.2096 | 270.5182 | 194.5882
4801 | 1 | 201 | 7 | 125.4768 | 154.5509 | 342.0901 | 184.7498 | 304.6462 | 188.2922 | 299.2507 | 216.1885 | 159.8211 | 51.3754 | 206.5445 | 349.747 | 228.7745 | 331.5108 | 231.2525 | 232.5461 | 259.0605 | 188.4855
4802 | 2 | 201 | 7 | 125.1008 | 158.0541 | 338.7386 | 185.38 | 299.951 | 186.8461 | 306.54 | 215.4489 | 162.3877 | 54.6163 | 205.8705 | 339.6884 | 227.1772 | 334.9776 | 238.3874 | 239.8691 | 256.1741 | 188.2276
4803 | 3 | 201 | 7 | 127.7411 | 163.1966 | 337.2904 | 185.7496 | 303.9891 | 185.2559 | 307.9306 | 210.3878 | 158.6891 | 56.101 | 208.8116 | 340.8632 | 234.0641 | 336.8759 | 237.7904 | 242.7325 | 278.3775 | 192.4482
4804 | 4 | 201 | 7 | 124.3332 | 170.0449 | 332.7703 | 181.9465 | 302.2246 | 190.684 | 298.745 | 222.0535 | 157.6399 | 58.2908 | 212.4355 | 349.2947 | 230.2679 | 333.9146 | 235.6593 | 246.5287 | 270.9502 | 189.8844
4805 | 5 | 201 | 7 | 103.2451 | 164.5923 | 317.1009 | 176.1966 | 249.0162 | 164.5542 | 220.3932 | 201.7205 | 156.8213 | 55.0754 | 212.3772 | 321.4036 | 174.2456 | 322.4484 | 237.054 | 228.555 | 229.7236 | 175.0115
4806 | 6 | 201 | 7 | 96.0658 | 143.664 | 195.0678 | 179.7551 | 238.8207 | 143.3652 | 173.4945 | 182.7329 | 129.6746 | 49.9968 | 217.7922 | 262.6605 | 155.9062 | 233.7165 | 210.3584 | 201.2638 | 196.0586 | 128.616
4807 | 7 | 201 | 7 | 94.5524 | 113.2733 | 160.9055 | 179.7844 | 237.3221 | 135.5822 | 159.4799 | 174.0865 | 117.1689 | 52.2357 | 208.2856 | 243.538 | 156.2024 | 200.0985 | 213.5439 | 185.7641 | 178.6251 | 104.7782
4808 | 8 | 201 | 7 | 95.7192 | 117.9922 | 181.3284 | 185.2208 | 219.8978 | 138.3581 | 149.0356 | 169.365 | 110.7994 | 51.0549 | 206.7745 | 237.0152 | 153.2157 | 197.0414 | 206.8154 | 172.4721 | 199.3655 | 95.5767
4809 | 9 | 201 | 7 | 94.9371 | 124.3535 | 178.0453 | 184.7414 | 217.2092 | 133.5877 | 150.4299 | 191.5819 | 111.967 | 49.005 | 192.8642 | 227.8683 | 145.2862 | 186.7928 | 207.6224 | 177.2821 | 214.3489 | 101.6312
4810 | 10 | 201 | 7 | 95.9267 | 138.0032 | 162.0789 | 185.3167 | 210.7256 | 133.7696 | 152.054 | 179.9858 | 114.255 | 48.3041 | 195.7194 | 229.2762 | 152.8613 | 172.9696 | 207.3961 | 188.6206 | 203.862 | 103.6461
4811 | 11 | 201 | 7 | 95.3467 | 143.6746 | 161.4893 | 186.0874 | 215.577 | 137.7945 | 156.9733 | 173.6951 | 112.2744 | 45.064 | 189.6856 | 225.5076 | 163.6846 | 168.9584 | 216.327 | 189.8354 | 189.1032 | 100.2138
4812 | 12 | 201 | 7 | 94.0667 | 143.8975 | 144.5759 | 188.2887 | 211.5008 | 144.8598 | 161.9641 | 173.9419 | 107.0345 | 44.5042 | 193.4299 | 232.6959 | 162.8257 | 177.685 | 211.6364 | 188.5558 | 179.6677 | 98.8699
4813 | 13 | 201 | 7 | 94.1222 | 145.9946 | 153.8045 | 188.3378 | 211.592 | 141.2541 | 161.4736 | 173.9581 | 105.9647 | 43.0793 | 196.2873 | 231.7057 | 158.8657 | 182.0917 | 214.3314 | 188.9567 | 178.2314 | 103.9737
4814 | 14 | 201 | 7 | 97.2699 | 142.6704 | 171.5814 | 187.7775 | 215.2734 | 139.8641 | 167.1823 | 173.7471 | 107.3779 | 43.6427 | 193.9084 | 238.4229 | 157.4667 | 190.0766 | 214.9497 | 188.433 | 201.8755 | 107.0755
4815 | 15 | 201 | 7 | 97.3894 | 142.2106 | 204.8031 | 189.6686 | 226.8804 | 140.7925 | 173.0433 | 165.1344 | 109.5456 | 42.3416 | 194.9514 | 245.8588 | 172.9832 | 190.7598 | 221.2201 | 192.0975 | 190.3589 | 112.4188
4816 | 16 | 201 | 7 | 110.7527 | 140.8096 | 233.2779 | 195.4931 | 249.9531 | 148.7932 | 195.9623 | 169.355 | 112.515 | 43.4807 | 202.4805 | 263.6072 | 186.9918 | 202.7362 | 221.6608 | 204.101 | 208.2736 | 133.1503
4817 | 17 | 201 | 7 | 124.0681 | 156.157 | 292.0163 | 209.041 | 297.4103 | 173.0547 | 233.4313 | 184.2423 | 132.0262 | 43.625 | 211.2445 | 296.4793 | 230.1854 | 234.3633 | 244.5766 | 230.9119 | 240.129 | 159.3494
4818 | 18 | 201 | 7 | 164.6379 | 216.7737 | 361.548 | 209.5314 | 348.7475 | 221.1747 | 279.0829 | 205.58 | 142.7624 | 53.6134 | 209.4267 | 364.6584 | 283.1971 | 283.8883 | 276.0639 | 292.4852 | 272.1559 | 203.6415
4819 | 19 | 201 | 7 | 165.6507 | 211.0174 | 364.6839 | 201.8273 | 333.5989 | 232.2039 | 277.6641 | 245.0567 | 178.5492 | 58.7073 | 206.7788 | 380.7977 | 270.427 | 309.1806 | 304.7303 | 302.5294 | 302.4675 | 234.4742
4820 | 20 | 201 | 7 | 169.3697 | 168.6869 | 361.5596 | 198.3163 | 321.8827 | 226.2304 | 276.5675 | 220.7369 | 187.0321 | 57.1479 | 212.4607 | 366.6292 | 255.7066 | 301.5929 | 300.8731 | 277.7487 | 285.4544 | 232.0569
4821 | 21 | 201 | 7 | 164.7315 | 143.8722 | 346.6839 | 195.5307 | 325.3905 | 209.6751 | 266.3503 | 233.6472 | 187.0712 | 56.2238 | 208.55 | 352.8419 | 252.4136 | 302.0409 | 268.1473 | 249.9567 | 283.1265 | 223.9417
4822 | 22 | 201 | 7 | 150.5803 | 136.7818 | 331.2343 | 191.2388 | 327.0793 | 212.6568 | 251.5356 | 247.6976 | 177.5989 | 55.7707 | 209.4718 | 353.3499 | 256.1996 | 284.9681 | 259.0803 | 248.7048 | 283.5175 | 219.7877
4823 | 23 | 201 | 7 | 136.8313 | 138.6281 | 340.05 | 184.0301 | 313.8402 | 201.1554 | 271.5913 | 235.6485 | 172.522 | 51.9525 | 205.62 | 353.7424 | 237.8626 | 283.5247 | 245.3883 | 249.9053 | 269.3998 | 210.0693
4824 | 0 | 202 | 7 | 127.3249 | 148.0267 | 348.8025 | 186.0786 | 305.005 | 194.9028 | 286.677 | 227.5587 | 164.7214 | 49.8112 | 207.0018 | 356.0065 | 230.3823 | 311.3087 | 220.9676 | 244.2096 | 270.5182 | 194.5882
4825 | 1 | 202 | 7 | 125.4768 | 154.5509 | 342.0901 | 184.7498 | 304.6462 | 188.2922 | 299.2507 | 216.1885 | 159.8211 | 51.3754 | 206.5445 | 349.747 | 228.7745 | 331.5108 | 231.2525 | 232.5461 | 259.0605 | 188.4855
4826 | 2 | 202 | 7 | 125.1008 | 158.0541 | 338.7386 | 185.38 | 299.951 | 186.8461 | 306.54 | 215.4489 | 162.3877 | 54.6163 | 205.8705 | 339.6884 | 227.1772 | 334.9776 | 238.3874 | 239.8691 | 256.1741 | 188.2276
4827 | 3 | 202 | 7 | 127.7411 | 163.1966 | 337.2904 | 185.7496 | 303.9891 | 185.2559 | 307.9306 | 210.3878 | 158.6891 | 56.101 | 208.8116 | 340.8632 | 234.0641 | 336.8759 | 237.7904 | 242.7325 | 278.3775 | 192.4482
4828 | 4 | 202 | 7 | 124.3332 | 170.0449 | 332.7703 | 181.9465 | 302.2246 | 190.684 | 298.745 | 222.0535 | 157.6399 | 58.2908 | 212.4355 | 349.2947 | 230.2679 | 333.9146 | 235.6593 | 246.5287 | 270.9502 | 189.8844
4829 | 5 | 202 | 7 | 103.2451 | 164.5923 | 317.1009 | 176.1966 | 249.0162 | 164.5542 | 220.3932 | 201.7205 | 156.8213 | 55.0754 | 212.3772 | 321.4036 | 174.2456 | 322.4484 | 237.054 | 228.555 | 229.7236 | 175.0115
4830 | 6 | 202 | 7 | 96.0658 | 143.664 | 195.0678 | 179.7551 | 238.8207 | 143.3652 | 173.4945 | 182.7329 | 129.6746 | 49.9968 | 217.7922 | 262.6605 | 155.9062 | 233.7165 | 210.3584 | 201.2638 | 196.0586 | 128.616
4831 | 7 | 202 | 7 | 94.5524 | 113.2733 | 160.9055 | 179.7844 | 237.3221 | 135.5822 | 159.4799 | 174.0865 | 117.1689 | 52.2357 | 208.2856 | 243.538 | 156.2024 | 200.0985 | 213.5439 | 185.7641 | 178.6251 | 104.7782
4832 | 8 | 202 | 7 | 95.7192 | 117.9922 | 181.3284 | 185.2208 | 219.8978 | 138.3581 | 149.0356 | 169.365 | 110.7994 | 51.0549 | 206.7745 | 237.0152 | 153.2157 | 197.0414 | 206.8154 | 172.4721 | 199.3655 | 95.5767
4833 | 9 | 202 | 7 | 94.9371 | 124.3535 | 178.0453 | 184.7414 | 217.2092 | 133.5877 | 150.4299 | 191.5819 | 111.967 | 49.005 | 192.8642 | 227.8683 | 145.2862 | 186.7928 | 207.6224 | 177.2821 | 214.3489 | 101.6312
4834 | 10 | 202 | 7 | 95.9267 | 138.0032 | 162.0789 | 185.3167 | 210.7256 | 133.7696 | 152.054 | 179.9858 | 114.255 | 48.3041 | 195.7194 | 229.2762 | 152.8613 | 172.9696 | 207.3961 | 188.6206 | 203.862 | 103.6461
4835 | 11 | 202 | 7 | 95.3467 | 143.6746 | 161.4893 | 186.0874 | 215.577 | 137.7945 | 156.9733 | 173.6951 | 112.2744 | 45.064 | 189.6856 | 225.5076 | 163.6846 | 168.9584 | 216.327 | 189.8354 | 189.1032 | 100.2138
4836 | 12 | 202 | 7 | 94.0667 | 143.8975 | 144.5759 | 188.2887 | 211.5008 | 144.8598 | 161.9641 | 173.9419 | 107.0345 | 44.5042 | 193.4299 | 232.6959 | 162.8257 | 177.685 | 211.6364 | 188.5558 | 179.6677 | 98.8699
4837 | 13 | 202 | 7 | 94.1222 | 145.9946 | 153.8045 | 188.3378 | 211.592 | 141.2541 | 161.4736 | 173.9581 | 105.9647 | 43.0793 | 196.2873 | 231.7057 | 158.8657 | 182.0917 | 214.3314 | 188.9567 | 178.2314 | 103.9737
4838 | 14 | 202 | 7 | 97.2699 | 142.6704 | 171.5814 | 187.7775 | 215.2734 | 139.8641 | 167.1823 | 173.7471 | 107.3779 | 43.6427 | 193.9084 | 238.4229 | 157.4667 | 190.0766 | 214.9497 | 188.433 | 201.8755 | 107.0755
4839 | 15 | 202 | 7 | 97.3894 | 142.2106 | 204.8031 | 189.6686 | 226.8804 | 140.7925 | 173.0433 | 165.1344 | 109.5456 | 42.3416 | 194.9514 | 245.8588 | 172.9832 | 190.7598 | 221.2201 | 192.0975 | 190.3589 | 112.4188
4840 | 16 | 202 | 7 | 110.7527 | 140.8096 | 233.2779 | 195.4931 | 249.9531 | 148.7932 | 195.9623 | 169.355 | 112.515 | 43.4807 | 202.4805 | 263.6072 | 186.9918 | 202.7362 | 221.6608 | 204.101 | 208.2736 | 133.1503
4841 | 17 | 202 | 7 | 124.0681 | 156.157 | 292.0163 | 209.041 | 297.4103 | 173.0547 | 233.4313 | 184.2423 | 132.0262 | 43.625 | 211.2445 | 296.4793 | 230.1854 | 234.3633 | 244.5766 | 230.9119 | 240.129 | 159.3494
4842 | 18 | 202 | 7 | 164.6379 | 216.7737 | 361.548 | 209.5314 | 348.7475 | 221.1747 | 279.0829 | 205.58 | 142.7624 | 53.6134 | 209.4267 | 364.6584 | 283.1971 | 283.8883 | 276.0639 | 292.4852 | 272.1559 | 203.6415
4843 | 19 | 202 | 7 | 165.6507 | 211.0174 | 364.6839 | 201.8273 | 333.5989 | 232.2039 | 277.6641 | 245.0567 | 178.5492 | 58.7073 | 206.7788 | 380.7977 | 270.427 | 309.1806 | 304.7303 | 302.5294 | 302.4675 | 234.4742
4844 | 20 | 202 | 7 | 169.3697 | 168.6869 | 361.5596 | 198.3163 | 321.8827 | 226.2304 | 276.5675 | 220.7369 | 187.0321 | 57.1479 | 212.4607 | 366.6292 | 255.7066 | 301.5929 | 300.8731 | 277.7487 | 285.4544 | 232.0569
4845 | 21 | 202 | 7 | 164.7315 | 143.8722 | 346.6839 | 195.5307 | 325.3905 | 209.6751 | 266.3503 | 233.6472 | 187.0712 | 56.2238 | 208.55 | 352.8419 | 252.4136 | 302.0409 | 268.1473 | 249.9567 | 283.1265 | 223.9417
4846 | 22 | 202 | 7 | 150.5803 | 136.7818 | 331.2343 | 191.2388 | 327.0793 | 212.6568 | 251.5356 | 247.6976 | 177.5989 | 55.7707 | 209.4718 | 353.3499 | 256.1996 | 284.9681 | 259.0803 | 248.7048 | 283.5175 | 219.7877
4847 | 23 | 202 | 7 | 136.8313 | 138.6281 | 340.05 | 184.0301 | 313.8402 | 201.1554 | 271.5913 | 235.6485 | 172.522 | 51.9525 | 205.62 | 353.7424 | 237.8626 | 283.5247 | 245.3883 | 249.9053 | 269.3998 | 210.0693
4848 | 0 | 203 | 7 | 127.3249 | 148.0267 | 348.8025 | 186.0786 | 305.005 | 194.9028 | 286.677 | 227.5587 | 164.7214 | 49.8112 | 207.0018 | 356.0065 | 230.3823 | 311.3087 | 220.9676 | 244.2096 | 270.5182 | 194.5882
4849 | 1 | 203 | 7 | 125.4768 | 154.5509 | 342.0901 | 184.7498 | 304.6462 | 188.2922 | 299.2507 | 216.1885 | 159.8211 | 51.3754 | 206.5445 | 349.747 | 228.7745 | 331.5108 | 231.2525 | 232.5461 | 259.0605 | 188.4855
4850 | 2 | 203 | 7 | 125.1008 | 158.0541 | 338.7386 | 185.38 | 299.951 | 186.8461 | 306.54 | 215.4489 | 162.3877 | 54.6163 | 205.8705 | 339.6884 | 227.1772 | 334.9776 | 238.3874 | 239.8691 | 256.1741 | 188.2276
4851 | 3 | 203 | 7 | 127.7411 | 163.1966 | 337.2904 | 185.7496 | 303.9891 | 185.2559 | 307.9306 | 210.3878 | 158.6891 | 56.101 | 208.8116 | 340.8632 | 234.0641 | 336.8759 | 237.7904 | 242.7325 | 278.3775 | 192.4482
4852 | 4 | 203 | 7 | 124.3332 | 170.0449 | 332.7703 | 181.9465 | 302.2246 | 190.684 | 298.745 | 222.0535 | 157.6399 | 58.2908 | 212.4355 | 349.2947 | 230.2679 | 333.9146 | 235.6593 | 246.5287 | 270.9502 | 189.8844
4853 | 5 | 203 | 7 | 103.2451 | 164.5923 | 317.1009 | 176.1966 | 249.0162 | 164.5542 | 220.3932 | 201.7205 | 156.8213 | 55.0754 | 212.3772 | 321.4036 | 174.2456 | 322.4484 | 237.054 | 228.555 | 229.7236 | 175.0115
4854 | 6 | 203 | 7 | 96.0658 | 143.664 | 195.0678 | 179.7551 | 238.8207 | 143.3652 | 173.4945 | 182.7329 | 129.6746 | 49.9968 | 217.7922 | 262.6605 | 155.9062 | 233.7165 | 210.3584 | 201.2638 | 196.0586 | 128.616
4855 | 7 | 203 | 7 | 94.5524 | 113.2733 | 160.9055 | 179.7844 | 237.3221 | 135.5822 | 159.4799 | 174.0865 | 117.1689 | 52.2357 | 208.2856 | 243.538 | 156.2024 | 200.0985 | 213.5439 | 185.7641 | 178.6251 | 104.7782
4856 | 8 | 203 | 7 | 95.7192 | 117.9922 | 181.3284 | 185.2208 | 219.8978 | 138.3581 | 149.0356 | 169.365 | 110.7994 | 51.0549 | 206.7745 | 237.0152 | 153.2157 | 197.0414 | 206.8154 | 172.4721 | 199.3655 | 95.5767
4857 | 9 | 203 | 7 | 94.9371 | 124.3535 | 178.0453 | 184.7414 | 217.2092 | 133.5877 | 150.4299 | 191.5819 | 111.967 | 49.005 | 192.8642 | 227.8683 | 145.2862 | 186.7928 | 207.6224 | 177.2821 | 214.3489 | 101.6312
4858 | 10 | 203 | 7 | 95.9267 | 138.0032 | 162.0789 | 185.3167 | 210.7256 | 133.7696 | 152.054 | 179.9858 | 114.255 | 48.3041 | 195.7194 | 229.2762 | 152.8613 | 172.9696 | 207.3961 | 188.6206 | 203.862 | 103.6461
4859 | 11 | 203 | 7 | 95.3467 | 143.6746 | 161.4893 | 186.0874 | 215.577 | 137.7945 | 156.9733 | 173.6951 | 112.2744 | 45.064 | 189.6856 | 225.5076 | 163.6846 | 168.9584 | 216.327 | 189.8354 | 189.1032 | 100.2138
4860 | 12 | 203 | 7 | 94.0667 | 143.8975 | 144.5759 | 188.2887 | 211.5008 | 144.8598 | 161.9641 | 173.9419 | 107.0345 | 44.5042 | 193.4299 | 232.6959 | 162.8257 | 177.685 | 211.6364 | 188.5558 | 179.6677 | 98.8699
4861 | 13 | 203 | 7 | 94.1222 | 145.9946 | 153.8045 | 188.3378 | 211.592 | 141.2541 | 161.4736 | 173.9581 | 105.9647 | 43.0793 | 196.2873 | 231.7057 | 158.8657 | 182.0917 | 214.3314 | 188.9567 | 178.2314 | 103.9737
4862 | 14 | 203 | 7 | 97.2699 | 142.6704 | 171.5814 | 187.7775 | 215.2734 | 139.8641 | 167.1823 | 173.7471 | 107.3779 | 43.6427 | 193.9084 | 238.4229 | 157.4667 | 190.0766 | 214.9497 | 188.433 | 201.8755 | 107.0755
4863 | 15 | 203 | 7 | 97.3894 | 142.2106 | 204.8031 | 189.6686 | 226.8804 | 140.7925 | 173.0433 | 165.1344 | 109.5456 | 42.3416 | 194.9514 | 245.8588 | 172.9832 | 190.7598 | 221.2201 | 192.0975 | 190.3589 | 112.4188
4864 | 16 | 203 | 7 | 110.7527 | 140.8096 | 233.2779 | 195.4931 | 249.9531 | 148.7932 | 195.9623 | 169.355 | 112.515 | 43.4807 | 202.4805 | 263.6072 | 186.9918 | 202.7362 | 221.6608 | 204.101 | 208.2736 | 133.1503
4865 | 17 | 203 | 7 | 124.0681 | 156.157 | 292.0163 | 209.041 | 297.4103 | 173.0547 | 233.4313 | 184.2423 | 132.0262 | 43.625 | 211.2445 | 296.4793 | 230.1854 | 234.3633 | 244.5766 | 230.9119 | 240.129 | 159.3494
4866 | 18 | 203 | 7 | 164.6379 | 216.7737 | 361.548 | 209.5314 | 348.7475 | 221.1747 | 279.0829 | 205.58 | 142.7624 | 53.6134 | 209.4267 | 364.6584 | 283.1971 | 283.8883 | 276.0639 | 292.4852 | 272.1559 | 203.6415
4867 | 19 | 203 | 7 | 165.6507 | 211.0174 | 364.6839 | 201.8273 | 333.5989 | 232.2039 | 277.6641 | 245.0567 | 178.5492 | 58.7073 | 206.7788 | 380.7977 | 270.427 | 309.1806 | 304.7303 | 302.5294 | 302.4675 | 234.4742
4868 | 20 | 203 | 7 | 169.3697 | 168.6869 | 361.5596 | 198.3163 | 321.8827 | 226.2304 | 276.5675 | 220.7369 | 187.0321 | 57.1479 | 212.4607 | 366.6292 | 255.7066 | 301.5929 | 300.8731 | 277.7487 | 285.4544 | 232.0569
4869 | 21 | 203 | 7 | 164.7315 | 143.8722 | 346.6839 | 195.5307 | 325.3905 | 209.6751 | 266.3503 | 233.6472 | 187.0712 | 56.2238 | 208.55 | 352.8419 | 252.4136 | 302.0409 | 268.1473 | 249.9567 | 283.1265 | 223.9417
4870 | 22 | 203 | 7 | 150.5803 | 136.7818 | 331.2343 | 191.2388 | 327.0793 | 212.6568 | 251.5356 | 247.6976 | 177.5989 | 55.7707 | 209.4718 | 353.3499 | 256.1996 | 284.9681 | 259.0803 | 248.7048 | 283.5175 | 219.7877
4871 | 23 | 203 | 7 | 136.8313 | 138.6281 | 340.05 | 184.0301 | 313.8402 | 201.1554 | 271.5913 | 235.6485 | 172.522 | 51.9525 | 205.62 | 353.7424 | 237.8626 | 283.5247 | 245.3883 | 249.9053 | 269.3998 | 210.0693
4872 | 0 | 204 | 7 | 127.3249 | 148.0267 | 348.8025 | 186.0786 | 305.005 | 194.9028 | 286.677 | 227.5587 | 164.7214 | 49.8112 | 207.0018 | 356.0065 | 230.3823 | 311.3087 | 220.9676 | 244.2096 | 270.5182 | 194.5882
4873 | 1 | 204 | 7 | 125.4768 | 154.5509 | 342.0901 | 184.7498 | 304.6462 | 188.2922 | 299.2507 | 216.1885 | 159.8211 | 51.3754 | 206.5445 | 349.747 | 228.7745 | 331.5108 | 231.2525 | 232.5461 | 259.0605 | 188.4855
4874 | 2 | 204 | 7 | 125.1008 | 158.0541 | 338.7386 | 185.38 | 299.951 | 186.8461 | 306.54 | 215.4489 | 162.3877 | 54.6163 | 205.8705 | 339.6884 | 227.1772 | 334.9776 | 238.3874 | 239.8691 | 256.1741 | 188.2276
4875 | 3 | 204 | 7 | 127.7411 | 163.1966 | 337.2904 | 185.7496 | 303.9891 | 185.2559 | 307.9306 | 210.3878 | 158.6891 | 56.101 | 208.8116 | 340.8632 | 234.0641 | 336.8759 | 237.7904 | 242.7325 | 278.3775 | 192.4482
4876 | 4 | 204 | 7 | 124.3332 | 170.0449 | 332.7703 | 181.9465 | 302.2246 | 190.684 | 298.745 | 222.0535 | 157.6399 | 58.2908 | 212.4355 | 349.2947 | 230.2679 | 333.9146 | 235.6593 | 246.5287 | 270.9502 | 189.8844
4877 | 5 | 204 | 7 | 103.2451 | 164.5923 | 317.1009 | 176.1966 | 249.0162 | 164.5542 | 220.3932 | 201.7205 | 156.8213 | 55.0754 | 212.3772 | 321.4036 | 174.2456 | 322.4484 | 237.054 | 228.555 | 229.7236 | 175.0115
4878 | 6 | 204 | 7 | 96.0658 | 143.664 | 195.0678 | 179.7551 | 238.8207 | 143.3652 | 173.4945 | 182.7329 | 129.6746 | 49.9968 | 217.7922 | 262.6605 | 155.9062 | 233.7165 | 210.3584 | 201.2638 | 196.0586 | 128.616
4879 | 7 | 204 | 7 | 94.5524 | 113.2733 | 160.9055 | 179.7844 | 237.3221 | 135.5822 | 159.4799 | 174.0865 | 117.1689 | 52.2357 | 208.2856 | 243.538 | 156.2024 | 200.0985 | 213.5439 | 185.7641 | 178.6251 | 104.7782
4880 | 8 | 204 | 7 | 95.7192 | 117.9922 | 181.3284 | 185.2208 | 219.8978 | 138.3581 | 149.0356 | 169.365 | 110.7994 | 51.0549 | 206.7745 | 237.0152 | 153.2157 | 197.0414 | 206.8154 | 172.4721 | 199.3655 | 95.5767
4881 | 9 | 204 | 7 | 94.9371 | 124.3535 | 178.0453 | 184.7414 | 217.2092 | 133.5877 | 150.4299 | 191.5819 | 111.967 | 49.005 | 192.8642 | 227.8683 | 145.2862 | 186.7928 | 207.6224 | 177.2821 | 214.3489 | 101.6312
4882 | 10 | 204 | 7 | 95.9267 | 138.0032 | 162.0789 | 185.3167 | 210.7256 | 133.7696 | 152.054 | 179.9858 | 114.255 | 48.3041 | 195.7194 | 229.2762 | 152.8613 | 172.9696 | 207.3961 | 188.6206 | 203.862 | 103.6461
4883 | 11 | 204 | 7 | 95.3467 | 143.6746 | 161.4893 | 186.0874 | 215.577 | 137.7945 | 156.9733 | 173.6951 | 112.2744 | 45.064 | 189.6856 | 225.5076 | 163.6846 | 168.9584 | 216.327 | 189.8354 | 189.1032 | 100.2138
4884 | 12 | 204 | 7 | 94.0667 | 143.8975 | 144.5759 | 188.2887 | 211.5008 | 144.8598 | 161.9641 | 173.9419 | 107.0345 | 44.5042 | 193.4299 | 232.6959 | 162.8257 | 177.685 | 211.6364 | 188.5558 | 179.6677 | 98.8699
4885 | 13 | 204 | 7 | 94.1222 | 145.9946 | 153.8045 | 188.3378 | 211.592 | 141.2541 | 161.4736 | 173.9581 | 105.9647 | 43.0793 | 196.2873 | 231.7057 | 158.8657 | 182.0917 | 214.3314 | 188.9567 | 178.2314 | 103.9737
4886 | 14 | 204 | 7 | 97.2699 | 142.6704 | 171.5814 | 187.7775 | 215.2734 | 139.8641 | 167.1823 | 173.7471 | 107.3779 | 43.6427 | 193.9084 | 238.4229 | 157.4667 | 190.0766 | 214.9497 | 188.433 | 201.8755 | 107.0755
4887 | 15 | 204 | 7 | 97.3894 | 142.2106 | 204.8031 | 189.6686 | 226.8804 | 140.7925 | 173.0433 | 165.1344 | 109.5456 | 42.3416 | 194.9514 | 245.8588 | 172.9832 | 190.7598 | 221.2201 | 192.0975 | 190.3589 | 112.4188
4888 | 16 | 204 | 7 | 110.7527 | 140.8096 | 233.2779 | 195.4931 | 249.9531 | 148.7932 | 195.9623 | 169.355 | 112.515 | 43.4807 | 202.4805 | 263.6072 | 186.9918 | 202.7362 | 221.6608 | 204.101 | 208.2736 | 133.1503
4889 | 17 | 204 | 7 | 124.0681 | 156.157 | 292.0163 | 209.041 | 297.4103 | 173.0547 | 233.4313 | 184.2423 | 132.0262 | 43.625 | 211.2445 | 296.4793 | 230.1854 | 234.3633 | 244.5766 | 230.9119 | 240.129 | 159.3494
4890 | 18 | 204 | 7 | 164.6379 | 216.7737 | 361.548 | 209.5314 | 348.7475 | 221.1747 | 279.0829 | 205.58 | 142.7624 | 53.6134 | 209.4267 | 364.6584 | 283.1971 | 283.8883 | 276.0639 | 292.4852 | 272.1559 | 203.6415
4891 | 19 | 204 | 7 | 165.6507 | 211.0174 | 364.6839 | 201.8273 | 333.5989 | 232.2039 | 277.6641 | 245.0567 | 178.5492 | 58.7073 | 206.7788 | 380.7977 | 270.427 | 309.1806 | 304.7303 | 302.5294 | 302.4675 | 234.4742
4892 | 20 | 204 | 7 | 169.3697 | 168.6869 | 361.5596 | 198.3163 | 321.8827 | 226.2304 | 276.5675 | 220.7369 | 187.0321 | 57.1479 | 212.4607 | 366.6292 | 255.7066 | 301.5929 | 300.8731 | 277.7487 | 285.4544 | 232.0569
4893 | 21 | 204 | 7 | 164.7315 | 143.8722 | 346.6839 | 195.5307 | 325.3905 | 209.6751 | 266.3503 | 233.6472 | 187.0712 | 56.2238 | 208.55 | 352.8419 | 252.4136 | 302.0409 | 268.1473 | 249.9567 | 283.1265 | 223.9417
4894 | 22 | 204 | 7 | 150.5803 | 136.7818 | 331.2343 | 191.2388 | 327.0793 | 212.6568 | 251.5356 | 247.6976 | 177.5989 | 55.7707 | 209.4718 | 353.3499 | 256.1996 | 284.9681 | 259.0803 | 248.7048 | 283.5175 | 219.7877
4895 | 23 | 204 | 7 | 136.8313 | 138.6281 | 340.05 | 184.0301 | 313.8402 | 201.1554 | 271.5913 | 235.6485 | 172.522 | 51.9525 | 205.62 | 353.7424 | 237.8626 | 283.5247 | 245.3883 | 249.9053 | 269.3998 | 210.0693
4896 | 0 | 205 | 7 | 127.3249 | 148.0267 | 348.8025 | 186.0786 | 305.005 | 194.9028 | 286.677 | 227.5587 | 164.7214 | 49.8112 | 207.0018 | 356.0065 | 230.3823 | 311.3087 | 220.9676 | 244.2096 | 270.5182 | 194.5882
4897 | 1 | 205 | 7 | 125.4768 | 154.5509 | 342.0901 | 184.7498 | 304.6462 | 188.2922 | 299.2507 | 216.1885 | 159.8211 | 51.3754 | 206.5445 | 349.747 | 228.7745 | 331.5108 | 231.2525 | 232.5461 | 259.0605 | 188.4855
4898 | 2 | 205 | 7 | 125.1008 | 158.0541 | 338.7386 | 185.38 | 299.951 | 186.8461 | 306.54 | 215.4489 | 162.3877 | 54.6163 | 205.8705 | 339.6884 | 227.1772 | 334.9776 | 238.3874 | 239.8691 | 256.1741 | 188.2276
4899 | 3 | 205 | 7 | 127.7411 | 163.1966 | 337.2904 | 185.7496 | 303.9891 | 185.2559 | 307.9306 | 210.3878 | 158.6891 | 56.101 | 208.8116 | 340.8632 | 234.0641 | 336.8759 | 237.7904 | 242.7325 | 278.3775 | 192.4482
4900 | 4 | 205 | 7 | 124.3332 | 170.0449 | 332.7703 | 181.9465 | 302.2246 | 190.684 | 298.745 | 222.0535 | 157.6399 | 58.2908 | 212.4355 | 349.2947 | 230.2679 | 333.9146 | 235.6593 | 246.5287 | 270.9502 | 189.8844
4901 | 5 | 205 | 7 | 103.2451 | 164.5923 | 317.1009 | 176.1966 | 249.0162 | 164.5542 | 220.3932 | 201.7205 | 156.8213 | 55.0754 | 212.3772 | 321.4036 | 174.2456 | 322.4484 | 237.054 | 228.555 | 229.7236 | 175.0115
4902 | 6 | 205 | 7 | 96.0658 | 143.664 | 195.0678 | 179.7551 | 238.8207 | 143.3652 | 173.4945 | 182.7329 | 129.6746 | 49.9968 | 217.7922 | 262.6605 | 155.9062 | 233.7165 | 210.3584 | 201.2638 | 196.0586 | 128.616
4903 | 7 | 205 | 7 | 94.5524 | 113.2733 | 160.9055 | 179.7844 | 237.3221 | 135.5822 | 159.4799 | 174.0865 | 117.1689 | 52.2357 | 208.2856 | 243.538 | 156.2024 | 200.0985 | 213.5439 | 185.7641 | 178.6251 | 104.7782
4904 | 8 | 205 | 7 | 95.7192 | 117.9922 | 181.3284 | 185.2208 | 219.8978 | 138.3581 | 149.0356 | 169.365 | 110.7994 | 51.0549 | 206.7745 | 237.0152 | 153.2157 | 197.0414 | 206.8154 | 172.4721 | 199.3655 | 95.5767
4905 | 9 | 205 | 7 | 94.9371 | 124.3535 | 178.0453 | 184.7414 | 217.2092 | 133.5877 | 150.4299 | 191.5819 | 111.967 | 49.005 | 192.8642 | 227.8683 | 145.2862 | 186.7928 | 207.6224 | 177.2821 | 214.3489 | 101.6312
4906 | 10 | 205 | 7 | 95.9267 | 138.0032 | 162.0789 | 185.3167 | 210.7256 | 133.7696 | 152.054 | 179.9858 | 114.255 | 48.3041 | 195.7194 | 229.2762 | 152.8613 | 172.9696 | 207.3961 | 188.6206 | 203.862 | 103.6461
4907 | 11 | 205 | 7 | 95.3467 | 143.6746 | 161.4893 | 186.0874 | 215.577 | 137.7945 | 156.9733 | 173.6951 | 112.2744 | 45.064 | 189.6856 | 225.5076 | 163.6846 | 168.9584 | 216.327 | 189.8354 | 189.1032 | 100.2138
4908 | 12 | 205 | 7 | 94.0667 | 143.8975 | 144.5759 | 188.2887 | 211.5008 | 144.8598 | 161.9641 | 173.9419 | 107.0345 | 44.5042 | 193.4299 | 232.6959 | 162.8257 | 177.685 | 211.6364 | 188.5558 | 179.6677 | 98.8699
4909 | 13 | 205 | 7 | 94.1222 | 145.9946 | 153.8045 | 188.3378 | 211.592 | 141.2541 | 161.4736 | 173.9581 | 105.9647 | 43.0793 | 196.2873 | 231.7057 | 158.8657 | 182.0917 | 214.3314 | 188.9567 | 178.2314 | 103.9737
4910 | 14 | 205 | 7 | 97.2699 | 142.6704 | 171.5814 | 187.7775 | 215.2734 | 139.8641 | 167.1823 | 173.7471 | 107.3779 | 43.6427 | 193.9084 | 238.4229 | 157.4667 | 190.0766 | 214.9497 | 188.433 | 201.8755 | 107.0755
4911 | 15 | 205 | 7 | 97.3894 | 142.2106 | 204.8031 | 189.6686 | 226.8804 | 140.7925 | 173.0433 | 165.1344 | 109.5456 | 42.3416 | 194.9514 | 245.8588 | 172.9832 | 190.7598 | 221.2201 | 192.0975 | 190.3589 | 112.4188
4912 | 16 | 205 | 7 | 110.7527 | 140.8096 | 233.2779 | 195.4931 | 249.9531 | 148.7932 | 195.9623 | 169.355 | 112.515 | 43.4807 | 202.4805 | 263.6072 | 186.9918 | 202.7362 | 221.6608 | 204.101 | 208.2736 | 133.1503
4913 | 17 | 205 | 7 | 124.0681 | 156.157 | 292.0163 | 209.041 | 297.4103 | 173.0547 | 233.4313 | 184.2423 | 132.0262 | 43.625 | 211.2445 | 296.4793 | 230.1854 | 234.3633 | 244.5766 | 230.9119 | 240.129 | 159.3494
4914 | 18 | 205 | 7 | 164.6379 | 216.7737 | 361.548 | 209.5314 | 348.7475 | 221.1747 | 279.0829 | 205.58 | 142.7624 | 53.6134 | 209.4267 | 364.6584 | 283.1971 | 283.8883 | 276.0639 | 292.4852 | 272.1559 | 203.6415
4915 | 19 | 205 | 7 | 165.6507 | 211.0174 | 364.6839 | 201.8273 | 333.5989 | 232.2039 | 277.6641 | 245.0567 | 178.5492 | 58.7073 | 206.7788 | 380.7977 | 270.427 | 309.1806 | 304.7303 | 302.5294 | 302.4675 | 234.4742
4916 | 20 | 205 | 7 | 169.3697 | 168.6869 | 361.5596 | 198.3163 | 321.8827 | 226.2304 | 276.5675 | 220.7369 | 187.0321 | 57.1479 | 212.4607 | 366.6292 | 255.7066 | 301.5929 | 300.8731 | 277.7487 | 285.4544 | 232.0569
4917 | 21 | 205 | 7 | 164.7315 | 143.8722 | 346.6839 | 195.5307 | 325.3905 | 209.6751 | 266.3503 | 233.6472 | 187.0712 | 56.2238 | 208.55 | 352.8419 | 252.4136 | 302.0409 | 268.1473 | 249.9567 | 283.1265 | 223.9417
4918 | 22 | 205 | 7 | 150.5803 | 136.7818 | 331.2343 | 191.2388 | 327.0793 | 212.6568 | 251.5356 | 247.6976 | 177.5989 | 55.7707 | 209.4718 | 353.3499 | 256.1996 | 284.9681 | 259.0803 | 248.7048 | 283.5175 | 219.7877
4919 | 23 | 205 | 7 | 136.8313 | 138.6281 | 340.05 | 184.0301 | 313.8402 | 201.1554 | 271.5913 | 235.6485 | 172.522 | 51.9525 | 205.62 | 353.7424 | 237.8626 | 283.5247 | 245.3883 | 249.9053 | 269.3998 | 210.0693
4920 | 0 | 206 | 7 | 127.3249 | 148.0267 | 348.8025 | 186.0786 | 305.005 | 194.9028 | 286.677 | 227.5587 | 164.7214 | 49.8112 | 207.0018 | 356.0065 | 230.3823 | 311.3087 | 220.9676 | 244.2096 | 270.5182 | 194.5882
4921 | 1 | 206 | 7 | 125.4768 | 154.5509 | 342.0901 | 184.7498 | 304.6462 | 188.2922 | 299.2507 | 216.1885 | 159.8211 | 51.3754 | 206.5445 | 349.747 | 228.7745 | 331.5108 | 231.2525 | 232.5461 | 259.0605 | 188.4855
4922 | 2 | 206 | 7 | 125.1008 | 158.0541 | 338.7386 | 185.38 | 299.951 | 186.8461 | 306.54 | 215.4489 | 162.3877 | 54.6163 | 205.8705 | 339.6884 | 227.1772 | 334.9776 | 238.3874 | 239.8691 | 256.1741 | 188.2276
4923 | 3 | 206 | 7 | 127.7411 | 163.1966 | 337.2904 | 185.7496 | 303.9891 | 185.2559 | 307.9306 | 210.3878 | 158.6891 | 56.101 | 208.8116 | 340.8632 | 234.0641 | 336.8759 | 237.7904 | 242.7325 | 278.3775 | 192.4482
4924 | 4 | 206 | 7 | 124.3332 | 170.0449 | 332.7703 | 181.9465 | 302.2246 | 190.684 | 298.745 | 222.0535 | 157.6399 | 58.2908 | 212.4355 | 349.2947 | 230.2679 | 333.9146 | 235.6593 | 246.5287 | 270.9502 | 189.8844
4925 | 5 | 206 | 7 | 103.2451 | 164.5923 | 317.1009 | 176.1966 | 249.0162 | 164.5542 | 220.3932 | 201.7205 | 156.8213 | 55.0754 | 212.3772 | 321.4036 | 174.2456 | 322.4484 | 237.054 | 228.555 | 229.7236 | 175.0115
4926 | 6 | 206 | 7 | 96.0658 | 143.664 | 195.0678 | 179.7551 | 238.8207 | 143.3652 | 173.4945 | 182.7329 | 129.6746 | 49.9968 | 217.7922 | 262.6605 | 155.9062 | 233.7165 | 210.3584 | 201.2638 | 196.0586 | 128.616
4927 | 7 | 206 | 7 | 94.5524 | 113.2733 | 160.9055 | 179.7844 | 237.3221 | 135.5822 | 159.4799 | 174.0865 | 117.1689 | 52.2357 | 208.2856 | 243.538 | 156.2024 | 200.0985 | 213.5439 | 185.7641 | 178.6251 | 104.7782
4928 | 8 | 206 | 7 | 95.7192 | 117.9922 | 181.3284 | 185.2208 | 219.8978 | 138.3581 | 149.0356 | 169.365 | 110.7994 | 51.0549 | 206.7745 | 237.0152 | 153.2157 | 197.0414 | 206.8154 | 172.4721 | 199.3655 | 95.5767
4929 | 9 | 206 | 7 | 94.9371 | 124.3535 | 178.0453 | 184.7414 | 217.2092 | 133.5877 | 150.4299 | 191.5819 | 111.967 | 49.005 | 192.8642 | 227.8683 | 145.2862 | 186.7928 | 207.6224 | 177.2821 | 214.3489 | 101.6312
4930 | 10 | 206 | 7 | 95.9267 | 138.0032 | 162.0789 | 185.3167 | 210.7256 | 133.7696 | 152.054 | 179.9858 | 114.255 | 48.3041 | 195.7194 | 229.2762 | 152.8613 | 172.9696 | 207.3961 | 188.6206 | 203.862 | 103.6461
4931 | 11 | 206 | 7 | 95.3467 | 143.6746 | 161.4893 | 186.0874 | 215.577 | 137.7945 | 156.9733 | 173.6951 | 112.2744 | 45.064 | 189.6856 | 225.5076 | 163.6846 | 168.9584 | 216.327 | 189.8354 | 189.1032 | 100.2138
4932 | 12 | 206 | 7 | 94.0667 | 143.8975 | 144.5759 | 188.2887 | 211.5008 | 144.8598 | 161.9641 | 173.9419 | 107.0345 | 44.5042 | 193.4299 | 232.6959 | 162.8257 | 177.685 | 211.6364 | 188.5558 | 179.6677 | 98.8699
4933 | 13 | 206 | 7 | 94.1222 | 145.9946 | 153.8045 | 188.3378 | 211.592 | 141.2541 | 161.4736 | 173.9581 | 105.9647 | 43.0793 | 196.2873 | 231.7057 | 158.8657 | 182.0917 | 214.3314 | 188.9567 | 178.2314 | 103.9737
4934 | 14 | 206 | 7 | 97.2699 | 142.6704 | 171.5814 | 187.7775 | 215.2734 | 139.8641 | 167.1823 | 173.7471 | 107.3779 | 43.6427 | 193.9084 | 238.4229 | 157.4667 | 190.0766 | 214.9497 | 188.433 | 201.8755 | 107.0755
4935 | 15 | 206 | 7 | 97.3894 | 142.2106 | 204.8031 | 189.6686 | 226.8804 | 140.7925 | 173.0433 | 165.1344 | 109.5456 | 42.3416 | 194.9514 | 245.8588 | 172.9832 | 190.7598 | 221.2201 | 192.0975 | 190.3589 | 112.4188
4936 | 16 | 206 | 7 | 110.7527 | 140.8096 | 233.2779 | 195.4931 | 249.9531 | 148.7932 | 195.9623 | 169.355 | 112.515 | 43.4807 | 202.4805 | 263.6072 | 186.9918 | 202.7362 | 221.6608 | 204.101 | 208.2736 | 133.1503
4937 | 17 | 206 | 7 | 124.0681 | 156.157 | 292.0163 | 209.041 | 297.4103 | 173.0547 | 233.4313 | 184.2423 | 132.0262 | 43.625 | 211.2445 | 296.4793 | 230.1854 | 234.3633 | 244.5766 | 230.9119 | 240.129 | 159.3494
4938 | 18 | 206 | 7 | 164.6379 | 216.7737 | 361.548 | 209.5314 | 348.7475 | 221.1747 | 279.0829 | 205.58 | 142.7624 | 53.6134 | 209.4267 | 364.6584 | 283.1971 | 283.8883 | 276.0639 | 292.4852 | 272.1559 | 203.6415
4939 | 19 | 206 | 7 | 165.6507 | 211.0174 | 364.6839 | 201.8273 | 333.5989 | 232.2039 | 277.6641 | 245.0567 | 178.5492 | 58.7073 | 206.7788 | 380.7977 | 270.427 | 309.1806 | 304.7303 | 302.5294 | 302.4675 | 234.4742
4940 | 20 | 206 | 7 | 169.3697 | 168.6869 | 361.5596 | 198.3163 | 321.8827 | 226.2304 | 276.5675 | 220.7369 | 187.0321 | 57.1479 | 212.4607 | 366.6292 | 255.7066 | 301.5929 | 300.8731 | 277.7487 | 285.4544 | 232.0569
4941 | 21 | 206 | 7 | 164.7315 | 143.8722 | 346.6839 | 195.5307 | 325.3905 | 209.6751 | 266.3503 | 233.6472 | 187.0712 | 56.2238 | 208.55 | 352.8419 | 252.4136 | 302.0409 | 268.1473 | 249.9567 | 283.1265 | 223.9417
4942 | 22 | 206 | 7 | 150.5803 | 136.7818 | 331.2343 | 191.2388 | 327.0793 | 212.6568 | 251.5356 | 247.6976 | 177.5989 | 55.7707 | 209.4718 | 353.3499 | 256.1996 | 284.9681 | 259.0803 | 248.7048 | 283.5175 | 219.7877
4943 | 23 | 206 | 7 | 136.8313 | 138.6281 | 340.05 | 184.0301 | 313.8402 | 201.1554 | 271.5913 | 235.6485 | 172.522 | 51.9525 | 205.62 | 353.7424 | 237.8626 | 283.5247 | 245.3883 | 249.9053 | 269.3998 | 210.0693
4944 | 0 | 207 | 7 | 127.3249 | 148.0267 | 348.8025 | 186.0786 | 305.005 | 194.9028 | 286.677 | 227.5587 | 164.7214 | 49.8112 | 207.0018 | 356.0065 | 230.3823 | 311.3087 | 220.9676 | 244.2096 | 270.5182 | 194.5882
4945 | 1 | 207 | 7 | 125.4768 | 154.5509 | 342.0901 | 184.7498 | 304.6462 | 188.2922 | 299.2507 | 216.1885 | 159.8211 | 51.3754 | 206.5445 | 349.747 | 228.7745 | 331.5108 | 231.2525 | 232.5461 | 259.0605 | 188.4855
4946 | 2 | 207 | 7 | 125.1008 | 158.0541 | 338.7386 | 185.38 | 299.951 | 186.8461 | 306.54 | 215.4489 | 162.3877 | 54.6163 | 205.8705 | 339.6884 | 227.1772 | 334.9776 | 238.3874 | 239.8691 | 256.1741 | 188.2276
4947 | 3 | 207 | 7 | 127.7411 | 163.1966 | 337.2904 | 185.7496 | 303.9891 | 185.2559 | 307.9306 | 210.3878 | 158.6891 | 56.101 | 208.8116 | 340.8632 | 234.0641 | 336.8759 | 237.7904 | 242.7325 | 278.3775 | 192.4482
4948 | 4 | 207 | 7 | 124.3332 | 170.0449 | 332.7703 | 181.9465 | 302.2246 | 190.684 | 298.745 | 222.0535 | 157.6399 | 58.2908 | 212.4355 | 349.2947 | 230.2679 | 333.9146 | 235.6593 | 246.5287 | 270.9502 | 189.8844
4949 | 5 | 207 | 7 | 103.2451 | 164.5923 | 317.1009 | 176.1966 | 249.0162 | 164.5542 | 220.3932 | 201.7205 | 156.8213 | 55.0754 | 212.3772 | 321.4036 | 174.2456 | 322.4484 | 237.054 | 228.555 | 229.7236 | 175.0115
4950 | 6 | 207 | 7 | 96.0658 | 143.664 | 195.0678 | 179.7551 | 238.8207 | 143.3652 | 173.4945 | 182.7329 | 129.6746 | 49.9968 | 217.7922 | 262.6605 | 155.9062 | 233.7165 | 210.3584 | 201.2638 | 196.0586 | 128.616
4951 | 7 | 207 | 7 | 94.5524 | 113.2733 | 160.9055 | 179.7844 | 237.3221 | 135.5822 | 159.4799 | 174.0865 | 117.1689 | 52.2357 | 208.2856 | 243.538 | 156.2024 | 200.0985 | 213.5439 | 185.7641 | 178.6251 | 104.7782
4952 | 8 | 207 | 7 | 95.7192 | 117.9922 | 181.3284 | 185.2208 | 219.8978 | 138.3581 | 149.0356 | 169.365 | 110.7994 | 51.0549 | 206.7745 | 237.0152 | 153.2157 | 197.0414 | 206.8154 | 172.4721 | 199.3655 | 95.5767
4953 | 9 | 207 | 7 | 94.9371 | 124.3535 | 178.0453 | 184.7414 | 217.2092 | 133.5877 | 150.4299 | 191.5819 | 111.967 | 49.005 | 192.8642 | 227.8683 | 145.2862 | 186.7928 | 207.6224 | 177.2821 | 214.3489 | 101.6312
4954 | 10 | 207 | 7 | 95.9267 | 138.0032 | 162.0789 | 185.3167 | 210.7256 | 133.7696 | 152.054 | 179.9858 | 114.255 | 48.3041 | 195.7194 | 229.2762 | 152.8613 | 172.9696 | 207.3961 | 188.6206 | 203.862 | 103.6461
4955 | 11 | 207 | 7 | 95.3467 | 143.6746 | 161.4893 | 186.0874 | 215.577 | 137.7945 | 156.9733 | 173.6951 | 112.2744 | 45.064 | 189.6856 | 225.5076 | 163.6846 | 168.9584 | 216.327 | 189.8354 | 189.1032 | 100.2138
4956 | 12 | 207 | 7 | 94.0667 | 143.8975 | 144.5759 | 188.2887 | 211.5008 | 144.8598 | 161.9641 | 173.9419 | 107.0345 | 44.5042 | 193.4299 | 232.6959 | 162.8257 | 177.685 | 211.6364 | 188.5558 | 179.6677 | 98.8699
4957 | 13 | 207 | 7 | 94.1222 | 145.9946 | 153.8045 | 188.3378 | 211.592 | 141.2541 | 161.4736 | 173.9581 | 105.9647 | 43.0793 | 196.2873 | 231.7057 | 158.8657 | 182.0917 | 214.3314 | 188.9567 | 178.2314 | 103.9737
4958 | 14 | 207 | 7 | 97.2699 | 142.6704 | 171.5814 | 187.7775 | 215.2734 | 139.8641 | 167.1823 | 173.7471 | 107.3779 | 43.6427 | 193.9084 | 238.4229 | 157.4667 | 190.0766 | 214.9497 | 188.433 | 201.8755 | 107.0755
4959 | 15 | 207 | 7 | 97.3894 | 142.2106 | 204.8031 | 189.6686 | 226.8804 | 140.7925 | 173.0433 | 165.1344 | 109.5456 | 42.3416 | 194.9514 | 245.8588 | 172.9832 | 190.7598 | 221.2201 | 192.0975 | 190.3589 | 112.4188
4960 | 16 | 207 | 7 | 110.7527 | 140.8096 | 233.2779 | 195.4931 | 249.9531 | 148.7932 | 195.9623 | 169.355 | 112.515 | 43.4807 | 202.4805 | 263.6072 | 186.9918 | 202.7362 | 221.6608 | 204.101 | 208.2736 | 133.1503
4961 | 17 | 207 | 7 | 124.0681 | 156.157 | 292.0163 | 209.041 | 297.4103 | 173.0547 | 233.4313 | 184.2423 | 132.0262 | 43.625 | 211.2445 | 296.4793 | 230.1854 | 234.3633 | 244.5766 | 230.9119 | 240.129 | 159.3494
4962 | 18 | 207 | 7 | 164.6379 | 216.7737 | 361.548 | 209.5314 | 348.7475 | 221.1747 | 279.0829 | 205.58 | 142.7624 | 53.6134 | 209.4267 | 364.6584 | 283.1971 | 283.8883 | 276.0639 | 292.4852 | 272.1559 | 203.6415
4963 | 19 | 207 | 7 | 165.6507 | 211.0174 | 364.6839 | 201.8273 | 333.5989 | 232.2039 | 277.6641 | 245.0567 | 178.5492 | 58.7073 | 206.7788 | 380.7977 | 270.427 | 309.1806 | 304.7303 | 302.5294 | 302.4675 | 234.4742
4964 | 20 | 207 | 7 | 169.3697 | 168.6869 | 361.5596 | 198.3163 | 321.8827 | 226.2304 | 276.5675 | 220.7369 | 187.0321 | 57.1479 | 212.4607 | 366.6292 | 255.7066 | 301.5929 | 300.8731 | 277.7487 | 285.4544 | 232.0569
4965 | 21 | 207 | 7 | 164.7315 | 143.8722 | 346.6839 | 195.5307 | 325.3905 | 209.6751 | 266.3503 | 233.6472 | 187.0712 | 56.2238 | 208.55 | 352.8419 | 252.4136 | 302.0409 | 268.1473 | 249.9567 | 283.1265 | 223.9417
4966 | 22 | 207 | 7 | 150.5803 | 136.7818 | 331.2343 | 191.2388 | 327.0793 | 212.6568 | 251.5356 | 247.6976 | 177.5989 | 55.7707 | 209.4718 | 353.3499 | 256.1996 | 284.9681 | 259.0803 | 248.7048 | 283.5175 | 219.7877
4967 | 23 | 207 | 7 | 136.8313 | 138.6281 | 340.05 | 184.0301 | 313.8402 | 201.1554 | 271.5913 | 235.6485 | 172.522 | 51.9525 | 205.62 | 353.7424 | 237.8626 | 283.5247 | 245.3883 | 249.9053 | 269.3998 | 210.0693
4968 | 0 | 208 | 7 | 127.3249 | 148.0267 | 348.8025 | 186.0786 | 305.005 | 194.9028 | 286.677 | 227.5587 | 164.7214 | 49.8112 | 207.0018 | 356.0065 | 230.3823 | 311.3087 | 220.9676 | 244.2096 | 270.5182 | 194.5882
4969 | 1 | 208 | 7 | 125.4768 | 154.5509 | 342.0901 | 184.7498 | 304.6462 | 188.2922 | 299.2507 | 216.1885 | 159.8211 | 51.3754 | 206.5445 | 349.747 | 228.7745 | 331.5108 | 231.2525 | 232.5461 | 259.0605 | 188.4855
4970 | 2 | 208 | 7 | 125.1008 | 158.0541 | 338.7386 | 185.38 | 299.951 | 186.8461 | 306.54 | 215.4489 | 162.3877 | 54.6163 | 205.8705 | 339.6884 | 227.1772 | 334.9776 | 238.3874 | 239.8691 | 256.1741 | 188.2276
4971 | 3 | 208 | 7 | 127.7411 | 163.1966 | 337.2904 | 185.7496 | 303.9891 | 185.2559 | 307.9306 | 210.3878 | 158.6891 | 56.101 | 208.8116 | 340.8632 | 234.0641 | 336.8759 | 237.7904 | 242.7325 | 278.3775 | 192.4482
4972 | 4 | 208 | 7 | 124.3332 | 170.0449 | 332.7703 | 181.9465 | 302.2246 | 190.684 | 298.745 | 222.0535 | 157.6399 | 58.2908 | 212.4355 | 349.2947 | 230.2679 | 333.9146 | 235.6593 | 246.5287 | 270.9502 | 189.8844
4973 | 5 | 208 | 7 | 103.2451 | 164.5923 | 317.1009 | 176.1966 | 249.0162 | 164.5542 | 220.3932 | 201.7205 | 156.8213 | 55.0754 | 212.3772 | 321.4036 | 174.2456 | 322.4484 | 237.054 | 228.555 | 229.7236 | 175.0115
4974 | 6 | 208 | 7 | 96.0658 | 143.664 | 195.0678 | 179.7551 | 238.8207 | 143.3652 | 173.4945 | 182.7329 | 129.6746 | 49.9968 | 217.7922 | 262.6605 | 155.9062 | 233.7165 | 210.3584 | 201.2638 | 196.0586 | 128.616
4975 | 7 | 208 | 7 | 94.5524 | 113.2733 | 160.9055 | 179.7844 | 237.3221 | 135.5822 | 159.4799 | 174.0865 | 117.1689 | 52.2357 | 208.2856 | 243.538 | 156.2024 | 200.0985 | 213.5439 | 185.7641 | 178.6251 | 104.7782
4976 | 8 | 208 | 7 | 95.7192 | 117.9922 | 181.3284 | 185.2208 | 219.8978 | 138.3581 | 149.0356 | 169.365 | 110.7994 | 51.0549 | 206.7745 | 237.0152 | 153.2157 | 197.0414 | 206.8154 | 172.4721 | 199.3655 | 95.5767
4977 | 9 | 208 | 7 | 94.9371 | 124.3535 | 178.0453 | 184.7414 | 217.2092 | 133.5877 | 150.4299 | 191.5819 | 111.967 | 49.005 | 192.8642 | 227.8683 | 145.2862 | 186.7928 | 207.6224 | 177.2821 | 214.3489 | 101.6312
4978 | 10 | 208 | 7 | 95.9267 | 138.0032 | 162.0789 | 185.3167 | 210.7256 | 133.7696 | 152.054 | 179.9858 | 114.255 | 48.3041 | 195.7194 | 229.2762 | 152.8613 | 172.9696 | 207.3961 | 188.6206 | 203.862 | 103.6461
4979 | 11 | 208 | 7 | 95.3467 | 143.6746 | 161.4893 | 186.0874 | 215.577 | 137.7945 | 156.9733 | 173.6951 | 112.2744 | 45.064 | 189.6856 | 225.5076 | 163.6846 | 168.9584 | 216.327 | 189.8354 | 189.1032 | 100.2138
4980 | 12 | 208 | 7 | 94.0667 | 143.8975 | 144.5759 | 188.2887 | 211.5008 | 144.8598 | 161.9641 | 173.9419 | 107.0345 | 44.5042 | 193.4299 | 232.6959 | 162.8257 | 177.685 | 211.6364 | 188.5558 | 179.6677 | 98.8699
4981 | 13 | 208 | 7 | 94.1222 | 145.9946 | 153.8045 | 188.3378 | 211.592 | 141.2541 | 161.4736 | 173.9581 | 105.9647 | 43.0793 | 196.2873 | 231.7057 | 158.8657 | 182.0917 | 214.3314 | 188.9567 | 178.2314 | 103.9737
4982 | 14 | 208 | 7 | 97.2699 | 142.6704 | 171.5814 | 187.7775 | 215.2734 | 139.8641 | 167.1823 | 173.7471 | 107.3779 | 43.6427 | 193.9084 | 238.4229 | 157.4667 | 190.0766 | 214.9497 | 188.433 | 201.8755 | 107.0755
4983 | 15 | 208 | 7 | 97.3894 | 142.2106 | 204.8031 | 189.6686 | 226.8804 | 140.7925 | 173.0433 | 165.1344 | 109.5456 | 42.3416 | 194.9514 | 245.8588 | 172.9832 | 190.7598 | 221.2201 | 192.0975 | 190.3589 | 112.4188
4984 | 16 | 208 | 7 | 110.7527 | 140.8096 | 233.2779 | 195.4931 | 249.9531 | 148.7932 | 195.9623 | 169.355 | 112.515 | 43.4807 | 202.4805 | 263.6072 | 186.9918 | 202.7362 | 221.6608 | 204.101 | 208.2736 | 133.1503
4985 | 17 | 208 | 7 | 124.0681 | 156.157 | 292.0163 | 209.041 | 297.4103 | 173.0547 | 233.4313 | 184.2423 | 132.0262 | 43.625 | 211.2445 | 296.4793 | 230.1854 | 234.3633 | 244.5766 | 230.9119 | 240.129 | 159.3494
4986 | 18 | 208 | 7 | 164.6379 | 216.7737 | 361.548 | 209.5314 | 348.7475 | 221.1747 | 279.0829 | 205.58 | 142.7624 | 53.6134 | 209.4267 | 364.6584 | 283.1971 | 283.8883 | 276.0639 | 292.4852 | 272.1559 | 203.6415
4987 | 19 | 208 | 7 | 165.6507 | 211.0174 | 364.6839 | 201.8273 | 333.5989 | 232.2039 | 277.6641 | 245.0567 | 178.5492 | 58.7073 | 206.7788 | 380.7977 | 270.427 | 309.1806 | 304.7303 | 302.5294 | 302.4675 | 234.4742
4988 | 20 | 208 | 7 | 169.3697 | 168.6869 | 361.5596 | 198.3163 | 321.8827 | 226.2304 | 276.5675 | 220.7369 | 187.0321 | 57.1479 | 212.4607 | 366.6292 | 255.7066 | 301.5929 | 300.8731 | 277.7487 | 285.4544 | 232.0569
4989 | 21 | 208 | 7 | 164.7315 | 143.8722 | 346.6839 | 195.5307 | 325.3905 | 209.6751 | 266.3503 | 233.6472 | 187.0712 | 56.2238 | 208.55 | 352.8419 | 252.4136 | 302.0409 | 268.1473 | 249.9567 | 283.1265 | 223.9417
4990 | 22 | 208 | 7 | 150.5803 | 136.7818 | 331.2343 | 191.2388 | 327.0793 | 212.6568 | 251.5356 | 247.6976 | 177.5989 | 55.7707 | 209.4718 | 353.3499 | 256.1996 | 284.9681 | 259.0803 | 248.7048 | 283.5175 | 219.7877
4991 | 23 | 208 | 7 | 136.8313 | 138.6281 | 340.05 | 184.0301 | 313.8402 | 201.1554 | 271.5913 | 235.6485 | 172.522 | 51.9525 | 205.62 | 353.7424 | 237.8626 | 283.5247 | 245.3883 | 249.9053 | 269.3998 | 210.0693
4992 | 0 | 209 | 7 | 127.3249 | 148.0267 | 348.8025 | 186.0786 | 305.005 | 194.9028 | 286.677 | 227.5587 | 164.7214 | 49.8112 | 207.0018 | 356.0065 | 230.3823 | 311.3087 | 220.9676 | 244.2096 | 270.5182 | 194.5882
4993 | 1 | 209 | 7 | 125.4768 | 154.5509 | 342.0901 | 184.7498 | 304.6462 | 188.2922 | 299.2507 | 216.1885 | 159.8211 | 51.3754 | 206.5445 | 349.747 | 228.7745 | 331.5108 | 231.2525 | 232.5461 | 259.0605 | 188.4855
4994 | 2 | 209 | 7 | 125.1008 | 158.0541 | 338.7386 | 185.38 | 299.951 | 186.8461 | 306.54 | 215.4489 | 162.3877 | 54.6163 | 205.8705 | 339.6884 | 227.1772 | 334.9776 | 238.3874 | 239.8691 | 256.1741 | 188.2276
4995 | 3 | 209 | 7 | 127.7411 | 163.1966 | 337.2904 | 185.7496 | 303.9891 | 185.2559 | 307.9306 | 210.3878 | 158.6891 | 56.101 | 208.8116 | 340.8632 | 234.0641 | 336.8759 | 237.7904 | 242.7325 | 278.3775 | 192.4482
4996 | 4 | 209 | 7 | 124.3332 | 170.0449 | 332.7703 | 181.9465 | 302.2246 | 190.684 | 298.745 | 222.0535 | 157.6399 | 58.2908 | 212.4355 | 349.2947 | 230.2679 | 333.9146 | 235.6593 | 246.5287 | 270.9502 | 189.8844
4997 | 5 | 209 | 7 | 103.2451 | 164.5923 | 317.1009 | 176.1966 | 249.0162 | 164.5542 | 220.3932 | 201.7205 | 156.8213 | 55.0754 | 212.3772 | 321.4036 | 174.2456 | 322.4484 | 237.054 | 228.555 | 229.7236 | 175.0115
4998 | 6 | 209 | 7 | 96.0658 | 143.664 | 195.0678 | 179.7551 | 238.8207 | 143.3652 | 173.4945 | 182.7329 | 129.6746 | 49.9968 | 217.7922 | 262.6605 | 155.9062 | 233.7165 | 210.3584 | 201.2638 | 196.0586 | 128.616
4999 | 7 | 209 | 7 | 94.5524 | 113.2733 | 160.9055 | 179.7844 | 237.3221 | 135.5822 | 159.4799 | 174.0865 | 117.1689 | 52.2357 | 208.2856 | 243.538 | 156.2024 | 200.0985 | 213.5439 | 185.7641 | 178.6251 | 104.7782
5000 | 8 | 209 | 7 | 95.7192 | 117.9922 | 181.3284 | 185.2208 | 219.8978 | 138.3581 | 149.0356 | 169.365 | 110.7994 | 51.0549 | 206.7745 | 237.0152 | 153.2157 | 197.0414 | 206.8154 | 172.4721 | 199.3655 | 95.5767
5001 | 9 | 209 | 7 | 94.9371 | 124.3535 | 178.0453 | 184.7414 | 217.2092 | 133.5877 | 150.4299 | 191.5819 | 111.967 | 49.005 | 192.8642 | 227.8683 | 145.2862 | 186.7928 | 207.6224 | 177.2821 | 214.3489 | 101.6312
5002 | 10 | 209 | 7 | 95.9267 | 138.0032 | 162.0789 | 185.3167 | 210.7256 | 133.7696 | 152.054 | 179.9858 | 114.255 | 48.3041 | 195.7194 | 229.2762 | 152.8613 | 172.9696 | 207.3961 | 188.6206 | 203.862 | 103.6461
5003 | 11 | 209 | 7 | 95.3467 | 143.6746 | 161.4893 | 186.0874 | 215.577 | 137.7945 | 156.9733 | 173.6951 | 112.2744 | 45.064 | 189.6856 | 225.5076 | 163.6846 | 168.9584 | 216.327 | 189.8354 | 189.1032 | 100.2138
5004 | 12 | 209 | 7 | 94.0667 | 143.8975 | 144.5759 | 188.2887 | 211.5008 | 144.8598 | 161.9641 | 173.9419 | 107.0345 | 44.5042 | 193.4299 | 232.6959 | 162.8257 | 177.685 | 211.6364 | 188.5558 | 179.6677 | 98.8699
5005 | 13 | 209 | 7 | 94.1222 | 145.9946 | 153.8045 | 188.3378 | 211.592 | 141.2541 | 161.4736 | 173.9581 | 105.9647 | 43.0793 | 196.2873 | 231.7057 | 158.8657 | 182.0917 | 214.3314 | 188.9567 | 178.2314 | 103.9737
5006 | 14 | 209 | 7 | 97.2699 | 142.6704 | 171.5814 | 187.7775 | 215.2734 | 139.8641 | 167.1823 | 173.7471 | 107.3779 | 43.6427 | 193.9084 | 238.4229 | 157.4667 | 190.0766 | 214.9497 | 188.433 | 201.8755 | 107.0755
5007 | 15 | 209 | 7 | 97.3894 | 142.2106 | 204.8031 | 189.6686 | 226.8804 | 140.7925 | 173.0433 | 165.1344 | 109.5456 | 42.3416 | 194.9514 | 245.8588 | 172.9832 | 190.7598 | 221.2201 | 192.0975 | 190.3589 | 112.4188
5008 | 16 | 209 | 7 | 110.7527 | 140.8096 | 233.2779 | 195.4931 | 249.9531 | 148.7932 | 195.9623 | 169.355 | 112.515 | 43.4807 | 202.4805 | 263.6072 | 186.9918 | 202.7362 | 221.6608 | 204.101 | 208.2736 | 133.1503
5009 | 17 | 209 | 7 | 124.0681 | 156.157 | 292.0163 | 209.041 | 297.4103 | 173.0547 | 233.4313 | 184.2423 | 132.0262 | 43.625 | 211.2445 | 296.4793 | 230.1854 | 234.3633 | 244.5766 | 230.9119 | 240.129 | 159.3494
5010 | 18 | 209 | 7 | 164.6379 | 216.7737 | 361.548 | 209.5314 | 348.7475 | 221.1747 | 279.0829 | 205.58 | 142.7624 | 53.6134 | 209.4267 | 364.6584 | 283.1971 | 283.8883 | 276.0639 | 292.4852 | 272.1559 | 203.6415
5011 | 19 | 209 | 7 | 165.6507 | 211.0174 | 364.6839 | 201.8273 | 333.5989 | 232.2039 | 277.6641 | 245.0567 | 178.5492 | 58.7073 | 206.7788 | 380.7977 | 270.427 | 309.1806 | 304.7303 | 302.5294 | 302.4675 | 234.4742
5012 | 20 | 209 | 7 | 169.3697 | 168.6869 | 361.5596 | 198.3163 | 321.8827 | 226.2304 | 276.5675 | 220.7369 | 187.0321 | 57.1479 | 212.4607 | 366.6292 | 255.7066 | 301.5929 | 300.8731 | 277.7487 | 285.4544 | 232.0569
5013 | 21 | 209 | 7 | 164.7315 | 143.8722 | 346.6839 | 195.5307 | 325.3905 | 209.6751 | 266.3503 | 233.6472 | 187.0712 | 56.2238 | 208.55 | 352.8419 | 252.4136 | 302.0409 | 268.1473 | 249.9567 | 283.1265 | 223.9417
5014 | 22 | 209 | 7 | 150.5803 | 136.7818 | 331.2343 | 191.2388 | 327.0793 | 212.6568 | 251.5356 | 247.6976 | 177.5989 | 55.7707 | 209.4718 | 353.3499 | 256.1996 | 284.9681 | 259.0803 | 248.7048 | 283.5175 | 219.7877
5015 | 23 | 209 | 7 | 136.8313 | 138.6281 | 340.05 | 184.0301 | 313.8402 | 201.1554 | 271.5913 | 235.6485 | 172.522 | 51.9525 | 205.62 | 353.7424 | 237.8626 | 283.5247 | 245.3883 | 249.9053 | 269.3998 | 210.0693
5016 | 0 | 210 | 7 | 127.3249 | 148.0267 | 348.8025 | 186.0786 | 305.005 | 194.9028 | 286.677 | 227.5587 | 164.7214 | 49.8112 | 207.0018 | 356.0065 | 230.3823 | 311.3087 | 220.9676 | 244.2096 | 270.5182 | 194.5882
5017 | 1 | 210 | 7 | 125.4768 | 154.5509 | 342.0901 | 184.7498 | 304.6462 | 188.2922 | 299.2507 | 216.1885 | 159.8211 | 51.3754 | 206.5445 | 349.747 | 228.7745 | 331.5108 | 231.2525 | 232.5461 | 259.0605 | 188.4855
5018 | 2 | 210 | 7 | 125.1008 | 158.0541 | 338.7386 | 185.38 | 299.951 | 186.8461 | 306.54 | 215.4489 | 162.3877 | 54.6163 | 205.8705 | 339.6884 | 227.1772 | 334.9776 | 238.3874 | 239.8691 | 256.1741 | 188.2276
5019 | 3 | 210 | 7 | 127.7411 | 163.1966 | 337.2904 | 185.7496 | 303.9891 | 185.2559 | 307.9306 | 210.3878 | 158.6891 | 56.101 | 208.8116 | 340.8632 | 234.0641 | 336.8759 | 237.7904 | 242.7325 | 278.3775 | 192.4482
5020 | 4 | 210 | 7 | 124.3332 | 170.0449 | 332.7703 | 181.9465 | 302.2246 | 190.684 | 298.745 | 222.0535 | 157.6399 | 58.2908 | 212.4355 | 349.2947 | 230.2679 | 333.9146 | 235.6593 | 246.5287 | 270.9502 | 189.8844
5021 | 5 | 210 | 7 | 103.2451 | 164.5923 | 317.1009 | 176.1966 | 249.0162 | 164.5542 | 220.3932 | 201.7205 | 156.8213 | 55.0754 | 212.3772 | 321.4036 | 174.2456 | 322.4484 | 237.054 | 228.555 | 229.7236 | 175.0115
5022 | 6 | 210 | 7 | 96.0658 | 143.664 | 195.0678 | 179.7551 | 238.8207 | 143.3652 | 173.4945 | 182.7329 | 129.6746 | 49.9968 | 217.7922 | 262.6605 | 155.9062 | 233.7165 | 210.3584 | 201.2638 | 196.0586 | 128.616
5023 | 7 | 210 | 7 | 94.5524 | 113.2733 | 160.9055 | 179.7844 | 237.3221 | 135.5822 | 159.4799 | 174.0865 | 117.1689 | 52.2357 | 208.2856 | 243.538 | 156.2024 | 200.0985 | 213.5439 | 185.7641 | 178.6251 | 104.7782
5024 | 8 | 210 | 7 | 95.7192 | 117.9922 | 181.3284 | 185.2208 | 219.8978 | 138.3581 | 149.0356 | 169.365 | 110.7994 | 51.0549 | 206.7745 | 237.0152 | 153.2157 | 197.0414 | 206.8154 | 172.4721 | 199.3655 | 95.5767
5025 | 9 | 210 | 7 | 94.9371 | 124.3535 | 178.0453 | 184.7414 | 217.2092 | 133.5877 | 150.4299 | 191.5819 | 111.967 | 49.005 | 192.8642 | 227.8683 | 145.2862 | 186.7928 | 207.6224 | 177.2821 | 214.3489 | 101.6312
5026 | 10 | 210 | 7 | 95.9267 | 138.0032 | 162.0789 | 185.3167 | 210.7256 | 133.7696 | 152.054 | 179.9858 | 114.255 | 48.3041 | 195.7194 | 229.2762 | 152.8613 | 172.9696 | 207.3961 | 188.6206 | 203.862 | 103.6461
5027 | 11 | 210 | 7 | 95.3467 | 143.6746 | 161.4893 | 186.0874 | 215.577 | 137.7945 | 156.9733 | 173.6951 | 112.2744 | 45.064 | 189.6856 | 225.5076 | 163.6846 | 168.9584 | 216.327 | 189.8354 | 189.1032 | 100.2138
5028 | 12 | 210 | 7 | 94.0667 | 143.8975 | 144.5759 | 188.2887 | 211.5008 | 144.8598 | 161.9641 | 173.9419 | 107.0345 | 44.5042 | 193.4299 | 232.6959 | 162.8257 | 177.685 | 211.6364 | 188.5558 | 179.6677 | 98.8699
5029 | 13 | 210 | 7 | 94.1222 | 145.9946 | 153.8045 | 188.3378 | 211.592 | 141.2541 | 161.4736 | 173.9581 | 105.9647 | 43.0793 | 196.2873 | 231.7057 | 158.8657 | 182.0917 | 214.3314 | 188.9567 | 178.2314 | 103.9737
5030 | 14 | 210 | 7 | 97.2699 | 142.6704 | 171.5814 | 187.7775 | 215.2734 | 139.8641 | 167.1823 | 173.7471 | 107.3779 | 43.6427 | 193.9084 | 238.4229 | 157.4667 | 190.0766 | 214.9497 | 188.433 | 201.8755 | 107.0755
5031 | 15 | 210 | 7 | 97.3894 | 142.2106 | 204.8031 | 189.6686 | 226.8804 | 140.7925 | 173.0433 | 165.1344 | 109.5456 | 42.3416 | 194.9514 | 245.8588 | 172.9832 | 190.7598 | 221.2201 | 192.0975 | 190.3589 | 112.4188
5032 | 16 | 210 | 7 | 110.7527 | 140.8096 | 233.2779 | 195.4931 | 249.9531 | 148.7932 | 195.9623 | 169.355 | 112.515 | 43.4807 | 202.4805 | 263.6072 | 186.9918 | 202.7362 | 221.6608 | 204.101 | 208.2736 | 133.1503
5033 | 17 | 210 | 7 | 124.0681 | 156.157 | 292.0163 | 209.041 | 297.4103 | 173.0547 | 233.4313 | 184.2423 | 132.0262 | 43.625 | 211.2445 | 296.4793 | 230.1854 | 234.3633 | 244.5766 | 230.9119 | 240.129 | 159.3494
5034 | 18 | 210 | 7 | 164.6379 | 216.7737 | 361.548 | 209.5314 | 348.7475 | 221.1747 | 279.0829 | 205.58 | 142.7624 | 53.6134 | 209.4267 | 364.6584 | 283.1971 | 283.8883 | 276.0639 | 292.4852 | 272.1559 | 203.6415
5035 | 19 | 210 | 7 | 165.6507 | 211.0174 | 364.6839 | 201.8273 | 333.5989 | 232.2039 | 277.6641 | 245.0567 | 178.5492 | 58.7073 | 206.7788 | 380.7977 | 270.427 | 309.1806 | 304.7303 | 302.5294 | 302.4675 | 234.4742
5036 | 20 | 210 | 7 | 169.3697 | 168.6869 | 361.5596 | 198.3163 | 321.8827 | 226.2304 | 276.5675 | 220.7369 | 187.0321 | 57.1479 | 212.4607 | 366.6292 | 255.7066 | 301.5929 | 300.8731 | 277.7487 | 285.4544 | 232.0569
5037 | 21 | 210 | 7 | 164.7315 | 143.8722 | 346.6839 | 195.5307 | 325.3905 | 209.6751 | 266.3503 | 233.6472 | 187.0712 | 56.2238 | 208.55 | 352.8419 | 252.4136 | 302.0409 | 268.1473 | 249.9567 | 283.1265 | 223.9417
5038 | 22 | 210 | 7 | 150.5803 | 136.7818 | 331.2343 | 191.2388 | 327.0793 | 212.6568 | 251.5356 | 247.6976 | 177.5989 | 55.7707 | 209.4718 | 353.3499 | 256.1996 | 284.9681 | 259.0803 | 248.7048 | 283.5175 | 219.7877
5039 | 23 | 210 | 7 | 136.8313 | 138.6281 | 340.05 | 184.0301 | 313.8402 | 201.1554 | 271.5913 | 235.6485 | 172.522 | 51.9525 | 205.62 | 353.7424 | 237.8626 | 283.5247 | 245.3883 | 249.9053 | 269.3998 | 210.0693
5040 | 0 | 211 | 7 | 127.3249 | 148.0267 | 348.8025 | 186.0786 | 305.005 | 194.9028 | 286.677 | 227.5587 | 164.7214 | 49.8112 | 207.0018 | 356.0065 | 230.3823 | 311.3087 | 220.9676 | 244.2096 | 270.5182 | 194.5882
5041 | 1 | 211 | 7 | 125.4768 | 154.5509 | 342.0901 | 184.7498 | 304.6462 | 188.2922 | 299.2507 | 216.1885 | 159.8211 | 51.3754 | 206.5445 | 349.747 | 228.7745 | 331.5108 | 231.2525 | 232.5461 | 259.0605 | 188.4855
5042 | 2 | 211 | 7 | 125.1008 | 158.0541 | 338.7386 | 185.38 | 299.951 | 186.8461 | 306.54 | 215.4489 | 162.3877 | 54.6163 | 205.8705 | 339.6884 | 227.1772 | 334.9776 | 238.3874 | 239.8691 | 256.1741 | 188.2276
5043 | 3 | 211 | 7 | 127.7411 | 163.1966 | 337.2904 | 185.7496 | 303.9891 | 185.2559 | 307.9306 | 210.3878 | 158.6891 | 56.101 | 208.8116 | 340.8632 | 234.0641 | 336.8759 | 237.7904 | 242.7325 | 278.3775 | 192.4482
5044 | 4 | 211 | 7 | 124.3332 | 170.0449 | 332.7703 | 181.9465 | 302.2246 | 190.684 | 298.745 | 222.0535 | 157.6399 | 58.2908 | 212.4355 | 349.2947 | 230.2679 | 333.9146 | 235.6593 | 246.5287 | 270.9502 | 189.8844
5045 | 5 | 211 | 7 | 103.2451 | 164.5923 | 317.1009 | 176.1966 | 249.0162 | 164.5542 | 220.3932 | 201.7205 | 156.8213 | 55.0754 | 212.3772 | 321.4036 | 174.2456 | 322.4484 | 237.054 | 228.555 | 229.7236 | 175.0115
5046 | 6 | 211 | 7 | 96.0658 | 143.664 | 195.0678 | 179.7551 | 238.8207 | 143.3652 | 173.4945 | 182.7329 | 129.6746 | 49.9968 | 217.7922 | 262.6605 | 155.9062 | 233.7165 | 210.3584 | 201.2638 | 196.0586 | 128.616
5047 | 7 | 211 | 7 | 94.5524 | 113.2733 | 160.9055 | 179.7844 | 237.3221 | 135.5822 | 159.4799 | 174.0865 | 117.1689 | 52.2357 | 208.2856 | 243.538 | 156.2024 | 200.0985 | 213.5439 | 185.7641 | 178.6251 | 104.7782
5048 | 8 | 211 | 7 | 95.7192 | 117.9922 | 181.3284 | 185.2208 | 219.8978 | 138.3581 | 149.0356 | 169.365 | 110.7994 | 51.0549 | 206.7745 | 237.0152 | 153.2157 | 197.0414 | 206.8154 | 172.4721 | 199.3655 | 95.5767
5049 | 9 | 211 | 7 | 94.9371 | 124.3535 | 178.0453 | 184.7414 | 217.2092 | 133.5877 | 150.4299 | 191.5819 | 111.967 | 49.005 | 192.8642 | 227.8683 | 145.2862 | 186.7928 | 207.6224 | 177.2821 | 214.3489 | 101.6312
5050 | 10 | 211 | 7 | 95.9267 | 138.0032 | 162.0789 | 185.3167 | 210.7256 | 133.7696 | 152.054 | 179.9858 | 114.255 | 48.3041 | 195.7194 | 229.2762 | 152.8613 | 172.9696 | 207.3961 | 188.6206 | 203.862 | 103.6461
5051 | 11 | 211 | 7 | 95.3467 | 143.6746 | 161.4893 | 186.0874 | 215.577 | 137.7945 | 156.9733 | 173.6951 | 112.2744 | 45.064 | 189.6856 | 225.5076 | 163.6846 | 168.9584 | 216.327 | 189.8354 | 189.1032 | 100.2138
5052 | 12 | 211 | 7 | 94.0667 | 143.8975 | 144.5759 | 188.2887 | 211.5008 | 144.8598 | 161.9641 | 173.9419 | 107.0345 | 44.5042 | 193.4299 | 232.6959 | 162.8257 | 177.685 | 211.6364 | 188.5558 | 179.6677 | 98.8699
5053 | 13 | 211 | 7 | 94.1222 | 145.9946 | 153.8045 | 188.3378 | 211.592 | 141.2541 | 161.4736 | 173.9581 | 105.9647 | 43.0793 | 196.2873 | 231.7057 | 158.8657 | 182.0917 | 214.3314 | 188.9567 | 178.2314 | 103.9737
5054 | 14 | 211 | 7 | 97.2699 | 142.6704 | 171.5814 | 187.7775 | 215.2734 | 139.8641 | 167.1823 | 173.7471 | 107.3779 | 43.6427 | 193.9084 | 238.4229 | 157.4667 | 190.0766 | 214.9497 | 188.433 | 201.8755 | 107.0755
5055 | 15 | 211 | 7 | 97.3894 | 142.2106 | 204.8031 | 189.6686 | 226.8804 | 140.7925 | 173.0433 | 165.1344 | 109.5456 | 42.3416 | 194.9514 | 245.8588 | 172.9832 | 190.7598 | 221.2201 | 192.0975 | 190.3589 | 112.4188
5056 | 16 | 211 | 7 | 110.7527 | 140.8096 | 233.2779 | 195.4931 | 249.9531 | 148.7932 | 195.9623 | 169.355 | 112.515 | 43.4807 | 202.4805 | 263.6072 | 186.9918 | 202.7362 | 221.6608 | 204.101 | 208.2736 | 133.1503
5057 | 17 | 211 | 7 | 124.0681 | 156.157 | 292.0163 | 209.041 | 297.4103 | 173.0547 | 233.4313 | 184.2423 | 132.0262 | 43.625 | 211.2445 | 296.4793 | 230.1854 | 234.3633 | 244.5766 | 230.9119 | 240.129 | 159.3494
5058 | 18 | 211 | 7 | 164.6379 | 216.7737 | 361.548 | 209.5314 | 348.7475 | 221.1747 | 279.0829 | 205.58 | 142.7624 | 53.6134 | 209.4267 | 364.6584 | 283.1971 | 283.8883 | 276.0639 | 292.4852 | 272.1559 | 203.6415
5059 | 19 | 211 | 7 | 165.6507 | 211.0174 | 364.6839 | 201.8273 | 333.5989 | 232.2039 | 277.6641 | 245.0567 | 178.5492 | 58.7073 | 206.7788 | 380.7977 | 270.427 | 309.1806 | 304.7303 | 302.5294 | 302.4675 | 234.4742
5060 | 20 | 211 | 7 | 169.3697 | 168.6869 | 361.5596 | 198.3163 | 321.8827 | 226.2304 | 276.5675 | 220.7369 | 187.0321 | 57.1479 | 212.4607 | 366.6292 | 255.7066 | 301.5929 | 300.8731 | 277.7487 | 285.4544 | 232.0569
5061 | 21 | 211 | 7 | 164.7315 | 143.8722 | 346.6839 | 195.5307 | 325.3905 | 209.6751 | 266.3503 | 233.6472 | 187.0712 | 56.2238 | 208.55 | 352.8419 | 252.4136 | 302.0409 | 268.1473 | 249.9567 | 283.1265 | 223.9417
5062 | 22 | 211 | 7 | 150.5803 | 136.7818 | 331.2343 | 191.2388 | 327.0793 | 212.6568 | 251.5356 | 247.6976 | 177.5989 | 55.7707 | 209.4718 | 353.3499 | 256.1996 | 284.9681 | 259.0803 | 248.7048 | 283.5175 | 219.7877
5063 | 23 | 211 | 7 | 136.8313 | 138.6281 | 340.05 | 184.0301 | 313.8402 | 201.1554 | 271.5913 | 235.6485 | 172.522 | 51.9525 | 205.62 | 353.7424 | 237.8626 | 283.5247 | 245.3883 | 249.9053 | 269.3998 | 210.0693
5064 | 0 | 212 | 7 | 127.3249 | 148.0267 | 348.8025 | 186.0786 | 305.005 | 194.9028 | 286.677 | 227.5587 | 164.7214 | 49.8112 | 207.0018 | 356.0065 | 230.3823 | 311.3087 | 220.9676 | 244.2096 | 270.5182 | 194.5882
5065 | 1 | 212 | 7 | 125.4768 | 154.5509 | 342.0901 | 184.7498 | 304.6462 | 188.2922 | 299.2507 | 216.1885 | 159.8211 | 51.3754 | 206.5445 | 349.747 | 228.7745 | 331.5108 | 231.2525 | 232.5461 | 259.0605 | 188.4855
5066 | 2 | 212 | 7 | 125.1008 | 158.0541 | 338.7386 | 185.38 | 299.951 | 186.8461 | 306.54 | 215.4489 | 162.3877 | 54.6163 | 205.8705 | 339.6884 | 227.1772 | 334.9776 | 238.3874 | 239.8691 | 256.1741 | 188.2276
5067 | 3 | 212 | 7 | 127.7411 | 163.1966 | 337.2904 | 185.7496 | 303.9891 | 185.2559 | 307.9306 | 210.3878 | 158.6891 | 56.101 | 208.8116 | 340.8632 | 234.0641 | 336.8759 | 237.7904 | 242.7325 | 278.3775 | 192.4482
5068 | 4 | 212 | 7 | 124.3332 | 170.0449 | 332.7703 | 181.9465 | 302.2246 | 190.684 | 298.745 | 222.0535 | 157.6399 | 58.2908 | 212.4355 | 349.2947 | 230.2679 | 333.9146 | 235.6593 | 246.5287 | 270.9502 | 189.8844
5069 | 5 | 212 | 7 | 103.2451 | 164.5923 | 317.1009 | 176.1966 | 249.0162 | 164.5542 | 220.3932 | 201.7205 | 156.8213 | 55.0754 | 212.3772 | 321.4036 | 174.2456 | 322.4484 | 237.054 | 228.555 | 229.7236 | 175.0115
5070 | 6 | 212 | 7 | 96.0658 | 143.664 | 195.0678 | 179.7551 | 238.8207 | 143.3652 | 173.4945 | 182.7329 | 129.6746 | 49.9968 | 217.7922 | 262.6605 | 155.9062 | 233.7165 | 210.3584 | 201.2638 | 196.0586 | 128.616
5071 | 7 | 212 | 7 | 94.5524 | 113.2733 | 160.9055 | 179.7844 | 237.3221 | 135.5822 | 159.4799 | 174.0865 | 117.1689 | 52.2357 | 208.2856 | 243.538 | 156.2024 | 200.0985 | 213.5439 | 185.7641 | 178.6251 | 104.7782
5072 | 8 | 212 | 7 | 95.7192 | 117.9922 | 181.3284 | 185.2208 | 219.8978 | 138.3581 | 149.0356 | 169.365 | 110.7994 | 51.0549 | 206.7745 | 237.0152 | 153.2157 | 197.0414 | 206.8154 | 172.4721 | 199.3655 | 95.5767
5073 | 9 | 212 | 7 | 94.9371 | 124.3535 | 178.0453 | 184.7414 | 217.2092 | 133.5877 | 150.4299 | 191.5819 | 111.967 | 49.005 | 192.8642 | 227.8683 | 145.2862 | 186.7928 | 207.6224 | 177.2821 | 214.3489 | 101.6312
5074 | 10 | 212 | 7 | 95.9267 | 138.0032 | 162.0789 | 185.3167 | 210.7256 | 133.7696 | 152.054 | 179.9858 | 114.255 | 48.3041 | 195.7194 | 229.2762 | 152.8613 | 172.9696 | 207.3961 | 188.6206 | 203.862 | 103.6461
5075 | 11 | 212 | 7 | 95.3467 | 143.6746 | 161.4893 | 186.0874 | 215.577 | 137.7945 | 156.9733 | 173.6951 | 112.2744 | 45.064 | 189.6856 | 225.5076 | 163.6846 | 168.9584 | 216.327 | 189.8354 | 189.1032 | 100.2138
5076 | 12 | 212 | 7 | 94.0667 | 143.8975 | 144.5759 | 188.2887 | 211.5008 | 144.8598 | 161.9641 | 173.9419 | 107.0345 | 44.5042 | 193.4299 | 232.6959 | 162.8257 | 177.685 | 211.6364 | 188.5558 | 179.6677 | 98.8699
5077 | 13 | 212 | 7 | 94.1222 | 145.9946 | 153.8045 | 188.3378 | 211.592 | 141.2541 | 161.4736 | 173.9581 | 105.9647 | 43.0793 | 196.2873 | 231.7057 | 158.8657 | 182.0917 | 214.3314 | 188.9567 | 178.2314 | 103.9737
5078 | 14 | 212 | 7 | 97.2699 | 142.6704 | 171.5814 | 187.7775 | 215.2734 | 139.8641 | 167.1823 | 173.7471 | 107.3779 | 43.6427 | 193.9084 | 238.4229 | 157.4667 | 190.0766 | 214.9497 | 188.433 | 201.8755 | 107.0755
5079 | 15 | 212 | 7 | 97.3894 | 142.2106 | 204.8031 | 189.6686 | 226.8804 | 140.7925 | 173.0433 | 165.1344 | 109.5456 | 42.3416 | 194.9514 | 245.8588 | 172.9832 | 190.7598 | 221.2201 | 192.0975 | 190.3589 | 112.4188
5080 | 16 | 212 | 7 | 110.7527 | 140.8096 | 233.2779 | 195.4931 | 249.9531 | 148.7932 | 195.9623 | 169.355 | 112.515 | 43.4807 | 202.4805 | 263.6072 | 186.9918 | 202.7362 | 221.6608 | 204.101 | 208.2736 | 133.1503
5081 | 17 | 212 | 7 | 124.0681 | 156.157 | 292.0163 | 209.041 | 297.4103 | 173.0547 | 233.4313 | 184.2423 | 132.0262 | 43.625 | 211.2445 | 296.4793 | 230.1854 | 234.3633 | 244.5766 | 230.9119 | 240.129 | 159.3494
5082 | 18 | 212 | 7 | 164.6379 | 216.7737 | 361.548 | 209.5314 | 348.7475 | 221.1747 | 279.0829 | 205.58 | 142.7624 | 53.6134 | 209.4267 | 364.6584 | 283.1971 | 283.8883 | 276.0639 | 292.4852 | 272.1559 | 203.6415
5083 | 19 | 212 | 7 | 165.6507 | 211.0174 | 364.6839 | 201.8273 | 333.5989 | 232.2039 | 277.6641 | 245.0567 | 178.5492 | 58.7073 | 206.7788 | 380.7977 | 270.427 | 309.1806 | 304.7303 | 302.5294 | 302.4675 | 234.4742
5084 | 20 | 212 | 7 | 169.3697 | 168.6869 | 361.5596 | 198.3163 | 321.8827 | 226.2304 | 276.5675 | 220.7369 | 187.0321 | 57.1479 | 212.4607 | 366.6292 | 255.7066 | 301.5929 | 300.8731 | 277.7487 | 285.4544 | 232.0569
5085 | 21 | 212 | 7 | 164.7315 | 143.8722 | 346.6839 | 195.5307 | 325.3905 | 209.6751 | 266.3503 | 233.6472 | 187.0712 | 56.2238 | 208.55 | 352.8419 | 252.4136 | 302.0409 | 268.1473 | 249.9567 | 283.1265 | 223.9417
5086 | 22 | 212 | 7 | 150.5803 | 136.7818 | 331.2343 | 191.2388 | 327.0793 | 212.6568 | 251.5356 | 247.6976 | 177.5989 | 55.7707 | 209.4718 | 353.3499 | 256.1996 | 284.9681 | 259.0803 | 248.7048 | 283.5175 | 219.7877
5087 | 23 | 212 | 7 | 136.8313 | 138.6281 | 340.05 | 184.0301 | 313.8402 | 201.1554 | 271.5913 | 235.6485 | 172.522 | 51.9525 | 205.62 | 353.7424 | 237.8626 | 283.5247 | 245.3883 | 249.9053 | 269.3998 | 210.0693
5088 | 0 | 213 | 8 | 156.5424 | 157.5767 | 338.1498 | 186.4109 | 319.942 | 193.1741 | 277.2494 | 213.9123 | 196.0629 | 57.5853 | 208.523 | 349.1521 | 255.9917 | 322.1079 | 257.3426 | 237.9702 | 251.6762 | 225.7813
5089 | 1 | 213 | 8 | 156.7514 | 154.7139 | 345.7902 | 182.9999 | 316.335 | 185.9094 | 286.3739 | 206.5179 | 195.6897 | 58.7578 | 201.4069 | 344.4418 | 242.894 | 347.2198 | 259.8537 | 243.1508 | 252.9162 | 217.6387
5090 | 2 | 213 | 8 | 152.6723 | 176.1614 | 346.5473 | 185.846 | 315.0526 | 184.5368 | 288.4493 | 223.4972 | 201.2889 | 67.0464 | 203.0386 | 340.5082 | 250.203 | 354.0601 | 259.0453 | 258.8215 | 262.4357 | 215.8977
5091 | 3 | 213 | 8 | 151.2664 | 162.4411 | 346.9523 | 188.7567 | 330.2896 | 196.5104 | 288.8212 | 232.4385 | 202.6834 | 68.9846 | 207.8639 | 346.4229 | 273.5261 | 364.5387 | 255.1088 | 262.9336 | 260.2668 | 222.7198
5092 | 4 | 213 | 8 | 149.727 | 179.0599 | 344.0411 | 188.2207 | 329.4176 | 206.6657 | 282.4069 | 217.3274 | 202.8591 | 67.8121 | 211.7159 | 347.5758 | 272.0321 | 364.4719 | 288.3677 | 272.3644 | 259.3019 | 222.1197
5093 | 5 | 213 | 8 | 129.6746 | 171.9436 | 331.2699 | 188.7715 | 269.0942 | 160.2386 | 250.359 | 200.83 | 201.4985 | 73.2579 | 212.0192 | 346.5857 | 197.3753 | 360.1963 | 248.0815 | 262.8537 | 229.167 | 216.012
5094 | 6 | 213 | 8 | 108.2263 | 145.2467 | 233.4561 | 193.4381 | 223.0042 | 122.5457 | 174.8177 | 202.317 | 180.3458 | 60.1321 | 219.1588 | 274.5578 | 142.3959 | 268.227 | 225.8681 | 220.8822 | 185.419 | 157.8332
5095 | 7 | 213 | 8 | 103.2675 | 119.0902 | 196.2141 | 191.2666 | 220.3891 | 118.6639 | 153.8782 | 176.0985 | 146.7259 | 62.6692 | 215.6509 | 235.1423 | 145.2201 | 211.785 | 208.1123 | 187.2394 | 162.0832 | 129.0934
5096 | 8 | 213 | 8 | 108.6318 | 111.1206 | 207.8736 | 194.4752 | 210.9775 | 117.9526 | 146.5638 | 167.3651 | 133.0788 | 60.2352 | 210.4509 | 235.4258 | 138.1582 | 205.022 | 203.588 | 176.7021 | 158.1568 | 109.8498
5097 | 9 | 213 | 8 | 111.2619 | 130.3332 | 199.8798 | 191.6179 | 207.8325 | 110.5862 | 146.0262 | 180.278 | 137.5491 | 58.216 | 203.721 | 217.979 | 133.4037 | 197.148 | 214.8356 | 176.9266 | 158.5759 | 118.0594
5098 | 10 | 213 | 8 | 108.5397 | 140.5905 | 181.3481 | 191.9417 | 202.4166 | 115.5756 | 137.8627 | 180.8073 | 140.1992 | 54.1236 | 200.2894 | 214.999 | 130.1235 | 185.1091 | 216.1395 | 177.5118 | 161.8226 | 124.1229
5099 | 11 | 213 | 8 | 108.5177 | 152.0895 | 183.5266 | 191.176 | 204.5056 | 113.0098 | 142.7807 | 174.0467 | 133.9839 | 54.7179 | 200.2395 | 216.7819 | 132.9754 | 181.6486 | 209.9587 | 180.7767 | 162.527 | 120.7031
5100 | 12 | 213 | 8 | 113.3567 | 152.4409 | 164.5927 | 189.4749 | 192.1871 | 115.7388 | 146.7537 | 170.435 | 133.5808 | 51.7426 | 197.4116 | 220.3742 | 124.7812 | 174.2767 | 215.3431 | 187.0179 | 161.2278 | 118.6042
5101 | 13 | 213 | 8 | 112.8596 | 157.0427 | 176.3889 | 191.8083 | 194.3097 | 121.7223 | 147.5097 | 175.8435 | 139.0551 | 53.6464 | 198.7136 | 221.0371 | 134.4449 | 180.0441 | 215.0695 | 185.1237 | 171.4217 | 120.837
5102 | 14 | 213 | 8 | 113.8633 | 160.7104 | 191.7824 | 192.6025 | 204.7296 | 121.6914 | 157.6756 | 187.2181 | 137.7933 | 50.4903 | 207.6698 | 226.2812 | 140.219 | 181.9058 | 214.526 | 189.4584 | 180.0086 | 122.9225
5103 | 15 | 213 | 8 | 118.149 | 157.3986 | 213.0696 | 196.0608 | 212.828 | 139.8984 | 169.1348 | 179.3798 | 135.623 | 52.8495 | 207.3339 | 231.0001 | 151.9538 | 191.1725 | 232.797 | 191.9276 | 194.1311 | 131.7858
5104 | 16 | 213 | 8 | 138.9109 | 161.6523 | 255.8189 | 201.4324 | 252.4433 | 144.1426 | 193.3138 | 192.2618 | 137.4622 | 53.5327 | 213.4996 | 250.6388 | 189.8318 | 211.6573 | 249.0118 | 204.6733 | 220.8677 | 141.1257
5105 | 17 | 213 | 8 | 176.615 | 184.5314 | 313.8323 | 205.8817 | 315.4107 | 185.8387 | 237.017 | 202.5107 | 148.377 | 60.8913 | 216.1533 | 311.0726 | 244.9419 | 247.0903 | 283.3772 | 257.6352 | 242.487 | 193.0548
5106 | 18 | 213 | 8 | 209.2641 | 248.9198 | 361.3937 | 200.5948 | 345.7215 | 216.8457 | 265.299 | 211.4781 | 182.5384 | 71.478 | 212.2589 | 366.2766 | 286.9327 | 300.7735 | 301.9127 | 314.9316 | 279.2843 | 246.2106
5107 | 19 | 213 | 8 | 193.5633 | 227.426 | 356.6095 | 197.9031 | 331.3308 | 216.7694 | 260.5755 | 228.4705 | 214.4191 | 66.144 | 217.8384 | 372.8196 | 272.3603 | 310.0788 | 312.4962 | 302.792 | 272.2854 | 257.0681
5108 | 20 | 213 | 8 | 192.6227 | 199.8691 | 348.2105 | 197.8596 | 334.8118 | 199.6751 | 256.8795 | 217.9251 | 208.9001 | 67.0479 | 228.4708 | 367.2965 | 259.2902 | 305.7739 | 309.4274 | 280.1238 | 266.8362 | 245.3574
5109 | 21 | 213 | 8 | 193.363 | 174.8718 | 339.8128 | 191.1458 | 331.5797 | 209.7095 | 249.5311 | 236.4674 | 204.821 | 72.1637 | 216.172 | 348.1356 | 258.9368 | 294.194 | 289.9491 | 261.6261 | 252.8186 | 237.4251
5110 | 22 | 213 | 8 | 176.2222 | 153.5549 | 332.8676 | 186.4716 | 327.032 | 190.3434 | 242.8643 | 234.96 | 209.0631 | 60.9791 | 212.1777 | 352.5606 | 253.1602 | 284.6279 | 272.3618 | 258.0126 | 256.3719 | 231.8994
5111 | 23 | 213 | 8 | 157.8121 | 159.6826 | 338.9895 | 184.1624 | 320.1954 | 191.2033 | 264.233 | 224.4782 | 202.728 | 58.7374 | 205.0902 | 347.578 | 250.0255 | 287.9151 | 268.1252 | 253.3529 | 262.6267 | 225.2246
5112 | 0 | 214 | 8 | 156.5424 | 157.5767 | 338.1498 | 186.4109 | 319.942 | 193.1741 | 277.2494 | 213.9123 | 196.0629 | 57.5853 | 208.523 | 349.1521 | 255.9917 | 322.1079 | 257.3426 | 237.9702 | 251.6762 | 225.7813
5113 | 1 | 214 | 8 | 156.7514 | 154.7139 | 345.7902 | 182.9999 | 316.335 | 185.9094 | 286.3739 | 206.5179 | 195.6897 | 58.7578 | 201.4069 | 344.4418 | 242.894 | 347.2198 | 259.8537 | 243.1508 | 252.9162 | 217.6387
5114 | 2 | 214 | 8 | 152.6723 | 176.1614 | 346.5473 | 185.846 | 315.0526 | 184.5368 | 288.4493 | 223.4972 | 201.2889 | 67.0464 | 203.0386 | 340.5082 | 250.203 | 354.0601 | 259.0453 | 258.8215 | 262.4357 | 215.8977
5115 | 3 | 214 | 8 | 151.2664 | 162.4411 | 346.9523 | 188.7567 | 330.2896 | 196.5104 | 288.8212 | 232.4385 | 202.6834 | 68.9846 | 207.8639 | 346.4229 | 273.5261 | 364.5387 | 255.1088 | 262.9336 | 260.2668 | 222.7198
5116 | 4 | 214 | 8 | 149.727 | 179.0599 | 344.0411 | 188.2207 | 329.4176 | 206.6657 | 282.4069 | 217.3274 | 202.8591 | 67.8121 | 211.7159 | 347.5758 | 272.0321 | 364.4719 | 288.3677 | 272.3644 | 259.3019 | 222.1197
5117 | 5 | 214 | 8 | 129.6746 | 171.9436 | 331.2699 | 188.7715 | 269.0942 | 160.2386 | 250.359 | 200.83 | 201.4985 | 73.2579 | 212.0192 | 346.5857 | 197.3753 | 360.1963 | 248.0815 | 262.8537 | 229.167 | 216.012
5118 | 6 | 214 | 8 | 108.2263 | 145.2467 | 233.4561 | 193.4381 | 223.0042 | 122.5457 | 174.8177 | 202.317 | 180.3458 | 60.1321 | 219.1588 | 274.5578 | 142.3959 | 268.227 | 225.8681 | 220.8822 | 185.419 | 157.8332
5119 | 7 | 214 | 8 | 103.2675 | 119.0902 | 196.2141 | 191.2666 | 220.3891 | 118.6639 | 153.8782 | 176.0985 | 146.7259 | 62.6692 | 215.6509 | 235.1423 | 145.2201 | 211.785 | 208.1123 | 187.2394 | 162.0832 | 129.0934
5120 | 8 | 214 | 8 | 108.6318 | 111.1206 | 207.8736 | 194.4752 | 210.9775 | 117.9526 | 146.5638 | 167.3651 | 133.0788 | 60.2352 | 210.4509 | 235.4258 | 138.1582 | 205.022 | 203.588 | 176.7021 | 158.1568 | 109.8498
5121 | 9 | 214 | 8 | 111.2619 | 130.3332 | 199.8798 | 191.6179 | 207.8325 | 110.5862 | 146.0262 | 180.278 | 137.5491 | 58.216 | 203.721 | 217.979 | 133.4037 | 197.148 | 214.8356 | 176.9266 | 158.5759 | 118.0594
5122 | 10 | 214 | 8 | 108.5397 | 140.5905 | 181.3481 | 191.9417 | 202.4166 | 115.5756 | 137.8627 | 180.8073 | 140.1992 | 54.1236 | 200.2894 | 214.999 | 130.1235 | 185.1091 | 216.1395 | 177.5118 | 161.8226 | 124.1229
5123 | 11 | 214 | 8 | 108.5177 | 152.0895 | 183.5266 | 191.176 | 204.5056 | 113.0098 | 142.7807 | 174.0467 | 133.9839 | 54.7179 | 200.2395 | 216.7819 | 132.9754 | 181.6486 | 209.9587 | 180.7767 | 162.527 | 120.7031
5124 | 12 | 214 | 8 | 113.3567 | 152.4409 | 164.5927 | 189.4749 | 192.1871 | 115.7388 | 146.7537 | 170.435 | 133.5808 | 51.7426 | 197.4116 | 220.3742 | 124.7812 | 174.2767 | 215.3431 | 187.0179 | 161.2278 | 118.6042
5125 | 13 | 214 | 8 | 112.8596 | 157.0427 | 176.3889 | 191.8083 | 194.3097 | 121.7223 | 147.5097 | 175.8435 | 139.0551 | 53.6464 | 198.7136 | 221.0371 | 134.4449 | 180.0441 | 215.0695 | 185.1237 | 171.4217 | 120.837
5126 | 14 | 214 | 8 | 113.8633 | 160.7104 | 191.7824 | 192.6025 | 204.7296 | 121.6914 | 157.6756 | 187.2181 | 137.7933 | 50.4903 | 207.6698 | 226.2812 | 140.219 | 181.9058 | 214.526 | 189.4584 | 180.0086 | 122.9225
5127 | 15 | 214 | 8 | 118.149 | 157.3986 | 213.0696 | 196.0608 | 212.828 | 139.8984 | 169.1348 | 179.3798 | 135.623 | 52.8495 | 207.3339 | 231.0001 | 151.9538 | 191.1725 | 232.797 | 191.9276 | 194.1311 | 131.7858
5128 | 16 | 214 | 8 | 138.9109 | 161.6523 | 255.8189 | 201.4324 | 252.4433 | 144.1426 | 193.3138 | 192.2618 | 137.4622 | 53.5327 | 213.4996 | 250.6388 | 189.8318 | 211.6573 | 249.0118 | 204.6733 | 220.8677 | 141.1257
5129 | 17 | 214 | 8 | 176.615 | 184.5314 | 313.8323 | 205.8817 | 315.4107 | 185.8387 | 237.017 | 202.5107 | 148.377 | 60.8913 | 216.1533 | 311.0726 | 244.9419 | 247.0903 | 283.3772 | 257.6352 | 242.487 | 193.0548
5130 | 18 | 214 | 8 | 209.2641 | 248.9198 | 361.3937 | 200.5948 | 345.7215 | 216.8457 | 265.299 | 211.4781 | 182.5384 | 71.478 | 212.2589 | 366.2766 | 286.9327 | 300.7735 | 301.9127 | 314.9316 | 279.2843 | 246.2106
5131 | 19 | 214 | 8 | 193.5633 | 227.426 | 356.6095 | 197.9031 | 331.3308 | 216.7694 | 260.5755 | 228.4705 | 214.4191 | 66.144 | 217.8384 | 372.8196 | 272.3603 | 310.0788 | 312.4962 | 302.792 | 272.2854 | 257.0681
5132 | 20 | 214 | 8 | 192.6227 | 199.8691 | 348.2105 | 197.8596 | 334.8118 | 199.6751 | 256.8795 | 217.9251 | 208.9001 | 67.0479 | 228.4708 | 367.2965 | 259.2902 | 305.7739 | 309.4274 | 280.1238 | 266.8362 | 245.3574
5133 | 21 | 214 | 8 | 193.363 | 174.8718 | 339.8128 | 191.1458 | 331.5797 | 209.7095 | 249.5311 | 236.4674 | 204.821 | 72.1637 | 216.172 | 348.1356 | 258.9368 | 294.194 | 289.9491 | 261.6261 | 252.8186 | 237.4251
5134 | 22 | 214 | 8 | 176.2222 | 153.5549 | 332.8676 | 186.4716 | 327.032 | 190.3434 | 242.8643 | 234.96 | 209.0631 | 60.9791 | 212.1777 | 352.5606 | 253.1602 | 284.6279 | 272.3618 | 258.0126 | 256.3719 | 231.8994
5135 | 23 | 214 | 8 | 157.8121 | 159.6826 | 338.9895 | 184.1624 | 320.1954 | 191.2033 | 264.233 | 224.4782 | 202.728 | 58.7374 | 205.0902 | 347.578 | 250.0255 | 287.9151 | 268.1252 | 253.3529 | 262.6267 | 225.2246
5136 | 0 | 215 | 8 | 156.5424 | 157.5767 | 338.1498 | 186.4109 | 319.942 | 193.1741 | 277.2494 | 213.9123 | 196.0629 | 57.5853 | 208.523 | 349.1521 | 255.9917 | 322.1079 | 257.3426 | 237.9702 | 251.6762 | 225.7813
5137 | 1 | 215 | 8 | 156.7514 | 154.7139 | 345.7902 | 182.9999 | 316.335 | 185.9094 | 286.3739 | 206.5179 | 195.6897 | 58.7578 | 201.4069 | 344.4418 | 242.894 | 347.2198 | 259.8537 | 243.1508 | 252.9162 | 217.6387
5138 | 2 | 215 | 8 | 152.6723 | 176.1614 | 346.5473 | 185.846 | 315.0526 | 184.5368 | 288.4493 | 223.4972 | 201.2889 | 67.0464 | 203.0386 | 340.5082 | 250.203 | 354.0601 | 259.0453 | 258.8215 | 262.4357 | 215.8977
5139 | 3 | 215 | 8 | 151.2664 | 162.4411 | 346.9523 | 188.7567 | 330.2896 | 196.5104 | 288.8212 | 232.4385 | 202.6834 | 68.9846 | 207.8639 | 346.4229 | 273.5261 | 364.5387 | 255.1088 | 262.9336 | 260.2668 | 222.7198
5140 | 4 | 215 | 8 | 149.727 | 179.0599 | 344.0411 | 188.2207 | 329.4176 | 206.6657 | 282.4069 | 217.3274 | 202.8591 | 67.8121 | 211.7159 | 347.5758 | 272.0321 | 364.4719 | 288.3677 | 272.3644 | 259.3019 | 222.1197
5141 | 5 | 215 | 8 | 129.6746 | 171.9436 | 331.2699 | 188.7715 | 269.0942 | 160.2386 | 250.359 | 200.83 | 201.4985 | 73.2579 | 212.0192 | 346.5857 | 197.3753 | 360.1963 | 248.0815 | 262.8537 | 229.167 | 216.012
5142 | 6 | 215 | 8 | 108.2263 | 145.2467 | 233.4561 | 193.4381 | 223.0042 | 122.5457 | 174.8177 | 202.317 | 180.3458 | 60.1321 | 219.1588 | 274.5578 | 142.3959 | 268.227 | 225.8681 | 220.8822 | 185.419 | 157.8332
5143 | 7 | 215 | 8 | 103.2675 | 119.0902 | 196.2141 | 191.2666 | 220.3891 | 118.6639 | 153.8782 | 176.0985 | 146.7259 | 62.6692 | 215.6509 | 235.1423 | 145.2201 | 211.785 | 208.1123 | 187.2394 | 162.0832 | 129.0934
5144 | 8 | 215 | 8 | 108.6318 | 111.1206 | 207.8736 | 194.4752 | 210.9775 | 117.9526 | 146.5638 | 167.3651 | 133.0788 | 60.2352 | 210.4509 | 235.4258 | 138.1582 | 205.022 | 203.588 | 176.7021 | 158.1568 | 109.8498
5145 | 9 | 215 | 8 | 111.2619 | 130.3332 | 199.8798 | 191.6179 | 207.8325 | 110.5862 | 146.0262 | 180.278 | 137.5491 | 58.216 | 203.721 | 217.979 | 133.4037 | 197.148 | 214.8356 | 176.9266 | 158.5759 | 118.0594
5146 | 10 | 215 | 8 | 108.5397 | 140.5905 | 181.3481 | 191.9417 | 202.4166 | 115.5756 | 137.8627 | 180.8073 | 140.1992 | 54.1236 | 200.2894 | 214.999 | 130.1235 | 185.1091 | 216.1395 | 177.5118 | 161.8226 | 124.1229
5147 | 11 | 215 | 8 | 108.5177 | 152.0895 | 183.5266 | 191.176 | 204.5056 | 113.0098 | 142.7807 | 174.0467 | 133.9839 | 54.7179 | 200.2395 | 216.7819 | 132.9754 | 181.6486 | 209.9587 | 180.7767 | 162.527 | 120.7031
5148 | 12 | 215 | 8 | 113.3567 | 152.4409 | 164.5927 | 189.4749 | 192.1871 | 115.7388 | 146.7537 | 170.435 | 133.5808 | 51.7426 | 197.4116 | 220.3742 | 124.7812 | 174.2767 | 215.3431 | 187.0179 | 161.2278 | 118.6042
5149 | 13 | 215 | 8 | 112.8596 | 157.0427 | 176.3889 | 191.8083 | 194.3097 | 121.7223 | 147.5097 | 175.8435 | 139.0551 | 53.6464 | 198.7136 | 221.0371 | 134.4449 | 180.0441 | 215.0695 | 185.1237 | 171.4217 | 120.837
5150 | 14 | 215 | 8 | 113.8633 | 160.7104 | 191.7824 | 192.6025 | 204.7296 | 121.6914 | 157.6756 | 187.2181 | 137.7933 | 50.4903 | 207.6698 | 226.2812 | 140.219 | 181.9058 | 214.526 | 189.4584 | 180.0086 | 122.9225
5151 | 15 | 215 | 8 | 118.149 | 157.3986 | 213.0696 | 196.0608 | 212.828 | 139.8984 | 169.1348 | 179.3798 | 135.623 | 52.8495 | 207.3339 | 231.0001 | 151.9538 | 191.1725 | 232.797 | 191.9276 | 194.1311 | 131.7858
5152 | 16 | 215 | 8 | 138.9109 | 161.6523 | 255.8189 | 201.4324 | 252.4433 | 144.1426 | 193.3138 | 192.2618 | 137.4622 | 53.5327 | 213.4996 | 250.6388 | 189.8318 | 211.6573 | 249.0118 | 204.6733 | 220.8677 | 141.1257
5153 | 17 | 215 | 8 | 176.615 | 184.5314 | 313.8323 | 205.8817 | 315.4107 | 185.8387 | 237.017 | 202.5107 | 148.377 | 60.8913 | 216.1533 | 311.0726 | 244.9419 | 247.0903 | 283.3772 | 257.6352 | 242.487 | 193.0548
5154 | 18 | 215 | 8 | 209.2641 | 248.9198 | 361.3937 | 200.5948 | 345.7215 | 216.8457 | 265.299 | 211.4781 | 182.5384 | 71.478 | 212.2589 | 366.2766 | 286.9327 | 300.7735 | 301.9127 | 314.9316 | 279.2843 | 246.2106
5155 | 19 | 215 | 8 | 193.5633 | 227.426 | 356.6095 | 197.9031 | 331.3308 | 216.7694 | 260.5755 | 228.4705 | 214.4191 | 66.144 | 217.8384 | 372.8196 | 272.3603 | 310.0788 | 312.4962 | 302.792 | 272.2854 | 257.0681
5156 | 20 | 215 | 8 | 192.6227 | 199.8691 | 348.2105 | 197.8596 | 334.8118 | 199.6751 | 256.8795 | 217.9251 | 208.9001 | 67.0479 | 228.4708 | 367.2965 | 259.2902 | 305.7739 | 309.4274 | 280.1238 | 266.8362 | 245.3574
5157 | 21 | 215 | 8 | 193.363 | 174.8718 | 339.8128 | 191.1458 | 331.5797 | 209.7095 | 249.5311 | 236.4674 | 204.821 | 72.1637 | 216.172 | 348.1356 | 258.9368 | 294.194 | 289.9491 | 261.6261 | 252.8186 | 237.4251
5158 | 22 | 215 | 8 | 176.2222 | 153.5549 | 332.8676 | 186.4716 | 327.032 | 190.3434 | 242.8643 | 234.96 | 209.0631 | 60.9791 | 212.1777 | 352.5606 | 253.1602 | 284.6279 | 272.3618 | 258.0126 | 256.3719 | 231.8994
5159 | 23 | 215 | 8 | 157.8121 | 159.6826 | 338.9895 | 184.1624 | 320.1954 | 191.2033 | 264.233 | 224.4782 | 202.728 | 58.7374 | 205.0902 | 347.578 | 250.0255 | 287.9151 | 268.1252 | 253.3529 | 262.6267 | 225.2246
5160 | 0 | 216 | 8 | 156.5424 | 157.5767 | 338.1498 | 186.4109 | 319.942 | 193.1741 | 277.2494 | 213.9123 | 196.0629 | 57.5853 | 208.523 | 349.1521 | 255.9917 | 322.1079 | 257.3426 | 237.9702 | 251.6762 | 225.7813
5161 | 1 | 216 | 8 | 156.7514 | 154.7139 | 345.7902 | 182.9999 | 316.335 | 185.9094 | 286.3739 | 206.5179 | 195.6897 | 58.7578 | 201.4069 | 344.4418 | 242.894 | 347.2198 | 259.8537 | 243.1508 | 252.9162 | 217.6387
5162 | 2 | 216 | 8 | 152.6723 | 176.1614 | 346.5473 | 185.846 | 315.0526 | 184.5368 | 288.4493 | 223.4972 | 201.2889 | 67.0464 | 203.0386 | 340.5082 | 250.203 | 354.0601 | 259.0453 | 258.8215 | 262.4357 | 215.8977
5163 | 3 | 216 | 8 | 151.2664 | 162.4411 | 346.9523 | 188.7567 | 330.2896 | 196.5104 | 288.8212 | 232.4385 | 202.6834 | 68.9846 | 207.8639 | 346.4229 | 273.5261 | 364.5387 | 255.1088 | 262.9336 | 260.2668 | 222.7198
5164 | 4 | 216 | 8 | 149.727 | 179.0599 | 344.0411 | 188.2207 | 329.4176 | 206.6657 | 282.4069 | 217.3274 | 202.8591 | 67.8121 | 211.7159 | 347.5758 | 272.0321 | 364.4719 | 288.3677 | 272.3644 | 259.3019 | 222.1197
5165 | 5 | 216 | 8 | 129.6746 | 171.9436 | 331.2699 | 188.7715 | 269.0942 | 160.2386 | 250.359 | 200.83 | 201.4985 | 73.2579 | 212.0192 | 346.5857 | 197.3753 | 360.1963 | 248.0815 | 262.8537 | 229.167 | 216.012
5166 | 6 | 216 | 8 | 108.2263 | 145.2467 | 233.4561 | 193.4381 | 223.0042 | 122.5457 | 174.8177 | 202.317 | 180.3458 | 60.1321 | 219.1588 | 274.5578 | 142.3959 | 268.227 | 225.8681 | 220.8822 | 185.419 | 157.8332
5167 | 7 | 216 | 8 | 103.2675 | 119.0902 | 196.2141 | 191.2666 | 220.3891 | 118.6639 | 153.8782 | 176.0985 | 146.7259 | 62.6692 | 215.6509 | 235.1423 | 145.2201 | 211.785 | 208.1123 | 187.2394 | 162.0832 | 129.0934
5168 | 8 | 216 | 8 | 108.6318 | 111.1206 | 207.8736 | 194.4752 | 210.9775 | 117.9526 | 146.5638 | 167.3651 | 133.0788 | 60.2352 | 210.4509 | 235.4258 | 138.1582 | 205.022 | 203.588 | 176.7021 | 158.1568 | 109.8498
5169 | 9 | 216 | 8 | 111.2619 | 130.3332 | 199.8798 | 191.6179 | 207.8325 | 110.5862 | 146.0262 | 180.278 | 137.5491 | 58.216 | 203.721 | 217.979 | 133.4037 | 197.148 | 214.8356 | 176.9266 | 158.5759 | 118.0594
5170 | 10 | 216 | 8 | 108.5397 | 140.5905 | 181.3481 | 191.9417 | 202.4166 | 115.5756 | 137.8627 | 180.8073 | 140.1992 | 54.1236 | 200.2894 | 214.999 | 130.1235 | 185.1091 | 216.1395 | 177.5118 | 161.8226 | 124.1229
5171 | 11 | 216 | 8 | 108.5177 | 152.0895 | 183.5266 | 191.176 | 204.5056 | 113.0098 | 142.7807 | 174.0467 | 133.9839 | 54.7179 | 200.2395 | 216.7819 | 132.9754 | 181.6486 | 209.9587 | 180.7767 | 162.527 | 120.7031
5172 | 12 | 216 | 8 | 113.3567 | 152.4409 | 164.5927 | 189.4749 | 192.1871 | 115.7388 | 146.7537 | 170.435 | 133.5808 | 51.7426 | 197.4116 | 220.3742 | 124.7812 | 174.2767 | 215.3431 | 187.0179 | 161.2278 | 118.6042
5173 | 13 | 216 | 8 | 112.8596 | 157.0427 | 176.3889 | 191.8083 | 194.3097 | 121.7223 | 147.5097 | 175.8435 | 139.0551 | 53.6464 | 198.7136 | 221.0371 | 134.4449 | 180.0441 | 215.0695 | 185.1237 | 171.4217 | 120.837
5174 | 14 | 216 | 8 | 113.8633 | 160.7104 | 191.7824 | 192.6025 | 204.7296 | 121.6914 | 157.6756 | 187.2181 | 137.7933 | 50.4903 | 207.6698 | 226.2812 | 140.219 | 181.9058 | 214.526 | 189.4584 | 180.0086 | 122.9225
5175 | 15 | 216 | 8 | 118.149 | 157.3986 | 213.0696 | 196.0608 | 212.828 | 139.8984 | 169.1348 | 179.3798 | 135.623 | 52.8495 | 207.3339 | 231.0001 | 151.9538 | 191.1725 | 232.797 | 191.9276 | 194.1311 | 131.7858
5176 | 16 | 216 | 8 | 138.9109 | 161.6523 | 255.8189 | 201.4324 | 252.4433 | 144.1426 | 193.3138 | 192.2618 | 137.4622 | 53.5327 | 213.4996 | 250.6388 | 189.8318 | 211.6573 | 249.0118 | 204.6733 | 220.8677 | 141.1257
5177 | 17 | 216 | 8 | 176.615 | 184.5314 | 313.8323 | 205.8817 | 315.4107 | 185.8387 | 237.017 | 202.5107 | 148.377 | 60.8913 | 216.1533 | 311.0726 | 244.9419 | 247.0903 | 283.3772 | 257.6352 | 242.487 | 193.0548
5178 | 18 | 216 | 8 | 209.2641 | 248.9198 | 361.3937 | 200.5948 | 345.7215 | 216.8457 | 265.299 | 211.4781 | 182.5384 | 71.478 | 212.2589 | 366.2766 | 286.9327 | 300.7735 | 301.9127 | 314.9316 | 279.2843 | 246.2106
5179 | 19 | 216 | 8 | 193.5633 | 227.426 | 356.6095 | 197.9031 | 331.3308 | 216.7694 | 260.5755 | 228.4705 | 214.4191 | 66.144 | 217.8384 | 372.8196 | 272.3603 | 310.0788 | 312.4962 | 302.792 | 272.2854 | 257.0681
5180 | 20 | 216 | 8 | 192.6227 | 199.8691 | 348.2105 | 197.8596 | 334.8118 | 199.6751 | 256.8795 | 217.9251 | 208.9001 | 67.0479 | 228.4708 | 367.2965 | 259.2902 | 305.7739 | 309.4274 | 280.1238 | 266.8362 | 245.3574
5181 | 21 | 216 | 8 | 193.363 | 174.8718 | 339.8128 | 191.1458 | 331.5797 | 209.7095 | 249.5311 | 236.4674 | 204.821 | 72.1637 | 216.172 | 348.1356 | 258.9368 | 294.194 | 289.9491 | 261.6261 | 252.8186 | 237.4251
5182 | 22 | 216 | 8 | 176.2222 | 153.5549 | 332.8676 | 186.4716 | 327.032 | 190.3434 | 242.8643 | 234.96 | 209.0631 | 60.9791 | 212.1777 | 352.5606 | 253.1602 | 284.6279 | 272.3618 | 258.0126 | 256.3719 | 231.8994
5183 | 23 | 216 | 8 | 157.8121 | 159.6826 | 338.9895 | 184.1624 | 320.1954 | 191.2033 | 264.233 | 224.4782 | 202.728 | 58.7374 | 205.0902 | 347.578 | 250.0255 | 287.9151 | 268.1252 | 253.3529 | 262.6267 | 225.2246
5184 | 0 | 217 | 8 | 156.5424 | 157.5767 | 338.1498 | 186.4109 | 319.942 | 193.1741 | 277.2494 | 213.9123 | 196.0629 | 57.5853 | 208.523 | 349.1521 | 255.9917 | 322.1079 | 257.3426 | 237.9702 | 251.6762 | 225.7813
5185 | 1 | 217 | 8 | 156.7514 | 154.7139 | 345.7902 | 182.9999 | 316.335 | 185.9094 | 286.3739 | 206.5179 | 195.6897 | 58.7578 | 201.4069 | 344.4418 | 242.894 | 347.2198 | 259.8537 | 243.1508 | 252.9162 | 217.6387
5186 | 2 | 217 | 8 | 152.6723 | 176.1614 | 346.5473 | 185.846 | 315.0526 | 184.5368 | 288.4493 | 223.4972 | 201.2889 | 67.0464 | 203.0386 | 340.5082 | 250.203 | 354.0601 | 259.0453 | 258.8215 | 262.4357 | 215.8977
5187 | 3 | 217 | 8 | 151.2664 | 162.4411 | 346.9523 | 188.7567 | 330.2896 | 196.5104 | 288.8212 | 232.4385 | 202.6834 | 68.9846 | 207.8639 | 346.4229 | 273.5261 | 364.5387 | 255.1088 | 262.9336 | 260.2668 | 222.7198
5188 | 4 | 217 | 8 | 149.727 | 179.0599 | 344.0411 | 188.2207 | 329.4176 | 206.6657 | 282.4069 | 217.3274 | 202.8591 | 67.8121 | 211.7159 | 347.5758 | 272.0321 | 364.4719 | 288.3677 | 272.3644 | 259.3019 | 222.1197
5189 | 5 | 217 | 8 | 129.6746 | 171.9436 | 331.2699 | 188.7715 | 269.0942 | 160.2386 | 250.359 | 200.83 | 201.4985 | 73.2579 | 212.0192 | 346.5857 | 197.3753 | 360.1963 | 248.0815 | 262.8537 | 229.167 | 216.012
5190 | 6 | 217 | 8 | 108.2263 | 145.2467 | 233.4561 | 193.4381 | 223.0042 | 122.5457 | 174.8177 | 202.317 | 180.3458 | 60.1321 | 219.1588 | 274.5578 | 142.3959 | 268.227 | 225.8681 | 220.8822 | 185.419 | 157.8332
5191 | 7 | 217 | 8 | 103.2675 | 119.0902 | 196.2141 | 191.2666 | 220.3891 | 118.6639 | 153.8782 | 176.0985 | 146.7259 | 62.6692 | 215.6509 | 235.1423 | 145.2201 | 211.785 | 208.1123 | 187.2394 | 162.0832 | 129.0934
5192 | 8 | 217 | 8 | 108.6318 | 111.1206 | 207.8736 | 194.4752 | 210.9775 | 117.9526 | 146.5638 | 167.3651 | 133.0788 | 60.2352 | 210.4509 | 235.4258 | 138.1582 | 205.022 | 203.588 | 176.7021 | 158.1568 | 109.8498
5193 | 9 | 217 | 8 | 111.2619 | 130.3332 | 199.8798 | 191.6179 | 207.8325 | 110.5862 | 146.0262 | 180.278 | 137.5491 | 58.216 | 203.721 | 217.979 | 133.4037 | 197.148 | 214.8356 | 176.9266 | 158.5759 | 118.0594
5194 | 10 | 217 | 8 | 108.5397 | 140.5905 | 181.3481 | 191.9417 | 202.4166 | 115.5756 | 137.8627 | 180.8073 | 140.1992 | 54.1236 | 200.2894 | 214.999 | 130.1235 | 185.1091 | 216.1395 | 177.5118 | 161.8226 | 124.1229
5195 | 11 | 217 | 8 | 108.5177 | 152.0895 | 183.5266 | 191.176 | 204.5056 | 113.0098 | 142.7807 | 174.0467 | 133.9839 | 54.7179 | 200.2395 | 216.7819 | 132.9754 | 181.6486 | 209.9587 | 180.7767 | 162.527 | 120.7031
5196 | 12 | 217 | 8 | 113.3567 | 152.4409 | 164.5927 | 189.4749 | 192.1871 | 115.7388 | 146.7537 | 170.435 | 133.5808 | 51.7426 | 197.4116 | 220.3742 | 124.7812 | 174.2767 | 215.3431 | 187.0179 | 161.2278 | 118.6042
5197 | 13 | 217 | 8 | 112.8596 | 157.0427 | 176.3889 | 191.8083 | 194.3097 | 121.7223 | 147.5097 | 175.8435 | 139.0551 | 53.6464 | 198.7136 | 221.0371 | 134.4449 | 180.0441 | 215.0695 | 185.1237 | 171.4217 | 120.837
5198 | 14 | 217 | 8 | 113.8633 | 160.7104 | 191.7824 | 192.6025 | 204.7296 | 121.6914 | 157.6756 | 187.2181 | 137.7933 | 50.4903 | 207.6698 | 226.2812 | 140.219 | 181.9058 | 214.526 | 189.4584 | 180.0086 | 122.9225
5199 | 15 | 217 | 8 | 118.149 | 157.3986 | 213.0696 | 196.0608 | 212.828 | 139.8984 | 169.1348 | 179.3798 | 135.623 | 52.8495 | 207.3339 | 231.0001 | 151.9538 | 191.1725 | 232.797 | 191.9276 | 194.1311 | 131.7858
5200 | 16 | 217 | 8 | 138.9109 | 161.6523 | 255.8189 | 201.4324 | 252.4433 | 144.1426 | 193.3138 | 192.2618 | 137.4622 | 53.5327 | 213.4996 | 250.6388 | 189.8318 | 211.6573 | 249.0118 | 204.6733 | 220.8677 | 141.1257
5201 | 17 | 217 | 8 | 176.615 | 184.5314 | 313.8323 | 205.8817 | 315.4107 | 185.8387 | 237.017 | 202.5107 | 148.377 | 60.8913 | 216.1533 | 311.0726 | 244.9419 | 247.0903 | 283.3772 | 257.6352 | 242.487 | 193.0548
5202 | 18 | 217 | 8 | 209.2641 | 248.9198 | 361.3937 | 200.5948 | 345.7215 | 216.8457 | 265.299 | 211.4781 | 182.5384 | 71.478 | 212.2589 | 366.2766 | 286.9327 | 300.7735 | 301.9127 | 314.9316 | 279.2843 | 246.2106
5203 | 19 | 217 | 8 | 193.5633 | 227.426 | 356.6095 | 197.9031 | 331.3308 | 216.7694 | 260.5755 | 228.4705 | 214.4191 | 66.144 | 217.8384 | 372.8196 | 272.3603 | 310.0788 | 312.4962 | 302.792 | 272.2854 | 257.0681
5204 | 20 | 217 | 8 | 192.6227 | 199.8691 | 348.2105 | 197.8596 | 334.8118 | 199.6751 | 256.8795 | 217.9251 | 208.9001 | 67.0479 | 228.4708 | 367.2965 | 259.2902 | 305.7739 | 309.4274 | 280.1238 | 266.8362 | 245.3574
5205 | 21 | 217 | 8 | 193.363 | 174.8718 | 339.8128 | 191.1458 | 331.5797 | 209.7095 | 249.5311 | 236.4674 | 204.821 | 72.1637 | 216.172 | 348.1356 | 258.9368 | 294.194 | 289.9491 | 261.6261 | 252.8186 | 237.4251
5206 | 22 | 217 | 8 | 176.2222 | 153.5549 | 332.8676 | 186.4716 | 327.032 | 190.3434 | 242.8643 | 234.96 | 209.0631 | 60.9791 | 212.1777 | 352.5606 | 253.1602 | 284.6279 | 272.3618 | 258.0126 | 256.3719 | 231.8994
5207 | 23 | 217 | 8 | 157.8121 | 159.6826 | 338.9895 | 184.1624 | 320.1954 | 191.2033 | 264.233 | 224.4782 | 202.728 | 58.7374 | 205.0902 | 347.578 | 250.0255 | 287.9151 | 268.1252 | 253.3529 | 262.6267 | 225.2246
5208 | 0 | 218 | 8 | 156.5424 | 157.5767 | 338.1498 | 186.4109 | 319.942 | 193.1741 | 277.2494 | 213.9123 | 196.0629 | 57.5853 | 208.523 | 349.1521 | 255.9917 | 322.1079 | 257.3426 | 237.9702 | 251.6762 | 225.7813
5209 | 1 | 218 | 8 | 156.7514 | 154.7139 | 345.7902 | 182.9999 | 316.335 | 185.9094 | 286.3739 | 206.5179 | 195.6897 | 58.7578 | 201.4069 | 344.4418 | 242.894 | 347.2198 | 259.8537 | 243.1508 | 252.9162 | 217.6387
5210 | 2 | 218 | 8 | 152.6723 | 176.1614 | 346.5473 | 185.846 | 315.0526 | 184.5368 | 288.4493 | 223.4972 | 201.2889 | 67.0464 | 203.0386 | 340.5082 | 250.203 | 354.0601 | 259.0453 | 258.8215 | 262.4357 | 215.8977
5211 | 3 | 218 | 8 | 151.2664 | 162.4411 | 346.9523 | 188.7567 | 330.2896 | 196.5104 | 288.8212 | 232.4385 | 202.6834 | 68.9846 | 207.8639 | 346.4229 | 273.5261 | 364.5387 | 255.1088 | 262.9336 | 260.2668 | 222.7198
5212 | 4 | 218 | 8 | 149.727 | 179.0599 | 344.0411 | 188.2207 | 329.4176 | 206.6657 | 282.4069 | 217.3274 | 202.8591 | 67.8121 | 211.7159 | 347.5758 | 272.0321 | 364.4719 | 288.3677 | 272.3644 | 259.3019 | 222.1197
5213 | 5 | 218 | 8 | 129.6746 | 171.9436 | 331.2699 | 188.7715 | 269.0942 | 160.2386 | 250.359 | 200.83 | 201.4985 | 73.2579 | 212.0192 | 346.5857 | 197.3753 | 360.1963 | 248.0815 | 262.8537 | 229.167 | 216.012
5214 | 6 | 218 | 8 | 108.2263 | 145.2467 | 233.4561 | 193.4381 | 223.0042 | 122.5457 | 174.8177 | 202.317 | 180.3458 | 60.1321 | 219.1588 | 274.5578 | 142.3959 | 268.227 | 225.8681 | 220.8822 | 185.419 | 157.8332
5215 | 7 | 218 | 8 | 103.2675 | 119.0902 | 196.2141 | 191.2666 | 220.3891 | 118.6639 | 153.8782 | 176.0985 | 146.7259 | 62.6692 | 215.6509 | 235.1423 | 145.2201 | 211.785 | 208.1123 | 187.2394 | 162.0832 | 129.0934
5216 | 8 | 218 | 8 | 108.6318 | 111.1206 | 207.8736 | 194.4752 | 210.9775 | 117.9526 | 146.5638 | 167.3651 | 133.0788 | 60.2352 | 210.4509 | 235.4258 | 138.1582 | 205.022 | 203.588 | 176.7021 | 158.1568 | 109.8498
5217 | 9 | 218 | 8 | 111.2619 | 130.3332 | 199.8798 | 191.6179 | 207.8325 | 110.5862 | 146.0262 | 180.278 | 137.5491 | 58.216 | 203.721 | 217.979 | 133.4037 | 197.148 | 214.8356 | 176.9266 | 158.5759 | 118.0594
5218 | 10 | 218 | 8 | 108.5397 | 140.5905 | 181.3481 | 191.9417 | 202.4166 | 115.5756 | 137.8627 | 180.8073 | 140.1992 | 54.1236 | 200.2894 | 214.999 | 130.1235 | 185.1091 | 216.1395 | 177.5118 | 161.8226 | 124.1229
5219 | 11 | 218 | 8 | 108.5177 | 152.0895 | 183.5266 | 191.176 | 204.5056 | 113.0098 | 142.7807 | 174.0467 | 133.9839 | 54.7179 | 200.2395 | 216.7819 | 132.9754 | 181.6486 | 209.9587 | 180.7767 | 162.527 | 120.7031
5220 | 12 | 218 | 8 | 113.3567 | 152.4409 | 164.5927 | 189.4749 | 192.1871 | 115.7388 | 146.7537 | 170.435 | 133.5808 | 51.7426 | 197.4116 | 220.3742 | 124.7812 | 174.2767 | 215.3431 | 187.0179 | 161.2278 | 118.6042
5221 | 13 | 218 | 8 | 112.8596 | 157.0427 | 176.3889 | 191.8083 | 194.3097 | 121.7223 | 147.5097 | 175.8435 | 139.0551 | 53.6464 | 198.7136 | 221.0371 | 134.4449 | 180.0441 | 215.0695 | 185.1237 | 171.4217 | 120.837
5222 | 14 | 218 | 8 | 113.8633 | 160.7104 | 191.7824 | 192.6025 | 204.7296 | 121.6914 | 157.6756 | 187.2181 | 137.7933 | 50.4903 | 207.6698 | 226.2812 | 140.219 | 181.9058 | 214.526 | 189.4584 | 180.0086 | 122.9225
5223 | 15 | 218 | 8 | 118.149 | 157.3986 | 213.0696 | 196.0608 | 212.828 | 139.8984 | 169.1348 | 179.3798 | 135.623 | 52.8495 | 207.3339 | 231.0001 | 151.9538 | 191.1725 | 232.797 | 191.9276 | 194.1311 | 131.7858
5224 | 16 | 218 | 8 | 138.9109 | 161.6523 | 255.8189 | 201.4324 | 252.4433 | 144.1426 | 193.3138 | 192.2618 | 137.4622 | 53.5327 | 213.4996 | 250.6388 | 189.8318 | 211.6573 | 249.0118 | 204.6733 | 220.8677 | 141.1257
5225 | 17 | 218 | 8 | 176.615 | 184.5314 | 313.8323 | 205.8817 | 315.4107 | 185.8387 | 237.017 | 202.5107 | 148.377 | 60.8913 | 216.1533 | 311.0726 | 244.9419 | 247.0903 | 283.3772 | 257.6352 | 242.487 | 193.0548
5226 | 18 | 218 | 8 | 209.2641 | 248.9198 | 361.3937 | 200.5948 | 345.7215 | 216.8457 | 265.299 | 211.4781 | 182.5384 | 71.478 | 212.2589 | 366.2766 | 286.9327 | 300.7735 | 301.9127 | 314.9316 | 279.2843 | 246.2106
5227 | 19 | 218 | 8 | 193.5633 | 227.426 | 356.6095 | 197.9031 | 331.3308 | 216.7694 | 260.5755 | 228.4705 | 214.4191 | 66.144 | 217.8384 | 372.8196 | 272.3603 | 310.0788 | 312.4962 | 302.792 | 272.2854 | 257.0681
5228 | 20 | 218 | 8 | 192.6227 | 199.8691 | 348.2105 | 197.8596 | 334.8118 | 199.6751 | 256.8795 | 217.9251 | 208.9001 | 67.0479 | 228.4708 | 367.2965 | 259.2902 | 305.7739 | 309.4274 | 280.1238 | 266.8362 | 245.3574
5229 | 21 | 218 | 8 | 193.363 | 174.8718 | 339.8128 | 191.1458 | 331.5797 | 209.7095 | 249.5311 | 236.4674 | 204.821 | 72.1637 | 216.172 | 348.1356 | 258.9368 | 294.194 | 289.9491 | 261.6261 | 252.8186 | 237.4251
5230 | 22 | 218 | 8 | 176.2222 | 153.5549 | 332.8676 | 186.4716 | 327.032 | 190.3434 | 242.8643 | 234.96 | 209.0631 | 60.9791 | 212.1777 | 352.5606 | 253.1602 | 284.6279 | 272.3618 | 258.0126 | 256.3719 | 231.8994
5231 | 23 | 218 | 8 | 157.8121 | 159.6826 | 338.9895 | 184.1624 | 320.1954 | 191.2033 | 264.233 | 224.4782 | 202.728 | 58.7374 | 205.0902 | 347.578 | 250.0255 | 287.9151 | 268.1252 | 253.3529 | 262.6267 | 225.2246
5232 | 0 | 219 | 8 | 156.5424 | 157.5767 | 338.1498 | 186.4109 | 319.942 | 193.1741 | 277.2494 | 213.9123 | 196.0629 | 57.5853 | 208.523 | 349.1521 | 255.9917 | 322.1079 | 257.3426 | 237.9702 | 251.6762 | 225.7813
5233 | 1 | 219 | 8 | 156.7514 | 154.7139 | 345.7902 | 182.9999 | 316.335 | 185.9094 | 286.3739 | 206.5179 | 195.6897 | 58.7578 | 201.4069 | 344.4418 | 242.894 | 347.2198 | 259.8537 | 243.1508 | 252.9162 | 217.6387
5234 | 2 | 219 | 8 | 152.6723 | 176.1614 | 346.5473 | 185.846 | 315.0526 | 184.5368 | 288.4493 | 223.4972 | 201.2889 | 67.0464 | 203.0386 | 340.5082 | 250.203 | 354.0601 | 259.0453 | 258.8215 | 262.4357 | 215.8977
5235 | 3 | 219 | 8 | 151.2664 | 162.4411 | 346.9523 | 188.7567 | 330.2896 | 196.5104 | 288.8212 | 232.4385 | 202.6834 | 68.9846 | 207.8639 | 346.4229 | 273.5261 | 364.5387 | 255.1088 | 262.9336 | 260.2668 | 222.7198
5236 | 4 | 219 | 8 | 149.727 | 179.0599 | 344.0411 | 188.2207 | 329.4176 | 206.6657 | 282.4069 | 217.3274 | 202.8591 | 67.8121 | 211.7159 | 347.5758 | 272.0321 | 364.4719 | 288.3677 | 272.3644 | 259.3019 | 222.1197
5237 | 5 | 219 | 8 | 129.6746 | 171.9436 | 331.2699 | 188.7715 | 269.0942 | 160.2386 | 250.359 | 200.83 | 201.4985 | 73.2579 | 212.0192 | 346.5857 | 197.3753 | 360.1963 | 248.0815 | 262.8537 | 229.167 | 216.012
5238 | 6 | 219 | 8 | 108.2263 | 145.2467 | 233.4561 | 193.4381 | 223.0042 | 122.5457 | 174.8177 | 202.317 | 180.3458 | 60.1321 | 219.1588 | 274.5578 | 142.3959 | 268.227 | 225.8681 | 220.8822 | 185.419 | 157.8332
5239 | 7 | 219 | 8 | 103.2675 | 119.0902 | 196.2141 | 191.2666 | 220.3891 | 118.6639 | 153.8782 | 176.0985 | 146.7259 | 62.6692 | 215.6509 | 235.1423 | 145.2201 | 211.785 | 208.1123 | 187.2394 | 162.0832 | 129.0934
5240 | 8 | 219 | 8 | 108.6318 | 111.1206 | 207.8736 | 194.4752 | 210.9775 | 117.9526 | 146.5638 | 167.3651 | 133.0788 | 60.2352 | 210.4509 | 235.4258 | 138.1582 | 205.022 | 203.588 | 176.7021 | 158.1568 | 109.8498
5241 | 9 | 219 | 8 | 111.2619 | 130.3332 | 199.8798 | 191.6179 | 207.8325 | 110.5862 | 146.0262 | 180.278 | 137.5491 | 58.216 | 203.721 | 217.979 | 133.4037 | 197.148 | 214.8356 | 176.9266 | 158.5759 | 118.0594
5242 | 10 | 219 | 8 | 108.5397 | 140.5905 | 181.3481 | 191.9417 | 202.4166 | 115.5756 | 137.8627 | 180.8073 | 140.1992 | 54.1236 | 200.2894 | 214.999 | 130.1235 | 185.1091 | 216.1395 | 177.5118 | 161.8226 | 124.1229
5243 | 11 | 219 | 8 | 108.5177 | 152.0895 | 183.5266 | 191.176 | 204.5056 | 113.0098 | 142.7807 | 174.0467 | 133.9839 | 54.7179 | 200.2395 | 216.7819 | 132.9754 | 181.6486 | 209.9587 | 180.7767 | 162.527 | 120.7031
5244 | 12 | 219 | 8 | 113.3567 | 152.4409 | 164.5927 | 189.4749 | 192.1871 | 115.7388 | 146.7537 | 170.435 | 133.5808 | 51.7426 | 197.4116 | 220.3742 | 124.7812 | 174.2767 | 215.3431 | 187.0179 | 161.2278 | 118.6042
5245 | 13 | 219 | 8 | 112.8596 | 157.0427 | 176.3889 | 191.8083 | 194.3097 | 121.7223 | 147.5097 | 175.8435 | 139.0551 | 53.6464 | 198.7136 | 221.0371 | 134.4449 | 180.0441 | 215.0695 | 185.1237 | 171.4217 | 120.837
5246 | 14 | 219 | 8 | 113.8633 | 160.7104 | 191.7824 | 192.6025 | 204.7296 | 121.6914 | 157.6756 | 187.2181 | 137.7933 | 50.4903 | 207.6698 | 226.2812 | 140.219 | 181.9058 | 214.526 | 189.4584 | 180.0086 | 122.9225
5247 | 15 | 219 | 8 | 118.149 | 157.3986 | 213.0696 | 196.0608 | 212.828 | 139.8984 | 169.1348 | 179.3798 | 135.623 | 52.8495 | 207.3339 | 231.0001 | 151.9538 | 191.1725 | 232.797 | 191.9276 | 194.1311 | 131.7858
5248 | 16 | 219 | 8 | 138.9109 | 161.6523 | 255.8189 | 201.4324 | 252.4433 | 144.1426 | 193.3138 | 192.2618 | 137.4622 | 53.5327 | 213.4996 | 250.6388 | 189.8318 | 211.6573 | 249.0118 | 204.6733 | 220.8677 | 141.1257
5249 | 17 | 219 | 8 | 176.615 | 184.5314 | 313.8323 | 205.8817 | 315.4107 | 185.8387 | 237.017 | 202.5107 | 148.377 | 60.8913 | 216.1533 | 311.0726 | 244.9419 | 247.0903 | 283.3772 | 257.6352 | 242.487 | 193.0548
5250 | 18 | 219 | 8 | 209.2641 | 248.9198 | 361.3937 | 200.5948 | 345.7215 | 216.8457 | 265.299 | 211.4781 | 182.5384 | 71.478 | 212.2589 | 366.2766 | 286.9327 | 300.7735 | 301.9127 | 314.9316 | 279.2843 | 246.2106
5251 | 19 | 219 | 8 | 193.5633 | 227.426 | 356.6095 | 197.9031 | 331.3308 | 216.7694 | 260.5755 | 228.4705 | 214.4191 | 66.144 | 217.8384 | 372.8196 | 272.3603 | 310.0788 | 312.4962 | 302.792 | 272.2854 | 257.0681
5252 | 20 | 219 | 8 | 192.6227 | 199.8691 | 348.2105 | 197.8596 | 334.8118 | 199.6751 | 256.8795 | 217.9251 | 208.9001 | 67.0479 | 228.4708 | 367.2965 | 259.2902 | 305.7739 | 309.4274 | 280.1238 | 266.8362 | 245.3574
5253 | 21 | 219 | 8 | 193.363 | 174.8718 | 339.8128 | 191.1458 | 331.5797 | 209.7095 | 249.5311 | 236.4674 | 204.821 | 72.1637 | 216.172 | 348.1356 | 258.9368 | 294.194 | 289.9491 | 261.6261 | 252.8186 | 237.4251
5254 | 22 | 219 | 8 | 176.2222 | 153.5549 | 332.8676 | 186.4716 | 327.032 | 190.3434 | 242.8643 | 234.96 | 209.0631 | 60.9791 | 212.1777 | 352.5606 | 253.1602 | 284.6279 | 272.3618 | 258.0126 | 256.3719 | 231.8994
5255 | 23 | 219 | 8 | 157.8121 | 159.6826 | 338.9895 | 184.1624 | 320.1954 | 191.2033 | 264.233 | 224.4782 | 202.728 | 58.7374 | 205.0902 | 347.578 | 250.0255 | 287.9151 | 268.1252 | 253.3529 | 262.6267 | 225.2246
5256 | 0 | 220 | 8 | 156.5424 | 157.5767 | 338.1498 | 186.4109 | 319.942 | 193.1741 | 277.2494 | 213.9123 | 196.0629 | 57.5853 | 208.523 | 349.1521 | 255.9917 | 322.1079 | 257.3426 | 237.9702 | 251.6762 | 225.7813
5257 | 1 | 220 | 8 | 156.7514 | 154.7139 | 345.7902 | 182.9999 | 316.335 | 185.9094 | 286.3739 | 206.5179 | 195.6897 | 58.7578 | 201.4069 | 344.4418 | 242.894 | 347.2198 | 259.8537 | 243.1508 | 252.9162 | 217.6387
5258 | 2 | 220 | 8 | 152.6723 | 176.1614 | 346.5473 | 185.846 | 315.0526 | 184.5368 | 288.4493 | 223.4972 | 201.2889 | 67.0464 | 203.0386 | 340.5082 | 250.203 | 354.0601 | 259.0453 | 258.8215 | 262.4357 | 215.8977
5259 | 3 | 220 | 8 | 151.2664 | 162.4411 | 346.9523 | 188.7567 | 330.2896 | 196.5104 | 288.8212 | 232.4385 | 202.6834 | 68.9846 | 207.8639 | 346.4229 | 273.5261 | 364.5387 | 255.1088 | 262.9336 | 260.2668 | 222.7198
5260 | 4 | 220 | 8 | 149.727 | 179.0599 | 344.0411 | 188.2207 | 329.4176 | 206.6657 | 282.4069 | 217.3274 | 202.8591 | 67.8121 | 211.7159 | 347.5758 | 272.0321 | 364.4719 | 288.3677 | 272.3644 | 259.3019 | 222.1197
5261 | 5 | 220 | 8 | 129.6746 | 171.9436 | 331.2699 | 188.7715 | 269.0942 | 160.2386 | 250.359 | 200.83 | 201.4985 | 73.2579 | 212.0192 | 346.5857 | 197.3753 | 360.1963 | 248.0815 | 262.8537 | 229.167 | 216.012
5262 | 6 | 220 | 8 | 108.2263 | 145.2467 | 233.4561 | 193.4381 | 223.0042 | 122.5457 | 174.8177 | 202.317 | 180.3458 | 60.1321 | 219.1588 | 274.5578 | 142.3959 | 268.227 | 225.8681 | 220.8822 | 185.419 | 157.8332
5263 | 7 | 220 | 8 | 103.2675 | 119.0902 | 196.2141 | 191.2666 | 220.3891 | 118.6639 | 153.8782 | 176.0985 | 146.7259 | 62.6692 | 215.6509 | 235.1423 | 145.2201 | 211.785 | 208.1123 | 187.2394 | 162.0832 | 129.0934
5264 | 8 | 220 | 8 | 108.6318 | 111.1206 | 207.8736 | 194.4752 | 210.9775 | 117.9526 | 146.5638 | 167.3651 | 133.0788 | 60.2352 | 210.4509 | 235.4258 | 138.1582 | 205.022 | 203.588 | 176.7021 | 158.1568 | 109.8498
5265 | 9 | 220 | 8 | 111.2619 | 130.3332 | 199.8798 | 191.6179 | 207.8325 | 110.5862 | 146.0262 | 180.278 | 137.5491 | 58.216 | 203.721 | 217.979 | 133.4037 | 197.148 | 214.8356 | 176.9266 | 158.5759 | 118.0594
5266 | 10 | 220 | 8 | 108.5397 | 140.5905 | 181.3481 | 191.9417 | 202.4166 | 115.5756 | 137.8627 | 180.8073 | 140.1992 | 54.1236 | 200.2894 | 214.999 | 130.1235 | 185.1091 | 216.1395 | 177.5118 | 161.8226 | 124.1229
5267 | 11 | 220 | 8 | 108.5177 | 152.0895 | 183.5266 | 191.176 | 204.5056 | 113.0098 | 142.7807 | 174.0467 | 133.9839 | 54.7179 | 200.2395 | 216.7819 | 132.9754 | 181.6486 | 209.9587 | 180.7767 | 162.527 | 120.7031
5268 | 12 | 220 | 8 | 113.3567 | 152.4409 | 164.5927 | 189.4749 | 192.1871 | 115.7388 | 146.7537 | 170.435 | 133.5808 | 51.7426 | 197.4116 | 220.3742 | 124.7812 | 174.2767 | 215.3431 | 187.0179 | 161.2278 | 118.6042
5269 | 13 | 220 | 8 | 112.8596 | 157.0427 | 176.3889 | 191.8083 | 194.3097 | 121.7223 | 147.5097 | 175.8435 | 139.0551 | 53.6464 | 198.7136 | 221.0371 | 134.4449 | 180.0441 | 215.0695 | 185.1237 | 171.4217 | 120.837
5270 | 14 | 220 | 8 | 113.8633 | 160.7104 | 191.7824 | 192.6025 | 204.7296 | 121.6914 | 157.6756 | 187.2181 | 137.7933 | 50.4903 | 207.6698 | 226.2812 | 140.219 | 181.9058 | 214.526 | 189.4584 | 180.0086 | 122.9225
5271 | 15 | 220 | 8 | 118.149 | 157.3986 | 213.0696 | 196.0608 | 212.828 | 139.8984 | 169.1348 | 179.3798 | 135.623 | 52.8495 | 207.3339 | 231.0001 | 151.9538 | 191.1725 | 232.797 | 191.9276 | 194.1311 | 131.7858
5272 | 16 | 220 | 8 | 138.9109 | 161.6523 | 255.8189 | 201.4324 | 252.4433 | 144.1426 | 193.3138 | 192.2618 | 137.4622 | 53.5327 | 213.4996 | 250.6388 | 189.8318 | 211.6573 | 249.0118 | 204.6733 | 220.8677 | 141.1257
5273 | 17 | 220 | 8 | 176.615 | 184.5314 | 313.8323 | 205.8817 | 315.4107 | 185.8387 | 237.017 | 202.5107 | 148.377 | 60.8913 | 216.1533 | 311.0726 | 244.9419 | 247.0903 | 283.3772 | 257.6352 | 242.487 | 193.0548
5274 | 18 | 220 | 8 | 209.2641 | 248.9198 | 361.3937 | 200.5948 | 345.7215 | 216.8457 | 265.299 | 211.4781 | 182.5384 | 71.478 | 212.2589 | 366.2766 | 286.9327 | 300.7735 | 301.9127 | 314.9316 | 279.2843 | 246.2106
5275 | 19 | 220 | 8 | 193.5633 | 227.426 | 356.6095 | 197.9031 | 331.3308 | 216.7694 | 260.5755 | 228.4705 | 214.4191 | 66.144 | 217.8384 | 372.8196 | 272.3603 | 310.0788 | 312.4962 | 302.792 | 272.2854 | 257.0681
5276 | 20 | 220 | 8 | 192.6227 | 199.8691 | 348.2105 | 197.8596 | 334.8118 | 199.6751 | 256.8795 | 217.9251 | 208.9001 | 67.0479 | 228.4708 | 367.2965 | 259.2902 | 305.7739 | 309.4274 | 280.1238 | 266.8362 | 245.3574
5277 | 21 | 220 | 8 | 193.363 | 174.8718 | 339.8128 | 191.1458 | 331.5797 | 209.7095 | 249.5311 | 236.4674 | 204.821 | 72.1637 | 216.172 | 348.1356 | 258.9368 | 294.194 | 289.9491 | 261.6261 | 252.8186 | 237.4251
5278 | 22 | 220 | 8 | 176.2222 | 153.5549 | 332.8676 | 186.4716 | 327.032 | 190.3434 | 242.8643 | 234.96 | 209.0631 | 60.9791 | 212.1777 | 352.5606 | 253.1602 | 284.6279 | 272.3618 | 258.0126 | 256.3719 | 231.8994
5279 | 23 | 220 | 8 | 157.8121 | 159.6826 | 338.9895 | 184.1624 | 320.1954 | 191.2033 | 264.233 | 224.4782 | 202.728 | 58.7374 | 205.0902 | 347.578 | 250.0255 | 287.9151 | 268.1252 | 253.3529 | 262.6267 | 225.2246
5280 | 0 | 221 | 8 | 156.5424 | 157.5767 | 338.1498 | 186.4109 | 319.942 | 193.1741 | 277.2494 | 213.9123 | 196.0629 | 57.5853 | 208.523 | 349.1521 | 255.9917 | 322.1079 | 257.3426 | 237.9702 | 251.6762 | 225.7813
5281 | 1 | 221 | 8 | 156.7514 | 154.7139 | 345.7902 | 182.9999 | 316.335 | 185.9094 | 286.3739 | 206.5179 | 195.6897 | 58.7578 | 201.4069 | 344.4418 | 242.894 | 347.2198 | 259.8537 | 243.1508 | 252.9162 | 217.6387
5282 | 2 | 221 | 8 | 152.6723 | 176.1614 | 346.5473 | 185.846 | 315.0526 | 184.5368 | 288.4493 | 223.4972 | 201.2889 | 67.0464 | 203.0386 | 340.5082 | 250.203 | 354.0601 | 259.0453 | 258.8215 | 262.4357 | 215.8977
5283 | 3 | 221 | 8 | 151.2664 | 162.4411 | 346.9523 | 188.7567 | 330.2896 | 196.5104 | 288.8212 | 232.4385 | 202.6834 | 68.9846 | 207.8639 | 346.4229 | 273.5261 | 364.5387 | 255.1088 | 262.9336 | 260.2668 | 222.7198
5284 | 4 | 221 | 8 | 149.727 | 179.0599 | 344.0411 | 188.2207 | 329.4176 | 206.6657 | 282.4069 | 217.3274 | 202.8591 | 67.8121 | 211.7159 | 347.5758 | 272.0321 | 364.4719 | 288.3677 | 272.3644 | 259.3019 | 222.1197
5285 | 5 | 221 | 8 | 129.6746 | 171.9436 | 331.2699 | 188.7715 | 269.0942 | 160.2386 | 250.359 | 200.83 | 201.4985 | 73.2579 | 212.0192 | 346.5857 | 197.3753 | 360.1963 | 248.0815 | 262.8537 | 229.167 | 216.012
5286 | 6 | 221 | 8 | 108.2263 | 145.2467 | 233.4561 | 193.4381 | 223.0042 | 122.5457 | 174.8177 | 202.317 | 180.3458 | 60.1321 | 219.1588 | 274.5578 | 142.3959 | 268.227 | 225.8681 | 220.8822 | 185.419 | 157.8332
5287 | 7 | 221 | 8 | 103.2675 | 119.0902 | 196.2141 | 191.2666 | 220.3891 | 118.6639 | 153.8782 | 176.0985 | 146.7259 | 62.6692 | 215.6509 | 235.1423 | 145.2201 | 211.785 | 208.1123 | 187.2394 | 162.0832 | 129.0934
5288 | 8 | 221 | 8 | 108.6318 | 111.1206 | 207.8736 | 194.4752 | 210.9775 | 117.9526 | 146.5638 | 167.3651 | 133.0788 | 60.2352 | 210.4509 | 235.4258 | 138.1582 | 205.022 | 203.588 | 176.7021 | 158.1568 | 109.8498
5289 | 9 | 221 | 8 | 111.2619 | 130.3332 | 199.8798 | 191.6179 | 207.8325 | 110.5862 | 146.0262 | 180.278 | 137.5491 | 58.216 | 203.721 | 217.979 | 133.4037 | 197.148 | 214.8356 | 176.9266 | 158.5759 | 118.0594
5290 | 10 | 221 | 8 | 108.5397 | 140.5905 | 181.3481 | 191.9417 | 202.4166 | 115.5756 | 137.8627 | 180.8073 | 140.1992 | 54.1236 | 200.2894 | 214.999 | 130.1235 | 185.1091 | 216.1395 | 177.5118 | 161.8226 | 124.1229
5291 | 11 | 221 | 8 | 108.5177 | 152.0895 | 183.5266 | 191.176 | 204.5056 | 113.0098 | 142.7807 | 174.0467 | 133.9839 | 54.7179 | 200.2395 | 216.7819 | 132.9754 | 181.6486 | 209.9587 | 180.7767 | 162.527 | 120.7031
5292 | 12 | 221 | 8 | 113.3567 | 152.4409 | 164.5927 | 189.4749 | 192.1871 | 115.7388 | 146.7537 | 170.435 | 133.5808 | 51.7426 | 197.4116 | 220.3742 | 124.7812 | 174.2767 | 215.3431 | 187.0179 | 161.2278 | 118.6042
5293 | 13 | 221 | 8 | 112.8596 | 157.0427 | 176.3889 | 191.8083 | 194.3097 | 121.7223 | 147.5097 | 175.8435 | 139.0551 | 53.6464 | 198.7136 | 221.0371 | 134.4449 | 180.0441 | 215.0695 | 185.1237 | 171.4217 | 120.837
5294 | 14 | 221 | 8 | 113.8633 | 160.7104 | 191.7824 | 192.6025 | 204.7296 | 121.6914 | 157.6756 | 187.2181 | 137.7933 | 50.4903 | 207.6698 | 226.2812 | 140.219 | 181.9058 | 214.526 | 189.4584 | 180.0086 | 122.9225
5295 | 15 | 221 | 8 | 118.149 | 157.3986 | 213.0696 | 196.0608 | 212.828 | 139.8984 | 169.1348 | 179.3798 | 135.623 | 52.8495 | 207.3339 | 231.0001 | 151.9538 | 191.1725 | 232.797 | 191.9276 | 194.1311 | 131.7858
5296 | 16 | 221 | 8 | 138.9109 | 161.6523 | 255.8189 | 201.4324 | 252.4433 | 144.1426 | 193.3138 | 192.2618 | 137.4622 | 53.5327 | 213.4996 | 250.6388 | 189.8318 | 211.6573 | 249.0118 | 204.6733 | 220.8677 | 141.1257
5297 | 17 | 221 | 8 | 176.615 | 184.5314 | 313.8323 | 205.8817 | 315.4107 | 185.8387 | 237.017 | 202.5107 | 148.377 | 60.8913 | 216.1533 | 311.0726 | 244.9419 | 247.0903 | 283.3772 | 257.6352 | 242.487 | 193.0548
5298 | 18 | 221 | 8 | 209.2641 | 248.9198 | 361.3937 | 200.5948 | 345.7215 | 216.8457 | 265.299 | 211.4781 | 182.5384 | 71.478 | 212.2589 | 366.2766 | 286.9327 | 300.7735 | 301.9127 | 314.9316 | 279.2843 | 246.2106
5299 | 19 | 221 | 8 | 193.5633 | 227.426 | 356.6095 | 197.9031 | 331.3308 | 216.7694 | 260.5755 | 228.4705 | 214.4191 | 66.144 | 217.8384 | 372.8196 | 272.3603 | 310.0788 | 312.4962 | 302.792 | 272.2854 | 257.0681
5300 | 20 | 221 | 8 | 192.6227 | 199.8691 | 348.2105 | 197.8596 | 334.8118 | 199.6751 | 256.8795 | 217.9251 | 208.9001 | 67.0479 | 228.4708 | 367.2965 | 259.2902 | 305.7739 | 309.4274 | 280.1238 | 266.8362 | 245.3574
5301 | 21 | 221 | 8 | 193.363 | 174.8718 | 339.8128 | 191.1458 | 331.5797 | 209.7095 | 249.5311 | 236.4674 | 204.821 | 72.1637 | 216.172 | 348.1356 | 258.9368 | 294.194 | 289.9491 | 261.6261 | 252.8186 | 237.4251
5302 | 22 | 221 | 8 | 176.2222 | 153.5549 | 332.8676 | 186.4716 | 327.032 | 190.3434 | 242.8643 | 234.96 | 209.0631 | 60.9791 | 212.1777 | 352.5606 | 253.1602 | 284.6279 | 272.3618 | 258.0126 | 256.3719 | 231.8994
5303 | 23 | 221 | 8 | 157.8121 | 159.6826 | 338.9895 | 184.1624 | 320.1954 | 191.2033 | 264.233 | 224.4782 | 202.728 | 58.7374 | 205.0902 | 347.578 | 250.0255 | 287.9151 | 268.1252 | 253.3529 | 262.6267 | 225.2246
5304 | 0 | 222 | 8 | 156.5424 | 157.5767 | 338.1498 | 186.4109 | 319.942 | 193.1741 | 277.2494 | 213.9123 | 196.0629 | 57.5853 | 208.523 | 349.1521 | 255.9917 | 322.1079 | 257.3426 | 237.9702 | 251.6762 | 225.7813
5305 | 1 | 222 | 8 | 156.7514 | 154.7139 | 345.7902 | 182.9999 | 316.335 | 185.9094 | 286.3739 | 206.5179 | 195.6897 | 58.7578 | 201.4069 | 344.4418 | 242.894 | 347.2198 | 259.8537 | 243.1508 | 252.9162 | 217.6387
5306 | 2 | 222 | 8 | 152.6723 | 176.1614 | 346.5473 | 185.846 | 315.0526 | 184.5368 | 288.4493 | 223.4972 | 201.2889 | 67.0464 | 203.0386 | 340.5082 | 250.203 | 354.0601 | 259.0453 | 258.8215 | 262.4357 | 215.8977
5307 | 3 | 222 | 8 | 151.2664 | 162.4411 | 346.9523 | 188.7567 | 330.2896 | 196.5104 | 288.8212 | 232.4385 | 202.6834 | 68.9846 | 207.8639 | 346.4229 | 273.5261 | 364.5387 | 255.1088 | 262.9336 | 260.2668 | 222.7198
5308 | 4 | 222 | 8 | 149.727 | 179.0599 | 344.0411 | 188.2207 | 329.4176 | 206.6657 | 282.4069 | 217.3274 | 202.8591 | 67.8121 | 211.7159 | 347.5758 | 272.0321 | 364.4719 | 288.3677 | 272.3644 | 259.3019 | 222.1197
5309 | 5 | 222 | 8 | 129.6746 | 171.9436 | 331.2699 | 188.7715 | 269.0942 | 160.2386 | 250.359 | 200.83 | 201.4985 | 73.2579 | 212.0192 | 346.5857 | 197.3753 | 360.1963 | 248.0815 | 262.8537 | 229.167 | 216.012
5310 | 6 | 222 | 8 | 108.2263 | 145.2467 | 233.4561 | 193.4381 | 223.0042 | 122.5457 | 174.8177 | 202.317 | 180.3458 | 60.1321 | 219.1588 | 274.5578 | 142.3959 | 268.227 | 225.8681 | 220.8822 | 185.419 | 157.8332
5311 | 7 | 222 | 8 | 103.2675 | 119.0902 | 196.2141 | 191.2666 | 220.3891 | 118.6639 | 153.8782 | 176.0985 | 146.7259 | 62.6692 | 215.6509 | 235.1423 | 145.2201 | 211.785 | 208.1123 | 187.2394 | 162.0832 | 129.0934
5312 | 8 | 222 | 8 | 108.6318 | 111.1206 | 207.8736 | 194.4752 | 210.9775 | 117.9526 | 146.5638 | 167.3651 | 133.0788 | 60.2352 | 210.4509 | 235.4258 | 138.1582 | 205.022 | 203.588 | 176.7021 | 158.1568 | 109.8498
5313 | 9 | 222 | 8 | 111.2619 | 130.3332 | 199.8798 | 191.6179 | 207.8325 | 110.5862 | 146.0262 | 180.278 | 137.5491 | 58.216 | 203.721 | 217.979 | 133.4037 | 197.148 | 214.8356 | 176.9266 | 158.5759 | 118.0594
5314 | 10 | 222 | 8 | 108.5397 | 140.5905 | 181.3481 | 191.9417 | 202.4166 | 115.5756 | 137.8627 | 180.8073 | 140.1992 | 54.1236 | 200.2894 | 214.999 | 130.1235 | 185.1091 | 216.1395 | 177.5118 | 161.8226 | 124.1229
5315 | 11 | 222 | 8 | 108.5177 | 152.0895 | 183.5266 | 191.176 | 204.5056 | 113.0098 | 142.7807 | 174.0467 | 133.9839 | 54.7179 | 200.2395 | 216.7819 | 132.9754 | 181.6486 | 209.9587 | 180.7767 | 162.527 | 120.7031
5316 | 12 | 222 | 8 | 113.3567 | 152.4409 | 164.5927 | 189.4749 | 192.1871 | 115.7388 | 146.7537 | 170.435 | 133.5808 | 51.7426 | 197.4116 | 220.3742 | 124.7812 | 174.2767 | 215.3431 | 187.0179 | 161.2278 | 118.6042
5317 | 13 | 222 | 8 | 112.8596 | 157.0427 | 176.3889 | 191.8083 | 194.3097 | 121.7223 | 147.5097 | 175.8435 | 139.0551 | 53.6464 | 198.7136 | 221.0371 | 134.4449 | 180.0441 | 215.0695 | 185.1237 | 171.4217 | 120.837
5318 | 14 | 222 | 8 | 113.8633 | 160.7104 | 191.7824 | 192.6025 | 204.7296 | 121.6914 | 157.6756 | 187.2181 | 137.7933 | 50.4903 | 207.6698 | 226.2812 | 140.219 | 181.9058 | 214.526 | 189.4584 | 180.0086 | 122.9225
5319 | 15 | 222 | 8 | 118.149 | 157.3986 | 213.0696 | 196.0608 | 212.828 | 139.8984 | 169.1348 | 179.3798 | 135.623 | 52.8495 | 207.3339 | 231.0001 | 151.9538 | 191.1725 | 232.797 | 191.9276 | 194.1311 | 131.7858
5320 | 16 | 222 | 8 | 138.9109 | 161.6523 | 255.8189 | 201.4324 | 252.4433 | 144.1426 | 193.3138 | 192.2618 | 137.4622 | 53.5327 | 213.4996 | 250.6388 | 189.8318 | 211.6573 | 249.0118 | 204.6733 | 220.8677 | 141.1257
5321 | 17 | 222 | 8 | 176.615 | 184.5314 | 313.8323 | 205.8817 | 315.4107 | 185.8387 | 237.017 | 202.5107 | 148.377 | 60.8913 | 216.1533 | 311.0726 | 244.9419 | 247.0903 | 283.3772 | 257.6352 | 242.487 | 193.0548
5322 | 18 | 222 | 8 | 209.2641 | 248.9198 | 361.3937 | 200.5948 | 345.7215 | 216.8457 | 265.299 | 211.4781 | 182.5384 | 71.478 | 212.2589 | 366.2766 | 286.9327 | 300.7735 | 301.9127 | 314.9316 | 279.2843 | 246.2106
5323 | 19 | 222 | 8 | 193.5633 | 227.426 | 356.6095 | 197.9031 | 331.3308 | 216.7694 | 260.5755 | 228.4705 | 214.4191 | 66.144 | 217.8384 | 372.8196 | 272.3603 | 310.0788 | 312.4962 | 302.792 | 272.2854 | 257.0681
5324 | 20 | 222 | 8 | 192.6227 | 199.8691 | 348.2105 | 197.8596 | 334.8118 | 199.6751 | 256.8795 | 217.9251 | 208.9001 | 67.0479 | 228.4708 | 367.2965 | 259.2902 | 305.7739 | 309.4274 | 280.1238 | 266.8362 | 245.3574
5325 | 21 | 222 | 8 | 193.363 | 174.8718 | 339.8128 | 191.1458 | 331.5797 | 209.7095 | 249.5311 | 236.4674 | 204.821 | 72.1637 | 216.172 | 348.1356 | 258.9368 | 294.194 | 289.9491 | 261.6261 | 252.8186 | 237.4251
5326 | 22 | 222 | 8 | 176.2222 | 153.5549 | 332.8676 | 186.4716 | 327.032 | 190.3434 | 242.8643 | 234.96 | 209.0631 | 60.9791 | 212.1777 | 352.5606 | 253.1602 | 284.6279 | 272.3618 | 258.0126 | 256.3719 | 231.8994
5327 | 23 | 222 | 8 | 157.8121 | 159.6826 | 338.9895 | 184.1624 | 320.1954 | 191.2033 | 264.233 | 224.4782 | 202.728 | 58.7374 | 205.0902 | 347.578 | 250.0255 | 287.9151 | 268.1252 | 253.3529 | 262.6267 | 225.2246
5328 | 0 | 223 | 8 | 156.5424 | 157.5767 | 338.1498 | 186.4109 | 319.942 | 193.1741 | 277.2494 | 213.9123 | 196.0629 | 57.5853 | 208.523 | 349.1521 | 255.9917 | 322.1079 | 257.3426 | 237.9702 | 251.6762 | 225.7813
5329 | 1 | 223 | 8 | 156.7514 | 154.7139 | 345.7902 | 182.9999 | 316.335 | 185.9094 | 286.3739 | 206.5179 | 195.6897 | 58.7578 | 201.4069 | 344.4418 | 242.894 | 347.2198 | 259.8537 | 243.1508 | 252.9162 | 217.6387
5330 | 2 | 223 | 8 | 152.6723 | 176.1614 | 346.5473 | 185.846 | 315.0526 | 184.5368 | 288.4493 | 223.4972 | 201.2889 | 67.0464 | 203.0386 | 340.5082 | 250.203 | 354.0601 | 259.0453 | 258.8215 | 262.4357 | 215.8977
5331 | 3 | 223 | 8 | 151.2664 | 162.4411 | 346.9523 | 188.7567 | 330.2896 | 196.5104 | 288.8212 | 232.4385 | 202.6834 | 68.9846 | 207.8639 | 346.4229 | 273.5261 | 364.5387 | 255.1088 | 262.9336 | 260.2668 | 222.7198
5332 | 4 | 223 | 8 | 149.727 | 179.0599 | 344.0411 | 188.2207 | 329.4176 | 206.6657 | 282.4069 | 217.3274 | 202.8591 | 67.8121 | 211.7159 | 347.5758 | 272.0321 | 364.4719 | 288.3677 | 272.3644 | 259.3019 | 222.1197
5333 | 5 | 223 | 8 | 129.6746 | 171.9436 | 331.2699 | 188.7715 | 269.0942 | 160.2386 | 250.359 | 200.83 | 201.4985 | 73.2579 | 212.0192 | 346.5857 | 197.3753 | 360.1963 | 248.0815 | 262.8537 | 229.167 | 216.012
5334 | 6 | 223 | 8 | 108.2263 | 145.2467 | 233.4561 | 193.4381 | 223.0042 | 122.5457 | 174.8177 | 202.317 | 180.3458 | 60.1321 | 219.1588 | 274.5578 | 142.3959 | 268.227 | 225.8681 | 220.8822 | 185.419 | 157.8332
5335 | 7 | 223 | 8 | 103.2675 | 119.0902 | 196.2141 | 191.2666 | 220.3891 | 118.6639 | 153.8782 | 176.0985 | 146.7259 | 62.6692 | 215.6509 | 235.1423 | 145.2201 | 211.785 | 208.1123 | 187.2394 | 162.0832 | 129.0934
5336 | 8 | 223 | 8 | 108.6318 | 111.1206 | 207.8736 | 194.4752 | 210.9775 | 117.9526 | 146.5638 | 167.3651 | 133.0788 | 60.2352 | 210.4509 | 235.4258 | 138.1582 | 205.022 | 203.588 | 176.7021 | 158.1568 | 109.8498
5337 | 9 | 223 | 8 | 111.2619 | 130.3332 | 199.8798 | 191.6179 | 207.8325 | 110.5862 | 146.0262 | 180.278 | 137.5491 | 58.216 | 203.721 | 217.979 | 133.4037 | 197.148 | 214.8356 | 176.9266 | 158.5759 | 118.0594
5338 | 10 | 223 | 8 | 108.5397 | 140.5905 | 181.3481 | 191.9417 | 202.4166 | 115.5756 | 137.8627 | 180.8073 | 140.1992 | 54.1236 | 200.2894 | 214.999 | 130.1235 | 185.1091 | 216.1395 | 177.5118 | 161.8226 | 124.1229
5339 | 11 | 223 | 8 | 108.5177 | 152.0895 | 183.5266 | 191.176 | 204.5056 | 113.0098 | 142.7807 | 174.0467 | 133.9839 | 54.7179 | 200.2395 | 216.7819 | 132.9754 | 181.6486 | 209.9587 | 180.7767 | 162.527 | 120.7031
5340 | 12 | 223 | 8 | 113.3567 | 152.4409 | 164.5927 | 189.4749 | 192.1871 | 115.7388 | 146.7537 | 170.435 | 133.5808 | 51.7426 | 197.4116 | 220.3742 | 124.7812 | 174.2767 | 215.3431 | 187.0179 | 161.2278 | 118.6042
5341 | 13 | 223 | 8 | 112.8596 | 157.0427 | 176.3889 | 191.8083 | 194.3097 | 121.7223 | 147.5097 | 175.8435 | 139.0551 | 53.6464 | 198.7136 | 221.0371 | 134.4449 | 180.0441 | 215.0695 | 185.1237 | 171.4217 | 120.837
5342 | 14 | 223 | 8 | 113.8633 | 160.7104 | 191.7824 | 192.6025 | 204.7296 | 121.6914 | 157.6756 | 187.2181 | 137.7933 | 50.4903 | 207.6698 | 226.2812 | 140.219 | 181.9058 | 214.526 | 189.4584 | 180.0086 | 122.9225
5343 | 15 | 223 | 8 | 118.149 | 157.3986 | 213.0696 | 196.0608 | 212.828 | 139.8984 | 169.1348 | 179.3798 | 135.623 | 52.8495 | 207.3339 | 231.0001 | 151.9538 | 191.1725 | 232.797 | 191.9276 | 194.1311 | 131.7858
5344 | 16 | 223 | 8 | 138.9109 | 161.6523 | 255.8189 | 201.4324 | 252.4433 | 144.1426 | 193.3138 | 192.2618 | 137.4622 | 53.5327 | 213.4996 | 250.6388 | 189.8318 | 211.6573 | 249.0118 | 204.6733 | 220.8677 | 141.1257
5345 | 17 | 223 | 8 | 176.615 | 184.5314 | 313.8323 | 205.8817 | 315.4107 | 185.8387 | 237.017 | 202.5107 | 148.377 | 60.8913 | 216.1533 | 311.0726 | 244.9419 | 247.0903 | 283.3772 | 257.6352 | 242.487 | 193.0548
5346 | 18 | 223 | 8 | 209.2641 | 248.9198 | 361.3937 | 200.5948 | 345.7215 | 216.8457 | 265.299 | 211.4781 | 182.5384 | 71.478 | 212.2589 | 366.2766 | 286.9327 | 300.7735 | 301.9127 | 314.9316 | 279.2843 | 246.2106
5347 | 19 | 223 | 8 | 193.5633 | 227.426 | 356.6095 | 197.9031 | 331.3308 | 216.7694 | 260.5755 | 228.4705 | 214.4191 | 66.144 | 217.8384 | 372.8196 | 272.3603 | 310.0788 | 312.4962 | 302.792 | 272.2854 | 257.0681
5348 | 20 | 223 | 8 | 192.6227 | 199.8691 | 348.2105 | 197.8596 | 334.8118 | 199.6751 | 256.8795 | 217.9251 | 208.9001 | 67.0479 | 228.4708 | 367.2965 | 259.2902 | 305.7739 | 309.4274 | 280.1238 | 266.8362 | 245.3574
5349 | 21 | 223 | 8 | 193.363 | 174.8718 | 339.8128 | 191.1458 | 331.5797 | 209.7095 | 249.5311 | 236.4674 | 204.821 | 72.1637 | 216.172 | 348.1356 | 258.9368 | 294.194 | 289.9491 | 261.6261 | 252.8186 | 237.4251
5350 | 22 | 223 | 8 | 176.2222 | 153.5549 | 332.8676 | 186.4716 | 327.032 | 190.3434 | 242.8643 | 234.96 | 209.0631 | 60.9791 | 212.1777 | 352.5606 | 253.1602 | 284.6279 | 272.3618 | 258.0126 | 256.3719 | 231.8994
5351 | 23 | 223 | 8 | 157.8121 | 159.6826 | 338.9895 | 184.1624 | 320.1954 | 191.2033 | 264.233 | 224.4782 | 202.728 | 58.7374 | 205.0902 | 347.578 | 250.0255 | 287.9151 | 268.1252 | 253.3529 | 262.6267 | 225.2246
5352 | 0 | 224 | 8 | 156.5424 | 157.5767 | 338.1498 | 186.4109 | 319.942 | 193.1741 | 277.2494 | 213.9123 | 196.0629 | 57.5853 | 208.523 | 349.1521 | 255.9917 | 322.1079 | 257.3426 | 237.9702 | 251.6762 | 225.7813
5353 | 1 | 224 | 8 | 156.7514 | 154.7139 | 345.7902 | 182.9999 | 316.335 | 185.9094 | 286.3739 | 206.5179 | 195.6897 | 58.7578 | 201.4069 | 344.4418 | 242.894 | 347.2198 | 259.8537 | 243.1508 | 252.9162 | 217.6387
5354 | 2 | 224 | 8 | 152.6723 | 176.1614 | 346.5473 | 185.846 | 315.0526 | 184.5368 | 288.4493 | 223.4972 | 201.2889 | 67.0464 | 203.0386 | 340.5082 | 250.203 | 354.0601 | 259.0453 | 258.8215 | 262.4357 | 215.8977
5355 | 3 | 224 | 8 | 151.2664 | 162.4411 | 346.9523 | 188.7567 | 330.2896 | 196.5104 | 288.8212 | 232.4385 | 202.6834 | 68.9846 | 207.8639 | 346.4229 | 273.5261 | 364.5387 | 255.1088 | 262.9336 | 260.2668 | 222.7198
5356 | 4 | 224 | 8 | 149.727 | 179.0599 | 344.0411 | 188.2207 | 329.4176 | 206.6657 | 282.4069 | 217.3274 | 202.8591 | 67.8121 | 211.7159 | 347.5758 | 272.0321 | 364.4719 | 288.3677 | 272.3644 | 259.3019 | 222.1197
5357 | 5 | 224 | 8 | 129.6746 | 171.9436 | 331.2699 | 188.7715 | 269.0942 | 160.2386 | 250.359 | 200.83 | 201.4985 | 73.2579 | 212.0192 | 346.5857 | 197.3753 | 360.1963 | 248.0815 | 262.8537 | 229.167 | 216.012
5358 | 6 | 224 | 8 | 108.2263 | 145.2467 | 233.4561 | 193.4381 | 223.0042 | 122.5457 | 174.8177 | 202.317 | 180.3458 | 60.1321 | 219.1588 | 274.5578 | 142.3959 | 268.227 | 225.8681 | 220.8822 | 185.419 | 157.8332
5359 | 7 | 224 | 8 | 103.2675 | 119.0902 | 196.2141 | 191.2666 | 220.3891 | 118.6639 | 153.8782 | 176.0985 | 146.7259 | 62.6692 | 215.6509 | 235.1423 | 145.2201 | 211.785 | 208.1123 | 187.2394 | 162.0832 | 129.0934
5360 | 8 | 224 | 8 | 108.6318 | 111.1206 | 207.8736 | 194.4752 | 210.9775 | 117.9526 | 146.5638 | 167.3651 | 133.0788 | 60.2352 | 210.4509 | 235.4258 | 138.1582 | 205.022 | 203.588 | 176.7021 | 158.1568 | 109.8498
5361 | 9 | 224 | 8 | 111.2619 | 130.3332 | 199.8798 | 191.6179 | 207.8325 | 110.5862 | 146.0262 | 180.278 | 137.5491 | 58.216 | 203.721 | 217.979 | 133.4037 | 197.148 | 214.8356 | 176.9266 | 158.5759 | 118.0594
5362 | 10 | 224 | 8 | 108.5397 | 140.5905 | 181.3481 | 191.9417 | 202.4166 | 115.5756 | 137.8627 | 180.8073 | 140.1992 | 54.1236 | 200.2894 | 214.999 | 130.1235 | 185.1091 | 216.1395 | 177.5118 | 161.8226 | 124.1229
5363 | 11 | 224 | 8 | 108.5177 | 152.0895 | 183.5266 | 191.176 | 204.5056 | 113.0098 | 142.7807 | 174.0467 | 133.9839 | 54.7179 | 200.2395 | 216.7819 | 132.9754 | 181.6486 | 209.9587 | 180.7767 | 162.527 | 120.7031
5364 | 12 | 224 | 8 | 113.3567 | 152.4409 | 164.5927 | 189.4749 | 192.1871 | 115.7388 | 146.7537 | 170.435 | 133.5808 | 51.7426 | 197.4116 | 220.3742 | 124.7812 | 174.2767 | 215.3431 | 187.0179 | 161.2278 | 118.6042
5365 | 13 | 224 | 8 | 112.8596 | 157.0427 | 176.3889 | 191.8083 | 194.3097 | 121.7223 | 147.5097 | 175.8435 | 139.0551 | 53.6464 | 198.7136 | 221.0371 | 134.4449 | 180.0441 | 215.0695 | 185.1237 | 171.4217 | 120.837
5366 | 14 | 224 | 8 | 113.8633 | 160.7104 | 191.7824 | 192.6025 | 204.7296 | 121.6914 | 157.6756 | 187.2181 | 137.7933 | 50.4903 | 207.6698 | 226.2812 | 140.219 | 181.9058 | 214.526 | 189.4584 | 180.0086 | 122.9225
5367 | 15 | 224 | 8 | 118.149 | 157.3986 | 213.0696 | 196.0608 | 212.828 | 139.8984 | 169.1348 | 179.3798 | 135.623 | 52.8495 | 207.3339 | 231.0001 | 151.9538 | 191.1725 | 232.797 | 191.9276 | 194.1311 | 131.7858
5368 | 16 | 224 | 8 | 138.9109 | 161.6523 | 255.8189 | 201.4324 | 252.4433 | 144.1426 | 193.3138 | 192.2618 | 137.4622 | 53.5327 | 213.4996 | 250.6388 | 189.8318 | 211.6573 | 249.0118 | 204.6733 | 220.8677 | 141.1257
5369 | 17 | 224 | 8 | 176.615 | 184.5314 | 313.8323 | 205.8817 | 315.4107 | 185.8387 | 237.017 | 202.5107 | 148.377 | 60.8913 | 216.1533 | 311.0726 | 244.9419 | 247.0903 | 283.3772 | 257.6352 | 242.487 | 193.0548
5370 | 18 | 224 | 8 | 209.2641 | 248.9198 | 361.3937 | 200.5948 | 345.7215 | 216.8457 | 265.299 | 211.4781 | 182.5384 | 71.478 | 212.2589 | 366.2766 | 286.9327 | 300.7735 | 301.9127 | 314.9316 | 279.2843 | 246.2106
5371 | 19 | 224 | 8 | 193.5633 | 227.426 | 356.6095 | 197.9031 | 331.3308 | 216.7694 | 260.5755 | 228.4705 | 214.4191 | 66.144 | 217.8384 | 372.8196 | 272.3603 | 310.0788 | 312.4962 | 302.792 | 272.2854 | 257.0681
5372 | 20 | 224 | 8 | 192.6227 | 199.8691 | 348.2105 | 197.8596 | 334.8118 | 199.6751 | 256.8795 | 217.9251 | 208.9001 | 67.0479 | 228.4708 | 367.2965 | 259.2902 | 305.7739 | 309.4274 | 280.1238 | 266.8362 | 245.3574
5373 | 21 | 224 | 8 | 193.363 | 174.8718 | 339.8128 | 191.1458 | 331.5797 | 209.7095 | 249.5311 | 236.4674 | 204.821 | 72.1637 | 216.172 | 348.1356 | 258.9368 | 294.194 | 289.9491 | 261.6261 | 252.8186 | 237.4251
5374 | 22 | 224 | 8 | 176.2222 | 153.5549 | 332.8676 | 186.4716 | 327.032 | 190.3434 | 242.8643 | 234.96 | 209.0631 | 60.9791 | 212.1777 | 352.5606 | 253.1602 | 284.6279 | 272.3618 | 258.0126 | 256.3719 | 231.8994
5375 | 23 | 224 | 8 | 157.8121 | 159.6826 | 338.9895 | 184.1624 | 320.1954 | 191.2033 | 264.233 | 224.4782 | 202.728 | 58.7374 | 205.0902 | 347.578 | 250.0255 | 287.9151 | 268.1252 | 253.3529 | 262.6267 | 225.2246
5376 | 0 | 225 | 8 | 156.5424 | 157.5767 | 338.1498 | 186.4109 | 319.942 | 193.1741 | 277.2494 | 213.9123 | 196.0629 | 57.5853 | 208.523 | 349.1521 | 255.9917 | 322.1079 | 257.3426 | 237.9702 | 251.6762 | 225.7813
5377 | 1 | 225 | 8 | 156.7514 | 154.7139 | 345.7902 | 182.9999 | 316.335 | 185.9094 | 286.3739 | 206.5179 | 195.6897 | 58.7578 | 201.4069 | 344.4418 | 242.894 | 347.2198 | 259.8537 | 243.1508 | 252.9162 | 217.6387
5378 | 2 | 225 | 8 | 152.6723 | 176.1614 | 346.5473 | 185.846 | 315.0526 | 184.5368 | 288.4493 | 223.4972 | 201.2889 | 67.0464 | 203.0386 | 340.5082 | 250.203 | 354.0601 | 259.0453 | 258.8215 | 262.4357 | 215.8977
5379 | 3 | 225 | 8 | 151.2664 | 162.4411 | 346.9523 | 188.7567 | 330.2896 | 196.5104 | 288.8212 | 232.4385 | 202.6834 | 68.9846 | 207.8639 | 346.4229 | 273.5261 | 364.5387 | 255.1088 | 262.9336 | 260.2668 | 222.7198
5380 | 4 | 225 | 8 | 149.727 | 179.0599 | 344.0411 | 188.2207 | 329.4176 | 206.6657 | 282.4069 | 217.3274 | 202.8591 | 67.8121 | 211.7159 | 347.5758 | 272.0321 | 364.4719 | 288.3677 | 272.3644 | 259.3019 | 222.1197
5381 | 5 | 225 | 8 | 129.6746 | 171.9436 | 331.2699 | 188.7715 | 269.0942 | 160.2386 | 250.359 | 200.83 | 201.4985 | 73.2579 | 212.0192 | 346.5857 | 197.3753 | 360.1963 | 248.0815 | 262.8537 | 229.167 | 216.012
5382 | 6 | 225 | 8 | 108.2263 | 145.2467 | 233.4561 | 193.4381 | 223.0042 | 122.5457 | 174.8177 | 202.317 | 180.3458 | 60.1321 | 219.1588 | 274.5578 | 142.3959 | 268.227 | 225.8681 | 220.8822 | 185.419 | 157.8332
5383 | 7 | 225 | 8 | 103.2675 | 119.0902 | 196.2141 | 191.2666 | 220.3891 | 118.6639 | 153.8782 | 176.0985 | 146.7259 | 62.6692 | 215.6509 | 235.1423 | 145.2201 | 211.785 | 208.1123 | 187.2394 | 162.0832 | 129.0934
5384 | 8 | 225 | 8 | 108.6318 | 111.1206 | 207.8736 | 194.4752 | 210.9775 | 117.9526 | 146.5638 | 167.3651 | 133.0788 | 60.2352 | 210.4509 | 235.4258 | 138.1582 | 205.022 | 203.588 | 176.7021 | 158.1568 | 109.8498
5385 | 9 | 225 | 8 | 111.2619 | 130.3332 | 199.8798 | 191.6179 | 207.8325 | 110.5862 | 146.0262 | 180.278 | 137.5491 | 58.216 | 203.721 | 217.979 | 133.4037 | 197.148 | 214.8356 | 176.9266 | 158.5759 | 118.0594
5386 | 10 | 225 | 8 | 108.5397 | 140.5905 | 181.3481 | 191.9417 | 202.4166 | 115.5756 | 137.8627 | 180.8073 | 140.1992 | 54.1236 | 200.2894 | 214.999 | 130.1235 | 185.1091 | 216.1395 | 177.5118 | 161.8226 | 124.1229
5387 | 11 | 225 | 8 | 108.5177 | 152.0895 | 183.5266 | 191.176 | 204.5056 | 113.0098 | 142.7807 | 174.0467 | 133.9839 | 54.7179 | 200.2395 | 216.7819 | 132.9754 | 181.6486 | 209.9587 | 180.7767 | 162.527 | 120.7031
5388 | 12 | 225 | 8 | 113.3567 | 152.4409 | 164.5927 | 189.4749 | 192.1871 | 115.7388 | 146.7537 | 170.435 | 133.5808 | 51.7426 | 197.4116 | 220.3742 | 124.7812 | 174.2767 | 215.3431 | 187.0179 | 161.2278 | 118.6042
5389 | 13 | 225 | 8 | 112.8596 | 157.0427 | 176.3889 | 191.8083 | 194.3097 | 121.7223 | 147.5097 | 175.8435 | 139.0551 | 53.6464 | 198.7136 | 221.0371 | 134.4449 | 180.0441 | 215.0695 | 185.1237 | 171.4217 | 120.837
5390 | 14 | 225 | 8 | 113.8633 | 160.7104 | 191.7824 | 192.6025 | 204.7296 | 121.6914 | 157.6756 | 187.2181 | 137.7933 | 50.4903 | 207.6698 | 226.2812 | 140.219 | 181.9058 | 214.526 | 189.4584 | 180.0086 | 122.9225
5391 | 15 | 225 | 8 | 118.149 | 157.3986 | 213.0696 | 196.0608 | 212.828 | 139.8984 | 169.1348 | 179.3798 | 135.623 | 52.8495 | 207.3339 | 231.0001 | 151.9538 | 191.1725 | 232.797 | 191.9276 | 194.1311 | 131.7858
5392 | 16 | 225 | 8 | 138.9109 | 161.6523 | 255.8189 | 201.4324 | 252.4433 | 144.1426 | 193.3138 | 192.2618 | 137.4622 | 53.5327 | 213.4996 | 250.6388 | 189.8318 | 211.6573 | 249.0118 | 204.6733 | 220.8677 | 141.1257
5393 | 17 | 225 | 8 | 176.615 | 184.5314 | 313.8323 | 205.8817 | 315.4107 | 185.8387 | 237.017 | 202.5107 | 148.377 | 60.8913 | 216.1533 | 311.0726 | 244.9419 | 247.0903 | 283.3772 | 257.6352 | 242.487 | 193.0548
5394 | 18 | 225 | 8 | 209.2641 | 248.9198 | 361.3937 | 200.5948 | 345.7215 | 216.8457 | 265.299 | 211.4781 | 182.5384 | 71.478 | 212.2589 | 366.2766 | 286.9327 | 300.7735 | 301.9127 | 314.9316 | 279.2843 | 246.2106
5395 | 19 | 225 | 8 | 193.5633 | 227.426 | 356.6095 | 197.9031 | 331.3308 | 216.7694 | 260.5755 | 228.4705 | 214.4191 | 66.144 | 217.8384 | 372.8196 | 272.3603 | 310.0788 | 312.4962 | 302.792 | 272.2854 | 257.0681
5396 | 20 | 225 | 8 | 192.6227 | 199.8691 | 348.2105 | 197.8596 | 334.8118 | 199.6751 | 256.8795 | 217.9251 | 208.9001 | 67.0479 | 228.4708 | 367.2965 | 259.2902 | 305.7739 | 309.4274 | 280.1238 | 266.8362 | 245.3574
5397 | 21 | 225 | 8 | 193.363 | 174.8718 | 339.8128 | 191.1458 | 331.5797 | 209.7095 | 249.5311 | 236.4674 | 204.821 | 72.1637 | 216.172 | 348.1356 | 258.9368 | 294.194 | 289.9491 | 261.6261 | 252.8186 | 237.4251
5398 | 22 | 225 | 8 | 176.2222 | 153.5549 | 332.8676 | 186.4716 | 327.032 | 190.3434 | 242.8643 | 234.96 | 209.0631 | 60.9791 | 212.1777 | 352.5606 | 253.1602 | 284.6279 | 272.3618 | 258.0126 | 256.3719 | 231.8994
5399 | 23 | 225 | 8 | 157.8121 | 159.6826 | 338.9895 | 184.1624 | 320.1954 | 191.2033 | 264.233 | 224.4782 | 202.728 | 58.7374 | 205.0902 | 347.578 | 250.0255 | 287.9151 | 268.1252 | 253.3529 | 262.6267 | 225.2246
5400 | 0 | 226 | 8 | 156.5424 | 157.5767 | 338.1498 | 186.4109 | 319.942 | 193.1741 | 277.2494 | 213.9123 | 196.0629 | 57.5853 | 208.523 | 349.1521 | 255.9917 | 322.1079 | 257.3426 | 237.9702 | 251.6762 | 225.7813
5401 | 1 | 226 | 8 | 156.7514 | 154.7139 | 345.7902 | 182.9999 | 316.335 | 185.9094 | 286.3739 | 206.5179 | 195.6897 | 58.7578 | 201.4069 | 344.4418 | 242.894 | 347.2198 | 259.8537 | 243.1508 | 252.9162 | 217.6387
5402 | 2 | 226 | 8 | 152.6723 | 176.1614 | 346.5473 | 185.846 | 315.0526 | 184.5368 | 288.4493 | 223.4972 | 201.2889 | 67.0464 | 203.0386 | 340.5082 | 250.203 | 354.0601 | 259.0453 | 258.8215 | 262.4357 | 215.8977
5403 | 3 | 226 | 8 | 151.2664 | 162.4411 | 346.9523 | 188.7567 | 330.2896 | 196.5104 | 288.8212 | 232.4385 | 202.6834 | 68.9846 | 207.8639 | 346.4229 | 273.5261 | 364.5387 | 255.1088 | 262.9336 | 260.2668 | 222.7198
5404 | 4 | 226 | 8 | 149.727 | 179.0599 | 344.0411 | 188.2207 | 329.4176 | 206.6657 | 282.4069 | 217.3274 | 202.8591 | 67.8121 | 211.7159 | 347.5758 | 272.0321 | 364.4719 | 288.3677 | 272.3644 | 259.3019 | 222.1197
5405 | 5 | 226 | 8 | 129.6746 | 171.9436 | 331.2699 | 188.7715 | 269.0942 | 160.2386 | 250.359 | 200.83 | 201.4985 | 73.2579 | 212.0192 | 346.5857 | 197.3753 | 360.1963 | 248.0815 | 262.8537 | 229.167 | 216.012
5406 | 6 | 226 | 8 | 108.2263 | 145.2467 | 233.4561 | 193.4381 | 223.0042 | 122.5457 | 174.8177 | 202.317 | 180.3458 | 60.1321 | 219.1588 | 274.5578 | 142.3959 | 268.227 | 225.8681 | 220.8822 | 185.419 | 157.8332
5407 | 7 | 226 | 8 | 103.2675 | 119.0902 | 196.2141 | 191.2666 | 220.3891 | 118.6639 | 153.8782 | 176.0985 | 146.7259 | 62.6692 | 215.6509 | 235.1423 | 145.2201 | 211.785 | 208.1123 | 187.2394 | 162.0832 | 129.0934
5408 | 8 | 226 | 8 | 108.6318 | 111.1206 | 207.8736 | 194.4752 | 210.9775 | 117.9526 | 146.5638 | 167.3651 | 133.0788 | 60.2352 | 210.4509 | 235.4258 | 138.1582 | 205.022 | 203.588 | 176.7021 | 158.1568 | 109.8498
5409 | 9 | 226 | 8 | 111.2619 | 130.3332 | 199.8798 | 191.6179 | 207.8325 | 110.5862 | 146.0262 | 180.278 | 137.5491 | 58.216 | 203.721 | 217.979 | 133.4037 | 197.148 | 214.8356 | 176.9266 | 158.5759 | 118.0594
5410 | 10 | 226 | 8 | 108.5397 | 140.5905 | 181.3481 | 191.9417 | 202.4166 | 115.5756 | 137.8627 | 180.8073 | 140.1992 | 54.1236 | 200.2894 | 214.999 | 130.1235 | 185.1091 | 216.1395 | 177.5118 | 161.8226 | 124.1229
5411 | 11 | 226 | 8 | 108.5177 | 152.0895 | 183.5266 | 191.176 | 204.5056 | 113.0098 | 142.7807 | 174.0467 | 133.9839 | 54.7179 | 200.2395 | 216.7819 | 132.9754 | 181.6486 | 209.9587 | 180.7767 | 162.527 | 120.7031
5412 | 12 | 226 | 8 | 113.3567 | 152.4409 | 164.5927 | 189.4749 | 192.1871 | 115.7388 | 146.7537 | 170.435 | 133.5808 | 51.7426 | 197.4116 | 220.3742 | 124.7812 | 174.2767 | 215.3431 | 187.0179 | 161.2278 | 118.6042
5413 | 13 | 226 | 8 | 112.8596 | 157.0427 | 176.3889 | 191.8083 | 194.3097 | 121.7223 | 147.5097 | 175.8435 | 139.0551 | 53.6464 | 198.7136 | 221.0371 | 134.4449 | 180.0441 | 215.0695 | 185.1237 | 171.4217 | 120.837
5414 | 14 | 226 | 8 | 113.8633 | 160.7104 | 191.7824 | 192.6025 | 204.7296 | 121.6914 | 157.6756 | 187.2181 | 137.7933 | 50.4903 | 207.6698 | 226.2812 | 140.219 | 181.9058 | 214.526 | 189.4584 | 180.0086 | 122.9225
5415 | 15 | 226 | 8 | 118.149 | 157.3986 | 213.0696 | 196.0608 | 212.828 | 139.8984 | 169.1348 | 179.3798 | 135.623 | 52.8495 | 207.3339 | 231.0001 | 151.9538 | 191.1725 | 232.797 | 191.9276 | 194.1311 | 131.7858
5416 | 16 | 226 | 8 | 138.9109 | 161.6523 | 255.8189 | 201.4324 | 252.4433 | 144.1426 | 193.3138 | 192.2618 | 137.4622 | 53.5327 | 213.4996 | 250.6388 | 189.8318 | 211.6573 | 249.0118 | 204.6733 | 220.8677 | 141.1257
5417 | 17 | 226 | 8 | 176.615 | 184.5314 | 313.8323 | 205.8817 | 315.4107 | 185.8387 | 237.017 | 202.5107 | 148.377 | 60.8913 | 216.1533 | 311.0726 | 244.9419 | 247.0903 | 283.3772 | 257.6352 | 242.487 | 193.0548
5418 | 18 | 226 | 8 | 209.2641 | 248.9198 | 361.3937 | 200.5948 | 345.7215 | 216.8457 | 265.299 | 211.4781 | 182.5384 | 71.478 | 212.2589 | 366.2766 | 286.9327 | 300.7735 | 301.9127 | 314.9316 | 279.2843 | 246.2106
5419 | 19 | 226 | 8 | 193.5633 | 227.426 | 356.6095 | 197.9031 | 331.3308 | 216.7694 | 260.5755 | 228.4705 | 214.4191 | 66.144 | 217.8384 | 372.8196 | 272.3603 | 310.0788 | 312.4962 | 302.792 | 272.2854 | 257.0681
5420 | 20 | 226 | 8 | 192.6227 | 199.8691 | 348.2105 | 197.8596 | 334.8118 | 199.6751 | 256.8795 | 217.9251 | 208.9001 | 67.0479 | 228.4708 | 367.2965 | 259.2902 | 305.7739 | 309.4274 | 280.1238 | 266.8362 | 245.3574
5421 | 21 | 226 | 8 | 193.363 | 174.8718 | 339.8128 | 191.1458 | 331.5797 | 209.7095 | 249.5311 | 236.4674 | 204.821 | 72.1637 | 216.172 | 348.1356 | 258.9368 | 294.194 | 289.9491 | 261.6261 | 252.8186 | 237.4251
5422 | 22 | 226 | 8 | 176.2222 | 153.5549 | 332.8676 | 186.4716 | 327.032 | 190.3434 | 242.8643 | 234.96 | 209.0631 | 60.9791 | 212.1777 | 352.5606 | 253.1602 | 284.6279 | 272.3618 | 258.0126 | 256.3719 | 231.8994
5423 | 23 | 226 | 8 | 157.8121 | 159.6826 | 338.9895 | 184.1624 | 320.1954 | 191.2033 | 264.233 | 224.4782 | 202.728 | 58.7374 | 205.0902 | 347.578 | 250.0255 | 287.9151 | 268.1252 | 253.3529 | 262.6267 | 225.2246
5424 | 0 | 227 | 8 | 156.5424 | 157.5767 | 338.1498 | 186.4109 | 319.942 | 193.1741 | 277.2494 | 213.9123 | 196.0629 | 57.5853 | 208.523 | 349.1521 | 255.9917 | 322.1079 | 257.3426 | 237.9702 | 251.6762 | 225.7813
5425 | 1 | 227 | 8 | 156.7514 | 154.7139 | 345.7902 | 182.9999 | 316.335 | 185.9094 | 286.3739 | 206.5179 | 195.6897 | 58.7578 | 201.4069 | 344.4418 | 242.894 | 347.2198 | 259.8537 | 243.1508 | 252.9162 | 217.6387
5426 | 2 | 227 | 8 | 152.6723 | 176.1614 | 346.5473 | 185.846 | 315.0526 | 184.5368 | 288.4493 | 223.4972 | 201.2889 | 67.0464 | 203.0386 | 340.5082 | 250.203 | 354.0601 | 259.0453 | 258.8215 | 262.4357 | 215.8977
5427 | 3 | 227 | 8 | 151.2664 | 162.4411 | 346.9523 | 188.7567 | 330.2896 | 196.5104 | 288.8212 | 232.4385 | 202.6834 | 68.9846 | 207.8639 | 346.4229 | 273.5261 | 364.5387 | 255.1088 | 262.9336 | 260.2668 | 222.7198
5428 | 4 | 227 | 8 | 149.727 | 179.0599 | 344.0411 | 188.2207 | 329.4176 | 206.6657 | 282.4069 | 217.3274 | 202.8591 | 67.8121 | 211.7159 | 347.5758 | 272.0321 | 364.4719 | 288.3677 | 272.3644 | 259.3019 | 222.1197
5429 | 5 | 227 | 8 | 129.6746 | 171.9436 | 331.2699 | 188.7715 | 269.0942 | 160.2386 | 250.359 | 200.83 | 201.4985 | 73.2579 | 212.0192 | 346.5857 | 197.3753 | 360.1963 | 248.0815 | 262.8537 | 229.167 | 216.012
5430 | 6 | 227 | 8 | 108.2263 | 145.2467 | 233.4561 | 193.4381 | 223.0042 | 122.5457 | 174.8177 | 202.317 | 180.3458 | 60.1321 | 219.1588 | 274.5578 | 142.3959 | 268.227 | 225.8681 | 220.8822 | 185.419 | 157.8332
5431 | 7 | 227 | 8 | 103.2675 | 119.0902 | 196.2141 | 191.2666 | 220.3891 | 118.6639 | 153.8782 | 176.0985 | 146.7259 | 62.6692 | 215.6509 | 235.1423 | 145.2201 | 211.785 | 208.1123 | 187.2394 | 162.0832 | 129.0934
5432 | 8 | 227 | 8 | 108.6318 | 111.1206 | 207.8736 | 194.4752 | 210.9775 | 117.9526 | 146.5638 | 167.3651 | 133.0788 | 60.2352 | 210.4509 | 235.4258 | 138.1582 | 205.022 | 203.588 | 176.7021 | 158.1568 | 109.8498
5433 | 9 | 227 | 8 | 111.2619 | 130.3332 | 199.8798 | 191.6179 | 207.8325 | 110.5862 | 146.0262 | 180.278 | 137.5491 | 58.216 | 203.721 | 217.979 | 133.4037 | 197.148 | 214.8356 | 176.9266 | 158.5759 | 118.0594
5434 | 10 | 227 | 8 | 108.5397 | 140.5905 | 181.3481 | 191.9417 | 202.4166 | 115.5756 | 137.8627 | 180.8073 | 140.1992 | 54.1236 | 200.2894 | 214.999 | 130.1235 | 185.1091 | 216.1395 | 177.5118 | 161.8226 | 124.1229
5435 | 11 | 227 | 8 | 108.5177 | 152.0895 | 183.5266 | 191.176 | 204.5056 | 113.0098 | 142.7807 | 174.0467 | 133.9839 | 54.7179 | 200.2395 | 216.7819 | 132.9754 | 181.6486 | 209.9587 | 180.7767 | 162.527 | 120.7031
5436 | 12 | 227 | 8 | 113.3567 | 152.4409 | 164.5927 | 189.4749 | 192.1871 | 115.7388 | 146.7537 | 170.435 | 133.5808 | 51.7426 | 197.4116 | 220.3742 | 124.7812 | 174.2767 | 215.3431 | 187.0179 | 161.2278 | 118.6042
5437 | 13 | 227 | 8 | 112.8596 | 157.0427 | 176.3889 | 191.8083 | 194.3097 | 121.7223 | 147.5097 | 175.8435 | 139.0551 | 53.6464 | 198.7136 | 221.0371 | 134.4449 | 180.0441 | 215.0695 | 185.1237 | 171.4217 | 120.837
5438 | 14 | 227 | 8 | 113.8633 | 160.7104 | 191.7824 | 192.6025 | 204.7296 | 121.6914 | 157.6756 | 187.2181 | 137.7933 | 50.4903 | 207.6698 | 226.2812 | 140.219 | 181.9058 | 214.526 | 189.4584 | 180.0086 | 122.9225
5439 | 15 | 227 | 8 | 118.149 | 157.3986 | 213.0696 | 196.0608 | 212.828 | 139.8984 | 169.1348 | 179.3798 | 135.623 | 52.8495 | 207.3339 | 231.0001 | 151.9538 | 191.1725 | 232.797 | 191.9276 | 194.1311 | 131.7858
5440 | 16 | 227 | 8 | 138.9109 | 161.6523 | 255.8189 | 201.4324 | 252.4433 | 144.1426 | 193.3138 | 192.2618 | 137.4622 | 53.5327 | 213.4996 | 250.6388 | 189.8318 | 211.6573 | 249.0118 | 204.6733 | 220.8677 | 141.1257
5441 | 17 | 227 | 8 | 176.615 | 184.5314 | 313.8323 | 205.8817 | 315.4107 | 185.8387 | 237.017 | 202.5107 | 148.377 | 60.8913 | 216.1533 | 311.0726 | 244.9419 | 247.0903 | 283.3772 | 257.6352 | 242.487 | 193.0548
5442 | 18 | 227 | 8 | 209.2641 | 248.9198 | 361.3937 | 200.5948 | 345.7215 | 216.8457 | 265.299 | 211.4781 | 182.5384 | 71.478 | 212.2589 | 366.2766 | 286.9327 | 300.7735 | 301.9127 | 314.9316 | 279.2843 | 246.2106
5443 | 19 | 227 | 8 | 193.5633 | 227.426 | 356.6095 | 197.9031 | 331.3308 | 216.7694 | 260.5755 | 228.4705 | 214.4191 | 66.144 | 217.8384 | 372.8196 | 272.3603 | 310.0788 | 312.4962 | 302.792 | 272.2854 | 257.0681
5444 | 20 | 227 | 8 | 192.6227 | 199.8691 | 348.2105 | 197.8596 | 334.8118 | 199.6751 | 256.8795 | 217.9251 | 208.9001 | 67.0479 | 228.4708 | 367.2965 | 259.2902 | 305.7739 | 309.4274 | 280.1238 | 266.8362 | 245.3574
5445 | 21 | 227 | 8 | 193.363 | 174.8718 | 339.8128 | 191.1458 | 331.5797 | 209.7095 | 249.5311 | 236.4674 | 204.821 | 72.1637 | 216.172 | 348.1356 | 258.9368 | 294.194 | 289.9491 | 261.6261 | 252.8186 | 237.4251
5446 | 22 | 227 | 8 | 176.2222 | 153.5549 | 332.8676 | 186.4716 | 327.032 | 190.3434 | 242.8643 | 234.96 | 209.0631 | 60.9791 | 212.1777 | 352.5606 | 253.1602 | 284.6279 | 272.3618 | 258.0126 | 256.3719 | 231.8994
5447 | 23 | 227 | 8 | 157.8121 | 159.6826 | 338.9895 | 184.1624 | 320.1954 | 191.2033 | 264.233 | 224.4782 | 202.728 | 58.7374 | 205.0902 | 347.578 | 250.0255 | 287.9151 | 268.1252 | 253.3529 | 262.6267 | 225.2246
5448 | 0 | 228 | 8 | 156.5424 | 157.5767 | 338.1498 | 186.4109 | 319.942 | 193.1741 | 277.2494 | 213.9123 | 196.0629 | 57.5853 | 208.523 | 349.1521 | 255.9917 | 322.1079 | 257.3426 | 237.9702 | 251.6762 | 225.7813
5449 | 1 | 228 | 8 | 156.7514 | 154.7139 | 345.7902 | 182.9999 | 316.335 | 185.9094 | 286.3739 | 206.5179 | 195.6897 | 58.7578 | 201.4069 | 344.4418 | 242.894 | 347.2198 | 259.8537 | 243.1508 | 252.9162 | 217.6387
5450 | 2 | 228 | 8 | 152.6723 | 176.1614 | 346.5473 | 185.846 | 315.0526 | 184.5368 | 288.4493 | 223.4972 | 201.2889 | 67.0464 | 203.0386 | 340.5082 | 250.203 | 354.0601 | 259.0453 | 258.8215 | 262.4357 | 215.8977
5451 | 3 | 228 | 8 | 151.2664 | 162.4411 | 346.9523 | 188.7567 | 330.2896 | 196.5104 | 288.8212 | 232.4385 | 202.6834 | 68.9846 | 207.8639 | 346.4229 | 273.5261 | 364.5387 | 255.1088 | 262.9336 | 260.2668 | 222.7198
5452 | 4 | 228 | 8 | 149.727 | 179.0599 | 344.0411 | 188.2207 | 329.4176 | 206.6657 | 282.4069 | 217.3274 | 202.8591 | 67.8121 | 211.7159 | 347.5758 | 272.0321 | 364.4719 | 288.3677 | 272.3644 | 259.3019 | 222.1197
5453 | 5 | 228 | 8 | 129.6746 | 171.9436 | 331.2699 | 188.7715 | 269.0942 | 160.2386 | 250.359 | 200.83 | 201.4985 | 73.2579 | 212.0192 | 346.5857 | 197.3753 | 360.1963 | 248.0815 | 262.8537 | 229.167 | 216.012
5454 | 6 | 228 | 8 | 108.2263 | 145.2467 | 233.4561 | 193.4381 | 223.0042 | 122.5457 | 174.8177 | 202.317 | 180.3458 | 60.1321 | 219.1588 | 274.5578 | 142.3959 | 268.227 | 225.8681 | 220.8822 | 185.419 | 157.8332
5455 | 7 | 228 | 8 | 103.2675 | 119.0902 | 196.2141 | 191.2666 | 220.3891 | 118.6639 | 153.8782 | 176.0985 | 146.7259 | 62.6692 | 215.6509 | 235.1423 | 145.2201 | 211.785 | 208.1123 | 187.2394 | 162.0832 | 129.0934
5456 | 8 | 228 | 8 | 108.6318 | 111.1206 | 207.8736 | 194.4752 | 210.9775 | 117.9526 | 146.5638 | 167.3651 | 133.0788 | 60.2352 | 210.4509 | 235.4258 | 138.1582 | 205.022 | 203.588 | 176.7021 | 158.1568 | 109.8498
5457 | 9 | 228 | 8 | 111.2619 | 130.3332 | 199.8798 | 191.6179 | 207.8325 | 110.5862 | 146.0262 | 180.278 | 137.5491 | 58.216 | 203.721 | 217.979 | 133.4037 | 197.148 | 214.8356 | 176.9266 | 158.5759 | 118.0594
5458 | 10 | 228 | 8 | 108.5397 | 140.5905 | 181.3481 | 191.9417 | 202.4166 | 115.5756 | 137.8627 | 180.8073 | 140.1992 | 54.1236 | 200.2894 | 214.999 | 130.1235 | 185.1091 | 216.1395 | 177.5118 | 161.8226 | 124.1229
5459 | 11 | 228 | 8 | 108.5177 | 152.0895 | 183.5266 | 191.176 | 204.5056 | 113.0098 | 142.7807 | 174.0467 | 133.9839 | 54.7179 | 200.2395 | 216.7819 | 132.9754 | 181.6486 | 209.9587 | 180.7767 | 162.527 | 120.7031
5460 | 12 | 228 | 8 | 113.3567 | 152.4409 | 164.5927 | 189.4749 | 192.1871 | 115.7388 | 146.7537 | 170.435 | 133.5808 | 51.7426 | 197.4116 | 220.3742 | 124.7812 | 174.2767 | 215.3431 | 187.0179 | 161.2278 | 118.6042
5461 | 13 | 228 | 8 | 112.8596 | 157.0427 | 176.3889 | 191.8083 | 194.3097 | 121.7223 | 147.5097 | 175.8435 | 139.0551 | 53.6464 | 198.7136 | 221.0371 | 134.4449 | 180.0441 | 215.0695 | 185.1237 | 171.4217 | 120.837
5462 | 14 | 228 | 8 | 113.8633 | 160.7104 | 191.7824 | 192.6025 | 204.7296 | 121.6914 | 157.6756 | 187.2181 | 137.7933 | 50.4903 | 207.6698 | 226.2812 | 140.219 | 181.9058 | 214.526 | 189.4584 | 180.0086 | 122.9225
5463 | 15 | 228 | 8 | 118.149 | 157.3986 | 213.0696 | 196.0608 | 212.828 | 139.8984 | 169.1348 | 179.3798 | 135.623 | 52.8495 | 207.3339 | 231.0001 | 151.9538 | 191.1725 | 232.797 | 191.9276 | 194.1311 | 131.7858
5464 | 16 | 228 | 8 | 138.9109 | 161.6523 | 255.8189 | 201.4324 | 252.4433 | 144.1426 | 193.3138 | 192.2618 | 137.4622 | 53.5327 | 213.4996 | 250.6388 | 189.8318 | 211.6573 | 249.0118 | 204.6733 | 220.8677 | 141.1257
5465 | 17 | 228 | 8 | 176.615 | 184.5314 | 313.8323 | 205.8817 | 315.4107 | 185.8387 | 237.017 | 202.5107 | 148.377 | 60.8913 | 216.1533 | 311.0726 | 244.9419 | 247.0903 | 283.3772 | 257.6352 | 242.487 | 193.0548
5466 | 18 | 228 | 8 | 209.2641 | 248.9198 | 361.3937 | 200.5948 | 345.7215 | 216.8457 | 265.299 | 211.4781 | 182.5384 | 71.478 | 212.2589 | 366.2766 | 286.9327 | 300.7735 | 301.9127 | 314.9316 | 279.2843 | 246.2106
5467 | 19 | 228 | 8 | 193.5633 | 227.426 | 356.6095 | 197.9031 | 331.3308 | 216.7694 | 260.5755 | 228.4705 | 214.4191 | 66.144 | 217.8384 | 372.8196 | 272.3603 | 310.0788 | 312.4962 | 302.792 | 272.2854 | 257.0681
5468 | 20 | 228 | 8 | 192.6227 | 199.8691 | 348.2105 | 197.8596 | 334.8118 | 199.6751 | 256.8795 | 217.9251 | 208.9001 | 67.0479 | 228.4708 | 367.2965 | 259.2902 | 305.7739 | 309.4274 | 280.1238 | 266.8362 | 245.3574
5469 | 21 | 228 | 8 | 193.363 | 174.8718 | 339.8128 | 191.1458 | 331.5797 | 209.7095 | 249.5311 | 236.4674 | 204.821 | 72.1637 | 216.172 | 348.1356 | 258.9368 | 294.194 | 289.9491 | 261.6261 | 252.8186 | 237.4251
5470 | 22 | 228 | 8 | 176.2222 | 153.5549 | 332.8676 | 186.4716 | 327.032 | 190.3434 | 242.8643 | 234.96 | 209.0631 | 60.9791 | 212.1777 | 352.5606 | 253.1602 | 284.6279 | 272.3618 | 258.0126 | 256.3719 | 231.8994
5471 | 23 | 228 | 8 | 157.8121 | 159.6826 | 338.9895 | 184.1624 | 320.1954 | 191.2033 | 264.233 | 224.4782 | 202.728 | 58.7374 | 205.0902 | 347.578 | 250.0255 | 287.9151 | 268.1252 | 253.3529 | 262.6267 | 225.2246
5472 | 0 | 229 | 8 | 156.5424 | 157.5767 | 338.1498 | 186.4109 | 319.942 | 193.1741 | 277.2494 | 213.9123 | 196.0629 | 57.5853 | 208.523 | 349.1521 | 255.9917 | 322.1079 | 257.3426 | 237.9702 | 251.6762 | 225.7813
5473 | 1 | 229 | 8 | 156.7514 | 154.7139 | 345.7902 | 182.9999 | 316.335 | 185.9094 | 286.3739 | 206.5179 | 195.6897 | 58.7578 | 201.4069 | 344.4418 | 242.894 | 347.2198 | 259.8537 | 243.1508 | 252.9162 | 217.6387
5474 | 2 | 229 | 8 | 152.6723 | 176.1614 | 346.5473 | 185.846 | 315.0526 | 184.5368 | 288.4493 | 223.4972 | 201.2889 | 67.0464 | 203.0386 | 340.5082 | 250.203 | 354.0601 | 259.0453 | 258.8215 | 262.4357 | 215.8977
5475 | 3 | 229 | 8 | 151.2664 | 162.4411 | 346.9523 | 188.7567 | 330.2896 | 196.5104 | 288.8212 | 232.4385 | 202.6834 | 68.9846 | 207.8639 | 346.4229 | 273.5261 | 364.5387 | 255.1088 | 262.9336 | 260.2668 | 222.7198
5476 | 4 | 229 | 8 | 149.727 | 179.0599 | 344.0411 | 188.2207 | 329.4176 | 206.6657 | 282.4069 | 217.3274 | 202.8591 | 67.8121 | 211.7159 | 347.5758 | 272.0321 | 364.4719 | 288.3677 | 272.3644 | 259.3019 | 222.1197
5477 | 5 | 229 | 8 | 129.6746 | 171.9436 | 331.2699 | 188.7715 | 269.0942 | 160.2386 | 250.359 | 200.83 | 201.4985 | 73.2579 | 212.0192 | 346.5857 | 197.3753 | 360.1963 | 248.0815 | 262.8537 | 229.167 | 216.012
5478 | 6 | 229 | 8 | 108.2263 | 145.2467 | 233.4561 | 193.4381 | 223.0042 | 122.5457 | 174.8177 | 202.317 | 180.3458 | 60.1321 | 219.1588 | 274.5578 | 142.3959 | 268.227 | 225.8681 | 220.8822 | 185.419 | 157.8332
5479 | 7 | 229 | 8 | 103.2675 | 119.0902 | 196.2141 | 191.2666 | 220.3891 | 118.6639 | 153.8782 | 176.0985 | 146.7259 | 62.6692 | 215.6509 | 235.1423 | 145.2201 | 211.785 | 208.1123 | 187.2394 | 162.0832 | 129.0934
5480 | 8 | 229 | 8 | 108.6318 | 111.1206 | 207.8736 | 194.4752 | 210.9775 | 117.9526 | 146.5638 | 167.3651 | 133.0788 | 60.2352 | 210.4509 | 235.4258 | 138.1582 | 205.022 | 203.588 | 176.7021 | 158.1568 | 109.8498
5481 | 9 | 229 | 8 | 111.2619 | 130.3332 | 199.8798 | 191.6179 | 207.8325 | 110.5862 | 146.0262 | 180.278 | 137.5491 | 58.216 | 203.721 | 217.979 | 133.4037 | 197.148 | 214.8356 | 176.9266 | 158.5759 | 118.0594
5482 | 10 | 229 | 8 | 108.5397 | 140.5905 | 181.3481 | 191.9417 | 202.4166 | 115.5756 | 137.8627 | 180.8073 | 140.1992 | 54.1236 | 200.2894 | 214.999 | 130.1235 | 185.1091 | 216.1395 | 177.5118 | 161.8226 | 124.1229
5483 | 11 | 229 | 8 | 108.5177 | 152.0895 | 183.5266 | 191.176 | 204.5056 | 113.0098 | 142.7807 | 174.0467 | 133.9839 | 54.7179 | 200.2395 | 216.7819 | 132.9754 | 181.6486 | 209.9587 | 180.7767 | 162.527 | 120.7031
5484 | 12 | 229 | 8 | 113.3567 | 152.4409 | 164.5927 | 189.4749 | 192.1871 | 115.7388 | 146.7537 | 170.435 | 133.5808 | 51.7426 | 197.4116 | 220.3742 | 124.7812 | 174.2767 | 215.3431 | 187.0179 | 161.2278 | 118.6042
5485 | 13 | 229 | 8 | 112.8596 | 157.0427 | 176.3889 | 191.8083 | 194.3097 | 121.7223 | 147.5097 | 175.8435 | 139.0551 | 53.6464 | 198.7136 | 221.0371 | 134.4449 | 180.0441 | 215.0695 | 185.1237 | 171.4217 | 120.837
5486 | 14 | 229 | 8 | 113.8633 | 160.7104 | 191.7824 | 192.6025 | 204.7296 | 121.6914 | 157.6756 | 187.2181 | 137.7933 | 50.4903 | 207.6698 | 226.2812 | 140.219 | 181.9058 | 214.526 | 189.4584 | 180.0086 | 122.9225
5487 | 15 | 229 | 8 | 118.149 | 157.3986 | 213.0696 | 196.0608 | 212.828 | 139.8984 | 169.1348 | 179.3798 | 135.623 | 52.8495 | 207.3339 | 231.0001 | 151.9538 | 191.1725 | 232.797 | 191.9276 | 194.1311 | 131.7858
5488 | 16 | 229 | 8 | 138.9109 | 161.6523 | 255.8189 | 201.4324 | 252.4433 | 144.1426 | 193.3138 | 192.2618 | 137.4622 | 53.5327 | 213.4996 | 250.6388 | 189.8318 | 211.6573 | 249.0118 | 204.6733 | 220.8677 | 141.1257
5489 | 17 | 229 | 8 | 176.615 | 184.5314 | 313.8323 | 205.8817 | 315.4107 | 185.8387 | 237.017 | 202.5107 | 148.377 | 60.8913 | 216.1533 | 311.0726 | 244.9419 | 247.0903 | 283.3772 | 257.6352 | 242.487 | 193.0548
5490 | 18 | 229 | 8 | 209.2641 | 248.9198 | 361.3937 | 200.5948 | 345.7215 | 216.8457 | 265.299 | 211.4781 | 182.5384 | 71.478 | 212.2589 | 366.2766 | 286.9327 | 300.7735 | 301.9127 | 314.9316 | 279.2843 | 246.2106
5491 | 19 | 229 | 8 | 193.5633 | 227.426 | 356.6095 | 197.9031 | 331.3308 | 216.7694 | 260.5755 | 228.4705 | 214.4191 | 66.144 | 217.8384 | 372.8196 | 272.3603 | 310.0788 | 312.4962 | 302.792 | 272.2854 | 257.0681
5492 | 20 | 229 | 8 | 192.6227 | 199.8691 | 348.2105 | 197.8596 | 334.8118 | 199.6751 | 256.8795 | 217.9251 | 208.9001 | 67.0479 | 228.4708 | 367.2965 | 259.2902 | 305.7739 | 309.4274 | 280.1238 | 266.8362 | 245.3574
5493 | 21 | 229 | 8 | 193.363 | 174.8718 | 339.8128 | 191.1458 | 331.5797 | 209.7095 | 249.5311 | 236.4674 | 204.821 | 72.1637 | 216.172 | 348.1356 | 258.9368 | 294.194 | 289.9491 | 261.6261 | 252.8186 | 237.4251
5494 | 22 | 229 | 8 | 176.2222 | 153.5549 | 332.8676 | 186.4716 | 327.032 | 190.3434 | 242.8643 | 234.96 | 209.0631 | 60.9791 | 212.1777 | 352.5606 | 253.1602 | 284.6279 | 272.3618 | 258.0126 | 256.3719 | 231.8994
5495 | 23 | 229 | 8 | 157.8121 | 159.6826 | 338.9895 | 184.1624 | 320.1954 | 191.2033 | 264.233 | 224.4782 | 202.728 | 58.7374 | 205.0902 | 347.578 | 250.0255 | 287.9151 | 268.1252 | 253.3529 | 262.6267 | 225.2246
5496 | 0 | 230 | 8 | 156.5424 | 157.5767 | 338.1498 | 186.4109 | 319.942 | 193.1741 | 277.2494 | 213.9123 | 196.0629 | 57.5853 | 208.523 | 349.1521 | 255.9917 | 322.1079 | 257.3426 | 237.9702 | 251.6762 | 225.7813
5497 | 1 | 230 | 8 | 156.7514 | 154.7139 | 345.7902 | 182.9999 | 316.335 | 185.9094 | 286.3739 | 206.5179 | 195.6897 | 58.7578 | 201.4069 | 344.4418 | 242.894 | 347.2198 | 259.8537 | 243.1508 | 252.9162 | 217.6387
5498 | 2 | 230 | 8 | 152.6723 | 176.1614 | 346.5473 | 185.846 | 315.0526 | 184.5368 | 288.4493 | 223.4972 | 201.2889 | 67.0464 | 203.0386 | 340.5082 | 250.203 | 354.0601 | 259.0453 | 258.8215 | 262.4357 | 215.8977
5499 | 3 | 230 | 8 | 151.2664 | 162.4411 | 346.9523 | 188.7567 | 330.2896 | 196.5104 | 288.8212 | 232.4385 | 202.6834 | 68.9846 | 207.8639 | 346.4229 | 273.5261 | 364.5387 | 255.1088 | 262.9336 | 260.2668 | 222.7198
5500 | 4 | 230 | 8 | 149.727 | 179.0599 | 344.0411 | 188.2207 | 329.4176 | 206.6657 | 282.4069 | 217.3274 | 202.8591 | 67.8121 | 211.7159 | 347.5758 | 272.0321 | 364.4719 | 288.3677 | 272.3644 | 259.3019 | 222.1197
5501 | 5 | 230 | 8 | 129.6746 | 171.9436 | 331.2699 | 188.7715 | 269.0942 | 160.2386 | 250.359 | 200.83 | 201.4985 | 73.2579 | 212.0192 | 346.5857 | 197.3753 | 360.1963 | 248.0815 | 262.8537 | 229.167 | 216.012
5502 | 6 | 230 | 8 | 108.2263 | 145.2467 | 233.4561 | 193.4381 | 223.0042 | 122.5457 | 174.8177 | 202.317 | 180.3458 | 60.1321 | 219.1588 | 274.5578 | 142.3959 | 268.227 | 225.8681 | 220.8822 | 185.419 | 157.8332
5503 | 7 | 230 | 8 | 103.2675 | 119.0902 | 196.2141 | 191.2666 | 220.3891 | 118.6639 | 153.8782 | 176.0985 | 146.7259 | 62.6692 | 215.6509 | 235.1423 | 145.2201 | 211.785 | 208.1123 | 187.2394 | 162.0832 | 129.0934
5504 | 8 | 230 | 8 | 108.6318 | 111.1206 | 207.8736 | 194.4752 | 210.9775 | 117.9526 | 146.5638 | 167.3651 | 133.0788 | 60.2352 | 210.4509 | 235.4258 | 138.1582 | 205.022 | 203.588 | 176.7021 | 158.1568 | 109.8498
5505 | 9 | 230 | 8 | 111.2619 | 130.3332 | 199.8798 | 191.6179 | 207.8325 | 110.5862 | 146.0262 | 180.278 | 137.5491 | 58.216 | 203.721 | 217.979 | 133.4037 | 197.148 | 214.8356 | 176.9266 | 158.5759 | 118.0594
5506 | 10 | 230 | 8 | 108.5397 | 140.5905 | 181.3481 | 191.9417 | 202.4166 | 115.5756 | 137.8627 | 180.8073 | 140.1992 | 54.1236 | 200.2894 | 214.999 | 130.1235 | 185.1091 | 216.1395 | 177.5118 | 161.8226 | 124.1229
5507 | 11 | 230 | 8 | 108.5177 | 152.0895 | 183.5266 | 191.176 | 204.5056 | 113.0098 | 142.7807 | 174.0467 | 133.9839 | 54.7179 | 200.2395 | 216.7819 | 132.9754 | 181.6486 | 209.9587 | 180.7767 | 162.527 | 120.7031
5508 | 12 | 230 | 8 | 113.3567 | 152.4409 | 164.5927 | 189.4749 | 192.1871 | 115.7388 | 146.7537 | 170.435 | 133.5808 | 51.7426 | 197.4116 | 220.3742 | 124.7812 | 174.2767 | 215.3431 | 187.0179 | 161.2278 | 118.6042
5509 | 13 | 230 | 8 | 112.8596 | 157.0427 | 176.3889 | 191.8083 | 194.3097 | 121.7223 | 147.5097 | 175.8435 | 139.0551 | 53.6464 | 198.7136 | 221.0371 | 134.4449 | 180.0441 | 215.0695 | 185.1237 | 171.4217 | 120.837
5510 | 14 | 230 | 8 | 113.8633 | 160.7104 | 191.7824 | 192.6025 | 204.7296 | 121.6914 | 157.6756 | 187.2181 | 137.7933 | 50.4903 | 207.6698 | 226.2812 | 140.219 | 181.9058 | 214.526 | 189.4584 | 180.0086 | 122.9225
5511 | 15 | 230 | 8 | 118.149 | 157.3986 | 213.0696 | 196.0608 | 212.828 | 139.8984 | 169.1348 | 179.3798 | 135.623 | 52.8495 | 207.3339 | 231.0001 | 151.9538 | 191.1725 | 232.797 | 191.9276 | 194.1311 | 131.7858
5512 | 16 | 230 | 8 | 138.9109 | 161.6523 | 255.8189 | 201.4324 | 252.4433 | 144.1426 | 193.3138 | 192.2618 | 137.4622 | 53.5327 | 213.4996 | 250.6388 | 189.8318 | 211.6573 | 249.0118 | 204.6733 | 220.8677 | 141.1257
5513 | 17 | 230 | 8 | 176.615 | 184.5314 | 313.8323 | 205.8817 | 315.4107 | 185.8387 | 237.017 | 202.5107 | 148.377 | 60.8913 | 216.1533 | 311.0726 | 244.9419 | 247.0903 | 283.3772 | 257.6352 | 242.487 | 193.0548
5514 | 18 | 230 | 8 | 209.2641 | 248.9198 | 361.3937 | 200.5948 | 345.7215 | 216.8457 | 265.299 | 211.4781 | 182.5384 | 71.478 | 212.2589 | 366.2766 | 286.9327 | 300.7735 | 301.9127 | 314.9316 | 279.2843 | 246.2106
5515 | 19 | 230 | 8 | 193.5633 | 227.426 | 356.6095 | 197.9031 | 331.3308 | 216.7694 | 260.5755 | 228.4705 | 214.4191 | 66.144 | 217.8384 | 372.8196 | 272.3603 | 310.0788 | 312.4962 | 302.792 | 272.2854 | 257.0681
5516 | 20 | 230 | 8 | 192.6227 | 199.8691 | 348.2105 | 197.8596 | 334.8118 | 199.6751 | 256.8795 | 217.9251 | 208.9001 | 67.0479 | 228.4708 | 367.2965 | 259.2902 | 305.7739 | 309.4274 | 280.1238 | 266.8362 | 245.3574
5517 | 21 | 230 | 8 | 193.363 | 174.8718 | 339.8128 | 191.1458 | 331.5797 | 209.7095 | 249.5311 | 236.4674 | 204.821 | 72.1637 | 216.172 | 348.1356 | 258.9368 | 294.194 | 289.9491 | 261.6261 | 252.8186 | 237.4251
5518 | 22 | 230 | 8 | 176.2222 | 153.5549 | 332.8676 | 186.4716 | 327.032 | 190.3434 | 242.8643 | 234.96 | 209.0631 | 60.9791 | 212.1777 | 352.5606 | 253.1602 | 284.6279 | 272.3618 | 258.0126 | 256.3719 | 231.8994
5519 | 23 | 230 | 8 | 157.8121 | 159.6826 | 338.9895 | 184.1624 | 320.1954 | 191.2033 | 264.233 | 224.4782 | 202.728 | 58.7374 | 205.0902 | 347.578 | 250.0255 | 287.9151 | 268.1252 | 253.3529 | 262.6267 | 225.2246
5520 | 0 | 231 | 8 | 156.5424 | 157.5767 | 338.1498 | 186.4109 | 319.942 | 193.1741 | 277.2494 | 213.9123 | 196.0629 | 57.5853 | 208.523 | 349.1521 | 255.9917 | 322.1079 | 257.3426 | 237.9702 | 251.6762 | 225.7813
5521 | 1 | 231 | 8 | 156.7514 | 154.7139 | 345.7902 | 182.9999 | 316.335 | 185.9094 | 286.3739 | 206.5179 | 195.6897 | 58.7578 | 201.4069 | 344.4418 | 242.894 | 347.2198 | 259.8537 | 243.1508 | 252.9162 | 217.6387
5522 | 2 | 231 | 8 | 152.6723 | 176.1614 | 346.5473 | 185.846 | 315.0526 | 184.5368 | 288.4493 | 223.4972 | 201.2889 | 67.0464 | 203.0386 | 340.5082 | 250.203 | 354.0601 | 259.0453 | 258.8215 | 262.4357 | 215.8977
5523 | 3 | 231 | 8 | 151.2664 | 162.4411 | 346.9523 | 188.7567 | 330.2896 | 196.5104 | 288.8212 | 232.4385 | 202.6834 | 68.9846 | 207.8639 | 346.4229 | 273.5261 | 364.5387 | 255.1088 | 262.9336 | 260.2668 | 222.7198
5524 | 4 | 231 | 8 | 149.727 | 179.0599 | 344.0411 | 188.2207 | 329.4176 | 206.6657 | 282.4069 | 217.3274 | 202.8591 | 67.8121 | 211.7159 | 347.5758 | 272.0321 | 364.4719 | 288.3677 | 272.3644 | 259.3019 | 222.1197
5525 | 5 | 231 | 8 | 129.6746 | 171.9436 | 331.2699 | 188.7715 | 269.0942 | 160.2386 | 250.359 | 200.83 | 201.4985 | 73.2579 | 212.0192 | 346.5857 | 197.3753 | 360.1963 | 248.0815 | 262.8537 | 229.167 | 216.012
5526 | 6 | 231 | 8 | 108.2263 | 145.2467 | 233.4561 | 193.4381 | 223.0042 | 122.5457 | 174.8177 | 202.317 | 180.3458 | 60.1321 | 219.1588 | 274.5578 | 142.3959 | 268.227 | 225.8681 | 220.8822 | 185.419 | 157.8332
5527 | 7 | 231 | 8 | 103.2675 | 119.0902 | 196.2141 | 191.2666 | 220.3891 | 118.6639 | 153.8782 | 176.0985 | 146.7259 | 62.6692 | 215.6509 | 235.1423 | 145.2201 | 211.785 | 208.1123 | 187.2394 | 162.0832 | 129.0934
5528 | 8 | 231 | 8 | 108.6318 | 111.1206 | 207.8736 | 194.4752 | 210.9775 | 117.9526 | 146.5638 | 167.3651 | 133.0788 | 60.2352 | 210.4509 | 235.4258 | 138.1582 | 205.022 | 203.588 | 176.7021 | 158.1568 | 109.8498
5529 | 9 | 231 | 8 | 111.2619 | 130.3332 | 199.8798 | 191.6179 | 207.8325 | 110.5862 | 146.0262 | 180.278 | 137.5491 | 58.216 | 203.721 | 217.979 | 133.4037 | 197.148 | 214.8356 | 176.9266 | 158.5759 | 118.0594
5530 | 10 | 231 | 8 | 108.5397 | 140.5905 | 181.3481 | 191.9417 | 202.4166 | 115.5756 | 137.8627 | 180.8073 | 140.1992 | 54.1236 | 200.2894 | 214.999 | 130.1235 | 185.1091 | 216.1395 | 177.5118 | 161.8226 | 124.1229
5531 | 11 | 231 | 8 | 108.5177 | 152.0895 | 183.5266 | 191.176 | 204.5056 | 113.0098 | 142.7807 | 174.0467 | 133.9839 | 54.7179 | 200.2395 | 216.7819 | 132.9754 | 181.6486 | 209.9587 | 180.7767 | 162.527 | 120.7031
5532 | 12 | 231 | 8 | 113.3567 | 152.4409 | 164.5927 | 189.4749 | 192.1871 | 115.7388 | 146.7537 | 170.435 | 133.5808 | 51.7426 | 197.4116 | 220.3742 | 124.7812 | 174.2767 | 215.3431 | 187.0179 | 161.2278 | 118.6042
5533 | 13 | 231 | 8 | 112.8596 | 157.0427 | 176.3889 | 191.8083 | 194.3097 | 121.7223 | 147.5097 | 175.8435 | 139.0551 | 53.6464 | 198.7136 | 221.0371 | 134.4449 | 180.0441 | 215.0695 | 185.1237 | 171.4217 | 120.837
5534 | 14 | 231 | 8 | 113.8633 | 160.7104 | 191.7824 | 192.6025 | 204.7296 | 121.6914 | 157.6756 | 187.2181 | 137.7933 | 50.4903 | 207.6698 | 226.2812 | 140.219 | 181.9058 | 214.526 | 189.4584 | 180.0086 | 122.9225
5535 | 15 | 231 | 8 | 118.149 | 157.3986 | 213.0696 | 196.0608 | 212.828 | 139.8984 | 169.1348 | 179.3798 | 135.623 | 52.8495 | 207.3339 | 231.0001 | 151.9538 | 191.1725 | 232.797 | 191.9276 | 194.1311 | 131.7858
5536 | 16 | 231 | 8 | 138.9109 | 161.6523 | 255.8189 | 201.4324 | 252.4433 | 144.1426 | 193.3138 | 192.2618 | 137.4622 | 53.5327 | 213.4996 | 250.6388 | 189.8318 | 211.6573 | 249.0118 | 204.6733 | 220.8677 | 141.1257
5537 | 17 | 231 | 8 | 176.615 | 184.5314 | 313.8323 | 205.8817 | 315.4107 | 185.8387 | 237.017 | 202.5107 | 148.377 | 60.8913 | 216.1533 | 311.0726 | 244.9419 | 247.0903 | 283.3772 | 257.6352 | 242.487 | 193.0548
5538 | 18 | 231 | 8 | 209.2641 | 248.9198 | 361.3937 | 200.5948 | 345.7215 | 216.8457 | 265.299 | 211.4781 | 182.5384 | 71.478 | 212.2589 | 366.2766 | 286.9327 | 300.7735 | 301.9127 | 314.9316 | 279.2843 | 246.2106
5539 | 19 | 231 | 8 | 193.5633 | 227.426 | 356.6095 | 197.9031 | 331.3308 | 216.7694 | 260.5755 | 228.4705 | 214.4191 | 66.144 | 217.8384 | 372.8196 | 272.3603 | 310.0788 | 312.4962 | 302.792 | 272.2854 | 257.0681
5540 | 20 | 231 | 8 | 192.6227 | 199.8691 | 348.2105 | 197.8596 | 334.8118 | 199.6751 | 256.8795 | 217.9251 | 208.9001 | 67.0479 | 228.4708 | 367.2965 | 259.2902 | 305.7739 | 309.4274 | 280.1238 | 266.8362 | 245.3574
5541 | 21 | 231 | 8 | 193.363 | 174.8718 | 339.8128 | 191.1458 | 331.5797 | 209.7095 | 249.5311 | 236.4674 | 204.821 | 72.1637 | 216.172 | 348.1356 | 258.9368 | 294.194 | 289.9491 | 261.6261 | 252.8186 | 237.4251
5542 | 22 | 231 | 8 | 176.2222 | 153.5549 | 332.8676 | 186.4716 | 327.032 | 190.3434 | 242.8643 | 234.96 | 209.0631 | 60.9791 | 212.1777 | 352.5606 | 253.1602 | 284.6279 | 272.3618 | 258.0126 | 256.3719 | 231.8994
5543 | 23 | 231 | 8 | 157.8121 | 159.6826 | 338.9895 | 184.1624 | 320.1954 | 191.2033 | 264.233 | 224.4782 | 202.728 | 58.7374 | 205.0902 | 347.578 | 250.0255 | 287.9151 | 268.1252 | 253.3529 | 262.6267 | 225.2246
5544 | 0 | 232 | 8 | 156.5424 | 157.5767 | 338.1498 | 186.4109 | 319.942 | 193.1741 | 277.2494 | 213.9123 | 196.0629 | 57.5853 | 208.523 | 349.1521 | 255.9917 | 322.1079 | 257.3426 | 237.9702 | 251.6762 | 225.7813
5545 | 1 | 232 | 8 | 156.7514 | 154.7139 | 345.7902 | 182.9999 | 316.335 | 185.9094 | 286.3739 | 206.5179 | 195.6897 | 58.7578 | 201.4069 | 344.4418 | 242.894 | 347.2198 | 259.8537 | 243.1508 | 252.9162 | 217.6387
5546 | 2 | 232 | 8 | 152.6723 | 176.1614 | 346.5473 | 185.846 | 315.0526 | 184.5368 | 288.4493 | 223.4972 | 201.2889 | 67.0464 | 203.0386 | 340.5082 | 250.203 | 354.0601 | 259.0453 | 258.8215 | 262.4357 | 215.8977
5547 | 3 | 232 | 8 | 151.2664 | 162.4411 | 346.9523 | 188.7567 | 330.2896 | 196.5104 | 288.8212 | 232.4385 | 202.6834 | 68.9846 | 207.8639 | 346.4229 | 273.5261 | 364.5387 | 255.1088 | 262.9336 | 260.2668 | 222.7198
5548 | 4 | 232 | 8 | 149.727 | 179.0599 | 344.0411 | 188.2207 | 329.4176 | 206.6657 | 282.4069 | 217.3274 | 202.8591 | 67.8121 | 211.7159 | 347.5758 | 272.0321 | 364.4719 | 288.3677 | 272.3644 | 259.3019 | 222.1197
5549 | 5 | 232 | 8 | 129.6746 | 171.9436 | 331.2699 | 188.7715 | 269.0942 | 160.2386 | 250.359 | 200.83 | 201.4985 | 73.2579 | 212.0192 | 346.5857 | 197.3753 | 360.1963 | 248.0815 | 262.8537 | 229.167 | 216.012
5550 | 6 | 232 | 8 | 108.2263 | 145.2467 | 233.4561 | 193.4381 | 223.0042 | 122.5457 | 174.8177 | 202.317 | 180.3458 | 60.1321 | 219.1588 | 274.5578 | 142.3959 | 268.227 | 225.8681 | 220.8822 | 185.419 | 157.8332
5551 | 7 | 232 | 8 | 103.2675 | 119.0902 | 196.2141 | 191.2666 | 220.3891 | 118.6639 | 153.8782 | 176.0985 | 146.7259 | 62.6692 | 215.6509 | 235.1423 | 145.2201 | 211.785 | 208.1123 | 187.2394 | 162.0832 | 129.0934
5552 | 8 | 232 | 8 | 108.6318 | 111.1206 | 207.8736 | 194.4752 | 210.9775 | 117.9526 | 146.5638 | 167.3651 | 133.0788 | 60.2352 | 210.4509 | 235.4258 | 138.1582 | 205.022 | 203.588 | 176.7021 | 158.1568 | 109.8498
5553 | 9 | 232 | 8 | 111.2619 | 130.3332 | 199.8798 | 191.6179 | 207.8325 | 110.5862 | 146.0262 | 180.278 | 137.5491 | 58.216 | 203.721 | 217.979 | 133.4037 | 197.148 | 214.8356 | 176.9266 | 158.5759 | 118.0594
5554 | 10 | 232 | 8 | 108.5397 | 140.5905 | 181.3481 | 191.9417 | 202.4166 | 115.5756 | 137.8627 | 180.8073 | 140.1992 | 54.1236 | 200.2894 | 214.999 | 130.1235 | 185.1091 | 216.1395 | 177.5118 | 161.8226 | 124.1229
5555 | 11 | 232 | 8 | 108.5177 | 152.0895 | 183.5266 | 191.176 | 204.5056 | 113.0098 | 142.7807 | 174.0467 | 133.9839 | 54.7179 | 200.2395 | 216.7819 | 132.9754 | 181.6486 | 209.9587 | 180.7767 | 162.527 | 120.7031
5556 | 12 | 232 | 8 | 113.3567 | 152.4409 | 164.5927 | 189.4749 | 192.1871 | 115.7388 | 146.7537 | 170.435 | 133.5808 | 51.7426 | 197.4116 | 220.3742 | 124.7812 | 174.2767 | 215.3431 | 187.0179 | 161.2278 | 118.6042
5557 | 13 | 232 | 8 | 112.8596 | 157.0427 | 176.3889 | 191.8083 | 194.3097 | 121.7223 | 147.5097 | 175.8435 | 139.0551 | 53.6464 | 198.7136 | 221.0371 | 134.4449 | 180.0441 | 215.0695 | 185.1237 | 171.4217 | 120.837
5558 | 14 | 232 | 8 | 113.8633 | 160.7104 | 191.7824 | 192.6025 | 204.7296 | 121.6914 | 157.6756 | 187.2181 | 137.7933 | 50.4903 | 207.6698 | 226.2812 | 140.219 | 181.9058 | 214.526 | 189.4584 | 180.0086 | 122.9225
5559 | 15 | 232 | 8 | 118.149 | 157.3986 | 213.0696 | 196.0608 | 212.828 | 139.8984 | 169.1348 | 179.3798 | 135.623 | 52.8495 | 207.3339 | 231.0001 | 151.9538 | 191.1725 | 232.797 | 191.9276 | 194.1311 | 131.7858
5560 | 16 | 232 | 8 | 138.9109 | 161.6523 | 255.8189 | 201.4324 | 252.4433 | 144.1426 | 193.3138 | 192.2618 | 137.4622 | 53.5327 | 213.4996 | 250.6388 | 189.8318 | 211.6573 | 249.0118 | 204.6733 | 220.8677 | 141.1257
5561 | 17 | 232 | 8 | 176.615 | 184.5314 | 313.8323 | 205.8817 | 315.4107 | 185.8387 | 237.017 | 202.5107 | 148.377 | 60.8913 | 216.1533 | 311.0726 | 244.9419 | 247.0903 | 283.3772 | 257.6352 | 242.487 | 193.0548
5562 | 18 | 232 | 8 | 209.2641 | 248.9198 | 361.3937 | 200.5948 | 345.7215 | 216.8457 | 265.299 | 211.4781 | 182.5384 | 71.478 | 212.2589 | 366.2766 | 286.9327 | 300.7735 | 301.9127 | 314.9316 | 279.2843 | 246.2106
5563 | 19 | 232 | 8 | 193.5633 | 227.426 | 356.6095 | 197.9031 | 331.3308 | 216.7694 | 260.5755 | 228.4705 | 214.4191 | 66.144 | 217.8384 | 372.8196 | 272.3603 | 310.0788 | 312.4962 | 302.792 | 272.2854 | 257.0681
5564 | 20 | 232 | 8 | 192.6227 | 199.8691 | 348.2105 | 197.8596 | 334.8118 | 199.6751 | 256.8795 | 217.9251 | 208.9001 | 67.0479 | 228.4708 | 367.2965 | 259.2902 | 305.7739 | 309.4274 | 280.1238 | 266.8362 | 245.3574
5565 | 21 | 232 | 8 | 193.363 | 174.8718 | 339.8128 | 191.1458 | 331.5797 | 209.7095 | 249.5311 | 236.4674 | 204.821 | 72.1637 | 216.172 | 348.1356 | 258.9368 | 294.194 | 289.9491 | 261.6261 | 252.8186 | 237.4251
5566 | 22 | 232 | 8 | 176.2222 | 153.5549 | 332.8676 | 186.4716 | 327.032 | 190.3434 | 242.8643 | 234.96 | 209.0631 | 60.9791 | 212.1777 | 352.5606 | 253.1602 | 284.6279 | 272.3618 | 258.0126 | 256.3719 | 231.8994
5567 | 23 | 232 | 8 | 157.8121 | 159.6826 | 338.9895 | 184.1624 | 320.1954 | 191.2033 | 264.233 | 224.4782 | 202.728 | 58.7374 | 205.0902 | 347.578 | 250.0255 | 287.9151 | 268.1252 | 253.3529 | 262.6267 | 225.2246
5568 | 0 | 233 | 8 | 156.5424 | 157.5767 | 338.1498 | 186.4109 | 319.942 | 193.1741 | 277.2494 | 213.9123 | 196.0629 | 57.5853 | 208.523 | 349.1521 | 255.9917 | 322.1079 | 257.3426 | 237.9702 | 251.6762 | 225.7813
5569 | 1 | 233 | 8 | 156.7514 | 154.7139 | 345.7902 | 182.9999 | 316.335 | 185.9094 | 286.3739 | 206.5179 | 195.6897 | 58.7578 | 201.4069 | 344.4418 | 242.894 | 347.2198 | 259.8537 | 243.1508 | 252.9162 | 217.6387
5570 | 2 | 233 | 8 | 152.6723 | 176.1614 | 346.5473 | 185.846 | 315.0526 | 184.5368 | 288.4493 | 223.4972 | 201.2889 | 67.0464 | 203.0386 | 340.5082 | 250.203 | 354.0601 | 259.0453 | 258.8215 | 262.4357 | 215.8977
5571 | 3 | 233 | 8 | 151.2664 | 162.4411 | 346.9523 | 188.7567 | 330.2896 | 196.5104 | 288.8212 | 232.4385 | 202.6834 | 68.9846 | 207.8639 | 346.4229 | 273.5261 | 364.5387 | 255.1088 | 262.9336 | 260.2668 | 222.7198
5572 | 4 | 233 | 8 | 149.727 | 179.0599 | 344.0411 | 188.2207 | 329.4176 | 206.6657 | 282.4069 | 217.3274 | 202.8591 | 67.8121 | 211.7159 | 347.5758 | 272.0321 | 364.4719 | 288.3677 | 272.3644 | 259.3019 | 222.1197
5573 | 5 | 233 | 8 | 129.6746 | 171.9436 | 331.2699 | 188.7715 | 269.0942 | 160.2386 | 250.359 | 200.83 | 201.4985 | 73.2579 | 212.0192 | 346.5857 | 197.3753 | 360.1963 | 248.0815 | 262.8537 | 229.167 | 216.012
5574 | 6 | 233 | 8 | 108.2263 | 145.2467 | 233.4561 | 193.4381 | 223.0042 | 122.5457 | 174.8177 | 202.317 | 180.3458 | 60.1321 | 219.1588 | 274.5578 | 142.3959 | 268.227 | 225.8681 | 220.8822 | 185.419 | 157.8332
5575 | 7 | 233 | 8 | 103.2675 | 119.0902 | 196.2141 | 191.2666 | 220.3891 | 118.6639 | 153.8782 | 176.0985 | 146.7259 | 62.6692 | 215.6509 | 235.1423 | 145.2201 | 211.785 | 208.1123 | 187.2394 | 162.0832 | 129.0934
5576 | 8 | 233 | 8 | 108.6318 | 111.1206 | 207.8736 | 194.4752 | 210.9775 | 117.9526 | 146.5638 | 167.3651 | 133.0788 | 60.2352 | 210.4509 | 235.4258 | 138.1582 | 205.022 | 203.588 | 176.7021 | 158.1568 | 109.8498
5577 | 9 | 233 | 8 | 111.2619 | 130.3332 | 199.8798 | 191.6179 | 207.8325 | 110.5862 | 146.0262 | 180.278 | 137.5491 | 58.216 | 203.721 | 217.979 | 133.4037 | 197.148 | 214.8356 | 176.9266 | 158.5759 | 118.0594
5578 | 10 | 233 | 8 | 108.5397 | 140.5905 | 181.3481 | 191.9417 | 202.4166 | 115.5756 | 137.8627 | 180.8073 | 140.1992 | 54.1236 | 200.2894 | 214.999 | 130.1235 | 185.1091 | 216.1395 | 177.5118 | 161.8226 | 124.1229
5579 | 11 | 233 | 8 | 108.5177 | 152.0895 | 183.5266 | 191.176 | 204.5056 | 113.0098 | 142.7807 | 174.0467 | 133.9839 | 54.7179 | 200.2395 | 216.7819 | 132.9754 | 181.6486 | 209.9587 | 180.7767 | 162.527 | 120.7031
5580 | 12 | 233 | 8 | 113.3567 | 152.4409 | 164.5927 | 189.4749 | 192.1871 | 115.7388 | 146.7537 | 170.435 | 133.5808 | 51.7426 | 197.4116 | 220.3742 | 124.7812 | 174.2767 | 215.3431 | 187.0179 | 161.2278 | 118.6042
5581 | 13 | 233 | 8 | 112.8596 | 157.0427 | 176.3889 | 191.8083 | 194.3097 | 121.7223 | 147.5097 | 175.8435 | 139.0551 | 53.6464 | 198.7136 | 221.0371 | 134.4449 | 180.0441 | 215.0695 | 185.1237 | 171.4217 | 120.837
5582 | 14 | 233 | 8 | 113.8633 | 160.7104 | 191.7824 | 192.6025 | 204.7296 | 121.6914 | 157.6756 | 187.2181 | 137.7933 | 50.4903 | 207.6698 | 226.2812 | 140.219 | 181.9058 | 214.526 | 189.4584 | 180.0086 | 122.9225
5583 | 15 | 233 | 8 | 118.149 | 157.3986 | 213.0696 | 196.0608 | 212.828 | 139.8984 | 169.1348 | 179.3798 | 135.623 | 52.8495 | 207.3339 | 231.0001 | 151.9538 | 191.1725 | 232.797 | 191.9276 | 194.1311 | 131.7858
5584 | 16 | 233 | 8 | 138.9109 | 161.6523 | 255.8189 | 201.4324 | 252.4433 | 144.1426 | 193.3138 | 192.2618 | 137.4622 | 53.5327 | 213.4996 | 250.6388 | 189.8318 | 211.6573 | 249.0118 | 204.6733 | 220.8677 | 141.1257
5585 | 17 | 233 | 8 | 176.615 | 184.5314 | 313.8323 | 205.8817 | 315.4107 | 185.8387 | 237.017 | 202.5107 | 148.377 | 60.8913 | 216.1533 | 311.0726 | 244.9419 | 247.0903 | 283.3772 | 257.6352 | 242.487 | 193.0548
5586 | 18 | 233 | 8 | 209.2641 | 248.9198 | 361.3937 | 200.5948 | 345.7215 | 216.8457 | 265.299 | 211.4781 | 182.5384 | 71.478 | 212.2589 | 366.2766 | 286.9327 | 300.7735 | 301.9127 | 314.9316 | 279.2843 | 246.2106
5587 | 19 | 233 | 8 | 193.5633 | 227.426 | 356.6095 | 197.9031 | 331.3308 | 216.7694 | 260.5755 | 228.4705 | 214.4191 | 66.144 | 217.8384 | 372.8196 | 272.3603 | 310.0788 | 312.4962 | 302.792 | 272.2854 | 257.0681
5588 | 20 | 233 | 8 | 192.6227 | 199.8691 | 348.2105 | 197.8596 | 334.8118 | 199.6751 | 256.8795 | 217.9251 | 208.9001 | 67.0479 | 228.4708 | 367.2965 | 259.2902 | 305.7739 | 309.4274 | 280.1238 | 266.8362 | 245.3574
5589 | 21 | 233 | 8 | 193.363 | 174.8718 | 339.8128 | 191.1458 | 331.5797 | 209.7095 | 249.5311 | 236.4674 | 204.821 | 72.1637 | 216.172 | 348.1356 | 258.9368 | 294.194 | 289.9491 | 261.6261 | 252.8186 | 237.4251
5590 | 22 | 233 | 8 | 176.2222 | 153.5549 | 332.8676 | 186.4716 | 327.032 | 190.3434 | 242.8643 | 234.96 | 209.0631 | 60.9791 | 212.1777 | 352.5606 | 253.1602 | 284.6279 | 272.3618 | 258.0126 | 256.3719 | 231.8994
5591 | 23 | 233 | 8 | 157.8121 | 159.6826 | 338.9895 | 184.1624 | 320.1954 | 191.2033 | 264.233 | 224.4782 | 202.728 | 58.7374 | 205.0902 | 347.578 | 250.0255 | 287.9151 | 268.1252 | 253.3529 | 262.6267 | 225.2246
5592 | 0 | 234 | 8 | 156.5424 | 157.5767 | 338.1498 | 186.4109 | 319.942 | 193.1741 | 277.2494 | 213.9123 | 196.0629 | 57.5853 | 208.523 | 349.1521 | 255.9917 | 322.1079 | 257.3426 | 237.9702 | 251.6762 | 225.7813
5593 | 1 | 234 | 8 | 156.7514 | 154.7139 | 345.7902 | 182.9999 | 316.335 | 185.9094 | 286.3739 | 206.5179 | 195.6897 | 58.7578 | 201.4069 | 344.4418 | 242.894 | 347.2198 | 259.8537 | 243.1508 | 252.9162 | 217.6387
5594 | 2 | 234 | 8 | 152.6723 | 176.1614 | 346.5473 | 185.846 | 315.0526 | 184.5368 | 288.4493 | 223.4972 | 201.2889 | 67.0464 | 203.0386 | 340.5082 | 250.203 | 354.0601 | 259.0453 | 258.8215 | 262.4357 | 215.8977
5595 | 3 | 234 | 8 | 151.2664 | 162.4411 | 346.9523 | 188.7567 | 330.2896 | 196.5104 | 288.8212 | 232.4385 | 202.6834 | 68.9846 | 207.8639 | 346.4229 | 273.5261 | 364.5387 | 255.1088 | 262.9336 | 260.2668 | 222.7198
5596 | 4 | 234 | 8 | 149.727 | 179.0599 | 344.0411 | 188.2207 | 329.4176 | 206.6657 | 282.4069 | 217.3274 | 202.8591 | 67.8121 | 211.7159 | 347.5758 | 272.0321 | 364.4719 | 288.3677 | 272.3644 | 259.3019 | 222.1197
5597 | 5 | 234 | 8 | 129.6746 | 171.9436 | 331.2699 | 188.7715 | 269.0942 | 160.2386 | 250.359 | 200.83 | 201.4985 | 73.2579 | 212.0192 | 346.5857 | 197.3753 | 360.1963 | 248.0815 | 262.8537 | 229.167 | 216.012
5598 | 6 | 234 | 8 | 108.2263 | 145.2467 | 233.4561 | 193.4381 | 223.0042 | 122.5457 | 174.8177 | 202.317 | 180.3458 | 60.1321 | 219.1588 | 274.5578 | 142.3959 | 268.227 | 225.8681 | 220.8822 | 185.419 | 157.8332
5599 | 7 | 234 | 8 | 103.2675 | 119.0902 | 196.2141 | 191.2666 | 220.3891 | 118.6639 | 153.8782 | 176.0985 | 146.7259 | 62.6692 | 215.6509 | 235.1423 | 145.2201 | 211.785 | 208.1123 | 187.2394 | 162.0832 | 129.0934
5600 | 8 | 234 | 8 | 108.6318 | 111.1206 | 207.8736 | 194.4752 | 210.9775 | 117.9526 | 146.5638 | 167.3651 | 133.0788 | 60.2352 | 210.4509 | 235.4258 | 138.1582 | 205.022 | 203.588 | 176.7021 | 158.1568 | 109.8498
5601 | 9 | 234 | 8 | 111.2619 | 130.3332 | 199.8798 | 191.6179 | 207.8325 | 110.5862 | 146.0262 | 180.278 | 137.5491 | 58.216 | 203.721 | 217.979 | 133.4037 | 197.148 | 214.8356 | 176.9266 | 158.5759 | 118.0594
5602 | 10 | 234 | 8 | 108.5397 | 140.5905 | 181.3481 | 191.9417 | 202.4166 | 115.5756 | 137.8627 | 180.8073 | 140.1992 | 54.1236 | 200.2894 | 214.999 | 130.1235 | 185.1091 | 216.1395 | 177.5118 | 161.8226 | 124.1229
5603 | 11 | 234 | 8 | 108.5177 | 152.0895 | 183.5266 | 191.176 | 204.5056 | 113.0098 | 142.7807 | 174.0467 | 133.9839 | 54.7179 | 200.2395 | 216.7819 | 132.9754 | 181.6486 | 209.9587 | 180.7767 | 162.527 | 120.7031
5604 | 12 | 234 | 8 | 113.3567 | 152.4409 | 164.5927 | 189.4749 | 192.1871 | 115.7388 | 146.7537 | 170.435 | 133.5808 | 51.7426 | 197.4116 | 220.3742 | 124.7812 | 174.2767 | 215.3431 | 187.0179 | 161.2278 | 118.6042
5605 | 13 | 234 | 8 | 112.8596 | 157.0427 | 176.3889 | 191.8083 | 194.3097 | 121.7223 | 147.5097 | 175.8435 | 139.0551 | 53.6464 | 198.7136 | 221.0371 | 134.4449 | 180.0441 | 215.0695 | 185.1237 | 171.4217 | 120.837
5606 | 14 | 234 | 8 | 113.8633 | 160.7104 | 191.7824 | 192.6025 | 204.7296 | 121.6914 | 157.6756 | 187.2181 | 137.7933 | 50.4903 | 207.6698 | 226.2812 | 140.219 | 181.9058 | 214.526 | 189.4584 | 180.0086 | 122.9225
5607 | 15 | 234 | 8 | 118.149 | 157.3986 | 213.0696 | 196.0608 | 212.828 | 139.8984 | 169.1348 | 179.3798 | 135.623 | 52.8495 | 207.3339 | 231.0001 | 151.9538 | 191.1725 | 232.797 | 191.9276 | 194.1311 | 131.7858
5608 | 16 | 234 | 8 | 138.9109 | 161.6523 | 255.8189 | 201.4324 | 252.4433 | 144.1426 | 193.3138 | 192.2618 | 137.4622 | 53.5327 | 213.4996 | 250.6388 | 189.8318 | 211.6573 | 249.0118 | 204.6733 | 220.8677 | 141.1257
5609 | 17 | 234 | 8 | 176.615 | 184.5314 | 313.8323 | 205.8817 | 315.4107 | 185.8387 | 237.017 | 202.5107 | 148.377 | 60.8913 | 216.1533 | 311.0726 | 244.9419 | 247.0903 | 283.3772 | 257.6352 | 242.487 | 193.0548
5610 | 18 | 234 | 8 | 209.2641 | 248.9198 | 361.3937 | 200.5948 | 345.7215 | 216.8457 | 265.299 | 211.4781 | 182.5384 | 71.478 | 212.2589 | 366.2766 | 286.9327 | 300.7735 | 301.9127 | 314.9316 | 279.2843 | 246.2106
5611 | 19 | 234 | 8 | 193.5633 | 227.426 | 356.6095 | 197.9031 | 331.3308 | 216.7694 | 260.5755 | 228.4705 | 214.4191 | 66.144 | 217.8384 | 372.8196 | 272.3603 | 310.0788 | 312.4962 | 302.792 | 272.2854 | 257.0681
5612 | 20 | 234 | 8 | 192.6227 | 199.8691 | 348.2105 | 197.8596 | 334.8118 | 199.6751 | 256.8795 | 217.9251 | 208.9001 | 67.0479 | 228.4708 | 367.2965 | 259.2902 | 305.7739 | 309.4274 | 280.1238 | 266.8362 | 245.3574
5613 | 21 | 234 | 8 | 193.363 | 174.8718 | 339.8128 | 191.1458 | 331.5797 | 209.7095 | 249.5311 | 236.4674 | 204.821 | 72.1637 | 216.172 | 348.1356 | 258.9368 | 294.194 | 289.9491 | 261.6261 | 252.8186 | 237.4251
5614 | 22 | 234 | 8 | 176.2222 | 153.5549 | 332.8676 | 186.4716 | 327.032 | 190.3434 | 242.8643 | 234.96 | 209.0631 | 60.9791 | 212.1777 | 352.5606 | 253.1602 | 284.6279 | 272.3618 | 258.0126 | 256.3719 | 231.8994
5615 | 23 | 234 | 8 | 157.8121 | 159.6826 | 338.9895 | 184.1624 | 320.1954 | 191.2033 | 264.233 | 224.4782 | 202.728 | 58.7374 | 205.0902 | 347.578 | 250.0255 | 287.9151 | 268.1252 | 253.3529 | 262.6267 | 225.2246
5616 | 0 | 235 | 8 | 156.5424 | 157.5767 | 338.1498 | 186.4109 | 319.942 | 193.1741 | 277.2494 | 213.9123 | 196.0629 | 57.5853 | 208.523 | 349.1521 | 255.9917 | 322.1079 | 257.3426 | 237.9702 | 251.6762 | 225.7813
5617 | 1 | 235 | 8 | 156.7514 | 154.7139 | 345.7902 | 182.9999 | 316.335 | 185.9094 | 286.3739 | 206.5179 | 195.6897 | 58.7578 | 201.4069 | 344.4418 | 242.894 | 347.2198 | 259.8537 | 243.1508 | 252.9162 | 217.6387
5618 | 2 | 235 | 8 | 152.6723 | 176.1614 | 346.5473 | 185.846 | 315.0526 | 184.5368 | 288.4493 | 223.4972 | 201.2889 | 67.0464 | 203.0386 | 340.5082 | 250.203 | 354.0601 | 259.0453 | 258.8215 | 262.4357 | 215.8977
5619 | 3 | 235 | 8 | 151.2664 | 162.4411 | 346.9523 | 188.7567 | 330.2896 | 196.5104 | 288.8212 | 232.4385 | 202.6834 | 68.9846 | 207.8639 | 346.4229 | 273.5261 | 364.5387 | 255.1088 | 262.9336 | 260.2668 | 222.7198
5620 | 4 | 235 | 8 | 149.727 | 179.0599 | 344.0411 | 188.2207 | 329.4176 | 206.6657 | 282.4069 | 217.3274 | 202.8591 | 67.8121 | 211.7159 | 347.5758 | 272.0321 | 364.4719 | 288.3677 | 272.3644 | 259.3019 | 222.1197
5621 | 5 | 235 | 8 | 129.6746 | 171.9436 | 331.2699 | 188.7715 | 269.0942 | 160.2386 | 250.359 | 200.83 | 201.4985 | 73.2579 | 212.0192 | 346.5857 | 197.3753 | 360.1963 | 248.0815 | 262.8537 | 229.167 | 216.012
5622 | 6 | 235 | 8 | 108.2263 | 145.2467 | 233.4561 | 193.4381 | 223.0042 | 122.5457 | 174.8177 | 202.317 | 180.3458 | 60.1321 | 219.1588 | 274.5578 | 142.3959 | 268.227 | 225.8681 | 220.8822 | 185.419 | 157.8332
5623 | 7 | 235 | 8 | 103.2675 | 119.0902 | 196.2141 | 191.2666 | 220.3891 | 118.6639 | 153.8782 | 176.0985 | 146.7259 | 62.6692 | 215.6509 | 235.1423 | 145.2201 | 211.785 | 208.1123 | 187.2394 | 162.0832 | 129.0934
5624 | 8 | 235 | 8 | 108.6318 | 111.1206 | 207.8736 | 194.4752 | 210.9775 | 117.9526 | 146.5638 | 167.3651 | 133.0788 | 60.2352 | 210.4509 | 235.4258 | 138.1582 | 205.022 | 203.588 | 176.7021 | 158.1568 | 109.8498
5625 | 9 | 235 | 8 | 111.2619 | 130.3332 | 199.8798 | 191.6179 | 207.8325 | 110.5862 | 146.0262 | 180.278 | 137.5491 | 58.216 | 203.721 | 217.979 | 133.4037 | 197.148 | 214.8356 | 176.9266 | 158.5759 | 118.0594
5626 | 10 | 235 | 8 | 108.5397 | 140.5905 | 181.3481 | 191.9417 | 202.4166 | 115.5756 | 137.8627 | 180.8073 | 140.1992 | 54.1236 | 200.2894 | 214.999 | 130.1235 | 185.1091 | 216.1395 | 177.5118 | 161.8226 | 124.1229
5627 | 11 | 235 | 8 | 108.5177 | 152.0895 | 183.5266 | 191.176 | 204.5056 | 113.0098 | 142.7807 | 174.0467 | 133.9839 | 54.7179 | 200.2395 | 216.7819 | 132.9754 | 181.6486 | 209.9587 | 180.7767 | 162.527 | 120.7031
5628 | 12 | 235 | 8 | 113.3567 | 152.4409 | 164.5927 | 189.4749 | 192.1871 | 115.7388 | 146.7537 | 170.435 | 133.5808 | 51.7426 | 197.4116 | 220.3742 | 124.7812 | 174.2767 | 215.3431 | 187.0179 | 161.2278 | 118.6042
5629 | 13 | 235 | 8 | 112.8596 | 157.0427 | 176.3889 | 191.8083 | 194.3097 | 121.7223 | 147.5097 | 175.8435 | 139.0551 | 53.6464 | 198.7136 | 221.0371 | 134.4449 | 180.0441 | 215.0695 | 185.1237 | 171.4217 | 120.837
5630 | 14 | 235 | 8 | 113.8633 | 160.7104 | 191.7824 | 192.6025 | 204.7296 | 121.6914 | 157.6756 | 187.2181 | 137.7933 | 50.4903 | 207.6698 | 226.2812 | 140.219 | 181.9058 | 214.526 | 189.4584 | 180.0086 | 122.9225
5631 | 15 | 235 | 8 | 118.149 | 157.3986 | 213.0696 | 196.0608 | 212.828 | 139.8984 | 169.1348 | 179.3798 | 135.623 | 52.8495 | 207.3339 | 231.0001 | 151.9538 | 191.1725 | 232.797 | 191.9276 | 194.1311 | 131.7858
5632 | 16 | 235 | 8 | 138.9109 | 161.6523 | 255.8189 | 201.4324 | 252.4433 | 144.1426 | 193.3138 | 192.2618 | 137.4622 | 53.5327 | 213.4996 | 250.6388 | 189.8318 | 211.6573 | 249.0118 | 204.6733 | 220.8677 | 141.1257
5633 | 17 | 235 | 8 | 176.615 | 184.5314 | 313.8323 | 205.8817 | 315.4107 | 185.8387 | 237.017 | 202.5107 | 148.377 | 60.8913 | 216.1533 | 311.0726 | 244.9419 | 247.0903 | 283.3772 | 257.6352 | 242.487 | 193.0548
5634 | 18 | 235 | 8 | 209.2641 | 248.9198 | 361.3937 | 200.5948 | 345.7215 | 216.8457 | 265.299 | 211.4781 | 182.5384 | 71.478 | 212.2589 | 366.2766 | 286.9327 | 300.7735 | 301.9127 | 314.9316 | 279.2843 | 246.2106
5635 | 19 | 235 | 8 | 193.5633 | 227.426 | 356.6095 | 197.9031 | 331.3308 | 216.7694 | 260.5755 | 228.4705 | 214.4191 | 66.144 | 217.8384 | 372.8196 | 272.3603 | 310.0788 | 312.4962 | 302.792 | 272.2854 | 257.0681
5636 | 20 | 235 | 8 | 192.6227 | 199.8691 | 348.2105 | 197.8596 | 334.8118 | 199.6751 | 256.8795 | 217.9251 | 208.9001 | 67.0479 | 228.4708 | 367.2965 | 259.2902 | 305.7739 | 309.4274 | 280.1238 | 266.8362 | 245.3574
5637 | 21 | 235 | 8 | 193.363 | 174.8718 | 339.8128 | 191.1458 | 331.5797 | 209.7095 | 249.5311 | 236.4674 | 204.821 | 72.1637 | 216.172 | 348.1356 | 258.9368 | 294.194 | 289.9491 | 261.6261 | 252.8186 | 237.4251
5638 | 22 | 235 | 8 | 176.2222 | 153.5549 | 332.8676 | 186.4716 | 327.032 | 190.3434 | 242.8643 | 234.96 | 209.0631 | 60.9791 | 212.1777 | 352.5606 | 253.1602 | 284.6279 | 272.3618 | 258.0126 | 256.3719 | 231.8994
5639 | 23 | 235 | 8 | 157.8121 | 159.6826 | 338.9895 | 184.1624 | 320.1954 | 191.2033 | 264.233 | 224.4782 | 202.728 | 58.7374 | 205.0902 | 347.578 | 250.0255 | 287.9151 | 268.1252 | 253.3529 | 262.6267 | 225.2246
5640 | 0 | 236 | 8 | 156.5424 | 157.5767 | 338.1498 | 186.4109 | 319.942 | 193.1741 | 277.2494 | 213.9123 | 196.0629 | 57.5853 | 208.523 | 349.1521 | 255.9917 | 322.1079 | 257.3426 | 237.9702 | 251.6762 | 225.7813
5641 | 1 | 236 | 8 | 156.7514 | 154.7139 | 345.7902 | 182.9999 | 316.335 | 185.9094 | 286.3739 | 206.5179 | 195.6897 | 58.7578 | 201.4069 | 344.4418 | 242.894 | 347.2198 | 259.8537 | 243.1508 | 252.9162 | 217.6387
5642 | 2 | 236 | 8 | 152.6723 | 176.1614 | 346.5473 | 185.846 | 315.0526 | 184.5368 | 288.4493 | 223.4972 | 201.2889 | 67.0464 | 203.0386 | 340.5082 | 250.203 | 354.0601 | 259.0453 | 258.8215 | 262.4357 | 215.8977
5643 | 3 | 236 | 8 | 151.2664 | 162.4411 | 346.9523 | 188.7567 | 330.2896 | 196.5104 | 288.8212 | 232.4385 | 202.6834 | 68.9846 | 207.8639 | 346.4229 | 273.5261 | 364.5387 | 255.1088 | 262.9336 | 260.2668 | 222.7198
5644 | 4 | 236 | 8 | 149.727 | 179.0599 | 344.0411 | 188.2207 | 329.4176 | 206.6657 | 282.4069 | 217.3274 | 202.8591 | 67.8121 | 211.7159 | 347.5758 | 272.0321 | 364.4719 | 288.3677 | 272.3644 | 259.3019 | 222.1197
5645 | 5 | 236 | 8 | 129.6746 | 171.9436 | 331.2699 | 188.7715 | 269.0942 | 160.2386 | 250.359 | 200.83 | 201.4985 | 73.2579 | 212.0192 | 346.5857 | 197.3753 | 360.1963 | 248.0815 | 262.8537 | 229.167 | 216.012
5646 | 6 | 236 | 8 | 108.2263 | 145.2467 | 233.4561 | 193.4381 | 223.0042 | 122.5457 | 174.8177 | 202.317 | 180.3458 | 60.1321 | 219.1588 | 274.5578 | 142.3959 | 268.227 | 225.8681 | 220.8822 | 185.419 | 157.8332
5647 | 7 | 236 | 8 | 103.2675 | 119.0902 | 196.2141 | 191.2666 | 220.3891 | 118.6639 | 153.8782 | 176.0985 | 146.7259 | 62.6692 | 215.6509 | 235.1423 | 145.2201 | 211.785 | 208.1123 | 187.2394 | 162.0832 | 129.0934
5648 | 8 | 236 | 8 | 108.6318 | 111.1206 | 207.8736 | 194.4752 | 210.9775 | 117.9526 | 146.5638 | 167.3651 | 133.0788 | 60.2352 | 210.4509 | 235.4258 | 138.1582 | 205.022 | 203.588 | 176.7021 | 158.1568 | 109.8498
5649 | 9 | 236 | 8 | 111.2619 | 130.3332 | 199.8798 | 191.6179 | 207.8325 | 110.5862 | 146.0262 | 180.278 | 137.5491 | 58.216 | 203.721 | 217.979 | 133.4037 | 197.148 | 214.8356 | 176.9266 | 158.5759 | 118.0594
5650 | 10 | 236 | 8 | 108.5397 | 140.5905 | 181.3481 | 191.9417 | 202.4166 | 115.5756 | 137.8627 | 180.8073 | 140.1992 | 54.1236 | 200.2894 | 214.999 | 130.1235 | 185.1091 | 216.1395 | 177.5118 | 161.8226 | 124.1229
5651 | 11 | 236 | 8 | 108.5177 | 152.0895 | 183.5266 | 191.176 | 204.5056 | 113.0098 | 142.7807 | 174.0467 | 133.9839 | 54.7179 | 200.2395 | 216.7819 | 132.9754 | 181.6486 | 209.9587 | 180.7767 | 162.527 | 120.7031
5652 | 12 | 236 | 8 | 113.3567 | 152.4409 | 164.5927 | 189.4749 | 192.1871 | 115.7388 | 146.7537 | 170.435 | 133.5808 | 51.7426 | 197.4116 | 220.3742 | 124.7812 | 174.2767 | 215.3431 | 187.0179 | 161.2278 | 118.6042
5653 | 13 | 236 | 8 | 112.8596 | 157.0427 | 176.3889 | 191.8083 | 194.3097 | 121.7223 | 147.5097 | 175.8435 | 139.0551 | 53.6464 | 198.7136 | 221.0371 | 134.4449 | 180.0441 | 215.0695 | 185.1237 | 171.4217 | 120.837
5654 | 14 | 236 | 8 | 113.8633 | 160.7104 | 191.7824 | 192.6025 | 204.7296 | 121.6914 | 157.6756 | 187.2181 | 137.7933 | 50.4903 | 207.6698 | 226.2812 | 140.219 | 181.9058 | 214.526 | 189.4584 | 180.0086 | 122.9225
5655 | 15 | 236 | 8 | 118.149 | 157.3986 | 213.0696 | 196.0608 | 212.828 | 139.8984 | 169.1348 | 179.3798 | 135.623 | 52.8495 | 207.3339 | 231.0001 | 151.9538 | 191.1725 | 232.797 | 191.9276 | 194.1311 | 131.7858
5656 | 16 | 236 | 8 | 138.9109 | 161.6523 | 255.8189 | 201.4324 | 252.4433 | 144.1426 | 193.3138 | 192.2618 | 137.4622 | 53.5327 | 213.4996 | 250.6388 | 189.8318 | 211.6573 | 249.0118 | 204.6733 | 220.8677 | 141.1257
5657 | 17 | 236 | 8 | 176.615 | 184.5314 | 313.8323 | 205.8817 | 315.4107 | 185.8387 | 237.017 | 202.5107 | 148.377 | 60.8913 | 216.1533 | 311.0726 | 244.9419 | 247.0903 | 283.3772 | 257.6352 | 242.487 | 193.0548
5658 | 18 | 236 | 8 | 209.2641 | 248.9198 | 361.3937 | 200.5948 | 345.7215 | 216.8457 | 265.299 | 211.4781 | 182.5384 | 71.478 | 212.2589 | 366.2766 | 286.9327 | 300.7735 | 301.9127 | 314.9316 | 279.2843 | 246.2106
5659 | 19 | 236 | 8 | 193.5633 | 227.426 | 356.6095 | 197.9031 | 331.3308 | 216.7694 | 260.5755 | 228.4705 | 214.4191 | 66.144 | 217.8384 | 372.8196 | 272.3603 | 310.0788 | 312.4962 | 302.792 | 272.2854 | 257.0681
5660 | 20 | 236 | 8 | 192.6227 | 199.8691 | 348.2105 | 197.8596 | 334.8118 | 199.6751 | 256.8795 | 217.9251 | 208.9001 | 67.0479 | 228.4708 | 367.2965 | 259.2902 | 305.7739 | 309.4274 | 280.1238 | 266.8362 | 245.3574
5661 | 21 | 236 | 8 | 193.363 | 174.8718 | 339.8128 | 191.1458 | 331.5797 | 209.7095 | 249.5311 | 236.4674 | 204.821 | 72.1637 | 216.172 | 348.1356 | 258.9368 | 294.194 | 289.9491 | 261.6261 | 252.8186 | 237.4251
5662 | 22 | 236 | 8 | 176.2222 | 153.5549 | 332.8676 | 186.4716 | 327.032 | 190.3434 | 242.8643 | 234.96 | 209.0631 | 60.9791 | 212.1777 | 352.5606 | 253.1602 | 284.6279 | 272.3618 | 258.0126 | 256.3719 | 231.8994
5663 | 23 | 236 | 8 | 157.8121 | 159.6826 | 338.9895 | 184.1624 | 320.1954 | 191.2033 | 264.233 | 224.4782 | 202.728 | 58.7374 | 205.0902 | 347.578 | 250.0255 | 287.9151 | 268.1252 | 253.3529 | 262.6267 | 225.2246
5664 | 0 | 237 | 8 | 156.5424 | 157.5767 | 338.1498 | 186.4109 | 319.942 | 193.1741 | 277.2494 | 213.9123 | 196.0629 | 57.5853 | 208.523 | 349.1521 | 255.9917 | 322.1079 | 257.3426 | 237.9702 | 251.6762 | 225.7813
5665 | 1 | 237 | 8 | 156.7514 | 154.7139 | 345.7902 | 182.9999 | 316.335 | 185.9094 | 286.3739 | 206.5179 | 195.6897 | 58.7578 | 201.4069 | 344.4418 | 242.894 | 347.2198 | 259.8537 | 243.1508 | 252.9162 | 217.6387
5666 | 2 | 237 | 8 | 152.6723 | 176.1614 | 346.5473 | 185.846 | 315.0526 | 184.5368 | 288.4493 | 223.4972 | 201.2889 | 67.0464 | 203.0386 | 340.5082 | 250.203 | 354.0601 | 259.0453 | 258.8215 | 262.4357 | 215.8977
5667 | 3 | 237 | 8 | 151.2664 | 162.4411 | 346.9523 | 188.7567 | 330.2896 | 196.5104 | 288.8212 | 232.4385 | 202.6834 | 68.9846 | 207.8639 | 346.4229 | 273.5261 | 364.5387 | 255.1088 | 262.9336 | 260.2668 | 222.7198
5668 | 4 | 237 | 8 | 149.727 | 179.0599 | 344.0411 | 188.2207 | 329.4176 | 206.6657 | 282.4069 | 217.3274 | 202.8591 | 67.8121 | 211.7159 | 347.5758 | 272.0321 | 364.4719 | 288.3677 | 272.3644 | 259.3019 | 222.1197
5669 | 5 | 237 | 8 | 129.6746 | 171.9436 | 331.2699 | 188.7715 | 269.0942 | 160.2386 | 250.359 | 200.83 | 201.4985 | 73.2579 | 212.0192 | 346.5857 | 197.3753 | 360.1963 | 248.0815 | 262.8537 | 229.167 | 216.012
5670 | 6 | 237 | 8 | 108.2263 | 145.2467 | 233.4561 | 193.4381 | 223.0042 | 122.5457 | 174.8177 | 202.317 | 180.3458 | 60.1321 | 219.1588 | 274.5578 | 142.3959 | 268.227 | 225.8681 | 220.8822 | 185.419 | 157.8332
5671 | 7 | 237 | 8 | 103.2675 | 119.0902 | 196.2141 | 191.2666 | 220.3891 | 118.6639 | 153.8782 | 176.0985 | 146.7259 | 62.6692 | 215.6509 | 235.1423 | 145.2201 | 211.785 | 208.1123 | 187.2394 | 162.0832 | 129.0934
5672 | 8 | 237 | 8 | 108.6318 | 111.1206 | 207.8736 | 194.4752 | 210.9775 | 117.9526 | 146.5638 | 167.3651 | 133.0788 | 60.2352 | 210.4509 | 235.4258 | 138.1582 | 205.022 | 203.588 | 176.7021 | 158.1568 | 109.8498
5673 | 9 | 237 | 8 | 111.2619 | 130.3332 | 199.8798 | 191.6179 | 207.8325 | 110.5862 | 146.0262 | 180.278 | 137.5491 | 58.216 | 203.721 | 217.979 | 133.4037 | 197.148 | 214.8356 | 176.9266 | 158.5759 | 118.0594
5674 | 10 | 237 | 8 | 108.5397 | 140.5905 | 181.3481 | 191.9417 | 202.4166 | 115.5756 | 137.8627 | 180.8073 | 140.1992 | 54.1236 | 200.2894 | 214.999 | 130.1235 | 185.1091 | 216.1395 | 177.5118 | 161.8226 | 124.1229
5675 | 11 | 237 | 8 | 108.5177 | 152.0895 | 183.5266 | 191.176 | 204.5056 | 113.0098 | 142.7807 | 174.0467 | 133.9839 | 54.7179 | 200.2395 | 216.7819 | 132.9754 | 181.6486 | 209.9587 | 180.7767 | 162.527 | 120.7031
5676 | 12 | 237 | 8 | 113.3567 | 152.4409 | 164.5927 | 189.4749 | 192.1871 | 115.7388 | 146.7537 | 170.435 | 133.5808 | 51.7426 | 197.4116 | 220.3742 | 124.7812 | 174.2767 | 215.3431 | 187.0179 | 161.2278 | 118.6042
5677 | 13 | 237 | 8 | 112.8596 | 157.0427 | 176.3889 | 191.8083 | 194.3097 | 121.7223 | 147.5097 | 175.8435 | 139.0551 | 53.6464 | 198.7136 | 221.0371 | 134.4449 | 180.0441 | 215.0695 | 185.1237 | 171.4217 | 120.837
5678 | 14 | 237 | 8 | 113.8633 | 160.7104 | 191.7824 | 192.6025 | 204.7296 | 121.6914 | 157.6756 | 187.2181 | 137.7933 | 50.4903 | 207.6698 | 226.2812 | 140.219 | 181.9058 | 214.526 | 189.4584 | 180.0086 | 122.9225
5679 | 15 | 237 | 8 | 118.149 | 157.3986 | 213.0696 | 196.0608 | 212.828 | 139.8984 | 169.1348 | 179.3798 | 135.623 | 52.8495 | 207.3339 | 231.0001 | 151.9538 | 191.1725 | 232.797 | 191.9276 | 194.1311 | 131.7858
5680 | 16 | 237 | 8 | 138.9109 | 161.6523 | 255.8189 | 201.4324 | 252.4433 | 144.1426 | 193.3138 | 192.2618 | 137.4622 | 53.5327 | 213.4996 | 250.6388 | 189.8318 | 211.6573 | 249.0118 | 204.6733 | 220.8677 | 141.1257
5681 | 17 | 237 | 8 | 176.615 | 184.5314 | 313.8323 | 205.8817 | 315.4107 | 185.8387 | 237.017 | 202.5107 | 148.377 | 60.8913 | 216.1533 | 311.0726 | 244.9419 | 247.0903 | 283.3772 | 257.6352 | 242.487 | 193.0548
5682 | 18 | 237 | 8 | 209.2641 | 248.9198 | 361.3937 | 200.5948 | 345.7215 | 216.8457 | 265.299 | 211.4781 | 182.5384 | 71.478 | 212.2589 | 366.2766 | 286.9327 | 300.7735 | 301.9127 | 314.9316 | 279.2843 | 246.2106
5683 | 19 | 237 | 8 | 193.5633 | 227.426 | 356.6095 | 197.9031 | 331.3308 | 216.7694 | 260.5755 | 228.4705 | 214.4191 | 66.144 | 217.8384 | 372.8196 | 272.3603 | 310.0788 | 312.4962 | 302.792 | 272.2854 | 257.0681
5684 | 20 | 237 | 8 | 192.6227 | 199.8691 | 348.2105 | 197.8596 | 334.8118 | 199.6751 | 256.8795 | 217.9251 | 208.9001 | 67.0479 | 228.4708 | 367.2965 | 259.2902 | 305.7739 | 309.4274 | 280.1238 | 266.8362 | 245.3574
5685 | 21 | 237 | 8 | 193.363 | 174.8718 | 339.8128 | 191.1458 | 331.5797 | 209.7095 | 249.5311 | 236.4674 | 204.821 | 72.1637 | 216.172 | 348.1356 | 258.9368 | 294.194 | 289.9491 | 261.6261 | 252.8186 | 237.4251
5686 | 22 | 237 | 8 | 176.2222 | 153.5549 | 332.8676 | 186.4716 | 327.032 | 190.3434 | 242.8643 | 234.96 | 209.0631 | 60.9791 | 212.1777 | 352.5606 | 253.1602 | 284.6279 | 272.3618 | 258.0126 | 256.3719 | 231.8994
5687 | 23 | 237 | 8 | 157.8121 | 159.6826 | 338.9895 | 184.1624 | 320.1954 | 191.2033 | 264.233 | 224.4782 | 202.728 | 58.7374 | 205.0902 | 347.578 | 250.0255 | 287.9151 | 268.1252 | 253.3529 | 262.6267 | 225.2246
5688 | 0 | 238 | 8 | 156.5424 | 157.5767 | 338.1498 | 186.4109 | 319.942 | 193.1741 | 277.2494 | 213.9123 | 196.0629 | 57.5853 | 208.523 | 349.1521 | 255.9917 | 322.1079 | 257.3426 | 237.9702 | 251.6762 | 225.7813
5689 | 1 | 238 | 8 | 156.7514 | 154.7139 | 345.7902 | 182.9999 | 316.335 | 185.9094 | 286.3739 | 206.5179 | 195.6897 | 58.7578 | 201.4069 | 344.4418 | 242.894 | 347.2198 | 259.8537 | 243.1508 | 252.9162 | 217.6387
5690 | 2 | 238 | 8 | 152.6723 | 176.1614 | 346.5473 | 185.846 | 315.0526 | 184.5368 | 288.4493 | 223.4972 | 201.2889 | 67.0464 | 203.0386 | 340.5082 | 250.203 | 354.0601 | 259.0453 | 258.8215 | 262.4357 | 215.8977
5691 | 3 | 238 | 8 | 151.2664 | 162.4411 | 346.9523 | 188.7567 | 330.2896 | 196.5104 | 288.8212 | 232.4385 | 202.6834 | 68.9846 | 207.8639 | 346.4229 | 273.5261 | 364.5387 | 255.1088 | 262.9336 | 260.2668 | 222.7198
5692 | 4 | 238 | 8 | 149.727 | 179.0599 | 344.0411 | 188.2207 | 329.4176 | 206.6657 | 282.4069 | 217.3274 | 202.8591 | 67.8121 | 211.7159 | 347.5758 | 272.0321 | 364.4719 | 288.3677 | 272.3644 | 259.3019 | 222.1197
5693 | 5 | 238 | 8 | 129.6746 | 171.9436 | 331.2699 | 188.7715 | 269.0942 | 160.2386 | 250.359 | 200.83 | 201.4985 | 73.2579 | 212.0192 | 346.5857 | 197.3753 | 360.1963 | 248.0815 | 262.8537 | 229.167 | 216.012
5694 | 6 | 238 | 8 | 108.2263 | 145.2467 | 233.4561 | 193.4381 | 223.0042 | 122.5457 | 174.8177 | 202.317 | 180.3458 | 60.1321 | 219.1588 | 274.5578 | 142.3959 | 268.227 | 225.8681 | 220.8822 | 185.419 | 157.8332
5695 | 7 | 238 | 8 | 103.2675 | 119.0902 | 196.2141 | 191.2666 | 220.3891 | 118.6639 | 153.8782 | 176.0985 | 146.7259 | 62.6692 | 215.6509 | 235.1423 | 145.2201 | 211.785 | 208.1123 | 187.2394 | 162.0832 | 129.0934
5696 | 8 | 238 | 8 | 108.6318 | 111.1206 | 207.8736 | 194.4752 | 210.9775 | 117.9526 | 146.5638 | 167.3651 | 133.0788 | 60.2352 | 210.4509 | 235.4258 | 138.1582 | 205.022 | 203.588 | 176.7021 | 158.1568 | 109.8498
5697 | 9 | 238 | 8 | 111.2619 | 130.3332 | 199.8798 | 191.6179 | 207.8325 | 110.5862 | 146.0262 | 180.278 | 137.5491 | 58.216 | 203.721 | 217.979 | 133.4037 | 197.148 | 214.8356 | 176.9266 | 158.5759 | 118.0594
5698 | 10 | 238 | 8 | 108.5397 | 140.5905 | 181.3481 | 191.9417 | 202.4166 | 115.5756 | 137.8627 | 180.8073 | 140.1992 | 54.1236 | 200.2894 | 214.999 | 130.1235 | 185.1091 | 216.1395 | 177.5118 | 161.8226 | 124.1229
5699 | 11 | 238 | 8 | 108.5177 | 152.0895 | 183.5266 | 191.176 | 204.5056 | 113.0098 | 142.7807 | 174.0467 | 133.9839 | 54.7179 | 200.2395 | 216.7819 | 132.9754 | 181.6486 | 209.9587 | 180.7767 | 162.527 | 120.7031
5700 | 12 | 238 | 8 | 113.3567 | 152.4409 | 164.5927 | 189.4749 | 192.1871 | 115.7388 | 146.7537 | 170.435 | 133.5808 | 51.7426 | 197.4116 | 220.3742 | 124.7812 | 174.2767 | 215.3431 | 187.0179 | 161.2278 | 118.6042
5701 | 13 | 238 | 8 | 112.8596 | 157.0427 | 176.3889 | 191.8083 | 194.3097 | 121.7223 | 147.5097 | 175.8435 | 139.0551 | 53.6464 | 198.7136 | 221.0371 | 134.4449 | 180.0441 | 215.0695 | 185.1237 | 171.4217 | 120.837
5702 | 14 | 238 | 8 | 113.8633 | 160.7104 | 191.7824 | 192.6025 | 204.7296 | 121.6914 | 157.6756 | 187.2181 | 137.7933 | 50.4903 | 207.6698 | 226.2812 | 140.219 | 181.9058 | 214.526 | 189.4584 | 180.0086 | 122.9225
5703 | 15 | 238 | 8 | 118.149 | 157.3986 | 213.0696 | 196.0608 | 212.828 | 139.8984 | 169.1348 | 179.3798 | 135.623 | 52.8495 | 207.3339 | 231.0001 | 151.9538 | 191.1725 | 232.797 | 191.9276 | 194.1311 | 131.7858
5704 | 16 | 238 | 8 | 138.9109 | 161.6523 | 255.8189 | 201.4324 | 252.4433 | 144.1426 | 193.3138 | 192.2618 | 137.4622 | 53.5327 | 213.4996 | 250.6388 | 189.8318 | 211.6573 | 249.0118 | 204.6733 | 220.8677 | 141.1257
5705 | 17 | 238 | 8 | 176.615 | 184.5314 | 313.8323 | 205.8817 | 315.4107 | 185.8387 | 237.017 | 202.5107 | 148.377 | 60.8913 | 216.1533 | 311.0726 | 244.9419 | 247.0903 | 283.3772 | 257.6352 | 242.487 | 193.0548
5706 | 18 | 238 | 8 | 209.2641 | 248.9198 | 361.3937 | 200.5948 | 345.7215 | 216.8457 | 265.299 | 211.4781 | 182.5384 | 71.478 | 212.2589 | 366.2766 | 286.9327 | 300.7735 | 301.9127 | 314.9316 | 279.2843 | 246.2106
5707 | 19 | 238 | 8 | 193.5633 | 227.426 | 356.6095 | 197.9031 | 331.3308 | 216.7694 | 260.5755 | 228.4705 | 214.4191 | 66.144 | 217.8384 | 372.8196 | 272.3603 | 310.0788 | 312.4962 | 302.792 | 272.2854 | 257.0681
5708 | 20 | 238 | 8 | 192.6227 | 199.8691 | 348.2105 | 197.8596 | 334.8118 | 199.6751 | 256.8795 | 217.9251 | 208.9001 | 67.0479 | 228.4708 | 367.2965 | 259.2902 | 305.7739 | 309.4274 | 280.1238 | 266.8362 | 245.3574
5709 | 21 | 238 | 8 | 193.363 | 174.8718 | 339.8128 | 191.1458 | 331.5797 | 209.7095 | 249.5311 | 236.4674 | 204.821 | 72.1637 | 216.172 | 348.1356 | 258.9368 | 294.194 | 289.9491 | 261.6261 | 252.8186 | 237.4251
5710 | 22 | 238 | 8 | 176.2222 | 153.5549 | 332.8676 | 186.4716 | 327.032 | 190.3434 | 242.8643 | 234.96 | 209.0631 | 60.9791 | 212.1777 | 352.5606 | 253.1602 | 284.6279 | 272.3618 | 258.0126 | 256.3719 | 231.8994
5711 | 23 | 238 | 8 | 157.8121 | 159.6826 | 338.9895 | 184.1624 | 320.1954 | 191.2033 | 264.233 | 224.4782 | 202.728 | 58.7374 | 205.0902 | 347.578 | 250.0255 | 287.9151 | 268.1252 | 253.3529 | 262.6267 | 225.2246
5712 | 0 | 239 | 8 | 156.5424 | 157.5767 | 338.1498 | 186.4109 | 319.942 | 193.1741 | 277.2494 | 213.9123 | 196.0629 | 57.5853 | 208.523 | 349.1521 | 255.9917 | 322.1079 | 257.3426 | 237.9702 | 251.6762 | 225.7813
5713 | 1 | 239 | 8 | 156.7514 | 154.7139 | 345.7902 | 182.9999 | 316.335 | 185.9094 | 286.3739 | 206.5179 | 195.6897 | 58.7578 | 201.4069 | 344.4418 | 242.894 | 347.2198 | 259.8537 | 243.1508 | 252.9162 | 217.6387
5714 | 2 | 239 | 8 | 152.6723 | 176.1614 | 346.5473 | 185.846 | 315.0526 | 184.5368 | 288.4493 | 223.4972 | 201.2889 | 67.0464 | 203.0386 | 340.5082 | 250.203 | 354.0601 | 259.0453 | 258.8215 | 262.4357 | 215.8977
5715 | 3 | 239 | 8 | 151.2664 | 162.4411 | 346.9523 | 188.7567 | 330.2896 | 196.5104 | 288.8212 | 232.4385 | 202.6834 | 68.9846 | 207.8639 | 346.4229 | 273.5261 | 364.5387 | 255.1088 | 262.9336 | 260.2668 | 222.7198
5716 | 4 | 239 | 8 | 149.727 | 179.0599 | 344.0411 | 188.2207 | 329.4176 | 206.6657 | 282.4069 | 217.3274 | 202.8591 | 67.8121 | 211.7159 | 347.5758 | 272.0321 | 364.4719 | 288.3677 | 272.3644 | 259.3019 | 222.1197
5717 | 5 | 239 | 8 | 129.6746 | 171.9436 | 331.2699 | 188.7715 | 269.0942 | 160.2386 | 250.359 | 200.83 | 201.4985 | 73.2579 | 212.0192 | 346.5857 | 197.3753 | 360.1963 | 248.0815 | 262.8537 | 229.167 | 216.012
5718 | 6 | 239 | 8 | 108.2263 | 145.2467 | 233.4561 | 193.4381 | 223.0042 | 122.5457 | 174.8177 | 202.317 | 180.3458 | 60.1321 | 219.1588 | 274.5578 | 142.3959 | 268.227 | 225.8681 | 220.8822 | 185.419 | 157.8332
5719 | 7 | 239 | 8 | 103.2675 | 119.0902 | 196.2141 | 191.2666 | 220.3891 | 118.6639 | 153.8782 | 176.0985 | 146.7259 | 62.6692 | 215.6509 | 235.1423 | 145.2201 | 211.785 | 208.1123 | 187.2394 | 162.0832 | 129.0934
5720 | 8 | 239 | 8 | 108.6318 | 111.1206 | 207.8736 | 194.4752 | 210.9775 | 117.9526 | 146.5638 | 167.3651 | 133.0788 | 60.2352 | 210.4509 | 235.4258 | 138.1582 | 205.022 | 203.588 | 176.7021 | 158.1568 | 109.8498
5721 | 9 | 239 | 8 | 111.2619 | 130.3332 | 199.8798 | 191.6179 | 207.8325 | 110.5862 | 146.0262 | 180.278 | 137.5491 | 58.216 | 203.721 | 217.979 | 133.4037 | 197.148 | 214.8356 | 176.9266 | 158.5759 | 118.0594
5722 | 10 | 239 | 8 | 108.5397 | 140.5905 | 181.3481 | 191.9417 | 202.4166 | 115.5756 | 137.8627 | 180.8073 | 140.1992 | 54.1236 | 200.2894 | 214.999 | 130.1235 | 185.1091 | 216.1395 | 177.5118 | 161.8226 | 124.1229
5723 | 11 | 239 | 8 | 108.5177 | 152.0895 | 183.5266 | 191.176 | 204.5056 | 113.0098 | 142.7807 | 174.0467 | 133.9839 | 54.7179 | 200.2395 | 216.7819 | 132.9754 | 181.6486 | 209.9587 | 180.7767 | 162.527 | 120.7031
5724 | 12 | 239 | 8 | 113.3567 | 152.4409 | 164.5927 | 189.4749 | 192.1871 | 115.7388 | 146.7537 | 170.435 | 133.5808 | 51.7426 | 197.4116 | 220.3742 | 124.7812 | 174.2767 | 215.3431 | 187.0179 | 161.2278 | 118.6042
5725 | 13 | 239 | 8 | 112.8596 | 157.0427 | 176.3889 | 191.8083 | 194.3097 | 121.7223 | 147.5097 | 175.8435 | 139.0551 | 53.6464 | 198.7136 | 221.0371 | 134.4449 | 180.0441 | 215.0695 | 185.1237 | 171.4217 | 120.837
5726 | 14 | 239 | 8 | 113.8633 | 160.7104 | 191.7824 | 192.6025 | 204.7296 | 121.6914 | 157.6756 | 187.2181 | 137.7933 | 50.4903 | 207.6698 | 226.2812 | 140.219 | 181.9058 | 214.526 | 189.4584 | 180.0086 | 122.9225
5727 | 15 | 239 | 8 | 118.149 | 157.3986 | 213.0696 | 196.0608 | 212.828 | 139.8984 | 169.1348 | 179.3798 | 135.623 | 52.8495 | 207.3339 | 231.0001 | 151.9538 | 191.1725 | 232.797 | 191.9276 | 194.1311 | 131.7858
5728 | 16 | 239 | 8 | 138.9109 | 161.6523 | 255.8189 | 201.4324 | 252.4433 | 144.1426 | 193.3138 | 192.2618 | 137.4622 | 53.5327 | 213.4996 | 250.6388 | 189.8318 | 211.6573 | 249.0118 | 204.6733 | 220.8677 | 141.1257
5729 | 17 | 239 | 8 | 176.615 | 184.5314 | 313.8323 | 205.8817 | 315.4107 | 185.8387 | 237.017 | 202.5107 | 148.377 | 60.8913 | 216.1533 | 311.0726 | 244.9419 | 247.0903 | 283.3772 | 257.6352 | 242.487 | 193.0548
5730 | 18 | 239 | 8 | 209.2641 | 248.9198 | 361.3937 | 200.5948 | 345.7215 | 216.8457 | 265.299 | 211.4781 | 182.5384 | 71.478 | 212.2589 | 366.2766 | 286.9327 | 300.7735 | 301.9127 | 314.9316 | 279.2843 | 246.2106
5731 | 19 | 239 | 8 | 193.5633 | 227.426 | 356.6095 | 197.9031 | 331.3308 | 216.7694 | 260.5755 | 228.4705 | 214.4191 | 66.144 | 217.8384 | 372.8196 | 272.3603 | 310.0788 | 312.4962 | 302.792 | 272.2854 | 257.0681
5732 | 20 | 239 | 8 | 192.6227 | 199.8691 | 348.2105 | 197.8596 | 334.8118 | 199.6751 | 256.8795 | 217.9251 | 208.9001 | 67.0479 | 228.4708 | 367.2965 | 259.2902 | 305.7739 | 309.4274 | 280.1238 | 266.8362 | 245.3574
5733 | 21 | 239 | 8 | 193.363 | 174.8718 | 339.8128 | 191.1458 | 331.5797 | 209.7095 | 249.5311 | 236.4674 | 204.821 | 72.1637 | 216.172 | 348.1356 | 258.9368 | 294.194 | 289.9491 | 261.6261 | 252.8186 | 237.4251
5734 | 22 | 239 | 8 | 176.2222 | 153.5549 | 332.8676 | 186.4716 | 327.032 | 190.3434 | 242.8643 | 234.96 | 209.0631 | 60.9791 | 212.1777 | 352.5606 | 253.1602 | 284.6279 | 272.3618 | 258.0126 | 256.3719 | 231.8994
5735 | 23 | 239 | 8 | 157.8121 | 159.6826 | 338.9895 | 184.1624 | 320.1954 | 191.2033 | 264.233 | 224.4782 | 202.728 | 58.7374 | 205.0902 | 347.578 | 250.0255 | 287.9151 | 268.1252 | 253.3529 | 262.6267 | 225.2246
5736 | 0 | 240 | 8 | 156.5424 | 157.5767 | 338.1498 | 186.4109 | 319.942 | 193.1741 | 277.2494 | 213.9123 | 196.0629 | 57.5853 | 208.523 | 349.1521 | 255.9917 | 322.1079 | 257.3426 | 237.9702 | 251.6762 | 225.7813
5737 | 1 | 240 | 8 | 156.7514 | 154.7139 | 345.7902 | 182.9999 | 316.335 | 185.9094 | 286.3739 | 206.5179 | 195.6897 | 58.7578 | 201.4069 | 344.4418 | 242.894 | 347.2198 | 259.8537 | 243.1508 | 252.9162 | 217.6387
5738 | 2 | 240 | 8 | 152.6723 | 176.1614 | 346.5473 | 185.846 | 315.0526 | 184.5368 | 288.4493 | 223.4972 | 201.2889 | 67.0464 | 203.0386 | 340.5082 | 250.203 | 354.0601 | 259.0453 | 258.8215 | 262.4357 | 215.8977
5739 | 3 | 240 | 8 | 151.2664 | 162.4411 | 346.9523 | 188.7567 | 330.2896 | 196.5104 | 288.8212 | 232.4385 | 202.6834 | 68.9846 | 207.8639 | 346.4229 | 273.5261 | 364.5387 | 255.1088 | 262.9336 | 260.2668 | 222.7198
5740 | 4 | 240 | 8 | 149.727 | 179.0599 | 344.0411 | 188.2207 | 329.4176 | 206.6657 | 282.4069 | 217.3274 | 202.8591 | 67.8121 | 211.7159 | 347.5758 | 272.0321 | 364.4719 | 288.3677 | 272.3644 | 259.3019 | 222.1197
5741 | 5 | 240 | 8 | 129.6746 | 171.9436 | 331.2699 | 188.7715 | 269.0942 | 160.2386 | 250.359 | 200.83 | 201.4985 | 73.2579 | 212.0192 | 346.5857 | 197.3753 | 360.1963 | 248.0815 | 262.8537 | 229.167 | 216.012
5742 | 6 | 240 | 8 | 108.2263 | 145.2467 | 233.4561 | 193.4381 | 223.0042 | 122.5457 | 174.8177 | 202.317 | 180.3458 | 60.1321 | 219.1588 | 274.5578 | 142.3959 | 268.227 | 225.8681 | 220.8822 | 185.419 | 157.8332
5743 | 7 | 240 | 8 | 103.2675 | 119.0902 | 196.2141 | 191.2666 | 220.3891 | 118.6639 | 153.8782 | 176.0985 | 146.7259 | 62.6692 | 215.6509 | 235.1423 | 145.2201 | 211.785 | 208.1123 | 187.2394 | 162.0832 | 129.0934
5744 | 8 | 240 | 8 | 108.6318 | 111.1206 | 207.8736 | 194.4752 | 210.9775 | 117.9526 | 146.5638 | 167.3651 | 133.0788 | 60.2352 | 210.4509 | 235.4258 | 138.1582 | 205.022 | 203.588 | 176.7021 | 158.1568 | 109.8498
5745 | 9 | 240 | 8 | 111.2619 | 130.3332 | 199.8798 | 191.6179 | 207.8325 | 110.5862 | 146.0262 | 180.278 | 137.5491 | 58.216 | 203.721 | 217.979 | 133.4037 | 197.148 | 214.8356 | 176.9266 | 158.5759 | 118.0594
5746 | 10 | 240 | 8 | 108.5397 | 140.5905 | 181.3481 | 191.9417 | 202.4166 | 115.5756 | 137.8627 | 180.8073 | 140.1992 | 54.1236 | 200.2894 | 214.999 | 130.1235 | 185.1091 | 216.1395 | 177.5118 | 161.8226 | 124.1229
5747 | 11 | 240 | 8 | 108.5177 | 152.0895 | 183.5266 | 191.176 | 204.5056 | 113.0098 | 142.7807 | 174.0467 | 133.9839 | 54.7179 | 200.2395 | 216.7819 | 132.9754 | 181.6486 | 209.9587 | 180.7767 | 162.527 | 120.7031
5748 | 12 | 240 | 8 | 113.3567 | 152.4409 | 164.5927 | 189.4749 | 192.1871 | 115.7388 | 146.7537 | 170.435 | 133.5808 | 51.7426 | 197.4116 | 220.3742 | 124.7812 | 174.2767 | 215.3431 | 187.0179 | 161.2278 | 118.6042
5749 | 13 | 240 | 8 | 112.8596 | 157.0427 | 176.3889 | 191.8083 | 194.3097 | 121.7223 | 147.5097 | 175.8435 | 139.0551 | 53.6464 | 198.7136 | 221.0371 | 134.4449 | 180.0441 | 215.0695 | 185.1237 | 171.4217 | 120.837
5750 | 14 | 240 | 8 | 113.8633 | 160.7104 | 191.7824 | 192.6025 | 204.7296 | 121.6914 | 157.6756 | 187.2181 | 137.7933 | 50.4903 | 207.6698 | 226.2812 | 140.219 | 181.9058 | 214.526 | 189.4584 | 180.0086 | 122.9225
5751 | 15 | 240 | 8 | 118.149 | 157.3986 | 213.0696 | 196.0608 | 212.828 | 139.8984 | 169.1348 | 179.3798 | 135.623 | 52.8495 | 207.3339 | 231.0001 | 151.9538 | 191.1725 | 232.797 | 191.9276 | 194.1311 | 131.7858
5752 | 16 | 240 | 8 | 138.9109 | 161.6523 | 255.8189 | 201.4324 | 252.4433 | 144.1426 | 193.3138 | 192.2618 | 137.4622 | 53.5327 | 213.4996 | 250.6388 | 189.8318 | 211.6573 | 249.0118 | 204.6733 | 220.8677 | 141.1257
5753 | 17 | 240 | 8 | 176.615 | 184.5314 | 313.8323 | 205.8817 | 315.4107 | 185.8387 | 237.017 | 202.5107 | 148.377 | 60.8913 | 216.1533 | 311.0726 | 244.9419 | 247.0903 | 283.3772 | 257.6352 | 242.487 | 193.0548
5754 | 18 | 240 | 8 | 209.2641 | 248.9198 | 361.3937 | 200.5948 | 345.7215 | 216.8457 | 265.299 | 211.4781 | 182.5384 | 71.478 | 212.2589 | 366.2766 | 286.9327 | 300.7735 | 301.9127 | 314.9316 | 279.2843 | 246.2106
5755 | 19 | 240 | 8 | 193.5633 | 227.426 | 356.6095 | 197.9031 | 331.3308 | 216.7694 | 260.5755 | 228.4705 | 214.4191 | 66.144 | 217.8384 | 372.8196 | 272.3603 | 310.0788 | 312.4962 | 302.792 | 272.2854 | 257.0681
5756 | 20 | 240 | 8 | 192.6227 | 199.8691 | 348.2105 | 197.8596 | 334.8118 | 199.6751 | 256.8795 | 217.9251 | 208.9001 | 67.0479 | 228.4708 | 367.2965 | 259.2902 | 305.7739 | 309.4274 | 280.1238 | 266.8362 | 245.3574
5757 | 21 | 240 | 8 | 193.363 | 174.8718 | 339.8128 | 191.1458 | 331.5797 | 209.7095 | 249.5311 | 236.4674 | 204.821 | 72.1637 | 216.172 | 348.1356 | 258.9368 | 294.194 | 289.9491 | 261.6261 | 252.8186 | 237.4251
5758 | 22 | 240 | 8 | 176.2222 | 153.5549 | 332.8676 | 186.4716 | 327.032 | 190.3434 | 242.8643 | 234.96 | 209.0631 | 60.9791 | 212.1777 | 352.5606 | 253.1602 | 284.6279 | 272.3618 | 258.0126 | 256.3719 | 231.8994
5759 | 23 | 240 | 8 | 157.8121 | 159.6826 | 338.9895 | 184.1624 | 320.1954 | 191.2033 | 264.233 | 224.4782 | 202.728 | 58.7374 | 205.0902 | 347.578 | 250.0255 | 287.9151 | 268.1252 | 253.3529 | 262.6267 | 225.2246
5760 | 0 | 241 | 8 | 156.5424 | 157.5767 | 338.1498 | 186.4109 | 319.942 | 193.1741 | 277.2494 | 213.9123 | 196.0629 | 57.5853 | 208.523 | 349.1521 | 255.9917 | 322.1079 | 257.3426 | 237.9702 | 251.6762 | 225.7813
5761 | 1 | 241 | 8 | 156.7514 | 154.7139 | 345.7902 | 182.9999 | 316.335 | 185.9094 | 286.3739 | 206.5179 | 195.6897 | 58.7578 | 201.4069 | 344.4418 | 242.894 | 347.2198 | 259.8537 | 243.1508 | 252.9162 | 217.6387
5762 | 2 | 241 | 8 | 152.6723 | 176.1614 | 346.5473 | 185.846 | 315.0526 | 184.5368 | 288.4493 | 223.4972 | 201.2889 | 67.0464 | 203.0386 | 340.5082 | 250.203 | 354.0601 | 259.0453 | 258.8215 | 262.4357 | 215.8977
5763 | 3 | 241 | 8 | 151.2664 | 162.4411 | 346.9523 | 188.7567 | 330.2896 | 196.5104 | 288.8212 | 232.4385 | 202.6834 | 68.9846 | 207.8639 | 346.4229 | 273.5261 | 364.5387 | 255.1088 | 262.9336 | 260.2668 | 222.7198
5764 | 4 | 241 | 8 | 149.727 | 179.0599 | 344.0411 | 188.2207 | 329.4176 | 206.6657 | 282.4069 | 217.3274 | 202.8591 | 67.8121 | 211.7159 | 347.5758 | 272.0321 | 364.4719 | 288.3677 | 272.3644 | 259.3019 | 222.1197
5765 | 5 | 241 | 8 | 129.6746 | 171.9436 | 331.2699 | 188.7715 | 269.0942 | 160.2386 | 250.359 | 200.83 | 201.4985 | 73.2579 | 212.0192 | 346.5857 | 197.3753 | 360.1963 | 248.0815 | 262.8537 | 229.167 | 216.012
5766 | 6 | 241 | 8 | 108.2263 | 145.2467 | 233.4561 | 193.4381 | 223.0042 | 122.5457 | 174.8177 | 202.317 | 180.3458 | 60.1321 | 219.1588 | 274.5578 | 142.3959 | 268.227 | 225.8681 | 220.8822 | 185.419 | 157.8332
5767 | 7 | 241 | 8 | 103.2675 | 119.0902 | 196.2141 | 191.2666 | 220.3891 | 118.6639 | 153.8782 | 176.0985 | 146.7259 | 62.6692 | 215.6509 | 235.1423 | 145.2201 | 211.785 | 208.1123 | 187.2394 | 162.0832 | 129.0934
5768 | 8 | 241 | 8 | 108.6318 | 111.1206 | 207.8736 | 194.4752 | 210.9775 | 117.9526 | 146.5638 | 167.3651 | 133.0788 | 60.2352 | 210.4509 | 235.4258 | 138.1582 | 205.022 | 203.588 | 176.7021 | 158.1568 | 109.8498
5769 | 9 | 241 | 8 | 111.2619 | 130.3332 | 199.8798 | 191.6179 | 207.8325 | 110.5862 | 146.0262 | 180.278 | 137.5491 | 58.216 | 203.721 | 217.979 | 133.4037 | 197.148 | 214.8356 | 176.9266 | 158.5759 | 118.0594
5770 | 10 | 241 | 8 | 108.5397 | 140.5905 | 181.3481 | 191.9417 | 202.4166 | 115.5756 | 137.8627 | 180.8073 | 140.1992 | 54.1236 | 200.2894 | 214.999 | 130.1235 | 185.1091 | 216.1395 | 177.5118 | 161.8226 | 124.1229
5771 | 11 | 241 | 8 | 108.5177 | 152.0895 | 183.5266 | 191.176 | 204.5056 | 113.0098 | 142.7807 | 174.0467 | 133.9839 | 54.7179 | 200.2395 | 216.7819 | 132.9754 | 181.6486 | 209.9587 | 180.7767 | 162.527 | 120.7031
5772 | 12 | 241 | 8 | 113.3567 | 152.4409 | 164.5927 | 189.4749 | 192.1871 | 115.7388 | 146.7537 | 170.435 | 133.5808 | 51.7426 | 197.4116 | 220.3742 | 124.7812 | 174.2767 | 215.3431 | 187.0179 | 161.2278 | 118.6042
5773 | 13 | 241 | 8 | 112.8596 | 157.0427 | 176.3889 | 191.8083 | 194.3097 | 121.7223 | 147.5097 | 175.8435 | 139.0551 | 53.6464 | 198.7136 | 221.0371 | 134.4449 | 180.0441 | 215.0695 | 185.1237 | 171.4217 | 120.837
5774 | 14 | 241 | 8 | 113.8633 | 160.7104 | 191.7824 | 192.6025 | 204.7296 | 121.6914 | 157.6756 | 187.2181 | 137.7933 | 50.4903 | 207.6698 | 226.2812 | 140.219 | 181.9058 | 214.526 | 189.4584 | 180.0086 | 122.9225
5775 | 15 | 241 | 8 | 118.149 | 157.3986 | 213.0696 | 196.0608 | 212.828 | 139.8984 | 169.1348 | 179.3798 | 135.623 | 52.8495 | 207.3339 | 231.0001 | 151.9538 | 191.1725 | 232.797 | 191.9276 | 194.1311 | 131.7858
5776 | 16 | 241 | 8 | 138.9109 | 161.6523 | 255.8189 | 201.4324 | 252.4433 | 144.1426 | 193.3138 | 192.2618 | 137.4622 | 53.5327 | 213.4996 | 250.6388 | 189.8318 | 211.6573 | 249.0118 | 204.6733 | 220.8677 | 141.1257
5777 | 17 | 241 | 8 | 176.615 | 184.5314 | 313.8323 | 205.8817 | 315.4107 | 185.8387 | 237.017 | 202.5107 | 148.377 | 60.8913 | 216.1533 | 311.0726 | 244.9419 | 247.0903 | 283.3772 | 257.6352 | 242.487 | 193.0548
5778 | 18 | 241 | 8 | 209.2641 | 248.9198 | 361.3937 | 200.5948 | 345.7215 | 216.8457 | 265.299 | 211.4781 | 182.5384 | 71.478 | 212.2589 | 366.2766 | 286.9327 | 300.7735 | 301.9127 | 314.9316 | 279.2843 | 246.2106
5779 | 19 | 241 | 8 | 193.5633 | 227.426 | 356.6095 | 197.9031 | 331.3308 | 216.7694 | 260.5755 | 228.4705 | 214.4191 | 66.144 | 217.8384 | 372.8196 | 272.3603 | 310.0788 | 312.4962 | 302.792 | 272.2854 | 257.0681
5780 | 20 | 241 | 8 | 192.6227 | 199.8691 | 348.2105 | 197.8596 | 334.8118 | 199.6751 | 256.8795 | 217.9251 | 208.9001 | 67.0479 | 228.4708 | 367.2965 | 259.2902 | 305.7739 | 309.4274 | 280.1238 | 266.8362 | 245.3574
5781 | 21 | 241 | 8 | 193.363 | 174.8718 | 339.8128 | 191.1458 | 331.5797 | 209.7095 | 249.5311 | 236.4674 | 204.821 | 72.1637 | 216.172 | 348.1356 | 258.9368 | 294.194 | 289.9491 | 261.6261 | 252.8186 | 237.4251
5782 | 22 | 241 | 8 | 176.2222 | 153.5549 | 332.8676 | 186.4716 | 327.032 | 190.3434 | 242.8643 | 234.96 | 209.0631 | 60.9791 | 212.1777 | 352.5606 | 253.1602 | 284.6279 | 272.3618 | 258.0126 | 256.3719 | 231.8994
5783 | 23 | 241 | 8 | 157.8121 | 159.6826 | 338.9895 | 184.1624 | 320.1954 | 191.2033 | 264.233 | 224.4782 | 202.728 | 58.7374 | 205.0902 | 347.578 | 250.0255 | 287.9151 | 268.1252 | 253.3529 | 262.6267 | 225.2246
5784 | 0 | 242 | 8 | 156.5424 | 157.5767 | 338.1498 | 186.4109 | 319.942 | 193.1741 | 277.2494 | 213.9123 | 196.0629 | 57.5853 | 208.523 | 349.1521 | 255.9917 | 322.1079 | 257.3426 | 237.9702 | 251.6762 | 225.7813
5785 | 1 | 242 | 8 | 156.7514 | 154.7139 | 345.7902 | 182.9999 | 316.335 | 185.9094 | 286.3739 | 206.5179 | 195.6897 | 58.7578 | 201.4069 | 344.4418 | 242.894 | 347.2198 | 259.8537 | 243.1508 | 252.9162 | 217.6387
5786 | 2 | 242 | 8 | 152.6723 | 176.1614 | 346.5473 | 185.846 | 315.0526 | 184.5368 | 288.4493 | 223.4972 | 201.2889 | 67.0464 | 203.0386 | 340.5082 | 250.203 | 354.0601 | 259.0453 | 258.8215 | 262.4357 | 215.8977
5787 | 3 | 242 | 8 | 151.2664 | 162.4411 | 346.9523 | 188.7567 | 330.2896 | 196.5104 | 288.8212 | 232.4385 | 202.6834 | 68.9846 | 207.8639 | 346.4229 | 273.5261 | 364.5387 | 255.1088 | 262.9336 | 260.2668 | 222.7198
5788 | 4 | 242 | 8 | 149.727 | 179.0599 | 344.0411 | 188.2207 | 329.4176 | 206.6657 | 282.4069 | 217.3274 | 202.8591 | 67.8121 | 211.7159 | 347.5758 | 272.0321 | 364.4719 | 288.3677 | 272.3644 | 259.3019 | 222.1197
5789 | 5 | 242 | 8 | 129.6746 | 171.9436 | 331.2699 | 188.7715 | 269.0942 | 160.2386 | 250.359 | 200.83 | 201.4985 | 73.2579 | 212.0192 | 346.5857 | 197.3753 | 360.1963 | 248.0815 | 262.8537 | 229.167 | 216.012
5790 | 6 | 242 | 8 | 108.2263 | 145.2467 | 233.4561 | 193.4381 | 223.0042 | 122.5457 | 174.8177 | 202.317 | 180.3458 | 60.1321 | 219.1588 | 274.5578 | 142.3959 | 268.227 | 225.8681 | 220.8822 | 185.419 | 157.8332
5791 | 7 | 242 | 8 | 103.2675 | 119.0902 | 196.2141 | 191.2666 | 220.3891 | 118.6639 | 153.8782 | 176.0985 | 146.7259 | 62.6692 | 215.6509 | 235.1423 | 145.2201 | 211.785 | 208.1123 | 187.2394 | 162.0832 | 129.0934
5792 | 8 | 242 | 8 | 108.6318 | 111.1206 | 207.8736 | 194.4752 | 210.9775 | 117.9526 | 146.5638 | 167.3651 | 133.0788 | 60.2352 | 210.4509 | 235.4258 | 138.1582 | 205.022 | 203.588 | 176.7021 | 158.1568 | 109.8498
5793 | 9 | 242 | 8 | 111.2619 | 130.3332 | 199.8798 | 191.6179 | 207.8325 | 110.5862 | 146.0262 | 180.278 | 137.5491 | 58.216 | 203.721 | 217.979 | 133.4037 | 197.148 | 214.8356 | 176.9266 | 158.5759 | 118.0594
5794 | 10 | 242 | 8 | 108.5397 | 140.5905 | 181.3481 | 191.9417 | 202.4166 | 115.5756 | 137.8627 | 180.8073 | 140.1992 | 54.1236 | 200.2894 | 214.999 | 130.1235 | 185.1091 | 216.1395 | 177.5118 | 161.8226 | 124.1229
5795 | 11 | 242 | 8 | 108.5177 | 152.0895 | 183.5266 | 191.176 | 204.5056 | 113.0098 | 142.7807 | 174.0467 | 133.9839 | 54.7179 | 200.2395 | 216.7819 | 132.9754 | 181.6486 | 209.9587 | 180.7767 | 162.527 | 120.7031
5796 | 12 | 242 | 8 | 113.3567 | 152.4409 | 164.5927 | 189.4749 | 192.1871 | 115.7388 | 146.7537 | 170.435 | 133.5808 | 51.7426 | 197.4116 | 220.3742 | 124.7812 | 174.2767 | 215.3431 | 187.0179 | 161.2278 | 118.6042
5797 | 13 | 242 | 8 | 112.8596 | 157.0427 | 176.3889 | 191.8083 | 194.3097 | 121.7223 | 147.5097 | 175.8435 | 139.0551 | 53.6464 | 198.7136 | 221.0371 | 134.4449 | 180.0441 | 215.0695 | 185.1237 | 171.4217 | 120.837
5798 | 14 | 242 | 8 | 113.8633 | 160.7104 | 191.7824 | 192.6025 | 204.7296 | 121.6914 | 157.6756 | 187.2181 | 137.7933 | 50.4903 | 207.6698 | 226.2812 | 140.219 | 181.9058 | 214.526 | 189.4584 | 180.0086 | 122.9225
5799 | 15 | 242 | 8 | 118.149 | 157.3986 | 213.0696 | 196.0608 | 212.828 | 139.8984 | 169.1348 | 179.3798 | 135.623 | 52.8495 | 207.3339 | 231.0001 | 151.9538 | 191.1725 | 232.797 | 191.9276 | 194.1311 | 131.7858
5800 | 16 | 242 | 8 | 138.9109 | 161.6523 | 255.8189 | 201.4324 | 252.4433 | 144.1426 | 193.3138 | 192.2618 | 137.4622 | 53.5327 | 213.4996 | 250.6388 | 189.8318 | 211.6573 | 249.0118 | 204.6733 | 220.8677 | 141.1257
5801 | 17 | 242 | 8 | 176.615 | 184.5314 | 313.8323 | 205.8817 | 315.4107 | 185.8387 | 237.017 | 202.5107 | 148.377 | 60.8913 | 216.1533 | 311.0726 | 244.9419 | 247.0903 | 283.3772 | 257.6352 | 242.487 | 193.0548
5802 | 18 | 242 | 8 | 209.2641 | 248.9198 | 361.3937 | 200.5948 | 345.7215 | 216.8457 | 265.299 | 211.4781 | 182.5384 | 71.478 | 212.2589 | 366.2766 | 286.9327 | 300.7735 | 301.9127 | 314.9316 | 279.2843 | 246.2106
5803 | 19 | 242 | 8 | 193.5633 | 227.426 | 356.6095 | 197.9031 | 331.3308 | 216.7694 | 260.5755 | 228.4705 | 214.4191 | 66.144 | 217.8384 | 372.8196 | 272.3603 | 310.0788 | 312.4962 | 302.792 | 272.2854 | 257.0681
5804 | 20 | 242 | 8 | 192.6227 | 199.8691 | 348.2105 | 197.8596 | 334.8118 | 199.6751 | 256.8795 | 217.9251 | 208.9001 | 67.0479 | 228.4708 | 367.2965 | 259.2902 | 305.7739 | 309.4274 | 280.1238 | 266.8362 | 245.3574
5805 | 21 | 242 | 8 | 193.363 | 174.8718 | 339.8128 | 191.1458 | 331.5797 | 209.7095 | 249.5311 | 236.4674 | 204.821 | 72.1637 | 216.172 | 348.1356 | 258.9368 | 294.194 | 289.9491 | 261.6261 | 252.8186 | 237.4251
5806 | 22 | 242 | 8 | 176.2222 | 153.5549 | 332.8676 | 186.4716 | 327.032 | 190.3434 | 242.8643 | 234.96 | 209.0631 | 60.9791 | 212.1777 | 352.5606 | 253.1602 | 284.6279 | 272.3618 | 258.0126 | 256.3719 | 231.8994
5807 | 23 | 242 | 8 | 157.8121 | 159.6826 | 338.9895 | 184.1624 | 320.1954 | 191.2033 | 264.233 | 224.4782 | 202.728 | 58.7374 | 205.0902 | 347.578 | 250.0255 | 287.9151 | 268.1252 | 253.3529 | 262.6267 | 225.2246
5808 | 0 | 243 | 8 | 156.5424 | 157.5767 | 338.1498 | 186.4109 | 319.942 | 193.1741 | 277.2494 | 213.9123 | 196.0629 | 57.5853 | 208.523 | 349.1521 | 255.9917 | 322.1079 | 257.3426 | 237.9702 | 251.6762 | 225.7813
5809 | 1 | 243 | 8 | 156.7514 | 154.7139 | 345.7902 | 182.9999 | 316.335 | 185.9094 | 286.3739 | 206.5179 | 195.6897 | 58.7578 | 201.4069 | 344.4418 | 242.894 | 347.2198 | 259.8537 | 243.1508 | 252.9162 | 217.6387
5810 | 2 | 243 | 8 | 152.6723 | 176.1614 | 346.5473 | 185.846 | 315.0526 | 184.5368 | 288.4493 | 223.4972 | 201.2889 | 67.0464 | 203.0386 | 340.5082 | 250.203 | 354.0601 | 259.0453 | 258.8215 | 262.4357 | 215.8977
5811 | 3 | 243 | 8 | 151.2664 | 162.4411 | 346.9523 | 188.7567 | 330.2896 | 196.5104 | 288.8212 | 232.4385 | 202.6834 | 68.9846 | 207.8639 | 346.4229 | 273.5261 | 364.5387 | 255.1088 | 262.9336 | 260.2668 | 222.7198
5812 | 4 | 243 | 8 | 149.727 | 179.0599 | 344.0411 | 188.2207 | 329.4176 | 206.6657 | 282.4069 | 217.3274 | 202.8591 | 67.8121 | 211.7159 | 347.5758 | 272.0321 | 364.4719 | 288.3677 | 272.3644 | 259.3019 | 222.1197
5813 | 5 | 243 | 8 | 129.6746 | 171.9436 | 331.2699 | 188.7715 | 269.0942 | 160.2386 | 250.359 | 200.83 | 201.4985 | 73.2579 | 212.0192 | 346.5857 | 197.3753 | 360.1963 | 248.0815 | 262.8537 | 229.167 | 216.012
5814 | 6 | 243 | 8 | 108.2263 | 145.2467 | 233.4561 | 193.4381 | 223.0042 | 122.5457 | 174.8177 | 202.317 | 180.3458 | 60.1321 | 219.1588 | 274.5578 | 142.3959 | 268.227 | 225.8681 | 220.8822 | 185.419 | 157.8332
5815 | 7 | 243 | 8 | 103.2675 | 119.0902 | 196.2141 | 191.2666 | 220.3891 | 118.6639 | 153.8782 | 176.0985 | 146.7259 | 62.6692 | 215.6509 | 235.1423 | 145.2201 | 211.785 | 208.1123 | 187.2394 | 162.0832 | 129.0934
5816 | 8 | 243 | 8 | 108.6318 | 111.1206 | 207.8736 | 194.4752 | 210.9775 | 117.9526 | 146.5638 | 167.3651 | 133.0788 | 60.2352 | 210.4509 | 235.4258 | 138.1582 | 205.022 | 203.588 | 176.7021 | 158.1568 | 109.8498
5817 | 9 | 243 | 8 | 111.2619 | 130.3332 | 199.8798 | 191.6179 | 207.8325 | 110.5862 | 146.0262 | 180.278 | 137.5491 | 58.216 | 203.721 | 217.979 | 133.4037 | 197.148 | 214.8356 | 176.9266 | 158.5759 | 118.0594
5818 | 10 | 243 | 8 | 108.5397 | 140.5905 | 181.3481 | 191.9417 | 202.4166 | 115.5756 | 137.8627 | 180.8073 | 140.1992 | 54.1236 | 200.2894 | 214.999 | 130.1235 | 185.1091 | 216.1395 | 177.5118 | 161.8226 | 124.1229
5819 | 11 | 243 | 8 | 108.5177 | 152.0895 | 183.5266 | 191.176 | 204.5056 | 113.0098 | 142.7807 | 174.0467 | 133.9839 | 54.7179 | 200.2395 | 216.7819 | 132.9754 | 181.6486 | 209.9587 | 180.7767 | 162.527 | 120.7031
5820 | 12 | 243 | 8 | 113.3567 | 152.4409 | 164.5927 | 189.4749 | 192.1871 | 115.7388 | 146.7537 | 170.435 | 133.5808 | 51.7426 | 197.4116 | 220.3742 | 124.7812 | 174.2767 | 215.3431 | 187.0179 | 161.2278 | 118.6042
5821 | 13 | 243 | 8 | 112.8596 | 157.0427 | 176.3889 | 191.8083 | 194.3097 | 121.7223 | 147.5097 | 175.8435 | 139.0551 | 53.6464 | 198.7136 | 221.0371 | 134.4449 | 180.0441 | 215.0695 | 185.1237 | 171.4217 | 120.837
5822 | 14 | 243 | 8 | 113.8633 | 160.7104 | 191.7824 | 192.6025 | 204.7296 | 121.6914 | 157.6756 | 187.2181 | 137.7933 | 50.4903 | 207.6698 | 226.2812 | 140.219 | 181.9058 | 214.526 | 189.4584 | 180.0086 | 122.9225
5823 | 15 | 243 | 8 | 118.149 | 157.3986 | 213.0696 | 196.0608 | 212.828 | 139.8984 | 169.1348 | 179.3798 | 135.623 | 52.8495 | 207.3339 | 231.0001 | 151.9538 | 191.1725 | 232.797 | 191.9276 | 194.1311 | 131.7858
5824 | 16 | 243 | 8 | 138.9109 | 161.6523 | 255.8189 | 201.4324 | 252.4433 | 144.1426 | 193.3138 | 192.2618 | 137.4622 | 53.5327 | 213.4996 | 250.6388 | 189.8318 | 211.6573 | 249.0118 | 204.6733 | 220.8677 | 141.1257
5825 | 17 | 243 | 8 | 176.615 | 184.5314 | 313.8323 | 205.8817 | 315.4107 | 185.8387 | 237.017 | 202.5107 | 148.377 | 60.8913 | 216.1533 | 311.0726 | 244.9419 | 247.0903 | 283.3772 | 257.6352 | 242.487 | 193.0548
5826 | 18 | 243 | 8 | 209.2641 | 248.9198 | 361.3937 | 200.5948 | 345.7215 | 216.8457 | 265.299 | 211.4781 | 182.5384 | 71.478 | 212.2589 | 366.2766 | 286.9327 | 300.7735 | 301.9127 | 314.9316 | 279.2843 | 246.2106
5827 | 19 | 243 | 8 | 193.5633 | 227.426 | 356.6095 | 197.9031 | 331.3308 | 216.7694 | 260.5755 | 228.4705 | 214.4191 | 66.144 | 217.8384 | 372.8196 | 272.3603 | 310.0788 | 312.4962 | 302.792 | 272.2854 | 257.0681
5828 | 20 | 243 | 8 | 192.6227 | 199.8691 | 348.2105 | 197.8596 | 334.8118 | 199.6751 | 256.8795 | 217.9251 | 208.9001 | 67.0479 | 228.4708 | 367.2965 | 259.2902 | 305.7739 | 309.4274 | 280.1238 | 266.8362 | 245.3574
5829 | 21 | 243 | 8 | 193.363 | 174.8718 | 339.8128 | 191.1458 | 331.5797 | 209.7095 | 249.5311 | 236.4674 | 204.821 | 72.1637 | 216.172 | 348.1356 | 258.9368 | 294.194 | 289.9491 | 261.6261 | 252.8186 | 237.4251
5830 | 22 | 243 | 8 | 176.2222 | 153.5549 | 332.8676 | 186.4716 | 327.032 | 190.3434 | 242.8643 | 234.96 | 209.0631 | 60.9791 | 212.1777 | 352.5606 | 253.1602 | 284.6279 | 272.3618 | 258.0126 | 256.3719 | 231.8994
5831 | 23 | 243 | 8 | 157.8121 | 159.6826 | 338.9895 | 184.1624 | 320.1954 | 191.2033 | 264.233 | 224.4782 | 202.728 | 58.7374 | 205.0902 | 347.578 | 250.0255 | 287.9151 | 268.1252 | 253.3529 | 262.6267 | 225.2246
5832 | 0 | 244 | 9 | 139.2691 | 162.2074 | 333.3221 | 129.758 | 287.2999 | 160.7554 | 266.5754 | 228.2334 | 195.4508 | 77.8108 | 127.2942 | 297.5875 | 222.2925 | 313.3724 | 196.1607 | 206.8036 | 252.7685 | 217.0989
5833 | 1 | 244 | 9 | 140.2278 | 162.4425 | 333.6995 | 128.3178 | 285.0448 | 162.0453 | 266.8265 | 219.4643 | 194.8805 | 78.524 | 126.0556 | 298.4166 | 215.0694 | 328.9141 | 203.1885 | 215.2516 | 265.8099 | 214.7918
5834 | 2 | 244 | 9 | 135.8488 | 169.5144 | 329.9058 | 128.7729 | 291.0533 | 162.6173 | 264.9565 | 215.0164 | 201.5684 | 82.4904 | 125.7403 | 296.7975 | 207.6203 | 336.9726 | 212.2815 | 232.2345 | 264.8862 | 211.2014
5835 | 3 | 244 | 9 | 135.1585 | 165.7267 | 329.7561 | 128.2957 | 284.3545 | 169.2078 | 263.7651 | 223.3586 | 201.4595 | 83.3447 | 127.0524 | 300.2649 | 206.5558 | 335.2561 | 209.9779 | 229.7382 | 251.2994 | 210.4886
5836 | 4 | 244 | 9 | 134.2435 | 170.6717 | 326.9104 | 129.0509 | 273.7013 | 166.5412 | 267.4021 | 225.4781 | 199.9889 | 84.7206 | 124.7129 | 295.2797 | 203.3248 | 326.7271 | 222.4254 | 232.7961 | 256.2836 | 207.2815
5837 | 5 | 244 | 9 | 119.5269 | 173.6765 | 322.8646 | 127.7083 | 247.3828 | 157.4496 | 253.8211 | 221.9118 | 202.2781 | 80.3464 | 126.2984 | 292.7349 | 181.3072 | 322.3232 | 211.2727 | 233.3395 | 253.5002 | 209.5152
5838 | 6 | 244 | 9 | 110.12 | 141.1058 | 234.6174 | 124.5618 | 204.5242 | 114.4502 | 173.1429 | 217.6452 | 174.9667 | 70.79 | 125.2342 | 240.1648 | 128.9377 | 247.2948 | 182.7664 | 194.249 | 195.5357 | 150.2127
5839 | 7 | 244 | 9 | 102.4159 | 111.8584 | 188.9775 | 132.257 | 190.7773 | 104.2861 | 150.6274 | 217.7142 | 145.3793 | 61.4894 | 130.5776 | 194.9094 | 112.1821 | 203.3055 | 146.9943 | 161.2371 | 180.6214 | 117.8373
5840 | 8 | 244 | 9 | 105.3922 | 111.5286 | 180.4407 | 132.565 | 180.3384 | 103.6498 | 143.1804 | 186.7778 | 134.3117 | 65.5577 | 132.3204 | 193.178 | 112.2144 | 196.5365 | 146.5825 | 154.5256 | 157.4765 | 102.8161
5841 | 9 | 244 | 9 | 110.274 | 112.3058 | 200.7014 | 133.1641 | 187.5756 | 97.577 | 135.9434 | 183.2749 | 132.2471 | 70.1237 | 134.3314 | 197.2988 | 108.2357 | 198.5031 | 152.5435 | 148.9972 | 137.1797 | 101.9302
5842 | 10 | 244 | 9 | 110.2232 | 128.4274 | 193.9439 | 136.3798 | 179.5791 | 99.4156 | 142.5336 | 201.7335 | 135.6511 | 68.4791 | 136.9997 | 202.544 | 103.271 | 192.2817 | 159.0716 | 154.7749 | 156.6501 | 105.4762
5843 | 11 | 244 | 9 | 108.1283 | 134.2456 | 163.1366 | 136.1734 | 174.7892 | 98.4879 | 139.077 | 189.7245 | 135.1659 | 68.183 | 132.3011 | 194.6968 | 106.3609 | 194.5966 | 157.3517 | 154.2057 | 169.6637 | 112.1491
5844 | 12 | 244 | 9 | 106.3652 | 141.8395 | 156.7607 | 134.1345 | 178.435 | 99.7959 | 136.7647 | 183.9809 | 130.8979 | 66.1632 | 129.4811 | 194.9776 | 106.8215 | 183.9462 | 157.3593 | 158.4022 | 161.8484 | 108.6366
5845 | 13 | 244 | 9 | 109.3874 | 151.9584 | 160.871 | 129.6425 | 182.4436 | 102.2415 | 134.6126 | 175.7634 | 128.0986 | 65.6015 | 128.6449 | 196.3095 | 114.6915 | 187.6296 | 162.6606 | 162.2607 | 155.3018 | 114.1508
5846 | 14 | 244 | 9 | 107.8002 | 142.2668 | 174.4619 | 130.4877 | 177.7868 | 104.1522 | 138.5748 | 189.5366 | 131.9321 | 66.5728 | 125.2863 | 199.6559 | 120.1694 | 188.2591 | 174.4956 | 157.2878 | 167.0223 | 116.3873
5847 | 15 | 244 | 9 | 109.4638 | 147.9157 | 203.0474 | 136.446 | 198.6025 | 121.091 | 150.5998 | 207.6001 | 128.7923 | 57.5546 | 126.0254 | 202.8676 | 132.1415 | 194.576 | 177.9003 | 166.8909 | 190.553 | 119.5085
5848 | 16 | 244 | 9 | 133.5293 | 162.0777 | 252.3633 | 147.8093 | 261.5835 | 156.4454 | 201.4939 | 185.4018 | 123.0162 | 73.8048 | 142.4344 | 232.8178 | 193.9529 | 221.4023 | 220.2309 | 196.6477 | 225.8375 | 138.159
5849 | 17 | 244 | 9 | 173.9799 | 233.1298 | 324.532 | 149.6552 | 308.7835 | 201.8181 | 257.7477 | 216.2199 | 165.4078 | 85.5602 | 147.4202 | 298.638 | 245.7325 | 274.5693 | 254.2589 | 264.8615 | 276.2554 | 194.9414
5850 | 18 | 244 | 9 | 174.29 | 263.5574 | 346.7015 | 150.0916 | 303.834 | 192.2224 | 260.1534 | 233.1642 | 194.5793 | 77.4036 | 144.0983 | 336.9526 | 242.5613 | 304.9301 | 261.9876 | 292.8032 | 280.7081 | 232.8142
5851 | 19 | 244 | 9 | 172.4622 | 223.1102 | 344.2257 | 147.8259 | 294.0727 | 186.052 | 253.7191 | 245.3636 | 195.4642 | 74.4057 | 143.7722 | 320.1375 | 228.3881 | 300.6828 | 251.7617 | 257.009 | 280.9612 | 226.0293
5852 | 20 | 244 | 9 | 161.599 | 176.0806 | 337.2699 | 143.9437 | 279.7306 | 158.1237 | 243.3588 | 236.4381 | 200.7361 | 74.1112 | 139.3819 | 317.941 | 209.8611 | 290.8129 | 238.7944 | 235.1785 | 267.6009 | 216.6922
5853 | 21 | 244 | 9 | 159.9319 | 154.4103 | 326.0333 | 138.7667 | 285.179 | 173.2604 | 242.2111 | 222.4364 | 197.321 | 74.7883 | 129.2685 | 308.306 | 214.7368 | 281.1879 | 234.0541 | 225.6231 | 273.9619 | 210.9382
5854 | 22 | 244 | 9 | 147.8363 | 147.7423 | 328.6214 | 133.4084 | 283.3453 | 175.8344 | 248.4075 | 232.5497 | 204.3336 | 76.3172 | 127.0774 | 310.3983 | 216.8576 | 285.3282 | 213.982 | 222.8224 | 272.4806 | 212.7065
5855 | 23 | 244 | 9 | 138.486 | 150.7074 | 332.4637 | 136.4658 | 273.368 | 163.5681 | 257.0707 | 238.3766 | 200.3405 | 73.0981 | 128.408 | 298.5741 | 206.8972 | 300.4463 | 200.8024 | 212.1643 | 267.3504 | 218.8474
5856 | 0 | 245 | 9 | 139.2691 | 162.2074 | 333.3221 | 129.758 | 287.2999 | 160.7554 | 266.5754 | 228.2334 | 195.4508 | 77.8108 | 127.2942 | 297.5875 | 222.2925 | 313.3724 | 196.1607 | 206.8036 | 252.7685 | 217.0989
5857 | 1 | 245 | 9 | 140.2278 | 162.4425 | 333.6995 | 128.3178 | 285.0448 | 162.0453 | 266.8265 | 219.4643 | 194.8805 | 78.524 | 126.0556 | 298.4166 | 215.0694 | 328.9141 | 203.1885 | 215.2516 | 265.8099 | 214.7918
5858 | 2 | 245 | 9 | 135.8488 | 169.5144 | 329.9058 | 128.7729 | 291.0533 | 162.6173 | 264.9565 | 215.0164 | 201.5684 | 82.4904 | 125.7403 | 296.7975 | 207.6203 | 336.9726 | 212.2815 | 232.2345 | 264.8862 | 211.2014
5859 | 3 | 245 | 9 | 135.1585 | 165.7267 | 329.7561 | 128.2957 | 284.3545 | 169.2078 | 263.7651 | 223.3586 | 201.4595 | 83.3447 | 127.0524 | 300.2649 | 206.5558 | 335.2561 | 209.9779 | 229.7382 | 251.2994 | 210.4886
5860 | 4 | 245 | 9 | 134.2435 | 170.6717 | 326.9104 | 129.0509 | 273.7013 | 166.5412 | 267.4021 | 225.4781 | 199.9889 | 84.7206 | 124.7129 | 295.2797 | 203.3248 | 326.7271 | 222.4254 | 232.7961 | 256.2836 | 207.2815
5861 | 5 | 245 | 9 | 119.5269 | 173.6765 | 322.8646 | 127.7083 | 247.3828 | 157.4496 | 253.8211 | 221.9118 | 202.2781 | 80.3464 | 126.2984 | 292.7349 | 181.3072 | 322.3232 | 211.2727 | 233.3395 | 253.5002 | 209.5152
5862 | 6 | 245 | 9 | 110.12 | 141.1058 | 234.6174 | 124.5618 | 204.5242 | 114.4502 | 173.1429 | 217.6452 | 174.9667 | 70.79 | 125.2342 | 240.1648 | 128.9377 | 247.2948 | 182.7664 | 194.249 | 195.5357 | 150.2127
5863 | 7 | 245 | 9 | 102.4159 | 111.8584 | 188.9775 | 132.257 | 190.7773 | 104.2861 | 150.6274 | 217.7142 | 145.3793 | 61.4894 | 130.5776 | 194.9094 | 112.1821 | 203.3055 | 146.9943 | 161.2371 | 180.6214 | 117.8373
5864 | 8 | 245 | 9 | 105.3922 | 111.5286 | 180.4407 | 132.565 | 180.3384 | 103.6498 | 143.1804 | 186.7778 | 134.3117 | 65.5577 | 132.3204 | 193.178 | 112.2144 | 196.5365 | 146.5825 | 154.5256 | 157.4765 | 102.8161
5865 | 9 | 245 | 9 | 110.274 | 112.3058 | 200.7014 | 133.1641 | 187.5756 | 97.577 | 135.9434 | 183.2749 | 132.2471 | 70.1237 | 134.3314 | 197.2988 | 108.2357 | 198.5031 | 152.5435 | 148.9972 | 137.1797 | 101.9302
5866 | 10 | 245 | 9 | 110.2232 | 128.4274 | 193.9439 | 136.3798 | 179.5791 | 99.4156 | 142.5336 | 201.7335 | 135.6511 | 68.4791 | 136.9997 | 202.544 | 103.271 | 192.2817 | 159.0716 | 154.7749 | 156.6501 | 105.4762
5867 | 11 | 245 | 9 | 108.1283 | 134.2456 | 163.1366 | 136.1734 | 174.7892 | 98.4879 | 139.077 | 189.7245 | 135.1659 | 68.183 | 132.3011 | 194.6968 | 106.3609 | 194.5966 | 157.3517 | 154.2057 | 169.6637 | 112.1491
5868 | 12 | 245 | 9 | 106.3652 | 141.8395 | 156.7607 | 134.1345 | 178.435 | 99.7959 | 136.7647 | 183.9809 | 130.8979 | 66.1632 | 129.4811 | 194.9776 | 106.8215 | 183.9462 | 157.3593 | 158.4022 | 161.8484 | 108.6366
5869 | 13 | 245 | 9 | 109.3874 | 151.9584 | 160.871 | 129.6425 | 182.4436 | 102.2415 | 134.6126 | 175.7634 | 128.0986 | 65.6015 | 128.6449 | 196.3095 | 114.6915 | 187.6296 | 162.6606 | 162.2607 | 155.3018 | 114.1508
5870 | 14 | 245 | 9 | 107.8002 | 142.2668 | 174.4619 | 130.4877 | 177.7868 | 104.1522 | 138.5748 | 189.5366 | 131.9321 | 66.5728 | 125.2863 | 199.6559 | 120.1694 | 188.2591 | 174.4956 | 157.2878 | 167.0223 | 116.3873
5871 | 15 | 245 | 9 | 109.4638 | 147.9157 | 203.0474 | 136.446 | 198.6025 | 121.091 | 150.5998 | 207.6001 | 128.7923 | 57.5546 | 126.0254 | 202.8676 | 132.1415 | 194.576 | 177.9003 | 166.8909 | 190.553 | 119.5085
5872 | 16 | 245 | 9 | 133.5293 | 162.0777 | 252.3633 | 147.8093 | 261.5835 | 156.4454 | 201.4939 | 185.4018 | 123.0162 | 73.8048 | 142.4344 | 232.8178 | 193.9529 | 221.4023 | 220.2309 | 196.6477 | 225.8375 | 138.159
5873 | 17 | 245 | 9 | 173.9799 | 233.1298 | 324.532 | 149.6552 | 308.7835 | 201.8181 | 257.7477 | 216.2199 | 165.4078 | 85.5602 | 147.4202 | 298.638 | 245.7325 | 274.5693 | 254.2589 | 264.8615 | 276.2554 | 194.9414
5874 | 18 | 245 | 9 | 174.29 | 263.5574 | 346.7015 | 150.0916 | 303.834 | 192.2224 | 260.1534 | 233.1642 | 194.5793 | 77.4036 | 144.0983 | 336.9526 | 242.5613 | 304.9301 | 261.9876 | 292.8032 | 280.7081 | 232.8142
5875 | 19 | 245 | 9 | 172.4622 | 223.1102 | 344.2257 | 147.8259 | 294.0727 | 186.052 | 253.7191 | 245.3636 | 195.4642 | 74.4057 | 143.7722 | 320.1375 | 228.3881 | 300.6828 | 251.7617 | 257.009 | 280.9612 | 226.0293
5876 | 20 | 245 | 9 | 161.599 | 176.0806 | 337.2699 | 143.9437 | 279.7306 | 158.1237 | 243.3588 | 236.4381 | 200.7361 | 74.1112 | 139.3819 | 317.941 | 209.8611 | 290.8129 | 238.7944 | 235.1785 | 267.6009 | 216.6922
5877 | 21 | 245 | 9 | 159.9319 | 154.4103 | 326.0333 | 138.7667 | 285.179 | 173.2604 | 242.2111 | 222.4364 | 197.321 | 74.7883 | 129.2685 | 308.306 | 214.7368 | 281.1879 | 234.0541 | 225.6231 | 273.9619 | 210.9382
5878 | 22 | 245 | 9 | 147.8363 | 147.7423 | 328.6214 | 133.4084 | 283.3453 | 175.8344 | 248.4075 | 232.5497 | 204.3336 | 76.3172 | 127.0774 | 310.3983 | 216.8576 | 285.3282 | 213.982 | 222.8224 | 272.4806 | 212.7065
5879 | 23 | 245 | 9 | 138.486 | 150.7074 | 332.4637 | 136.4658 | 273.368 | 163.5681 | 257.0707 | 238.3766 | 200.3405 | 73.0981 | 128.408 | 298.5741 | 206.8972 | 300.4463 | 200.8024 | 212.1643 | 267.3504 | 218.8474
5880 | 0 | 246 | 9 | 139.2691 | 162.2074 | 333.3221 | 129.758 | 287.2999 | 160.7554 | 266.5754 | 228.2334 | 195.4508 | 77.8108 | 127.2942 | 297.5875 | 222.2925 | 313.3724 | 196.1607 | 206.8036 | 252.7685 | 217.0989
5881 | 1 | 246 | 9 | 140.2278 | 162.4425 | 333.6995 | 128.3178 | 285.0448 | 162.0453 | 266.8265 | 219.4643 | 194.8805 | 78.524 | 126.0556 | 298.4166 | 215.0694 | 328.9141 | 203.1885 | 215.2516 | 265.8099 | 214.7918
5882 | 2 | 246 | 9 | 135.8488 | 169.5144 | 329.9058 | 128.7729 | 291.0533 | 162.6173 | 264.9565 | 215.0164 | 201.5684 | 82.4904 | 125.7403 | 296.7975 | 207.6203 | 336.9726 | 212.2815 | 232.2345 | 264.8862 | 211.2014
5883 | 3 | 246 | 9 | 135.1585 | 165.7267 | 329.7561 | 128.2957 | 284.3545 | 169.2078 | 263.7651 | 223.3586 | 201.4595 | 83.3447 | 127.0524 | 300.2649 | 206.5558 | 335.2561 | 209.9779 | 229.7382 | 251.2994 | 210.4886
5884 | 4 | 246 | 9 | 134.2435 | 170.6717 | 326.9104 | 129.0509 | 273.7013 | 166.5412 | 267.4021 | 225.4781 | 199.9889 | 84.7206 | 124.7129 | 295.2797 | 203.3248 | 326.7271 | 222.4254 | 232.7961 | 256.2836 | 207.2815
5885 | 5 | 246 | 9 | 119.5269 | 173.6765 | 322.8646 | 127.7083 | 247.3828 | 157.4496 | 253.8211 | 221.9118 | 202.2781 | 80.3464 | 126.2984 | 292.7349 | 181.3072 | 322.3232 | 211.2727 | 233.3395 | 253.5002 | 209.5152
5886 | 6 | 246 | 9 | 110.12 | 141.1058 | 234.6174 | 124.5618 | 204.5242 | 114.4502 | 173.1429 | 217.6452 | 174.9667 | 70.79 | 125.2342 | 240.1648 | 128.9377 | 247.2948 | 182.7664 | 194.249 | 195.5357 | 150.2127
5887 | 7 | 246 | 9 | 102.4159 | 111.8584 | 188.9775 | 132.257 | 190.7773 | 104.2861 | 150.6274 | 217.7142 | 145.3793 | 61.4894 | 130.5776 | 194.9094 | 112.1821 | 203.3055 | 146.9943 | 161.2371 | 180.6214 | 117.8373
5888 | 8 | 246 | 9 | 105.3922 | 111.5286 | 180.4407 | 132.565 | 180.3384 | 103.6498 | 143.1804 | 186.7778 | 134.3117 | 65.5577 | 132.3204 | 193.178 | 112.2144 | 196.5365 | 146.5825 | 154.5256 | 157.4765 | 102.8161
5889 | 9 | 246 | 9 | 110.274 | 112.3058 | 200.7014 | 133.1641 | 187.5756 | 97.577 | 135.9434 | 183.2749 | 132.2471 | 70.1237 | 134.3314 | 197.2988 | 108.2357 | 198.5031 | 152.5435 | 148.9972 | 137.1797 | 101.9302
5890 | 10 | 246 | 9 | 110.2232 | 128.4274 | 193.9439 | 136.3798 | 179.5791 | 99.4156 | 142.5336 | 201.7335 | 135.6511 | 68.4791 | 136.9997 | 202.544 | 103.271 | 192.2817 | 159.0716 | 154.7749 | 156.6501 | 105.4762
5891 | 11 | 246 | 9 | 108.1283 | 134.2456 | 163.1366 | 136.1734 | 174.7892 | 98.4879 | 139.077 | 189.7245 | 135.1659 | 68.183 | 132.3011 | 194.6968 | 106.3609 | 194.5966 | 157.3517 | 154.2057 | 169.6637 | 112.1491
5892 | 12 | 246 | 9 | 106.3652 | 141.8395 | 156.7607 | 134.1345 | 178.435 | 99.7959 | 136.7647 | 183.9809 | 130.8979 | 66.1632 | 129.4811 | 194.9776 | 106.8215 | 183.9462 | 157.3593 | 158.4022 | 161.8484 | 108.6366
5893 | 13 | 246 | 9 | 109.3874 | 151.9584 | 160.871 | 129.6425 | 182.4436 | 102.2415 | 134.6126 | 175.7634 | 128.0986 | 65.6015 | 128.6449 | 196.3095 | 114.6915 | 187.6296 | 162.6606 | 162.2607 | 155.3018 | 114.1508
5894 | 14 | 246 | 9 | 107.8002 | 142.2668 | 174.4619 | 130.4877 | 177.7868 | 104.1522 | 138.5748 | 189.5366 | 131.9321 | 66.5728 | 125.2863 | 199.6559 | 120.1694 | 188.2591 | 174.4956 | 157.2878 | 167.0223 | 116.3873
5895 | 15 | 246 | 9 | 109.4638 | 147.9157 | 203.0474 | 136.446 | 198.6025 | 121.091 | 150.5998 | 207.6001 | 128.7923 | 57.5546 | 126.0254 | 202.8676 | 132.1415 | 194.576 | 177.9003 | 166.8909 | 190.553 | 119.5085
5896 | 16 | 246 | 9 | 133.5293 | 162.0777 | 252.3633 | 147.8093 | 261.5835 | 156.4454 | 201.4939 | 185.4018 | 123.0162 | 73.8048 | 142.4344 | 232.8178 | 193.9529 | 221.4023 | 220.2309 | 196.6477 | 225.8375 | 138.159
5897 | 17 | 246 | 9 | 173.9799 | 233.1298 | 324.532 | 149.6552 | 308.7835 | 201.8181 | 257.7477 | 216.2199 | 165.4078 | 85.5602 | 147.4202 | 298.638 | 245.7325 | 274.5693 | 254.2589 | 264.8615 | 276.2554 | 194.9414
5898 | 18 | 246 | 9 | 174.29 | 263.5574 | 346.7015 | 150.0916 | 303.834 | 192.2224 | 260.1534 | 233.1642 | 194.5793 | 77.4036 | 144.0983 | 336.9526 | 242.5613 | 304.9301 | 261.9876 | 292.8032 | 280.7081 | 232.8142
5899 | 19 | 246 | 9 | 172.4622 | 223.1102 | 344.2257 | 147.8259 | 294.0727 | 186.052 | 253.7191 | 245.3636 | 195.4642 | 74.4057 | 143.7722 | 320.1375 | 228.3881 | 300.6828 | 251.7617 | 257.009 | 280.9612 | 226.0293
5900 | 20 | 246 | 9 | 161.599 | 176.0806 | 337.2699 | 143.9437 | 279.7306 | 158.1237 | 243.3588 | 236.4381 | 200.7361 | 74.1112 | 139.3819 | 317.941 | 209.8611 | 290.8129 | 238.7944 | 235.1785 | 267.6009 | 216.6922
5901 | 21 | 246 | 9 | 159.9319 | 154.4103 | 326.0333 | 138.7667 | 285.179 | 173.2604 | 242.2111 | 222.4364 | 197.321 | 74.7883 | 129.2685 | 308.306 | 214.7368 | 281.1879 | 234.0541 | 225.6231 | 273.9619 | 210.9382
5902 | 22 | 246 | 9 | 147.8363 | 147.7423 | 328.6214 | 133.4084 | 283.3453 | 175.8344 | 248.4075 | 232.5497 | 204.3336 | 76.3172 | 127.0774 | 310.3983 | 216.8576 | 285.3282 | 213.982 | 222.8224 | 272.4806 | 212.7065
5903 | 23 | 246 | 9 | 138.486 | 150.7074 | 332.4637 | 136.4658 | 273.368 | 163.5681 | 257.0707 | 238.3766 | 200.3405 | 73.0981 | 128.408 | 298.5741 | 206.8972 | 300.4463 | 200.8024 | 212.1643 | 267.3504 | 218.8474
5904 | 0 | 247 | 9 | 139.2691 | 162.2074 | 333.3221 | 129.758 | 287.2999 | 160.7554 | 266.5754 | 228.2334 | 195.4508 | 77.8108 | 127.2942 | 297.5875 | 222.2925 | 313.3724 | 196.1607 | 206.8036 | 252.7685 | 217.0989
5905 | 1 | 247 | 9 | 140.2278 | 162.4425 | 333.6995 | 128.3178 | 285.0448 | 162.0453 | 266.8265 | 219.4643 | 194.8805 | 78.524 | 126.0556 | 298.4166 | 215.0694 | 328.9141 | 203.1885 | 215.2516 | 265.8099 | 214.7918
5906 | 2 | 247 | 9 | 135.8488 | 169.5144 | 329.9058 | 128.7729 | 291.0533 | 162.6173 | 264.9565 | 215.0164 | 201.5684 | 82.4904 | 125.7403 | 296.7975 | 207.6203 | 336.9726 | 212.2815 | 232.2345 | 264.8862 | 211.2014
5907 | 3 | 247 | 9 | 135.1585 | 165.7267 | 329.7561 | 128.2957 | 284.3545 | 169.2078 | 263.7651 | 223.3586 | 201.4595 | 83.3447 | 127.0524 | 300.2649 | 206.5558 | 335.2561 | 209.9779 | 229.7382 | 251.2994 | 210.4886
5908 | 4 | 247 | 9 | 134.2435 | 170.6717 | 326.9104 | 129.0509 | 273.7013 | 166.5412 | 267.4021 | 225.4781 | 199.9889 | 84.7206 | 124.7129 | 295.2797 | 203.3248 | 326.7271 | 222.4254 | 232.7961 | 256.2836 | 207.2815
5909 | 5 | 247 | 9 | 119.5269 | 173.6765 | 322.8646 | 127.7083 | 247.3828 | 157.4496 | 253.8211 | 221.9118 | 202.2781 | 80.3464 | 126.2984 | 292.7349 | 181.3072 | 322.3232 | 211.2727 | 233.3395 | 253.5002 | 209.5152
5910 | 6 | 247 | 9 | 110.12 | 141.1058 | 234.6174 | 124.5618 | 204.5242 | 114.4502 | 173.1429 | 217.6452 | 174.9667 | 70.79 | 125.2342 | 240.1648 | 128.9377 | 247.2948 | 182.7664 | 194.249 | 195.5357 | 150.2127
5911 | 7 | 247 | 9 | 102.4159 | 111.8584 | 188.9775 | 132.257 | 190.7773 | 104.2861 | 150.6274 | 217.7142 | 145.3793 | 61.4894 | 130.5776 | 194.9094 | 112.1821 | 203.3055 | 146.9943 | 161.2371 | 180.6214 | 117.8373
5912 | 8 | 247 | 9 | 105.3922 | 111.5286 | 180.4407 | 132.565 | 180.3384 | 103.6498 | 143.1804 | 186.7778 | 134.3117 | 65.5577 | 132.3204 | 193.178 | 112.2144 | 196.5365 | 146.5825 | 154.5256 | 157.4765 | 102.8161
5913 | 9 | 247 | 9 | 110.274 | 112.3058 | 200.7014 | 133.1641 | 187.5756 | 97.577 | 135.9434 | 183.2749 | 132.2471 | 70.1237 | 134.3314 | 197.2988 | 108.2357 | 198.5031 | 152.5435 | 148.9972 | 137.1797 | 101.9302
5914 | 10 | 247 | 9 | 110.2232 | 128.4274 | 193.9439 | 136.3798 | 179.5791 | 99.4156 | 142.5336 | 201.7335 | 135.6511 | 68.4791 | 136.9997 | 202.544 | 103.271 | 192.2817 | 159.0716 | 154.7749 | 156.6501 | 105.4762
5915 | 11 | 247 | 9 | 108.1283 | 134.2456 | 163.1366 | 136.1734 | 174.7892 | 98.4879 | 139.077 | 189.7245 | 135.1659 | 68.183 | 132.3011 | 194.6968 | 106.3609 | 194.5966 | 157.3517 | 154.2057 | 169.6637 | 112.1491
5916 | 12 | 247 | 9 | 106.3652 | 141.8395 | 156.7607 | 134.1345 | 178.435 | 99.7959 | 136.7647 | 183.9809 | 130.8979 | 66.1632 | 129.4811 | 194.9776 | 106.8215 | 183.9462 | 157.3593 | 158.4022 | 161.8484 | 108.6366
5917 | 13 | 247 | 9 | 109.3874 | 151.9584 | 160.871 | 129.6425 | 182.4436 | 102.2415 | 134.6126 | 175.7634 | 128.0986 | 65.6015 | 128.6449 | 196.3095 | 114.6915 | 187.6296 | 162.6606 | 162.2607 | 155.3018 | 114.1508
5918 | 14 | 247 | 9 | 107.8002 | 142.2668 | 174.4619 | 130.4877 | 177.7868 | 104.1522 | 138.5748 | 189.5366 | 131.9321 | 66.5728 | 125.2863 | 199.6559 | 120.1694 | 188.2591 | 174.4956 | 157.2878 | 167.0223 | 116.3873
5919 | 15 | 247 | 9 | 109.4638 | 147.9157 | 203.0474 | 136.446 | 198.6025 | 121.091 | 150.5998 | 207.6001 | 128.7923 | 57.5546 | 126.0254 | 202.8676 | 132.1415 | 194.576 | 177.9003 | 166.8909 | 190.553 | 119.5085
5920 | 16 | 247 | 9 | 133.5293 | 162.0777 | 252.3633 | 147.8093 | 261.5835 | 156.4454 | 201.4939 | 185.4018 | 123.0162 | 73.8048 | 142.4344 | 232.8178 | 193.9529 | 221.4023 | 220.2309 | 196.6477 | 225.8375 | 138.159
5921 | 17 | 247 | 9 | 173.9799 | 233.1298 | 324.532 | 149.6552 | 308.7835 | 201.8181 | 257.7477 | 216.2199 | 165.4078 | 85.5602 | 147.4202 | 298.638 | 245.7325 | 274.5693 | 254.2589 | 264.8615 | 276.2554 | 194.9414
5922 | 18 | 247 | 9 | 174.29 | 263.5574 | 346.7015 | 150.0916 | 303.834 | 192.2224 | 260.1534 | 233.1642 | 194.5793 | 77.4036 | 144.0983 | 336.9526 | 242.5613 | 304.9301 | 261.9876 | 292.8032 | 280.7081 | 232.8142
5923 | 19 | 247 | 9 | 172.4622 | 223.1102 | 344.2257 | 147.8259 | 294.0727 | 186.052 | 253.7191 | 245.3636 | 195.4642 | 74.4057 | 143.7722 | 320.1375 | 228.3881 | 300.6828 | 251.7617 | 257.009 | 280.9612 | 226.0293
5924 | 20 | 247 | 9 | 161.599 | 176.0806 | 337.2699 | 143.9437 | 279.7306 | 158.1237 | 243.3588 | 236.4381 | 200.7361 | 74.1112 | 139.3819 | 317.941 | 209.8611 | 290.8129 | 238.7944 | 235.1785 | 267.6009 | 216.6922
5925 | 21 | 247 | 9 | 159.9319 | 154.4103 | 326.0333 | 138.7667 | 285.179 | 173.2604 | 242.2111 | 222.4364 | 197.321 | 74.7883 | 129.2685 | 308.306 | 214.7368 | 281.1879 | 234.0541 | 225.6231 | 273.9619 | 210.9382
5926 | 22 | 247 | 9 | 147.8363 | 147.7423 | 328.6214 | 133.4084 | 283.3453 | 175.8344 | 248.4075 | 232.5497 | 204.3336 | 76.3172 | 127.0774 | 310.3983 | 216.8576 | 285.3282 | 213.982 | 222.8224 | 272.4806 | 212.7065
5927 | 23 | 247 | 9 | 138.486 | 150.7074 | 332.4637 | 136.4658 | 273.368 | 163.5681 | 257.0707 | 238.3766 | 200.3405 | 73.0981 | 128.408 | 298.5741 | 206.8972 | 300.4463 | 200.8024 | 212.1643 | 267.3504 | 218.8474
5928 | 0 | 248 | 9 | 139.2691 | 162.2074 | 333.3221 | 129.758 | 287.2999 | 160.7554 | 266.5754 | 228.2334 | 195.4508 | 77.8108 | 127.2942 | 297.5875 | 222.2925 | 313.3724 | 196.1607 | 206.8036 | 252.7685 | 217.0989
5929 | 1 | 248 | 9 | 140.2278 | 162.4425 | 333.6995 | 128.3178 | 285.0448 | 162.0453 | 266.8265 | 219.4643 | 194.8805 | 78.524 | 126.0556 | 298.4166 | 215.0694 | 328.9141 | 203.1885 | 215.2516 | 265.8099 | 214.7918
5930 | 2 | 248 | 9 | 135.8488 | 169.5144 | 329.9058 | 128.7729 | 291.0533 | 162.6173 | 264.9565 | 215.0164 | 201.5684 | 82.4904 | 125.7403 | 296.7975 | 207.6203 | 336.9726 | 212.2815 | 232.2345 | 264.8862 | 211.2014
5931 | 3 | 248 | 9 | 135.1585 | 165.7267 | 329.7561 | 128.2957 | 284.3545 | 169.2078 | 263.7651 | 223.3586 | 201.4595 | 83.3447 | 127.0524 | 300.2649 | 206.5558 | 335.2561 | 209.9779 | 229.7382 | 251.2994 | 210.4886
5932 | 4 | 248 | 9 | 134.2435 | 170.6717 | 326.9104 | 129.0509 | 273.7013 | 166.5412 | 267.4021 | 225.4781 | 199.9889 | 84.7206 | 124.7129 | 295.2797 | 203.3248 | 326.7271 | 222.4254 | 232.7961 | 256.2836 | 207.2815
5933 | 5 | 248 | 9 | 119.5269 | 173.6765 | 322.8646 | 127.7083 | 247.3828 | 157.4496 | 253.8211 | 221.9118 | 202.2781 | 80.3464 | 126.2984 | 292.7349 | 181.3072 | 322.3232 | 211.2727 | 233.3395 | 253.5002 | 209.5152
5934 | 6 | 248 | 9 | 110.12 | 141.1058 | 234.6174 | 124.5618 | 204.5242 | 114.4502 | 173.1429 | 217.6452 | 174.9667 | 70.79 | 125.2342 | 240.1648 | 128.9377 | 247.2948 | 182.7664 | 194.249 | 195.5357 | 150.2127
5935 | 7 | 248 | 9 | 102.4159 | 111.8584 | 188.9775 | 132.257 | 190.7773 | 104.2861 | 150.6274 | 217.7142 | 145.3793 | 61.4894 | 130.5776 | 194.9094 | 112.1821 | 203.3055 | 146.9943 | 161.2371 | 180.6214 | 117.8373
5936 | 8 | 248 | 9 | 105.3922 | 111.5286 | 180.4407 | 132.565 | 180.3384 | 103.6498 | 143.1804 | 186.7778 | 134.3117 | 65.5577 | 132.3204 | 193.178 | 112.2144 | 196.5365 | 146.5825 | 154.5256 | 157.4765 | 102.8161
5937 | 9 | 248 | 9 | 110.274 | 112.3058 | 200.7014 | 133.1641 | 187.5756 | 97.577 | 135.9434 | 183.2749 | 132.2471 | 70.1237 | 134.3314 | 197.2988 | 108.2357 | 198.5031 | 152.5435 | 148.9972 | 137.1797 | 101.9302
5938 | 10 | 248 | 9 | 110.2232 | 128.4274 | 193.9439 | 136.3798 | 179.5791 | 99.4156 | 142.5336 | 201.7335 | 135.6511 | 68.4791 | 136.9997 | 202.544 | 103.271 | 192.2817 | 159.0716 | 154.7749 | 156.6501 | 105.4762
5939 | 11 | 248 | 9 | 108.1283 | 134.2456 | 163.1366 | 136.1734 | 174.7892 | 98.4879 | 139.077 | 189.7245 | 135.1659 | 68.183 | 132.3011 | 194.6968 | 106.3609 | 194.5966 | 157.3517 | 154.2057 | 169.6637 | 112.1491
5940 | 12 | 248 | 9 | 106.3652 | 141.8395 | 156.7607 | 134.1345 | 178.435 | 99.7959 | 136.7647 | 183.9809 | 130.8979 | 66.1632 | 129.4811 | 194.9776 | 106.8215 | 183.9462 | 157.3593 | 158.4022 | 161.8484 | 108.6366
5941 | 13 | 248 | 9 | 109.3874 | 151.9584 | 160.871 | 129.6425 | 182.4436 | 102.2415 | 134.6126 | 175.7634 | 128.0986 | 65.6015 | 128.6449 | 196.3095 | 114.6915 | 187.6296 | 162.6606 | 162.2607 | 155.3018 | 114.1508
5942 | 14 | 248 | 9 | 107.8002 | 142.2668 | 174.4619 | 130.4877 | 177.7868 | 104.1522 | 138.5748 | 189.5366 | 131.9321 | 66.5728 | 125.2863 | 199.6559 | 120.1694 | 188.2591 | 174.4956 | 157.2878 | 167.0223 | 116.3873
5943 | 15 | 248 | 9 | 109.4638 | 147.9157 | 203.0474 | 136.446 | 198.6025 | 121.091 | 150.5998 | 207.6001 | 128.7923 | 57.5546 | 126.0254 | 202.8676 | 132.1415 | 194.576 | 177.9003 | 166.8909 | 190.553 | 119.5085
5944 | 16 | 248 | 9 | 133.5293 | 162.0777 | 252.3633 | 147.8093 | 261.5835 | 156.4454 | 201.4939 | 185.4018 | 123.0162 | 73.8048 | 142.4344 | 232.8178 | 193.9529 | 221.4023 | 220.2309 | 196.6477 | 225.8375 | 138.159
5945 | 17 | 248 | 9 | 173.9799 | 233.1298 | 324.532 | 149.6552 | 308.7835 | 201.8181 | 257.7477 | 216.2199 | 165.4078 | 85.5602 | 147.4202 | 298.638 | 245.7325 | 274.5693 | 254.2589 | 264.8615 | 276.2554 | 194.9414
5946 | 18 | 248 | 9 | 174.29 | 263.5574 | 346.7015 | 150.0916 | 303.834 | 192.2224 | 260.1534 | 233.1642 | 194.5793 | 77.4036 | 144.0983 | 336.9526 | 242.5613 | 304.9301 | 261.9876 | 292.8032 | 280.7081 | 232.8142
5947 | 19 | 248 | 9 | 172.4622 | 223.1102 | 344.2257 | 147.8259 | 294.0727 | 186.052 | 253.7191 | 245.3636 | 195.4642 | 74.4057 | 143.7722 | 320.1375 | 228.3881 | 300.6828 | 251.7617 | 257.009 | 280.9612 | 226.0293
5948 | 20 | 248 | 9 | 161.599 | 176.0806 | 337.2699 | 143.9437 | 279.7306 | 158.1237 | 243.3588 | 236.4381 | 200.7361 | 74.1112 | 139.3819 | 317.941 | 209.8611 | 290.8129 | 238.7944 | 235.1785 | 267.6009 | 216.6922
5949 | 21 | 248 | 9 | 159.9319 | 154.4103 | 326.0333 | 138.7667 | 285.179 | 173.2604 | 242.2111 | 222.4364 | 197.321 | 74.7883 | 129.2685 | 308.306 | 214.7368 | 281.1879 | 234.0541 | 225.6231 | 273.9619 | 210.9382
5950 | 22 | 248 | 9 | 147.8363 | 147.7423 | 328.6214 | 133.4084 | 283.3453 | 175.8344 | 248.4075 | 232.5497 | 204.3336 | 76.3172 | 127.0774 | 310.3983 | 216.8576 | 285.3282 | 213.982 | 222.8224 | 272.4806 | 212.7065
5951 | 23 | 248 | 9 | 138.486 | 150.7074 | 332.4637 | 136.4658 | 273.368 | 163.5681 | 257.0707 | 238.3766 | 200.3405 | 73.0981 | 128.408 | 298.5741 | 206.8972 | 300.4463 | 200.8024 | 212.1643 | 267.3504 | 218.8474
5952 | 0 | 249 | 9 | 139.2691 | 162.2074 | 333.3221 | 129.758 | 287.2999 | 160.7554 | 266.5754 | 228.2334 | 195.4508 | 77.8108 | 127.2942 | 297.5875 | 222.2925 | 313.3724 | 196.1607 | 206.8036 | 252.7685 | 217.0989
5953 | 1 | 249 | 9 | 140.2278 | 162.4425 | 333.6995 | 128.3178 | 285.0448 | 162.0453 | 266.8265 | 219.4643 | 194.8805 | 78.524 | 126.0556 | 298.4166 | 215.0694 | 328.9141 | 203.1885 | 215.2516 | 265.8099 | 214.7918
5954 | 2 | 249 | 9 | 135.8488 | 169.5144 | 329.9058 | 128.7729 | 291.0533 | 162.6173 | 264.9565 | 215.0164 | 201.5684 | 82.4904 | 125.7403 | 296.7975 | 207.6203 | 336.9726 | 212.2815 | 232.2345 | 264.8862 | 211.2014
5955 | 3 | 249 | 9 | 135.1585 | 165.7267 | 329.7561 | 128.2957 | 284.3545 | 169.2078 | 263.7651 | 223.3586 | 201.4595 | 83.3447 | 127.0524 | 300.2649 | 206.5558 | 335.2561 | 209.9779 | 229.7382 | 251.2994 | 210.4886
5956 | 4 | 249 | 9 | 134.2435 | 170.6717 | 326.9104 | 129.0509 | 273.7013 | 166.5412 | 267.4021 | 225.4781 | 199.9889 | 84.7206 | 124.7129 | 295.2797 | 203.3248 | 326.7271 | 222.4254 | 232.7961 | 256.2836 | 207.2815
5957 | 5 | 249 | 9 | 119.5269 | 173.6765 | 322.8646 | 127.7083 | 247.3828 | 157.4496 | 253.8211 | 221.9118 | 202.2781 | 80.3464 | 126.2984 | 292.7349 | 181.3072 | 322.3232 | 211.2727 | 233.3395 | 253.5002 | 209.5152
5958 | 6 | 249 | 9 | 110.12 | 141.1058 | 234.6174 | 124.5618 | 204.5242 | 114.4502 | 173.1429 | 217.6452 | 174.9667 | 70.79 | 125.2342 | 240.1648 | 128.9377 | 247.2948 | 182.7664 | 194.249 | 195.5357 | 150.2127
5959 | 7 | 249 | 9 | 102.4159 | 111.8584 | 188.9775 | 132.257 | 190.7773 | 104.2861 | 150.6274 | 217.7142 | 145.3793 | 61.4894 | 130.5776 | 194.9094 | 112.1821 | 203.3055 | 146.9943 | 161.2371 | 180.6214 | 117.8373
5960 | 8 | 249 | 9 | 105.3922 | 111.5286 | 180.4407 | 132.565 | 180.3384 | 103.6498 | 143.1804 | 186.7778 | 134.3117 | 65.5577 | 132.3204 | 193.178 | 112.2144 | 196.5365 | 146.5825 | 154.5256 | 157.4765 | 102.8161
5961 | 9 | 249 | 9 | 110.274 | 112.3058 | 200.7014 | 133.1641 | 187.5756 | 97.577 | 135.9434 | 183.2749 | 132.2471 | 70.1237 | 134.3314 | 197.2988 | 108.2357 | 198.5031 | 152.5435 | 148.9972 | 137.1797 | 101.9302
5962 | 10 | 249 | 9 | 110.2232 | 128.4274 | 193.9439 | 136.3798 | 179.5791 | 99.4156 | 142.5336 | 201.7335 | 135.6511 | 68.4791 | 136.9997 | 202.544 | 103.271 | 192.2817 | 159.0716 | 154.7749 | 156.6501 | 105.4762
5963 | 11 | 249 | 9 | 108.1283 | 134.2456 | 163.1366 | 136.1734 | 174.7892 | 98.4879 | 139.077 | 189.7245 | 135.1659 | 68.183 | 132.3011 | 194.6968 | 106.3609 | 194.5966 | 157.3517 | 154.2057 | 169.6637 | 112.1491
5964 | 12 | 249 | 9 | 106.3652 | 141.8395 | 156.7607 | 134.1345 | 178.435 | 99.7959 | 136.7647 | 183.9809 | 130.8979 | 66.1632 | 129.4811 | 194.9776 | 106.8215 | 183.9462 | 157.3593 | 158.4022 | 161.8484 | 108.6366
5965 | 13 | 249 | 9 | 109.3874 | 151.9584 | 160.871 | 129.6425 | 182.4436 | 102.2415 | 134.6126 | 175.7634 | 128.0986 | 65.6015 | 128.6449 | 196.3095 | 114.6915 | 187.6296 | 162.6606 | 162.2607 | 155.3018 | 114.1508
5966 | 14 | 249 | 9 | 107.8002 | 142.2668 | 174.4619 | 130.4877 | 177.7868 | 104.1522 | 138.5748 | 189.5366 | 131.9321 | 66.5728 | 125.2863 | 199.6559 | 120.1694 | 188.2591 | 174.4956 | 157.2878 | 167.0223 | 116.3873
5967 | 15 | 249 | 9 | 109.4638 | 147.9157 | 203.0474 | 136.446 | 198.6025 | 121.091 | 150.5998 | 207.6001 | 128.7923 | 57.5546 | 126.0254 | 202.8676 | 132.1415 | 194.576 | 177.9003 | 166.8909 | 190.553 | 119.5085
5968 | 16 | 249 | 9 | 133.5293 | 162.0777 | 252.3633 | 147.8093 | 261.5835 | 156.4454 | 201.4939 | 185.4018 | 123.0162 | 73.8048 | 142.4344 | 232.8178 | 193.9529 | 221.4023 | 220.2309 | 196.6477 | 225.8375 | 138.159
5969 | 17 | 249 | 9 | 173.9799 | 233.1298 | 324.532 | 149.6552 | 308.7835 | 201.8181 | 257.7477 | 216.2199 | 165.4078 | 85.5602 | 147.4202 | 298.638 | 245.7325 | 274.5693 | 254.2589 | 264.8615 | 276.2554 | 194.9414
5970 | 18 | 249 | 9 | 174.29 | 263.5574 | 346.7015 | 150.0916 | 303.834 | 192.2224 | 260.1534 | 233.1642 | 194.5793 | 77.4036 | 144.0983 | 336.9526 | 242.5613 | 304.9301 | 261.9876 | 292.8032 | 280.7081 | 232.8142
5971 | 19 | 249 | 9 | 172.4622 | 223.1102 | 344.2257 | 147.8259 | 294.0727 | 186.052 | 253.7191 | 245.3636 | 195.4642 | 74.4057 | 143.7722 | 320.1375 | 228.3881 | 300.6828 | 251.7617 | 257.009 | 280.9612 | 226.0293
5972 | 20 | 249 | 9 | 161.599 | 176.0806 | 337.2699 | 143.9437 | 279.7306 | 158.1237 | 243.3588 | 236.4381 | 200.7361 | 74.1112 | 139.3819 | 317.941 | 209.8611 | 290.8129 | 238.7944 | 235.1785 | 267.6009 | 216.6922
5973 | 21 | 249 | 9 | 159.9319 | 154.4103 | 326.0333 | 138.7667 | 285.179 | 173.2604 | 242.2111 | 222.4364 | 197.321 | 74.7883 | 129.2685 | 308.306 | 214.7368 | 281.1879 | 234.0541 | 225.6231 | 273.9619 | 210.9382
5974 | 22 | 249 | 9 | 147.8363 | 147.7423 | 328.6214 | 133.4084 | 283.3453 | 175.8344 | 248.4075 | 232.5497 | 204.3336 | 76.3172 | 127.0774 | 310.3983 | 216.8576 | 285.3282 | 213.982 | 222.8224 | 272.4806 | 212.7065
5975 | 23 | 249 | 9 | 138.486 | 150.7074 | 332.4637 | 136.4658 | 273.368 | 163.5681 | 257.0707 | 238.3766 | 200.3405 | 73.0981 | 128.408 | 298.5741 | 206.8972 | 300.4463 | 200.8024 | 212.1643 | 267.3504 | 218.8474
5976 | 0 | 250 | 9 | 139.2691 | 162.2074 | 333.3221 | 129.758 | 287.2999 | 160.7554 | 266.5754 | 228.2334 | 195.4508 | 77.8108 | 127.2942 | 297.5875 | 222.2925 | 313.3724 | 196.1607 | 206.8036 | 252.7685 | 217.0989
5977 | 1 | 250 | 9 | 140.2278 | 162.4425 | 333.6995 | 128.3178 | 285.0448 | 162.0453 | 266.8265 | 219.4643 | 194.8805 | 78.524 | 126.0556 | 298.4166 | 215.0694 | 328.9141 | 203.1885 | 215.2516 | 265.8099 | 214.7918
5978 | 2 | 250 | 9 | 135.8488 | 169.5144 | 329.9058 | 128.7729 | 291.0533 | 162.6173 | 264.9565 | 215.0164 | 201.5684 | 82.4904 | 125.7403 | 296.7975 | 207.6203 | 336.9726 | 212.2815 | 232.2345 | 264.8862 | 211.2014
5979 | 3 | 250 | 9 | 135.1585 | 165.7267 | 329.7561 | 128.2957 | 284.3545 | 169.2078 | 263.7651 | 223.3586 | 201.4595 | 83.3447 | 127.0524 | 300.2649 | 206.5558 | 335.2561 | 209.9779 | 229.7382 | 251.2994 | 210.4886
5980 | 4 | 250 | 9 | 134.2435 | 170.6717 | 326.9104 | 129.0509 | 273.7013 | 166.5412 | 267.4021 | 225.4781 | 199.9889 | 84.7206 | 124.7129 | 295.2797 | 203.3248 | 326.7271 | 222.4254 | 232.7961 | 256.2836 | 207.2815
5981 | 5 | 250 | 9 | 119.5269 | 173.6765 | 322.8646 | 127.7083 | 247.3828 | 157.4496 | 253.8211 | 221.9118 | 202.2781 | 80.3464 | 126.2984 | 292.7349 | 181.3072 | 322.3232 | 211.2727 | 233.3395 | 253.5002 | 209.5152
5982 | 6 | 250 | 9 | 110.12 | 141.1058 | 234.6174 | 124.5618 | 204.5242 | 114.4502 | 173.1429 | 217.6452 | 174.9667 | 70.79 | 125.2342 | 240.1648 | 128.9377 | 247.2948 | 182.7664 | 194.249 | 195.5357 | 150.2127
5983 | 7 | 250 | 9 | 102.4159 | 111.8584 | 188.9775 | 132.257 | 190.7773 | 104.2861 | 150.6274 | 217.7142 | 145.3793 | 61.4894 | 130.5776 | 194.9094 | 112.1821 | 203.3055 | 146.9943 | 161.2371 | 180.6214 | 117.8373
5984 | 8 | 250 | 9 | 105.3922 | 111.5286 | 180.4407 | 132.565 | 180.3384 | 103.6498 | 143.1804 | 186.7778 | 134.3117 | 65.5577 | 132.3204 | 193.178 | 112.2144 | 196.5365 | 146.5825 | 154.5256 | 157.4765 | 102.8161
5985 | 9 | 250 | 9 | 110.274 | 112.3058 | 200.7014 | 133.1641 | 187.5756 | 97.577 | 135.9434 | 183.2749 | 132.2471 | 70.1237 | 134.3314 | 197.2988 | 108.2357 | 198.5031 | 152.5435 | 148.9972 | 137.1797 | 101.9302
5986 | 10 | 250 | 9 | 110.2232 | 128.4274 | 193.9439 | 136.3798 | 179.5791 | 99.4156 | 142.5336 | 201.7335 | 135.6511 | 68.4791 | 136.9997 | 202.544 | 103.271 | 192.2817 | 159.0716 | 154.7749 | 156.6501 | 105.4762
5987 | 11 | 250 | 9 | 108.1283 | 134.2456 | 163.1366 | 136.1734 | 174.7892 | 98.4879 | 139.077 | 189.7245 | 135.1659 | 68.183 | 132.3011 | 194.6968 | 106.3609 | 194.5966 | 157.3517 | 154.2057 | 169.6637 | 112.1491
5988 | 12 | 250 | 9 | 106.3652 | 141.8395 | 156.7607 | 134.1345 | 178.435 | 99.7959 | 136.7647 | 183.9809 | 130.8979 | 66.1632 | 129.4811 | 194.9776 | 106.8215 | 183.9462 | 157.3593 | 158.4022 | 161.8484 | 108.6366
5989 | 13 | 250 | 9 | 109.3874 | 151.9584 | 160.871 | 129.6425 | 182.4436 | 102.2415 | 134.6126 | 175.7634 | 128.0986 | 65.6015 | 128.6449 | 196.3095 | 114.6915 | 187.6296 | 162.6606 | 162.2607 | 155.3018 | 114.1508
5990 | 14 | 250 | 9 | 107.8002 | 142.2668 | 174.4619 | 130.4877 | 177.7868 | 104.1522 | 138.5748 | 189.5366 | 131.9321 | 66.5728 | 125.2863 | 199.6559 | 120.1694 | 188.2591 | 174.4956 | 157.2878 | 167.0223 | 116.3873
5991 | 15 | 250 | 9 | 109.4638 | 147.9157 | 203.0474 | 136.446 | 198.6025 | 121.091 | 150.5998 | 207.6001 | 128.7923 | 57.5546 | 126.0254 | 202.8676 | 132.1415 | 194.576 | 177.9003 | 166.8909 | 190.553 | 119.5085
5992 | 16 | 250 | 9 | 133.5293 | 162.0777 | 252.3633 | 147.8093 | 261.5835 | 156.4454 | 201.4939 | 185.4018 | 123.0162 | 73.8048 | 142.4344 | 232.8178 | 193.9529 | 221.4023 | 220.2309 | 196.6477 | 225.8375 | 138.159
5993 | 17 | 250 | 9 | 173.9799 | 233.1298 | 324.532 | 149.6552 | 308.7835 | 201.8181 | 257.7477 | 216.2199 | 165.4078 | 85.5602 | 147.4202 | 298.638 | 245.7325 | 274.5693 | 254.2589 | 264.8615 | 276.2554 | 194.9414
5994 | 18 | 250 | 9 | 174.29 | 263.5574 | 346.7015 | 150.0916 | 303.834 | 192.2224 | 260.1534 | 233.1642 | 194.5793 | 77.4036 | 144.0983 | 336.9526 | 242.5613 | 304.9301 | 261.9876 | 292.8032 | 280.7081 | 232.8142
5995 | 19 | 250 | 9 | 172.4622 | 223.1102 | 344.2257 | 147.8259 | 294.0727 | 186.052 | 253.7191 | 245.3636 | 195.4642 | 74.4057 | 143.7722 | 320.1375 | 228.3881 | 300.6828 | 251.7617 | 257.009 | 280.9612 | 226.0293
5996 | 20 | 250 | 9 | 161.599 | 176.0806 | 337.2699 | 143.9437 | 279.7306 | 158.1237 | 243.3588 | 236.4381 | 200.7361 | 74.1112 | 139.3819 | 317.941 | 209.8611 | 290.8129 | 238.7944 | 235.1785 | 267.6009 | 216.6922
5997 | 21 | 250 | 9 | 159.9319 | 154.4103 | 326.0333 | 138.7667 | 285.179 | 173.2604 | 242.2111 | 222.4364 | 197.321 | 74.7883 | 129.2685 | 308.306 | 214.7368 | 281.1879 | 234.0541 | 225.6231 | 273.9619 | 210.9382
5998 | 22 | 250 | 9 | 147.8363 | 147.7423 | 328.6214 | 133.4084 | 283.3453 | 175.8344 | 248.4075 | 232.5497 | 204.3336 | 76.3172 | 127.0774 | 310.3983 | 216.8576 | 285.3282 | 213.982 | 222.8224 | 272.4806 | 212.7065
5999 | 23 | 250 | 9 | 138.486 | 150.7074 | 332.4637 | 136.4658 | 273.368 | 163.5681 | 257.0707 | 238.3766 | 200.3405 | 73.0981 | 128.408 | 298.5741 | 206.8972 | 300.4463 | 200.8024 | 212.1643 | 267.3504 | 218.8474
6000 | 0 | 251 | 9 | 139.2691 | 162.2074 | 333.3221 | 129.758 | 287.2999 | 160.7554 | 266.5754 | 228.2334 | 195.4508 | 77.8108 | 127.2942 | 297.5875 | 222.2925 | 313.3724 | 196.1607 | 206.8036 | 252.7685 | 217.0989
6001 | 1 | 251 | 9 | 140.2278 | 162.4425 | 333.6995 | 128.3178 | 285.0448 | 162.0453 | 266.8265 | 219.4643 | 194.8805 | 78.524 | 126.0556 | 298.4166 | 215.0694 | 328.9141 | 203.1885 | 215.2516 | 265.8099 | 214.7918
6002 | 2 | 251 | 9 | 135.8488 | 169.5144 | 329.9058 | 128.7729 | 291.0533 | 162.6173 | 264.9565 | 215.0164 | 201.5684 | 82.4904 | 125.7403 | 296.7975 | 207.6203 | 336.9726 | 212.2815 | 232.2345 | 264.8862 | 211.2014
6003 | 3 | 251 | 9 | 135.1585 | 165.7267 | 329.7561 | 128.2957 | 284.3545 | 169.2078 | 263.7651 | 223.3586 | 201.4595 | 83.3447 | 127.0524 | 300.2649 | 206.5558 | 335.2561 | 209.9779 | 229.7382 | 251.2994 | 210.4886
6004 | 4 | 251 | 9 | 134.2435 | 170.6717 | 326.9104 | 129.0509 | 273.7013 | 166.5412 | 267.4021 | 225.4781 | 199.9889 | 84.7206 | 124.7129 | 295.2797 | 203.3248 | 326.7271 | 222.4254 | 232.7961 | 256.2836 | 207.2815
6005 | 5 | 251 | 9 | 119.5269 | 173.6765 | 322.8646 | 127.7083 | 247.3828 | 157.4496 | 253.8211 | 221.9118 | 202.2781 | 80.3464 | 126.2984 | 292.7349 | 181.3072 | 322.3232 | 211.2727 | 233.3395 | 253.5002 | 209.5152
6006 | 6 | 251 | 9 | 110.12 | 141.1058 | 234.6174 | 124.5618 | 204.5242 | 114.4502 | 173.1429 | 217.6452 | 174.9667 | 70.79 | 125.2342 | 240.1648 | 128.9377 | 247.2948 | 182.7664 | 194.249 | 195.5357 | 150.2127
6007 | 7 | 251 | 9 | 102.4159 | 111.8584 | 188.9775 | 132.257 | 190.7773 | 104.2861 | 150.6274 | 217.7142 | 145.3793 | 61.4894 | 130.5776 | 194.9094 | 112.1821 | 203.3055 | 146.9943 | 161.2371 | 180.6214 | 117.8373
6008 | 8 | 251 | 9 | 105.3922 | 111.5286 | 180.4407 | 132.565 | 180.3384 | 103.6498 | 143.1804 | 186.7778 | 134.3117 | 65.5577 | 132.3204 | 193.178 | 112.2144 | 196.5365 | 146.5825 | 154.5256 | 157.4765 | 102.8161
6009 | 9 | 251 | 9 | 110.274 | 112.3058 | 200.7014 | 133.1641 | 187.5756 | 97.577 | 135.9434 | 183.2749 | 132.2471 | 70.1237 | 134.3314 | 197.2988 | 108.2357 | 198.5031 | 152.5435 | 148.9972 | 137.1797 | 101.9302
6010 | 10 | 251 | 9 | 110.2232 | 128.4274 | 193.9439 | 136.3798 | 179.5791 | 99.4156 | 142.5336 | 201.7335 | 135.6511 | 68.4791 | 136.9997 | 202.544 | 103.271 | 192.2817 | 159.0716 | 154.7749 | 156.6501 | 105.4762
6011 | 11 | 251 | 9 | 108.1283 | 134.2456 | 163.1366 | 136.1734 | 174.7892 | 98.4879 | 139.077 | 189.7245 | 135.1659 | 68.183 | 132.3011 | 194.6968 | 106.3609 | 194.5966 | 157.3517 | 154.2057 | 169.6637 | 112.1491
6012 | 12 | 251 | 9 | 106.3652 | 141.8395 | 156.7607 | 134.1345 | 178.435 | 99.7959 | 136.7647 | 183.9809 | 130.8979 | 66.1632 | 129.4811 | 194.9776 | 106.8215 | 183.9462 | 157.3593 | 158.4022 | 161.8484 | 108.6366
6013 | 13 | 251 | 9 | 109.3874 | 151.9584 | 160.871 | 129.6425 | 182.4436 | 102.2415 | 134.6126 | 175.7634 | 128.0986 | 65.6015 | 128.6449 | 196.3095 | 114.6915 | 187.6296 | 162.6606 | 162.2607 | 155.3018 | 114.1508
6014 | 14 | 251 | 9 | 107.8002 | 142.2668 | 174.4619 | 130.4877 | 177.7868 | 104.1522 | 138.5748 | 189.5366 | 131.9321 | 66.5728 | 125.2863 | 199.6559 | 120.1694 | 188.2591 | 174.4956 | 157.2878 | 167.0223 | 116.3873
6015 | 15 | 251 | 9 | 109.4638 | 147.9157 | 203.0474 | 136.446 | 198.6025 | 121.091 | 150.5998 | 207.6001 | 128.7923 | 57.5546 | 126.0254 | 202.8676 | 132.1415 | 194.576 | 177.9003 | 166.8909 | 190.553 | 119.5085
6016 | 16 | 251 | 9 | 133.5293 | 162.0777 | 252.3633 | 147.8093 | 261.5835 | 156.4454 | 201.4939 | 185.4018 | 123.0162 | 73.8048 | 142.4344 | 232.8178 | 193.9529 | 221.4023 | 220.2309 | 196.6477 | 225.8375 | 138.159
6017 | 17 | 251 | 9 | 173.9799 | 233.1298 | 324.532 | 149.6552 | 308.7835 | 201.8181 | 257.7477 | 216.2199 | 165.4078 | 85.5602 | 147.4202 | 298.638 | 245.7325 | 274.5693 | 254.2589 | 264.8615 | 276.2554 | 194.9414
6018 | 18 | 251 | 9 | 174.29 | 263.5574 | 346.7015 | 150.0916 | 303.834 | 192.2224 | 260.1534 | 233.1642 | 194.5793 | 77.4036 | 144.0983 | 336.9526 | 242.5613 | 304.9301 | 261.9876 | 292.8032 | 280.7081 | 232.8142
6019 | 19 | 251 | 9 | 172.4622 | 223.1102 | 344.2257 | 147.8259 | 294.0727 | 186.052 | 253.7191 | 245.3636 | 195.4642 | 74.4057 | 143.7722 | 320.1375 | 228.3881 | 300.6828 | 251.7617 | 257.009 | 280.9612 | 226.0293
6020 | 20 | 251 | 9 | 161.599 | 176.0806 | 337.2699 | 143.9437 | 279.7306 | 158.1237 | 243.3588 | 236.4381 | 200.7361 | 74.1112 | 139.3819 | 317.941 | 209.8611 | 290.8129 | 238.7944 | 235.1785 | 267.6009 | 216.6922
6021 | 21 | 251 | 9 | 159.9319 | 154.4103 | 326.0333 | 138.7667 | 285.179 | 173.2604 | 242.2111 | 222.4364 | 197.321 | 74.7883 | 129.2685 | 308.306 | 214.7368 | 281.1879 | 234.0541 | 225.6231 | 273.9619 | 210.9382
6022 | 22 | 251 | 9 | 147.8363 | 147.7423 | 328.6214 | 133.4084 | 283.3453 | 175.8344 | 248.4075 | 232.5497 | 204.3336 | 76.3172 | 127.0774 | 310.3983 | 216.8576 | 285.3282 | 213.982 | 222.8224 | 272.4806 | 212.7065
6023 | 23 | 251 | 9 | 138.486 | 150.7074 | 332.4637 | 136.4658 | 273.368 | 163.5681 | 257.0707 | 238.3766 | 200.3405 | 73.0981 | 128.408 | 298.5741 | 206.8972 | 300.4463 | 200.8024 | 212.1643 | 267.3504 | 218.8474
6024 | 0 | 252 | 9 | 139.2691 | 162.2074 | 333.3221 | 129.758 | 287.2999 | 160.7554 | 266.5754 | 228.2334 | 195.4508 | 77.8108 | 127.2942 | 297.5875 | 222.2925 | 313.3724 | 196.1607 | 206.8036 | 252.7685 | 217.0989
6025 | 1 | 252 | 9 | 140.2278 | 162.4425 | 333.6995 | 128.3178 | 285.0448 | 162.0453 | 266.8265 | 219.4643 | 194.8805 | 78.524 | 126.0556 | 298.4166 | 215.0694 | 328.9141 | 203.1885 | 215.2516 | 265.8099 | 214.7918
6026 | 2 | 252 | 9 | 135.8488 | 169.5144 | 329.9058 | 128.7729 | 291.0533 | 162.6173 | 264.9565 | 215.0164 | 201.5684 | 82.4904 | 125.7403 | 296.7975 | 207.6203 | 336.9726 | 212.2815 | 232.2345 | 264.8862 | 211.2014
6027 | 3 | 252 | 9 | 135.1585 | 165.7267 | 329.7561 | 128.2957 | 284.3545 | 169.2078 | 263.7651 | 223.3586 | 201.4595 | 83.3447 | 127.0524 | 300.2649 | 206.5558 | 335.2561 | 209.9779 | 229.7382 | 251.2994 | 210.4886
6028 | 4 | 252 | 9 | 134.2435 | 170.6717 | 326.9104 | 129.0509 | 273.7013 | 166.5412 | 267.4021 | 225.4781 | 199.9889 | 84.7206 | 124.7129 | 295.2797 | 203.3248 | 326.7271 | 222.4254 | 232.7961 | 256.2836 | 207.2815
6029 | 5 | 252 | 9 | 119.5269 | 173.6765 | 322.8646 | 127.7083 | 247.3828 | 157.4496 | 253.8211 | 221.9118 | 202.2781 | 80.3464 | 126.2984 | 292.7349 | 181.3072 | 322.3232 | 211.2727 | 233.3395 | 253.5002 | 209.5152
6030 | 6 | 252 | 9 | 110.12 | 141.1058 | 234.6174 | 124.5618 | 204.5242 | 114.4502 | 173.1429 | 217.6452 | 174.9667 | 70.79 | 125.2342 | 240.1648 | 128.9377 | 247.2948 | 182.7664 | 194.249 | 195.5357 | 150.2127
6031 | 7 | 252 | 9 | 102.4159 | 111.8584 | 188.9775 | 132.257 | 190.7773 | 104.2861 | 150.6274 | 217.7142 | 145.3793 | 61.4894 | 130.5776 | 194.9094 | 112.1821 | 203.3055 | 146.9943 | 161.2371 | 180.6214 | 117.8373
6032 | 8 | 252 | 9 | 105.3922 | 111.5286 | 180.4407 | 132.565 | 180.3384 | 103.6498 | 143.1804 | 186.7778 | 134.3117 | 65.5577 | 132.3204 | 193.178 | 112.2144 | 196.5365 | 146.5825 | 154.5256 | 157.4765 | 102.8161
6033 | 9 | 252 | 9 | 110.274 | 112.3058 | 200.7014 | 133.1641 | 187.5756 | 97.577 | 135.9434 | 183.2749 | 132.2471 | 70.1237 | 134.3314 | 197.2988 | 108.2357 | 198.5031 | 152.5435 | 148.9972 | 137.1797 | 101.9302
6034 | 10 | 252 | 9 | 110.2232 | 128.4274 | 193.9439 | 136.3798 | 179.5791 | 99.4156 | 142.5336 | 201.7335 | 135.6511 | 68.4791 | 136.9997 | 202.544 | 103.271 | 192.2817 | 159.0716 | 154.7749 | 156.6501 | 105.4762
6035 | 11 | 252 | 9 | 108.1283 | 134.2456 | 163.1366 | 136.1734 | 174.7892 | 98.4879 | 139.077 | 189.7245 | 135.1659 | 68.183 | 132.3011 | 194.6968 | 106.3609 | 194.5966 | 157.3517 | 154.2057 | 169.6637 | 112.1491
6036 | 12 | 252 | 9 | 106.3652 | 141.8395 | 156.7607 | 134.1345 | 178.435 | 99.7959 | 136.7647 | 183.9809 | 130.8979 | 66.1632 | 129.4811 | 194.9776 | 106.8215 | 183.9462 | 157.3593 | 158.4022 | 161.8484 | 108.6366
6037 | 13 | 252 | 9 | 109.3874 | 151.9584 | 160.871 | 129.6425 | 182.4436 | 102.2415 | 134.6126 | 175.7634 | 128.0986 | 65.6015 | 128.6449 | 196.3095 | 114.6915 | 187.6296 | 162.6606 | 162.2607 | 155.3018 | 114.1508
6038 | 14 | 252 | 9 | 107.8002 | 142.2668 | 174.4619 | 130.4877 | 177.7868 | 104.1522 | 138.5748 | 189.5366 | 131.9321 | 66.5728 | 125.2863 | 199.6559 | 120.1694 | 188.2591 | 174.4956 | 157.2878 | 167.0223 | 116.3873
6039 | 15 | 252 | 9 | 109.4638 | 147.9157 | 203.0474 | 136.446 | 198.6025 | 121.091 | 150.5998 | 207.6001 | 128.7923 | 57.5546 | 126.0254 | 202.8676 | 132.1415 | 194.576 | 177.9003 | 166.8909 | 190.553 | 119.5085
6040 | 16 | 252 | 9 | 133.5293 | 162.0777 | 252.3633 | 147.8093 | 261.5835 | 156.4454 | 201.4939 | 185.4018 | 123.0162 | 73.8048 | 142.4344 | 232.8178 | 193.9529 | 221.4023 | 220.2309 | 196.6477 | 225.8375 | 138.159
6041 | 17 | 252 | 9 | 173.9799 | 233.1298 | 324.532 | 149.6552 | 308.7835 | 201.8181 | 257.7477 | 216.2199 | 165.4078 | 85.5602 | 147.4202 | 298.638 | 245.7325 | 274.5693 | 254.2589 | 264.8615 | 276.2554 | 194.9414
6042 | 18 | 252 | 9 | 174.29 | 263.5574 | 346.7015 | 150.0916 | 303.834 | 192.2224 | 260.1534 | 233.1642 | 194.5793 | 77.4036 | 144.0983 | 336.9526 | 242.5613 | 304.9301 | 261.9876 | 292.8032 | 280.7081 | 232.8142
6043 | 19 | 252 | 9 | 172.4622 | 223.1102 | 344.2257 | 147.8259 | 294.0727 | 186.052 | 253.7191 | 245.3636 | 195.4642 | 74.4057 | 143.7722 | 320.1375 | 228.3881 | 300.6828 | 251.7617 | 257.009 | 280.9612 | 226.0293
6044 | 20 | 252 | 9 | 161.599 | 176.0806 | 337.2699 | 143.9437 | 279.7306 | 158.1237 | 243.3588 | 236.4381 | 200.7361 | 74.1112 | 139.3819 | 317.941 | 209.8611 | 290.8129 | 238.7944 | 235.1785 | 267.6009 | 216.6922
6045 | 21 | 252 | 9 | 159.9319 | 154.4103 | 326.0333 | 138.7667 | 285.179 | 173.2604 | 242.2111 | 222.4364 | 197.321 | 74.7883 | 129.2685 | 308.306 | 214.7368 | 281.1879 | 234.0541 | 225.6231 | 273.9619 | 210.9382
6046 | 22 | 252 | 9 | 147.8363 | 147.7423 | 328.6214 | 133.4084 | 283.3453 | 175.8344 | 248.4075 | 232.5497 | 204.3336 | 76.3172 | 127.0774 | 310.3983 | 216.8576 | 285.3282 | 213.982 | 222.8224 | 272.4806 | 212.7065
6047 | 23 | 252 | 9 | 138.486 | 150.7074 | 332.4637 | 136.4658 | 273.368 | 163.5681 | 257.0707 | 238.3766 | 200.3405 | 73.0981 | 128.408 | 298.5741 | 206.8972 | 300.4463 | 200.8024 | 212.1643 | 267.3504 | 218.8474
6048 | 0 | 253 | 9 | 139.2691 | 162.2074 | 333.3221 | 129.758 | 287.2999 | 160.7554 | 266.5754 | 228.2334 | 195.4508 | 77.8108 | 127.2942 | 297.5875 | 222.2925 | 313.3724 | 196.1607 | 206.8036 | 252.7685 | 217.0989
6049 | 1 | 253 | 9 | 140.2278 | 162.4425 | 333.6995 | 128.3178 | 285.0448 | 162.0453 | 266.8265 | 219.4643 | 194.8805 | 78.524 | 126.0556 | 298.4166 | 215.0694 | 328.9141 | 203.1885 | 215.2516 | 265.8099 | 214.7918
6050 | 2 | 253 | 9 | 135.8488 | 169.5144 | 329.9058 | 128.7729 | 291.0533 | 162.6173 | 264.9565 | 215.0164 | 201.5684 | 82.4904 | 125.7403 | 296.7975 | 207.6203 | 336.9726 | 212.2815 | 232.2345 | 264.8862 | 211.2014
6051 | 3 | 253 | 9 | 135.1585 | 165.7267 | 329.7561 | 128.2957 | 284.3545 | 169.2078 | 263.7651 | 223.3586 | 201.4595 | 83.3447 | 127.0524 | 300.2649 | 206.5558 | 335.2561 | 209.9779 | 229.7382 | 251.2994 | 210.4886
6052 | 4 | 253 | 9 | 134.2435 | 170.6717 | 326.9104 | 129.0509 | 273.7013 | 166.5412 | 267.4021 | 225.4781 | 199.9889 | 84.7206 | 124.7129 | 295.2797 | 203.3248 | 326.7271 | 222.4254 | 232.7961 | 256.2836 | 207.2815
6053 | 5 | 253 | 9 | 119.5269 | 173.6765 | 322.8646 | 127.7083 | 247.3828 | 157.4496 | 253.8211 | 221.9118 | 202.2781 | 80.3464 | 126.2984 | 292.7349 | 181.3072 | 322.3232 | 211.2727 | 233.3395 | 253.5002 | 209.5152
6054 | 6 | 253 | 9 | 110.12 | 141.1058 | 234.6174 | 124.5618 | 204.5242 | 114.4502 | 173.1429 | 217.6452 | 174.9667 | 70.79 | 125.2342 | 240.1648 | 128.9377 | 247.2948 | 182.7664 | 194.249 | 195.5357 | 150.2127
6055 | 7 | 253 | 9 | 102.4159 | 111.8584 | 188.9775 | 132.257 | 190.7773 | 104.2861 | 150.6274 | 217.7142 | 145.3793 | 61.4894 | 130.5776 | 194.9094 | 112.1821 | 203.3055 | 146.9943 | 161.2371 | 180.6214 | 117.8373
6056 | 8 | 253 | 9 | 105.3922 | 111.5286 | 180.4407 | 132.565 | 180.3384 | 103.6498 | 143.1804 | 186.7778 | 134.3117 | 65.5577 | 132.3204 | 193.178 | 112.2144 | 196.5365 | 146.5825 | 154.5256 | 157.4765 | 102.8161
6057 | 9 | 253 | 9 | 110.274 | 112.3058 | 200.7014 | 133.1641 | 187.5756 | 97.577 | 135.9434 | 183.2749 | 132.2471 | 70.1237 | 134.3314 | 197.2988 | 108.2357 | 198.5031 | 152.5435 | 148.9972 | 137.1797 | 101.9302
6058 | 10 | 253 | 9 | 110.2232 | 128.4274 | 193.9439 | 136.3798 | 179.5791 | 99.4156 | 142.5336 | 201.7335 | 135.6511 | 68.4791 | 136.9997 | 202.544 | 103.271 | 192.2817 | 159.0716 | 154.7749 | 156.6501 | 105.4762
6059 | 11 | 253 | 9 | 108.1283 | 134.2456 | 163.1366 | 136.1734 | 174.7892 | 98.4879 | 139.077 | 189.7245 | 135.1659 | 68.183 | 132.3011 | 194.6968 | 106.3609 | 194.5966 | 157.3517 | 154.2057 | 169.6637 | 112.1491
6060 | 12 | 253 | 9 | 106.3652 | 141.8395 | 156.7607 | 134.1345 | 178.435 | 99.7959 | 136.7647 | 183.9809 | 130.8979 | 66.1632 | 129.4811 | 194.9776 | 106.8215 | 183.9462 | 157.3593 | 158.4022 | 161.8484 | 108.6366
6061 | 13 | 253 | 9 | 109.3874 | 151.9584 | 160.871 | 129.6425 | 182.4436 | 102.2415 | 134.6126 | 175.7634 | 128.0986 | 65.6015 | 128.6449 | 196.3095 | 114.6915 | 187.6296 | 162.6606 | 162.2607 | 155.3018 | 114.1508
6062 | 14 | 253 | 9 | 107.8002 | 142.2668 | 174.4619 | 130.4877 | 177.7868 | 104.1522 | 138.5748 | 189.5366 | 131.9321 | 66.5728 | 125.2863 | 199.6559 | 120.1694 | 188.2591 | 174.4956 | 157.2878 | 167.0223 | 116.3873
6063 | 15 | 253 | 9 | 109.4638 | 147.9157 | 203.0474 | 136.446 | 198.6025 | 121.091 | 150.5998 | 207.6001 | 128.7923 | 57.5546 | 126.0254 | 202.8676 | 132.1415 | 194.576 | 177.9003 | 166.8909 | 190.553 | 119.5085
6064 | 16 | 253 | 9 | 133.5293 | 162.0777 | 252.3633 | 147.8093 | 261.5835 | 156.4454 | 201.4939 | 185.4018 | 123.0162 | 73.8048 | 142.4344 | 232.8178 | 193.9529 | 221.4023 | 220.2309 | 196.6477 | 225.8375 | 138.159
6065 | 17 | 253 | 9 | 173.9799 | 233.1298 | 324.532 | 149.6552 | 308.7835 | 201.8181 | 257.7477 | 216.2199 | 165.4078 | 85.5602 | 147.4202 | 298.638 | 245.7325 | 274.5693 | 254.2589 | 264.8615 | 276.2554 | 194.9414
6066 | 18 | 253 | 9 | 174.29 | 263.5574 | 346.7015 | 150.0916 | 303.834 | 192.2224 | 260.1534 | 233.1642 | 194.5793 | 77.4036 | 144.0983 | 336.9526 | 242.5613 | 304.9301 | 261.9876 | 292.8032 | 280.7081 | 232.8142
6067 | 19 | 253 | 9 | 172.4622 | 223.1102 | 344.2257 | 147.8259 | 294.0727 | 186.052 | 253.7191 | 245.3636 | 195.4642 | 74.4057 | 143.7722 | 320.1375 | 228.3881 | 300.6828 | 251.7617 | 257.009 | 280.9612 | 226.0293
6068 | 20 | 253 | 9 | 161.599 | 176.0806 | 337.2699 | 143.9437 | 279.7306 | 158.1237 | 243.3588 | 236.4381 | 200.7361 | 74.1112 | 139.3819 | 317.941 | 209.8611 | 290.8129 | 238.7944 | 235.1785 | 267.6009 | 216.6922
6069 | 21 | 253 | 9 | 159.9319 | 154.4103 | 326.0333 | 138.7667 | 285.179 | 173.2604 | 242.2111 | 222.4364 | 197.321 | 74.7883 | 129.2685 | 308.306 | 214.7368 | 281.1879 | 234.0541 | 225.6231 | 273.9619 | 210.9382
6070 | 22 | 253 | 9 | 147.8363 | 147.7423 | 328.6214 | 133.4084 | 283.3453 | 175.8344 | 248.4075 | 232.5497 | 204.3336 | 76.3172 | 127.0774 | 310.3983 | 216.8576 | 285.3282 | 213.982 | 222.8224 | 272.4806 | 212.7065
6071 | 23 | 253 | 9 | 138.486 | 150.7074 | 332.4637 | 136.4658 | 273.368 | 163.5681 | 257.0707 | 238.3766 | 200.3405 | 73.0981 | 128.408 | 298.5741 | 206.8972 | 300.4463 | 200.8024 | 212.1643 | 267.3504 | 218.8474
6072 | 0 | 254 | 9 | 139.2691 | 162.2074 | 333.3221 | 129.758 | 287.2999 | 160.7554 | 266.5754 | 228.2334 | 195.4508 | 77.8108 | 127.2942 | 297.5875 | 222.2925 | 313.3724 | 196.1607 | 206.8036 | 252.7685 | 217.0989
6073 | 1 | 254 | 9 | 140.2278 | 162.4425 | 333.6995 | 128.3178 | 285.0448 | 162.0453 | 266.8265 | 219.4643 | 194.8805 | 78.524 | 126.0556 | 298.4166 | 215.0694 | 328.9141 | 203.1885 | 215.2516 | 265.8099 | 214.7918
6074 | 2 | 254 | 9 | 135.8488 | 169.5144 | 329.9058 | 128.7729 | 291.0533 | 162.6173 | 264.9565 | 215.0164 | 201.5684 | 82.4904 | 125.7403 | 296.7975 | 207.6203 | 336.9726 | 212.2815 | 232.2345 | 264.8862 | 211.2014
6075 | 3 | 254 | 9 | 135.1585 | 165.7267 | 329.7561 | 128.2957 | 284.3545 | 169.2078 | 263.7651 | 223.3586 | 201.4595 | 83.3447 | 127.0524 | 300.2649 | 206.5558 | 335.2561 | 209.9779 | 229.7382 | 251.2994 | 210.4886
6076 | 4 | 254 | 9 | 134.2435 | 170.6717 | 326.9104 | 129.0509 | 273.7013 | 166.5412 | 267.4021 | 225.4781 | 199.9889 | 84.7206 | 124.7129 | 295.2797 | 203.3248 | 326.7271 | 222.4254 | 232.7961 | 256.2836 | 207.2815
6077 | 5 | 254 | 9 | 119.5269 | 173.6765 | 322.8646 | 127.7083 | 247.3828 | 157.4496 | 253.8211 | 221.9118 | 202.2781 | 80.3464 | 126.2984 | 292.7349 | 181.3072 | 322.3232 | 211.2727 | 233.3395 | 253.5002 | 209.5152
6078 | 6 | 254 | 9 | 110.12 | 141.1058 | 234.6174 | 124.5618 | 204.5242 | 114.4502 | 173.1429 | 217.6452 | 174.9667 | 70.79 | 125.2342 | 240.1648 | 128.9377 | 247.2948 | 182.7664 | 194.249 | 195.5357 | 150.2127
6079 | 7 | 254 | 9 | 102.4159 | 111.8584 | 188.9775 | 132.257 | 190.7773 | 104.2861 | 150.6274 | 217.7142 | 145.3793 | 61.4894 | 130.5776 | 194.9094 | 112.1821 | 203.3055 | 146.9943 | 161.2371 | 180.6214 | 117.8373
6080 | 8 | 254 | 9 | 105.3922 | 111.5286 | 180.4407 | 132.565 | 180.3384 | 103.6498 | 143.1804 | 186.7778 | 134.3117 | 65.5577 | 132.3204 | 193.178 | 112.2144 | 196.5365 | 146.5825 | 154.5256 | 157.4765 | 102.8161
6081 | 9 | 254 | 9 | 110.274 | 112.3058 | 200.7014 | 133.1641 | 187.5756 | 97.577 | 135.9434 | 183.2749 | 132.2471 | 70.1237 | 134.3314 | 197.2988 | 108.2357 | 198.5031 | 152.5435 | 148.9972 | 137.1797 | 101.9302
6082 | 10 | 254 | 9 | 110.2232 | 128.4274 | 193.9439 | 136.3798 | 179.5791 | 99.4156 | 142.5336 | 201.7335 | 135.6511 | 68.4791 | 136.9997 | 202.544 | 103.271 | 192.2817 | 159.0716 | 154.7749 | 156.6501 | 105.4762
6083 | 11 | 254 | 9 | 108.1283 | 134.2456 | 163.1366 | 136.1734 | 174.7892 | 98.4879 | 139.077 | 189.7245 | 135.1659 | 68.183 | 132.3011 | 194.6968 | 106.3609 | 194.5966 | 157.3517 | 154.2057 | 169.6637 | 112.1491
6084 | 12 | 254 | 9 | 106.3652 | 141.8395 | 156.7607 | 134.1345 | 178.435 | 99.7959 | 136.7647 | 183.9809 | 130.8979 | 66.1632 | 129.4811 | 194.9776 | 106.8215 | 183.9462 | 157.3593 | 158.4022 | 161.8484 | 108.6366
6085 | 13 | 254 | 9 | 109.3874 | 151.9584 | 160.871 | 129.6425 | 182.4436 | 102.2415 | 134.6126 | 175.7634 | 128.0986 | 65.6015 | 128.6449 | 196.3095 | 114.6915 | 187.6296 | 162.6606 | 162.2607 | 155.3018 | 114.1508
6086 | 14 | 254 | 9 | 107.8002 | 142.2668 | 174.4619 | 130.4877 | 177.7868 | 104.1522 | 138.5748 | 189.5366 | 131.9321 | 66.5728 | 125.2863 | 199.6559 | 120.1694 | 188.2591 | 174.4956 | 157.2878 | 167.0223 | 116.3873
6087 | 15 | 254 | 9 | 109.4638 | 147.9157 | 203.0474 | 136.446 | 198.6025 | 121.091 | 150.5998 | 207.6001 | 128.7923 | 57.5546 | 126.0254 | 202.8676 | 132.1415 | 194.576 | 177.9003 | 166.8909 | 190.553 | 119.5085
6088 | 16 | 254 | 9 | 133.5293 | 162.0777 | 252.3633 | 147.8093 | 261.5835 | 156.4454 | 201.4939 | 185.4018 | 123.0162 | 73.8048 | 142.4344 | 232.8178 | 193.9529 | 221.4023 | 220.2309 | 196.6477 | 225.8375 | 138.159
6089 | 17 | 254 | 9 | 173.9799 | 233.1298 | 324.532 | 149.6552 | 308.7835 | 201.8181 | 257.7477 | 216.2199 | 165.4078 | 85.5602 | 147.4202 | 298.638 | 245.7325 | 274.5693 | 254.2589 | 264.8615 | 276.2554 | 194.9414
6090 | 18 | 254 | 9 | 174.29 | 263.5574 | 346.7015 | 150.0916 | 303.834 | 192.2224 | 260.1534 | 233.1642 | 194.5793 | 77.4036 | 144.0983 | 336.9526 | 242.5613 | 304.9301 | 261.9876 | 292.8032 | 280.7081 | 232.8142
6091 | 19 | 254 | 9 | 172.4622 | 223.1102 | 344.2257 | 147.8259 | 294.0727 | 186.052 | 253.7191 | 245.3636 | 195.4642 | 74.4057 | 143.7722 | 320.1375 | 228.3881 | 300.6828 | 251.7617 | 257.009 | 280.9612 | 226.0293
6092 | 20 | 254 | 9 | 161.599 | 176.0806 | 337.2699 | 143.9437 | 279.7306 | 158.1237 | 243.3588 | 236.4381 | 200.7361 | 74.1112 | 139.3819 | 317.941 | 209.8611 | 290.8129 | 238.7944 | 235.1785 | 267.6009 | 216.6922
6093 | 21 | 254 | 9 | 159.9319 | 154.4103 | 326.0333 | 138.7667 | 285.179 | 173.2604 | 242.2111 | 222.4364 | 197.321 | 74.7883 | 129.2685 | 308.306 | 214.7368 | 281.1879 | 234.0541 | 225.6231 | 273.9619 | 210.9382
6094 | 22 | 254 | 9 | 147.8363 | 147.7423 | 328.6214 | 133.4084 | 283.3453 | 175.8344 | 248.4075 | 232.5497 | 204.3336 | 76.3172 | 127.0774 | 310.3983 | 216.8576 | 285.3282 | 213.982 | 222.8224 | 272.4806 | 212.7065
6095 | 23 | 254 | 9 | 138.486 | 150.7074 | 332.4637 | 136.4658 | 273.368 | 163.5681 | 257.0707 | 238.3766 | 200.3405 | 73.0981 | 128.408 | 298.5741 | 206.8972 | 300.4463 | 200.8024 | 212.1643 | 267.3504 | 218.8474
6096 | 0 | 255 | 9 | 139.2691 | 162.2074 | 333.3221 | 129.758 | 287.2999 | 160.7554 | 266.5754 | 228.2334 | 195.4508 | 77.8108 | 127.2942 | 297.5875 | 222.2925 | 313.3724 | 196.1607 | 206.8036 | 252.7685 | 217.0989
6097 | 1 | 255 | 9 | 140.2278 | 162.4425 | 333.6995 | 128.3178 | 285.0448 | 162.0453 | 266.8265 | 219.4643 | 194.8805 | 78.524 | 126.0556 | 298.4166 | 215.0694 | 328.9141 | 203.1885 | 215.2516 | 265.8099 | 214.7918
6098 | 2 | 255 | 9 | 135.8488 | 169.5144 | 329.9058 | 128.7729 | 291.0533 | 162.6173 | 264.9565 | 215.0164 | 201.5684 | 82.4904 | 125.7403 | 296.7975 | 207.6203 | 336.9726 | 212.2815 | 232.2345 | 264.8862 | 211.2014
6099 | 3 | 255 | 9 | 135.1585 | 165.7267 | 329.7561 | 128.2957 | 284.3545 | 169.2078 | 263.7651 | 223.3586 | 201.4595 | 83.3447 | 127.0524 | 300.2649 | 206.5558 | 335.2561 | 209.9779 | 229.7382 | 251.2994 | 210.4886
6100 | 4 | 255 | 9 | 134.2435 | 170.6717 | 326.9104 | 129.0509 | 273.7013 | 166.5412 | 267.4021 | 225.4781 | 199.9889 | 84.7206 | 124.7129 | 295.2797 | 203.3248 | 326.7271 | 222.4254 | 232.7961 | 256.2836 | 207.2815
6101 | 5 | 255 | 9 | 119.5269 | 173.6765 | 322.8646 | 127.7083 | 247.3828 | 157.4496 | 253.8211 | 221.9118 | 202.2781 | 80.3464 | 126.2984 | 292.7349 | 181.3072 | 322.3232 | 211.2727 | 233.3395 | 253.5002 | 209.5152
6102 | 6 | 255 | 9 | 110.12 | 141.1058 | 234.6174 | 124.5618 | 204.5242 | 114.4502 | 173.1429 | 217.6452 | 174.9667 | 70.79 | 125.2342 | 240.1648 | 128.9377 | 247.2948 | 182.7664 | 194.249 | 195.5357 | 150.2127
6103 | 7 | 255 | 9 | 102.4159 | 111.8584 | 188.9775 | 132.257 | 190.7773 | 104.2861 | 150.6274 | 217.7142 | 145.3793 | 61.4894 | 130.5776 | 194.9094 | 112.1821 | 203.3055 | 146.9943 | 161.2371 | 180.6214 | 117.8373
6104 | 8 | 255 | 9 | 105.3922 | 111.5286 | 180.4407 | 132.565 | 180.3384 | 103.6498 | 143.1804 | 186.7778 | 134.3117 | 65.5577 | 132.3204 | 193.178 | 112.2144 | 196.5365 | 146.5825 | 154.5256 | 157.4765 | 102.8161
6105 | 9 | 255 | 9 | 110.274 | 112.3058 | 200.7014 | 133.1641 | 187.5756 | 97.577 | 135.9434 | 183.2749 | 132.2471 | 70.1237 | 134.3314 | 197.2988 | 108.2357 | 198.5031 | 152.5435 | 148.9972 | 137.1797 | 101.9302
6106 | 10 | 255 | 9 | 110.2232 | 128.4274 | 193.9439 | 136.3798 | 179.5791 | 99.4156 | 142.5336 | 201.7335 | 135.6511 | 68.4791 | 136.9997 | 202.544 | 103.271 | 192.2817 | 159.0716 | 154.7749 | 156.6501 | 105.4762
6107 | 11 | 255 | 9 | 108.1283 | 134.2456 | 163.1366 | 136.1734 | 174.7892 | 98.4879 | 139.077 | 189.7245 | 135.1659 | 68.183 | 132.3011 | 194.6968 | 106.3609 | 194.5966 | 157.3517 | 154.2057 | 169.6637 | 112.1491
6108 | 12 | 255 | 9 | 106.3652 | 141.8395 | 156.7607 | 134.1345 | 178.435 | 99.7959 | 136.7647 | 183.9809 | 130.8979 | 66.1632 | 129.4811 | 194.9776 | 106.8215 | 183.9462 | 157.3593 | 158.4022 | 161.8484 | 108.6366
6109 | 13 | 255 | 9 | 109.3874 | 151.9584 | 160.871 | 129.6425 | 182.4436 | 102.2415 | 134.6126 | 175.7634 | 128.0986 | 65.6015 | 128.6449 | 196.3095 | 114.6915 | 187.6296 | 162.6606 | 162.2607 | 155.3018 | 114.1508
6110 | 14 | 255 | 9 | 107.8002 | 142.2668 | 174.4619 | 130.4877 | 177.7868 | 104.1522 | 138.5748 | 189.5366 | 131.9321 | 66.5728 | 125.2863 | 199.6559 | 120.1694 | 188.2591 | 174.4956 | 157.2878 | 167.0223 | 116.3873
6111 | 15 | 255 | 9 | 109.4638 | 147.9157 | 203.0474 | 136.446 | 198.6025 | 121.091 | 150.5998 | 207.6001 | 128.7923 | 57.5546 | 126.0254 | 202.8676 | 132.1415 | 194.576 | 177.9003 | 166.8909 | 190.553 | 119.5085
6112 | 16 | 255 | 9 | 133.5293 | 162.0777 | 252.3633 | 147.8093 | 261.5835 | 156.4454 | 201.4939 | 185.4018 | 123.0162 | 73.8048 | 142.4344 | 232.8178 | 193.9529 | 221.4023 | 220.2309 | 196.6477 | 225.8375 | 138.159
6113 | 17 | 255 | 9 | 173.9799 | 233.1298 | 324.532 | 149.6552 | 308.7835 | 201.8181 | 257.7477 | 216.2199 | 165.4078 | 85.5602 | 147.4202 | 298.638 | 245.7325 | 274.5693 | 254.2589 | 264.8615 | 276.2554 | 194.9414
6114 | 18 | 255 | 9 | 174.29 | 263.5574 | 346.7015 | 150.0916 | 303.834 | 192.2224 | 260.1534 | 233.1642 | 194.5793 | 77.4036 | 144.0983 | 336.9526 | 242.5613 | 304.9301 | 261.9876 | 292.8032 | 280.7081 | 232.8142
6115 | 19 | 255 | 9 | 172.4622 | 223.1102 | 344.2257 | 147.8259 | 294.0727 | 186.052 | 253.7191 | 245.3636 | 195.4642 | 74.4057 | 143.7722 | 320.1375 | 228.3881 | 300.6828 | 251.7617 | 257.009 | 280.9612 | 226.0293
6116 | 20 | 255 | 9 | 161.599 | 176.0806 | 337.2699 | 143.9437 | 279.7306 | 158.1237 | 243.3588 | 236.4381 | 200.7361 | 74.1112 | 139.3819 | 317.941 | 209.8611 | 290.8129 | 238.7944 | 235.1785 | 267.6009 | 216.6922
6117 | 21 | 255 | 9 | 159.9319 | 154.4103 | 326.0333 | 138.7667 | 285.179 | 173.2604 | 242.2111 | 222.4364 | 197.321 | 74.7883 | 129.2685 | 308.306 | 214.7368 | 281.1879 | 234.0541 | 225.6231 | 273.9619 | 210.9382
6118 | 22 | 255 | 9 | 147.8363 | 147.7423 | 328.6214 | 133.4084 | 283.3453 | 175.8344 | 248.4075 | 232.5497 | 204.3336 | 76.3172 | 127.0774 | 310.3983 | 216.8576 | 285.3282 | 213.982 | 222.8224 | 272.4806 | 212.7065
6119 | 23 | 255 | 9 | 138.486 | 150.7074 | 332.4637 | 136.4658 | 273.368 | 163.5681 | 257.0707 | 238.3766 | 200.3405 | 73.0981 | 128.408 | 298.5741 | 206.8972 | 300.4463 | 200.8024 | 212.1643 | 267.3504 | 218.8474
6120 | 0 | 256 | 9 | 139.2691 | 162.2074 | 333.3221 | 129.758 | 287.2999 | 160.7554 | 266.5754 | 228.2334 | 195.4508 | 77.8108 | 127.2942 | 297.5875 | 222.2925 | 313.3724 | 196.1607 | 206.8036 | 252.7685 | 217.0989
6121 | 1 | 256 | 9 | 140.2278 | 162.4425 | 333.6995 | 128.3178 | 285.0448 | 162.0453 | 266.8265 | 219.4643 | 194.8805 | 78.524 | 126.0556 | 298.4166 | 215.0694 | 328.9141 | 203.1885 | 215.2516 | 265.8099 | 214.7918
6122 | 2 | 256 | 9 | 135.8488 | 169.5144 | 329.9058 | 128.7729 | 291.0533 | 162.6173 | 264.9565 | 215.0164 | 201.5684 | 82.4904 | 125.7403 | 296.7975 | 207.6203 | 336.9726 | 212.2815 | 232.2345 | 264.8862 | 211.2014
6123 | 3 | 256 | 9 | 135.1585 | 165.7267 | 329.7561 | 128.2957 | 284.3545 | 169.2078 | 263.7651 | 223.3586 | 201.4595 | 83.3447 | 127.0524 | 300.2649 | 206.5558 | 335.2561 | 209.9779 | 229.7382 | 251.2994 | 210.4886
6124 | 4 | 256 | 9 | 134.2435 | 170.6717 | 326.9104 | 129.0509 | 273.7013 | 166.5412 | 267.4021 | 225.4781 | 199.9889 | 84.7206 | 124.7129 | 295.2797 | 203.3248 | 326.7271 | 222.4254 | 232.7961 | 256.2836 | 207.2815
6125 | 5 | 256 | 9 | 119.5269 | 173.6765 | 322.8646 | 127.7083 | 247.3828 | 157.4496 | 253.8211 | 221.9118 | 202.2781 | 80.3464 | 126.2984 | 292.7349 | 181.3072 | 322.3232 | 211.2727 | 233.3395 | 253.5002 | 209.5152
6126 | 6 | 256 | 9 | 110.12 | 141.1058 | 234.6174 | 124.5618 | 204.5242 | 114.4502 | 173.1429 | 217.6452 | 174.9667 | 70.79 | 125.2342 | 240.1648 | 128.9377 | 247.2948 | 182.7664 | 194.249 | 195.5357 | 150.2127
6127 | 7 | 256 | 9 | 102.4159 | 111.8584 | 188.9775 | 132.257 | 190.7773 | 104.2861 | 150.6274 | 217.7142 | 145.3793 | 61.4894 | 130.5776 | 194.9094 | 112.1821 | 203.3055 | 146.9943 | 161.2371 | 180.6214 | 117.8373
6128 | 8 | 256 | 9 | 105.3922 | 111.5286 | 180.4407 | 132.565 | 180.3384 | 103.6498 | 143.1804 | 186.7778 | 134.3117 | 65.5577 | 132.3204 | 193.178 | 112.2144 | 196.5365 | 146.5825 | 154.5256 | 157.4765 | 102.8161
6129 | 9 | 256 | 9 | 110.274 | 112.3058 | 200.7014 | 133.1641 | 187.5756 | 97.577 | 135.9434 | 183.2749 | 132.2471 | 70.1237 | 134.3314 | 197.2988 | 108.2357 | 198.5031 | 152.5435 | 148.9972 | 137.1797 | 101.9302
6130 | 10 | 256 | 9 | 110.2232 | 128.4274 | 193.9439 | 136.3798 | 179.5791 | 99.4156 | 142.5336 | 201.7335 | 135.6511 | 68.4791 | 136.9997 | 202.544 | 103.271 | 192.2817 | 159.0716 | 154.7749 | 156.6501 | 105.4762
6131 | 11 | 256 | 9 | 108.1283 | 134.2456 | 163.1366 | 136.1734 | 174.7892 | 98.4879 | 139.077 | 189.7245 | 135.1659 | 68.183 | 132.3011 | 194.6968 | 106.3609 | 194.5966 | 157.3517 | 154.2057 | 169.6637 | 112.1491
6132 | 12 | 256 | 9 | 106.3652 | 141.8395 | 156.7607 | 134.1345 | 178.435 | 99.7959 | 136.7647 | 183.9809 | 130.8979 | 66.1632 | 129.4811 | 194.9776 | 106.8215 | 183.9462 | 157.3593 | 158.4022 | 161.8484 | 108.6366
6133 | 13 | 256 | 9 | 109.3874 | 151.9584 | 160.871 | 129.6425 | 182.4436 | 102.2415 | 134.6126 | 175.7634 | 128.0986 | 65.6015 | 128.6449 | 196.3095 | 114.6915 | 187.6296 | 162.6606 | 162.2607 | 155.3018 | 114.1508
6134 | 14 | 256 | 9 | 107.8002 | 142.2668 | 174.4619 | 130.4877 | 177.7868 | 104.1522 | 138.5748 | 189.5366 | 131.9321 | 66.5728 | 125.2863 | 199.6559 | 120.1694 | 188.2591 | 174.4956 | 157.2878 | 167.0223 | 116.3873
6135 | 15 | 256 | 9 | 109.4638 | 147.9157 | 203.0474 | 136.446 | 198.6025 | 121.091 | 150.5998 | 207.6001 | 128.7923 | 57.5546 | 126.0254 | 202.8676 | 132.1415 | 194.576 | 177.9003 | 166.8909 | 190.553 | 119.5085
6136 | 16 | 256 | 9 | 133.5293 | 162.0777 | 252.3633 | 147.8093 | 261.5835 | 156.4454 | 201.4939 | 185.4018 | 123.0162 | 73.8048 | 142.4344 | 232.8178 | 193.9529 | 221.4023 | 220.2309 | 196.6477 | 225.8375 | 138.159
6137 | 17 | 256 | 9 | 173.9799 | 233.1298 | 324.532 | 149.6552 | 308.7835 | 201.8181 | 257.7477 | 216.2199 | 165.4078 | 85.5602 | 147.4202 | 298.638 | 245.7325 | 274.5693 | 254.2589 | 264.8615 | 276.2554 | 194.9414
6138 | 18 | 256 | 9 | 174.29 | 263.5574 | 346.7015 | 150.0916 | 303.834 | 192.2224 | 260.1534 | 233.1642 | 194.5793 | 77.4036 | 144.0983 | 336.9526 | 242.5613 | 304.9301 | 261.9876 | 292.8032 | 280.7081 | 232.8142
6139 | 19 | 256 | 9 | 172.4622 | 223.1102 | 344.2257 | 147.8259 | 294.0727 | 186.052 | 253.7191 | 245.3636 | 195.4642 | 74.4057 | 143.7722 | 320.1375 | 228.3881 | 300.6828 | 251.7617 | 257.009 | 280.9612 | 226.0293
6140 | 20 | 256 | 9 | 161.599 | 176.0806 | 337.2699 | 143.9437 | 279.7306 | 158.1237 | 243.3588 | 236.4381 | 200.7361 | 74.1112 | 139.3819 | 317.941 | 209.8611 | 290.8129 | 238.7944 | 235.1785 | 267.6009 | 216.6922
6141 | 21 | 256 | 9 | 159.9319 | 154.4103 | 326.0333 | 138.7667 | 285.179 | 173.2604 | 242.2111 | 222.4364 | 197.321 | 74.7883 | 129.2685 | 308.306 | 214.7368 | 281.1879 | 234.0541 | 225.6231 | 273.9619 | 210.9382
6142 | 22 | 256 | 9 | 147.8363 | 147.7423 | 328.6214 | 133.4084 | 283.3453 | 175.8344 | 248.4075 | 232.5497 | 204.3336 | 76.3172 | 127.0774 | 310.3983 | 216.8576 | 285.3282 | 213.982 | 222.8224 | 272.4806 | 212.7065
6143 | 23 | 256 | 9 | 138.486 | 150.7074 | 332.4637 | 136.4658 | 273.368 | 163.5681 | 257.0707 | 238.3766 | 200.3405 | 73.0981 | 128.408 | 298.5741 | 206.8972 | 300.4463 | 200.8024 | 212.1643 | 267.3504 | 218.8474
6144 | 0 | 257 | 9 | 139.2691 | 162.2074 | 333.3221 | 129.758 | 287.2999 | 160.7554 | 266.5754 | 228.2334 | 195.4508 | 77.8108 | 127.2942 | 297.5875 | 222.2925 | 313.3724 | 196.1607 | 206.8036 | 252.7685 | 217.0989
6145 | 1 | 257 | 9 | 140.2278 | 162.4425 | 333.6995 | 128.3178 | 285.0448 | 162.0453 | 266.8265 | 219.4643 | 194.8805 | 78.524 | 126.0556 | 298.4166 | 215.0694 | 328.9141 | 203.1885 | 215.2516 | 265.8099 | 214.7918
6146 | 2 | 257 | 9 | 135.8488 | 169.5144 | 329.9058 | 128.7729 | 291.0533 | 162.6173 | 264.9565 | 215.0164 | 201.5684 | 82.4904 | 125.7403 | 296.7975 | 207.6203 | 336.9726 | 212.2815 | 232.2345 | 264.8862 | 211.2014
6147 | 3 | 257 | 9 | 135.1585 | 165.7267 | 329.7561 | 128.2957 | 284.3545 | 169.2078 | 263.7651 | 223.3586 | 201.4595 | 83.3447 | 127.0524 | 300.2649 | 206.5558 | 335.2561 | 209.9779 | 229.7382 | 251.2994 | 210.4886
6148 | 4 | 257 | 9 | 134.2435 | 170.6717 | 326.9104 | 129.0509 | 273.7013 | 166.5412 | 267.4021 | 225.4781 | 199.9889 | 84.7206 | 124.7129 | 295.2797 | 203.3248 | 326.7271 | 222.4254 | 232.7961 | 256.2836 | 207.2815
6149 | 5 | 257 | 9 | 119.5269 | 173.6765 | 322.8646 | 127.7083 | 247.3828 | 157.4496 | 253.8211 | 221.9118 | 202.2781 | 80.3464 | 126.2984 | 292.7349 | 181.3072 | 322.3232 | 211.2727 | 233.3395 | 253.5002 | 209.5152
6150 | 6 | 257 | 9 | 110.12 | 141.1058 | 234.6174 | 124.5618 | 204.5242 | 114.4502 | 173.1429 | 217.6452 | 174.9667 | 70.79 | 125.2342 | 240.1648 | 128.9377 | 247.2948 | 182.7664 | 194.249 | 195.5357 | 150.2127
6151 | 7 | 257 | 9 | 102.4159 | 111.8584 | 188.9775 | 132.257 | 190.7773 | 104.2861 | 150.6274 | 217.7142 | 145.3793 | 61.4894 | 130.5776 | 194.9094 | 112.1821 | 203.3055 | 146.9943 | 161.2371 | 180.6214 | 117.8373
6152 | 8 | 257 | 9 | 105.3922 | 111.5286 | 180.4407 | 132.565 | 180.3384 | 103.6498 | 143.1804 | 186.7778 | 134.3117 | 65.5577 | 132.3204 | 193.178 | 112.2144 | 196.5365 | 146.5825 | 154.5256 | 157.4765 | 102.8161
6153 | 9 | 257 | 9 | 110.274 | 112.3058 | 200.7014 | 133.1641 | 187.5756 | 97.577 | 135.9434 | 183.2749 | 132.2471 | 70.1237 | 134.3314 | 197.2988 | 108.2357 | 198.5031 | 152.5435 | 148.9972 | 137.1797 | 101.9302
6154 | 10 | 257 | 9 | 110.2232 | 128.4274 | 193.9439 | 136.3798 | 179.5791 | 99.4156 | 142.5336 | 201.7335 | 135.6511 | 68.4791 | 136.9997 | 202.544 | 103.271 | 192.2817 | 159.0716 | 154.7749 | 156.6501 | 105.4762
6155 | 11 | 257 | 9 | 108.1283 | 134.2456 | 163.1366 | 136.1734 | 174.7892 | 98.4879 | 139.077 | 189.7245 | 135.1659 | 68.183 | 132.3011 | 194.6968 | 106.3609 | 194.5966 | 157.3517 | 154.2057 | 169.6637 | 112.1491
6156 | 12 | 257 | 9 | 106.3652 | 141.8395 | 156.7607 | 134.1345 | 178.435 | 99.7959 | 136.7647 | 183.9809 | 130.8979 | 66.1632 | 129.4811 | 194.9776 | 106.8215 | 183.9462 | 157.3593 | 158.4022 | 161.8484 | 108.6366
6157 | 13 | 257 | 9 | 109.3874 | 151.9584 | 160.871 | 129.6425 | 182.4436 | 102.2415 | 134.6126 | 175.7634 | 128.0986 | 65.6015 | 128.6449 | 196.3095 | 114.6915 | 187.6296 | 162.6606 | 162.2607 | 155.3018 | 114.1508
6158 | 14 | 257 | 9 | 107.8002 | 142.2668 | 174.4619 | 130.4877 | 177.7868 | 104.1522 | 138.5748 | 189.5366 | 131.9321 | 66.5728 | 125.2863 | 199.6559 | 120.1694 | 188.2591 | 174.4956 | 157.2878 | 167.0223 | 116.3873
6159 | 15 | 257 | 9 | 109.4638 | 147.9157 | 203.0474 | 136.446 | 198.6025 | 121.091 | 150.5998 | 207.6001 | 128.7923 | 57.5546 | 126.0254 | 202.8676 | 132.1415 | 194.576 | 177.9003 | 166.8909 | 190.553 | 119.5085
6160 | 16 | 257 | 9 | 133.5293 | 162.0777 | 252.3633 | 147.8093 | 261.5835 | 156.4454 | 201.4939 | 185.4018 | 123.0162 | 73.8048 | 142.4344 | 232.8178 | 193.9529 | 221.4023 | 220.2309 | 196.6477 | 225.8375 | 138.159
6161 | 17 | 257 | 9 | 173.9799 | 233.1298 | 324.532 | 149.6552 | 308.7835 | 201.8181 | 257.7477 | 216.2199 | 165.4078 | 85.5602 | 147.4202 | 298.638 | 245.7325 | 274.5693 | 254.2589 | 264.8615 | 276.2554 | 194.9414
6162 | 18 | 257 | 9 | 174.29 | 263.5574 | 346.7015 | 150.0916 | 303.834 | 192.2224 | 260.1534 | 233.1642 | 194.5793 | 77.4036 | 144.0983 | 336.9526 | 242.5613 | 304.9301 | 261.9876 | 292.8032 | 280.7081 | 232.8142
6163 | 19 | 257 | 9 | 172.4622 | 223.1102 | 344.2257 | 147.8259 | 294.0727 | 186.052 | 253.7191 | 245.3636 | 195.4642 | 74.4057 | 143.7722 | 320.1375 | 228.3881 | 300.6828 | 251.7617 | 257.009 | 280.9612 | 226.0293
6164 | 20 | 257 | 9 | 161.599 | 176.0806 | 337.2699 | 143.9437 | 279.7306 | 158.1237 | 243.3588 | 236.4381 | 200.7361 | 74.1112 | 139.3819 | 317.941 | 209.8611 | 290.8129 | 238.7944 | 235.1785 | 267.6009 | 216.6922
6165 | 21 | 257 | 9 | 159.9319 | 154.4103 | 326.0333 | 138.7667 | 285.179 | 173.2604 | 242.2111 | 222.4364 | 197.321 | 74.7883 | 129.2685 | 308.306 | 214.7368 | 281.1879 | 234.0541 | 225.6231 | 273.9619 | 210.9382
6166 | 22 | 257 | 9 | 147.8363 | 147.7423 | 328.6214 | 133.4084 | 283.3453 | 175.8344 | 248.4075 | 232.5497 | 204.3336 | 76.3172 | 127.0774 | 310.3983 | 216.8576 | 285.3282 | 213.982 | 222.8224 | 272.4806 | 212.7065
6167 | 23 | 257 | 9 | 138.486 | 150.7074 | 332.4637 | 136.4658 | 273.368 | 163.5681 | 257.0707 | 238.3766 | 200.3405 | 73.0981 | 128.408 | 298.5741 | 206.8972 | 300.4463 | 200.8024 | 212.1643 | 267.3504 | 218.8474
6168 | 0 | 258 | 9 | 139.2691 | 162.2074 | 333.3221 | 129.758 | 287.2999 | 160.7554 | 266.5754 | 228.2334 | 195.4508 | 77.8108 | 127.2942 | 297.5875 | 222.2925 | 313.3724 | 196.1607 | 206.8036 | 252.7685 | 217.0989
6169 | 1 | 258 | 9 | 140.2278 | 162.4425 | 333.6995 | 128.3178 | 285.0448 | 162.0453 | 266.8265 | 219.4643 | 194.8805 | 78.524 | 126.0556 | 298.4166 | 215.0694 | 328.9141 | 203.1885 | 215.2516 | 265.8099 | 214.7918
6170 | 2 | 258 | 9 | 135.8488 | 169.5144 | 329.9058 | 128.7729 | 291.0533 | 162.6173 | 264.9565 | 215.0164 | 201.5684 | 82.4904 | 125.7403 | 296.7975 | 207.6203 | 336.9726 | 212.2815 | 232.2345 | 264.8862 | 211.2014
6171 | 3 | 258 | 9 | 135.1585 | 165.7267 | 329.7561 | 128.2957 | 284.3545 | 169.2078 | 263.7651 | 223.3586 | 201.4595 | 83.3447 | 127.0524 | 300.2649 | 206.5558 | 335.2561 | 209.9779 | 229.7382 | 251.2994 | 210.4886
6172 | 4 | 258 | 9 | 134.2435 | 170.6717 | 326.9104 | 129.0509 | 273.7013 | 166.5412 | 267.4021 | 225.4781 | 199.9889 | 84.7206 | 124.7129 | 295.2797 | 203.3248 | 326.7271 | 222.4254 | 232.7961 | 256.2836 | 207.2815
6173 | 5 | 258 | 9 | 119.5269 | 173.6765 | 322.8646 | 127.7083 | 247.3828 | 157.4496 | 253.8211 | 221.9118 | 202.2781 | 80.3464 | 126.2984 | 292.7349 | 181.3072 | 322.3232 | 211.2727 | 233.3395 | 253.5002 | 209.5152
6174 | 6 | 258 | 9 | 110.12 | 141.1058 | 234.6174 | 124.5618 | 204.5242 | 114.4502 | 173.1429 | 217.6452 | 174.9667 | 70.79 | 125.2342 | 240.1648 | 128.9377 | 247.2948 | 182.7664 | 194.249 | 195.5357 | 150.2127
6175 | 7 | 258 | 9 | 102.4159 | 111.8584 | 188.9775 | 132.257 | 190.7773 | 104.2861 | 150.6274 | 217.7142 | 145.3793 | 61.4894 | 130.5776 | 194.9094 | 112.1821 | 203.3055 | 146.9943 | 161.2371 | 180.6214 | 117.8373
6176 | 8 | 258 | 9 | 105.3922 | 111.5286 | 180.4407 | 132.565 | 180.3384 | 103.6498 | 143.1804 | 186.7778 | 134.3117 | 65.5577 | 132.3204 | 193.178 | 112.2144 | 196.5365 | 146.5825 | 154.5256 | 157.4765 | 102.8161
6177 | 9 | 258 | 9 | 110.274 | 112.3058 | 200.7014 | 133.1641 | 187.5756 | 97.577 | 135.9434 | 183.2749 | 132.2471 | 70.1237 | 134.3314 | 197.2988 | 108.2357 | 198.5031 | 152.5435 | 148.9972 | 137.1797 | 101.9302
6178 | 10 | 258 | 9 | 110.2232 | 128.4274 | 193.9439 | 136.3798 | 179.5791 | 99.4156 | 142.5336 | 201.7335 | 135.6511 | 68.4791 | 136.9997 | 202.544 | 103.271 | 192.2817 | 159.0716 | 154.7749 | 156.6501 | 105.4762
6179 | 11 | 258 | 9 | 108.1283 | 134.2456 | 163.1366 | 136.1734 | 174.7892 | 98.4879 | 139.077 | 189.7245 | 135.1659 | 68.183 | 132.3011 | 194.6968 | 106.3609 | 194.5966 | 157.3517 | 154.2057 | 169.6637 | 112.1491
6180 | 12 | 258 | 9 | 106.3652 | 141.8395 | 156.7607 | 134.1345 | 178.435 | 99.7959 | 136.7647 | 183.9809 | 130.8979 | 66.1632 | 129.4811 | 194.9776 | 106.8215 | 183.9462 | 157.3593 | 158.4022 | 161.8484 | 108.6366
6181 | 13 | 258 | 9 | 109.3874 | 151.9584 | 160.871 | 129.6425 | 182.4436 | 102.2415 | 134.6126 | 175.7634 | 128.0986 | 65.6015 | 128.6449 | 196.3095 | 114.6915 | 187.6296 | 162.6606 | 162.2607 | 155.3018 | 114.1508
6182 | 14 | 258 | 9 | 107.8002 | 142.2668 | 174.4619 | 130.4877 | 177.7868 | 104.1522 | 138.5748 | 189.5366 | 131.9321 | 66.5728 | 125.2863 | 199.6559 | 120.1694 | 188.2591 | 174.4956 | 157.2878 | 167.0223 | 116.3873
6183 | 15 | 258 | 9 | 109.4638 | 147.9157 | 203.0474 | 136.446 | 198.6025 | 121.091 | 150.5998 | 207.6001 | 128.7923 | 57.5546 | 126.0254 | 202.8676 | 132.1415 | 194.576 | 177.9003 | 166.8909 | 190.553 | 119.5085
6184 | 16 | 258 | 9 | 133.5293 | 162.0777 | 252.3633 | 147.8093 | 261.5835 | 156.4454 | 201.4939 | 185.4018 | 123.0162 | 73.8048 | 142.4344 | 232.8178 | 193.9529 | 221.4023 | 220.2309 | 196.6477 | 225.8375 | 138.159
6185 | 17 | 258 | 9 | 173.9799 | 233.1298 | 324.532 | 149.6552 | 308.7835 | 201.8181 | 257.7477 | 216.2199 | 165.4078 | 85.5602 | 147.4202 | 298.638 | 245.7325 | 274.5693 | 254.2589 | 264.8615 | 276.2554 | 194.9414
6186 | 18 | 258 | 9 | 174.29 | 263.5574 | 346.7015 | 150.0916 | 303.834 | 192.2224 | 260.1534 | 233.1642 | 194.5793 | 77.4036 | 144.0983 | 336.9526 | 242.5613 | 304.9301 | 261.9876 | 292.8032 | 280.7081 | 232.8142
6187 | 19 | 258 | 9 | 172.4622 | 223.1102 | 344.2257 | 147.8259 | 294.0727 | 186.052 | 253.7191 | 245.3636 | 195.4642 | 74.4057 | 143.7722 | 320.1375 | 228.3881 | 300.6828 | 251.7617 | 257.009 | 280.9612 | 226.0293
6188 | 20 | 258 | 9 | 161.599 | 176.0806 | 337.2699 | 143.9437 | 279.7306 | 158.1237 | 243.3588 | 236.4381 | 200.7361 | 74.1112 | 139.3819 | 317.941 | 209.8611 | 290.8129 | 238.7944 | 235.1785 | 267.6009 | 216.6922
6189 | 21 | 258 | 9 | 159.9319 | 154.4103 | 326.0333 | 138.7667 | 285.179 | 173.2604 | 242.2111 | 222.4364 | 197.321 | 74.7883 | 129.2685 | 308.306 | 214.7368 | 281.1879 | 234.0541 | 225.6231 | 273.9619 | 210.9382
6190 | 22 | 258 | 9 | 147.8363 | 147.7423 | 328.6214 | 133.4084 | 283.3453 | 175.8344 | 248.4075 | 232.5497 | 204.3336 | 76.3172 | 127.0774 | 310.3983 | 216.8576 | 285.3282 | 213.982 | 222.8224 | 272.4806 | 212.7065
6191 | 23 | 258 | 9 | 138.486 | 150.7074 | 332.4637 | 136.4658 | 273.368 | 163.5681 | 257.0707 | 238.3766 | 200.3405 | 73.0981 | 128.408 | 298.5741 | 206.8972 | 300.4463 | 200.8024 | 212.1643 | 267.3504 | 218.8474
6192 | 0 | 259 | 9 | 139.2691 | 162.2074 | 333.3221 | 129.758 | 287.2999 | 160.7554 | 266.5754 | 228.2334 | 195.4508 | 77.8108 | 127.2942 | 297.5875 | 222.2925 | 313.3724 | 196.1607 | 206.8036 | 252.7685 | 217.0989
6193 | 1 | 259 | 9 | 140.2278 | 162.4425 | 333.6995 | 128.3178 | 285.0448 | 162.0453 | 266.8265 | 219.4643 | 194.8805 | 78.524 | 126.0556 | 298.4166 | 215.0694 | 328.9141 | 203.1885 | 215.2516 | 265.8099 | 214.7918
6194 | 2 | 259 | 9 | 135.8488 | 169.5144 | 329.9058 | 128.7729 | 291.0533 | 162.6173 | 264.9565 | 215.0164 | 201.5684 | 82.4904 | 125.7403 | 296.7975 | 207.6203 | 336.9726 | 212.2815 | 232.2345 | 264.8862 | 211.2014
6195 | 3 | 259 | 9 | 135.1585 | 165.7267 | 329.7561 | 128.2957 | 284.3545 | 169.2078 | 263.7651 | 223.3586 | 201.4595 | 83.3447 | 127.0524 | 300.2649 | 206.5558 | 335.2561 | 209.9779 | 229.7382 | 251.2994 | 210.4886
6196 | 4 | 259 | 9 | 134.2435 | 170.6717 | 326.9104 | 129.0509 | 273.7013 | 166.5412 | 267.4021 | 225.4781 | 199.9889 | 84.7206 | 124.7129 | 295.2797 | 203.3248 | 326.7271 | 222.4254 | 232.7961 | 256.2836 | 207.2815
6197 | 5 | 259 | 9 | 119.5269 | 173.6765 | 322.8646 | 127.7083 | 247.3828 | 157.4496 | 253.8211 | 221.9118 | 202.2781 | 80.3464 | 126.2984 | 292.7349 | 181.3072 | 322.3232 | 211.2727 | 233.3395 | 253.5002 | 209.5152
6198 | 6 | 259 | 9 | 110.12 | 141.1058 | 234.6174 | 124.5618 | 204.5242 | 114.4502 | 173.1429 | 217.6452 | 174.9667 | 70.79 | 125.2342 | 240.1648 | 128.9377 | 247.2948 | 182.7664 | 194.249 | 195.5357 | 150.2127
6199 | 7 | 259 | 9 | 102.4159 | 111.8584 | 188.9775 | 132.257 | 190.7773 | 104.2861 | 150.6274 | 217.7142 | 145.3793 | 61.4894 | 130.5776 | 194.9094 | 112.1821 | 203.3055 | 146.9943 | 161.2371 | 180.6214 | 117.8373
6200 | 8 | 259 | 9 | 105.3922 | 111.5286 | 180.4407 | 132.565 | 180.3384 | 103.6498 | 143.1804 | 186.7778 | 134.3117 | 65.5577 | 132.3204 | 193.178 | 112.2144 | 196.5365 | 146.5825 | 154.5256 | 157.4765 | 102.8161
6201 | 9 | 259 | 9 | 110.274 | 112.3058 | 200.7014 | 133.1641 | 187.5756 | 97.577 | 135.9434 | 183.2749 | 132.2471 | 70.1237 | 134.3314 | 197.2988 | 108.2357 | 198.5031 | 152.5435 | 148.9972 | 137.1797 | 101.9302
6202 | 10 | 259 | 9 | 110.2232 | 128.4274 | 193.9439 | 136.3798 | 179.5791 | 99.4156 | 142.5336 | 201.7335 | 135.6511 | 68.4791 | 136.9997 | 202.544 | 103.271 | 192.2817 | 159.0716 | 154.7749 | 156.6501 | 105.4762
6203 | 11 | 259 | 9 | 108.1283 | 134.2456 | 163.1366 | 136.1734 | 174.7892 | 98.4879 | 139.077 | 189.7245 | 135.1659 | 68.183 | 132.3011 | 194.6968 | 106.3609 | 194.5966 | 157.3517 | 154.2057 | 169.6637 | 112.1491
6204 | 12 | 259 | 9 | 106.3652 | 141.8395 | 156.7607 | 134.1345 | 178.435 | 99.7959 | 136.7647 | 183.9809 | 130.8979 | 66.1632 | 129.4811 | 194.9776 | 106.8215 | 183.9462 | 157.3593 | 158.4022 | 161.8484 | 108.6366
6205 | 13 | 259 | 9 | 109.3874 | 151.9584 | 160.871 | 129.6425 | 182.4436 | 102.2415 | 134.6126 | 175.7634 | 128.0986 | 65.6015 | 128.6449 | 196.3095 | 114.6915 | 187.6296 | 162.6606 | 162.2607 | 155.3018 | 114.1508
6206 | 14 | 259 | 9 | 107.8002 | 142.2668 | 174.4619 | 130.4877 | 177.7868 | 104.1522 | 138.5748 | 189.5366 | 131.9321 | 66.5728 | 125.2863 | 199.6559 | 120.1694 | 188.2591 | 174.4956 | 157.2878 | 167.0223 | 116.3873
6207 | 15 | 259 | 9 | 109.4638 | 147.9157 | 203.0474 | 136.446 | 198.6025 | 121.091 | 150.5998 | 207.6001 | 128.7923 | 57.5546 | 126.0254 | 202.8676 | 132.1415 | 194.576 | 177.9003 | 166.8909 | 190.553 | 119.5085
6208 | 16 | 259 | 9 | 133.5293 | 162.0777 | 252.3633 | 147.8093 | 261.5835 | 156.4454 | 201.4939 | 185.4018 | 123.0162 | 73.8048 | 142.4344 | 232.8178 | 193.9529 | 221.4023 | 220.2309 | 196.6477 | 225.8375 | 138.159
6209 | 17 | 259 | 9 | 173.9799 | 233.1298 | 324.532 | 149.6552 | 308.7835 | 201.8181 | 257.7477 | 216.2199 | 165.4078 | 85.5602 | 147.4202 | 298.638 | 245.7325 | 274.5693 | 254.2589 | 264.8615 | 276.2554 | 194.9414
6210 | 18 | 259 | 9 | 174.29 | 263.5574 | 346.7015 | 150.0916 | 303.834 | 192.2224 | 260.1534 | 233.1642 | 194.5793 | 77.4036 | 144.0983 | 336.9526 | 242.5613 | 304.9301 | 261.9876 | 292.8032 | 280.7081 | 232.8142
6211 | 19 | 259 | 9 | 172.4622 | 223.1102 | 344.2257 | 147.8259 | 294.0727 | 186.052 | 253.7191 | 245.3636 | 195.4642 | 74.4057 | 143.7722 | 320.1375 | 228.3881 | 300.6828 | 251.7617 | 257.009 | 280.9612 | 226.0293
6212 | 20 | 259 | 9 | 161.599 | 176.0806 | 337.2699 | 143.9437 | 279.7306 | 158.1237 | 243.3588 | 236.4381 | 200.7361 | 74.1112 | 139.3819 | 317.941 | 209.8611 | 290.8129 | 238.7944 | 235.1785 | 267.6009 | 216.6922
6213 | 21 | 259 | 9 | 159.9319 | 154.4103 | 326.0333 | 138.7667 | 285.179 | 173.2604 | 242.2111 | 222.4364 | 197.321 | 74.7883 | 129.2685 | 308.306 | 214.7368 | 281.1879 | 234.0541 | 225.6231 | 273.9619 | 210.9382
6214 | 22 | 259 | 9 | 147.8363 | 147.7423 | 328.6214 | 133.4084 | 283.3453 | 175.8344 | 248.4075 | 232.5497 | 204.3336 | 76.3172 | 127.0774 | 310.3983 | 216.8576 | 285.3282 | 213.982 | 222.8224 | 272.4806 | 212.7065
6215 | 23 | 259 | 9 | 138.486 | 150.7074 | 332.4637 | 136.4658 | 273.368 | 163.5681 | 257.0707 | 238.3766 | 200.3405 | 73.0981 | 128.408 | 298.5741 | 206.8972 | 300.4463 | 200.8024 | 212.1643 | 267.3504 | 218.8474
6216 | 0 | 260 | 9 | 139.2691 | 162.2074 | 333.3221 | 129.758 | 287.2999 | 160.7554 | 266.5754 | 228.2334 | 195.4508 | 77.8108 | 127.2942 | 297.5875 | 222.2925 | 313.3724 | 196.1607 | 206.8036 | 252.7685 | 217.0989
6217 | 1 | 260 | 9 | 140.2278 | 162.4425 | 333.6995 | 128.3178 | 285.0448 | 162.0453 | 266.8265 | 219.4643 | 194.8805 | 78.524 | 126.0556 | 298.4166 | 215.0694 | 328.9141 | 203.1885 | 215.2516 | 265.8099 | 214.7918
6218 | 2 | 260 | 9 | 135.8488 | 169.5144 | 329.9058 | 128.7729 | 291.0533 | 162.6173 | 264.9565 | 215.0164 | 201.5684 | 82.4904 | 125.7403 | 296.7975 | 207.6203 | 336.9726 | 212.2815 | 232.2345 | 264.8862 | 211.2014
6219 | 3 | 260 | 9 | 135.1585 | 165.7267 | 329.7561 | 128.2957 | 284.3545 | 169.2078 | 263.7651 | 223.3586 | 201.4595 | 83.3447 | 127.0524 | 300.2649 | 206.5558 | 335.2561 | 209.9779 | 229.7382 | 251.2994 | 210.4886
6220 | 4 | 260 | 9 | 134.2435 | 170.6717 | 326.9104 | 129.0509 | 273.7013 | 166.5412 | 267.4021 | 225.4781 | 199.9889 | 84.7206 | 124.7129 | 295.2797 | 203.3248 | 326.7271 | 222.4254 | 232.7961 | 256.2836 | 207.2815
6221 | 5 | 260 | 9 | 119.5269 | 173.6765 | 322.8646 | 127.7083 | 247.3828 | 157.4496 | 253.8211 | 221.9118 | 202.2781 | 80.3464 | 126.2984 | 292.7349 | 181.3072 | 322.3232 | 211.2727 | 233.3395 | 253.5002 | 209.5152
6222 | 6 | 260 | 9 | 110.12 | 141.1058 | 234.6174 | 124.5618 | 204.5242 | 114.4502 | 173.1429 | 217.6452 | 174.9667 | 70.79 | 125.2342 | 240.1648 | 128.9377 | 247.2948 | 182.7664 | 194.249 | 195.5357 | 150.2127
6223 | 7 | 260 | 9 | 102.4159 | 111.8584 | 188.9775 | 132.257 | 190.7773 | 104.2861 | 150.6274 | 217.7142 | 145.3793 | 61.4894 | 130.5776 | 194.9094 | 112.1821 | 203.3055 | 146.9943 | 161.2371 | 180.6214 | 117.8373
6224 | 8 | 260 | 9 | 105.3922 | 111.5286 | 180.4407 | 132.565 | 180.3384 | 103.6498 | 143.1804 | 186.7778 | 134.3117 | 65.5577 | 132.3204 | 193.178 | 112.2144 | 196.5365 | 146.5825 | 154.5256 | 157.4765 | 102.8161
6225 | 9 | 260 | 9 | 110.274 | 112.3058 | 200.7014 | 133.1641 | 187.5756 | 97.577 | 135.9434 | 183.2749 | 132.2471 | 70.1237 | 134.3314 | 197.2988 | 108.2357 | 198.5031 | 152.5435 | 148.9972 | 137.1797 | 101.9302
6226 | 10 | 260 | 9 | 110.2232 | 128.4274 | 193.9439 | 136.3798 | 179.5791 | 99.4156 | 142.5336 | 201.7335 | 135.6511 | 68.4791 | 136.9997 | 202.544 | 103.271 | 192.2817 | 159.0716 | 154.7749 | 156.6501 | 105.4762
6227 | 11 | 260 | 9 | 108.1283 | 134.2456 | 163.1366 | 136.1734 | 174.7892 | 98.4879 | 139.077 | 189.7245 | 135.1659 | 68.183 | 132.3011 | 194.6968 | 106.3609 | 194.5966 | 157.3517 | 154.2057 | 169.6637 | 112.1491
6228 | 12 | 260 | 9 | 106.3652 | 141.8395 | 156.7607 | 134.1345 | 178.435 | 99.7959 | 136.7647 | 183.9809 | 130.8979 | 66.1632 | 129.4811 | 194.9776 | 106.8215 | 183.9462 | 157.3593 | 158.4022 | 161.8484 | 108.6366
6229 | 13 | 260 | 9 | 109.3874 | 151.9584 | 160.871 | 129.6425 | 182.4436 | 102.2415 | 134.6126 | 175.7634 | 128.0986 | 65.6015 | 128.6449 | 196.3095 | 114.6915 | 187.6296 | 162.6606 | 162.2607 | 155.3018 | 114.1508
6230 | 14 | 260 | 9 | 107.8002 | 142.2668 | 174.4619 | 130.4877 | 177.7868 | 104.1522 | 138.5748 | 189.5366 | 131.9321 | 66.5728 | 125.2863 | 199.6559 | 120.1694 | 188.2591 | 174.4956 | 157.2878 | 167.0223 | 116.3873
6231 | 15 | 260 | 9 | 109.4638 | 147.9157 | 203.0474 | 136.446 | 198.6025 | 121.091 | 150.5998 | 207.6001 | 128.7923 | 57.5546 | 126.0254 | 202.8676 | 132.1415 | 194.576 | 177.9003 | 166.8909 | 190.553 | 119.5085
6232 | 16 | 260 | 9 | 133.5293 | 162.0777 | 252.3633 | 147.8093 | 261.5835 | 156.4454 | 201.4939 | 185.4018 | 123.0162 | 73.8048 | 142.4344 | 232.8178 | 193.9529 | 221.4023 | 220.2309 | 196.6477 | 225.8375 | 138.159
6233 | 17 | 260 | 9 | 173.9799 | 233.1298 | 324.532 | 149.6552 | 308.7835 | 201.8181 | 257.7477 | 216.2199 | 165.4078 | 85.5602 | 147.4202 | 298.638 | 245.7325 | 274.5693 | 254.2589 | 264.8615 | 276.2554 | 194.9414
6234 | 18 | 260 | 9 | 174.29 | 263.5574 | 346.7015 | 150.0916 | 303.834 | 192.2224 | 260.1534 | 233.1642 | 194.5793 | 77.4036 | 144.0983 | 336.9526 | 242.5613 | 304.9301 | 261.9876 | 292.8032 | 280.7081 | 232.8142
6235 | 19 | 260 | 9 | 172.4622 | 223.1102 | 344.2257 | 147.8259 | 294.0727 | 186.052 | 253.7191 | 245.3636 | 195.4642 | 74.4057 | 143.7722 | 320.1375 | 228.3881 | 300.6828 | 251.7617 | 257.009 | 280.9612 | 226.0293
6236 | 20 | 260 | 9 | 161.599 | 176.0806 | 337.2699 | 143.9437 | 279.7306 | 158.1237 | 243.3588 | 236.4381 | 200.7361 | 74.1112 | 139.3819 | 317.941 | 209.8611 | 290.8129 | 238.7944 | 235.1785 | 267.6009 | 216.6922
6237 | 21 | 260 | 9 | 159.9319 | 154.4103 | 326.0333 | 138.7667 | 285.179 | 173.2604 | 242.2111 | 222.4364 | 197.321 | 74.7883 | 129.2685 | 308.306 | 214.7368 | 281.1879 | 234.0541 | 225.6231 | 273.9619 | 210.9382
6238 | 22 | 260 | 9 | 147.8363 | 147.7423 | 328.6214 | 133.4084 | 283.3453 | 175.8344 | 248.4075 | 232.5497 | 204.3336 | 76.3172 | 127.0774 | 310.3983 | 216.8576 | 285.3282 | 213.982 | 222.8224 | 272.4806 | 212.7065
6239 | 23 | 260 | 9 | 138.486 | 150.7074 | 332.4637 | 136.4658 | 273.368 | 163.5681 | 257.0707 | 238.3766 | 200.3405 | 73.0981 | 128.408 | 298.5741 | 206.8972 | 300.4463 | 200.8024 | 212.1643 | 267.3504 | 218.8474
6240 | 0 | 261 | 9 | 139.2691 | 162.2074 | 333.3221 | 129.758 | 287.2999 | 160.7554 | 266.5754 | 228.2334 | 195.4508 | 77.8108 | 127.2942 | 297.5875 | 222.2925 | 313.3724 | 196.1607 | 206.8036 | 252.7685 | 217.0989
6241 | 1 | 261 | 9 | 140.2278 | 162.4425 | 333.6995 | 128.3178 | 285.0448 | 162.0453 | 266.8265 | 219.4643 | 194.8805 | 78.524 | 126.0556 | 298.4166 | 215.0694 | 328.9141 | 203.1885 | 215.2516 | 265.8099 | 214.7918
6242 | 2 | 261 | 9 | 135.8488 | 169.5144 | 329.9058 | 128.7729 | 291.0533 | 162.6173 | 264.9565 | 215.0164 | 201.5684 | 82.4904 | 125.7403 | 296.7975 | 207.6203 | 336.9726 | 212.2815 | 232.2345 | 264.8862 | 211.2014
6243 | 3 | 261 | 9 | 135.1585 | 165.7267 | 329.7561 | 128.2957 | 284.3545 | 169.2078 | 263.7651 | 223.3586 | 201.4595 | 83.3447 | 127.0524 | 300.2649 | 206.5558 | 335.2561 | 209.9779 | 229.7382 | 251.2994 | 210.4886
6244 | 4 | 261 | 9 | 134.2435 | 170.6717 | 326.9104 | 129.0509 | 273.7013 | 166.5412 | 267.4021 | 225.4781 | 199.9889 | 84.7206 | 124.7129 | 295.2797 | 203.3248 | 326.7271 | 222.4254 | 232.7961 | 256.2836 | 207.2815
6245 | 5 | 261 | 9 | 119.5269 | 173.6765 | 322.8646 | 127.7083 | 247.3828 | 157.4496 | 253.8211 | 221.9118 | 202.2781 | 80.3464 | 126.2984 | 292.7349 | 181.3072 | 322.3232 | 211.2727 | 233.3395 | 253.5002 | 209.5152
6246 | 6 | 261 | 9 | 110.12 | 141.1058 | 234.6174 | 124.5618 | 204.5242 | 114.4502 | 173.1429 | 217.6452 | 174.9667 | 70.79 | 125.2342 | 240.1648 | 128.9377 | 247.2948 | 182.7664 | 194.249 | 195.5357 | 150.2127
6247 | 7 | 261 | 9 | 102.4159 | 111.8584 | 188.9775 | 132.257 | 190.7773 | 104.2861 | 150.6274 | 217.7142 | 145.3793 | 61.4894 | 130.5776 | 194.9094 | 112.1821 | 203.3055 | 146.9943 | 161.2371 | 180.6214 | 117.8373
6248 | 8 | 261 | 9 | 105.3922 | 111.5286 | 180.4407 | 132.565 | 180.3384 | 103.6498 | 143.1804 | 186.7778 | 134.3117 | 65.5577 | 132.3204 | 193.178 | 112.2144 | 196.5365 | 146.5825 | 154.5256 | 157.4765 | 102.8161
6249 | 9 | 261 | 9 | 110.274 | 112.3058 | 200.7014 | 133.1641 | 187.5756 | 97.577 | 135.9434 | 183.2749 | 132.2471 | 70.1237 | 134.3314 | 197.2988 | 108.2357 | 198.5031 | 152.5435 | 148.9972 | 137.1797 | 101.9302
6250 | 10 | 261 | 9 | 110.2232 | 128.4274 | 193.9439 | 136.3798 | 179.5791 | 99.4156 | 142.5336 | 201.7335 | 135.6511 | 68.4791 | 136.9997 | 202.544 | 103.271 | 192.2817 | 159.0716 | 154.7749 | 156.6501 | 105.4762
6251 | 11 | 261 | 9 | 108.1283 | 134.2456 | 163.1366 | 136.1734 | 174.7892 | 98.4879 | 139.077 | 189.7245 | 135.1659 | 68.183 | 132.3011 | 194.6968 | 106.3609 | 194.5966 | 157.3517 | 154.2057 | 169.6637 | 112.1491
6252 | 12 | 261 | 9 | 106.3652 | 141.8395 | 156.7607 | 134.1345 | 178.435 | 99.7959 | 136.7647 | 183.9809 | 130.8979 | 66.1632 | 129.4811 | 194.9776 | 106.8215 | 183.9462 | 157.3593 | 158.4022 | 161.8484 | 108.6366
6253 | 13 | 261 | 9 | 109.3874 | 151.9584 | 160.871 | 129.6425 | 182.4436 | 102.2415 | 134.6126 | 175.7634 | 128.0986 | 65.6015 | 128.6449 | 196.3095 | 114.6915 | 187.6296 | 162.6606 | 162.2607 | 155.3018 | 114.1508
6254 | 14 | 261 | 9 | 107.8002 | 142.2668 | 174.4619 | 130.4877 | 177.7868 | 104.1522 | 138.5748 | 189.5366 | 131.9321 | 66.5728 | 125.2863 | 199.6559 | 120.1694 | 188.2591 | 174.4956 | 157.2878 | 167.0223 | 116.3873
6255 | 15 | 261 | 9 | 109.4638 | 147.9157 | 203.0474 | 136.446 | 198.6025 | 121.091 | 150.5998 | 207.6001 | 128.7923 | 57.5546 | 126.0254 | 202.8676 | 132.1415 | 194.576 | 177.9003 | 166.8909 | 190.553 | 119.5085
6256 | 16 | 261 | 9 | 133.5293 | 162.0777 | 252.3633 | 147.8093 | 261.5835 | 156.4454 | 201.4939 | 185.4018 | 123.0162 | 73.8048 | 142.4344 | 232.8178 | 193.9529 | 221.4023 | 220.2309 | 196.6477 | 225.8375 | 138.159
6257 | 17 | 261 | 9 | 173.9799 | 233.1298 | 324.532 | 149.6552 | 308.7835 | 201.8181 | 257.7477 | 216.2199 | 165.4078 | 85.5602 | 147.4202 | 298.638 | 245.7325 | 274.5693 | 254.2589 | 264.8615 | 276.2554 | 194.9414
6258 | 18 | 261 | 9 | 174.29 | 263.5574 | 346.7015 | 150.0916 | 303.834 | 192.2224 | 260.1534 | 233.1642 | 194.5793 | 77.4036 | 144.0983 | 336.9526 | 242.5613 | 304.9301 | 261.9876 | 292.8032 | 280.7081 | 232.8142
6259 | 19 | 261 | 9 | 172.4622 | 223.1102 | 344.2257 | 147.8259 | 294.0727 | 186.052 | 253.7191 | 245.3636 | 195.4642 | 74.4057 | 143.7722 | 320.1375 | 228.3881 | 300.6828 | 251.7617 | 257.009 | 280.9612 | 226.0293
6260 | 20 | 261 | 9 | 161.599 | 176.0806 | 337.2699 | 143.9437 | 279.7306 | 158.1237 | 243.3588 | 236.4381 | 200.7361 | 74.1112 | 139.3819 | 317.941 | 209.8611 | 290.8129 | 238.7944 | 235.1785 | 267.6009 | 216.6922
6261 | 21 | 261 | 9 | 159.9319 | 154.4103 | 326.0333 | 138.7667 | 285.179 | 173.2604 | 242.2111 | 222.4364 | 197.321 | 74.7883 | 129.2685 | 308.306 | 214.7368 | 281.1879 | 234.0541 | 225.6231 | 273.9619 | 210.9382
6262 | 22 | 261 | 9 | 147.8363 | 147.7423 | 328.6214 | 133.4084 | 283.3453 | 175.8344 | 248.4075 | 232.5497 | 204.3336 | 76.3172 | 127.0774 | 310.3983 | 216.8576 | 285.3282 | 213.982 | 222.8224 | 272.4806 | 212.7065
6263 | 23 | 261 | 9 | 138.486 | 150.7074 | 332.4637 | 136.4658 | 273.368 | 163.5681 | 257.0707 | 238.3766 | 200.3405 | 73.0981 | 128.408 | 298.5741 | 206.8972 | 300.4463 | 200.8024 | 212.1643 | 267.3504 | 218.8474
6264 | 0 | 262 | 9 | 139.2691 | 162.2074 | 333.3221 | 129.758 | 287.2999 | 160.7554 | 266.5754 | 228.2334 | 195.4508 | 77.8108 | 127.2942 | 297.5875 | 222.2925 | 313.3724 | 196.1607 | 206.8036 | 252.7685 | 217.0989
6265 | 1 | 262 | 9 | 140.2278 | 162.4425 | 333.6995 | 128.3178 | 285.0448 | 162.0453 | 266.8265 | 219.4643 | 194.8805 | 78.524 | 126.0556 | 298.4166 | 215.0694 | 328.9141 | 203.1885 | 215.2516 | 265.8099 | 214.7918
6266 | 2 | 262 | 9 | 135.8488 | 169.5144 | 329.9058 | 128.7729 | 291.0533 | 162.6173 | 264.9565 | 215.0164 | 201.5684 | 82.4904 | 125.7403 | 296.7975 | 207.6203 | 336.9726 | 212.2815 | 232.2345 | 264.8862 | 211.2014
6267 | 3 | 262 | 9 | 135.1585 | 165.7267 | 329.7561 | 128.2957 | 284.3545 | 169.2078 | 263.7651 | 223.3586 | 201.4595 | 83.3447 | 127.0524 | 300.2649 | 206.5558 | 335.2561 | 209.9779 | 229.7382 | 251.2994 | 210.4886
6268 | 4 | 262 | 9 | 134.2435 | 170.6717 | 326.9104 | 129.0509 | 273.7013 | 166.5412 | 267.4021 | 225.4781 | 199.9889 | 84.7206 | 124.7129 | 295.2797 | 203.3248 | 326.7271 | 222.4254 | 232.7961 | 256.2836 | 207.2815
6269 | 5 | 262 | 9 | 119.5269 | 173.6765 | 322.8646 | 127.7083 | 247.3828 | 157.4496 | 253.8211 | 221.9118 | 202.2781 | 80.3464 | 126.2984 | 292.7349 | 181.3072 | 322.3232 | 211.2727 | 233.3395 | 253.5002 | 209.5152
6270 | 6 | 262 | 9 | 110.12 | 141.1058 | 234.6174 | 124.5618 | 204.5242 | 114.4502 | 173.1429 | 217.6452 | 174.9667 | 70.79 | 125.2342 | 240.1648 | 128.9377 | 247.2948 | 182.7664 | 194.249 | 195.5357 | 150.2127
6271 | 7 | 262 | 9 | 102.4159 | 111.8584 | 188.9775 | 132.257 | 190.7773 | 104.2861 | 150.6274 | 217.7142 | 145.3793 | 61.4894 | 130.5776 | 194.9094 | 112.1821 | 203.3055 | 146.9943 | 161.2371 | 180.6214 | 117.8373
6272 | 8 | 262 | 9 | 105.3922 | 111.5286 | 180.4407 | 132.565 | 180.3384 | 103.6498 | 143.1804 | 186.7778 | 134.3117 | 65.5577 | 132.3204 | 193.178 | 112.2144 | 196.5365 | 146.5825 | 154.5256 | 157.4765 | 102.8161
6273 | 9 | 262 | 9 | 110.274 | 112.3058 | 200.7014 | 133.1641 | 187.5756 | 97.577 | 135.9434 | 183.2749 | 132.2471 | 70.1237 | 134.3314 | 197.2988 | 108.2357 | 198.5031 | 152.5435 | 148.9972 | 137.1797 | 101.9302
6274 | 10 | 262 | 9 | 110.2232 | 128.4274 | 193.9439 | 136.3798 | 179.5791 | 99.4156 | 142.5336 | 201.7335 | 135.6511 | 68.4791 | 136.9997 | 202.544 | 103.271 | 192.2817 | 159.0716 | 154.7749 | 156.6501 | 105.4762
6275 | 11 | 262 | 9 | 108.1283 | 134.2456 | 163.1366 | 136.1734 | 174.7892 | 98.4879 | 139.077 | 189.7245 | 135.1659 | 68.183 | 132.3011 | 194.6968 | 106.3609 | 194.5966 | 157.3517 | 154.2057 | 169.6637 | 112.1491
6276 | 12 | 262 | 9 | 106.3652 | 141.8395 | 156.7607 | 134.1345 | 178.435 | 99.7959 | 136.7647 | 183.9809 | 130.8979 | 66.1632 | 129.4811 | 194.9776 | 106.8215 | 183.9462 | 157.3593 | 158.4022 | 161.8484 | 108.6366
6277 | 13 | 262 | 9 | 109.3874 | 151.9584 | 160.871 | 129.6425 | 182.4436 | 102.2415 | 134.6126 | 175.7634 | 128.0986 | 65.6015 | 128.6449 | 196.3095 | 114.6915 | 187.6296 | 162.6606 | 162.2607 | 155.3018 | 114.1508
6278 | 14 | 262 | 9 | 107.8002 | 142.2668 | 174.4619 | 130.4877 | 177.7868 | 104.1522 | 138.5748 | 189.5366 | 131.9321 | 66.5728 | 125.2863 | 199.6559 | 120.1694 | 188.2591 | 174.4956 | 157.2878 | 167.0223 | 116.3873
6279 | 15 | 262 | 9 | 109.4638 | 147.9157 | 203.0474 | 136.446 | 198.6025 | 121.091 | 150.5998 | 207.6001 | 128.7923 | 57.5546 | 126.0254 | 202.8676 | 132.1415 | 194.576 | 177.9003 | 166.8909 | 190.553 | 119.5085
6280 | 16 | 262 | 9 | 133.5293 | 162.0777 | 252.3633 | 147.8093 | 261.5835 | 156.4454 | 201.4939 | 185.4018 | 123.0162 | 73.8048 | 142.4344 | 232.8178 | 193.9529 | 221.4023 | 220.2309 | 196.6477 | 225.8375 | 138.159
6281 | 17 | 262 | 9 | 173.9799 | 233.1298 | 324.532 | 149.6552 | 308.7835 | 201.8181 | 257.7477 | 216.2199 | 165.4078 | 85.5602 | 147.4202 | 298.638 | 245.7325 | 274.5693 | 254.2589 | 264.8615 | 276.2554 | 194.9414
6282 | 18 | 262 | 9 | 174.29 | 263.5574 | 346.7015 | 150.0916 | 303.834 | 192.2224 | 260.1534 | 233.1642 | 194.5793 | 77.4036 | 144.0983 | 336.9526 | 242.5613 | 304.9301 | 261.9876 | 292.8032 | 280.7081 | 232.8142
6283 | 19 | 262 | 9 | 172.4622 | 223.1102 | 344.2257 | 147.8259 | 294.0727 | 186.052 | 253.7191 | 245.3636 | 195.4642 | 74.4057 | 143.7722 | 320.1375 | 228.3881 | 300.6828 | 251.7617 | 257.009 | 280.9612 | 226.0293
6284 | 20 | 262 | 9 | 161.599 | 176.0806 | 337.2699 | 143.9437 | 279.7306 | 158.1237 | 243.3588 | 236.4381 | 200.7361 | 74.1112 | 139.3819 | 317.941 | 209.8611 | 290.8129 | 238.7944 | 235.1785 | 267.6009 | 216.6922
6285 | 21 | 262 | 9 | 159.9319 | 154.4103 | 326.0333 | 138.7667 | 285.179 | 173.2604 | 242.2111 | 222.4364 | 197.321 | 74.7883 | 129.2685 | 308.306 | 214.7368 | 281.1879 | 234.0541 | 225.6231 | 273.9619 | 210.9382
6286 | 22 | 262 | 9 | 147.8363 | 147.7423 | 328.6214 | 133.4084 | 283.3453 | 175.8344 | 248.4075 | 232.5497 | 204.3336 | 76.3172 | 127.0774 | 310.3983 | 216.8576 | 285.3282 | 213.982 | 222.8224 | 272.4806 | 212.7065
6287 | 23 | 262 | 9 | 138.486 | 150.7074 | 332.4637 | 136.4658 | 273.368 | 163.5681 | 257.0707 | 238.3766 | 200.3405 | 73.0981 | 128.408 | 298.5741 | 206.8972 | 300.4463 | 200.8024 | 212.1643 | 267.3504 | 218.8474
6288 | 0 | 263 | 9 | 139.2691 | 162.2074 | 333.3221 | 129.758 | 287.2999 | 160.7554 | 266.5754 | 228.2334 | 195.4508 | 77.8108 | 127.2942 | 297.5875 | 222.2925 | 313.3724 | 196.1607 | 206.8036 | 252.7685 | 217.0989
6289 | 1 | 263 | 9 | 140.2278 | 162.4425 | 333.6995 | 128.3178 | 285.0448 | 162.0453 | 266.8265 | 219.4643 | 194.8805 | 78.524 | 126.0556 | 298.4166 | 215.0694 | 328.9141 | 203.1885 | 215.2516 | 265.8099 | 214.7918
6290 | 2 | 263 | 9 | 135.8488 | 169.5144 | 329.9058 | 128.7729 | 291.0533 | 162.6173 | 264.9565 | 215.0164 | 201.5684 | 82.4904 | 125.7403 | 296.7975 | 207.6203 | 336.9726 | 212.2815 | 232.2345 | 264.8862 | 211.2014
6291 | 3 | 263 | 9 | 135.1585 | 165.7267 | 329.7561 | 128.2957 | 284.3545 | 169.2078 | 263.7651 | 223.3586 | 201.4595 | 83.3447 | 127.0524 | 300.2649 | 206.5558 | 335.2561 | 209.9779 | 229.7382 | 251.2994 | 210.4886
6292 | 4 | 263 | 9 | 134.2435 | 170.6717 | 326.9104 | 129.0509 | 273.7013 | 166.5412 | 267.4021 | 225.4781 | 199.9889 | 84.7206 | 124.7129 | 295.2797 | 203.3248 | 326.7271 | 222.4254 | 232.7961 | 256.2836 | 207.2815
6293 | 5 | 263 | 9 | 119.5269 | 173.6765 | 322.8646 | 127.7083 | 247.3828 | 157.4496 | 253.8211 | 221.9118 | 202.2781 | 80.3464 | 126.2984 | 292.7349 | 181.3072 | 322.3232 | 211.2727 | 233.3395 | 253.5002 | 209.5152
6294 | 6 | 263 | 9 | 110.12 | 141.1058 | 234.6174 | 124.5618 | 204.5242 | 114.4502 | 173.1429 | 217.6452 | 174.9667 | 70.79 | 125.2342 | 240.1648 | 128.9377 | 247.2948 | 182.7664 | 194.249 | 195.5357 | 150.2127
6295 | 7 | 263 | 9 | 102.4159 | 111.8584 | 188.9775 | 132.257 | 190.7773 | 104.2861 | 150.6274 | 217.7142 | 145.3793 | 61.4894 | 130.5776 | 194.9094 | 112.1821 | 203.3055 | 146.9943 | 161.2371 | 180.6214 | 117.8373
6296 | 8 | 263 | 9 | 105.3922 | 111.5286 | 180.4407 | 132.565 | 180.3384 | 103.6498 | 143.1804 | 186.7778 | 134.3117 | 65.5577 | 132.3204 | 193.178 | 112.2144 | 196.5365 | 146.5825 | 154.5256 | 157.4765 | 102.8161
6297 | 9 | 263 | 9 | 110.274 | 112.3058 | 200.7014 | 133.1641 | 187.5756 | 97.577 | 135.9434 | 183.2749 | 132.2471 | 70.1237 | 134.3314 | 197.2988 | 108.2357 | 198.5031 | 152.5435 | 148.9972 | 137.1797 | 101.9302
6298 | 10 | 263 | 9 | 110.2232 | 128.4274 | 193.9439 | 136.3798 | 179.5791 | 99.4156 | 142.5336 | 201.7335 | 135.6511 | 68.4791 | 136.9997 | 202.544 | 103.271 | 192.2817 | 159.0716 | 154.7749 | 156.6501 | 105.4762
6299 | 11 | 263 | 9 | 108.1283 | 134.2456 | 163.1366 | 136.1734 | 174.7892 | 98.4879 | 139.077 | 189.7245 | 135.1659 | 68.183 | 132.3011 | 194.6968 | 106.3609 | 194.5966 | 157.3517 | 154.2057 | 169.6637 | 112.1491
6300 | 12 | 263 | 9 | 106.3652 | 141.8395 | 156.7607 | 134.1345 | 178.435 | 99.7959 | 136.7647 | 183.9809 | 130.8979 | 66.1632 | 129.4811 | 194.9776 | 106.8215 | 183.9462 | 157.3593 | 158.4022 | 161.8484 | 108.6366
6301 | 13 | 263 | 9 | 109.3874 | 151.9584 | 160.871 | 129.6425 | 182.4436 | 102.2415 | 134.6126 | 175.7634 | 128.0986 | 65.6015 | 128.6449 | 196.3095 | 114.6915 | 187.6296 | 162.6606 | 162.2607 | 155.3018 | 114.1508
6302 | 14 | 263 | 9 | 107.8002 | 142.2668 | 174.4619 | 130.4877 | 177.7868 | 104.1522 | 138.5748 | 189.5366 | 131.9321 | 66.5728 | 125.2863 | 199.6559 | 120.1694 | 188.2591 | 174.4956 | 157.2878 | 167.0223 | 116.3873
6303 | 15 | 263 | 9 | 109.4638 | 147.9157 | 203.0474 | 136.446 | 198.6025 | 121.091 | 150.5998 | 207.6001 | 128.7923 | 57.5546 | 126.0254 | 202.8676 | 132.1415 | 194.576 | 177.9003 | 166.8909 | 190.553 | 119.5085
6304 | 16 | 263 | 9 | 133.5293 | 162.0777 | 252.3633 | 147.8093 | 261.5835 | 156.4454 | 201.4939 | 185.4018 | 123.0162 | 73.8048 | 142.4344 | 232.8178 | 193.9529 | 221.4023 | 220.2309 | 196.6477 | 225.8375 | 138.159
6305 | 17 | 263 | 9 | 173.9799 | 233.1298 | 324.532 | 149.6552 | 308.7835 | 201.8181 | 257.7477 | 216.2199 | 165.4078 | 85.5602 | 147.4202 | 298.638 | 245.7325 | 274.5693 | 254.2589 | 264.8615 | 276.2554 | 194.9414
6306 | 18 | 263 | 9 | 174.29 | 263.5574 | 346.7015 | 150.0916 | 303.834 | 192.2224 | 260.1534 | 233.1642 | 194.5793 | 77.4036 | 144.0983 | 336.9526 | 242.5613 | 304.9301 | 261.9876 | 292.8032 | 280.7081 | 232.8142
6307 | 19 | 263 | 9 | 172.4622 | 223.1102 | 344.2257 | 147.8259 | 294.0727 | 186.052 | 253.7191 | 245.3636 | 195.4642 | 74.4057 | 143.7722 | 320.1375 | 228.3881 | 300.6828 | 251.7617 | 257.009 | 280.9612 | 226.0293
6308 | 20 | 263 | 9 | 161.599 | 176.0806 | 337.2699 | 143.9437 | 279.7306 | 158.1237 | 243.3588 | 236.4381 | 200.7361 | 74.1112 | 139.3819 | 317.941 | 209.8611 | 290.8129 | 238.7944 | 235.1785 | 267.6009 | 216.6922
6309 | 21 | 263 | 9 | 159.9319 | 154.4103 | 326.0333 | 138.7667 | 285.179 | 173.2604 | 242.2111 | 222.4364 | 197.321 | 74.7883 | 129.2685 | 308.306 | 214.7368 | 281.1879 | 234.0541 | 225.6231 | 273.9619 | 210.9382
6310 | 22 | 263 | 9 | 147.8363 | 147.7423 | 328.6214 | 133.4084 | 283.3453 | 175.8344 | 248.4075 | 232.5497 | 204.3336 | 76.3172 | 127.0774 | 310.3983 | 216.8576 | 285.3282 | 213.982 | 222.8224 | 272.4806 | 212.7065
6311 | 23 | 263 | 9 | 138.486 | 150.7074 | 332.4637 | 136.4658 | 273.368 | 163.5681 | 257.0707 | 238.3766 | 200.3405 | 73.0981 | 128.408 | 298.5741 | 206.8972 | 300.4463 | 200.8024 | 212.1643 | 267.3504 | 218.8474
6312 | 0 | 264 | 9 | 139.2691 | 162.2074 | 333.3221 | 129.758 | 287.2999 | 160.7554 | 266.5754 | 228.2334 | 195.4508 | 77.8108 | 127.2942 | 297.5875 | 222.2925 | 313.3724 | 196.1607 | 206.8036 | 252.7685 | 217.0989
6313 | 1 | 264 | 9 | 140.2278 | 162.4425 | 333.6995 | 128.3178 | 285.0448 | 162.0453 | 266.8265 | 219.4643 | 194.8805 | 78.524 | 126.0556 | 298.4166 | 215.0694 | 328.9141 | 203.1885 | 215.2516 | 265.8099 | 214.7918
6314 | 2 | 264 | 9 | 135.8488 | 169.5144 | 329.9058 | 128.7729 | 291.0533 | 162.6173 | 264.9565 | 215.0164 | 201.5684 | 82.4904 | 125.7403 | 296.7975 | 207.6203 | 336.9726 | 212.2815 | 232.2345 | 264.8862 | 211.2014
6315 | 3 | 264 | 9 | 135.1585 | 165.7267 | 329.7561 | 128.2957 | 284.3545 | 169.2078 | 263.7651 | 223.3586 | 201.4595 | 83.3447 | 127.0524 | 300.2649 | 206.5558 | 335.2561 | 209.9779 | 229.7382 | 251.2994 | 210.4886
6316 | 4 | 264 | 9 | 134.2435 | 170.6717 | 326.9104 | 129.0509 | 273.7013 | 166.5412 | 267.4021 | 225.4781 | 199.9889 | 84.7206 | 124.7129 | 295.2797 | 203.3248 | 326.7271 | 222.4254 | 232.7961 | 256.2836 | 207.2815
6317 | 5 | 264 | 9 | 119.5269 | 173.6765 | 322.8646 | 127.7083 | 247.3828 | 157.4496 | 253.8211 | 221.9118 | 202.2781 | 80.3464 | 126.2984 | 292.7349 | 181.3072 | 322.3232 | 211.2727 | 233.3395 | 253.5002 | 209.5152
6318 | 6 | 264 | 9 | 110.12 | 141.1058 | 234.6174 | 124.5618 | 204.5242 | 114.4502 | 173.1429 | 217.6452 | 174.9667 | 70.79 | 125.2342 | 240.1648 | 128.9377 | 247.2948 | 182.7664 | 194.249 | 195.5357 | 150.2127
6319 | 7 | 264 | 9 | 102.4159 | 111.8584 | 188.9775 | 132.257 | 190.7773 | 104.2861 | 150.6274 | 217.7142 | 145.3793 | 61.4894 | 130.5776 | 194.9094 | 112.1821 | 203.3055 | 146.9943 | 161.2371 | 180.6214 | 117.8373
6320 | 8 | 264 | 9 | 105.3922 | 111.5286 | 180.4407 | 132.565 | 180.3384 | 103.6498 | 143.1804 | 186.7778 | 134.3117 | 65.5577 | 132.3204 | 193.178 | 112.2144 | 196.5365 | 146.5825 | 154.5256 | 157.4765 | 102.8161
6321 | 9 | 264 | 9 | 110.274 | 112.3058 | 200.7014 | 133.1641 | 187.5756 | 97.577 | 135.9434 | 183.2749 | 132.2471 | 70.1237 | 134.3314 | 197.2988 | 108.2357 | 198.5031 | 152.5435 | 148.9972 | 137.1797 | 101.9302
6322 | 10 | 264 | 9 | 110.2232 | 128.4274 | 193.9439 | 136.3798 | 179.5791 | 99.4156 | 142.5336 | 201.7335 | 135.6511 | 68.4791 | 136.9997 | 202.544 | 103.271 | 192.2817 | 159.0716 | 154.7749 | 156.6501 | 105.4762
6323 | 11 | 264 | 9 | 108.1283 | 134.2456 | 163.1366 | 136.1734 | 174.7892 | 98.4879 | 139.077 | 189.7245 | 135.1659 | 68.183 | 132.3011 | 194.6968 | 106.3609 | 194.5966 | 157.3517 | 154.2057 | 169.6637 | 112.1491
6324 | 12 | 264 | 9 | 106.3652 | 141.8395 | 156.7607 | 134.1345 | 178.435 | 99.7959 | 136.7647 | 183.9809 | 130.8979 | 66.1632 | 129.4811 | 194.9776 | 106.8215 | 183.9462 | 157.3593 | 158.4022 | 161.8484 | 108.6366
6325 | 13 | 264 | 9 | 109.3874 | 151.9584 | 160.871 | 129.6425 | 182.4436 | 102.2415 | 134.6126 | 175.7634 | 128.0986 | 65.6015 | 128.6449 | 196.3095 | 114.6915 | 187.6296 | 162.6606 | 162.2607 | 155.3018 | 114.1508
6326 | 14 | 264 | 9 | 107.8002 | 142.2668 | 174.4619 | 130.4877 | 177.7868 | 104.1522 | 138.5748 | 189.5366 | 131.9321 | 66.5728 | 125.2863 | 199.6559 | 120.1694 | 188.2591 | 174.4956 | 157.2878 | 167.0223 | 116.3873
6327 | 15 | 264 | 9 | 109.4638 | 147.9157 | 203.0474 | 136.446 | 198.6025 | 121.091 | 150.5998 | 207.6001 | 128.7923 | 57.5546 | 126.0254 | 202.8676 | 132.1415 | 194.576 | 177.9003 | 166.8909 | 190.553 | 119.5085
6328 | 16 | 264 | 9 | 133.5293 | 162.0777 | 252.3633 | 147.8093 | 261.5835 | 156.4454 | 201.4939 | 185.4018 | 123.0162 | 73.8048 | 142.4344 | 232.8178 | 193.9529 | 221.4023 | 220.2309 | 196.6477 | 225.8375 | 138.159
6329 | 17 | 264 | 9 | 173.9799 | 233.1298 | 324.532 | 149.6552 | 308.7835 | 201.8181 | 257.7477 | 216.2199 | 165.4078 | 85.5602 | 147.4202 | 298.638 | 245.7325 | 274.5693 | 254.2589 | 264.8615 | 276.2554 | 194.9414
6330 | 18 | 264 | 9 | 174.29 | 263.5574 | 346.7015 | 150.0916 | 303.834 | 192.2224 | 260.1534 | 233.1642 | 194.5793 | 77.4036 | 144.0983 | 336.9526 | 242.5613 | 304.9301 | 261.9876 | 292.8032 | 280.7081 | 232.8142
6331 | 19 | 264 | 9 | 172.4622 | 223.1102 | 344.2257 | 147.8259 | 294.0727 | 186.052 | 253.7191 | 245.3636 | 195.4642 | 74.4057 | 143.7722 | 320.1375 | 228.3881 | 300.6828 | 251.7617 | 257.009 | 280.9612 | 226.0293
6332 | 20 | 264 | 9 | 161.599 | 176.0806 | 337.2699 | 143.9437 | 279.7306 | 158.1237 | 243.3588 | 236.4381 | 200.7361 | 74.1112 | 139.3819 | 317.941 | 209.8611 | 290.8129 | 238.7944 | 235.1785 | 267.6009 | 216.6922
6333 | 21 | 264 | 9 | 159.9319 | 154.4103 | 326.0333 | 138.7667 | 285.179 | 173.2604 | 242.2111 | 222.4364 | 197.321 | 74.7883 | 129.2685 | 308.306 | 214.7368 | 281.1879 | 234.0541 | 225.6231 | 273.9619 | 210.9382
6334 | 22 | 264 | 9 | 147.8363 | 147.7423 | 328.6214 | 133.4084 | 283.3453 | 175.8344 | 248.4075 | 232.5497 | 204.3336 | 76.3172 | 127.0774 | 310.3983 | 216.8576 | 285.3282 | 213.982 | 222.8224 | 272.4806 | 212.7065
6335 | 23 | 264 | 9 | 138.486 | 150.7074 | 332.4637 | 136.4658 | 273.368 | 163.5681 | 257.0707 | 238.3766 | 200.3405 | 73.0981 | 128.408 | 298.5741 | 206.8972 | 300.4463 | 200.8024 | 212.1643 | 267.3504 | 218.8474
6336 | 0 | 265 | 9 | 139.2691 | 162.2074 | 333.3221 | 129.758 | 287.2999 | 160.7554 | 266.5754 | 228.2334 | 195.4508 | 77.8108 | 127.2942 | 297.5875 | 222.2925 | 313.3724 | 196.1607 | 206.8036 | 252.7685 | 217.0989
6337 | 1 | 265 | 9 | 140.2278 | 162.4425 | 333.6995 | 128.3178 | 285.0448 | 162.0453 | 266.8265 | 219.4643 | 194.8805 | 78.524 | 126.0556 | 298.4166 | 215.0694 | 328.9141 | 203.1885 | 215.2516 | 265.8099 | 214.7918
6338 | 2 | 265 | 9 | 135.8488 | 169.5144 | 329.9058 | 128.7729 | 291.0533 | 162.6173 | 264.9565 | 215.0164 | 201.5684 | 82.4904 | 125.7403 | 296.7975 | 207.6203 | 336.9726 | 212.2815 | 232.2345 | 264.8862 | 211.2014
6339 | 3 | 265 | 9 | 135.1585 | 165.7267 | 329.7561 | 128.2957 | 284.3545 | 169.2078 | 263.7651 | 223.3586 | 201.4595 | 83.3447 | 127.0524 | 300.2649 | 206.5558 | 335.2561 | 209.9779 | 229.7382 | 251.2994 | 210.4886
6340 | 4 | 265 | 9 | 134.2435 | 170.6717 | 326.9104 | 129.0509 | 273.7013 | 166.5412 | 267.4021 | 225.4781 | 199.9889 | 84.7206 | 124.7129 | 295.2797 | 203.3248 | 326.7271 | 222.4254 | 232.7961 | 256.2836 | 207.2815
6341 | 5 | 265 | 9 | 119.5269 | 173.6765 | 322.8646 | 127.7083 | 247.3828 | 157.4496 | 253.8211 | 221.9118 | 202.2781 | 80.3464 | 126.2984 | 292.7349 | 181.3072 | 322.3232 | 211.2727 | 233.3395 | 253.5002 | 209.5152
6342 | 6 | 265 | 9 | 110.12 | 141.1058 | 234.6174 | 124.5618 | 204.5242 | 114.4502 | 173.1429 | 217.6452 | 174.9667 | 70.79 | 125.2342 | 240.1648 | 128.9377 | 247.2948 | 182.7664 | 194.249 | 195.5357 | 150.2127
6343 | 7 | 265 | 9 | 102.4159 | 111.8584 | 188.9775 | 132.257 | 190.7773 | 104.2861 | 150.6274 | 217.7142 | 145.3793 | 61.4894 | 130.5776 | 194.9094 | 112.1821 | 203.3055 | 146.9943 | 161.2371 | 180.6214 | 117.8373
6344 | 8 | 265 | 9 | 105.3922 | 111.5286 | 180.4407 | 132.565 | 180.3384 | 103.6498 | 143.1804 | 186.7778 | 134.3117 | 65.5577 | 132.3204 | 193.178 | 112.2144 | 196.5365 | 146.5825 | 154.5256 | 157.4765 | 102.8161
6345 | 9 | 265 | 9 | 110.274 | 112.3058 | 200.7014 | 133.1641 | 187.5756 | 97.577 | 135.9434 | 183.2749 | 132.2471 | 70.1237 | 134.3314 | 197.2988 | 108.2357 | 198.5031 | 152.5435 | 148.9972 | 137.1797 | 101.9302
6346 | 10 | 265 | 9 | 110.2232 | 128.4274 | 193.9439 | 136.3798 | 179.5791 | 99.4156 | 142.5336 | 201.7335 | 135.6511 | 68.4791 | 136.9997 | 202.544 | 103.271 | 192.2817 | 159.0716 | 154.7749 | 156.6501 | 105.4762
6347 | 11 | 265 | 9 | 108.1283 | 134.2456 | 163.1366 | 136.1734 | 174.7892 | 98.4879 | 139.077 | 189.7245 | 135.1659 | 68.183 | 132.3011 | 194.6968 | 106.3609 | 194.5966 | 157.3517 | 154.2057 | 169.6637 | 112.1491
6348 | 12 | 265 | 9 | 106.3652 | 141.8395 | 156.7607 | 134.1345 | 178.435 | 99.7959 | 136.7647 | 183.9809 | 130.8979 | 66.1632 | 129.4811 | 194.9776 | 106.8215 | 183.9462 | 157.3593 | 158.4022 | 161.8484 | 108.6366
6349 | 13 | 265 | 9 | 109.3874 | 151.9584 | 160.871 | 129.6425 | 182.4436 | 102.2415 | 134.6126 | 175.7634 | 128.0986 | 65.6015 | 128.6449 | 196.3095 | 114.6915 | 187.6296 | 162.6606 | 162.2607 | 155.3018 | 114.1508
6350 | 14 | 265 | 9 | 107.8002 | 142.2668 | 174.4619 | 130.4877 | 177.7868 | 104.1522 | 138.5748 | 189.5366 | 131.9321 | 66.5728 | 125.2863 | 199.6559 | 120.1694 | 188.2591 | 174.4956 | 157.2878 | 167.0223 | 116.3873
6351 | 15 | 265 | 9 | 109.4638 | 147.9157 | 203.0474 | 136.446 | 198.6025 | 121.091 | 150.5998 | 207.6001 | 128.7923 | 57.5546 | 126.0254 | 202.8676 | 132.1415 | 194.576 | 177.9003 | 166.8909 | 190.553 | 119.5085
6352 | 16 | 265 | 9 | 133.5293 | 162.0777 | 252.3633 | 147.8093 | 261.5835 | 156.4454 | 201.4939 | 185.4018 | 123.0162 | 73.8048 | 142.4344 | 232.8178 | 193.9529 | 221.4023 | 220.2309 | 196.6477 | 225.8375 | 138.159
6353 | 17 | 265 | 9 | 173.9799 | 233.1298 | 324.532 | 149.6552 | 308.7835 | 201.8181 | 257.7477 | 216.2199 | 165.4078 | 85.5602 | 147.4202 | 298.638 | 245.7325 | 274.5693 | 254.2589 | 264.8615 | 276.2554 | 194.9414
6354 | 18 | 265 | 9 | 174.29 | 263.5574 | 346.7015 | 150.0916 | 303.834 | 192.2224 | 260.1534 | 233.1642 | 194.5793 | 77.4036 | 144.0983 | 336.9526 | 242.5613 | 304.9301 | 261.9876 | 292.8032 | 280.7081 | 232.8142
6355 | 19 | 265 | 9 | 172.4622 | 223.1102 | 344.2257 | 147.8259 | 294.0727 | 186.052 | 253.7191 | 245.3636 | 195.4642 | 74.4057 | 143.7722 | 320.1375 | 228.3881 | 300.6828 | 251.7617 | 257.009 | 280.9612 | 226.0293
6356 | 20 | 265 | 9 | 161.599 | 176.0806 | 337.2699 | 143.9437 | 279.7306 | 158.1237 | 243.3588 | 236.4381 | 200.7361 | 74.1112 | 139.3819 | 317.941 | 209.8611 | 290.8129 | 238.7944 | 235.1785 | 267.6009 | 216.6922
6357 | 21 | 265 | 9 | 159.9319 | 154.4103 | 326.0333 | 138.7667 | 285.179 | 173.2604 | 242.2111 | 222.4364 | 197.321 | 74.7883 | 129.2685 | 308.306 | 214.7368 | 281.1879 | 234.0541 | 225.6231 | 273.9619 | 210.9382
6358 | 22 | 265 | 9 | 147.8363 | 147.7423 | 328.6214 | 133.4084 | 283.3453 | 175.8344 | 248.4075 | 232.5497 | 204.3336 | 76.3172 | 127.0774 | 310.3983 | 216.8576 | 285.3282 | 213.982 | 222.8224 | 272.4806 | 212.7065
6359 | 23 | 265 | 9 | 138.486 | 150.7074 | 332.4637 | 136.4658 | 273.368 | 163.5681 | 257.0707 | 238.3766 | 200.3405 | 73.0981 | 128.408 | 298.5741 | 206.8972 | 300.4463 | 200.8024 | 212.1643 | 267.3504 | 218.8474
6360 | 0 | 266 | 9 | 139.2691 | 162.2074 | 333.3221 | 129.758 | 287.2999 | 160.7554 | 266.5754 | 228.2334 | 195.4508 | 77.8108 | 127.2942 | 297.5875 | 222.2925 | 313.3724 | 196.1607 | 206.8036 | 252.7685 | 217.0989
6361 | 1 | 266 | 9 | 140.2278 | 162.4425 | 333.6995 | 128.3178 | 285.0448 | 162.0453 | 266.8265 | 219.4643 | 194.8805 | 78.524 | 126.0556 | 298.4166 | 215.0694 | 328.9141 | 203.1885 | 215.2516 | 265.8099 | 214.7918
6362 | 2 | 266 | 9 | 135.8488 | 169.5144 | 329.9058 | 128.7729 | 291.0533 | 162.6173 | 264.9565 | 215.0164 | 201.5684 | 82.4904 | 125.7403 | 296.7975 | 207.6203 | 336.9726 | 212.2815 | 232.2345 | 264.8862 | 211.2014
6363 | 3 | 266 | 9 | 135.1585 | 165.7267 | 329.7561 | 128.2957 | 284.3545 | 169.2078 | 263.7651 | 223.3586 | 201.4595 | 83.3447 | 127.0524 | 300.2649 | 206.5558 | 335.2561 | 209.9779 | 229.7382 | 251.2994 | 210.4886
6364 | 4 | 266 | 9 | 134.2435 | 170.6717 | 326.9104 | 129.0509 | 273.7013 | 166.5412 | 267.4021 | 225.4781 | 199.9889 | 84.7206 | 124.7129 | 295.2797 | 203.3248 | 326.7271 | 222.4254 | 232.7961 | 256.2836 | 207.2815
6365 | 5 | 266 | 9 | 119.5269 | 173.6765 | 322.8646 | 127.7083 | 247.3828 | 157.4496 | 253.8211 | 221.9118 | 202.2781 | 80.3464 | 126.2984 | 292.7349 | 181.3072 | 322.3232 | 211.2727 | 233.3395 | 253.5002 | 209.5152
6366 | 6 | 266 | 9 | 110.12 | 141.1058 | 234.6174 | 124.5618 | 204.5242 | 114.4502 | 173.1429 | 217.6452 | 174.9667 | 70.79 | 125.2342 | 240.1648 | 128.9377 | 247.2948 | 182.7664 | 194.249 | 195.5357 | 150.2127
6367 | 7 | 266 | 9 | 102.4159 | 111.8584 | 188.9775 | 132.257 | 190.7773 | 104.2861 | 150.6274 | 217.7142 | 145.3793 | 61.4894 | 130.5776 | 194.9094 | 112.1821 | 203.3055 | 146.9943 | 161.2371 | 180.6214 | 117.8373
6368 | 8 | 266 | 9 | 105.3922 | 111.5286 | 180.4407 | 132.565 | 180.3384 | 103.6498 | 143.1804 | 186.7778 | 134.3117 | 65.5577 | 132.3204 | 193.178 | 112.2144 | 196.5365 | 146.5825 | 154.5256 | 157.4765 | 102.8161
6369 | 9 | 266 | 9 | 110.274 | 112.3058 | 200.7014 | 133.1641 | 187.5756 | 97.577 | 135.9434 | 183.2749 | 132.2471 | 70.1237 | 134.3314 | 197.2988 | 108.2357 | 198.5031 | 152.5435 | 148.9972 | 137.1797 | 101.9302
6370 | 10 | 266 | 9 | 110.2232 | 128.4274 | 193.9439 | 136.3798 | 179.5791 | 99.4156 | 142.5336 | 201.7335 | 135.6511 | 68.4791 | 136.9997 | 202.544 | 103.271 | 192.2817 | 159.0716 | 154.7749 | 156.6501 | 105.4762
6371 | 11 | 266 | 9 | 108.1283 | 134.2456 | 163.1366 | 136.1734 | 174.7892 | 98.4879 | 139.077 | 189.7245 | 135.1659 | 68.183 | 132.3011 | 194.6968 | 106.3609 | 194.5966 | 157.3517 | 154.2057 | 169.6637 | 112.1491
6372 | 12 | 266 | 9 | 106.3652 | 141.8395 | 156.7607 | 134.1345 | 178.435 | 99.7959 | 136.7647 | 183.9809 | 130.8979 | 66.1632 | 129.4811 | 194.9776 | 106.8215 | 183.9462 | 157.3593 | 158.4022 | 161.8484 | 108.6366
6373 | 13 | 266 | 9 | 109.3874 | 151.9584 | 160.871 | 129.6425 | 182.4436 | 102.2415 | 134.6126 | 175.7634 | 128.0986 | 65.6015 | 128.6449 | 196.3095 | 114.6915 | 187.6296 | 162.6606 | 162.2607 | 155.3018 | 114.1508
6374 | 14 | 266 | 9 | 107.8002 | 142.2668 | 174.4619 | 130.4877 | 177.7868 | 104.1522 | 138.5748 | 189.5366 | 131.9321 | 66.5728 | 125.2863 | 199.6559 | 120.1694 | 188.2591 | 174.4956 | 157.2878 | 167.0223 | 116.3873
6375 | 15 | 266 | 9 | 109.4638 | 147.9157 | 203.0474 | 136.446 | 198.6025 | 121.091 | 150.5998 | 207.6001 | 128.7923 | 57.5546 | 126.0254 | 202.8676 | 132.1415 | 194.576 | 177.9003 | 166.8909 | 190.553 | 119.5085
6376 | 16 | 266 | 9 | 133.5293 | 162.0777 | 252.3633 | 147.8093 | 261.5835 | 156.4454 | 201.4939 | 185.4018 | 123.0162 | 73.8048 | 142.4344 | 232.8178 | 193.9529 | 221.4023 | 220.2309 | 196.6477 | 225.8375 | 138.159
6377 | 17 | 266 | 9 | 173.9799 | 233.1298 | 324.532 | 149.6552 | 308.7835 | 201.8181 | 257.7477 | 216.2199 | 165.4078 | 85.5602 | 147.4202 | 298.638 | 245.7325 | 274.5693 | 254.2589 | 264.8615 | 276.2554 | 194.9414
6378 | 18 | 266 | 9 | 174.29 | 263.5574 | 346.7015 | 150.0916 | 303.834 | 192.2224 | 260.1534 | 233.1642 | 194.5793 | 77.4036 | 144.0983 | 336.9526 | 242.5613 | 304.9301 | 261.9876 | 292.8032 | 280.7081 | 232.8142
6379 | 19 | 266 | 9 | 172.4622 | 223.1102 | 344.2257 | 147.8259 | 294.0727 | 186.052 | 253.7191 | 245.3636 | 195.4642 | 74.4057 | 143.7722 | 320.1375 | 228.3881 | 300.6828 | 251.7617 | 257.009 | 280.9612 | 226.0293
6380 | 20 | 266 | 9 | 161.599 | 176.0806 | 337.2699 | 143.9437 | 279.7306 | 158.1237 | 243.3588 | 236.4381 | 200.7361 | 74.1112 | 139.3819 | 317.941 | 209.8611 | 290.8129 | 238.7944 | 235.1785 | 267.6009 | 216.6922
6381 | 21 | 266 | 9 | 159.9319 | 154.4103 | 326.0333 | 138.7667 | 285.179 | 173.2604 | 242.2111 | 222.4364 | 197.321 | 74.7883 | 129.2685 | 308.306 | 214.7368 | 281.1879 | 234.0541 | 225.6231 | 273.9619 | 210.9382
6382 | 22 | 266 | 9 | 147.8363 | 147.7423 | 328.6214 | 133.4084 | 283.3453 | 175.8344 | 248.4075 | 232.5497 | 204.3336 | 76.3172 | 127.0774 | 310.3983 | 216.8576 | 285.3282 | 213.982 | 222.8224 | 272.4806 | 212.7065
6383 | 23 | 266 | 9 | 138.486 | 150.7074 | 332.4637 | 136.4658 | 273.368 | 163.5681 | 257.0707 | 238.3766 | 200.3405 | 73.0981 | 128.408 | 298.5741 | 206.8972 | 300.4463 | 200.8024 | 212.1643 | 267.3504 | 218.8474
6384 | 0 | 267 | 9 | 139.2691 | 162.2074 | 333.3221 | 129.758 | 287.2999 | 160.7554 | 266.5754 | 228.2334 | 195.4508 | 77.8108 | 127.2942 | 297.5875 | 222.2925 | 313.3724 | 196.1607 | 206.8036 | 252.7685 | 217.0989
6385 | 1 | 267 | 9 | 140.2278 | 162.4425 | 333.6995 | 128.3178 | 285.0448 | 162.0453 | 266.8265 | 219.4643 | 194.8805 | 78.524 | 126.0556 | 298.4166 | 215.0694 | 328.9141 | 203.1885 | 215.2516 | 265.8099 | 214.7918
6386 | 2 | 267 | 9 | 135.8488 | 169.5144 | 329.9058 | 128.7729 | 291.0533 | 162.6173 | 264.9565 | 215.0164 | 201.5684 | 82.4904 | 125.7403 | 296.7975 | 207.6203 | 336.9726 | 212.2815 | 232.2345 | 264.8862 | 211.2014
6387 | 3 | 267 | 9 | 135.1585 | 165.7267 | 329.7561 | 128.2957 | 284.3545 | 169.2078 | 263.7651 | 223.3586 | 201.4595 | 83.3447 | 127.0524 | 300.2649 | 206.5558 | 335.2561 | 209.9779 | 229.7382 | 251.2994 | 210.4886
6388 | 4 | 267 | 9 | 134.2435 | 170.6717 | 326.9104 | 129.0509 | 273.7013 | 166.5412 | 267.4021 | 225.4781 | 199.9889 | 84.7206 | 124.7129 | 295.2797 | 203.3248 | 326.7271 | 222.4254 | 232.7961 | 256.2836 | 207.2815
6389 | 5 | 267 | 9 | 119.5269 | 173.6765 | 322.8646 | 127.7083 | 247.3828 | 157.4496 | 253.8211 | 221.9118 | 202.2781 | 80.3464 | 126.2984 | 292.7349 | 181.3072 | 322.3232 | 211.2727 | 233.3395 | 253.5002 | 209.5152
6390 | 6 | 267 | 9 | 110.12 | 141.1058 | 234.6174 | 124.5618 | 204.5242 | 114.4502 | 173.1429 | 217.6452 | 174.9667 | 70.79 | 125.2342 | 240.1648 | 128.9377 | 247.2948 | 182.7664 | 194.249 | 195.5357 | 150.2127
6391 | 7 | 267 | 9 | 102.4159 | 111.8584 | 188.9775 | 132.257 | 190.7773 | 104.2861 | 150.6274 | 217.7142 | 145.3793 | 61.4894 | 130.5776 | 194.9094 | 112.1821 | 203.3055 | 146.9943 | 161.2371 | 180.6214 | 117.8373
6392 | 8 | 267 | 9 | 105.3922 | 111.5286 | 180.4407 | 132.565 | 180.3384 | 103.6498 | 143.1804 | 186.7778 | 134.3117 | 65.5577 | 132.3204 | 193.178 | 112.2144 | 196.5365 | 146.5825 | 154.5256 | 157.4765 | 102.8161
6393 | 9 | 267 | 9 | 110.274 | 112.3058 | 200.7014 | 133.1641 | 187.5756 | 97.577 | 135.9434 | 183.2749 | 132.2471 | 70.1237 | 134.3314 | 197.2988 | 108.2357 | 198.5031 | 152.5435 | 148.9972 | 137.1797 | 101.9302
6394 | 10 | 267 | 9 | 110.2232 | 128.4274 | 193.9439 | 136.3798 | 179.5791 | 99.4156 | 142.5336 | 201.7335 | 135.6511 | 68.4791 | 136.9997 | 202.544 | 103.271 | 192.2817 | 159.0716 | 154.7749 | 156.6501 | 105.4762
6395 | 11 | 267 | 9 | 108.1283 | 134.2456 | 163.1366 | 136.1734 | 174.7892 | 98.4879 | 139.077 | 189.7245 | 135.1659 | 68.183 | 132.3011 | 194.6968 | 106.3609 | 194.5966 | 157.3517 | 154.2057 | 169.6637 | 112.1491
6396 | 12 | 267 | 9 | 106.3652 | 141.8395 | 156.7607 | 134.1345 | 178.435 | 99.7959 | 136.7647 | 183.9809 | 130.8979 | 66.1632 | 129.4811 | 194.9776 | 106.8215 | 183.9462 | 157.3593 | 158.4022 | 161.8484 | 108.6366
6397 | 13 | 267 | 9 | 109.3874 | 151.9584 | 160.871 | 129.6425 | 182.4436 | 102.2415 | 134.6126 | 175.7634 | 128.0986 | 65.6015 | 128.6449 | 196.3095 | 114.6915 | 187.6296 | 162.6606 | 162.2607 | 155.3018 | 114.1508
6398 | 14 | 267 | 9 | 107.8002 | 142.2668 | 174.4619 | 130.4877 | 177.7868 | 104.1522 | 138.5748 | 189.5366 | 131.9321 | 66.5728 | 125.2863 | 199.6559 | 120.1694 | 188.2591 | 174.4956 | 157.2878 | 167.0223 | 116.3873
6399 | 15 | 267 | 9 | 109.4638 | 147.9157 | 203.0474 | 136.446 | 198.6025 | 121.091 | 150.5998 | 207.6001 | 128.7923 | 57.5546 | 126.0254 | 202.8676 | 132.1415 | 194.576 | 177.9003 | 166.8909 | 190.553 | 119.5085
6400 | 16 | 267 | 9 | 133.5293 | 162.0777 | 252.3633 | 147.8093 | 261.5835 | 156.4454 | 201.4939 | 185.4018 | 123.0162 | 73.8048 | 142.4344 | 232.8178 | 193.9529 | 221.4023 | 220.2309 | 196.6477 | 225.8375 | 138.159
6401 | 17 | 267 | 9 | 173.9799 | 233.1298 | 324.532 | 149.6552 | 308.7835 | 201.8181 | 257.7477 | 216.2199 | 165.4078 | 85.5602 | 147.4202 | 298.638 | 245.7325 | 274.5693 | 254.2589 | 264.8615 | 276.2554 | 194.9414
6402 | 18 | 267 | 9 | 174.29 | 263.5574 | 346.7015 | 150.0916 | 303.834 | 192.2224 | 260.1534 | 233.1642 | 194.5793 | 77.4036 | 144.0983 | 336.9526 | 242.5613 | 304.9301 | 261.9876 | 292.8032 | 280.7081 | 232.8142
6403 | 19 | 267 | 9 | 172.4622 | 223.1102 | 344.2257 | 147.8259 | 294.0727 | 186.052 | 253.7191 | 245.3636 | 195.4642 | 74.4057 | 143.7722 | 320.1375 | 228.3881 | 300.6828 | 251.7617 | 257.009 | 280.9612 | 226.0293
6404 | 20 | 267 | 9 | 161.599 | 176.0806 | 337.2699 | 143.9437 | 279.7306 | 158.1237 | 243.3588 | 236.4381 | 200.7361 | 74.1112 | 139.3819 | 317.941 | 209.8611 | 290.8129 | 238.7944 | 235.1785 | 267.6009 | 216.6922
6405 | 21 | 267 | 9 | 159.9319 | 154.4103 | 326.0333 | 138.7667 | 285.179 | 173.2604 | 242.2111 | 222.4364 | 197.321 | 74.7883 | 129.2685 | 308.306 | 214.7368 | 281.1879 | 234.0541 | 225.6231 | 273.9619 | 210.9382
6406 | 22 | 267 | 9 | 147.8363 | 147.7423 | 328.6214 | 133.4084 | 283.3453 | 175.8344 | 248.4075 | 232.5497 | 204.3336 | 76.3172 | 127.0774 | 310.3983 | 216.8576 | 285.3282 | 213.982 | 222.8224 | 272.4806 | 212.7065
6407 | 23 | 267 | 9 | 138.486 | 150.7074 | 332.4637 | 136.4658 | 273.368 | 163.5681 | 257.0707 | 238.3766 | 200.3405 | 73.0981 | 128.408 | 298.5741 | 206.8972 | 300.4463 | 200.8024 | 212.1643 | 267.3504 | 218.8474
6408 | 0 | 268 | 9 | 139.2691 | 162.2074 | 333.3221 | 129.758 | 287.2999 | 160.7554 | 266.5754 | 228.2334 | 195.4508 | 77.8108 | 127.2942 | 297.5875 | 222.2925 | 313.3724 | 196.1607 | 206.8036 | 252.7685 | 217.0989
6409 | 1 | 268 | 9 | 140.2278 | 162.4425 | 333.6995 | 128.3178 | 285.0448 | 162.0453 | 266.8265 | 219.4643 | 194.8805 | 78.524 | 126.0556 | 298.4166 | 215.0694 | 328.9141 | 203.1885 | 215.2516 | 265.8099 | 214.7918
6410 | 2 | 268 | 9 | 135.8488 | 169.5144 | 329.9058 | 128.7729 | 291.0533 | 162.6173 | 264.9565 | 215.0164 | 201.5684 | 82.4904 | 125.7403 | 296.7975 | 207.6203 | 336.9726 | 212.2815 | 232.2345 | 264.8862 | 211.2014
6411 | 3 | 268 | 9 | 135.1585 | 165.7267 | 329.7561 | 128.2957 | 284.3545 | 169.2078 | 263.7651 | 223.3586 | 201.4595 | 83.3447 | 127.0524 | 300.2649 | 206.5558 | 335.2561 | 209.9779 | 229.7382 | 251.2994 | 210.4886
6412 | 4 | 268 | 9 | 134.2435 | 170.6717 | 326.9104 | 129.0509 | 273.7013 | 166.5412 | 267.4021 | 225.4781 | 199.9889 | 84.7206 | 124.7129 | 295.2797 | 203.3248 | 326.7271 | 222.4254 | 232.7961 | 256.2836 | 207.2815
6413 | 5 | 268 | 9 | 119.5269 | 173.6765 | 322.8646 | 127.7083 | 247.3828 | 157.4496 | 253.8211 | 221.9118 | 202.2781 | 80.3464 | 126.2984 | 292.7349 | 181.3072 | 322.3232 | 211.2727 | 233.3395 | 253.5002 | 209.5152
6414 | 6 | 268 | 9 | 110.12 | 141.1058 | 234.6174 | 124.5618 | 204.5242 | 114.4502 | 173.1429 | 217.6452 | 174.9667 | 70.79 | 125.2342 | 240.1648 | 128.9377 | 247.2948 | 182.7664 | 194.249 | 195.5357 | 150.2127
6415 | 7 | 268 | 9 | 102.4159 | 111.8584 | 188.9775 | 132.257 | 190.7773 | 104.2861 | 150.6274 | 217.7142 | 145.3793 | 61.4894 | 130.5776 | 194.9094 | 112.1821 | 203.3055 | 146.9943 | 161.2371 | 180.6214 | 117.8373
6416 | 8 | 268 | 9 | 105.3922 | 111.5286 | 180.4407 | 132.565 | 180.3384 | 103.6498 | 143.1804 | 186.7778 | 134.3117 | 65.5577 | 132.3204 | 193.178 | 112.2144 | 196.5365 | 146.5825 | 154.5256 | 157.4765 | 102.8161
6417 | 9 | 268 | 9 | 110.274 | 112.3058 | 200.7014 | 133.1641 | 187.5756 | 97.577 | 135.9434 | 183.2749 | 132.2471 | 70.1237 | 134.3314 | 197.2988 | 108.2357 | 198.5031 | 152.5435 | 148.9972 | 137.1797 | 101.9302
6418 | 10 | 268 | 9 | 110.2232 | 128.4274 | 193.9439 | 136.3798 | 179.5791 | 99.4156 | 142.5336 | 201.7335 | 135.6511 | 68.4791 | 136.9997 | 202.544 | 103.271 | 192.2817 | 159.0716 | 154.7749 | 156.6501 | 105.4762
6419 | 11 | 268 | 9 | 108.1283 | 134.2456 | 163.1366 | 136.1734 | 174.7892 | 98.4879 | 139.077 | 189.7245 | 135.1659 | 68.183 | 132.3011 | 194.6968 | 106.3609 | 194.5966 | 157.3517 | 154.2057 | 169.6637 | 112.1491
6420 | 12 | 268 | 9 | 106.3652 | 141.8395 | 156.7607 | 134.1345 | 178.435 | 99.7959 | 136.7647 | 183.9809 | 130.8979 | 66.1632 | 129.4811 | 194.9776 | 106.8215 | 183.9462 | 157.3593 | 158.4022 | 161.8484 | 108.6366
6421 | 13 | 268 | 9 | 109.3874 | 151.9584 | 160.871 | 129.6425 | 182.4436 | 102.2415 | 134.6126 | 175.7634 | 128.0986 | 65.6015 | 128.6449 | 196.3095 | 114.6915 | 187.6296 | 162.6606 | 162.2607 | 155.3018 | 114.1508
6422 | 14 | 268 | 9 | 107.8002 | 142.2668 | 174.4619 | 130.4877 | 177.7868 | 104.1522 | 138.5748 | 189.5366 | 131.9321 | 66.5728 | 125.2863 | 199.6559 | 120.1694 | 188.2591 | 174.4956 | 157.2878 | 167.0223 | 116.3873
6423 | 15 | 268 | 9 | 109.4638 | 147.9157 | 203.0474 | 136.446 | 198.6025 | 121.091 | 150.5998 | 207.6001 | 128.7923 | 57.5546 | 126.0254 | 202.8676 | 132.1415 | 194.576 | 177.9003 | 166.8909 | 190.553 | 119.5085
6424 | 16 | 268 | 9 | 133.5293 | 162.0777 | 252.3633 | 147.8093 | 261.5835 | 156.4454 | 201.4939 | 185.4018 | 123.0162 | 73.8048 | 142.4344 | 232.8178 | 193.9529 | 221.4023 | 220.2309 | 196.6477 | 225.8375 | 138.159
6425 | 17 | 268 | 9 | 173.9799 | 233.1298 | 324.532 | 149.6552 | 308.7835 | 201.8181 | 257.7477 | 216.2199 | 165.4078 | 85.5602 | 147.4202 | 298.638 | 245.7325 | 274.5693 | 254.2589 | 264.8615 | 276.2554 | 194.9414
6426 | 18 | 268 | 9 | 174.29 | 263.5574 | 346.7015 | 150.0916 | 303.834 | 192.2224 | 260.1534 | 233.1642 | 194.5793 | 77.4036 | 144.0983 | 336.9526 | 242.5613 | 304.9301 | 261.9876 | 292.8032 | 280.7081 | 232.8142
6427 | 19 | 268 | 9 | 172.4622 | 223.1102 | 344.2257 | 147.8259 | 294.0727 | 186.052 | 253.7191 | 245.3636 | 195.4642 | 74.4057 | 143.7722 | 320.1375 | 228.3881 | 300.6828 | 251.7617 | 257.009 | 280.9612 | 226.0293
6428 | 20 | 268 | 9 | 161.599 | 176.0806 | 337.2699 | 143.9437 | 279.7306 | 158.1237 | 243.3588 | 236.4381 | 200.7361 | 74.1112 | 139.3819 | 317.941 | 209.8611 | 290.8129 | 238.7944 | 235.1785 | 267.6009 | 216.6922
6429 | 21 | 268 | 9 | 159.9319 | 154.4103 | 326.0333 | 138.7667 | 285.179 | 173.2604 | 242.2111 | 222.4364 | 197.321 | 74.7883 | 129.2685 | 308.306 | 214.7368 | 281.1879 | 234.0541 | 225.6231 | 273.9619 | 210.9382
6430 | 22 | 268 | 9 | 147.8363 | 147.7423 | 328.6214 | 133.4084 | 283.3453 | 175.8344 | 248.4075 | 232.5497 | 204.3336 | 76.3172 | 127.0774 | 310.3983 | 216.8576 | 285.3282 | 213.982 | 222.8224 | 272.4806 | 212.7065
6431 | 23 | 268 | 9 | 138.486 | 150.7074 | 332.4637 | 136.4658 | 273.368 | 163.5681 | 257.0707 | 238.3766 | 200.3405 | 73.0981 | 128.408 | 298.5741 | 206.8972 | 300.4463 | 200.8024 | 212.1643 | 267.3504 | 218.8474
6432 | 0 | 269 | 9 | 139.2691 | 162.2074 | 333.3221 | 129.758 | 287.2999 | 160.7554 | 266.5754 | 228.2334 | 195.4508 | 77.8108 | 127.2942 | 297.5875 | 222.2925 | 313.3724 | 196.1607 | 206.8036 | 252.7685 | 217.0989
6433 | 1 | 269 | 9 | 140.2278 | 162.4425 | 333.6995 | 128.3178 | 285.0448 | 162.0453 | 266.8265 | 219.4643 | 194.8805 | 78.524 | 126.0556 | 298.4166 | 215.0694 | 328.9141 | 203.1885 | 215.2516 | 265.8099 | 214.7918
6434 | 2 | 269 | 9 | 135.8488 | 169.5144 | 329.9058 | 128.7729 | 291.0533 | 162.6173 | 264.9565 | 215.0164 | 201.5684 | 82.4904 | 125.7403 | 296.7975 | 207.6203 | 336.9726 | 212.2815 | 232.2345 | 264.8862 | 211.2014
6435 | 3 | 269 | 9 | 135.1585 | 165.7267 | 329.7561 | 128.2957 | 284.3545 | 169.2078 | 263.7651 | 223.3586 | 201.4595 | 83.3447 | 127.0524 | 300.2649 | 206.5558 | 335.2561 | 209.9779 | 229.7382 | 251.2994 | 210.4886
6436 | 4 | 269 | 9 | 134.2435 | 170.6717 | 326.9104 | 129.0509 | 273.7013 | 166.5412 | 267.4021 | 225.4781 | 199.9889 | 84.7206 | 124.7129 | 295.2797 | 203.3248 | 326.7271 | 222.4254 | 232.7961 | 256.2836 | 207.2815
6437 | 5 | 269 | 9 | 119.5269 | 173.6765 | 322.8646 | 127.7083 | 247.3828 | 157.4496 | 253.8211 | 221.9118 | 202.2781 | 80.3464 | 126.2984 | 292.7349 | 181.3072 | 322.3232 | 211.2727 | 233.3395 | 253.5002 | 209.5152
6438 | 6 | 269 | 9 | 110.12 | 141.1058 | 234.6174 | 124.5618 | 204.5242 | 114.4502 | 173.1429 | 217.6452 | 174.9667 | 70.79 | 125.2342 | 240.1648 | 128.9377 | 247.2948 | 182.7664 | 194.249 | 195.5357 | 150.2127
6439 | 7 | 269 | 9 | 102.4159 | 111.8584 | 188.9775 | 132.257 | 190.7773 | 104.2861 | 150.6274 | 217.7142 | 145.3793 | 61.4894 | 130.5776 | 194.9094 | 112.1821 | 203.3055 | 146.9943 | 161.2371 | 180.6214 | 117.8373
6440 | 8 | 269 | 9 | 105.3922 | 111.5286 | 180.4407 | 132.565 | 180.3384 | 103.6498 | 143.1804 | 186.7778 | 134.3117 | 65.5577 | 132.3204 | 193.178 | 112.2144 | 196.5365 | 146.5825 | 154.5256 | 157.4765 | 102.8161
6441 | 9 | 269 | 9 | 110.274 | 112.3058 | 200.7014 | 133.1641 | 187.5756 | 97.577 | 135.9434 | 183.2749 | 132.2471 | 70.1237 | 134.3314 | 197.2988 | 108.2357 | 198.5031 | 152.5435 | 148.9972 | 137.1797 | 101.9302
6442 | 10 | 269 | 9 | 110.2232 | 128.4274 | 193.9439 | 136.3798 | 179.5791 | 99.4156 | 142.5336 | 201.7335 | 135.6511 | 68.4791 | 136.9997 | 202.544 | 103.271 | 192.2817 | 159.0716 | 154.7749 | 156.6501 | 105.4762
6443 | 11 | 269 | 9 | 108.1283 | 134.2456 | 163.1366 | 136.1734 | 174.7892 | 98.4879 | 139.077 | 189.7245 | 135.1659 | 68.183 | 132.3011 | 194.6968 | 106.3609 | 194.5966 | 157.3517 | 154.2057 | 169.6637 | 112.1491
6444 | 12 | 269 | 9 | 106.3652 | 141.8395 | 156.7607 | 134.1345 | 178.435 | 99.7959 | 136.7647 | 183.9809 | 130.8979 | 66.1632 | 129.4811 | 194.9776 | 106.8215 | 183.9462 | 157.3593 | 158.4022 | 161.8484 | 108.6366
6445 | 13 | 269 | 9 | 109.3874 | 151.9584 | 160.871 | 129.6425 | 182.4436 | 102.2415 | 134.6126 | 175.7634 | 128.0986 | 65.6015 | 128.6449 | 196.3095 | 114.6915 | 187.6296 | 162.6606 | 162.2607 | 155.3018 | 114.1508
6446 | 14 | 269 | 9 | 107.8002 | 142.2668 | 174.4619 | 130.4877 | 177.7868 | 104.1522 | 138.5748 | 189.5366 | 131.9321 | 66.5728 | 125.2863 | 199.6559 | 120.1694 | 188.2591 | 174.4956 | 157.2878 | 167.0223 | 116.3873
6447 | 15 | 269 | 9 | 109.4638 | 147.9157 | 203.0474 | 136.446 | 198.6025 | 121.091 | 150.5998 | 207.6001 | 128.7923 | 57.5546 | 126.0254 | 202.8676 | 132.1415 | 194.576 | 177.9003 | 166.8909 | 190.553 | 119.5085
6448 | 16 | 269 | 9 | 133.5293 | 162.0777 | 252.3633 | 147.8093 | 261.5835 | 156.4454 | 201.4939 | 185.4018 | 123.0162 | 73.8048 | 142.4344 | 232.8178 | 193.9529 | 221.4023 | 220.2309 | 196.6477 | 225.8375 | 138.159
6449 | 17 | 269 | 9 | 173.9799 | 233.1298 | 324.532 | 149.6552 | 308.7835 | 201.8181 | 257.7477 | 216.2199 | 165.4078 | 85.5602 | 147.4202 | 298.638 | 245.7325 | 274.5693 | 254.2589 | 264.8615 | 276.2554 | 194.9414
6450 | 18 | 269 | 9 | 174.29 | 263.5574 | 346.7015 | 150.0916 | 303.834 | 192.2224 | 260.1534 | 233.1642 | 194.5793 | 77.4036 | 144.0983 | 336.9526 | 242.5613 | 304.9301 | 261.9876 | 292.8032 | 280.7081 | 232.8142
6451 | 19 | 269 | 9 | 172.4622 | 223.1102 | 344.2257 | 147.8259 | 294.0727 | 186.052 | 253.7191 | 245.3636 | 195.4642 | 74.4057 | 143.7722 | 320.1375 | 228.3881 | 300.6828 | 251.7617 | 257.009 | 280.9612 | 226.0293
6452 | 20 | 269 | 9 | 161.599 | 176.0806 | 337.2699 | 143.9437 | 279.7306 | 158.1237 | 243.3588 | 236.4381 | 200.7361 | 74.1112 | 139.3819 | 317.941 | 209.8611 | 290.8129 | 238.7944 | 235.1785 | 267.6009 | 216.6922
6453 | 21 | 269 | 9 | 159.9319 | 154.4103 | 326.0333 | 138.7667 | 285.179 | 173.2604 | 242.2111 | 222.4364 | 197.321 | 74.7883 | 129.2685 | 308.306 | 214.7368 | 281.1879 | 234.0541 | 225.6231 | 273.9619 | 210.9382
6454 | 22 | 269 | 9 | 147.8363 | 147.7423 | 328.6214 | 133.4084 | 283.3453 | 175.8344 | 248.4075 | 232.5497 | 204.3336 | 76.3172 | 127.0774 | 310.3983 | 216.8576 | 285.3282 | 213.982 | 222.8224 | 272.4806 | 212.7065
6455 | 23 | 269 | 9 | 138.486 | 150.7074 | 332.4637 | 136.4658 | 273.368 | 163.5681 | 257.0707 | 238.3766 | 200.3405 | 73.0981 | 128.408 | 298.5741 | 206.8972 | 300.4463 | 200.8024 | 212.1643 | 267.3504 | 218.8474
6456 | 0 | 270 | 9 | 139.2691 | 162.2074 | 333.3221 | 129.758 | 287.2999 | 160.7554 | 266.5754 | 228.2334 | 195.4508 | 77.8108 | 127.2942 | 297.5875 | 222.2925 | 313.3724 | 196.1607 | 206.8036 | 252.7685 | 217.0989
6457 | 1 | 270 | 9 | 140.2278 | 162.4425 | 333.6995 | 128.3178 | 285.0448 | 162.0453 | 266.8265 | 219.4643 | 194.8805 | 78.524 | 126.0556 | 298.4166 | 215.0694 | 328.9141 | 203.1885 | 215.2516 | 265.8099 | 214.7918
6458 | 2 | 270 | 9 | 135.8488 | 169.5144 | 329.9058 | 128.7729 | 291.0533 | 162.6173 | 264.9565 | 215.0164 | 201.5684 | 82.4904 | 125.7403 | 296.7975 | 207.6203 | 336.9726 | 212.2815 | 232.2345 | 264.8862 | 211.2014
6459 | 3 | 270 | 9 | 135.1585 | 165.7267 | 329.7561 | 128.2957 | 284.3545 | 169.2078 | 263.7651 | 223.3586 | 201.4595 | 83.3447 | 127.0524 | 300.2649 | 206.5558 | 335.2561 | 209.9779 | 229.7382 | 251.2994 | 210.4886
6460 | 4 | 270 | 9 | 134.2435 | 170.6717 | 326.9104 | 129.0509 | 273.7013 | 166.5412 | 267.4021 | 225.4781 | 199.9889 | 84.7206 | 124.7129 | 295.2797 | 203.3248 | 326.7271 | 222.4254 | 232.7961 | 256.2836 | 207.2815
6461 | 5 | 270 | 9 | 119.5269 | 173.6765 | 322.8646 | 127.7083 | 247.3828 | 157.4496 | 253.8211 | 221.9118 | 202.2781 | 80.3464 | 126.2984 | 292.7349 | 181.3072 | 322.3232 | 211.2727 | 233.3395 | 253.5002 | 209.5152
6462 | 6 | 270 | 9 | 110.12 | 141.1058 | 234.6174 | 124.5618 | 204.5242 | 114.4502 | 173.1429 | 217.6452 | 174.9667 | 70.79 | 125.2342 | 240.1648 | 128.9377 | 247.2948 | 182.7664 | 194.249 | 195.5357 | 150.2127
6463 | 7 | 270 | 9 | 102.4159 | 111.8584 | 188.9775 | 132.257 | 190.7773 | 104.2861 | 150.6274 | 217.7142 | 145.3793 | 61.4894 | 130.5776 | 194.9094 | 112.1821 | 203.3055 | 146.9943 | 161.2371 | 180.6214 | 117.8373
6464 | 8 | 270 | 9 | 105.3922 | 111.5286 | 180.4407 | 132.565 | 180.3384 | 103.6498 | 143.1804 | 186.7778 | 134.3117 | 65.5577 | 132.3204 | 193.178 | 112.2144 | 196.5365 | 146.5825 | 154.5256 | 157.4765 | 102.8161
6465 | 9 | 270 | 9 | 110.274 | 112.3058 | 200.7014 | 133.1641 | 187.5756 | 97.577 | 135.9434 | 183.2749 | 132.2471 | 70.1237 | 134.3314 | 197.2988 | 108.2357 | 198.5031 | 152.5435 | 148.9972 | 137.1797 | 101.9302
6466 | 10 | 270 | 9 | 110.2232 | 128.4274 | 193.9439 | 136.3798 | 179.5791 | 99.4156 | 142.5336 | 201.7335 | 135.6511 | 68.4791 | 136.9997 | 202.544 | 103.271 | 192.2817 | 159.0716 | 154.7749 | 156.6501 | 105.4762
6467 | 11 | 270 | 9 | 108.1283 | 134.2456 | 163.1366 | 136.1734 | 174.7892 | 98.4879 | 139.077 | 189.7245 | 135.1659 | 68.183 | 132.3011 | 194.6968 | 106.3609 | 194.5966 | 157.3517 | 154.2057 | 169.6637 | 112.1491
6468 | 12 | 270 | 9 | 106.3652 | 141.8395 | 156.7607 | 134.1345 | 178.435 | 99.7959 | 136.7647 | 183.9809 | 130.8979 | 66.1632 | 129.4811 | 194.9776 | 106.8215 | 183.9462 | 157.3593 | 158.4022 | 161.8484 | 108.6366
6469 | 13 | 270 | 9 | 109.3874 | 151.9584 | 160.871 | 129.6425 | 182.4436 | 102.2415 | 134.6126 | 175.7634 | 128.0986 | 65.6015 | 128.6449 | 196.3095 | 114.6915 | 187.6296 | 162.6606 | 162.2607 | 155.3018 | 114.1508
6470 | 14 | 270 | 9 | 107.8002 | 142.2668 | 174.4619 | 130.4877 | 177.7868 | 104.1522 | 138.5748 | 189.5366 | 131.9321 | 66.5728 | 125.2863 | 199.6559 | 120.1694 | 188.2591 | 174.4956 | 157.2878 | 167.0223 | 116.3873
6471 | 15 | 270 | 9 | 109.4638 | 147.9157 | 203.0474 | 136.446 | 198.6025 | 121.091 | 150.5998 | 207.6001 | 128.7923 | 57.5546 | 126.0254 | 202.8676 | 132.1415 | 194.576 | 177.9003 | 166.8909 | 190.553 | 119.5085
6472 | 16 | 270 | 9 | 133.5293 | 162.0777 | 252.3633 | 147.8093 | 261.5835 | 156.4454 | 201.4939 | 185.4018 | 123.0162 | 73.8048 | 142.4344 | 232.8178 | 193.9529 | 221.4023 | 220.2309 | 196.6477 | 225.8375 | 138.159
6473 | 17 | 270 | 9 | 173.9799 | 233.1298 | 324.532 | 149.6552 | 308.7835 | 201.8181 | 257.7477 | 216.2199 | 165.4078 | 85.5602 | 147.4202 | 298.638 | 245.7325 | 274.5693 | 254.2589 | 264.8615 | 276.2554 | 194.9414
6474 | 18 | 270 | 9 | 174.29 | 263.5574 | 346.7015 | 150.0916 | 303.834 | 192.2224 | 260.1534 | 233.1642 | 194.5793 | 77.4036 | 144.0983 | 336.9526 | 242.5613 | 304.9301 | 261.9876 | 292.8032 | 280.7081 | 232.8142
6475 | 19 | 270 | 9 | 172.4622 | 223.1102 | 344.2257 | 147.8259 | 294.0727 | 186.052 | 253.7191 | 245.3636 | 195.4642 | 74.4057 | 143.7722 | 320.1375 | 228.3881 | 300.6828 | 251.7617 | 257.009 | 280.9612 | 226.0293
6476 | 20 | 270 | 9 | 161.599 | 176.0806 | 337.2699 | 143.9437 | 279.7306 | 158.1237 | 243.3588 | 236.4381 | 200.7361 | 74.1112 | 139.3819 | 317.941 | 209.8611 | 290.8129 | 238.7944 | 235.1785 | 267.6009 | 216.6922
6477 | 21 | 270 | 9 | 159.9319 | 154.4103 | 326.0333 | 138.7667 | 285.179 | 173.2604 | 242.2111 | 222.4364 | 197.321 | 74.7883 | 129.2685 | 308.306 | 214.7368 | 281.1879 | 234.0541 | 225.6231 | 273.9619 | 210.9382
6478 | 22 | 270 | 9 | 147.8363 | 147.7423 | 328.6214 | 133.4084 | 283.3453 | 175.8344 | 248.4075 | 232.5497 | 204.3336 | 76.3172 | 127.0774 | 310.3983 | 216.8576 | 285.3282 | 213.982 | 222.8224 | 272.4806 | 212.7065
6479 | 23 | 270 | 9 | 138.486 | 150.7074 | 332.4637 | 136.4658 | 273.368 | 163.5681 | 257.0707 | 238.3766 | 200.3405 | 73.0981 | 128.408 | 298.5741 | 206.8972 | 300.4463 | 200.8024 | 212.1643 | 267.3504 | 218.8474
6480 | 0 | 271 | 9 | 139.2691 | 162.2074 | 333.3221 | 129.758 | 287.2999 | 160.7554 | 266.5754 | 228.2334 | 195.4508 | 77.8108 | 127.2942 | 297.5875 | 222.2925 | 313.3724 | 196.1607 | 206.8036 | 252.7685 | 217.0989
6481 | 1 | 271 | 9 | 140.2278 | 162.4425 | 333.6995 | 128.3178 | 285.0448 | 162.0453 | 266.8265 | 219.4643 | 194.8805 | 78.524 | 126.0556 | 298.4166 | 215.0694 | 328.9141 | 203.1885 | 215.2516 | 265.8099 | 214.7918
6482 | 2 | 271 | 9 | 135.8488 | 169.5144 | 329.9058 | 128.7729 | 291.0533 | 162.6173 | 264.9565 | 215.0164 | 201.5684 | 82.4904 | 125.7403 | 296.7975 | 207.6203 | 336.9726 | 212.2815 | 232.2345 | 264.8862 | 211.2014
6483 | 3 | 271 | 9 | 135.1585 | 165.7267 | 329.7561 | 128.2957 | 284.3545 | 169.2078 | 263.7651 | 223.3586 | 201.4595 | 83.3447 | 127.0524 | 300.2649 | 206.5558 | 335.2561 | 209.9779 | 229.7382 | 251.2994 | 210.4886
6484 | 4 | 271 | 9 | 134.2435 | 170.6717 | 326.9104 | 129.0509 | 273.7013 | 166.5412 | 267.4021 | 225.4781 | 199.9889 | 84.7206 | 124.7129 | 295.2797 | 203.3248 | 326.7271 | 222.4254 | 232.7961 | 256.2836 | 207.2815
6485 | 5 | 271 | 9 | 119.5269 | 173.6765 | 322.8646 | 127.7083 | 247.3828 | 157.4496 | 253.8211 | 221.9118 | 202.2781 | 80.3464 | 126.2984 | 292.7349 | 181.3072 | 322.3232 | 211.2727 | 233.3395 | 253.5002 | 209.5152
6486 | 6 | 271 | 9 | 110.12 | 141.1058 | 234.6174 | 124.5618 | 204.5242 | 114.4502 | 173.1429 | 217.6452 | 174.9667 | 70.79 | 125.2342 | 240.1648 | 128.9377 | 247.2948 | 182.7664 | 194.249 | 195.5357 | 150.2127
6487 | 7 | 271 | 9 | 102.4159 | 111.8584 | 188.9775 | 132.257 | 190.7773 | 104.2861 | 150.6274 | 217.7142 | 145.3793 | 61.4894 | 130.5776 | 194.9094 | 112.1821 | 203.3055 | 146.9943 | 161.2371 | 180.6214 | 117.8373
6488 | 8 | 271 | 9 | 105.3922 | 111.5286 | 180.4407 | 132.565 | 180.3384 | 103.6498 | 143.1804 | 186.7778 | 134.3117 | 65.5577 | 132.3204 | 193.178 | 112.2144 | 196.5365 | 146.5825 | 154.5256 | 157.4765 | 102.8161
6489 | 9 | 271 | 9 | 110.274 | 112.3058 | 200.7014 | 133.1641 | 187.5756 | 97.577 | 135.9434 | 183.2749 | 132.2471 | 70.1237 | 134.3314 | 197.2988 | 108.2357 | 198.5031 | 152.5435 | 148.9972 | 137.1797 | 101.9302
6490 | 10 | 271 | 9 | 110.2232 | 128.4274 | 193.9439 | 136.3798 | 179.5791 | 99.4156 | 142.5336 | 201.7335 | 135.6511 | 68.4791 | 136.9997 | 202.544 | 103.271 | 192.2817 | 159.0716 | 154.7749 | 156.6501 | 105.4762
6491 | 11 | 271 | 9 | 108.1283 | 134.2456 | 163.1366 | 136.1734 | 174.7892 | 98.4879 | 139.077 | 189.7245 | 135.1659 | 68.183 | 132.3011 | 194.6968 | 106.3609 | 194.5966 | 157.3517 | 154.2057 | 169.6637 | 112.1491
6492 | 12 | 271 | 9 | 106.3652 | 141.8395 | 156.7607 | 134.1345 | 178.435 | 99.7959 | 136.7647 | 183.9809 | 130.8979 | 66.1632 | 129.4811 | 194.9776 | 106.8215 | 183.9462 | 157.3593 | 158.4022 | 161.8484 | 108.6366
6493 | 13 | 271 | 9 | 109.3874 | 151.9584 | 160.871 | 129.6425 | 182.4436 | 102.2415 | 134.6126 | 175.7634 | 128.0986 | 65.6015 | 128.6449 | 196.3095 | 114.6915 | 187.6296 | 162.6606 | 162.2607 | 155.3018 | 114.1508
6494 | 14 | 271 | 9 | 107.8002 | 142.2668 | 174.4619 | 130.4877 | 177.7868 | 104.1522 | 138.5748 | 189.5366 | 131.9321 | 66.5728 | 125.2863 | 199.6559 | 120.1694 | 188.2591 | 174.4956 | 157.2878 | 167.0223 | 116.3873
6495 | 15 | 271 | 9 | 109.4638 | 147.9157 | 203.0474 | 136.446 | 198.6025 | 121.091 | 150.5998 | 207.6001 | 128.7923 | 57.5546 | 126.0254 | 202.8676 | 132.1415 | 194.576 | 177.9003 | 166.8909 | 190.553 | 119.5085
6496 | 16 | 271 | 9 | 133.5293 | 162.0777 | 252.3633 | 147.8093 | 261.5835 | 156.4454 | 201.4939 | 185.4018 | 123.0162 | 73.8048 | 142.4344 | 232.8178 | 193.9529 | 221.4023 | 220.2309 | 196.6477 | 225.8375 | 138.159
6497 | 17 | 271 | 9 | 173.9799 | 233.1298 | 324.532 | 149.6552 | 308.7835 | 201.8181 | 257.7477 | 216.2199 | 165.4078 | 85.5602 | 147.4202 | 298.638 | 245.7325 | 274.5693 | 254.2589 | 264.8615 | 276.2554 | 194.9414
6498 | 18 | 271 | 9 | 174.29 | 263.5574 | 346.7015 | 150.0916 | 303.834 | 192.2224 | 260.1534 | 233.1642 | 194.5793 | 77.4036 | 144.0983 | 336.9526 | 242.5613 | 304.9301 | 261.9876 | 292.8032 | 280.7081 | 232.8142
6499 | 19 | 271 | 9 | 172.4622 | 223.1102 | 344.2257 | 147.8259 | 294.0727 | 186.052 | 253.7191 | 245.3636 | 195.4642 | 74.4057 | 143.7722 | 320.1375 | 228.3881 | 300.6828 | 251.7617 | 257.009 | 280.9612 | 226.0293
6500 | 20 | 271 | 9 | 161.599 | 176.0806 | 337.2699 | 143.9437 | 279.7306 | 158.1237 | 243.3588 | 236.4381 | 200.7361 | 74.1112 | 139.3819 | 317.941 | 209.8611 | 290.8129 | 238.7944 | 235.1785 | 267.6009 | 216.6922
6501 | 21 | 271 | 9 | 159.9319 | 154.4103 | 326.0333 | 138.7667 | 285.179 | 173.2604 | 242.2111 | 222.4364 | 197.321 | 74.7883 | 129.2685 | 308.306 | 214.7368 | 281.1879 | 234.0541 | 225.6231 | 273.9619 | 210.9382
6502 | 22 | 271 | 9 | 147.8363 | 147.7423 | 328.6214 | 133.4084 | 283.3453 | 175.8344 | 248.4075 | 232.5497 | 204.3336 | 76.3172 | 127.0774 | 310.3983 | 216.8576 | 285.3282 | 213.982 | 222.8224 | 272.4806 | 212.7065
6503 | 23 | 271 | 9 | 138.486 | 150.7074 | 332.4637 | 136.4658 | 273.368 | 163.5681 | 257.0707 | 238.3766 | 200.3405 | 73.0981 | 128.408 | 298.5741 | 206.8972 | 300.4463 | 200.8024 | 212.1643 | 267.3504 | 218.8474
6504 | 0 | 272 | 9 | 139.2691 | 162.2074 | 333.3221 | 129.758 | 287.2999 | 160.7554 | 266.5754 | 228.2334 | 195.4508 | 77.8108 | 127.2942 | 297.5875 | 222.2925 | 313.3724 | 196.1607 | 206.8036 | 252.7685 | 217.0989
6505 | 1 | 272 | 9 | 140.2278 | 162.4425 | 333.6995 | 128.3178 | 285.0448 | 162.0453 | 266.8265 | 219.4643 | 194.8805 | 78.524 | 126.0556 | 298.4166 | 215.0694 | 328.9141 | 203.1885 | 215.2516 | 265.8099 | 214.7918
6506 | 2 | 272 | 9 | 135.8488 | 169.5144 | 329.9058 | 128.7729 | 291.0533 | 162.6173 | 264.9565 | 215.0164 | 201.5684 | 82.4904 | 125.7403 | 296.7975 | 207.6203 | 336.9726 | 212.2815 | 232.2345 | 264.8862 | 211.2014
6507 | 3 | 272 | 9 | 135.1585 | 165.7267 | 329.7561 | 128.2957 | 284.3545 | 169.2078 | 263.7651 | 223.3586 | 201.4595 | 83.3447 | 127.0524 | 300.2649 | 206.5558 | 335.2561 | 209.9779 | 229.7382 | 251.2994 | 210.4886
6508 | 4 | 272 | 9 | 134.2435 | 170.6717 | 326.9104 | 129.0509 | 273.7013 | 166.5412 | 267.4021 | 225.4781 | 199.9889 | 84.7206 | 124.7129 | 295.2797 | 203.3248 | 326.7271 | 222.4254 | 232.7961 | 256.2836 | 207.2815
6509 | 5 | 272 | 9 | 119.5269 | 173.6765 | 322.8646 | 127.7083 | 247.3828 | 157.4496 | 253.8211 | 221.9118 | 202.2781 | 80.3464 | 126.2984 | 292.7349 | 181.3072 | 322.3232 | 211.2727 | 233.3395 | 253.5002 | 209.5152
6510 | 6 | 272 | 9 | 110.12 | 141.1058 | 234.6174 | 124.5618 | 204.5242 | 114.4502 | 173.1429 | 217.6452 | 174.9667 | 70.79 | 125.2342 | 240.1648 | 128.9377 | 247.2948 | 182.7664 | 194.249 | 195.5357 | 150.2127
6511 | 7 | 272 | 9 | 102.4159 | 111.8584 | 188.9775 | 132.257 | 190.7773 | 104.2861 | 150.6274 | 217.7142 | 145.3793 | 61.4894 | 130.5776 | 194.9094 | 112.1821 | 203.3055 | 146.9943 | 161.2371 | 180.6214 | 117.8373
6512 | 8 | 272 | 9 | 105.3922 | 111.5286 | 180.4407 | 132.565 | 180.3384 | 103.6498 | 143.1804 | 186.7778 | 134.3117 | 65.5577 | 132.3204 | 193.178 | 112.2144 | 196.5365 | 146.5825 | 154.5256 | 157.4765 | 102.8161
6513 | 9 | 272 | 9 | 110.274 | 112.3058 | 200.7014 | 133.1641 | 187.5756 | 97.577 | 135.9434 | 183.2749 | 132.2471 | 70.1237 | 134.3314 | 197.2988 | 108.2357 | 198.5031 | 152.5435 | 148.9972 | 137.1797 | 101.9302
6514 | 10 | 272 | 9 | 110.2232 | 128.4274 | 193.9439 | 136.3798 | 179.5791 | 99.4156 | 142.5336 | 201.7335 | 135.6511 | 68.4791 | 136.9997 | 202.544 | 103.271 | 192.2817 | 159.0716 | 154.7749 | 156.6501 | 105.4762
6515 | 11 | 272 | 9 | 108.1283 | 134.2456 | 163.1366 | 136.1734 | 174.7892 | 98.4879 | 139.077 | 189.7245 | 135.1659 | 68.183 | 132.3011 | 194.6968 | 106.3609 | 194.5966 | 157.3517 | 154.2057 | 169.6637 | 112.1491
6516 | 12 | 272 | 9 | 106.3652 | 141.8395 | 156.7607 | 134.1345 | 178.435 | 99.7959 | 136.7647 | 183.9809 | 130.8979 | 66.1632 | 129.4811 | 194.9776 | 106.8215 | 183.9462 | 157.3593 | 158.4022 | 161.8484 | 108.6366
6517 | 13 | 272 | 9 | 109.3874 | 151.9584 | 160.871 | 129.6425 | 182.4436 | 102.2415 | 134.6126 | 175.7634 | 128.0986 | 65.6015 | 128.6449 | 196.3095 | 114.6915 | 187.6296 | 162.6606 | 162.2607 | 155.3018 | 114.1508
6518 | 14 | 272 | 9 | 107.8002 | 142.2668 | 174.4619 | 130.4877 | 177.7868 | 104.1522 | 138.5748 | 189.5366 | 131.9321 | 66.5728 | 125.2863 | 199.6559 | 120.1694 | 188.2591 | 174.4956 | 157.2878 | 167.0223 | 116.3873
6519 | 15 | 272 | 9 | 109.4638 | 147.9157 | 203.0474 | 136.446 | 198.6025 | 121.091 | 150.5998 | 207.6001 | 128.7923 | 57.5546 | 126.0254 | 202.8676 | 132.1415 | 194.576 | 177.9003 | 166.8909 | 190.553 | 119.5085
6520 | 16 | 272 | 9 | 133.5293 | 162.0777 | 252.3633 | 147.8093 | 261.5835 | 156.4454 | 201.4939 | 185.4018 | 123.0162 | 73.8048 | 142.4344 | 232.8178 | 193.9529 | 221.4023 | 220.2309 | 196.6477 | 225.8375 | 138.159
6521 | 17 | 272 | 9 | 173.9799 | 233.1298 | 324.532 | 149.6552 | 308.7835 | 201.8181 | 257.7477 | 216.2199 | 165.4078 | 85.5602 | 147.4202 | 298.638 | 245.7325 | 274.5693 | 254.2589 | 264.8615 | 276.2554 | 194.9414
6522 | 18 | 272 | 9 | 174.29 | 263.5574 | 346.7015 | 150.0916 | 303.834 | 192.2224 | 260.1534 | 233.1642 | 194.5793 | 77.4036 | 144.0983 | 336.9526 | 242.5613 | 304.9301 | 261.9876 | 292.8032 | 280.7081 | 232.8142
6523 | 19 | 272 | 9 | 172.4622 | 223.1102 | 344.2257 | 147.8259 | 294.0727 | 186.052 | 253.7191 | 245.3636 | 195.4642 | 74.4057 | 143.7722 | 320.1375 | 228.3881 | 300.6828 | 251.7617 | 257.009 | 280.9612 | 226.0293
6524 | 20 | 272 | 9 | 161.599 | 176.0806 | 337.2699 | 143.9437 | 279.7306 | 158.1237 | 243.3588 | 236.4381 | 200.7361 | 74.1112 | 139.3819 | 317.941 | 209.8611 | 290.8129 | 238.7944 | 235.1785 | 267.6009 | 216.6922
6525 | 21 | 272 | 9 | 159.9319 | 154.4103 | 326.0333 | 138.7667 | 285.179 | 173.2604 | 242.2111 | 222.4364 | 197.321 | 74.7883 | 129.2685 | 308.306 | 214.7368 | 281.1879 | 234.0541 | 225.6231 | 273.9619 | 210.9382
6526 | 22 | 272 | 9 | 147.8363 | 147.7423 | 328.6214 | 133.4084 | 283.3453 | 175.8344 | 248.4075 | 232.5497 | 204.3336 | 76.3172 | 127.0774 | 310.3983 | 216.8576 | 285.3282 | 213.982 | 222.8224 | 272.4806 | 212.7065
6527 | 23 | 272 | 9 | 138.486 | 150.7074 | 332.4637 | 136.4658 | 273.368 | 163.5681 | 257.0707 | 238.3766 | 200.3405 | 73.0981 | 128.408 | 298.5741 | 206.8972 | 300.4463 | 200.8024 | 212.1643 | 267.3504 | 218.8474
6528 | 0 | 273 | 9 | 139.2691 | 162.2074 | 333.3221 | 129.758 | 287.2999 | 160.7554 | 266.5754 | 228.2334 | 195.4508 | 77.8108 | 127.2942 | 297.5875 | 222.2925 | 313.3724 | 196.1607 | 206.8036 | 252.7685 | 217.0989
6529 | 1 | 273 | 9 | 140.2278 | 162.4425 | 333.6995 | 128.3178 | 285.0448 | 162.0453 | 266.8265 | 219.4643 | 194.8805 | 78.524 | 126.0556 | 298.4166 | 215.0694 | 328.9141 | 203.1885 | 215.2516 | 265.8099 | 214.7918
6530 | 2 | 273 | 9 | 135.8488 | 169.5144 | 329.9058 | 128.7729 | 291.0533 | 162.6173 | 264.9565 | 215.0164 | 201.5684 | 82.4904 | 125.7403 | 296.7975 | 207.6203 | 336.9726 | 212.2815 | 232.2345 | 264.8862 | 211.2014
6531 | 3 | 273 | 9 | 135.1585 | 165.7267 | 329.7561 | 128.2957 | 284.3545 | 169.2078 | 263.7651 | 223.3586 | 201.4595 | 83.3447 | 127.0524 | 300.2649 | 206.5558 | 335.2561 | 209.9779 | 229.7382 | 251.2994 | 210.4886
6532 | 4 | 273 | 9 | 134.2435 | 170.6717 | 326.9104 | 129.0509 | 273.7013 | 166.5412 | 267.4021 | 225.4781 | 199.9889 | 84.7206 | 124.7129 | 295.2797 | 203.3248 | 326.7271 | 222.4254 | 232.7961 | 256.2836 | 207.2815
6533 | 5 | 273 | 9 | 119.5269 | 173.6765 | 322.8646 | 127.7083 | 247.3828 | 157.4496 | 253.8211 | 221.9118 | 202.2781 | 80.3464 | 126.2984 | 292.7349 | 181.3072 | 322.3232 | 211.2727 | 233.3395 | 253.5002 | 209.5152
6534 | 6 | 273 | 9 | 110.12 | 141.1058 | 234.6174 | 124.5618 | 204.5242 | 114.4502 | 173.1429 | 217.6452 | 174.9667 | 70.79 | 125.2342 | 240.1648 | 128.9377 | 247.2948 | 182.7664 | 194.249 | 195.5357 | 150.2127
6535 | 7 | 273 | 9 | 102.4159 | 111.8584 | 188.9775 | 132.257 | 190.7773 | 104.2861 | 150.6274 | 217.7142 | 145.3793 | 61.4894 | 130.5776 | 194.9094 | 112.1821 | 203.3055 | 146.9943 | 161.2371 | 180.6214 | 117.8373
6536 | 8 | 273 | 9 | 105.3922 | 111.5286 | 180.4407 | 132.565 | 180.3384 | 103.6498 | 143.1804 | 186.7778 | 134.3117 | 65.5577 | 132.3204 | 193.178 | 112.2144 | 196.5365 | 146.5825 | 154.5256 | 157.4765 | 102.8161
6537 | 9 | 273 | 9 | 110.274 | 112.3058 | 200.7014 | 133.1641 | 187.5756 | 97.577 | 135.9434 | 183.2749 | 132.2471 | 70.1237 | 134.3314 | 197.2988 | 108.2357 | 198.5031 | 152.5435 | 148.9972 | 137.1797 | 101.9302
6538 | 10 | 273 | 9 | 110.2232 | 128.4274 | 193.9439 | 136.3798 | 179.5791 | 99.4156 | 142.5336 | 201.7335 | 135.6511 | 68.4791 | 136.9997 | 202.544 | 103.271 | 192.2817 | 159.0716 | 154.7749 | 156.6501 | 105.4762
6539 | 11 | 273 | 9 | 108.1283 | 134.2456 | 163.1366 | 136.1734 | 174.7892 | 98.4879 | 139.077 | 189.7245 | 135.1659 | 68.183 | 132.3011 | 194.6968 | 106.3609 | 194.5966 | 157.3517 | 154.2057 | 169.6637 | 112.1491
6540 | 12 | 273 | 9 | 106.3652 | 141.8395 | 156.7607 | 134.1345 | 178.435 | 99.7959 | 136.7647 | 183.9809 | 130.8979 | 66.1632 | 129.4811 | 194.9776 | 106.8215 | 183.9462 | 157.3593 | 158.4022 | 161.8484 | 108.6366
6541 | 13 | 273 | 9 | 109.3874 | 151.9584 | 160.871 | 129.6425 | 182.4436 | 102.2415 | 134.6126 | 175.7634 | 128.0986 | 65.6015 | 128.6449 | 196.3095 | 114.6915 | 187.6296 | 162.6606 | 162.2607 | 155.3018 | 114.1508
6542 | 14 | 273 | 9 | 107.8002 | 142.2668 | 174.4619 | 130.4877 | 177.7868 | 104.1522 | 138.5748 | 189.5366 | 131.9321 | 66.5728 | 125.2863 | 199.6559 | 120.1694 | 188.2591 | 174.4956 | 157.2878 | 167.0223 | 116.3873
6543 | 15 | 273 | 9 | 109.4638 | 147.9157 | 203.0474 | 136.446 | 198.6025 | 121.091 | 150.5998 | 207.6001 | 128.7923 | 57.5546 | 126.0254 | 202.8676 | 132.1415 | 194.576 | 177.9003 | 166.8909 | 190.553 | 119.5085
6544 | 16 | 273 | 9 | 133.5293 | 162.0777 | 252.3633 | 147.8093 | 261.5835 | 156.4454 | 201.4939 | 185.4018 | 123.0162 | 73.8048 | 142.4344 | 232.8178 | 193.9529 | 221.4023 | 220.2309 | 196.6477 | 225.8375 | 138.159
6545 | 17 | 273 | 9 | 173.9799 | 233.1298 | 324.532 | 149.6552 | 308.7835 | 201.8181 | 257.7477 | 216.2199 | 165.4078 | 85.5602 | 147.4202 | 298.638 | 245.7325 | 274.5693 | 254.2589 | 264.8615 | 276.2554 | 194.9414
6546 | 18 | 273 | 9 | 174.29 | 263.5574 | 346.7015 | 150.0916 | 303.834 | 192.2224 | 260.1534 | 233.1642 | 194.5793 | 77.4036 | 144.0983 | 336.9526 | 242.5613 | 304.9301 | 261.9876 | 292.8032 | 280.7081 | 232.8142
6547 | 19 | 273 | 9 | 172.4622 | 223.1102 | 344.2257 | 147.8259 | 294.0727 | 186.052 | 253.7191 | 245.3636 | 195.4642 | 74.4057 | 143.7722 | 320.1375 | 228.3881 | 300.6828 | 251.7617 | 257.009 | 280.9612 | 226.0293
6548 | 20 | 273 | 9 | 161.599 | 176.0806 | 337.2699 | 143.9437 | 279.7306 | 158.1237 | 243.3588 | 236.4381 | 200.7361 | 74.1112 | 139.3819 | 317.941 | 209.8611 | 290.8129 | 238.7944 | 235.1785 | 267.6009 | 216.6922
6549 | 21 | 273 | 9 | 159.9319 | 154.4103 | 326.0333 | 138.7667 | 285.179 | 173.2604 | 242.2111 | 222.4364 | 197.321 | 74.7883 | 129.2685 | 308.306 | 214.7368 | 281.1879 | 234.0541 | 225.6231 | 273.9619 | 210.9382
6550 | 22 | 273 | 9 | 147.8363 | 147.7423 | 328.6214 | 133.4084 | 283.3453 | 175.8344 | 248.4075 | 232.5497 | 204.3336 | 76.3172 | 127.0774 | 310.3983 | 216.8576 | 285.3282 | 213.982 | 222.8224 | 272.4806 | 212.7065
6551 | 23 | 273 | 9 | 138.486 | 150.7074 | 332.4637 | 136.4658 | 273.368 | 163.5681 | 257.0707 | 238.3766 | 200.3405 | 73.0981 | 128.408 | 298.5741 | 206.8972 | 300.4463 | 200.8024 | 212.1643 | 267.3504 | 218.8474
6552 | 0 | 274 | 10 | 116.7533 | 89.5231 | 315.8466 | 107.701 | 219.9126 | 119.446 | 199.7572 | 157.6135 | 134.4285 | 48.9045 | 94.2427 | 244.7438 | 139.4474 | 245.78 | 163.7814 | 142.8313 | 224.4632 | 163.3953
6553 | 1 | 274 | 10 | 114.1733 | 93.2583 | 311.7814 | 106.3776 | 223.9382 | 120.659 | 202.7539 | 162.352 | 137.3993 | 54.265 | 92.7194 | 244.1089 | 141.247 | 244.7634 | 148.3794 | 140.7694 | 227.6155 | 165.3454
6554 | 2 | 274 | 10 | 111.1674 | 92.3987 | 312.9645 | 107.2497 | 223.4918 | 118.3555 | 204.5472 | 159.8357 | 138.104 | 53.3662 | 93.104 | 245.7187 | 141.7865 | 255.8432 | 152.5663 | 135.0419 | 224.83 | 168.7489
6555 | 3 | 274 | 10 | 106.1496 | 89.2012 | 310.7674 | 108.2208 | 229.0661 | 121.1708 | 205.8851 | 161.4027 | 139.2755 | 54.7395 | 94.9577 | 248.7837 | 139.5052 | 257.8869 | 166.5434 | 143.2672 | 221.231 | 165.4903
6556 | 4 | 274 | 10 | 104.201 | 81.1558 | 307.2152 | 109.1532 | 214.1395 | 122.5744 | 214.5148 | 165.0847 | 138.6601 | 53.2251 | 100.2997 | 243.7492 | 150.3844 | 254.8328 | 174.8551 | 138.1479 | 222.2929 | 161.7965
6557 | 5 | 274 | 10 | 101.2359 | 84.5254 | 305.1947 | 111.315 | 204.7063 | 120.5078 | 204.5658 | 164.1046 | 146.0989 | 52.4324 | 100.732 | 258.4172 | 141.6219 | 261.671 | 165.4011 | 136.4894 | 229.6 | 169.1244
6558 | 6 | 274 | 10 | 79.3127 | 74.6228 | 254.9412 | 112.8072 | 179.2147 | 103.1705 | 145.3056 | 163.3187 | 144.9619 | 35.306 | 101.6349 | 235.4451 | 120.6966 | 234.496 | 156.668 | 126.9986 | 190.0532 | 137.34
6559 | 7 | 274 | 10 | 76.0661 | 48.0636 | 193.3862 | 115.6003 | 151.7998 | 85.6642 | 115.2108 | 131.2635 | 88.8469 | 31.6606 | 101.6683 | 191.7197 | 97.8845 | 176.8368 | 134.9792 | 104.6282 | 136.0629 | 71.9486
6560 | 8 | 274 | 10 | 76.2294 | 49.3891 | 187.1768 | 117.9679 | 148.6898 | 87.4692 | 114.0979 | 136.6629 | 90.8643 | 36.1594 | 107.9684 | 190.0763 | 94.5168 | 170.8654 | 129.2288 | 97.4562 | 148.1675 | 73.862
6561 | 9 | 274 | 10 | 75.9364 | 48.0264 | 185.5663 | 120.5115 | 148.8648 | 88.4256 | 111.5115 | 136.0892 | 78.4665 | 39.8275 | 106.4491 | 179.1516 | 97.0995 | 162.3816 | 130.8106 | 103.0926 | 121.8831 | 71.7015
6562 | 10 | 274 | 10 | 75.5181 | 45.4387 | 190.4599 | 117.6287 | 153.9487 | 90.1168 | 110.2955 | 134.0365 | 80.0449 | 39.9 | 108.4382 | 175.0906 | 101.1615 | 160.5882 | 125.9496 | 102.0177 | 132.5829 | 73.3061
6563 | 11 | 274 | 10 | 74.5721 | 53.8562 | 180.3532 | 119.333 | 158.9703 | 93.1653 | 111.2052 | 131.2021 | 79.937 | 38.5205 | 109.1532 | 181.1458 | 103.9009 | 160.7481 | 130.5234 | 104.9774 | 128.5045 | 72.0289
6564 | 12 | 274 | 10 | 73.6227 | 56.9987 | 168.9154 | 118.2772 | 157.1925 | 88.0044 | 116.9664 | 116.818 | 82.3858 | 38.9519 | 109.7449 | 181.5796 | 104.0534 | 170.1502 | 128.7153 | 98.3642 | 127.239 | 72.0647
6565 | 13 | 274 | 10 | 74.8577 | 59.3177 | 169.3934 | 116.6753 | 159.3238 | 86.3385 | 117.8403 | 113.0252 | 79.326 | 35.696 | 106.2391 | 179.8713 | 102.7911 | 170.3828 | 123.14 | 94.5397 | 128.4654 | 73.584
6566 | 14 | 274 | 10 | 76.4338 | 57.0823 | 170.1711 | 118.3679 | 160.1978 | 85.2391 | 114.9612 | 126.5351 | 81.7047 | 37.9196 | 102.2128 | 186.5201 | 101.8841 | 168.3263 | 125.1119 | 99.6655 | 125.2876 | 72.4094
6567 | 15 | 274 | 10 | 98.0447 | 57.4724 | 181.658 | 122.932 | 187.9732 | 106.3573 | 126.0344 | 137.8783 | 88.5747 | 43.8298 | 101.3004 | 194.3249 | 132.0481 | 175.9296 | 144.2255 | 100.249 | 155.5559 | 86.6151
6568 | 16 | 274 | 10 | 120.8475 | 94.9282 | 262.4759 | 127.323 | 234.579 | 137.47 | 180.9047 | 153.543 | 110.3563 | 52.6442 | 109.5589 | 247.9884 | 171.2374 | 204.8563 | 177.9272 | 149.1899 | 230.9864 | 142.4788
6569 | 17 | 274 | 10 | 132.7973 | 173.494 | 333.7376 | 125.5399 | 242.5548 | 153.681 | 199.71 | 167.1404 | 141.3147 | 53.5271 | 114.6611 | 287.6255 | 169.7024 | 253.8994 | 198.2785 | 198.4655 | 253.4598 | 179.4352
6570 | 18 | 274 | 10 | 136.0666 | 149.9225 | 331.349 | 131.2804 | 238.684 | 146.4386 | 195.3104 | 169.9117 | 149.1203 | 57.6226 | 111.1624 | 285.761 | 168.6602 | 253.5824 | 209.2446 | 181.6679 | 247.8505 | 184.5178
6571 | 19 | 274 | 10 | 131.6579 | 117.3191 | 328.2582 | 128.5503 | 226.5655 | 130.2211 | 194.1307 | 186.6346 | 152.1227 | 58.4192 | 109.7757 | 275.6444 | 152.3879 | 242.4593 | 187.9167 | 159.8573 | 257.3261 | 185.8766
6572 | 20 | 274 | 10 | 124.71 | 102.8924 | 319.1687 | 122.8431 | 219.7325 | 116.4679 | 185.8295 | 183.698 | 147.8049 | 52.3989 | 104.7477 | 273 | 145.5523 | 240.4535 | 185.3441 | 144.2793 | 241.268 | 171.7965
6573 | 21 | 274 | 10 | 123.9421 | 89.7592 | 318.3448 | 115.95 | 218.4983 | 115.5207 | 182.9745 | 167.5466 | 141.8839 | 50.4373 | 102.5545 | 260.6246 | 145.7275 | 230.792 | 172.8085 | 135.0089 | 235.8622 | 168.3953
6574 | 22 | 274 | 10 | 116.0166 | 89.1493 | 316.0933 | 117.0678 | 219.1847 | 116.3383 | 191.6482 | 167.1417 | 142.6741 | 47.5522 | 93.4513 | 248.6948 | 141.0427 | 240.5204 | 161.8604 | 130.4293 | 236.8059 | 173.1365
6575 | 23 | 274 | 10 | 116.6132 | 90.9706 | 316.9772 | 110.2066 | 223.9266 | 114.1393 | 207.4883 | 156.7519 | 140.8974 | 46.435 | 93.6566 | 242.9537 | 141.4144 | 237.8681 | 160.411 | 136.9355 | 238.0122 | 169.7855
6576 | 0 | 275 | 10 | 116.7533 | 89.5231 | 315.8466 | 107.701 | 219.9126 | 119.446 | 199.7572 | 157.6135 | 134.4285 | 48.9045 | 94.2427 | 244.7438 | 139.4474 | 245.78 | 163.7814 | 142.8313 | 224.4632 | 163.3953
6577 | 1 | 275 | 10 | 114.1733 | 93.2583 | 311.7814 | 106.3776 | 223.9382 | 120.659 | 202.7539 | 162.352 | 137.3993 | 54.265 | 92.7194 | 244.1089 | 141.247 | 244.7634 | 148.3794 | 140.7694 | 227.6155 | 165.3454
6578 | 2 | 275 | 10 | 111.1674 | 92.3987 | 312.9645 | 107.2497 | 223.4918 | 118.3555 | 204.5472 | 159.8357 | 138.104 | 53.3662 | 93.104 | 245.7187 | 141.7865 | 255.8432 | 152.5663 | 135.0419 | 224.83 | 168.7489
6579 | 3 | 275 | 10 | 106.1496 | 89.2012 | 310.7674 | 108.2208 | 229.0661 | 121.1708 | 205.8851 | 161.4027 | 139.2755 | 54.7395 | 94.9577 | 248.7837 | 139.5052 | 257.8869 | 166.5434 | 143.2672 | 221.231 | 165.4903
6580 | 4 | 275 | 10 | 104.201 | 81.1558 | 307.2152 | 109.1532 | 214.1395 | 122.5744 | 214.5148 | 165.0847 | 138.6601 | 53.2251 | 100.2997 | 243.7492 | 150.3844 | 254.8328 | 174.8551 | 138.1479 | 222.2929 | 161.7965
6581 | 5 | 275 | 10 | 101.2359 | 84.5254 | 305.1947 | 111.315 | 204.7063 | 120.5078 | 204.5658 | 164.1046 | 146.0989 | 52.4324 | 100.732 | 258.4172 | 141.6219 | 261.671 | 165.4011 | 136.4894 | 229.6 | 169.1244
6582 | 6 | 275 | 10 | 79.3127 | 74.6228 | 254.9412 | 112.8072 | 179.2147 | 103.1705 | 145.3056 | 163.3187 | 144.9619 | 35.306 | 101.6349 | 235.4451 | 120.6966 | 234.496 | 156.668 | 126.9986 | 190.0532 | 137.34
6583 | 7 | 275 | 10 | 76.0661 | 48.0636 | 193.3862 | 115.6003 | 151.7998 | 85.6642 | 115.2108 | 131.2635 | 88.8469 | 31.6606 | 101.6683 | 191.7197 | 97.8845 | 176.8368 | 134.9792 | 104.6282 | 136.0629 | 71.9486
6584 | 8 | 275 | 10 | 76.2294 | 49.3891 | 187.1768 | 117.9679 | 148.6898 | 87.4692 | 114.0979 | 136.6629 | 90.8643 | 36.1594 | 107.9684 | 190.0763 | 94.5168 | 170.8654 | 129.2288 | 97.4562 | 148.1675 | 73.862
6585 | 9 | 275 | 10 | 75.9364 | 48.0264 | 185.5663 | 120.5115 | 148.8648 | 88.4256 | 111.5115 | 136.0892 | 78.4665 | 39.8275 | 106.4491 | 179.1516 | 97.0995 | 162.3816 | 130.8106 | 103.0926 | 121.8831 | 71.7015
6586 | 10 | 275 | 10 | 75.5181 | 45.4387 | 190.4599 | 117.6287 | 153.9487 | 90.1168 | 110.2955 | 134.0365 | 80.0449 | 39.9 | 108.4382 | 175.0906 | 101.1615 | 160.5882 | 125.9496 | 102.0177 | 132.5829 | 73.3061
6587 | 11 | 275 | 10 | 74.5721 | 53.8562 | 180.3532 | 119.333 | 158.9703 | 93.1653 | 111.2052 | 131.2021 | 79.937 | 38.5205 | 109.1532 | 181.1458 | 103.9009 | 160.7481 | 130.5234 | 104.9774 | 128.5045 | 72.0289
6588 | 12 | 275 | 10 | 73.6227 | 56.9987 | 168.9154 | 118.2772 | 157.1925 | 88.0044 | 116.9664 | 116.818 | 82.3858 | 38.9519 | 109.7449 | 181.5796 | 104.0534 | 170.1502 | 128.7153 | 98.3642 | 127.239 | 72.0647
6589 | 13 | 275 | 10 | 74.8577 | 59.3177 | 169.3934 | 116.6753 | 159.3238 | 86.3385 | 117.8403 | 113.0252 | 79.326 | 35.696 | 106.2391 | 179.8713 | 102.7911 | 170.3828 | 123.14 | 94.5397 | 128.4654 | 73.584
6590 | 14 | 275 | 10 | 76.4338 | 57.0823 | 170.1711 | 118.3679 | 160.1978 | 85.2391 | 114.9612 | 126.5351 | 81.7047 | 37.9196 | 102.2128 | 186.5201 | 101.8841 | 168.3263 | 125.1119 | 99.6655 | 125.2876 | 72.4094
6591 | 15 | 275 | 10 | 98.0447 | 57.4724 | 181.658 | 122.932 | 187.9732 | 106.3573 | 126.0344 | 137.8783 | 88.5747 | 43.8298 | 101.3004 | 194.3249 | 132.0481 | 175.9296 | 144.2255 | 100.249 | 155.5559 | 86.6151
6592 | 16 | 275 | 10 | 120.8475 | 94.9282 | 262.4759 | 127.323 | 234.579 | 137.47 | 180.9047 | 153.543 | 110.3563 | 52.6442 | 109.5589 | 247.9884 | 171.2374 | 204.8563 | 177.9272 | 149.1899 | 230.9864 | 142.4788
6593 | 17 | 275 | 10 | 132.7973 | 173.494 | 333.7376 | 125.5399 | 242.5548 | 153.681 | 199.71 | 167.1404 | 141.3147 | 53.5271 | 114.6611 | 287.6255 | 169.7024 | 253.8994 | 198.2785 | 198.4655 | 253.4598 | 179.4352
6594 | 18 | 275 | 10 | 136.0666 | 149.9225 | 331.349 | 131.2804 | 238.684 | 146.4386 | 195.3104 | 169.9117 | 149.1203 | 57.6226 | 111.1624 | 285.761 | 168.6602 | 253.5824 | 209.2446 | 181.6679 | 247.8505 | 184.5178
6595 | 19 | 275 | 10 | 131.6579 | 117.3191 | 328.2582 | 128.5503 | 226.5655 | 130.2211 | 194.1307 | 186.6346 | 152.1227 | 58.4192 | 109.7757 | 275.6444 | 152.3879 | 242.4593 | 187.9167 | 159.8573 | 257.3261 | 185.8766
6596 | 20 | 275 | 10 | 124.71 | 102.8924 | 319.1687 | 122.8431 | 219.7325 | 116.4679 | 185.8295 | 183.698 | 147.8049 | 52.3989 | 104.7477 | 273 | 145.5523 | 240.4535 | 185.3441 | 144.2793 | 241.268 | 171.7965
6597 | 21 | 275 | 10 | 123.9421 | 89.7592 | 318.3448 | 115.95 | 218.4983 | 115.5207 | 182.9745 | 167.5466 | 141.8839 | 50.4373 | 102.5545 | 260.6246 | 145.7275 | 230.792 | 172.8085 | 135.0089 | 235.8622 | 168.3953
6598 | 22 | 275 | 10 | 116.0166 | 89.1493 | 316.0933 | 117.0678 | 219.1847 | 116.3383 | 191.6482 | 167.1417 | 142.6741 | 47.5522 | 93.4513 | 248.6948 | 141.0427 | 240.5204 | 161.8604 | 130.4293 | 236.8059 | 173.1365
6599 | 23 | 275 | 10 | 116.6132 | 90.9706 | 316.9772 | 110.2066 | 223.9266 | 114.1393 | 207.4883 | 156.7519 | 140.8974 | 46.435 | 93.6566 | 242.9537 | 141.4144 | 237.8681 | 160.411 | 136.9355 | 238.0122 | 169.7855
6600 | 0 | 276 | 10 | 116.7533 | 89.5231 | 315.8466 | 107.701 | 219.9126 | 119.446 | 199.7572 | 157.6135 | 134.4285 | 48.9045 | 94.2427 | 244.7438 | 139.4474 | 245.78 | 163.7814 | 142.8313 | 224.4632 | 163.3953
6601 | 1 | 276 | 10 | 114.1733 | 93.2583 | 311.7814 | 106.3776 | 223.9382 | 120.659 | 202.7539 | 162.352 | 137.3993 | 54.265 | 92.7194 | 244.1089 | 141.247 | 244.7634 | 148.3794 | 140.7694 | 227.6155 | 165.3454
6602 | 2 | 276 | 10 | 111.1674 | 92.3987 | 312.9645 | 107.2497 | 223.4918 | 118.3555 | 204.5472 | 159.8357 | 138.104 | 53.3662 | 93.104 | 245.7187 | 141.7865 | 255.8432 | 152.5663 | 135.0419 | 224.83 | 168.7489
6603 | 3 | 276 | 10 | 106.1496 | 89.2012 | 310.7674 | 108.2208 | 229.0661 | 121.1708 | 205.8851 | 161.4027 | 139.2755 | 54.7395 | 94.9577 | 248.7837 | 139.5052 | 257.8869 | 166.5434 | 143.2672 | 221.231 | 165.4903
6604 | 4 | 276 | 10 | 104.201 | 81.1558 | 307.2152 | 109.1532 | 214.1395 | 122.5744 | 214.5148 | 165.0847 | 138.6601 | 53.2251 | 100.2997 | 243.7492 | 150.3844 | 254.8328 | 174.8551 | 138.1479 | 222.2929 | 161.7965
6605 | 5 | 276 | 10 | 101.2359 | 84.5254 | 305.1947 | 111.315 | 204.7063 | 120.5078 | 204.5658 | 164.1046 | 146.0989 | 52.4324 | 100.732 | 258.4172 | 141.6219 | 261.671 | 165.4011 | 136.4894 | 229.6 | 169.1244
6606 | 6 | 276 | 10 | 79.3127 | 74.6228 | 254.9412 | 112.8072 | 179.2147 | 103.1705 | 145.3056 | 163.3187 | 144.9619 | 35.306 | 101.6349 | 235.4451 | 120.6966 | 234.496 | 156.668 | 126.9986 | 190.0532 | 137.34
6607 | 7 | 276 | 10 | 76.0661 | 48.0636 | 193.3862 | 115.6003 | 151.7998 | 85.6642 | 115.2108 | 131.2635 | 88.8469 | 31.6606 | 101.6683 | 191.7197 | 97.8845 | 176.8368 | 134.9792 | 104.6282 | 136.0629 | 71.9486
6608 | 8 | 276 | 10 | 76.2294 | 49.3891 | 187.1768 | 117.9679 | 148.6898 | 87.4692 | 114.0979 | 136.6629 | 90.8643 | 36.1594 | 107.9684 | 190.0763 | 94.5168 | 170.8654 | 129.2288 | 97.4562 | 148.1675 | 73.862
6609 | 9 | 276 | 10 | 75.9364 | 48.0264 | 185.5663 | 120.5115 | 148.8648 | 88.4256 | 111.5115 | 136.0892 | 78.4665 | 39.8275 | 106.4491 | 179.1516 | 97.0995 | 162.3816 | 130.8106 | 103.0926 | 121.8831 | 71.7015
6610 | 10 | 276 | 10 | 75.5181 | 45.4387 | 190.4599 | 117.6287 | 153.9487 | 90.1168 | 110.2955 | 134.0365 | 80.0449 | 39.9 | 108.4382 | 175.0906 | 101.1615 | 160.5882 | 125.9496 | 102.0177 | 132.5829 | 73.3061
6611 | 11 | 276 | 10 | 74.5721 | 53.8562 | 180.3532 | 119.333 | 158.9703 | 93.1653 | 111.2052 | 131.2021 | 79.937 | 38.5205 | 109.1532 | 181.1458 | 103.9009 | 160.7481 | 130.5234 | 104.9774 | 128.5045 | 72.0289
6612 | 12 | 276 | 10 | 73.6227 | 56.9987 | 168.9154 | 118.2772 | 157.1925 | 88.0044 | 116.9664 | 116.818 | 82.3858 | 38.9519 | 109.7449 | 181.5796 | 104.0534 | 170.1502 | 128.7153 | 98.3642 | 127.239 | 72.0647
6613 | 13 | 276 | 10 | 74.8577 | 59.3177 | 169.3934 | 116.6753 | 159.3238 | 86.3385 | 117.8403 | 113.0252 | 79.326 | 35.696 | 106.2391 | 179.8713 | 102.7911 | 170.3828 | 123.14 | 94.5397 | 128.4654 | 73.584
6614 | 14 | 276 | 10 | 76.4338 | 57.0823 | 170.1711 | 118.3679 | 160.1978 | 85.2391 | 114.9612 | 126.5351 | 81.7047 | 37.9196 | 102.2128 | 186.5201 | 101.8841 | 168.3263 | 125.1119 | 99.6655 | 125.2876 | 72.4094
6615 | 15 | 276 | 10 | 98.0447 | 57.4724 | 181.658 | 122.932 | 187.9732 | 106.3573 | 126.0344 | 137.8783 | 88.5747 | 43.8298 | 101.3004 | 194.3249 | 132.0481 | 175.9296 | 144.2255 | 100.249 | 155.5559 | 86.6151
6616 | 16 | 276 | 10 | 120.8475 | 94.9282 | 262.4759 | 127.323 | 234.579 | 137.47 | 180.9047 | 153.543 | 110.3563 | 52.6442 | 109.5589 | 247.9884 | 171.2374 | 204.8563 | 177.9272 | 149.1899 | 230.9864 | 142.4788
6617 | 17 | 276 | 10 | 132.7973 | 173.494 | 333.7376 | 125.5399 | 242.5548 | 153.681 | 199.71 | 167.1404 | 141.3147 | 53.5271 | 114.6611 | 287.6255 | 169.7024 | 253.8994 | 198.2785 | 198.4655 | 253.4598 | 179.4352
6618 | 18 | 276 | 10 | 136.0666 | 149.9225 | 331.349 | 131.2804 | 238.684 | 146.4386 | 195.3104 | 169.9117 | 149.1203 | 57.6226 | 111.1624 | 285.761 | 168.6602 | 253.5824 | 209.2446 | 181.6679 | 247.8505 | 184.5178
6619 | 19 | 276 | 10 | 131.6579 | 117.3191 | 328.2582 | 128.5503 | 226.5655 | 130.2211 | 194.1307 | 186.6346 | 152.1227 | 58.4192 | 109.7757 | 275.6444 | 152.3879 | 242.4593 | 187.9167 | 159.8573 | 257.3261 | 185.8766
6620 | 20 | 276 | 10 | 124.71 | 102.8924 | 319.1687 | 122.8431 | 219.7325 | 116.4679 | 185.8295 | 183.698 | 147.8049 | 52.3989 | 104.7477 | 273 | 145.5523 | 240.4535 | 185.3441 | 144.2793 | 241.268 | 171.7965
6621 | 21 | 276 | 10 | 123.9421 | 89.7592 | 318.3448 | 115.95 | 218.4983 | 115.5207 | 182.9745 | 167.5466 | 141.8839 | 50.4373 | 102.5545 | 260.6246 | 145.7275 | 230.792 | 172.8085 | 135.0089 | 235.8622 | 168.3953
6622 | 22 | 276 | 10 | 116.0166 | 89.1493 | 316.0933 | 117.0678 | 219.1847 | 116.3383 | 191.6482 | 167.1417 | 142.6741 | 47.5522 | 93.4513 | 248.6948 | 141.0427 | 240.5204 | 161.8604 | 130.4293 | 236.8059 | 173.1365
6623 | 23 | 276 | 10 | 116.6132 | 90.9706 | 316.9772 | 110.2066 | 223.9266 | 114.1393 | 207.4883 | 156.7519 | 140.8974 | 46.435 | 93.6566 | 242.9537 | 141.4144 | 237.8681 | 160.411 | 136.9355 | 238.0122 | 169.7855
6624 | 0 | 277 | 10 | 116.7533 | 89.5231 | 315.8466 | 107.701 | 219.9126 | 119.446 | 199.7572 | 157.6135 | 134.4285 | 48.9045 | 94.2427 | 244.7438 | 139.4474 | 245.78 | 163.7814 | 142.8313 | 224.4632 | 163.3953
6625 | 1 | 277 | 10 | 114.1733 | 93.2583 | 311.7814 | 106.3776 | 223.9382 | 120.659 | 202.7539 | 162.352 | 137.3993 | 54.265 | 92.7194 | 244.1089 | 141.247 | 244.7634 | 148.3794 | 140.7694 | 227.6155 | 165.3454
6626 | 2 | 277 | 10 | 111.1674 | 92.3987 | 312.9645 | 107.2497 | 223.4918 | 118.3555 | 204.5472 | 159.8357 | 138.104 | 53.3662 | 93.104 | 245.7187 | 141.7865 | 255.8432 | 152.5663 | 135.0419 | 224.83 | 168.7489
6627 | 3 | 277 | 10 | 106.1496 | 89.2012 | 310.7674 | 108.2208 | 229.0661 | 121.1708 | 205.8851 | 161.4027 | 139.2755 | 54.7395 | 94.9577 | 248.7837 | 139.5052 | 257.8869 | 166.5434 | 143.2672 | 221.231 | 165.4903
6628 | 4 | 277 | 10 | 104.201 | 81.1558 | 307.2152 | 109.1532 | 214.1395 | 122.5744 | 214.5148 | 165.0847 | 138.6601 | 53.2251 | 100.2997 | 243.7492 | 150.3844 | 254.8328 | 174.8551 | 138.1479 | 222.2929 | 161.7965
6629 | 5 | 277 | 10 | 101.2359 | 84.5254 | 305.1947 | 111.315 | 204.7063 | 120.5078 | 204.5658 | 164.1046 | 146.0989 | 52.4324 | 100.732 | 258.4172 | 141.6219 | 261.671 | 165.4011 | 136.4894 | 229.6 | 169.1244
6630 | 6 | 277 | 10 | 79.3127 | 74.6228 | 254.9412 | 112.8072 | 179.2147 | 103.1705 | 145.3056 | 163.3187 | 144.9619 | 35.306 | 101.6349 | 235.4451 | 120.6966 | 234.496 | 156.668 | 126.9986 | 190.0532 | 137.34
6631 | 7 | 277 | 10 | 76.0661 | 48.0636 | 193.3862 | 115.6003 | 151.7998 | 85.6642 | 115.2108 | 131.2635 | 88.8469 | 31.6606 | 101.6683 | 191.7197 | 97.8845 | 176.8368 | 134.9792 | 104.6282 | 136.0629 | 71.9486
6632 | 8 | 277 | 10 | 76.2294 | 49.3891 | 187.1768 | 117.9679 | 148.6898 | 87.4692 | 114.0979 | 136.6629 | 90.8643 | 36.1594 | 107.9684 | 190.0763 | 94.5168 | 170.8654 | 129.2288 | 97.4562 | 148.1675 | 73.862
6633 | 9 | 277 | 10 | 75.9364 | 48.0264 | 185.5663 | 120.5115 | 148.8648 | 88.4256 | 111.5115 | 136.0892 | 78.4665 | 39.8275 | 106.4491 | 179.1516 | 97.0995 | 162.3816 | 130.8106 | 103.0926 | 121.8831 | 71.7015
6634 | 10 | 277 | 10 | 75.5181 | 45.4387 | 190.4599 | 117.6287 | 153.9487 | 90.1168 | 110.2955 | 134.0365 | 80.0449 | 39.9 | 108.4382 | 175.0906 | 101.1615 | 160.5882 | 125.9496 | 102.0177 | 132.5829 | 73.3061
6635 | 11 | 277 | 10 | 74.5721 | 53.8562 | 180.3532 | 119.333 | 158.9703 | 93.1653 | 111.2052 | 131.2021 | 79.937 | 38.5205 | 109.1532 | 181.1458 | 103.9009 | 160.7481 | 130.5234 | 104.9774 | 128.5045 | 72.0289
6636 | 12 | 277 | 10 | 73.6227 | 56.9987 | 168.9154 | 118.2772 | 157.1925 | 88.0044 | 116.9664 | 116.818 | 82.3858 | 38.9519 | 109.7449 | 181.5796 | 104.0534 | 170.1502 | 128.7153 | 98.3642 | 127.239 | 72.0647
6637 | 13 | 277 | 10 | 74.8577 | 59.3177 | 169.3934 | 116.6753 | 159.3238 | 86.3385 | 117.8403 | 113.0252 | 79.326 | 35.696 | 106.2391 | 179.8713 | 102.7911 | 170.3828 | 123.14 | 94.5397 | 128.4654 | 73.584
6638 | 14 | 277 | 10 | 76.4338 | 57.0823 | 170.1711 | 118.3679 | 160.1978 | 85.2391 | 114.9612 | 126.5351 | 81.7047 | 37.9196 | 102.2128 | 186.5201 | 101.8841 | 168.3263 | 125.1119 | 99.6655 | 125.2876 | 72.4094
6639 | 15 | 277 | 10 | 98.0447 | 57.4724 | 181.658 | 122.932 | 187.9732 | 106.3573 | 126.0344 | 137.8783 | 88.5747 | 43.8298 | 101.3004 | 194.3249 | 132.0481 | 175.9296 | 144.2255 | 100.249 | 155.5559 | 86.6151
6640 | 16 | 277 | 10 | 120.8475 | 94.9282 | 262.4759 | 127.323 | 234.579 | 137.47 | 180.9047 | 153.543 | 110.3563 | 52.6442 | 109.5589 | 247.9884 | 171.2374 | 204.8563 | 177.9272 | 149.1899 | 230.9864 | 142.4788
6641 | 17 | 277 | 10 | 132.7973 | 173.494 | 333.7376 | 125.5399 | 242.5548 | 153.681 | 199.71 | 167.1404 | 141.3147 | 53.5271 | 114.6611 | 287.6255 | 169.7024 | 253.8994 | 198.2785 | 198.4655 | 253.4598 | 179.4352
6642 | 18 | 277 | 10 | 136.0666 | 149.9225 | 331.349 | 131.2804 | 238.684 | 146.4386 | 195.3104 | 169.9117 | 149.1203 | 57.6226 | 111.1624 | 285.761 | 168.6602 | 253.5824 | 209.2446 | 181.6679 | 247.8505 | 184.5178
6643 | 19 | 277 | 10 | 131.6579 | 117.3191 | 328.2582 | 128.5503 | 226.5655 | 130.2211 | 194.1307 | 186.6346 | 152.1227 | 58.4192 | 109.7757 | 275.6444 | 152.3879 | 242.4593 | 187.9167 | 159.8573 | 257.3261 | 185.8766
6644 | 20 | 277 | 10 | 124.71 | 102.8924 | 319.1687 | 122.8431 | 219.7325 | 116.4679 | 185.8295 | 183.698 | 147.8049 | 52.3989 | 104.7477 | 273 | 145.5523 | 240.4535 | 185.3441 | 144.2793 | 241.268 | 171.7965
6645 | 21 | 277 | 10 | 123.9421 | 89.7592 | 318.3448 | 115.95 | 218.4983 | 115.5207 | 182.9745 | 167.5466 | 141.8839 | 50.4373 | 102.5545 | 260.6246 | 145.7275 | 230.792 | 172.8085 | 135.0089 | 235.8622 | 168.3953
6646 | 22 | 277 | 10 | 116.0166 | 89.1493 | 316.0933 | 117.0678 | 219.1847 | 116.3383 | 191.6482 | 167.1417 | 142.6741 | 47.5522 | 93.4513 | 248.6948 | 141.0427 | 240.5204 | 161.8604 | 130.4293 | 236.8059 | 173.1365
6647 | 23 | 277 | 10 | 116.6132 | 90.9706 | 316.9772 | 110.2066 | 223.9266 | 114.1393 | 207.4883 | 156.7519 | 140.8974 | 46.435 | 93.6566 | 242.9537 | 141.4144 | 237.8681 | 160.411 | 136.9355 | 238.0122 | 169.7855
6648 | 0 | 278 | 10 | 116.7533 | 89.5231 | 315.8466 | 107.701 | 219.9126 | 119.446 | 199.7572 | 157.6135 | 134.4285 | 48.9045 | 94.2427 | 244.7438 | 139.4474 | 245.78 | 163.7814 | 142.8313 | 224.4632 | 163.3953
6649 | 1 | 278 | 10 | 114.1733 | 93.2583 | 311.7814 | 106.3776 | 223.9382 | 120.659 | 202.7539 | 162.352 | 137.3993 | 54.265 | 92.7194 | 244.1089 | 141.247 | 244.7634 | 148.3794 | 140.7694 | 227.6155 | 165.3454
6650 | 2 | 278 | 10 | 111.1674 | 92.3987 | 312.9645 | 107.2497 | 223.4918 | 118.3555 | 204.5472 | 159.8357 | 138.104 | 53.3662 | 93.104 | 245.7187 | 141.7865 | 255.8432 | 152.5663 | 135.0419 | 224.83 | 168.7489
6651 | 3 | 278 | 10 | 106.1496 | 89.2012 | 310.7674 | 108.2208 | 229.0661 | 121.1708 | 205.8851 | 161.4027 | 139.2755 | 54.7395 | 94.9577 | 248.7837 | 139.5052 | 257.8869 | 166.5434 | 143.2672 | 221.231 | 165.4903
6652 | 4 | 278 | 10 | 104.201 | 81.1558 | 307.2152 | 109.1532 | 214.1395 | 122.5744 | 214.5148 | 165.0847 | 138.6601 | 53.2251 | 100.2997 | 243.7492 | 150.3844 | 254.8328 | 174.8551 | 138.1479 | 222.2929 | 161.7965
6653 | 5 | 278 | 10 | 101.2359 | 84.5254 | 305.1947 | 111.315 | 204.7063 | 120.5078 | 204.5658 | 164.1046 | 146.0989 | 52.4324 | 100.732 | 258.4172 | 141.6219 | 261.671 | 165.4011 | 136.4894 | 229.6 | 169.1244
6654 | 6 | 278 | 10 | 79.3127 | 74.6228 | 254.9412 | 112.8072 | 179.2147 | 103.1705 | 145.3056 | 163.3187 | 144.9619 | 35.306 | 101.6349 | 235.4451 | 120.6966 | 234.496 | 156.668 | 126.9986 | 190.0532 | 137.34
6655 | 7 | 278 | 10 | 76.0661 | 48.0636 | 193.3862 | 115.6003 | 151.7998 | 85.6642 | 115.2108 | 131.2635 | 88.8469 | 31.6606 | 101.6683 | 191.7197 | 97.8845 | 176.8368 | 134.9792 | 104.6282 | 136.0629 | 71.9486
6656 | 8 | 278 | 10 | 76.2294 | 49.3891 | 187.1768 | 117.9679 | 148.6898 | 87.4692 | 114.0979 | 136.6629 | 90.8643 | 36.1594 | 107.9684 | 190.0763 | 94.5168 | 170.8654 | 129.2288 | 97.4562 | 148.1675 | 73.862
6657 | 9 | 278 | 10 | 75.9364 | 48.0264 | 185.5663 | 120.5115 | 148.8648 | 88.4256 | 111.5115 | 136.0892 | 78.4665 | 39.8275 | 106.4491 | 179.1516 | 97.0995 | 162.3816 | 130.8106 | 103.0926 | 121.8831 | 71.7015
6658 | 10 | 278 | 10 | 75.5181 | 45.4387 | 190.4599 | 117.6287 | 153.9487 | 90.1168 | 110.2955 | 134.0365 | 80.0449 | 39.9 | 108.4382 | 175.0906 | 101.1615 | 160.5882 | 125.9496 | 102.0177 | 132.5829 | 73.3061
6659 | 11 | 278 | 10 | 74.5721 | 53.8562 | 180.3532 | 119.333 | 158.9703 | 93.1653 | 111.2052 | 131.2021 | 79.937 | 38.5205 | 109.1532 | 181.1458 | 103.9009 | 160.7481 | 130.5234 | 104.9774 | 128.5045 | 72.0289
6660 | 12 | 278 | 10 | 73.6227 | 56.9987 | 168.9154 | 118.2772 | 157.1925 | 88.0044 | 116.9664 | 116.818 | 82.3858 | 38.9519 | 109.7449 | 181.5796 | 104.0534 | 170.1502 | 128.7153 | 98.3642 | 127.239 | 72.0647
6661 | 13 | 278 | 10 | 74.8577 | 59.3177 | 169.3934 | 116.6753 | 159.3238 | 86.3385 | 117.8403 | 113.0252 | 79.326 | 35.696 | 106.2391 | 179.8713 | 102.7911 | 170.3828 | 123.14 | 94.5397 | 128.4654 | 73.584
6662 | 14 | 278 | 10 | 76.4338 | 57.0823 | 170.1711 | 118.3679 | 160.1978 | 85.2391 | 114.9612 | 126.5351 | 81.7047 | 37.9196 | 102.2128 | 186.5201 | 101.8841 | 168.3263 | 125.1119 | 99.6655 | 125.2876 | 72.4094
6663 | 15 | 278 | 10 | 98.0447 | 57.4724 | 181.658 | 122.932 | 187.9732 | 106.3573 | 126.0344 | 137.8783 | 88.5747 | 43.8298 | 101.3004 | 194.3249 | 132.0481 | 175.9296 | 144.2255 | 100.249 | 155.5559 | 86.6151
6664 | 16 | 278 | 10 | 120.8475 | 94.9282 | 262.4759 | 127.323 | 234.579 | 137.47 | 180.9047 | 153.543 | 110.3563 | 52.6442 | 109.5589 | 247.9884 | 171.2374 | 204.8563 | 177.9272 | 149.1899 | 230.9864 | 142.4788
6665 | 17 | 278 | 10 | 132.7973 | 173.494 | 333.7376 | 125.5399 | 242.5548 | 153.681 | 199.71 | 167.1404 | 141.3147 | 53.5271 | 114.6611 | 287.6255 | 169.7024 | 253.8994 | 198.2785 | 198.4655 | 253.4598 | 179.4352
6666 | 18 | 278 | 10 | 136.0666 | 149.9225 | 331.349 | 131.2804 | 238.684 | 146.4386 | 195.3104 | 169.9117 | 149.1203 | 57.6226 | 111.1624 | 285.761 | 168.6602 | 253.5824 | 209.2446 | 181.6679 | 247.8505 | 184.5178
6667 | 19 | 278 | 10 | 131.6579 | 117.3191 | 328.2582 | 128.5503 | 226.5655 | 130.2211 | 194.1307 | 186.6346 | 152.1227 | 58.4192 | 109.7757 | 275.6444 | 152.3879 | 242.4593 | 187.9167 | 159.8573 | 257.3261 | 185.8766
6668 | 20 | 278 | 10 | 124.71 | 102.8924 | 319.1687 | 122.8431 | 219.7325 | 116.4679 | 185.8295 | 183.698 | 147.8049 | 52.3989 | 104.7477 | 273 | 145.5523 | 240.4535 | 185.3441 | 144.2793 | 241.268 | 171.7965
6669 | 21 | 278 | 10 | 123.9421 | 89.7592 | 318.3448 | 115.95 | 218.4983 | 115.5207 | 182.9745 | 167.5466 | 141.8839 | 50.4373 | 102.5545 | 260.6246 | 145.7275 | 230.792 | 172.8085 | 135.0089 | 235.8622 | 168.3953
6670 | 22 | 278 | 10 | 116.0166 | 89.1493 | 316.0933 | 117.0678 | 219.1847 | 116.3383 | 191.6482 | 167.1417 | 142.6741 | 47.5522 | 93.4513 | 248.6948 | 141.0427 | 240.5204 | 161.8604 | 130.4293 | 236.8059 | 173.1365
6671 | 23 | 278 | 10 | 116.6132 | 90.9706 | 316.9772 | 110.2066 | 223.9266 | 114.1393 | 207.4883 | 156.7519 | 140.8974 | 46.435 | 93.6566 | 242.9537 | 141.4144 | 237.8681 | 160.411 | 136.9355 | 238.0122 | 169.7855
6672 | 0 | 279 | 10 | 116.7533 | 89.5231 | 315.8466 | 107.701 | 219.9126 | 119.446 | 199.7572 | 157.6135 | 134.4285 | 48.9045 | 94.2427 | 244.7438 | 139.4474 | 245.78 | 163.7814 | 142.8313 | 224.4632 | 163.3953
6673 | 1 | 279 | 10 | 114.1733 | 93.2583 | 311.7814 | 106.3776 | 223.9382 | 120.659 | 202.7539 | 162.352 | 137.3993 | 54.265 | 92.7194 | 244.1089 | 141.247 | 244.7634 | 148.3794 | 140.7694 | 227.6155 | 165.3454
6674 | 2 | 279 | 10 | 111.1674 | 92.3987 | 312.9645 | 107.2497 | 223.4918 | 118.3555 | 204.5472 | 159.8357 | 138.104 | 53.3662 | 93.104 | 245.7187 | 141.7865 | 255.8432 | 152.5663 | 135.0419 | 224.83 | 168.7489
6675 | 3 | 279 | 10 | 106.1496 | 89.2012 | 310.7674 | 108.2208 | 229.0661 | 121.1708 | 205.8851 | 161.4027 | 139.2755 | 54.7395 | 94.9577 | 248.7837 | 139.5052 | 257.8869 | 166.5434 | 143.2672 | 221.231 | 165.4903
6676 | 4 | 279 | 10 | 104.201 | 81.1558 | 307.2152 | 109.1532 | 214.1395 | 122.5744 | 214.5148 | 165.0847 | 138.6601 | 53.2251 | 100.2997 | 243.7492 | 150.3844 | 254.8328 | 174.8551 | 138.1479 | 222.2929 | 161.7965
6677 | 5 | 279 | 10 | 101.2359 | 84.5254 | 305.1947 | 111.315 | 204.7063 | 120.5078 | 204.5658 | 164.1046 | 146.0989 | 52.4324 | 100.732 | 258.4172 | 141.6219 | 261.671 | 165.4011 | 136.4894 | 229.6 | 169.1244
6678 | 6 | 279 | 10 | 79.3127 | 74.6228 | 254.9412 | 112.8072 | 179.2147 | 103.1705 | 145.3056 | 163.3187 | 144.9619 | 35.306 | 101.6349 | 235.4451 | 120.6966 | 234.496 | 156.668 | 126.9986 | 190.0532 | 137.34
6679 | 7 | 279 | 10 | 76.0661 | 48.0636 | 193.3862 | 115.6003 | 151.7998 | 85.6642 | 115.2108 | 131.2635 | 88.8469 | 31.6606 | 101.6683 | 191.7197 | 97.8845 | 176.8368 | 134.9792 | 104.6282 | 136.0629 | 71.9486
6680 | 8 | 279 | 10 | 76.2294 | 49.3891 | 187.1768 | 117.9679 | 148.6898 | 87.4692 | 114.0979 | 136.6629 | 90.8643 | 36.1594 | 107.9684 | 190.0763 | 94.5168 | 170.8654 | 129.2288 | 97.4562 | 148.1675 | 73.862
6681 | 9 | 279 | 10 | 75.9364 | 48.0264 | 185.5663 | 120.5115 | 148.8648 | 88.4256 | 111.5115 | 136.0892 | 78.4665 | 39.8275 | 106.4491 | 179.1516 | 97.0995 | 162.3816 | 130.8106 | 103.0926 | 121.8831 | 71.7015
6682 | 10 | 279 | 10 | 75.5181 | 45.4387 | 190.4599 | 117.6287 | 153.9487 | 90.1168 | 110.2955 | 134.0365 | 80.0449 | 39.9 | 108.4382 | 175.0906 | 101.1615 | 160.5882 | 125.9496 | 102.0177 | 132.5829 | 73.3061
6683 | 11 | 279 | 10 | 74.5721 | 53.8562 | 180.3532 | 119.333 | 158.9703 | 93.1653 | 111.2052 | 131.2021 | 79.937 | 38.5205 | 109.1532 | 181.1458 | 103.9009 | 160.7481 | 130.5234 | 104.9774 | 128.5045 | 72.0289
6684 | 12 | 279 | 10 | 73.6227 | 56.9987 | 168.9154 | 118.2772 | 157.1925 | 88.0044 | 116.9664 | 116.818 | 82.3858 | 38.9519 | 109.7449 | 181.5796 | 104.0534 | 170.1502 | 128.7153 | 98.3642 | 127.239 | 72.0647
6685 | 13 | 279 | 10 | 74.8577 | 59.3177 | 169.3934 | 116.6753 | 159.3238 | 86.3385 | 117.8403 | 113.0252 | 79.326 | 35.696 | 106.2391 | 179.8713 | 102.7911 | 170.3828 | 123.14 | 94.5397 | 128.4654 | 73.584
6686 | 14 | 279 | 10 | 76.4338 | 57.0823 | 170.1711 | 118.3679 | 160.1978 | 85.2391 | 114.9612 | 126.5351 | 81.7047 | 37.9196 | 102.2128 | 186.5201 | 101.8841 | 168.3263 | 125.1119 | 99.6655 | 125.2876 | 72.4094
6687 | 15 | 279 | 10 | 98.0447 | 57.4724 | 181.658 | 122.932 | 187.9732 | 106.3573 | 126.0344 | 137.8783 | 88.5747 | 43.8298 | 101.3004 | 194.3249 | 132.0481 | 175.9296 | 144.2255 | 100.249 | 155.5559 | 86.6151
6688 | 16 | 279 | 10 | 120.8475 | 94.9282 | 262.4759 | 127.323 | 234.579 | 137.47 | 180.9047 | 153.543 | 110.3563 | 52.6442 | 109.5589 | 247.9884 | 171.2374 | 204.8563 | 177.9272 | 149.1899 | 230.9864 | 142.4788
6689 | 17 | 279 | 10 | 132.7973 | 173.494 | 333.7376 | 125.5399 | 242.5548 | 153.681 | 199.71 | 167.1404 | 141.3147 | 53.5271 | 114.6611 | 287.6255 | 169.7024 | 253.8994 | 198.2785 | 198.4655 | 253.4598 | 179.4352
6690 | 18 | 279 | 10 | 136.0666 | 149.9225 | 331.349 | 131.2804 | 238.684 | 146.4386 | 195.3104 | 169.9117 | 149.1203 | 57.6226 | 111.1624 | 285.761 | 168.6602 | 253.5824 | 209.2446 | 181.6679 | 247.8505 | 184.5178
6691 | 19 | 279 | 10 | 131.6579 | 117.3191 | 328.2582 | 128.5503 | 226.5655 | 130.2211 | 194.1307 | 186.6346 | 152.1227 | 58.4192 | 109.7757 | 275.6444 | 152.3879 | 242.4593 | 187.9167 | 159.8573 | 257.3261 | 185.8766
6692 | 20 | 279 | 10 | 124.71 | 102.8924 | 319.1687 | 122.8431 | 219.7325 | 116.4679 | 185.8295 | 183.698 | 147.8049 | 52.3989 | 104.7477 | 273 | 145.5523 | 240.4535 | 185.3441 | 144.2793 | 241.268 | 171.7965
6693 | 21 | 279 | 10 | 123.9421 | 89.7592 | 318.3448 | 115.95 | 218.4983 | 115.5207 | 182.9745 | 167.5466 | 141.8839 | 50.4373 | 102.5545 | 260.6246 | 145.7275 | 230.792 | 172.8085 | 135.0089 | 235.8622 | 168.3953
6694 | 22 | 279 | 10 | 116.0166 | 89.1493 | 316.0933 | 117.0678 | 219.1847 | 116.3383 | 191.6482 | 167.1417 | 142.6741 | 47.5522 | 93.4513 | 248.6948 | 141.0427 | 240.5204 | 161.8604 | 130.4293 | 236.8059 | 173.1365
6695 | 23 | 279 | 10 | 116.6132 | 90.9706 | 316.9772 | 110.2066 | 223.9266 | 114.1393 | 207.4883 | 156.7519 | 140.8974 | 46.435 | 93.6566 | 242.9537 | 141.4144 | 237.8681 | 160.411 | 136.9355 | 238.0122 | 169.7855
6696 | 0 | 280 | 10 | 116.7533 | 89.5231 | 315.8466 | 107.701 | 219.9126 | 119.446 | 199.7572 | 157.6135 | 134.4285 | 48.9045 | 94.2427 | 244.7438 | 139.4474 | 245.78 | 163.7814 | 142.8313 | 224.4632 | 163.3953
6697 | 1 | 280 | 10 | 114.1733 | 93.2583 | 311.7814 | 106.3776 | 223.9382 | 120.659 | 202.7539 | 162.352 | 137.3993 | 54.265 | 92.7194 | 244.1089 | 141.247 | 244.7634 | 148.3794 | 140.7694 | 227.6155 | 165.3454
6698 | 2 | 280 | 10 | 111.1674 | 92.3987 | 312.9645 | 107.2497 | 223.4918 | 118.3555 | 204.5472 | 159.8357 | 138.104 | 53.3662 | 93.104 | 245.7187 | 141.7865 | 255.8432 | 152.5663 | 135.0419 | 224.83 | 168.7489
6699 | 3 | 280 | 10 | 106.1496 | 89.2012 | 310.7674 | 108.2208 | 229.0661 | 121.1708 | 205.8851 | 161.4027 | 139.2755 | 54.7395 | 94.9577 | 248.7837 | 139.5052 | 257.8869 | 166.5434 | 143.2672 | 221.231 | 165.4903
6700 | 4 | 280 | 10 | 104.201 | 81.1558 | 307.2152 | 109.1532 | 214.1395 | 122.5744 | 214.5148 | 165.0847 | 138.6601 | 53.2251 | 100.2997 | 243.7492 | 150.3844 | 254.8328 | 174.8551 | 138.1479 | 222.2929 | 161.7965
6701 | 5 | 280 | 10 | 101.2359 | 84.5254 | 305.1947 | 111.315 | 204.7063 | 120.5078 | 204.5658 | 164.1046 | 146.0989 | 52.4324 | 100.732 | 258.4172 | 141.6219 | 261.671 | 165.4011 | 136.4894 | 229.6 | 169.1244
6702 | 6 | 280 | 10 | 79.3127 | 74.6228 | 254.9412 | 112.8072 | 179.2147 | 103.1705 | 145.3056 | 163.3187 | 144.9619 | 35.306 | 101.6349 | 235.4451 | 120.6966 | 234.496 | 156.668 | 126.9986 | 190.0532 | 137.34
6703 | 7 | 280 | 10 | 76.0661 | 48.0636 | 193.3862 | 115.6003 | 151.7998 | 85.6642 | 115.2108 | 131.2635 | 88.8469 | 31.6606 | 101.6683 | 191.7197 | 97.8845 | 176.8368 | 134.9792 | 104.6282 | 136.0629 | 71.9486
6704 | 8 | 280 | 10 | 76.2294 | 49.3891 | 187.1768 | 117.9679 | 148.6898 | 87.4692 | 114.0979 | 136.6629 | 90.8643 | 36.1594 | 107.9684 | 190.0763 | 94.5168 | 170.8654 | 129.2288 | 97.4562 | 148.1675 | 73.862
6705 | 9 | 280 | 10 | 75.9364 | 48.0264 | 185.5663 | 120.5115 | 148.8648 | 88.4256 | 111.5115 | 136.0892 | 78.4665 | 39.8275 | 106.4491 | 179.1516 | 97.0995 | 162.3816 | 130.8106 | 103.0926 | 121.8831 | 71.7015
6706 | 10 | 280 | 10 | 75.5181 | 45.4387 | 190.4599 | 117.6287 | 153.9487 | 90.1168 | 110.2955 | 134.0365 | 80.0449 | 39.9 | 108.4382 | 175.0906 | 101.1615 | 160.5882 | 125.9496 | 102.0177 | 132.5829 | 73.3061
6707 | 11 | 280 | 10 | 74.5721 | 53.8562 | 180.3532 | 119.333 | 158.9703 | 93.1653 | 111.2052 | 131.2021 | 79.937 | 38.5205 | 109.1532 | 181.1458 | 103.9009 | 160.7481 | 130.5234 | 104.9774 | 128.5045 | 72.0289
6708 | 12 | 280 | 10 | 73.6227 | 56.9987 | 168.9154 | 118.2772 | 157.1925 | 88.0044 | 116.9664 | 116.818 | 82.3858 | 38.9519 | 109.7449 | 181.5796 | 104.0534 | 170.1502 | 128.7153 | 98.3642 | 127.239 | 72.0647
6709 | 13 | 280 | 10 | 74.8577 | 59.3177 | 169.3934 | 116.6753 | 159.3238 | 86.3385 | 117.8403 | 113.0252 | 79.326 | 35.696 | 106.2391 | 179.8713 | 102.7911 | 170.3828 | 123.14 | 94.5397 | 128.4654 | 73.584
6710 | 14 | 280 | 10 | 76.4338 | 57.0823 | 170.1711 | 118.3679 | 160.1978 | 85.2391 | 114.9612 | 126.5351 | 81.7047 | 37.9196 | 102.2128 | 186.5201 | 101.8841 | 168.3263 | 125.1119 | 99.6655 | 125.2876 | 72.4094
6711 | 15 | 280 | 10 | 98.0447 | 57.4724 | 181.658 | 122.932 | 187.9732 | 106.3573 | 126.0344 | 137.8783 | 88.5747 | 43.8298 | 101.3004 | 194.3249 | 132.0481 | 175.9296 | 144.2255 | 100.249 | 155.5559 | 86.6151
6712 | 16 | 280 | 10 | 120.8475 | 94.9282 | 262.4759 | 127.323 | 234.579 | 137.47 | 180.9047 | 153.543 | 110.3563 | 52.6442 | 109.5589 | 247.9884 | 171.2374 | 204.8563 | 177.9272 | 149.1899 | 230.9864 | 142.4788
6713 | 17 | 280 | 10 | 132.7973 | 173.494 | 333.7376 | 125.5399 | 242.5548 | 153.681 | 199.71 | 167.1404 | 141.3147 | 53.5271 | 114.6611 | 287.6255 | 169.7024 | 253.8994 | 198.2785 | 198.4655 | 253.4598 | 179.4352
6714 | 18 | 280 | 10 | 136.0666 | 149.9225 | 331.349 | 131.2804 | 238.684 | 146.4386 | 195.3104 | 169.9117 | 149.1203 | 57.6226 | 111.1624 | 285.761 | 168.6602 | 253.5824 | 209.2446 | 181.6679 | 247.8505 | 184.5178
6715 | 19 | 280 | 10 | 131.6579 | 117.3191 | 328.2582 | 128.5503 | 226.5655 | 130.2211 | 194.1307 | 186.6346 | 152.1227 | 58.4192 | 109.7757 | 275.6444 | 152.3879 | 242.4593 | 187.9167 | 159.8573 | 257.3261 | 185.8766
6716 | 20 | 280 | 10 | 124.71 | 102.8924 | 319.1687 | 122.8431 | 219.7325 | 116.4679 | 185.8295 | 183.698 | 147.8049 | 52.3989 | 104.7477 | 273 | 145.5523 | 240.4535 | 185.3441 | 144.2793 | 241.268 | 171.7965
6717 | 21 | 280 | 10 | 123.9421 | 89.7592 | 318.3448 | 115.95 | 218.4983 | 115.5207 | 182.9745 | 167.5466 | 141.8839 | 50.4373 | 102.5545 | 260.6246 | 145.7275 | 230.792 | 172.8085 | 135.0089 | 235.8622 | 168.3953
6718 | 22 | 280 | 10 | 116.0166 | 89.1493 | 316.0933 | 117.0678 | 219.1847 | 116.3383 | 191.6482 | 167.1417 | 142.6741 | 47.5522 | 93.4513 | 248.6948 | 141.0427 | 240.5204 | 161.8604 | 130.4293 | 236.8059 | 173.1365
6719 | 23 | 280 | 10 | 116.6132 | 90.9706 | 316.9772 | 110.2066 | 223.9266 | 114.1393 | 207.4883 | 156.7519 | 140.8974 | 46.435 | 93.6566 | 242.9537 | 141.4144 | 237.8681 | 160.411 | 136.9355 | 238.0122 | 169.7855
6720 | 0 | 281 | 10 | 116.7533 | 89.5231 | 315.8466 | 107.701 | 219.9126 | 119.446 | 199.7572 | 157.6135 | 134.4285 | 48.9045 | 94.2427 | 244.7438 | 139.4474 | 245.78 | 163.7814 | 142.8313 | 224.4632 | 163.3953
6721 | 1 | 281 | 10 | 114.1733 | 93.2583 | 311.7814 | 106.3776 | 223.9382 | 120.659 | 202.7539 | 162.352 | 137.3993 | 54.265 | 92.7194 | 244.1089 | 141.247 | 244.7634 | 148.3794 | 140.7694 | 227.6155 | 165.3454
6722 | 2 | 281 | 10 | 111.1674 | 92.3987 | 312.9645 | 107.2497 | 223.4918 | 118.3555 | 204.5472 | 159.8357 | 138.104 | 53.3662 | 93.104 | 245.7187 | 141.7865 | 255.8432 | 152.5663 | 135.0419 | 224.83 | 168.7489
6723 | 3 | 281 | 10 | 106.1496 | 89.2012 | 310.7674 | 108.2208 | 229.0661 | 121.1708 | 205.8851 | 161.4027 | 139.2755 | 54.7395 | 94.9577 | 248.7837 | 139.5052 | 257.8869 | 166.5434 | 143.2672 | 221.231 | 165.4903
6724 | 4 | 281 | 10 | 104.201 | 81.1558 | 307.2152 | 109.1532 | 214.1395 | 122.5744 | 214.5148 | 165.0847 | 138.6601 | 53.2251 | 100.2997 | 243.7492 | 150.3844 | 254.8328 | 174.8551 | 138.1479 | 222.2929 | 161.7965
6725 | 5 | 281 | 10 | 101.2359 | 84.5254 | 305.1947 | 111.315 | 204.7063 | 120.5078 | 204.5658 | 164.1046 | 146.0989 | 52.4324 | 100.732 | 258.4172 | 141.6219 | 261.671 | 165.4011 | 136.4894 | 229.6 | 169.1244
6726 | 6 | 281 | 10 | 79.3127 | 74.6228 | 254.9412 | 112.8072 | 179.2147 | 103.1705 | 145.3056 | 163.3187 | 144.9619 | 35.306 | 101.6349 | 235.4451 | 120.6966 | 234.496 | 156.668 | 126.9986 | 190.0532 | 137.34
6727 | 7 | 281 | 10 | 76.0661 | 48.0636 | 193.3862 | 115.6003 | 151.7998 | 85.6642 | 115.2108 | 131.2635 | 88.8469 | 31.6606 | 101.6683 | 191.7197 | 97.8845 | 176.8368 | 134.9792 | 104.6282 | 136.0629 | 71.9486
6728 | 8 | 281 | 10 | 76.2294 | 49.3891 | 187.1768 | 117.9679 | 148.6898 | 87.4692 | 114.0979 | 136.6629 | 90.8643 | 36.1594 | 107.9684 | 190.0763 | 94.5168 | 170.8654 | 129.2288 | 97.4562 | 148.1675 | 73.862
6729 | 9 | 281 | 10 | 75.9364 | 48.0264 | 185.5663 | 120.5115 | 148.8648 | 88.4256 | 111.5115 | 136.0892 | 78.4665 | 39.8275 | 106.4491 | 179.1516 | 97.0995 | 162.3816 | 130.8106 | 103.0926 | 121.8831 | 71.7015
6730 | 10 | 281 | 10 | 75.5181 | 45.4387 | 190.4599 | 117.6287 | 153.9487 | 90.1168 | 110.2955 | 134.0365 | 80.0449 | 39.9 | 108.4382 | 175.0906 | 101.1615 | 160.5882 | 125.9496 | 102.0177 | 132.5829 | 73.3061
6731 | 11 | 281 | 10 | 74.5721 | 53.8562 | 180.3532 | 119.333 | 158.9703 | 93.1653 | 111.2052 | 131.2021 | 79.937 | 38.5205 | 109.1532 | 181.1458 | 103.9009 | 160.7481 | 130.5234 | 104.9774 | 128.5045 | 72.0289
6732 | 12 | 281 | 10 | 73.6227 | 56.9987 | 168.9154 | 118.2772 | 157.1925 | 88.0044 | 116.9664 | 116.818 | 82.3858 | 38.9519 | 109.7449 | 181.5796 | 104.0534 | 170.1502 | 128.7153 | 98.3642 | 127.239 | 72.0647
6733 | 13 | 281 | 10 | 74.8577 | 59.3177 | 169.3934 | 116.6753 | 159.3238 | 86.3385 | 117.8403 | 113.0252 | 79.326 | 35.696 | 106.2391 | 179.8713 | 102.7911 | 170.3828 | 123.14 | 94.5397 | 128.4654 | 73.584
6734 | 14 | 281 | 10 | 76.4338 | 57.0823 | 170.1711 | 118.3679 | 160.1978 | 85.2391 | 114.9612 | 126.5351 | 81.7047 | 37.9196 | 102.2128 | 186.5201 | 101.8841 | 168.3263 | 125.1119 | 99.6655 | 125.2876 | 72.4094
6735 | 15 | 281 | 10 | 98.0447 | 57.4724 | 181.658 | 122.932 | 187.9732 | 106.3573 | 126.0344 | 137.8783 | 88.5747 | 43.8298 | 101.3004 | 194.3249 | 132.0481 | 175.9296 | 144.2255 | 100.249 | 155.5559 | 86.6151
6736 | 16 | 281 | 10 | 120.8475 | 94.9282 | 262.4759 | 127.323 | 234.579 | 137.47 | 180.9047 | 153.543 | 110.3563 | 52.6442 | 109.5589 | 247.9884 | 171.2374 | 204.8563 | 177.9272 | 149.1899 | 230.9864 | 142.4788
6737 | 17 | 281 | 10 | 132.7973 | 173.494 | 333.7376 | 125.5399 | 242.5548 | 153.681 | 199.71 | 167.1404 | 141.3147 | 53.5271 | 114.6611 | 287.6255 | 169.7024 | 253.8994 | 198.2785 | 198.4655 | 253.4598 | 179.4352
6738 | 18 | 281 | 10 | 136.0666 | 149.9225 | 331.349 | 131.2804 | 238.684 | 146.4386 | 195.3104 | 169.9117 | 149.1203 | 57.6226 | 111.1624 | 285.761 | 168.6602 | 253.5824 | 209.2446 | 181.6679 | 247.8505 | 184.5178
6739 | 19 | 281 | 10 | 131.6579 | 117.3191 | 328.2582 | 128.5503 | 226.5655 | 130.2211 | 194.1307 | 186.6346 | 152.1227 | 58.4192 | 109.7757 | 275.6444 | 152.3879 | 242.4593 | 187.9167 | 159.8573 | 257.3261 | 185.8766
6740 | 20 | 281 | 10 | 124.71 | 102.8924 | 319.1687 | 122.8431 | 219.7325 | 116.4679 | 185.8295 | 183.698 | 147.8049 | 52.3989 | 104.7477 | 273 | 145.5523 | 240.4535 | 185.3441 | 144.2793 | 241.268 | 171.7965
6741 | 21 | 281 | 10 | 123.9421 | 89.7592 | 318.3448 | 115.95 | 218.4983 | 115.5207 | 182.9745 | 167.5466 | 141.8839 | 50.4373 | 102.5545 | 260.6246 | 145.7275 | 230.792 | 172.8085 | 135.0089 | 235.8622 | 168.3953
6742 | 22 | 281 | 10 | 116.0166 | 89.1493 | 316.0933 | 117.0678 | 219.1847 | 116.3383 | 191.6482 | 167.1417 | 142.6741 | 47.5522 | 93.4513 | 248.6948 | 141.0427 | 240.5204 | 161.8604 | 130.4293 | 236.8059 | 173.1365
6743 | 23 | 281 | 10 | 116.6132 | 90.9706 | 316.9772 | 110.2066 | 223.9266 | 114.1393 | 207.4883 | 156.7519 | 140.8974 | 46.435 | 93.6566 | 242.9537 | 141.4144 | 237.8681 | 160.411 | 136.9355 | 238.0122 | 169.7855
6744 | 0 | 282 | 10 | 116.7533 | 89.5231 | 315.8466 | 107.701 | 219.9126 | 119.446 | 199.7572 | 157.6135 | 134.4285 | 48.9045 | 94.2427 | 244.7438 | 139.4474 | 245.78 | 163.7814 | 142.8313 | 224.4632 | 163.3953
6745 | 1 | 282 | 10 | 114.1733 | 93.2583 | 311.7814 | 106.3776 | 223.9382 | 120.659 | 202.7539 | 162.352 | 137.3993 | 54.265 | 92.7194 | 244.1089 | 141.247 | 244.7634 | 148.3794 | 140.7694 | 227.6155 | 165.3454
6746 | 2 | 282 | 10 | 111.1674 | 92.3987 | 312.9645 | 107.2497 | 223.4918 | 118.3555 | 204.5472 | 159.8357 | 138.104 | 53.3662 | 93.104 | 245.7187 | 141.7865 | 255.8432 | 152.5663 | 135.0419 | 224.83 | 168.7489
6747 | 3 | 282 | 10 | 106.1496 | 89.2012 | 310.7674 | 108.2208 | 229.0661 | 121.1708 | 205.8851 | 161.4027 | 139.2755 | 54.7395 | 94.9577 | 248.7837 | 139.5052 | 257.8869 | 166.5434 | 143.2672 | 221.231 | 165.4903
6748 | 4 | 282 | 10 | 104.201 | 81.1558 | 307.2152 | 109.1532 | 214.1395 | 122.5744 | 214.5148 | 165.0847 | 138.6601 | 53.2251 | 100.2997 | 243.7492 | 150.3844 | 254.8328 | 174.8551 | 138.1479 | 222.2929 | 161.7965
6749 | 5 | 282 | 10 | 101.2359 | 84.5254 | 305.1947 | 111.315 | 204.7063 | 120.5078 | 204.5658 | 164.1046 | 146.0989 | 52.4324 | 100.732 | 258.4172 | 141.6219 | 261.671 | 165.4011 | 136.4894 | 229.6 | 169.1244
6750 | 6 | 282 | 10 | 79.3127 | 74.6228 | 254.9412 | 112.8072 | 179.2147 | 103.1705 | 145.3056 | 163.3187 | 144.9619 | 35.306 | 101.6349 | 235.4451 | 120.6966 | 234.496 | 156.668 | 126.9986 | 190.0532 | 137.34
6751 | 7 | 282 | 10 | 76.0661 | 48.0636 | 193.3862 | 115.6003 | 151.7998 | 85.6642 | 115.2108 | 131.2635 | 88.8469 | 31.6606 | 101.6683 | 191.7197 | 97.8845 | 176.8368 | 134.9792 | 104.6282 | 136.0629 | 71.9486
6752 | 8 | 282 | 10 | 76.2294 | 49.3891 | 187.1768 | 117.9679 | 148.6898 | 87.4692 | 114.0979 | 136.6629 | 90.8643 | 36.1594 | 107.9684 | 190.0763 | 94.5168 | 170.8654 | 129.2288 | 97.4562 | 148.1675 | 73.862
6753 | 9 | 282 | 10 | 75.9364 | 48.0264 | 185.5663 | 120.5115 | 148.8648 | 88.4256 | 111.5115 | 136.0892 | 78.4665 | 39.8275 | 106.4491 | 179.1516 | 97.0995 | 162.3816 | 130.8106 | 103.0926 | 121.8831 | 71.7015
6754 | 10 | 282 | 10 | 75.5181 | 45.4387 | 190.4599 | 117.6287 | 153.9487 | 90.1168 | 110.2955 | 134.0365 | 80.0449 | 39.9 | 108.4382 | 175.0906 | 101.1615 | 160.5882 | 125.9496 | 102.0177 | 132.5829 | 73.3061
6755 | 11 | 282 | 10 | 74.5721 | 53.8562 | 180.3532 | 119.333 | 158.9703 | 93.1653 | 111.2052 | 131.2021 | 79.937 | 38.5205 | 109.1532 | 181.1458 | 103.9009 | 160.7481 | 130.5234 | 104.9774 | 128.5045 | 72.0289
6756 | 12 | 282 | 10 | 73.6227 | 56.9987 | 168.9154 | 118.2772 | 157.1925 | 88.0044 | 116.9664 | 116.818 | 82.3858 | 38.9519 | 109.7449 | 181.5796 | 104.0534 | 170.1502 | 128.7153 | 98.3642 | 127.239 | 72.0647
6757 | 13 | 282 | 10 | 74.8577 | 59.3177 | 169.3934 | 116.6753 | 159.3238 | 86.3385 | 117.8403 | 113.0252 | 79.326 | 35.696 | 106.2391 | 179.8713 | 102.7911 | 170.3828 | 123.14 | 94.5397 | 128.4654 | 73.584
6758 | 14 | 282 | 10 | 76.4338 | 57.0823 | 170.1711 | 118.3679 | 160.1978 | 85.2391 | 114.9612 | 126.5351 | 81.7047 | 37.9196 | 102.2128 | 186.5201 | 101.8841 | 168.3263 | 125.1119 | 99.6655 | 125.2876 | 72.4094
6759 | 15 | 282 | 10 | 98.0447 | 57.4724 | 181.658 | 122.932 | 187.9732 | 106.3573 | 126.0344 | 137.8783 | 88.5747 | 43.8298 | 101.3004 | 194.3249 | 132.0481 | 175.9296 | 144.2255 | 100.249 | 155.5559 | 86.6151
6760 | 16 | 282 | 10 | 120.8475 | 94.9282 | 262.4759 | 127.323 | 234.579 | 137.47 | 180.9047 | 153.543 | 110.3563 | 52.6442 | 109.5589 | 247.9884 | 171.2374 | 204.8563 | 177.9272 | 149.1899 | 230.9864 | 142.4788
6761 | 17 | 282 | 10 | 132.7973 | 173.494 | 333.7376 | 125.5399 | 242.5548 | 153.681 | 199.71 | 167.1404 | 141.3147 | 53.5271 | 114.6611 | 287.6255 | 169.7024 | 253.8994 | 198.2785 | 198.4655 | 253.4598 | 179.4352
6762 | 18 | 282 | 10 | 136.0666 | 149.9225 | 331.349 | 131.2804 | 238.684 | 146.4386 | 195.3104 | 169.9117 | 149.1203 | 57.6226 | 111.1624 | 285.761 | 168.6602 | 253.5824 | 209.2446 | 181.6679 | 247.8505 | 184.5178
6763 | 19 | 282 | 10 | 131.6579 | 117.3191 | 328.2582 | 128.5503 | 226.5655 | 130.2211 | 194.1307 | 186.6346 | 152.1227 | 58.4192 | 109.7757 | 275.6444 | 152.3879 | 242.4593 | 187.9167 | 159.8573 | 257.3261 | 185.8766
6764 | 20 | 282 | 10 | 124.71 | 102.8924 | 319.1687 | 122.8431 | 219.7325 | 116.4679 | 185.8295 | 183.698 | 147.8049 | 52.3989 | 104.7477 | 273 | 145.5523 | 240.4535 | 185.3441 | 144.2793 | 241.268 | 171.7965
6765 | 21 | 282 | 10 | 123.9421 | 89.7592 | 318.3448 | 115.95 | 218.4983 | 115.5207 | 182.9745 | 167.5466 | 141.8839 | 50.4373 | 102.5545 | 260.6246 | 145.7275 | 230.792 | 172.8085 | 135.0089 | 235.8622 | 168.3953
6766 | 22 | 282 | 10 | 116.0166 | 89.1493 | 316.0933 | 117.0678 | 219.1847 | 116.3383 | 191.6482 | 167.1417 | 142.6741 | 47.5522 | 93.4513 | 248.6948 | 141.0427 | 240.5204 | 161.8604 | 130.4293 | 236.8059 | 173.1365
6767 | 23 | 282 | 10 | 116.6132 | 90.9706 | 316.9772 | 110.2066 | 223.9266 | 114.1393 | 207.4883 | 156.7519 | 140.8974 | 46.435 | 93.6566 | 242.9537 | 141.4144 | 237.8681 | 160.411 | 136.9355 | 238.0122 | 169.7855
6768 | 0 | 283 | 10 | 116.7533 | 89.5231 | 315.8466 | 107.701 | 219.9126 | 119.446 | 199.7572 | 157.6135 | 134.4285 | 48.9045 | 94.2427 | 244.7438 | 139.4474 | 245.78 | 163.7814 | 142.8313 | 224.4632 | 163.3953
6769 | 1 | 283 | 10 | 114.1733 | 93.2583 | 311.7814 | 106.3776 | 223.9382 | 120.659 | 202.7539 | 162.352 | 137.3993 | 54.265 | 92.7194 | 244.1089 | 141.247 | 244.7634 | 148.3794 | 140.7694 | 227.6155 | 165.3454
6770 | 2 | 283 | 10 | 111.1674 | 92.3987 | 312.9645 | 107.2497 | 223.4918 | 118.3555 | 204.5472 | 159.8357 | 138.104 | 53.3662 | 93.104 | 245.7187 | 141.7865 | 255.8432 | 152.5663 | 135.0419 | 224.83 | 168.7489
6771 | 3 | 283 | 10 | 106.1496 | 89.2012 | 310.7674 | 108.2208 | 229.0661 | 121.1708 | 205.8851 | 161.4027 | 139.2755 | 54.7395 | 94.9577 | 248.7837 | 139.5052 | 257.8869 | 166.5434 | 143.2672 | 221.231 | 165.4903
6772 | 4 | 283 | 10 | 104.201 | 81.1558 | 307.2152 | 109.1532 | 214.1395 | 122.5744 | 214.5148 | 165.0847 | 138.6601 | 53.2251 | 100.2997 | 243.7492 | 150.3844 | 254.8328 | 174.8551 | 138.1479 | 222.2929 | 161.7965
6773 | 5 | 283 | 10 | 101.2359 | 84.5254 | 305.1947 | 111.315 | 204.7063 | 120.5078 | 204.5658 | 164.1046 | 146.0989 | 52.4324 | 100.732 | 258.4172 | 141.6219 | 261.671 | 165.4011 | 136.4894 | 229.6 | 169.1244
6774 | 6 | 283 | 10 | 79.3127 | 74.6228 | 254.9412 | 112.8072 | 179.2147 | 103.1705 | 145.3056 | 163.3187 | 144.9619 | 35.306 | 101.6349 | 235.4451 | 120.6966 | 234.496 | 156.668 | 126.9986 | 190.0532 | 137.34
6775 | 7 | 283 | 10 | 76.0661 | 48.0636 | 193.3862 | 115.6003 | 151.7998 | 85.6642 | 115.2108 | 131.2635 | 88.8469 | 31.6606 | 101.6683 | 191.7197 | 97.8845 | 176.8368 | 134.9792 | 104.6282 | 136.0629 | 71.9486
6776 | 8 | 283 | 10 | 76.2294 | 49.3891 | 187.1768 | 117.9679 | 148.6898 | 87.4692 | 114.0979 | 136.6629 | 90.8643 | 36.1594 | 107.9684 | 190.0763 | 94.5168 | 170.8654 | 129.2288 | 97.4562 | 148.1675 | 73.862
6777 | 9 | 283 | 10 | 75.9364 | 48.0264 | 185.5663 | 120.5115 | 148.8648 | 88.4256 | 111.5115 | 136.0892 | 78.4665 | 39.8275 | 106.4491 | 179.1516 | 97.0995 | 162.3816 | 130.8106 | 103.0926 | 121.8831 | 71.7015
6778 | 10 | 283 | 10 | 75.5181 | 45.4387 | 190.4599 | 117.6287 | 153.9487 | 90.1168 | 110.2955 | 134.0365 | 80.0449 | 39.9 | 108.4382 | 175.0906 | 101.1615 | 160.5882 | 125.9496 | 102.0177 | 132.5829 | 73.3061
6779 | 11 | 283 | 10 | 74.5721 | 53.8562 | 180.3532 | 119.333 | 158.9703 | 93.1653 | 111.2052 | 131.2021 | 79.937 | 38.5205 | 109.1532 | 181.1458 | 103.9009 | 160.7481 | 130.5234 | 104.9774 | 128.5045 | 72.0289
6780 | 12 | 283 | 10 | 73.6227 | 56.9987 | 168.9154 | 118.2772 | 157.1925 | 88.0044 | 116.9664 | 116.818 | 82.3858 | 38.9519 | 109.7449 | 181.5796 | 104.0534 | 170.1502 | 128.7153 | 98.3642 | 127.239 | 72.0647
6781 | 13 | 283 | 10 | 74.8577 | 59.3177 | 169.3934 | 116.6753 | 159.3238 | 86.3385 | 117.8403 | 113.0252 | 79.326 | 35.696 | 106.2391 | 179.8713 | 102.7911 | 170.3828 | 123.14 | 94.5397 | 128.4654 | 73.584
6782 | 14 | 283 | 10 | 76.4338 | 57.0823 | 170.1711 | 118.3679 | 160.1978 | 85.2391 | 114.9612 | 126.5351 | 81.7047 | 37.9196 | 102.2128 | 186.5201 | 101.8841 | 168.3263 | 125.1119 | 99.6655 | 125.2876 | 72.4094
6783 | 15 | 283 | 10 | 98.0447 | 57.4724 | 181.658 | 122.932 | 187.9732 | 106.3573 | 126.0344 | 137.8783 | 88.5747 | 43.8298 | 101.3004 | 194.3249 | 132.0481 | 175.9296 | 144.2255 | 100.249 | 155.5559 | 86.6151
6784 | 16 | 283 | 10 | 120.8475 | 94.9282 | 262.4759 | 127.323 | 234.579 | 137.47 | 180.9047 | 153.543 | 110.3563 | 52.6442 | 109.5589 | 247.9884 | 171.2374 | 204.8563 | 177.9272 | 149.1899 | 230.9864 | 142.4788
6785 | 17 | 283 | 10 | 132.7973 | 173.494 | 333.7376 | 125.5399 | 242.5548 | 153.681 | 199.71 | 167.1404 | 141.3147 | 53.5271 | 114.6611 | 287.6255 | 169.7024 | 253.8994 | 198.2785 | 198.4655 | 253.4598 | 179.4352
6786 | 18 | 283 | 10 | 136.0666 | 149.9225 | 331.349 | 131.2804 | 238.684 | 146.4386 | 195.3104 | 169.9117 | 149.1203 | 57.6226 | 111.1624 | 285.761 | 168.6602 | 253.5824 | 209.2446 | 181.6679 | 247.8505 | 184.5178
6787 | 19 | 283 | 10 | 131.6579 | 117.3191 | 328.2582 | 128.5503 | 226.5655 | 130.2211 | 194.1307 | 186.6346 | 152.1227 | 58.4192 | 109.7757 | 275.6444 | 152.3879 | 242.4593 | 187.9167 | 159.8573 | 257.3261 | 185.8766
6788 | 20 | 283 | 10 | 124.71 | 102.8924 | 319.1687 | 122.8431 | 219.7325 | 116.4679 | 185.8295 | 183.698 | 147.8049 | 52.3989 | 104.7477 | 273 | 145.5523 | 240.4535 | 185.3441 | 144.2793 | 241.268 | 171.7965
6789 | 21 | 283 | 10 | 123.9421 | 89.7592 | 318.3448 | 115.95 | 218.4983 | 115.5207 | 182.9745 | 167.5466 | 141.8839 | 50.4373 | 102.5545 | 260.6246 | 145.7275 | 230.792 | 172.8085 | 135.0089 | 235.8622 | 168.3953
6790 | 22 | 283 | 10 | 116.0166 | 89.1493 | 316.0933 | 117.0678 | 219.1847 | 116.3383 | 191.6482 | 167.1417 | 142.6741 | 47.5522 | 93.4513 | 248.6948 | 141.0427 | 240.5204 | 161.8604 | 130.4293 | 236.8059 | 173.1365
6791 | 23 | 283 | 10 | 116.6132 | 90.9706 | 316.9772 | 110.2066 | 223.9266 | 114.1393 | 207.4883 | 156.7519 | 140.8974 | 46.435 | 93.6566 | 242.9537 | 141.4144 | 237.8681 | 160.411 | 136.9355 | 238.0122 | 169.7855
6792 | 0 | 284 | 10 | 116.7533 | 89.5231 | 315.8466 | 107.701 | 219.9126 | 119.446 | 199.7572 | 157.6135 | 134.4285 | 48.9045 | 94.2427 | 244.7438 | 139.4474 | 245.78 | 163.7814 | 142.8313 | 224.4632 | 163.3953
6793 | 1 | 284 | 10 | 114.1733 | 93.2583 | 311.7814 | 106.3776 | 223.9382 | 120.659 | 202.7539 | 162.352 | 137.3993 | 54.265 | 92.7194 | 244.1089 | 141.247 | 244.7634 | 148.3794 | 140.7694 | 227.6155 | 165.3454
6794 | 2 | 284 | 10 | 111.1674 | 92.3987 | 312.9645 | 107.2497 | 223.4918 | 118.3555 | 204.5472 | 159.8357 | 138.104 | 53.3662 | 93.104 | 245.7187 | 141.7865 | 255.8432 | 152.5663 | 135.0419 | 224.83 | 168.7489
6795 | 3 | 284 | 10 | 106.1496 | 89.2012 | 310.7674 | 108.2208 | 229.0661 | 121.1708 | 205.8851 | 161.4027 | 139.2755 | 54.7395 | 94.9577 | 248.7837 | 139.5052 | 257.8869 | 166.5434 | 143.2672 | 221.231 | 165.4903
6796 | 4 | 284 | 10 | 104.201 | 81.1558 | 307.2152 | 109.1532 | 214.1395 | 122.5744 | 214.5148 | 165.0847 | 138.6601 | 53.2251 | 100.2997 | 243.7492 | 150.3844 | 254.8328 | 174.8551 | 138.1479 | 222.2929 | 161.7965
6797 | 5 | 284 | 10 | 101.2359 | 84.5254 | 305.1947 | 111.315 | 204.7063 | 120.5078 | 204.5658 | 164.1046 | 146.0989 | 52.4324 | 100.732 | 258.4172 | 141.6219 | 261.671 | 165.4011 | 136.4894 | 229.6 | 169.1244
6798 | 6 | 284 | 10 | 79.3127 | 74.6228 | 254.9412 | 112.8072 | 179.2147 | 103.1705 | 145.3056 | 163.3187 | 144.9619 | 35.306 | 101.6349 | 235.4451 | 120.6966 | 234.496 | 156.668 | 126.9986 | 190.0532 | 137.34
6799 | 7 | 284 | 10 | 76.0661 | 48.0636 | 193.3862 | 115.6003 | 151.7998 | 85.6642 | 115.2108 | 131.2635 | 88.8469 | 31.6606 | 101.6683 | 191.7197 | 97.8845 | 176.8368 | 134.9792 | 104.6282 | 136.0629 | 71.9486
6800 | 8 | 284 | 10 | 76.2294 | 49.3891 | 187.1768 | 117.9679 | 148.6898 | 87.4692 | 114.0979 | 136.6629 | 90.8643 | 36.1594 | 107.9684 | 190.0763 | 94.5168 | 170.8654 | 129.2288 | 97.4562 | 148.1675 | 73.862
6801 | 9 | 284 | 10 | 75.9364 | 48.0264 | 185.5663 | 120.5115 | 148.8648 | 88.4256 | 111.5115 | 136.0892 | 78.4665 | 39.8275 | 106.4491 | 179.1516 | 97.0995 | 162.3816 | 130.8106 | 103.0926 | 121.8831 | 71.7015
6802 | 10 | 284 | 10 | 75.5181 | 45.4387 | 190.4599 | 117.6287 | 153.9487 | 90.1168 | 110.2955 | 134.0365 | 80.0449 | 39.9 | 108.4382 | 175.0906 | 101.1615 | 160.5882 | 125.9496 | 102.0177 | 132.5829 | 73.3061
6803 | 11 | 284 | 10 | 74.5721 | 53.8562 | 180.3532 | 119.333 | 158.9703 | 93.1653 | 111.2052 | 131.2021 | 79.937 | 38.5205 | 109.1532 | 181.1458 | 103.9009 | 160.7481 | 130.5234 | 104.9774 | 128.5045 | 72.0289
6804 | 12 | 284 | 10 | 73.6227 | 56.9987 | 168.9154 | 118.2772 | 157.1925 | 88.0044 | 116.9664 | 116.818 | 82.3858 | 38.9519 | 109.7449 | 181.5796 | 104.0534 | 170.1502 | 128.7153 | 98.3642 | 127.239 | 72.0647
6805 | 13 | 284 | 10 | 74.8577 | 59.3177 | 169.3934 | 116.6753 | 159.3238 | 86.3385 | 117.8403 | 113.0252 | 79.326 | 35.696 | 106.2391 | 179.8713 | 102.7911 | 170.3828 | 123.14 | 94.5397 | 128.4654 | 73.584
6806 | 14 | 284 | 10 | 76.4338 | 57.0823 | 170.1711 | 118.3679 | 160.1978 | 85.2391 | 114.9612 | 126.5351 | 81.7047 | 37.9196 | 102.2128 | 186.5201 | 101.8841 | 168.3263 | 125.1119 | 99.6655 | 125.2876 | 72.4094
6807 | 15 | 284 | 10 | 98.0447 | 57.4724 | 181.658 | 122.932 | 187.9732 | 106.3573 | 126.0344 | 137.8783 | 88.5747 | 43.8298 | 101.3004 | 194.3249 | 132.0481 | 175.9296 | 144.2255 | 100.249 | 155.5559 | 86.6151
6808 | 16 | 284 | 10 | 120.8475 | 94.9282 | 262.4759 | 127.323 | 234.579 | 137.47 | 180.9047 | 153.543 | 110.3563 | 52.6442 | 109.5589 | 247.9884 | 171.2374 | 204.8563 | 177.9272 | 149.1899 | 230.9864 | 142.4788
6809 | 17 | 284 | 10 | 132.7973 | 173.494 | 333.7376 | 125.5399 | 242.5548 | 153.681 | 199.71 | 167.1404 | 141.3147 | 53.5271 | 114.6611 | 287.6255 | 169.7024 | 253.8994 | 198.2785 | 198.4655 | 253.4598 | 179.4352
6810 | 18 | 284 | 10 | 136.0666 | 149.9225 | 331.349 | 131.2804 | 238.684 | 146.4386 | 195.3104 | 169.9117 | 149.1203 | 57.6226 | 111.1624 | 285.761 | 168.6602 | 253.5824 | 209.2446 | 181.6679 | 247.8505 | 184.5178
6811 | 19 | 284 | 10 | 131.6579 | 117.3191 | 328.2582 | 128.5503 | 226.5655 | 130.2211 | 194.1307 | 186.6346 | 152.1227 | 58.4192 | 109.7757 | 275.6444 | 152.3879 | 242.4593 | 187.9167 | 159.8573 | 257.3261 | 185.8766
6812 | 20 | 284 | 10 | 124.71 | 102.8924 | 319.1687 | 122.8431 | 219.7325 | 116.4679 | 185.8295 | 183.698 | 147.8049 | 52.3989 | 104.7477 | 273 | 145.5523 | 240.4535 | 185.3441 | 144.2793 | 241.268 | 171.7965
6813 | 21 | 284 | 10 | 123.9421 | 89.7592 | 318.3448 | 115.95 | 218.4983 | 115.5207 | 182.9745 | 167.5466 | 141.8839 | 50.4373 | 102.5545 | 260.6246 | 145.7275 | 230.792 | 172.8085 | 135.0089 | 235.8622 | 168.3953
6814 | 22 | 284 | 10 | 116.0166 | 89.1493 | 316.0933 | 117.0678 | 219.1847 | 116.3383 | 191.6482 | 167.1417 | 142.6741 | 47.5522 | 93.4513 | 248.6948 | 141.0427 | 240.5204 | 161.8604 | 130.4293 | 236.8059 | 173.1365
6815 | 23 | 284 | 10 | 116.6132 | 90.9706 | 316.9772 | 110.2066 | 223.9266 | 114.1393 | 207.4883 | 156.7519 | 140.8974 | 46.435 | 93.6566 | 242.9537 | 141.4144 | 237.8681 | 160.411 | 136.9355 | 238.0122 | 169.7855
6816 | 0 | 285 | 10 | 116.7533 | 89.5231 | 315.8466 | 107.701 | 219.9126 | 119.446 | 199.7572 | 157.6135 | 134.4285 | 48.9045 | 94.2427 | 244.7438 | 139.4474 | 245.78 | 163.7814 | 142.8313 | 224.4632 | 163.3953
6817 | 1 | 285 | 10 | 114.1733 | 93.2583 | 311.7814 | 106.3776 | 223.9382 | 120.659 | 202.7539 | 162.352 | 137.3993 | 54.265 | 92.7194 | 244.1089 | 141.247 | 244.7634 | 148.3794 | 140.7694 | 227.6155 | 165.3454
6818 | 2 | 285 | 10 | 111.1674 | 92.3987 | 312.9645 | 107.2497 | 223.4918 | 118.3555 | 204.5472 | 159.8357 | 138.104 | 53.3662 | 93.104 | 245.7187 | 141.7865 | 255.8432 | 152.5663 | 135.0419 | 224.83 | 168.7489
6819 | 3 | 285 | 10 | 106.1496 | 89.2012 | 310.7674 | 108.2208 | 229.0661 | 121.1708 | 205.8851 | 161.4027 | 139.2755 | 54.7395 | 94.9577 | 248.7837 | 139.5052 | 257.8869 | 166.5434 | 143.2672 | 221.231 | 165.4903
6820 | 4 | 285 | 10 | 104.201 | 81.1558 | 307.2152 | 109.1532 | 214.1395 | 122.5744 | 214.5148 | 165.0847 | 138.6601 | 53.2251 | 100.2997 | 243.7492 | 150.3844 | 254.8328 | 174.8551 | 138.1479 | 222.2929 | 161.7965
6821 | 5 | 285 | 10 | 101.2359 | 84.5254 | 305.1947 | 111.315 | 204.7063 | 120.5078 | 204.5658 | 164.1046 | 146.0989 | 52.4324 | 100.732 | 258.4172 | 141.6219 | 261.671 | 165.4011 | 136.4894 | 229.6 | 169.1244
6822 | 6 | 285 | 10 | 79.3127 | 74.6228 | 254.9412 | 112.8072 | 179.2147 | 103.1705 | 145.3056 | 163.3187 | 144.9619 | 35.306 | 101.6349 | 235.4451 | 120.6966 | 234.496 | 156.668 | 126.9986 | 190.0532 | 137.34
6823 | 7 | 285 | 10 | 76.0661 | 48.0636 | 193.3862 | 115.6003 | 151.7998 | 85.6642 | 115.2108 | 131.2635 | 88.8469 | 31.6606 | 101.6683 | 191.7197 | 97.8845 | 176.8368 | 134.9792 | 104.6282 | 136.0629 | 71.9486
6824 | 8 | 285 | 10 | 76.2294 | 49.3891 | 187.1768 | 117.9679 | 148.6898 | 87.4692 | 114.0979 | 136.6629 | 90.8643 | 36.1594 | 107.9684 | 190.0763 | 94.5168 | 170.8654 | 129.2288 | 97.4562 | 148.1675 | 73.862
6825 | 9 | 285 | 10 | 75.9364 | 48.0264 | 185.5663 | 120.5115 | 148.8648 | 88.4256 | 111.5115 | 136.0892 | 78.4665 | 39.8275 | 106.4491 | 179.1516 | 97.0995 | 162.3816 | 130.8106 | 103.0926 | 121.8831 | 71.7015
6826 | 10 | 285 | 10 | 75.5181 | 45.4387 | 190.4599 | 117.6287 | 153.9487 | 90.1168 | 110.2955 | 134.0365 | 80.0449 | 39.9 | 108.4382 | 175.0906 | 101.1615 | 160.5882 | 125.9496 | 102.0177 | 132.5829 | 73.3061
6827 | 11 | 285 | 10 | 74.5721 | 53.8562 | 180.3532 | 119.333 | 158.9703 | 93.1653 | 111.2052 | 131.2021 | 79.937 | 38.5205 | 109.1532 | 181.1458 | 103.9009 | 160.7481 | 130.5234 | 104.9774 | 128.5045 | 72.0289
6828 | 12 | 285 | 10 | 73.6227 | 56.9987 | 168.9154 | 118.2772 | 157.1925 | 88.0044 | 116.9664 | 116.818 | 82.3858 | 38.9519 | 109.7449 | 181.5796 | 104.0534 | 170.1502 | 128.7153 | 98.3642 | 127.239 | 72.0647
6829 | 13 | 285 | 10 | 74.8577 | 59.3177 | 169.3934 | 116.6753 | 159.3238 | 86.3385 | 117.8403 | 113.0252 | 79.326 | 35.696 | 106.2391 | 179.8713 | 102.7911 | 170.3828 | 123.14 | 94.5397 | 128.4654 | 73.584
6830 | 14 | 285 | 10 | 76.4338 | 57.0823 | 170.1711 | 118.3679 | 160.1978 | 85.2391 | 114.9612 | 126.5351 | 81.7047 | 37.9196 | 102.2128 | 186.5201 | 101.8841 | 168.3263 | 125.1119 | 99.6655 | 125.2876 | 72.4094
6831 | 15 | 285 | 10 | 98.0447 | 57.4724 | 181.658 | 122.932 | 187.9732 | 106.3573 | 126.0344 | 137.8783 | 88.5747 | 43.8298 | 101.3004 | 194.3249 | 132.0481 | 175.9296 | 144.2255 | 100.249 | 155.5559 | 86.6151
6832 | 16 | 285 | 10 | 120.8475 | 94.9282 | 262.4759 | 127.323 | 234.579 | 137.47 | 180.9047 | 153.543 | 110.3563 | 52.6442 | 109.5589 | 247.9884 | 171.2374 | 204.8563 | 177.9272 | 149.1899 | 230.9864 | 142.4788
6833 | 17 | 285 | 10 | 132.7973 | 173.494 | 333.7376 | 125.5399 | 242.5548 | 153.681 | 199.71 | 167.1404 | 141.3147 | 53.5271 | 114.6611 | 287.6255 | 169.7024 | 253.8994 | 198.2785 | 198.4655 | 253.4598 | 179.4352
6834 | 18 | 285 | 10 | 136.0666 | 149.9225 | 331.349 | 131.2804 | 238.684 | 146.4386 | 195.3104 | 169.9117 | 149.1203 | 57.6226 | 111.1624 | 285.761 | 168.6602 | 253.5824 | 209.2446 | 181.6679 | 247.8505 | 184.5178
6835 | 19 | 285 | 10 | 131.6579 | 117.3191 | 328.2582 | 128.5503 | 226.5655 | 130.2211 | 194.1307 | 186.6346 | 152.1227 | 58.4192 | 109.7757 | 275.6444 | 152.3879 | 242.4593 | 187.9167 | 159.8573 | 257.3261 | 185.8766
6836 | 20 | 285 | 10 | 124.71 | 102.8924 | 319.1687 | 122.8431 | 219.7325 | 116.4679 | 185.8295 | 183.698 | 147.8049 | 52.3989 | 104.7477 | 273 | 145.5523 | 240.4535 | 185.3441 | 144.2793 | 241.268 | 171.7965
6837 | 21 | 285 | 10 | 123.9421 | 89.7592 | 318.3448 | 115.95 | 218.4983 | 115.5207 | 182.9745 | 167.5466 | 141.8839 | 50.4373 | 102.5545 | 260.6246 | 145.7275 | 230.792 | 172.8085 | 135.0089 | 235.8622 | 168.3953
6838 | 22 | 285 | 10 | 116.0166 | 89.1493 | 316.0933 | 117.0678 | 219.1847 | 116.3383 | 191.6482 | 167.1417 | 142.6741 | 47.5522 | 93.4513 | 248.6948 | 141.0427 | 240.5204 | 161.8604 | 130.4293 | 236.8059 | 173.1365
6839 | 23 | 285 | 10 | 116.6132 | 90.9706 | 316.9772 | 110.2066 | 223.9266 | 114.1393 | 207.4883 | 156.7519 | 140.8974 | 46.435 | 93.6566 | 242.9537 | 141.4144 | 237.8681 | 160.411 | 136.9355 | 238.0122 | 169.7855
6840 | 0 | 286 | 10 | 116.7533 | 89.5231 | 315.8466 | 107.701 | 219.9126 | 119.446 | 199.7572 | 157.6135 | 134.4285 | 48.9045 | 94.2427 | 244.7438 | 139.4474 | 245.78 | 163.7814 | 142.8313 | 224.4632 | 163.3953
6841 | 1 | 286 | 10 | 114.1733 | 93.2583 | 311.7814 | 106.3776 | 223.9382 | 120.659 | 202.7539 | 162.352 | 137.3993 | 54.265 | 92.7194 | 244.1089 | 141.247 | 244.7634 | 148.3794 | 140.7694 | 227.6155 | 165.3454
6842 | 2 | 286 | 10 | 111.1674 | 92.3987 | 312.9645 | 107.2497 | 223.4918 | 118.3555 | 204.5472 | 159.8357 | 138.104 | 53.3662 | 93.104 | 245.7187 | 141.7865 | 255.8432 | 152.5663 | 135.0419 | 224.83 | 168.7489
6843 | 3 | 286 | 10 | 106.1496 | 89.2012 | 310.7674 | 108.2208 | 229.0661 | 121.1708 | 205.8851 | 161.4027 | 139.2755 | 54.7395 | 94.9577 | 248.7837 | 139.5052 | 257.8869 | 166.5434 | 143.2672 | 221.231 | 165.4903
6844 | 4 | 286 | 10 | 104.201 | 81.1558 | 307.2152 | 109.1532 | 214.1395 | 122.5744 | 214.5148 | 165.0847 | 138.6601 | 53.2251 | 100.2997 | 243.7492 | 150.3844 | 254.8328 | 174.8551 | 138.1479 | 222.2929 | 161.7965
6845 | 5 | 286 | 10 | 101.2359 | 84.5254 | 305.1947 | 111.315 | 204.7063 | 120.5078 | 204.5658 | 164.1046 | 146.0989 | 52.4324 | 100.732 | 258.4172 | 141.6219 | 261.671 | 165.4011 | 136.4894 | 229.6 | 169.1244
6846 | 6 | 286 | 10 | 79.3127 | 74.6228 | 254.9412 | 112.8072 | 179.2147 | 103.1705 | 145.3056 | 163.3187 | 144.9619 | 35.306 | 101.6349 | 235.4451 | 120.6966 | 234.496 | 156.668 | 126.9986 | 190.0532 | 137.34
6847 | 7 | 286 | 10 | 76.0661 | 48.0636 | 193.3862 | 115.6003 | 151.7998 | 85.6642 | 115.2108 | 131.2635 | 88.8469 | 31.6606 | 101.6683 | 191.7197 | 97.8845 | 176.8368 | 134.9792 | 104.6282 | 136.0629 | 71.9486
6848 | 8 | 286 | 10 | 76.2294 | 49.3891 | 187.1768 | 117.9679 | 148.6898 | 87.4692 | 114.0979 | 136.6629 | 90.8643 | 36.1594 | 107.9684 | 190.0763 | 94.5168 | 170.8654 | 129.2288 | 97.4562 | 148.1675 | 73.862
6849 | 9 | 286 | 10 | 75.9364 | 48.0264 | 185.5663 | 120.5115 | 148.8648 | 88.4256 | 111.5115 | 136.0892 | 78.4665 | 39.8275 | 106.4491 | 179.1516 | 97.0995 | 162.3816 | 130.8106 | 103.0926 | 121.8831 | 71.7015
6850 | 10 | 286 | 10 | 75.5181 | 45.4387 | 190.4599 | 117.6287 | 153.9487 | 90.1168 | 110.2955 | 134.0365 | 80.0449 | 39.9 | 108.4382 | 175.0906 | 101.1615 | 160.5882 | 125.9496 | 102.0177 | 132.5829 | 73.3061
6851 | 11 | 286 | 10 | 74.5721 | 53.8562 | 180.3532 | 119.333 | 158.9703 | 93.1653 | 111.2052 | 131.2021 | 79.937 | 38.5205 | 109.1532 | 181.1458 | 103.9009 | 160.7481 | 130.5234 | 104.9774 | 128.5045 | 72.0289
6852 | 12 | 286 | 10 | 73.6227 | 56.9987 | 168.9154 | 118.2772 | 157.1925 | 88.0044 | 116.9664 | 116.818 | 82.3858 | 38.9519 | 109.7449 | 181.5796 | 104.0534 | 170.1502 | 128.7153 | 98.3642 | 127.239 | 72.0647
6853 | 13 | 286 | 10 | 74.8577 | 59.3177 | 169.3934 | 116.6753 | 159.3238 | 86.3385 | 117.8403 | 113.0252 | 79.326 | 35.696 | 106.2391 | 179.8713 | 102.7911 | 170.3828 | 123.14 | 94.5397 | 128.4654 | 73.584
6854 | 14 | 286 | 10 | 76.4338 | 57.0823 | 170.1711 | 118.3679 | 160.1978 | 85.2391 | 114.9612 | 126.5351 | 81.7047 | 37.9196 | 102.2128 | 186.5201 | 101.8841 | 168.3263 | 125.1119 | 99.6655 | 125.2876 | 72.4094
6855 | 15 | 286 | 10 | 98.0447 | 57.4724 | 181.658 | 122.932 | 187.9732 | 106.3573 | 126.0344 | 137.8783 | 88.5747 | 43.8298 | 101.3004 | 194.3249 | 132.0481 | 175.9296 | 144.2255 | 100.249 | 155.5559 | 86.6151
6856 | 16 | 286 | 10 | 120.8475 | 94.9282 | 262.4759 | 127.323 | 234.579 | 137.47 | 180.9047 | 153.543 | 110.3563 | 52.6442 | 109.5589 | 247.9884 | 171.2374 | 204.8563 | 177.9272 | 149.1899 | 230.9864 | 142.4788
6857 | 17 | 286 | 10 | 132.7973 | 173.494 | 333.7376 | 125.5399 | 242.5548 | 153.681 | 199.71 | 167.1404 | 141.3147 | 53.5271 | 114.6611 | 287.6255 | 169.7024 | 253.8994 | 198.2785 | 198.4655 | 253.4598 | 179.4352
6858 | 18 | 286 | 10 | 136.0666 | 149.9225 | 331.349 | 131.2804 | 238.684 | 146.4386 | 195.3104 | 169.9117 | 149.1203 | 57.6226 | 111.1624 | 285.761 | 168.6602 | 253.5824 | 209.2446 | 181.6679 | 247.8505 | 184.5178
6859 | 19 | 286 | 10 | 131.6579 | 117.3191 | 328.2582 | 128.5503 | 226.5655 | 130.2211 | 194.1307 | 186.6346 | 152.1227 | 58.4192 | 109.7757 | 275.6444 | 152.3879 | 242.4593 | 187.9167 | 159.8573 | 257.3261 | 185.8766
6860 | 20 | 286 | 10 | 124.71 | 102.8924 | 319.1687 | 122.8431 | 219.7325 | 116.4679 | 185.8295 | 183.698 | 147.8049 | 52.3989 | 104.7477 | 273 | 145.5523 | 240.4535 | 185.3441 | 144.2793 | 241.268 | 171.7965
6861 | 21 | 286 | 10 | 123.9421 | 89.7592 | 318.3448 | 115.95 | 218.4983 | 115.5207 | 182.9745 | 167.5466 | 141.8839 | 50.4373 | 102.5545 | 260.6246 | 145.7275 | 230.792 | 172.8085 | 135.0089 | 235.8622 | 168.3953
6862 | 22 | 286 | 10 | 116.0166 | 89.1493 | 316.0933 | 117.0678 | 219.1847 | 116.3383 | 191.6482 | 167.1417 | 142.6741 | 47.5522 | 93.4513 | 248.6948 | 141.0427 | 240.5204 | 161.8604 | 130.4293 | 236.8059 | 173.1365
6863 | 23 | 286 | 10 | 116.6132 | 90.9706 | 316.9772 | 110.2066 | 223.9266 | 114.1393 | 207.4883 | 156.7519 | 140.8974 | 46.435 | 93.6566 | 242.9537 | 141.4144 | 237.8681 | 160.411 | 136.9355 | 238.0122 | 169.7855
6864 | 0 | 287 | 10 | 116.7533 | 89.5231 | 315.8466 | 107.701 | 219.9126 | 119.446 | 199.7572 | 157.6135 | 134.4285 | 48.9045 | 94.2427 | 244.7438 | 139.4474 | 245.78 | 163.7814 | 142.8313 | 224.4632 | 163.3953
6865 | 1 | 287 | 10 | 114.1733 | 93.2583 | 311.7814 | 106.3776 | 223.9382 | 120.659 | 202.7539 | 162.352 | 137.3993 | 54.265 | 92.7194 | 244.1089 | 141.247 | 244.7634 | 148.3794 | 140.7694 | 227.6155 | 165.3454
6866 | 2 | 287 | 10 | 111.1674 | 92.3987 | 312.9645 | 107.2497 | 223.4918 | 118.3555 | 204.5472 | 159.8357 | 138.104 | 53.3662 | 93.104 | 245.7187 | 141.7865 | 255.8432 | 152.5663 | 135.0419 | 224.83 | 168.7489
6867 | 3 | 287 | 10 | 106.1496 | 89.2012 | 310.7674 | 108.2208 | 229.0661 | 121.1708 | 205.8851 | 161.4027 | 139.2755 | 54.7395 | 94.9577 | 248.7837 | 139.5052 | 257.8869 | 166.5434 | 143.2672 | 221.231 | 165.4903
6868 | 4 | 287 | 10 | 104.201 | 81.1558 | 307.2152 | 109.1532 | 214.1395 | 122.5744 | 214.5148 | 165.0847 | 138.6601 | 53.2251 | 100.2997 | 243.7492 | 150.3844 | 254.8328 | 174.8551 | 138.1479 | 222.2929 | 161.7965
6869 | 5 | 287 | 10 | 101.2359 | 84.5254 | 305.1947 | 111.315 | 204.7063 | 120.5078 | 204.5658 | 164.1046 | 146.0989 | 52.4324 | 100.732 | 258.4172 | 141.6219 | 261.671 | 165.4011 | 136.4894 | 229.6 | 169.1244
6870 | 6 | 287 | 10 | 79.3127 | 74.6228 | 254.9412 | 112.8072 | 179.2147 | 103.1705 | 145.3056 | 163.3187 | 144.9619 | 35.306 | 101.6349 | 235.4451 | 120.6966 | 234.496 | 156.668 | 126.9986 | 190.0532 | 137.34
6871 | 7 | 287 | 10 | 76.0661 | 48.0636 | 193.3862 | 115.6003 | 151.7998 | 85.6642 | 115.2108 | 131.2635 | 88.8469 | 31.6606 | 101.6683 | 191.7197 | 97.8845 | 176.8368 | 134.9792 | 104.6282 | 136.0629 | 71.9486
6872 | 8 | 287 | 10 | 76.2294 | 49.3891 | 187.1768 | 117.9679 | 148.6898 | 87.4692 | 114.0979 | 136.6629 | 90.8643 | 36.1594 | 107.9684 | 190.0763 | 94.5168 | 170.8654 | 129.2288 | 97.4562 | 148.1675 | 73.862
6873 | 9 | 287 | 10 | 75.9364 | 48.0264 | 185.5663 | 120.5115 | 148.8648 | 88.4256 | 111.5115 | 136.0892 | 78.4665 | 39.8275 | 106.4491 | 179.1516 | 97.0995 | 162.3816 | 130.8106 | 103.0926 | 121.8831 | 71.7015
6874 | 10 | 287 | 10 | 75.5181 | 45.4387 | 190.4599 | 117.6287 | 153.9487 | 90.1168 | 110.2955 | 134.0365 | 80.0449 | 39.9 | 108.4382 | 175.0906 | 101.1615 | 160.5882 | 125.9496 | 102.0177 | 132.5829 | 73.3061
6875 | 11 | 287 | 10 | 74.5721 | 53.8562 | 180.3532 | 119.333 | 158.9703 | 93.1653 | 111.2052 | 131.2021 | 79.937 | 38.5205 | 109.1532 | 181.1458 | 103.9009 | 160.7481 | 130.5234 | 104.9774 | 128.5045 | 72.0289
6876 | 12 | 287 | 10 | 73.6227 | 56.9987 | 168.9154 | 118.2772 | 157.1925 | 88.0044 | 116.9664 | 116.818 | 82.3858 | 38.9519 | 109.7449 | 181.5796 | 104.0534 | 170.1502 | 128.7153 | 98.3642 | 127.239 | 72.0647
6877 | 13 | 287 | 10 | 74.8577 | 59.3177 | 169.3934 | 116.6753 | 159.3238 | 86.3385 | 117.8403 | 113.0252 | 79.326 | 35.696 | 106.2391 | 179.8713 | 102.7911 | 170.3828 | 123.14 | 94.5397 | 128.4654 | 73.584
6878 | 14 | 287 | 10 | 76.4338 | 57.0823 | 170.1711 | 118.3679 | 160.1978 | 85.2391 | 114.9612 | 126.5351 | 81.7047 | 37.9196 | 102.2128 | 186.5201 | 101.8841 | 168.3263 | 125.1119 | 99.6655 | 125.2876 | 72.4094
6879 | 15 | 287 | 10 | 98.0447 | 57.4724 | 181.658 | 122.932 | 187.9732 | 106.3573 | 126.0344 | 137.8783 | 88.5747 | 43.8298 | 101.3004 | 194.3249 | 132.0481 | 175.9296 | 144.2255 | 100.249 | 155.5559 | 86.6151
6880 | 16 | 287 | 10 | 120.8475 | 94.9282 | 262.4759 | 127.323 | 234.579 | 137.47 | 180.9047 | 153.543 | 110.3563 | 52.6442 | 109.5589 | 247.9884 | 171.2374 | 204.8563 | 177.9272 | 149.1899 | 230.9864 | 142.4788
6881 | 17 | 287 | 10 | 132.7973 | 173.494 | 333.7376 | 125.5399 | 242.5548 | 153.681 | 199.71 | 167.1404 | 141.3147 | 53.5271 | 114.6611 | 287.6255 | 169.7024 | 253.8994 | 198.2785 | 198.4655 | 253.4598 | 179.4352
6882 | 18 | 287 | 10 | 136.0666 | 149.9225 | 331.349 | 131.2804 | 238.684 | 146.4386 | 195.3104 | 169.9117 | 149.1203 | 57.6226 | 111.1624 | 285.761 | 168.6602 | 253.5824 | 209.2446 | 181.6679 | 247.8505 | 184.5178
6883 | 19 | 287 | 10 | 131.6579 | 117.3191 | 328.2582 | 128.5503 | 226.5655 | 130.2211 | 194.1307 | 186.6346 | 152.1227 | 58.4192 | 109.7757 | 275.6444 | 152.3879 | 242.4593 | 187.9167 | 159.8573 | 257.3261 | 185.8766
6884 | 20 | 287 | 10 | 124.71 | 102.8924 | 319.1687 | 122.8431 | 219.7325 | 116.4679 | 185.8295 | 183.698 | 147.8049 | 52.3989 | 104.7477 | 273 | 145.5523 | 240.4535 | 185.3441 | 144.2793 | 241.268 | 171.7965
6885 | 21 | 287 | 10 | 123.9421 | 89.7592 | 318.3448 | 115.95 | 218.4983 | 115.5207 | 182.9745 | 167.5466 | 141.8839 | 50.4373 | 102.5545 | 260.6246 | 145.7275 | 230.792 | 172.8085 | 135.0089 | 235.8622 | 168.3953
6886 | 22 | 287 | 10 | 116.0166 | 89.1493 | 316.0933 | 117.0678 | 219.1847 | 116.3383 | 191.6482 | 167.1417 | 142.6741 | 47.5522 | 93.4513 | 248.6948 | 141.0427 | 240.5204 | 161.8604 | 130.4293 | 236.8059 | 173.1365
6887 | 23 | 287 | 10 | 116.6132 | 90.9706 | 316.9772 | 110.2066 | 223.9266 | 114.1393 | 207.4883 | 156.7519 | 140.8974 | 46.435 | 93.6566 | 242.9537 | 141.4144 | 237.8681 | 160.411 | 136.9355 | 238.0122 | 169.7855
6888 | 0 | 288 | 10 | 116.7533 | 89.5231 | 315.8466 | 107.701 | 219.9126 | 119.446 | 199.7572 | 157.6135 | 134.4285 | 48.9045 | 94.2427 | 244.7438 | 139.4474 | 245.78 | 163.7814 | 142.8313 | 224.4632 | 163.3953
6889 | 1 | 288 | 10 | 114.1733 | 93.2583 | 311.7814 | 106.3776 | 223.9382 | 120.659 | 202.7539 | 162.352 | 137.3993 | 54.265 | 92.7194 | 244.1089 | 141.247 | 244.7634 | 148.3794 | 140.7694 | 227.6155 | 165.3454
6890 | 2 | 288 | 10 | 111.1674 | 92.3987 | 312.9645 | 107.2497 | 223.4918 | 118.3555 | 204.5472 | 159.8357 | 138.104 | 53.3662 | 93.104 | 245.7187 | 141.7865 | 255.8432 | 152.5663 | 135.0419 | 224.83 | 168.7489
6891 | 3 | 288 | 10 | 106.1496 | 89.2012 | 310.7674 | 108.2208 | 229.0661 | 121.1708 | 205.8851 | 161.4027 | 139.2755 | 54.7395 | 94.9577 | 248.7837 | 139.5052 | 257.8869 | 166.5434 | 143.2672 | 221.231 | 165.4903
6892 | 4 | 288 | 10 | 104.201 | 81.1558 | 307.2152 | 109.1532 | 214.1395 | 122.5744 | 214.5148 | 165.0847 | 138.6601 | 53.2251 | 100.2997 | 243.7492 | 150.3844 | 254.8328 | 174.8551 | 138.1479 | 222.2929 | 161.7965
6893 | 5 | 288 | 10 | 101.2359 | 84.5254 | 305.1947 | 111.315 | 204.7063 | 120.5078 | 204.5658 | 164.1046 | 146.0989 | 52.4324 | 100.732 | 258.4172 | 141.6219 | 261.671 | 165.4011 | 136.4894 | 229.6 | 169.1244
6894 | 6 | 288 | 10 | 79.3127 | 74.6228 | 254.9412 | 112.8072 | 179.2147 | 103.1705 | 145.3056 | 163.3187 | 144.9619 | 35.306 | 101.6349 | 235.4451 | 120.6966 | 234.496 | 156.668 | 126.9986 | 190.0532 | 137.34
6895 | 7 | 288 | 10 | 76.0661 | 48.0636 | 193.3862 | 115.6003 | 151.7998 | 85.6642 | 115.2108 | 131.2635 | 88.8469 | 31.6606 | 101.6683 | 191.7197 | 97.8845 | 176.8368 | 134.9792 | 104.6282 | 136.0629 | 71.9486
6896 | 8 | 288 | 10 | 76.2294 | 49.3891 | 187.1768 | 117.9679 | 148.6898 | 87.4692 | 114.0979 | 136.6629 | 90.8643 | 36.1594 | 107.9684 | 190.0763 | 94.5168 | 170.8654 | 129.2288 | 97.4562 | 148.1675 | 73.862
6897 | 9 | 288 | 10 | 75.9364 | 48.0264 | 185.5663 | 120.5115 | 148.8648 | 88.4256 | 111.5115 | 136.0892 | 78.4665 | 39.8275 | 106.4491 | 179.1516 | 97.0995 | 162.3816 | 130.8106 | 103.0926 | 121.8831 | 71.7015
6898 | 10 | 288 | 10 | 75.5181 | 45.4387 | 190.4599 | 117.6287 | 153.9487 | 90.1168 | 110.2955 | 134.0365 | 80.0449 | 39.9 | 108.4382 | 175.0906 | 101.1615 | 160.5882 | 125.9496 | 102.0177 | 132.5829 | 73.3061
6899 | 11 | 288 | 10 | 74.5721 | 53.8562 | 180.3532 | 119.333 | 158.9703 | 93.1653 | 111.2052 | 131.2021 | 79.937 | 38.5205 | 109.1532 | 181.1458 | 103.9009 | 160.7481 | 130.5234 | 104.9774 | 128.5045 | 72.0289
6900 | 12 | 288 | 10 | 73.6227 | 56.9987 | 168.9154 | 118.2772 | 157.1925 | 88.0044 | 116.9664 | 116.818 | 82.3858 | 38.9519 | 109.7449 | 181.5796 | 104.0534 | 170.1502 | 128.7153 | 98.3642 | 127.239 | 72.0647
6901 | 13 | 288 | 10 | 74.8577 | 59.3177 | 169.3934 | 116.6753 | 159.3238 | 86.3385 | 117.8403 | 113.0252 | 79.326 | 35.696 | 106.2391 | 179.8713 | 102.7911 | 170.3828 | 123.14 | 94.5397 | 128.4654 | 73.584
6902 | 14 | 288 | 10 | 76.4338 | 57.0823 | 170.1711 | 118.3679 | 160.1978 | 85.2391 | 114.9612 | 126.5351 | 81.7047 | 37.9196 | 102.2128 | 186.5201 | 101.8841 | 168.3263 | 125.1119 | 99.6655 | 125.2876 | 72.4094
6903 | 15 | 288 | 10 | 98.0447 | 57.4724 | 181.658 | 122.932 | 187.9732 | 106.3573 | 126.0344 | 137.8783 | 88.5747 | 43.8298 | 101.3004 | 194.3249 | 132.0481 | 175.9296 | 144.2255 | 100.249 | 155.5559 | 86.6151
6904 | 16 | 288 | 10 | 120.8475 | 94.9282 | 262.4759 | 127.323 | 234.579 | 137.47 | 180.9047 | 153.543 | 110.3563 | 52.6442 | 109.5589 | 247.9884 | 171.2374 | 204.8563 | 177.9272 | 149.1899 | 230.9864 | 142.4788
6905 | 17 | 288 | 10 | 132.7973 | 173.494 | 333.7376 | 125.5399 | 242.5548 | 153.681 | 199.71 | 167.1404 | 141.3147 | 53.5271 | 114.6611 | 287.6255 | 169.7024 | 253.8994 | 198.2785 | 198.4655 | 253.4598 | 179.4352
6906 | 18 | 288 | 10 | 136.0666 | 149.9225 | 331.349 | 131.2804 | 238.684 | 146.4386 | 195.3104 | 169.9117 | 149.1203 | 57.6226 | 111.1624 | 285.761 | 168.6602 | 253.5824 | 209.2446 | 181.6679 | 247.8505 | 184.5178
6907 | 19 | 288 | 10 | 131.6579 | 117.3191 | 328.2582 | 128.5503 | 226.5655 | 130.2211 | 194.1307 | 186.6346 | 152.1227 | 58.4192 | 109.7757 | 275.6444 | 152.3879 | 242.4593 | 187.9167 | 159.8573 | 257.3261 | 185.8766
6908 | 20 | 288 | 10 | 124.71 | 102.8924 | 319.1687 | 122.8431 | 219.7325 | 116.4679 | 185.8295 | 183.698 | 147.8049 | 52.3989 | 104.7477 | 273 | 145.5523 | 240.4535 | 185.3441 | 144.2793 | 241.268 | 171.7965
6909 | 21 | 288 | 10 | 123.9421 | 89.7592 | 318.3448 | 115.95 | 218.4983 | 115.5207 | 182.9745 | 167.5466 | 141.8839 | 50.4373 | 102.5545 | 260.6246 | 145.7275 | 230.792 | 172.8085 | 135.0089 | 235.8622 | 168.3953
6910 | 22 | 288 | 10 | 116.0166 | 89.1493 | 316.0933 | 117.0678 | 219.1847 | 116.3383 | 191.6482 | 167.1417 | 142.6741 | 47.5522 | 93.4513 | 248.6948 | 141.0427 | 240.5204 | 161.8604 | 130.4293 | 236.8059 | 173.1365
6911 | 23 | 288 | 10 | 116.6132 | 90.9706 | 316.9772 | 110.2066 | 223.9266 | 114.1393 | 207.4883 | 156.7519 | 140.8974 | 46.435 | 93.6566 | 242.9537 | 141.4144 | 237.8681 | 160.411 | 136.9355 | 238.0122 | 169.7855
6912 | 0 | 289 | 10 | 116.7533 | 89.5231 | 315.8466 | 107.701 | 219.9126 | 119.446 | 199.7572 | 157.6135 | 134.4285 | 48.9045 | 94.2427 | 244.7438 | 139.4474 | 245.78 | 163.7814 | 142.8313 | 224.4632 | 163.3953
6913 | 1 | 289 | 10 | 114.1733 | 93.2583 | 311.7814 | 106.3776 | 223.9382 | 120.659 | 202.7539 | 162.352 | 137.3993 | 54.265 | 92.7194 | 244.1089 | 141.247 | 244.7634 | 148.3794 | 140.7694 | 227.6155 | 165.3454
6914 | 2 | 289 | 10 | 111.1674 | 92.3987 | 312.9645 | 107.2497 | 223.4918 | 118.3555 | 204.5472 | 159.8357 | 138.104 | 53.3662 | 93.104 | 245.7187 | 141.7865 | 255.8432 | 152.5663 | 135.0419 | 224.83 | 168.7489
6915 | 3 | 289 | 10 | 106.1496 | 89.2012 | 310.7674 | 108.2208 | 229.0661 | 121.1708 | 205.8851 | 161.4027 | 139.2755 | 54.7395 | 94.9577 | 248.7837 | 139.5052 | 257.8869 | 166.5434 | 143.2672 | 221.231 | 165.4903
6916 | 4 | 289 | 10 | 104.201 | 81.1558 | 307.2152 | 109.1532 | 214.1395 | 122.5744 | 214.5148 | 165.0847 | 138.6601 | 53.2251 | 100.2997 | 243.7492 | 150.3844 | 254.8328 | 174.8551 | 138.1479 | 222.2929 | 161.7965
6917 | 5 | 289 | 10 | 101.2359 | 84.5254 | 305.1947 | 111.315 | 204.7063 | 120.5078 | 204.5658 | 164.1046 | 146.0989 | 52.4324 | 100.732 | 258.4172 | 141.6219 | 261.671 | 165.4011 | 136.4894 | 229.6 | 169.1244
6918 | 6 | 289 | 10 | 79.3127 | 74.6228 | 254.9412 | 112.8072 | 179.2147 | 103.1705 | 145.3056 | 163.3187 | 144.9619 | 35.306 | 101.6349 | 235.4451 | 120.6966 | 234.496 | 156.668 | 126.9986 | 190.0532 | 137.34
6919 | 7 | 289 | 10 | 76.0661 | 48.0636 | 193.3862 | 115.6003 | 151.7998 | 85.6642 | 115.2108 | 131.2635 | 88.8469 | 31.6606 | 101.6683 | 191.7197 | 97.8845 | 176.8368 | 134.9792 | 104.6282 | 136.0629 | 71.9486
6920 | 8 | 289 | 10 | 76.2294 | 49.3891 | 187.1768 | 117.9679 | 148.6898 | 87.4692 | 114.0979 | 136.6629 | 90.8643 | 36.1594 | 107.9684 | 190.0763 | 94.5168 | 170.8654 | 129.2288 | 97.4562 | 148.1675 | 73.862
6921 | 9 | 289 | 10 | 75.9364 | 48.0264 | 185.5663 | 120.5115 | 148.8648 | 88.4256 | 111.5115 | 136.0892 | 78.4665 | 39.8275 | 106.4491 | 179.1516 | 97.0995 | 162.3816 | 130.8106 | 103.0926 | 121.8831 | 71.7015
6922 | 10 | 289 | 10 | 75.5181 | 45.4387 | 190.4599 | 117.6287 | 153.9487 | 90.1168 | 110.2955 | 134.0365 | 80.0449 | 39.9 | 108.4382 | 175.0906 | 101.1615 | 160.5882 | 125.9496 | 102.0177 | 132.5829 | 73.3061
6923 | 11 | 289 | 10 | 74.5721 | 53.8562 | 180.3532 | 119.333 | 158.9703 | 93.1653 | 111.2052 | 131.2021 | 79.937 | 38.5205 | 109.1532 | 181.1458 | 103.9009 | 160.7481 | 130.5234 | 104.9774 | 128.5045 | 72.0289
6924 | 12 | 289 | 10 | 73.6227 | 56.9987 | 168.9154 | 118.2772 | 157.1925 | 88.0044 | 116.9664 | 116.818 | 82.3858 | 38.9519 | 109.7449 | 181.5796 | 104.0534 | 170.1502 | 128.7153 | 98.3642 | 127.239 | 72.0647
6925 | 13 | 289 | 10 | 74.8577 | 59.3177 | 169.3934 | 116.6753 | 159.3238 | 86.3385 | 117.8403 | 113.0252 | 79.326 | 35.696 | 106.2391 | 179.8713 | 102.7911 | 170.3828 | 123.14 | 94.5397 | 128.4654 | 73.584
6926 | 14 | 289 | 10 | 76.4338 | 57.0823 | 170.1711 | 118.3679 | 160.1978 | 85.2391 | 114.9612 | 126.5351 | 81.7047 | 37.9196 | 102.2128 | 186.5201 | 101.8841 | 168.3263 | 125.1119 | 99.6655 | 125.2876 | 72.4094
6927 | 15 | 289 | 10 | 98.0447 | 57.4724 | 181.658 | 122.932 | 187.9732 | 106.3573 | 126.0344 | 137.8783 | 88.5747 | 43.8298 | 101.3004 | 194.3249 | 132.0481 | 175.9296 | 144.2255 | 100.249 | 155.5559 | 86.6151
6928 | 16 | 289 | 10 | 120.8475 | 94.9282 | 262.4759 | 127.323 | 234.579 | 137.47 | 180.9047 | 153.543 | 110.3563 | 52.6442 | 109.5589 | 247.9884 | 171.2374 | 204.8563 | 177.9272 | 149.1899 | 230.9864 | 142.4788
6929 | 17 | 289 | 10 | 132.7973 | 173.494 | 333.7376 | 125.5399 | 242.5548 | 153.681 | 199.71 | 167.1404 | 141.3147 | 53.5271 | 114.6611 | 287.6255 | 169.7024 | 253.8994 | 198.2785 | 198.4655 | 253.4598 | 179.4352
6930 | 18 | 289 | 10 | 136.0666 | 149.9225 | 331.349 | 131.2804 | 238.684 | 146.4386 | 195.3104 | 169.9117 | 149.1203 | 57.6226 | 111.1624 | 285.761 | 168.6602 | 253.5824 | 209.2446 | 181.6679 | 247.8505 | 184.5178
6931 | 19 | 289 | 10 | 131.6579 | 117.3191 | 328.2582 | 128.5503 | 226.5655 | 130.2211 | 194.1307 | 186.6346 | 152.1227 | 58.4192 | 109.7757 | 275.6444 | 152.3879 | 242.4593 | 187.9167 | 159.8573 | 257.3261 | 185.8766
6932 | 20 | 289 | 10 | 124.71 | 102.8924 | 319.1687 | 122.8431 | 219.7325 | 116.4679 | 185.8295 | 183.698 | 147.8049 | 52.3989 | 104.7477 | 273 | 145.5523 | 240.4535 | 185.3441 | 144.2793 | 241.268 | 171.7965
6933 | 21 | 289 | 10 | 123.9421 | 89.7592 | 318.3448 | 115.95 | 218.4983 | 115.5207 | 182.9745 | 167.5466 | 141.8839 | 50.4373 | 102.5545 | 260.6246 | 145.7275 | 230.792 | 172.8085 | 135.0089 | 235.8622 | 168.3953
6934 | 22 | 289 | 10 | 116.0166 | 89.1493 | 316.0933 | 117.0678 | 219.1847 | 116.3383 | 191.6482 | 167.1417 | 142.6741 | 47.5522 | 93.4513 | 248.6948 | 141.0427 | 240.5204 | 161.8604 | 130.4293 | 236.8059 | 173.1365
6935 | 23 | 289 | 10 | 116.6132 | 90.9706 | 316.9772 | 110.2066 | 223.9266 | 114.1393 | 207.4883 | 156.7519 | 140.8974 | 46.435 | 93.6566 | 242.9537 | 141.4144 | 237.8681 | 160.411 | 136.9355 | 238.0122 | 169.7855
6936 | 0 | 290 | 10 | 116.7533 | 89.5231 | 315.8466 | 107.701 | 219.9126 | 119.446 | 199.7572 | 157.6135 | 134.4285 | 48.9045 | 94.2427 | 244.7438 | 139.4474 | 245.78 | 163.7814 | 142.8313 | 224.4632 | 163.3953
6937 | 1 | 290 | 10 | 114.1733 | 93.2583 | 311.7814 | 106.3776 | 223.9382 | 120.659 | 202.7539 | 162.352 | 137.3993 | 54.265 | 92.7194 | 244.1089 | 141.247 | 244.7634 | 148.3794 | 140.7694 | 227.6155 | 165.3454
6938 | 2 | 290 | 10 | 111.1674 | 92.3987 | 312.9645 | 107.2497 | 223.4918 | 118.3555 | 204.5472 | 159.8357 | 138.104 | 53.3662 | 93.104 | 245.7187 | 141.7865 | 255.8432 | 152.5663 | 135.0419 | 224.83 | 168.7489
6939 | 3 | 290 | 10 | 106.1496 | 89.2012 | 310.7674 | 108.2208 | 229.0661 | 121.1708 | 205.8851 | 161.4027 | 139.2755 | 54.7395 | 94.9577 | 248.7837 | 139.5052 | 257.8869 | 166.5434 | 143.2672 | 221.231 | 165.4903
6940 | 4 | 290 | 10 | 104.201 | 81.1558 | 307.2152 | 109.1532 | 214.1395 | 122.5744 | 214.5148 | 165.0847 | 138.6601 | 53.2251 | 100.2997 | 243.7492 | 150.3844 | 254.8328 | 174.8551 | 138.1479 | 222.2929 | 161.7965
6941 | 5 | 290 | 10 | 101.2359 | 84.5254 | 305.1947 | 111.315 | 204.7063 | 120.5078 | 204.5658 | 164.1046 | 146.0989 | 52.4324 | 100.732 | 258.4172 | 141.6219 | 261.671 | 165.4011 | 136.4894 | 229.6 | 169.1244
6942 | 6 | 290 | 10 | 79.3127 | 74.6228 | 254.9412 | 112.8072 | 179.2147 | 103.1705 | 145.3056 | 163.3187 | 144.9619 | 35.306 | 101.6349 | 235.4451 | 120.6966 | 234.496 | 156.668 | 126.9986 | 190.0532 | 137.34
6943 | 7 | 290 | 10 | 76.0661 | 48.0636 | 193.3862 | 115.6003 | 151.7998 | 85.6642 | 115.2108 | 131.2635 | 88.8469 | 31.6606 | 101.6683 | 191.7197 | 97.8845 | 176.8368 | 134.9792 | 104.6282 | 136.0629 | 71.9486
6944 | 8 | 290 | 10 | 76.2294 | 49.3891 | 187.1768 | 117.9679 | 148.6898 | 87.4692 | 114.0979 | 136.6629 | 90.8643 | 36.1594 | 107.9684 | 190.0763 | 94.5168 | 170.8654 | 129.2288 | 97.4562 | 148.1675 | 73.862
6945 | 9 | 290 | 10 | 75.9364 | 48.0264 | 185.5663 | 120.5115 | 148.8648 | 88.4256 | 111.5115 | 136.0892 | 78.4665 | 39.8275 | 106.4491 | 179.1516 | 97.0995 | 162.3816 | 130.8106 | 103.0926 | 121.8831 | 71.7015
6946 | 10 | 290 | 10 | 75.5181 | 45.4387 | 190.4599 | 117.6287 | 153.9487 | 90.1168 | 110.2955 | 134.0365 | 80.0449 | 39.9 | 108.4382 | 175.0906 | 101.1615 | 160.5882 | 125.9496 | 102.0177 | 132.5829 | 73.3061
6947 | 11 | 290 | 10 | 74.5721 | 53.8562 | 180.3532 | 119.333 | 158.9703 | 93.1653 | 111.2052 | 131.2021 | 79.937 | 38.5205 | 109.1532 | 181.1458 | 103.9009 | 160.7481 | 130.5234 | 104.9774 | 128.5045 | 72.0289
6948 | 12 | 290 | 10 | 73.6227 | 56.9987 | 168.9154 | 118.2772 | 157.1925 | 88.0044 | 116.9664 | 116.818 | 82.3858 | 38.9519 | 109.7449 | 181.5796 | 104.0534 | 170.1502 | 128.7153 | 98.3642 | 127.239 | 72.0647
6949 | 13 | 290 | 10 | 74.8577 | 59.3177 | 169.3934 | 116.6753 | 159.3238 | 86.3385 | 117.8403 | 113.0252 | 79.326 | 35.696 | 106.2391 | 179.8713 | 102.7911 | 170.3828 | 123.14 | 94.5397 | 128.4654 | 73.584
6950 | 14 | 290 | 10 | 76.4338 | 57.0823 | 170.1711 | 118.3679 | 160.1978 | 85.2391 | 114.9612 | 126.5351 | 81.7047 | 37.9196 | 102.2128 | 186.5201 | 101.8841 | 168.3263 | 125.1119 | 99.6655 | 125.2876 | 72.4094
6951 | 15 | 290 | 10 | 98.0447 | 57.4724 | 181.658 | 122.932 | 187.9732 | 106.3573 | 126.0344 | 137.8783 | 88.5747 | 43.8298 | 101.3004 | 194.3249 | 132.0481 | 175.9296 | 144.2255 | 100.249 | 155.5559 | 86.6151
6952 | 16 | 290 | 10 | 120.8475 | 94.9282 | 262.4759 | 127.323 | 234.579 | 137.47 | 180.9047 | 153.543 | 110.3563 | 52.6442 | 109.5589 | 247.9884 | 171.2374 | 204.8563 | 177.9272 | 149.1899 | 230.9864 | 142.4788
6953 | 17 | 290 | 10 | 132.7973 | 173.494 | 333.7376 | 125.5399 | 242.5548 | 153.681 | 199.71 | 167.1404 | 141.3147 | 53.5271 | 114.6611 | 287.6255 | 169.7024 | 253.8994 | 198.2785 | 198.4655 | 253.4598 | 179.4352
6954 | 18 | 290 | 10 | 136.0666 | 149.9225 | 331.349 | 131.2804 | 238.684 | 146.4386 | 195.3104 | 169.9117 | 149.1203 | 57.6226 | 111.1624 | 285.761 | 168.6602 | 253.5824 | 209.2446 | 181.6679 | 247.8505 | 184.5178
6955 | 19 | 290 | 10 | 131.6579 | 117.3191 | 328.2582 | 128.5503 | 226.5655 | 130.2211 | 194.1307 | 186.6346 | 152.1227 | 58.4192 | 109.7757 | 275.6444 | 152.3879 | 242.4593 | 187.9167 | 159.8573 | 257.3261 | 185.8766
6956 | 20 | 290 | 10 | 124.71 | 102.8924 | 319.1687 | 122.8431 | 219.7325 | 116.4679 | 185.8295 | 183.698 | 147.8049 | 52.3989 | 104.7477 | 273 | 145.5523 | 240.4535 | 185.3441 | 144.2793 | 241.268 | 171.7965
6957 | 21 | 290 | 10 | 123.9421 | 89.7592 | 318.3448 | 115.95 | 218.4983 | 115.5207 | 182.9745 | 167.5466 | 141.8839 | 50.4373 | 102.5545 | 260.6246 | 145.7275 | 230.792 | 172.8085 | 135.0089 | 235.8622 | 168.3953
6958 | 22 | 290 | 10 | 116.0166 | 89.1493 | 316.0933 | 117.0678 | 219.1847 | 116.3383 | 191.6482 | 167.1417 | 142.6741 | 47.5522 | 93.4513 | 248.6948 | 141.0427 | 240.5204 | 161.8604 | 130.4293 | 236.8059 | 173.1365
6959 | 23 | 290 | 10 | 116.6132 | 90.9706 | 316.9772 | 110.2066 | 223.9266 | 114.1393 | 207.4883 | 156.7519 | 140.8974 | 46.435 | 93.6566 | 242.9537 | 141.4144 | 237.8681 | 160.411 | 136.9355 | 238.0122 | 169.7855
6960 | 0 | 291 | 10 | 116.7533 | 89.5231 | 315.8466 | 107.701 | 219.9126 | 119.446 | 199.7572 | 157.6135 | 134.4285 | 48.9045 | 94.2427 | 244.7438 | 139.4474 | 245.78 | 163.7814 | 142.8313 | 224.4632 | 163.3953
6961 | 1 | 291 | 10 | 114.1733 | 93.2583 | 311.7814 | 106.3776 | 223.9382 | 120.659 | 202.7539 | 162.352 | 137.3993 | 54.265 | 92.7194 | 244.1089 | 141.247 | 244.7634 | 148.3794 | 140.7694 | 227.6155 | 165.3454
6962 | 2 | 291 | 10 | 111.1674 | 92.3987 | 312.9645 | 107.2497 | 223.4918 | 118.3555 | 204.5472 | 159.8357 | 138.104 | 53.3662 | 93.104 | 245.7187 | 141.7865 | 255.8432 | 152.5663 | 135.0419 | 224.83 | 168.7489
6963 | 3 | 291 | 10 | 106.1496 | 89.2012 | 310.7674 | 108.2208 | 229.0661 | 121.1708 | 205.8851 | 161.4027 | 139.2755 | 54.7395 | 94.9577 | 248.7837 | 139.5052 | 257.8869 | 166.5434 | 143.2672 | 221.231 | 165.4903
6964 | 4 | 291 | 10 | 104.201 | 81.1558 | 307.2152 | 109.1532 | 214.1395 | 122.5744 | 214.5148 | 165.0847 | 138.6601 | 53.2251 | 100.2997 | 243.7492 | 150.3844 | 254.8328 | 174.8551 | 138.1479 | 222.2929 | 161.7965
6965 | 5 | 291 | 10 | 101.2359 | 84.5254 | 305.1947 | 111.315 | 204.7063 | 120.5078 | 204.5658 | 164.1046 | 146.0989 | 52.4324 | 100.732 | 258.4172 | 141.6219 | 261.671 | 165.4011 | 136.4894 | 229.6 | 169.1244
6966 | 6 | 291 | 10 | 79.3127 | 74.6228 | 254.9412 | 112.8072 | 179.2147 | 103.1705 | 145.3056 | 163.3187 | 144.9619 | 35.306 | 101.6349 | 235.4451 | 120.6966 | 234.496 | 156.668 | 126.9986 | 190.0532 | 137.34
6967 | 7 | 291 | 10 | 76.0661 | 48.0636 | 193.3862 | 115.6003 | 151.7998 | 85.6642 | 115.2108 | 131.2635 | 88.8469 | 31.6606 | 101.6683 | 191.7197 | 97.8845 | 176.8368 | 134.9792 | 104.6282 | 136.0629 | 71.9486
6968 | 8 | 291 | 10 | 76.2294 | 49.3891 | 187.1768 | 117.9679 | 148.6898 | 87.4692 | 114.0979 | 136.6629 | 90.8643 | 36.1594 | 107.9684 | 190.0763 | 94.5168 | 170.8654 | 129.2288 | 97.4562 | 148.1675 | 73.862
6969 | 9 | 291 | 10 | 75.9364 | 48.0264 | 185.5663 | 120.5115 | 148.8648 | 88.4256 | 111.5115 | 136.0892 | 78.4665 | 39.8275 | 106.4491 | 179.1516 | 97.0995 | 162.3816 | 130.8106 | 103.0926 | 121.8831 | 71.7015
6970 | 10 | 291 | 10 | 75.5181 | 45.4387 | 190.4599 | 117.6287 | 153.9487 | 90.1168 | 110.2955 | 134.0365 | 80.0449 | 39.9 | 108.4382 | 175.0906 | 101.1615 | 160.5882 | 125.9496 | 102.0177 | 132.5829 | 73.3061
6971 | 11 | 291 | 10 | 74.5721 | 53.8562 | 180.3532 | 119.333 | 158.9703 | 93.1653 | 111.2052 | 131.2021 | 79.937 | 38.5205 | 109.1532 | 181.1458 | 103.9009 | 160.7481 | 130.5234 | 104.9774 | 128.5045 | 72.0289
6972 | 12 | 291 | 10 | 73.6227 | 56.9987 | 168.9154 | 118.2772 | 157.1925 | 88.0044 | 116.9664 | 116.818 | 82.3858 | 38.9519 | 109.7449 | 181.5796 | 104.0534 | 170.1502 | 128.7153 | 98.3642 | 127.239 | 72.0647
6973 | 13 | 291 | 10 | 74.8577 | 59.3177 | 169.3934 | 116.6753 | 159.3238 | 86.3385 | 117.8403 | 113.0252 | 79.326 | 35.696 | 106.2391 | 179.8713 | 102.7911 | 170.3828 | 123.14 | 94.5397 | 128.4654 | 73.584
6974 | 14 | 291 | 10 | 76.4338 | 57.0823 | 170.1711 | 118.3679 | 160.1978 | 85.2391 | 114.9612 | 126.5351 | 81.7047 | 37.9196 | 102.2128 | 186.5201 | 101.8841 | 168.3263 | 125.1119 | 99.6655 | 125.2876 | 72.4094
6975 | 15 | 291 | 10 | 98.0447 | 57.4724 | 181.658 | 122.932 | 187.9732 | 106.3573 | 126.0344 | 137.8783 | 88.5747 | 43.8298 | 101.3004 | 194.3249 | 132.0481 | 175.9296 | 144.2255 | 100.249 | 155.5559 | 86.6151
6976 | 16 | 291 | 10 | 120.8475 | 94.9282 | 262.4759 | 127.323 | 234.579 | 137.47 | 180.9047 | 153.543 | 110.3563 | 52.6442 | 109.5589 | 247.9884 | 171.2374 | 204.8563 | 177.9272 | 149.1899 | 230.9864 | 142.4788
6977 | 17 | 291 | 10 | 132.7973 | 173.494 | 333.7376 | 125.5399 | 242.5548 | 153.681 | 199.71 | 167.1404 | 141.3147 | 53.5271 | 114.6611 | 287.6255 | 169.7024 | 253.8994 | 198.2785 | 198.4655 | 253.4598 | 179.4352
6978 | 18 | 291 | 10 | 136.0666 | 149.9225 | 331.349 | 131.2804 | 238.684 | 146.4386 | 195.3104 | 169.9117 | 149.1203 | 57.6226 | 111.1624 | 285.761 | 168.6602 | 253.5824 | 209.2446 | 181.6679 | 247.8505 | 184.5178
6979 | 19 | 291 | 10 | 131.6579 | 117.3191 | 328.2582 | 128.5503 | 226.5655 | 130.2211 | 194.1307 | 186.6346 | 152.1227 | 58.4192 | 109.7757 | 275.6444 | 152.3879 | 242.4593 | 187.9167 | 159.8573 | 257.3261 | 185.8766
6980 | 20 | 291 | 10 | 124.71 | 102.8924 | 319.1687 | 122.8431 | 219.7325 | 116.4679 | 185.8295 | 183.698 | 147.8049 | 52.3989 | 104.7477 | 273 | 145.5523 | 240.4535 | 185.3441 | 144.2793 | 241.268 | 171.7965
6981 | 21 | 291 | 10 | 123.9421 | 89.7592 | 318.3448 | 115.95 | 218.4983 | 115.5207 | 182.9745 | 167.5466 | 141.8839 | 50.4373 | 102.5545 | 260.6246 | 145.7275 | 230.792 | 172.8085 | 135.0089 | 235.8622 | 168.3953
6982 | 22 | 291 | 10 | 116.0166 | 89.1493 | 316.0933 | 117.0678 | 219.1847 | 116.3383 | 191.6482 | 167.1417 | 142.6741 | 47.5522 | 93.4513 | 248.6948 | 141.0427 | 240.5204 | 161.8604 | 130.4293 | 236.8059 | 173.1365
6983 | 23 | 291 | 10 | 116.6132 | 90.9706 | 316.9772 | 110.2066 | 223.9266 | 114.1393 | 207.4883 | 156.7519 | 140.8974 | 46.435 | 93.6566 | 242.9537 | 141.4144 | 237.8681 | 160.411 | 136.9355 | 238.0122 | 169.7855
6984 | 0 | 292 | 10 | 116.7533 | 89.5231 | 315.8466 | 107.701 | 219.9126 | 119.446 | 199.7572 | 157.6135 | 134.4285 | 48.9045 | 94.2427 | 244.7438 | 139.4474 | 245.78 | 163.7814 | 142.8313 | 224.4632 | 163.3953
6985 | 1 | 292 | 10 | 114.1733 | 93.2583 | 311.7814 | 106.3776 | 223.9382 | 120.659 | 202.7539 | 162.352 | 137.3993 | 54.265 | 92.7194 | 244.1089 | 141.247 | 244.7634 | 148.3794 | 140.7694 | 227.6155 | 165.3454
6986 | 2 | 292 | 10 | 111.1674 | 92.3987 | 312.9645 | 107.2497 | 223.4918 | 118.3555 | 204.5472 | 159.8357 | 138.104 | 53.3662 | 93.104 | 245.7187 | 141.7865 | 255.8432 | 152.5663 | 135.0419 | 224.83 | 168.7489
6987 | 3 | 292 | 10 | 106.1496 | 89.2012 | 310.7674 | 108.2208 | 229.0661 | 121.1708 | 205.8851 | 161.4027 | 139.2755 | 54.7395 | 94.9577 | 248.7837 | 139.5052 | 257.8869 | 166.5434 | 143.2672 | 221.231 | 165.4903
6988 | 4 | 292 | 10 | 104.201 | 81.1558 | 307.2152 | 109.1532 | 214.1395 | 122.5744 | 214.5148 | 165.0847 | 138.6601 | 53.2251 | 100.2997 | 243.7492 | 150.3844 | 254.8328 | 174.8551 | 138.1479 | 222.2929 | 161.7965
6989 | 5 | 292 | 10 | 101.2359 | 84.5254 | 305.1947 | 111.315 | 204.7063 | 120.5078 | 204.5658 | 164.1046 | 146.0989 | 52.4324 | 100.732 | 258.4172 | 141.6219 | 261.671 | 165.4011 | 136.4894 | 229.6 | 169.1244
6990 | 6 | 292 | 10 | 79.3127 | 74.6228 | 254.9412 | 112.8072 | 179.2147 | 103.1705 | 145.3056 | 163.3187 | 144.9619 | 35.306 | 101.6349 | 235.4451 | 120.6966 | 234.496 | 156.668 | 126.9986 | 190.0532 | 137.34
6991 | 7 | 292 | 10 | 76.0661 | 48.0636 | 193.3862 | 115.6003 | 151.7998 | 85.6642 | 115.2108 | 131.2635 | 88.8469 | 31.6606 | 101.6683 | 191.7197 | 97.8845 | 176.8368 | 134.9792 | 104.6282 | 136.0629 | 71.9486
6992 | 8 | 292 | 10 | 76.2294 | 49.3891 | 187.1768 | 117.9679 | 148.6898 | 87.4692 | 114.0979 | 136.6629 | 90.8643 | 36.1594 | 107.9684 | 190.0763 | 94.5168 | 170.8654 | 129.2288 | 97.4562 | 148.1675 | 73.862
6993 | 9 | 292 | 10 | 75.9364 | 48.0264 | 185.5663 | 120.5115 | 148.8648 | 88.4256 | 111.5115 | 136.0892 | 78.4665 | 39.8275 | 106.4491 | 179.1516 | 97.0995 | 162.3816 | 130.8106 | 103.0926 | 121.8831 | 71.7015
6994 | 10 | 292 | 10 | 75.5181 | 45.4387 | 190.4599 | 117.6287 | 153.9487 | 90.1168 | 110.2955 | 134.0365 | 80.0449 | 39.9 | 108.4382 | 175.0906 | 101.1615 | 160.5882 | 125.9496 | 102.0177 | 132.5829 | 73.3061
6995 | 11 | 292 | 10 | 74.5721 | 53.8562 | 180.3532 | 119.333 | 158.9703 | 93.1653 | 111.2052 | 131.2021 | 79.937 | 38.5205 | 109.1532 | 181.1458 | 103.9009 | 160.7481 | 130.5234 | 104.9774 | 128.5045 | 72.0289
6996 | 12 | 292 | 10 | 73.6227 | 56.9987 | 168.9154 | 118.2772 | 157.1925 | 88.0044 | 116.9664 | 116.818 | 82.3858 | 38.9519 | 109.7449 | 181.5796 | 104.0534 | 170.1502 | 128.7153 | 98.3642 | 127.239 | 72.0647
6997 | 13 | 292 | 10 | 74.8577 | 59.3177 | 169.3934 | 116.6753 | 159.3238 | 86.3385 | 117.8403 | 113.0252 | 79.326 | 35.696 | 106.2391 | 179.8713 | 102.7911 | 170.3828 | 123.14 | 94.5397 | 128.4654 | 73.584
6998 | 14 | 292 | 10 | 76.4338 | 57.0823 | 170.1711 | 118.3679 | 160.1978 | 85.2391 | 114.9612 | 126.5351 | 81.7047 | 37.9196 | 102.2128 | 186.5201 | 101.8841 | 168.3263 | 125.1119 | 99.6655 | 125.2876 | 72.4094
6999 | 15 | 292 | 10 | 98.0447 | 57.4724 | 181.658 | 122.932 | 187.9732 | 106.3573 | 126.0344 | 137.8783 | 88.5747 | 43.8298 | 101.3004 | 194.3249 | 132.0481 | 175.9296 | 144.2255 | 100.249 | 155.5559 | 86.6151
7000 | 16 | 292 | 10 | 120.8475 | 94.9282 | 262.4759 | 127.323 | 234.579 | 137.47 | 180.9047 | 153.543 | 110.3563 | 52.6442 | 109.5589 | 247.9884 | 171.2374 | 204.8563 | 177.9272 | 149.1899 | 230.9864 | 142.4788
7001 | 17 | 292 | 10 | 132.7973 | 173.494 | 333.7376 | 125.5399 | 242.5548 | 153.681 | 199.71 | 167.1404 | 141.3147 | 53.5271 | 114.6611 | 287.6255 | 169.7024 | 253.8994 | 198.2785 | 198.4655 | 253.4598 | 179.4352
7002 | 18 | 292 | 10 | 136.0666 | 149.9225 | 331.349 | 131.2804 | 238.684 | 146.4386 | 195.3104 | 169.9117 | 149.1203 | 57.6226 | 111.1624 | 285.761 | 168.6602 | 253.5824 | 209.2446 | 181.6679 | 247.8505 | 184.5178
7003 | 19 | 292 | 10 | 131.6579 | 117.3191 | 328.2582 | 128.5503 | 226.5655 | 130.2211 | 194.1307 | 186.6346 | 152.1227 | 58.4192 | 109.7757 | 275.6444 | 152.3879 | 242.4593 | 187.9167 | 159.8573 | 257.3261 | 185.8766
7004 | 20 | 292 | 10 | 124.71 | 102.8924 | 319.1687 | 122.8431 | 219.7325 | 116.4679 | 185.8295 | 183.698 | 147.8049 | 52.3989 | 104.7477 | 273 | 145.5523 | 240.4535 | 185.3441 | 144.2793 | 241.268 | 171.7965
7005 | 21 | 292 | 10 | 123.9421 | 89.7592 | 318.3448 | 115.95 | 218.4983 | 115.5207 | 182.9745 | 167.5466 | 141.8839 | 50.4373 | 102.5545 | 260.6246 | 145.7275 | 230.792 | 172.8085 | 135.0089 | 235.8622 | 168.3953
7006 | 22 | 292 | 10 | 116.0166 | 89.1493 | 316.0933 | 117.0678 | 219.1847 | 116.3383 | 191.6482 | 167.1417 | 142.6741 | 47.5522 | 93.4513 | 248.6948 | 141.0427 | 240.5204 | 161.8604 | 130.4293 | 236.8059 | 173.1365
7007 | 23 | 292 | 10 | 116.6132 | 90.9706 | 316.9772 | 110.2066 | 223.9266 | 114.1393 | 207.4883 | 156.7519 | 140.8974 | 46.435 | 93.6566 | 242.9537 | 141.4144 | 237.8681 | 160.411 | 136.9355 | 238.0122 | 169.7855
7008 | 0 | 293 | 10 | 116.7533 | 89.5231 | 315.8466 | 107.701 | 219.9126 | 119.446 | 199.7572 | 157.6135 | 134.4285 | 48.9045 | 94.2427 | 244.7438 | 139.4474 | 245.78 | 163.7814 | 142.8313 | 224.4632 | 163.3953
7009 | 1 | 293 | 10 | 114.1733 | 93.2583 | 311.7814 | 106.3776 | 223.9382 | 120.659 | 202.7539 | 162.352 | 137.3993 | 54.265 | 92.7194 | 244.1089 | 141.247 | 244.7634 | 148.3794 | 140.7694 | 227.6155 | 165.3454
7010 | 2 | 293 | 10 | 111.1674 | 92.3987 | 312.9645 | 107.2497 | 223.4918 | 118.3555 | 204.5472 | 159.8357 | 138.104 | 53.3662 | 93.104 | 245.7187 | 141.7865 | 255.8432 | 152.5663 | 135.0419 | 224.83 | 168.7489
7011 | 3 | 293 | 10 | 106.1496 | 89.2012 | 310.7674 | 108.2208 | 229.0661 | 121.1708 | 205.8851 | 161.4027 | 139.2755 | 54.7395 | 94.9577 | 248.7837 | 139.5052 | 257.8869 | 166.5434 | 143.2672 | 221.231 | 165.4903
7012 | 4 | 293 | 10 | 104.201 | 81.1558 | 307.2152 | 109.1532 | 214.1395 | 122.5744 | 214.5148 | 165.0847 | 138.6601 | 53.2251 | 100.2997 | 243.7492 | 150.3844 | 254.8328 | 174.8551 | 138.1479 | 222.2929 | 161.7965
7013 | 5 | 293 | 10 | 101.2359 | 84.5254 | 305.1947 | 111.315 | 204.7063 | 120.5078 | 204.5658 | 164.1046 | 146.0989 | 52.4324 | 100.732 | 258.4172 | 141.6219 | 261.671 | 165.4011 | 136.4894 | 229.6 | 169.1244
7014 | 6 | 293 | 10 | 79.3127 | 74.6228 | 254.9412 | 112.8072 | 179.2147 | 103.1705 | 145.3056 | 163.3187 | 144.9619 | 35.306 | 101.6349 | 235.4451 | 120.6966 | 234.496 | 156.668 | 126.9986 | 190.0532 | 137.34
7015 | 7 | 293 | 10 | 76.0661 | 48.0636 | 193.3862 | 115.6003 | 151.7998 | 85.6642 | 115.2108 | 131.2635 | 88.8469 | 31.6606 | 101.6683 | 191.7197 | 97.8845 | 176.8368 | 134.9792 | 104.6282 | 136.0629 | 71.9486
7016 | 8 | 293 | 10 | 76.2294 | 49.3891 | 187.1768 | 117.9679 | 148.6898 | 87.4692 | 114.0979 | 136.6629 | 90.8643 | 36.1594 | 107.9684 | 190.0763 | 94.5168 | 170.8654 | 129.2288 | 97.4562 | 148.1675 | 73.862
7017 | 9 | 293 | 10 | 75.9364 | 48.0264 | 185.5663 | 120.5115 | 148.8648 | 88.4256 | 111.5115 | 136.0892 | 78.4665 | 39.8275 | 106.4491 | 179.1516 | 97.0995 | 162.3816 | 130.8106 | 103.0926 | 121.8831 | 71.7015
7018 | 10 | 293 | 10 | 75.5181 | 45.4387 | 190.4599 | 117.6287 | 153.9487 | 90.1168 | 110.2955 | 134.0365 | 80.0449 | 39.9 | 108.4382 | 175.0906 | 101.1615 | 160.5882 | 125.9496 | 102.0177 | 132.5829 | 73.3061
7019 | 11 | 293 | 10 | 74.5721 | 53.8562 | 180.3532 | 119.333 | 158.9703 | 93.1653 | 111.2052 | 131.2021 | 79.937 | 38.5205 | 109.1532 | 181.1458 | 103.9009 | 160.7481 | 130.5234 | 104.9774 | 128.5045 | 72.0289
7020 | 12 | 293 | 10 | 73.6227 | 56.9987 | 168.9154 | 118.2772 | 157.1925 | 88.0044 | 116.9664 | 116.818 | 82.3858 | 38.9519 | 109.7449 | 181.5796 | 104.0534 | 170.1502 | 128.7153 | 98.3642 | 127.239 | 72.0647
7021 | 13 | 293 | 10 | 74.8577 | 59.3177 | 169.3934 | 116.6753 | 159.3238 | 86.3385 | 117.8403 | 113.0252 | 79.326 | 35.696 | 106.2391 | 179.8713 | 102.7911 | 170.3828 | 123.14 | 94.5397 | 128.4654 | 73.584
7022 | 14 | 293 | 10 | 76.4338 | 57.0823 | 170.1711 | 118.3679 | 160.1978 | 85.2391 | 114.9612 | 126.5351 | 81.7047 | 37.9196 | 102.2128 | 186.5201 | 101.8841 | 168.3263 | 125.1119 | 99.6655 | 125.2876 | 72.4094
7023 | 15 | 293 | 10 | 98.0447 | 57.4724 | 181.658 | 122.932 | 187.9732 | 106.3573 | 126.0344 | 137.8783 | 88.5747 | 43.8298 | 101.3004 | 194.3249 | 132.0481 | 175.9296 | 144.2255 | 100.249 | 155.5559 | 86.6151
7024 | 16 | 293 | 10 | 120.8475 | 94.9282 | 262.4759 | 127.323 | 234.579 | 137.47 | 180.9047 | 153.543 | 110.3563 | 52.6442 | 109.5589 | 247.9884 | 171.2374 | 204.8563 | 177.9272 | 149.1899 | 230.9864 | 142.4788
7025 | 17 | 293 | 10 | 132.7973 | 173.494 | 333.7376 | 125.5399 | 242.5548 | 153.681 | 199.71 | 167.1404 | 141.3147 | 53.5271 | 114.6611 | 287.6255 | 169.7024 | 253.8994 | 198.2785 | 198.4655 | 253.4598 | 179.4352
7026 | 18 | 293 | 10 | 136.0666 | 149.9225 | 331.349 | 131.2804 | 238.684 | 146.4386 | 195.3104 | 169.9117 | 149.1203 | 57.6226 | 111.1624 | 285.761 | 168.6602 | 253.5824 | 209.2446 | 181.6679 | 247.8505 | 184.5178
7027 | 19 | 293 | 10 | 131.6579 | 117.3191 | 328.2582 | 128.5503 | 226.5655 | 130.2211 | 194.1307 | 186.6346 | 152.1227 | 58.4192 | 109.7757 | 275.6444 | 152.3879 | 242.4593 | 187.9167 | 159.8573 | 257.3261 | 185.8766
7028 | 20 | 293 | 10 | 124.71 | 102.8924 | 319.1687 | 122.8431 | 219.7325 | 116.4679 | 185.8295 | 183.698 | 147.8049 | 52.3989 | 104.7477 | 273 | 145.5523 | 240.4535 | 185.3441 | 144.2793 | 241.268 | 171.7965
7029 | 21 | 293 | 10 | 123.9421 | 89.7592 | 318.3448 | 115.95 | 218.4983 | 115.5207 | 182.9745 | 167.5466 | 141.8839 | 50.4373 | 102.5545 | 260.6246 | 145.7275 | 230.792 | 172.8085 | 135.0089 | 235.8622 | 168.3953
7030 | 22 | 293 | 10 | 116.0166 | 89.1493 | 316.0933 | 117.0678 | 219.1847 | 116.3383 | 191.6482 | 167.1417 | 142.6741 | 47.5522 | 93.4513 | 248.6948 | 141.0427 | 240.5204 | 161.8604 | 130.4293 | 236.8059 | 173.1365
7031 | 23 | 293 | 10 | 116.6132 | 90.9706 | 316.9772 | 110.2066 | 223.9266 | 114.1393 | 207.4883 | 156.7519 | 140.8974 | 46.435 | 93.6566 | 242.9537 | 141.4144 | 237.8681 | 160.411 | 136.9355 | 238.0122 | 169.7855
7032 | 0 | 294 | 10 | 116.7533 | 89.5231 | 315.8466 | 107.701 | 219.9126 | 119.446 | 199.7572 | 157.6135 | 134.4285 | 48.9045 | 94.2427 | 244.7438 | 139.4474 | 245.78 | 163.7814 | 142.8313 | 224.4632 | 163.3953
7033 | 1 | 294 | 10 | 114.1733 | 93.2583 | 311.7814 | 106.3776 | 223.9382 | 120.659 | 202.7539 | 162.352 | 137.3993 | 54.265 | 92.7194 | 244.1089 | 141.247 | 244.7634 | 148.3794 | 140.7694 | 227.6155 | 165.3454
7034 | 2 | 294 | 10 | 111.1674 | 92.3987 | 312.9645 | 107.2497 | 223.4918 | 118.3555 | 204.5472 | 159.8357 | 138.104 | 53.3662 | 93.104 | 245.7187 | 141.7865 | 255.8432 | 152.5663 | 135.0419 | 224.83 | 168.7489
7035 | 3 | 294 | 10 | 106.1496 | 89.2012 | 310.7674 | 108.2208 | 229.0661 | 121.1708 | 205.8851 | 161.4027 | 139.2755 | 54.7395 | 94.9577 | 248.7837 | 139.5052 | 257.8869 | 166.5434 | 143.2672 | 221.231 | 165.4903
7036 | 4 | 294 | 10 | 104.201 | 81.1558 | 307.2152 | 109.1532 | 214.1395 | 122.5744 | 214.5148 | 165.0847 | 138.6601 | 53.2251 | 100.2997 | 243.7492 | 150.3844 | 254.8328 | 174.8551 | 138.1479 | 222.2929 | 161.7965
7037 | 5 | 294 | 10 | 101.2359 | 84.5254 | 305.1947 | 111.315 | 204.7063 | 120.5078 | 204.5658 | 164.1046 | 146.0989 | 52.4324 | 100.732 | 258.4172 | 141.6219 | 261.671 | 165.4011 | 136.4894 | 229.6 | 169.1244
7038 | 6 | 294 | 10 | 79.3127 | 74.6228 | 254.9412 | 112.8072 | 179.2147 | 103.1705 | 145.3056 | 163.3187 | 144.9619 | 35.306 | 101.6349 | 235.4451 | 120.6966 | 234.496 | 156.668 | 126.9986 | 190.0532 | 137.34
7039 | 7 | 294 | 10 | 76.0661 | 48.0636 | 193.3862 | 115.6003 | 151.7998 | 85.6642 | 115.2108 | 131.2635 | 88.8469 | 31.6606 | 101.6683 | 191.7197 | 97.8845 | 176.8368 | 134.9792 | 104.6282 | 136.0629 | 71.9486
7040 | 8 | 294 | 10 | 76.2294 | 49.3891 | 187.1768 | 117.9679 | 148.6898 | 87.4692 | 114.0979 | 136.6629 | 90.8643 | 36.1594 | 107.9684 | 190.0763 | 94.5168 | 170.8654 | 129.2288 | 97.4562 | 148.1675 | 73.862
7041 | 9 | 294 | 10 | 75.9364 | 48.0264 | 185.5663 | 120.5115 | 148.8648 | 88.4256 | 111.5115 | 136.0892 | 78.4665 | 39.8275 | 106.4491 | 179.1516 | 97.0995 | 162.3816 | 130.8106 | 103.0926 | 121.8831 | 71.7015
7042 | 10 | 294 | 10 | 75.5181 | 45.4387 | 190.4599 | 117.6287 | 153.9487 | 90.1168 | 110.2955 | 134.0365 | 80.0449 | 39.9 | 108.4382 | 175.0906 | 101.1615 | 160.5882 | 125.9496 | 102.0177 | 132.5829 | 73.3061
7043 | 11 | 294 | 10 | 74.5721 | 53.8562 | 180.3532 | 119.333 | 158.9703 | 93.1653 | 111.2052 | 131.2021 | 79.937 | 38.5205 | 109.1532 | 181.1458 | 103.9009 | 160.7481 | 130.5234 | 104.9774 | 128.5045 | 72.0289
7044 | 12 | 294 | 10 | 73.6227 | 56.9987 | 168.9154 | 118.2772 | 157.1925 | 88.0044 | 116.9664 | 116.818 | 82.3858 | 38.9519 | 109.7449 | 181.5796 | 104.0534 | 170.1502 | 128.7153 | 98.3642 | 127.239 | 72.0647
7045 | 13 | 294 | 10 | 74.8577 | 59.3177 | 169.3934 | 116.6753 | 159.3238 | 86.3385 | 117.8403 | 113.0252 | 79.326 | 35.696 | 106.2391 | 179.8713 | 102.7911 | 170.3828 | 123.14 | 94.5397 | 128.4654 | 73.584
7046 | 14 | 294 | 10 | 76.4338 | 57.0823 | 170.1711 | 118.3679 | 160.1978 | 85.2391 | 114.9612 | 126.5351 | 81.7047 | 37.9196 | 102.2128 | 186.5201 | 101.8841 | 168.3263 | 125.1119 | 99.6655 | 125.2876 | 72.4094
7047 | 15 | 294 | 10 | 98.0447 | 57.4724 | 181.658 | 122.932 | 187.9732 | 106.3573 | 126.0344 | 137.8783 | 88.5747 | 43.8298 | 101.3004 | 194.3249 | 132.0481 | 175.9296 | 144.2255 | 100.249 | 155.5559 | 86.6151
7048 | 16 | 294 | 10 | 120.8475 | 94.9282 | 262.4759 | 127.323 | 234.579 | 137.47 | 180.9047 | 153.543 | 110.3563 | 52.6442 | 109.5589 | 247.9884 | 171.2374 | 204.8563 | 177.9272 | 149.1899 | 230.9864 | 142.4788
7049 | 17 | 294 | 10 | 132.7973 | 173.494 | 333.7376 | 125.5399 | 242.5548 | 153.681 | 199.71 | 167.1404 | 141.3147 | 53.5271 | 114.6611 | 287.6255 | 169.7024 | 253.8994 | 198.2785 | 198.4655 | 253.4598 | 179.4352
7050 | 18 | 294 | 10 | 136.0666 | 149.9225 | 331.349 | 131.2804 | 238.684 | 146.4386 | 195.3104 | 169.9117 | 149.1203 | 57.6226 | 111.1624 | 285.761 | 168.6602 | 253.5824 | 209.2446 | 181.6679 | 247.8505 | 184.5178
7051 | 19 | 294 | 10 | 131.6579 | 117.3191 | 328.2582 | 128.5503 | 226.5655 | 130.2211 | 194.1307 | 186.6346 | 152.1227 | 58.4192 | 109.7757 | 275.6444 | 152.3879 | 242.4593 | 187.9167 | 159.8573 | 257.3261 | 185.8766
7052 | 20 | 294 | 10 | 124.71 | 102.8924 | 319.1687 | 122.8431 | 219.7325 | 116.4679 | 185.8295 | 183.698 | 147.8049 | 52.3989 | 104.7477 | 273 | 145.5523 | 240.4535 | 185.3441 | 144.2793 | 241.268 | 171.7965
7053 | 21 | 294 | 10 | 123.9421 | 89.7592 | 318.3448 | 115.95 | 218.4983 | 115.5207 | 182.9745 | 167.5466 | 141.8839 | 50.4373 | 102.5545 | 260.6246 | 145.7275 | 230.792 | 172.8085 | 135.0089 | 235.8622 | 168.3953
7054 | 22 | 294 | 10 | 116.0166 | 89.1493 | 316.0933 | 117.0678 | 219.1847 | 116.3383 | 191.6482 | 167.1417 | 142.6741 | 47.5522 | 93.4513 | 248.6948 | 141.0427 | 240.5204 | 161.8604 | 130.4293 | 236.8059 | 173.1365
7055 | 23 | 294 | 10 | 116.6132 | 90.9706 | 316.9772 | 110.2066 | 223.9266 | 114.1393 | 207.4883 | 156.7519 | 140.8974 | 46.435 | 93.6566 | 242.9537 | 141.4144 | 237.8681 | 160.411 | 136.9355 | 238.0122 | 169.7855
7056 | 0 | 295 | 10 | 116.7533 | 89.5231 | 315.8466 | 107.701 | 219.9126 | 119.446 | 199.7572 | 157.6135 | 134.4285 | 48.9045 | 94.2427 | 244.7438 | 139.4474 | 245.78 | 163.7814 | 142.8313 | 224.4632 | 163.3953
7057 | 1 | 295 | 10 | 114.1733 | 93.2583 | 311.7814 | 106.3776 | 223.9382 | 120.659 | 202.7539 | 162.352 | 137.3993 | 54.265 | 92.7194 | 244.1089 | 141.247 | 244.7634 | 148.3794 | 140.7694 | 227.6155 | 165.3454
7058 | 2 | 295 | 10 | 111.1674 | 92.3987 | 312.9645 | 107.2497 | 223.4918 | 118.3555 | 204.5472 | 159.8357 | 138.104 | 53.3662 | 93.104 | 245.7187 | 141.7865 | 255.8432 | 152.5663 | 135.0419 | 224.83 | 168.7489
7059 | 3 | 295 | 10 | 106.1496 | 89.2012 | 310.7674 | 108.2208 | 229.0661 | 121.1708 | 205.8851 | 161.4027 | 139.2755 | 54.7395 | 94.9577 | 248.7837 | 139.5052 | 257.8869 | 166.5434 | 143.2672 | 221.231 | 165.4903
7060 | 4 | 295 | 10 | 104.201 | 81.1558 | 307.2152 | 109.1532 | 214.1395 | 122.5744 | 214.5148 | 165.0847 | 138.6601 | 53.2251 | 100.2997 | 243.7492 | 150.3844 | 254.8328 | 174.8551 | 138.1479 | 222.2929 | 161.7965
7061 | 5 | 295 | 10 | 101.2359 | 84.5254 | 305.1947 | 111.315 | 204.7063 | 120.5078 | 204.5658 | 164.1046 | 146.0989 | 52.4324 | 100.732 | 258.4172 | 141.6219 | 261.671 | 165.4011 | 136.4894 | 229.6 | 169.1244
7062 | 6 | 295 | 10 | 79.3127 | 74.6228 | 254.9412 | 112.8072 | 179.2147 | 103.1705 | 145.3056 | 163.3187 | 144.9619 | 35.306 | 101.6349 | 235.4451 | 120.6966 | 234.496 | 156.668 | 126.9986 | 190.0532 | 137.34
7063 | 7 | 295 | 10 | 76.0661 | 48.0636 | 193.3862 | 115.6003 | 151.7998 | 85.6642 | 115.2108 | 131.2635 | 88.8469 | 31.6606 | 101.6683 | 191.7197 | 97.8845 | 176.8368 | 134.9792 | 104.6282 | 136.0629 | 71.9486
7064 | 8 | 295 | 10 | 76.2294 | 49.3891 | 187.1768 | 117.9679 | 148.6898 | 87.4692 | 114.0979 | 136.6629 | 90.8643 | 36.1594 | 107.9684 | 190.0763 | 94.5168 | 170.8654 | 129.2288 | 97.4562 | 148.1675 | 73.862
7065 | 9 | 295 | 10 | 75.9364 | 48.0264 | 185.5663 | 120.5115 | 148.8648 | 88.4256 | 111.5115 | 136.0892 | 78.4665 | 39.8275 | 106.4491 | 179.1516 | 97.0995 | 162.3816 | 130.8106 | 103.0926 | 121.8831 | 71.7015
7066 | 10 | 295 | 10 | 75.5181 | 45.4387 | 190.4599 | 117.6287 | 153.9487 | 90.1168 | 110.2955 | 134.0365 | 80.0449 | 39.9 | 108.4382 | 175.0906 | 101.1615 | 160.5882 | 125.9496 | 102.0177 | 132.5829 | 73.3061
7067 | 11 | 295 | 10 | 74.5721 | 53.8562 | 180.3532 | 119.333 | 158.9703 | 93.1653 | 111.2052 | 131.2021 | 79.937 | 38.5205 | 109.1532 | 181.1458 | 103.9009 | 160.7481 | 130.5234 | 104.9774 | 128.5045 | 72.0289
7068 | 12 | 295 | 10 | 73.6227 | 56.9987 | 168.9154 | 118.2772 | 157.1925 | 88.0044 | 116.9664 | 116.818 | 82.3858 | 38.9519 | 109.7449 | 181.5796 | 104.0534 | 170.1502 | 128.7153 | 98.3642 | 127.239 | 72.0647
7069 | 13 | 295 | 10 | 74.8577 | 59.3177 | 169.3934 | 116.6753 | 159.3238 | 86.3385 | 117.8403 | 113.0252 | 79.326 | 35.696 | 106.2391 | 179.8713 | 102.7911 | 170.3828 | 123.14 | 94.5397 | 128.4654 | 73.584
7070 | 14 | 295 | 10 | 76.4338 | 57.0823 | 170.1711 | 118.3679 | 160.1978 | 85.2391 | 114.9612 | 126.5351 | 81.7047 | 37.9196 | 102.2128 | 186.5201 | 101.8841 | 168.3263 | 125.1119 | 99.6655 | 125.2876 | 72.4094
7071 | 15 | 295 | 10 | 98.0447 | 57.4724 | 181.658 | 122.932 | 187.9732 | 106.3573 | 126.0344 | 137.8783 | 88.5747 | 43.8298 | 101.3004 | 194.3249 | 132.0481 | 175.9296 | 144.2255 | 100.249 | 155.5559 | 86.6151
7072 | 16 | 295 | 10 | 120.8475 | 94.9282 | 262.4759 | 127.323 | 234.579 | 137.47 | 180.9047 | 153.543 | 110.3563 | 52.6442 | 109.5589 | 247.9884 | 171.2374 | 204.8563 | 177.9272 | 149.1899 | 230.9864 | 142.4788
7073 | 17 | 295 | 10 | 132.7973 | 173.494 | 333.7376 | 125.5399 | 242.5548 | 153.681 | 199.71 | 167.1404 | 141.3147 | 53.5271 | 114.6611 | 287.6255 | 169.7024 | 253.8994 | 198.2785 | 198.4655 | 253.4598 | 179.4352
7074 | 18 | 295 | 10 | 136.0666 | 149.9225 | 331.349 | 131.2804 | 238.684 | 146.4386 | 195.3104 | 169.9117 | 149.1203 | 57.6226 | 111.1624 | 285.761 | 168.6602 | 253.5824 | 209.2446 | 181.6679 | 247.8505 | 184.5178
7075 | 19 | 295 | 10 | 131.6579 | 117.3191 | 328.2582 | 128.5503 | 226.5655 | 130.2211 | 194.1307 | 186.6346 | 152.1227 | 58.4192 | 109.7757 | 275.6444 | 152.3879 | 242.4593 | 187.9167 | 159.8573 | 257.3261 | 185.8766
7076 | 20 | 295 | 10 | 124.71 | 102.8924 | 319.1687 | 122.8431 | 219.7325 | 116.4679 | 185.8295 | 183.698 | 147.8049 | 52.3989 | 104.7477 | 273 | 145.5523 | 240.4535 | 185.3441 | 144.2793 | 241.268 | 171.7965
7077 | 21 | 295 | 10 | 123.9421 | 89.7592 | 318.3448 | 115.95 | 218.4983 | 115.5207 | 182.9745 | 167.5466 | 141.8839 | 50.4373 | 102.5545 | 260.6246 | 145.7275 | 230.792 | 172.8085 | 135.0089 | 235.8622 | 168.3953
7078 | 22 | 295 | 10 | 116.0166 | 89.1493 | 316.0933 | 117.0678 | 219.1847 | 116.3383 | 191.6482 | 167.1417 | 142.6741 | 47.5522 | 93.4513 | 248.6948 | 141.0427 | 240.5204 | 161.8604 | 130.4293 | 236.8059 | 173.1365
7079 | 23 | 295 | 10 | 116.6132 | 90.9706 | 316.9772 | 110.2066 | 223.9266 | 114.1393 | 207.4883 | 156.7519 | 140.8974 | 46.435 | 93.6566 | 242.9537 | 141.4144 | 237.8681 | 160.411 | 136.9355 | 238.0122 | 169.7855
7080 | 0 | 296 | 10 | 116.7533 | 89.5231 | 315.8466 | 107.701 | 219.9126 | 119.446 | 199.7572 | 157.6135 | 134.4285 | 48.9045 | 94.2427 | 244.7438 | 139.4474 | 245.78 | 163.7814 | 142.8313 | 224.4632 | 163.3953
7081 | 1 | 296 | 10 | 114.1733 | 93.2583 | 311.7814 | 106.3776 | 223.9382 | 120.659 | 202.7539 | 162.352 | 137.3993 | 54.265 | 92.7194 | 244.1089 | 141.247 | 244.7634 | 148.3794 | 140.7694 | 227.6155 | 165.3454
7082 | 2 | 296 | 10 | 111.1674 | 92.3987 | 312.9645 | 107.2497 | 223.4918 | 118.3555 | 204.5472 | 159.8357 | 138.104 | 53.3662 | 93.104 | 245.7187 | 141.7865 | 255.8432 | 152.5663 | 135.0419 | 224.83 | 168.7489
7083 | 3 | 296 | 10 | 106.1496 | 89.2012 | 310.7674 | 108.2208 | 229.0661 | 121.1708 | 205.8851 | 161.4027 | 139.2755 | 54.7395 | 94.9577 | 248.7837 | 139.5052 | 257.8869 | 166.5434 | 143.2672 | 221.231 | 165.4903
7084 | 4 | 296 | 10 | 104.201 | 81.1558 | 307.2152 | 109.1532 | 214.1395 | 122.5744 | 214.5148 | 165.0847 | 138.6601 | 53.2251 | 100.2997 | 243.7492 | 150.3844 | 254.8328 | 174.8551 | 138.1479 | 222.2929 | 161.7965
7085 | 5 | 296 | 10 | 101.2359 | 84.5254 | 305.1947 | 111.315 | 204.7063 | 120.5078 | 204.5658 | 164.1046 | 146.0989 | 52.4324 | 100.732 | 258.4172 | 141.6219 | 261.671 | 165.4011 | 136.4894 | 229.6 | 169.1244
7086 | 6 | 296 | 10 | 79.3127 | 74.6228 | 254.9412 | 112.8072 | 179.2147 | 103.1705 | 145.3056 | 163.3187 | 144.9619 | 35.306 | 101.6349 | 235.4451 | 120.6966 | 234.496 | 156.668 | 126.9986 | 190.0532 | 137.34
7087 | 7 | 296 | 10 | 76.0661 | 48.0636 | 193.3862 | 115.6003 | 151.7998 | 85.6642 | 115.2108 | 131.2635 | 88.8469 | 31.6606 | 101.6683 | 191.7197 | 97.8845 | 176.8368 | 134.9792 | 104.6282 | 136.0629 | 71.9486
7088 | 8 | 296 | 10 | 76.2294 | 49.3891 | 187.1768 | 117.9679 | 148.6898 | 87.4692 | 114.0979 | 136.6629 | 90.8643 | 36.1594 | 107.9684 | 190.0763 | 94.5168 | 170.8654 | 129.2288 | 97.4562 | 148.1675 | 73.862
7089 | 9 | 296 | 10 | 75.9364 | 48.0264 | 185.5663 | 120.5115 | 148.8648 | 88.4256 | 111.5115 | 136.0892 | 78.4665 | 39.8275 | 106.4491 | 179.1516 | 97.0995 | 162.3816 | 130.8106 | 103.0926 | 121.8831 | 71.7015
7090 | 10 | 296 | 10 | 75.5181 | 45.4387 | 190.4599 | 117.6287 | 153.9487 | 90.1168 | 110.2955 | 134.0365 | 80.0449 | 39.9 | 108.4382 | 175.0906 | 101.1615 | 160.5882 | 125.9496 | 102.0177 | 132.5829 | 73.3061
7091 | 11 | 296 | 10 | 74.5721 | 53.8562 | 180.3532 | 119.333 | 158.9703 | 93.1653 | 111.2052 | 131.2021 | 79.937 | 38.5205 | 109.1532 | 181.1458 | 103.9009 | 160.7481 | 130.5234 | 104.9774 | 128.5045 | 72.0289
7092 | 12 | 296 | 10 | 73.6227 | 56.9987 | 168.9154 | 118.2772 | 157.1925 | 88.0044 | 116.9664 | 116.818 | 82.3858 | 38.9519 | 109.7449 | 181.5796 | 104.0534 | 170.1502 | 128.7153 | 98.3642 | 127.239 | 72.0647
7093 | 13 | 296 | 10 | 74.8577 | 59.3177 | 169.3934 | 116.6753 | 159.3238 | 86.3385 | 117.8403 | 113.0252 | 79.326 | 35.696 | 106.2391 | 179.8713 | 102.7911 | 170.3828 | 123.14 | 94.5397 | 128.4654 | 73.584
7094 | 14 | 296 | 10 | 76.4338 | 57.0823 | 170.1711 | 118.3679 | 160.1978 | 85.2391 | 114.9612 | 126.5351 | 81.7047 | 37.9196 | 102.2128 | 186.5201 | 101.8841 | 168.3263 | 125.1119 | 99.6655 | 125.2876 | 72.4094
7095 | 15 | 296 | 10 | 98.0447 | 57.4724 | 181.658 | 122.932 | 187.9732 | 106.3573 | 126.0344 | 137.8783 | 88.5747 | 43.8298 | 101.3004 | 194.3249 | 132.0481 | 175.9296 | 144.2255 | 100.249 | 155.5559 | 86.6151
7096 | 16 | 296 | 10 | 120.8475 | 94.9282 | 262.4759 | 127.323 | 234.579 | 137.47 | 180.9047 | 153.543 | 110.3563 | 52.6442 | 109.5589 | 247.9884 | 171.2374 | 204.8563 | 177.9272 | 149.1899 | 230.9864 | 142.4788
7097 | 17 | 296 | 10 | 132.7973 | 173.494 | 333.7376 | 125.5399 | 242.5548 | 153.681 | 199.71 | 167.1404 | 141.3147 | 53.5271 | 114.6611 | 287.6255 | 169.7024 | 253.8994 | 198.2785 | 198.4655 | 253.4598 | 179.4352
7098 | 18 | 296 | 10 | 136.0666 | 149.9225 | 331.349 | 131.2804 | 238.684 | 146.4386 | 195.3104 | 169.9117 | 149.1203 | 57.6226 | 111.1624 | 285.761 | 168.6602 | 253.5824 | 209.2446 | 181.6679 | 247.8505 | 184.5178
7099 | 19 | 296 | 10 | 131.6579 | 117.3191 | 328.2582 | 128.5503 | 226.5655 | 130.2211 | 194.1307 | 186.6346 | 152.1227 | 58.4192 | 109.7757 | 275.6444 | 152.3879 | 242.4593 | 187.9167 | 159.8573 | 257.3261 | 185.8766
7100 | 20 | 296 | 10 | 124.71 | 102.8924 | 319.1687 | 122.8431 | 219.7325 | 116.4679 | 185.8295 | 183.698 | 147.8049 | 52.3989 | 104.7477 | 273 | 145.5523 | 240.4535 | 185.3441 | 144.2793 | 241.268 | 171.7965
7101 | 21 | 296 | 10 | 123.9421 | 89.7592 | 318.3448 | 115.95 | 218.4983 | 115.5207 | 182.9745 | 167.5466 | 141.8839 | 50.4373 | 102.5545 | 260.6246 | 145.7275 | 230.792 | 172.8085 | 135.0089 | 235.8622 | 168.3953
7102 | 22 | 296 | 10 | 116.0166 | 89.1493 | 316.0933 | 117.0678 | 219.1847 | 116.3383 | 191.6482 | 167.1417 | 142.6741 | 47.5522 | 93.4513 | 248.6948 | 141.0427 | 240.5204 | 161.8604 | 130.4293 | 236.8059 | 173.1365
7103 | 23 | 296 | 10 | 116.6132 | 90.9706 | 316.9772 | 110.2066 | 223.9266 | 114.1393 | 207.4883 | 156.7519 | 140.8974 | 46.435 | 93.6566 | 242.9537 | 141.4144 | 237.8681 | 160.411 | 136.9355 | 238.0122 | 169.7855
7104 | 0 | 297 | 10 | 116.7533 | 89.5231 | 315.8466 | 107.701 | 219.9126 | 119.446 | 199.7572 | 157.6135 | 134.4285 | 48.9045 | 94.2427 | 244.7438 | 139.4474 | 245.78 | 163.7814 | 142.8313 | 224.4632 | 163.3953
7105 | 1 | 297 | 10 | 114.1733 | 93.2583 | 311.7814 | 106.3776 | 223.9382 | 120.659 | 202.7539 | 162.352 | 137.3993 | 54.265 | 92.7194 | 244.1089 | 141.247 | 244.7634 | 148.3794 | 140.7694 | 227.6155 | 165.3454
7106 | 2 | 297 | 10 | 111.1674 | 92.3987 | 312.9645 | 107.2497 | 223.4918 | 118.3555 | 204.5472 | 159.8357 | 138.104 | 53.3662 | 93.104 | 245.7187 | 141.7865 | 255.8432 | 152.5663 | 135.0419 | 224.83 | 168.7489
7107 | 3 | 297 | 10 | 106.1496 | 89.2012 | 310.7674 | 108.2208 | 229.0661 | 121.1708 | 205.8851 | 161.4027 | 139.2755 | 54.7395 | 94.9577 | 248.7837 | 139.5052 | 257.8869 | 166.5434 | 143.2672 | 221.231 | 165.4903
7108 | 4 | 297 | 10 | 104.201 | 81.1558 | 307.2152 | 109.1532 | 214.1395 | 122.5744 | 214.5148 | 165.0847 | 138.6601 | 53.2251 | 100.2997 | 243.7492 | 150.3844 | 254.8328 | 174.8551 | 138.1479 | 222.2929 | 161.7965
7109 | 5 | 297 | 10 | 101.2359 | 84.5254 | 305.1947 | 111.315 | 204.7063 | 120.5078 | 204.5658 | 164.1046 | 146.0989 | 52.4324 | 100.732 | 258.4172 | 141.6219 | 261.671 | 165.4011 | 136.4894 | 229.6 | 169.1244
7110 | 6 | 297 | 10 | 79.3127 | 74.6228 | 254.9412 | 112.8072 | 179.2147 | 103.1705 | 145.3056 | 163.3187 | 144.9619 | 35.306 | 101.6349 | 235.4451 | 120.6966 | 234.496 | 156.668 | 126.9986 | 190.0532 | 137.34
7111 | 7 | 297 | 10 | 76.0661 | 48.0636 | 193.3862 | 115.6003 | 151.7998 | 85.6642 | 115.2108 | 131.2635 | 88.8469 | 31.6606 | 101.6683 | 191.7197 | 97.8845 | 176.8368 | 134.9792 | 104.6282 | 136.0629 | 71.9486
7112 | 8 | 297 | 10 | 76.2294 | 49.3891 | 187.1768 | 117.9679 | 148.6898 | 87.4692 | 114.0979 | 136.6629 | 90.8643 | 36.1594 | 107.9684 | 190.0763 | 94.5168 | 170.8654 | 129.2288 | 97.4562 | 148.1675 | 73.862
7113 | 9 | 297 | 10 | 75.9364 | 48.0264 | 185.5663 | 120.5115 | 148.8648 | 88.4256 | 111.5115 | 136.0892 | 78.4665 | 39.8275 | 106.4491 | 179.1516 | 97.0995 | 162.3816 | 130.8106 | 103.0926 | 121.8831 | 71.7015
7114 | 10 | 297 | 10 | 75.5181 | 45.4387 | 190.4599 | 117.6287 | 153.9487 | 90.1168 | 110.2955 | 134.0365 | 80.0449 | 39.9 | 108.4382 | 175.0906 | 101.1615 | 160.5882 | 125.9496 | 102.0177 | 132.5829 | 73.3061
7115 | 11 | 297 | 10 | 74.5721 | 53.8562 | 180.3532 | 119.333 | 158.9703 | 93.1653 | 111.2052 | 131.2021 | 79.937 | 38.5205 | 109.1532 | 181.1458 | 103.9009 | 160.7481 | 130.5234 | 104.9774 | 128.5045 | 72.0289
7116 | 12 | 297 | 10 | 73.6227 | 56.9987 | 168.9154 | 118.2772 | 157.1925 | 88.0044 | 116.9664 | 116.818 | 82.3858 | 38.9519 | 109.7449 | 181.5796 | 104.0534 | 170.1502 | 128.7153 | 98.3642 | 127.239 | 72.0647
7117 | 13 | 297 | 10 | 74.8577 | 59.3177 | 169.3934 | 116.6753 | 159.3238 | 86.3385 | 117.8403 | 113.0252 | 79.326 | 35.696 | 106.2391 | 179.8713 | 102.7911 | 170.3828 | 123.14 | 94.5397 | 128.4654 | 73.584
7118 | 14 | 297 | 10 | 76.4338 | 57.0823 | 170.1711 | 118.3679 | 160.1978 | 85.2391 | 114.9612 | 126.5351 | 81.7047 | 37.9196 | 102.2128 | 186.5201 | 101.8841 | 168.3263 | 125.1119 | 99.6655 | 125.2876 | 72.4094
7119 | 15 | 297 | 10 | 98.0447 | 57.4724 | 181.658 | 122.932 | 187.9732 | 106.3573 | 126.0344 | 137.8783 | 88.5747 | 43.8298 | 101.3004 | 194.3249 | 132.0481 | 175.9296 | 144.2255 | 100.249 | 155.5559 | 86.6151
7120 | 16 | 297 | 10 | 120.8475 | 94.9282 | 262.4759 | 127.323 | 234.579 | 137.47 | 180.9047 | 153.543 | 110.3563 | 52.6442 | 109.5589 | 247.9884 | 171.2374 | 204.8563 | 177.9272 | 149.1899 | 230.9864 | 142.4788
7121 | 17 | 297 | 10 | 132.7973 | 173.494 | 333.7376 | 125.5399 | 242.5548 | 153.681 | 199.71 | 167.1404 | 141.3147 | 53.5271 | 114.6611 | 287.6255 | 169.7024 | 253.8994 | 198.2785 | 198.4655 | 253.4598 | 179.4352
7122 | 18 | 297 | 10 | 136.0666 | 149.9225 | 331.349 | 131.2804 | 238.684 | 146.4386 | 195.3104 | 169.9117 | 149.1203 | 57.6226 | 111.1624 | 285.761 | 168.6602 | 253.5824 | 209.2446 | 181.6679 | 247.8505 | 184.5178
7123 | 19 | 297 | 10 | 131.6579 | 117.3191 | 328.2582 | 128.5503 | 226.5655 | 130.2211 | 194.1307 | 186.6346 | 152.1227 | 58.4192 | 109.7757 | 275.6444 | 152.3879 | 242.4593 | 187.9167 | 159.8573 | 257.3261 | 185.8766
7124 | 20 | 297 | 10 | 124.71 | 102.8924 | 319.1687 | 122.8431 | 219.7325 | 116.4679 | 185.8295 | 183.698 | 147.8049 | 52.3989 | 104.7477 | 273 | 145.5523 | 240.4535 | 185.3441 | 144.2793 | 241.268 | 171.7965
7125 | 21 | 297 | 10 | 123.9421 | 89.7592 | 318.3448 | 115.95 | 218.4983 | 115.5207 | 182.9745 | 167.5466 | 141.8839 | 50.4373 | 102.5545 | 260.6246 | 145.7275 | 230.792 | 172.8085 | 135.0089 | 235.8622 | 168.3953
7126 | 22 | 297 | 10 | 116.0166 | 89.1493 | 316.0933 | 117.0678 | 219.1847 | 116.3383 | 191.6482 | 167.1417 | 142.6741 | 47.5522 | 93.4513 | 248.6948 | 141.0427 | 240.5204 | 161.8604 | 130.4293 | 236.8059 | 173.1365
7127 | 23 | 297 | 10 | 116.6132 | 90.9706 | 316.9772 | 110.2066 | 223.9266 | 114.1393 | 207.4883 | 156.7519 | 140.8974 | 46.435 | 93.6566 | 242.9537 | 141.4144 | 237.8681 | 160.411 | 136.9355 | 238.0122 | 169.7855
7128 | 0 | 298 | 10 | 116.7533 | 89.5231 | 315.8466 | 107.701 | 219.9126 | 119.446 | 199.7572 | 157.6135 | 134.4285 | 48.9045 | 94.2427 | 244.7438 | 139.4474 | 245.78 | 163.7814 | 142.8313 | 224.4632 | 163.3953
7129 | 1 | 298 | 10 | 114.1733 | 93.2583 | 311.7814 | 106.3776 | 223.9382 | 120.659 | 202.7539 | 162.352 | 137.3993 | 54.265 | 92.7194 | 244.1089 | 141.247 | 244.7634 | 148.3794 | 140.7694 | 227.6155 | 165.3454
7130 | 2 | 298 | 10 | 111.1674 | 92.3987 | 312.9645 | 107.2497 | 223.4918 | 118.3555 | 204.5472 | 159.8357 | 138.104 | 53.3662 | 93.104 | 245.7187 | 141.7865 | 255.8432 | 152.5663 | 135.0419 | 224.83 | 168.7489
7131 | 3 | 298 | 10 | 106.1496 | 89.2012 | 310.7674 | 108.2208 | 229.0661 | 121.1708 | 205.8851 | 161.4027 | 139.2755 | 54.7395 | 94.9577 | 248.7837 | 139.5052 | 257.8869 | 166.5434 | 143.2672 | 221.231 | 165.4903
7132 | 4 | 298 | 10 | 104.201 | 81.1558 | 307.2152 | 109.1532 | 214.1395 | 122.5744 | 214.5148 | 165.0847 | 138.6601 | 53.2251 | 100.2997 | 243.7492 | 150.3844 | 254.8328 | 174.8551 | 138.1479 | 222.2929 | 161.7965
7133 | 5 | 298 | 10 | 101.2359 | 84.5254 | 305.1947 | 111.315 | 204.7063 | 120.5078 | 204.5658 | 164.1046 | 146.0989 | 52.4324 | 100.732 | 258.4172 | 141.6219 | 261.671 | 165.4011 | 136.4894 | 229.6 | 169.1244
7134 | 6 | 298 | 10 | 79.3127 | 74.6228 | 254.9412 | 112.8072 | 179.2147 | 103.1705 | 145.3056 | 163.3187 | 144.9619 | 35.306 | 101.6349 | 235.4451 | 120.6966 | 234.496 | 156.668 | 126.9986 | 190.0532 | 137.34
7135 | 7 | 298 | 10 | 76.0661 | 48.0636 | 193.3862 | 115.6003 | 151.7998 | 85.6642 | 115.2108 | 131.2635 | 88.8469 | 31.6606 | 101.6683 | 191.7197 | 97.8845 | 176.8368 | 134.9792 | 104.6282 | 136.0629 | 71.9486
7136 | 8 | 298 | 10 | 76.2294 | 49.3891 | 187.1768 | 117.9679 | 148.6898 | 87.4692 | 114.0979 | 136.6629 | 90.8643 | 36.1594 | 107.9684 | 190.0763 | 94.5168 | 170.8654 | 129.2288 | 97.4562 | 148.1675 | 73.862
7137 | 9 | 298 | 10 | 75.9364 | 48.0264 | 185.5663 | 120.5115 | 148.8648 | 88.4256 | 111.5115 | 136.0892 | 78.4665 | 39.8275 | 106.4491 | 179.1516 | 97.0995 | 162.3816 | 130.8106 | 103.0926 | 121.8831 | 71.7015
7138 | 10 | 298 | 10 | 75.5181 | 45.4387 | 190.4599 | 117.6287 | 153.9487 | 90.1168 | 110.2955 | 134.0365 | 80.0449 | 39.9 | 108.4382 | 175.0906 | 101.1615 | 160.5882 | 125.9496 | 102.0177 | 132.5829 | 73.3061
7139 | 11 | 298 | 10 | 74.5721 | 53.8562 | 180.3532 | 119.333 | 158.9703 | 93.1653 | 111.2052 | 131.2021 | 79.937 | 38.5205 | 109.1532 | 181.1458 | 103.9009 | 160.7481 | 130.5234 | 104.9774 | 128.5045 | 72.0289
7140 | 12 | 298 | 10 | 73.6227 | 56.9987 | 168.9154 | 118.2772 | 157.1925 | 88.0044 | 116.9664 | 116.818 | 82.3858 | 38.9519 | 109.7449 | 181.5796 | 104.0534 | 170.1502 | 128.7153 | 98.3642 | 127.239 | 72.0647
7141 | 13 | 298 | 10 | 74.8577 | 59.3177 | 169.3934 | 116.6753 | 159.3238 | 86.3385 | 117.8403 | 113.0252 | 79.326 | 35.696 | 106.2391 | 179.8713 | 102.7911 | 170.3828 | 123.14 | 94.5397 | 128.4654 | 73.584
7142 | 14 | 298 | 10 | 76.4338 | 57.0823 | 170.1711 | 118.3679 | 160.1978 | 85.2391 | 114.9612 | 126.5351 | 81.7047 | 37.9196 | 102.2128 | 186.5201 | 101.8841 | 168.3263 | 125.1119 | 99.6655 | 125.2876 | 72.4094
7143 | 15 | 298 | 10 | 98.0447 | 57.4724 | 181.658 | 122.932 | 187.9732 | 106.3573 | 126.0344 | 137.8783 | 88.5747 | 43.8298 | 101.3004 | 194.3249 | 132.0481 | 175.9296 | 144.2255 | 100.249 | 155.5559 | 86.6151
7144 | 16 | 298 | 10 | 120.8475 | 94.9282 | 262.4759 | 127.323 | 234.579 | 137.47 | 180.9047 | 153.543 | 110.3563 | 52.6442 | 109.5589 | 247.9884 | 171.2374 | 204.8563 | 177.9272 | 149.1899 | 230.9864 | 142.4788
7145 | 17 | 298 | 10 | 132.7973 | 173.494 | 333.7376 | 125.5399 | 242.5548 | 153.681 | 199.71 | 167.1404 | 141.3147 | 53.5271 | 114.6611 | 287.6255 | 169.7024 | 253.8994 | 198.2785 | 198.4655 | 253.4598 | 179.4352
7146 | 18 | 298 | 10 | 136.0666 | 149.9225 | 331.349 | 131.2804 | 238.684 | 146.4386 | 195.3104 | 169.9117 | 149.1203 | 57.6226 | 111.1624 | 285.761 | 168.6602 | 253.5824 | 209.2446 | 181.6679 | 247.8505 | 184.5178
7147 | 19 | 298 | 10 | 131.6579 | 117.3191 | 328.2582 | 128.5503 | 226.5655 | 130.2211 | 194.1307 | 186.6346 | 152.1227 | 58.4192 | 109.7757 | 275.6444 | 152.3879 | 242.4593 | 187.9167 | 159.8573 | 257.3261 | 185.8766
7148 | 20 | 298 | 10 | 124.71 | 102.8924 | 319.1687 | 122.8431 | 219.7325 | 116.4679 | 185.8295 | 183.698 | 147.8049 | 52.3989 | 104.7477 | 273 | 145.5523 | 240.4535 | 185.3441 | 144.2793 | 241.268 | 171.7965
7149 | 21 | 298 | 10 | 123.9421 | 89.7592 | 318.3448 | 115.95 | 218.4983 | 115.5207 | 182.9745 | 167.5466 | 141.8839 | 50.4373 | 102.5545 | 260.6246 | 145.7275 | 230.792 | 172.8085 | 135.0089 | 235.8622 | 168.3953
7150 | 22 | 298 | 10 | 116.0166 | 89.1493 | 316.0933 | 117.0678 | 219.1847 | 116.3383 | 191.6482 | 167.1417 | 142.6741 | 47.5522 | 93.4513 | 248.6948 | 141.0427 | 240.5204 | 161.8604 | 130.4293 | 236.8059 | 173.1365
7151 | 23 | 298 | 10 | 116.6132 | 90.9706 | 316.9772 | 110.2066 | 223.9266 | 114.1393 | 207.4883 | 156.7519 | 140.8974 | 46.435 | 93.6566 | 242.9537 | 141.4144 | 237.8681 | 160.411 | 136.9355 | 238.0122 | 169.7855
7152 | 0 | 299 | 10 | 116.7533 | 89.5231 | 315.8466 | 107.701 | 219.9126 | 119.446 | 199.7572 | 157.6135 | 134.4285 | 48.9045 | 94.2427 | 244.7438 | 139.4474 | 245.78 | 163.7814 | 142.8313 | 224.4632 | 163.3953
7153 | 1 | 299 | 10 | 114.1733 | 93.2583 | 311.7814 | 106.3776 | 223.9382 | 120.659 | 202.7539 | 162.352 | 137.3993 | 54.265 | 92.7194 | 244.1089 | 141.247 | 244.7634 | 148.3794 | 140.7694 | 227.6155 | 165.3454
7154 | 2 | 299 | 10 | 111.1674 | 92.3987 | 312.9645 | 107.2497 | 223.4918 | 118.3555 | 204.5472 | 159.8357 | 138.104 | 53.3662 | 93.104 | 245.7187 | 141.7865 | 255.8432 | 152.5663 | 135.0419 | 224.83 | 168.7489
7155 | 3 | 299 | 10 | 106.1496 | 89.2012 | 310.7674 | 108.2208 | 229.0661 | 121.1708 | 205.8851 | 161.4027 | 139.2755 | 54.7395 | 94.9577 | 248.7837 | 139.5052 | 257.8869 | 166.5434 | 143.2672 | 221.231 | 165.4903
7156 | 4 | 299 | 10 | 104.201 | 81.1558 | 307.2152 | 109.1532 | 214.1395 | 122.5744 | 214.5148 | 165.0847 | 138.6601 | 53.2251 | 100.2997 | 243.7492 | 150.3844 | 254.8328 | 174.8551 | 138.1479 | 222.2929 | 161.7965
7157 | 5 | 299 | 10 | 101.2359 | 84.5254 | 305.1947 | 111.315 | 204.7063 | 120.5078 | 204.5658 | 164.1046 | 146.0989 | 52.4324 | 100.732 | 258.4172 | 141.6219 | 261.671 | 165.4011 | 136.4894 | 229.6 | 169.1244
7158 | 6 | 299 | 10 | 79.3127 | 74.6228 | 254.9412 | 112.8072 | 179.2147 | 103.1705 | 145.3056 | 163.3187 | 144.9619 | 35.306 | 101.6349 | 235.4451 | 120.6966 | 234.496 | 156.668 | 126.9986 | 190.0532 | 137.34
7159 | 7 | 299 | 10 | 76.0661 | 48.0636 | 193.3862 | 115.6003 | 151.7998 | 85.6642 | 115.2108 | 131.2635 | 88.8469 | 31.6606 | 101.6683 | 191.7197 | 97.8845 | 176.8368 | 134.9792 | 104.6282 | 136.0629 | 71.9486
7160 | 8 | 299 | 10 | 76.2294 | 49.3891 | 187.1768 | 117.9679 | 148.6898 | 87.4692 | 114.0979 | 136.6629 | 90.8643 | 36.1594 | 107.9684 | 190.0763 | 94.5168 | 170.8654 | 129.2288 | 97.4562 | 148.1675 | 73.862
7161 | 9 | 299 | 10 | 75.9364 | 48.0264 | 185.5663 | 120.5115 | 148.8648 | 88.4256 | 111.5115 | 136.0892 | 78.4665 | 39.8275 | 106.4491 | 179.1516 | 97.0995 | 162.3816 | 130.8106 | 103.0926 | 121.8831 | 71.7015
7162 | 10 | 299 | 10 | 75.5181 | 45.4387 | 190.4599 | 117.6287 | 153.9487 | 90.1168 | 110.2955 | 134.0365 | 80.0449 | 39.9 | 108.4382 | 175.0906 | 101.1615 | 160.5882 | 125.9496 | 102.0177 | 132.5829 | 73.3061
7163 | 11 | 299 | 10 | 74.5721 | 53.8562 | 180.3532 | 119.333 | 158.9703 | 93.1653 | 111.2052 | 131.2021 | 79.937 | 38.5205 | 109.1532 | 181.1458 | 103.9009 | 160.7481 | 130.5234 | 104.9774 | 128.5045 | 72.0289
7164 | 12 | 299 | 10 | 73.6227 | 56.9987 | 168.9154 | 118.2772 | 157.1925 | 88.0044 | 116.9664 | 116.818 | 82.3858 | 38.9519 | 109.7449 | 181.5796 | 104.0534 | 170.1502 | 128.7153 | 98.3642 | 127.239 | 72.0647
7165 | 13 | 299 | 10 | 74.8577 | 59.3177 | 169.3934 | 116.6753 | 159.3238 | 86.3385 | 117.8403 | 113.0252 | 79.326 | 35.696 | 106.2391 | 179.8713 | 102.7911 | 170.3828 | 123.14 | 94.5397 | 128.4654 | 73.584
7166 | 14 | 299 | 10 | 76.4338 | 57.0823 | 170.1711 | 118.3679 | 160.1978 | 85.2391 | 114.9612 | 126.5351 | 81.7047 | 37.9196 | 102.2128 | 186.5201 | 101.8841 | 168.3263 | 125.1119 | 99.6655 | 125.2876 | 72.4094
7167 | 15 | 299 | 10 | 98.0447 | 57.4724 | 181.658 | 122.932 | 187.9732 | 106.3573 | 126.0344 | 137.8783 | 88.5747 | 43.8298 | 101.3004 | 194.3249 | 132.0481 | 175.9296 | 144.2255 | 100.249 | 155.5559 | 86.6151
7168 | 16 | 299 | 10 | 120.8475 | 94.9282 | 262.4759 | 127.323 | 234.579 | 137.47 | 180.9047 | 153.543 | 110.3563 | 52.6442 | 109.5589 | 247.9884 | 171.2374 | 204.8563 | 177.9272 | 149.1899 | 230.9864 | 142.4788
7169 | 17 | 299 | 10 | 132.7973 | 173.494 | 333.7376 | 125.5399 | 242.5548 | 153.681 | 199.71 | 167.1404 | 141.3147 | 53.5271 | 114.6611 | 287.6255 | 169.7024 | 253.8994 | 198.2785 | 198.4655 | 253.4598 | 179.4352
7170 | 18 | 299 | 10 | 136.0666 | 149.9225 | 331.349 | 131.2804 | 238.684 | 146.4386 | 195.3104 | 169.9117 | 149.1203 | 57.6226 | 111.1624 | 285.761 | 168.6602 | 253.5824 | 209.2446 | 181.6679 | 247.8505 | 184.5178
7171 | 19 | 299 | 10 | 131.6579 | 117.3191 | 328.2582 | 128.5503 | 226.5655 | 130.2211 | 194.1307 | 186.6346 | 152.1227 | 58.4192 | 109.7757 | 275.6444 | 152.3879 | 242.4593 | 187.9167 | 159.8573 | 257.3261 | 185.8766
7172 | 20 | 299 | 10 | 124.71 | 102.8924 | 319.1687 | 122.8431 | 219.7325 | 116.4679 | 185.8295 | 183.698 | 147.8049 | 52.3989 | 104.7477 | 273 | 145.5523 | 240.4535 | 185.3441 | 144.2793 | 241.268 | 171.7965
7173 | 21 | 299 | 10 | 123.9421 | 89.7592 | 318.3448 | 115.95 | 218.4983 | 115.5207 | 182.9745 | 167.5466 | 141.8839 | 50.4373 | 102.5545 | 260.6246 | 145.7275 | 230.792 | 172.8085 | 135.0089 | 235.8622 | 168.3953
7174 | 22 | 299 | 10 | 116.0166 | 89.1493 | 316.0933 | 117.0678 | 219.1847 | 116.3383 | 191.6482 | 167.1417 | 142.6741 | 47.5522 | 93.4513 | 248.6948 | 141.0427 | 240.5204 | 161.8604 | 130.4293 | 236.8059 | 173.1365
7175 | 23 | 299 | 10 | 116.6132 | 90.9706 | 316.9772 | 110.2066 | 223.9266 | 114.1393 | 207.4883 | 156.7519 | 140.8974 | 46.435 | 93.6566 | 242.9537 | 141.4144 | 237.8681 | 160.411 | 136.9355 | 238.0122 | 169.7855
7176 | 0 | 300 | 10 | 116.7533 | 89.5231 | 315.8466 | 107.701 | 219.9126 | 119.446 | 199.7572 | 157.6135 | 134.4285 | 48.9045 | 94.2427 | 244.7438 | 139.4474 | 245.78 | 163.7814 | 142.8313 | 224.4632 | 163.3953
7177 | 1 | 300 | 10 | 114.1733 | 93.2583 | 311.7814 | 106.3776 | 223.9382 | 120.659 | 202.7539 | 162.352 | 137.3993 | 54.265 | 92.7194 | 244.1089 | 141.247 | 244.7634 | 148.3794 | 140.7694 | 227.6155 | 165.3454
7178 | 2 | 300 | 10 | 111.1674 | 92.3987 | 312.9645 | 107.2497 | 223.4918 | 118.3555 | 204.5472 | 159.8357 | 138.104 | 53.3662 | 93.104 | 245.7187 | 141.7865 | 255.8432 | 152.5663 | 135.0419 | 224.83 | 168.7489
7179 | 3 | 300 | 10 | 106.1496 | 89.2012 | 310.7674 | 108.2208 | 229.0661 | 121.1708 | 205.8851 | 161.4027 | 139.2755 | 54.7395 | 94.9577 | 248.7837 | 139.5052 | 257.8869 | 166.5434 | 143.2672 | 221.231 | 165.4903
7180 | 4 | 300 | 10 | 104.201 | 81.1558 | 307.2152 | 109.1532 | 214.1395 | 122.5744 | 214.5148 | 165.0847 | 138.6601 | 53.2251 | 100.2997 | 243.7492 | 150.3844 | 254.8328 | 174.8551 | 138.1479 | 222.2929 | 161.7965
7181 | 5 | 300 | 10 | 101.2359 | 84.5254 | 305.1947 | 111.315 | 204.7063 | 120.5078 | 204.5658 | 164.1046 | 146.0989 | 52.4324 | 100.732 | 258.4172 | 141.6219 | 261.671 | 165.4011 | 136.4894 | 229.6 | 169.1244
7182 | 6 | 300 | 10 | 79.3127 | 74.6228 | 254.9412 | 112.8072 | 179.2147 | 103.1705 | 145.3056 | 163.3187 | 144.9619 | 35.306 | 101.6349 | 235.4451 | 120.6966 | 234.496 | 156.668 | 126.9986 | 190.0532 | 137.34
7183 | 7 | 300 | 10 | 76.0661 | 48.0636 | 193.3862 | 115.6003 | 151.7998 | 85.6642 | 115.2108 | 131.2635 | 88.8469 | 31.6606 | 101.6683 | 191.7197 | 97.8845 | 176.8368 | 134.9792 | 104.6282 | 136.0629 | 71.9486
7184 | 8 | 300 | 10 | 76.2294 | 49.3891 | 187.1768 | 117.9679 | 148.6898 | 87.4692 | 114.0979 | 136.6629 | 90.8643 | 36.1594 | 107.9684 | 190.0763 | 94.5168 | 170.8654 | 129.2288 | 97.4562 | 148.1675 | 73.862
7185 | 9 | 300 | 10 | 75.9364 | 48.0264 | 185.5663 | 120.5115 | 148.8648 | 88.4256 | 111.5115 | 136.0892 | 78.4665 | 39.8275 | 106.4491 | 179.1516 | 97.0995 | 162.3816 | 130.8106 | 103.0926 | 121.8831 | 71.7015
7186 | 10 | 300 | 10 | 75.5181 | 45.4387 | 190.4599 | 117.6287 | 153.9487 | 90.1168 | 110.2955 | 134.0365 | 80.0449 | 39.9 | 108.4382 | 175.0906 | 101.1615 | 160.5882 | 125.9496 | 102.0177 | 132.5829 | 73.3061
7187 | 11 | 300 | 10 | 74.5721 | 53.8562 | 180.3532 | 119.333 | 158.9703 | 93.1653 | 111.2052 | 131.2021 | 79.937 | 38.5205 | 109.1532 | 181.1458 | 103.9009 | 160.7481 | 130.5234 | 104.9774 | 128.5045 | 72.0289
7188 | 12 | 300 | 10 | 73.6227 | 56.9987 | 168.9154 | 118.2772 | 157.1925 | 88.0044 | 116.9664 | 116.818 | 82.3858 | 38.9519 | 109.7449 | 181.5796 | 104.0534 | 170.1502 | 128.7153 | 98.3642 | 127.239 | 72.0647
7189 | 13 | 300 | 10 | 74.8577 | 59.3177 | 169.3934 | 116.6753 | 159.3238 | 86.3385 | 117.8403 | 113.0252 | 79.326 | 35.696 | 106.2391 | 179.8713 | 102.7911 | 170.3828 | 123.14 | 94.5397 | 128.4654 | 73.584
7190 | 14 | 300 | 10 | 76.4338 | 57.0823 | 170.1711 | 118.3679 | 160.1978 | 85.2391 | 114.9612 | 126.5351 | 81.7047 | 37.9196 | 102.2128 | 186.5201 | 101.8841 | 168.3263 | 125.1119 | 99.6655 | 125.2876 | 72.4094
7191 | 15 | 300 | 10 | 98.0447 | 57.4724 | 181.658 | 122.932 | 187.9732 | 106.3573 | 126.0344 | 137.8783 | 88.5747 | 43.8298 | 101.3004 | 194.3249 | 132.0481 | 175.9296 | 144.2255 | 100.249 | 155.5559 | 86.6151
7192 | 16 | 300 | 10 | 120.8475 | 94.9282 | 262.4759 | 127.323 | 234.579 | 137.47 | 180.9047 | 153.543 | 110.3563 | 52.6442 | 109.5589 | 247.9884 | 171.2374 | 204.8563 | 177.9272 | 149.1899 | 230.9864 | 142.4788
7193 | 17 | 300 | 10 | 132.7973 | 173.494 | 333.7376 | 125.5399 | 242.5548 | 153.681 | 199.71 | 167.1404 | 141.3147 | 53.5271 | 114.6611 | 287.6255 | 169.7024 | 253.8994 | 198.2785 | 198.4655 | 253.4598 | 179.4352
7194 | 18 | 300 | 10 | 136.0666 | 149.9225 | 331.349 | 131.2804 | 238.684 | 146.4386 | 195.3104 | 169.9117 | 149.1203 | 57.6226 | 111.1624 | 285.761 | 168.6602 | 253.5824 | 209.2446 | 181.6679 | 247.8505 | 184.5178
7195 | 19 | 300 | 10 | 131.6579 | 117.3191 | 328.2582 | 128.5503 | 226.5655 | 130.2211 | 194.1307 | 186.6346 | 152.1227 | 58.4192 | 109.7757 | 275.6444 | 152.3879 | 242.4593 | 187.9167 | 159.8573 | 257.3261 | 185.8766
7196 | 20 | 300 | 10 | 124.71 | 102.8924 | 319.1687 | 122.8431 | 219.7325 | 116.4679 | 185.8295 | 183.698 | 147.8049 | 52.3989 | 104.7477 | 273 | 145.5523 | 240.4535 | 185.3441 | 144.2793 | 241.268 | 171.7965
7197 | 21 | 300 | 10 | 123.9421 | 89.7592 | 318.3448 | 115.95 | 218.4983 | 115.5207 | 182.9745 | 167.5466 | 141.8839 | 50.4373 | 102.5545 | 260.6246 | 145.7275 | 230.792 | 172.8085 | 135.0089 | 235.8622 | 168.3953
7198 | 22 | 300 | 10 | 116.0166 | 89.1493 | 316.0933 | 117.0678 | 219.1847 | 116.3383 | 191.6482 | 167.1417 | 142.6741 | 47.5522 | 93.4513 | 248.6948 | 141.0427 | 240.5204 | 161.8604 | 130.4293 | 236.8059 | 173.1365
7199 | 23 | 300 | 10 | 116.6132 | 90.9706 | 316.9772 | 110.2066 | 223.9266 | 114.1393 | 207.4883 | 156.7519 | 140.8974 | 46.435 | 93.6566 | 242.9537 | 141.4144 | 237.8681 | 160.411 | 136.9355 | 238.0122 | 169.7855
7200 | 0 | 301 | 10 | 116.7533 | 89.5231 | 315.8466 | 107.701 | 219.9126 | 119.446 | 199.7572 | 157.6135 | 134.4285 | 48.9045 | 94.2427 | 244.7438 | 139.4474 | 245.78 | 163.7814 | 142.8313 | 224.4632 | 163.3953
7201 | 1 | 301 | 10 | 114.1733 | 93.2583 | 311.7814 | 106.3776 | 223.9382 | 120.659 | 202.7539 | 162.352 | 137.3993 | 54.265 | 92.7194 | 244.1089 | 141.247 | 244.7634 | 148.3794 | 140.7694 | 227.6155 | 165.3454
7202 | 2 | 301 | 10 | 111.1674 | 92.3987 | 312.9645 | 107.2497 | 223.4918 | 118.3555 | 204.5472 | 159.8357 | 138.104 | 53.3662 | 93.104 | 245.7187 | 141.7865 | 255.8432 | 152.5663 | 135.0419 | 224.83 | 168.7489
7203 | 3 | 301 | 10 | 106.1496 | 89.2012 | 310.7674 | 108.2208 | 229.0661 | 121.1708 | 205.8851 | 161.4027 | 139.2755 | 54.7395 | 94.9577 | 248.7837 | 139.5052 | 257.8869 | 166.5434 | 143.2672 | 221.231 | 165.4903
7204 | 4 | 301 | 10 | 104.201 | 81.1558 | 307.2152 | 109.1532 | 214.1395 | 122.5744 | 214.5148 | 165.0847 | 138.6601 | 53.2251 | 100.2997 | 243.7492 | 150.3844 | 254.8328 | 174.8551 | 138.1479 | 222.2929 | 161.7965
7205 | 5 | 301 | 10 | 101.2359 | 84.5254 | 305.1947 | 111.315 | 204.7063 | 120.5078 | 204.5658 | 164.1046 | 146.0989 | 52.4324 | 100.732 | 258.4172 | 141.6219 | 261.671 | 165.4011 | 136.4894 | 229.6 | 169.1244
7206 | 6 | 301 | 10 | 79.3127 | 74.6228 | 254.9412 | 112.8072 | 179.2147 | 103.1705 | 145.3056 | 163.3187 | 144.9619 | 35.306 | 101.6349 | 235.4451 | 120.6966 | 234.496 | 156.668 | 126.9986 | 190.0532 | 137.34
7207 | 7 | 301 | 10 | 76.0661 | 48.0636 | 193.3862 | 115.6003 | 151.7998 | 85.6642 | 115.2108 | 131.2635 | 88.8469 | 31.6606 | 101.6683 | 191.7197 | 97.8845 | 176.8368 | 134.9792 | 104.6282 | 136.0629 | 71.9486
7208 | 8 | 301 | 10 | 76.2294 | 49.3891 | 187.1768 | 117.9679 | 148.6898 | 87.4692 | 114.0979 | 136.6629 | 90.8643 | 36.1594 | 107.9684 | 190.0763 | 94.5168 | 170.8654 | 129.2288 | 97.4562 | 148.1675 | 73.862
7209 | 9 | 301 | 10 | 75.9364 | 48.0264 | 185.5663 | 120.5115 | 148.8648 | 88.4256 | 111.5115 | 136.0892 | 78.4665 | 39.8275 | 106.4491 | 179.1516 | 97.0995 | 162.3816 | 130.8106 | 103.0926 | 121.8831 | 71.7015
7210 | 10 | 301 | 10 | 75.5181 | 45.4387 | 190.4599 | 117.6287 | 153.9487 | 90.1168 | 110.2955 | 134.0365 | 80.0449 | 39.9 | 108.4382 | 175.0906 | 101.1615 | 160.5882 | 125.9496 | 102.0177 | 132.5829 | 73.3061
7211 | 11 | 301 | 10 | 74.5721 | 53.8562 | 180.3532 | 119.333 | 158.9703 | 93.1653 | 111.2052 | 131.2021 | 79.937 | 38.5205 | 109.1532 | 181.1458 | 103.9009 | 160.7481 | 130.5234 | 104.9774 | 128.5045 | 72.0289
7212 | 12 | 301 | 10 | 73.6227 | 56.9987 | 168.9154 | 118.2772 | 157.1925 | 88.0044 | 116.9664 | 116.818 | 82.3858 | 38.9519 | 109.7449 | 181.5796 | 104.0534 | 170.1502 | 128.7153 | 98.3642 | 127.239 | 72.0647
7213 | 13 | 301 | 10 | 74.8577 | 59.3177 | 169.3934 | 116.6753 | 159.3238 | 86.3385 | 117.8403 | 113.0252 | 79.326 | 35.696 | 106.2391 | 179.8713 | 102.7911 | 170.3828 | 123.14 | 94.5397 | 128.4654 | 73.584
7214 | 14 | 301 | 10 | 76.4338 | 57.0823 | 170.1711 | 118.3679 | 160.1978 | 85.2391 | 114.9612 | 126.5351 | 81.7047 | 37.9196 | 102.2128 | 186.5201 | 101.8841 | 168.3263 | 125.1119 | 99.6655 | 125.2876 | 72.4094
7215 | 15 | 301 | 10 | 98.0447 | 57.4724 | 181.658 | 122.932 | 187.9732 | 106.3573 | 126.0344 | 137.8783 | 88.5747 | 43.8298 | 101.3004 | 194.3249 | 132.0481 | 175.9296 | 144.2255 | 100.249 | 155.5559 | 86.6151
7216 | 16 | 301 | 10 | 120.8475 | 94.9282 | 262.4759 | 127.323 | 234.579 | 137.47 | 180.9047 | 153.543 | 110.3563 | 52.6442 | 109.5589 | 247.9884 | 171.2374 | 204.8563 | 177.9272 | 149.1899 | 230.9864 | 142.4788
7217 | 17 | 301 | 10 | 132.7973 | 173.494 | 333.7376 | 125.5399 | 242.5548 | 153.681 | 199.71 | 167.1404 | 141.3147 | 53.5271 | 114.6611 | 287.6255 | 169.7024 | 253.8994 | 198.2785 | 198.4655 | 253.4598 | 179.4352
7218 | 18 | 301 | 10 | 136.0666 | 149.9225 | 331.349 | 131.2804 | 238.684 | 146.4386 | 195.3104 | 169.9117 | 149.1203 | 57.6226 | 111.1624 | 285.761 | 168.6602 | 253.5824 | 209.2446 | 181.6679 | 247.8505 | 184.5178
7219 | 19 | 301 | 10 | 131.6579 | 117.3191 | 328.2582 | 128.5503 | 226.5655 | 130.2211 | 194.1307 | 186.6346 | 152.1227 | 58.4192 | 109.7757 | 275.6444 | 152.3879 | 242.4593 | 187.9167 | 159.8573 | 257.3261 | 185.8766
7220 | 20 | 301 | 10 | 124.71 | 102.8924 | 319.1687 | 122.8431 | 219.7325 | 116.4679 | 185.8295 | 183.698 | 147.8049 | 52.3989 | 104.7477 | 273 | 145.5523 | 240.4535 | 185.3441 | 144.2793 | 241.268 | 171.7965
7221 | 21 | 301 | 10 | 123.9421 | 89.7592 | 318.3448 | 115.95 | 218.4983 | 115.5207 | 182.9745 | 167.5466 | 141.8839 | 50.4373 | 102.5545 | 260.6246 | 145.7275 | 230.792 | 172.8085 | 135.0089 | 235.8622 | 168.3953
7222 | 22 | 301 | 10 | 116.0166 | 89.1493 | 316.0933 | 117.0678 | 219.1847 | 116.3383 | 191.6482 | 167.1417 | 142.6741 | 47.5522 | 93.4513 | 248.6948 | 141.0427 | 240.5204 | 161.8604 | 130.4293 | 236.8059 | 173.1365
7223 | 23 | 301 | 10 | 116.6132 | 90.9706 | 316.9772 | 110.2066 | 223.9266 | 114.1393 | 207.4883 | 156.7519 | 140.8974 | 46.435 | 93.6566 | 242.9537 | 141.4144 | 237.8681 | 160.411 | 136.9355 | 238.0122 | 169.7855
7224 | 0 | 302 | 10 | 116.7533 | 89.5231 | 315.8466 | 107.701 | 219.9126 | 119.446 | 199.7572 | 157.6135 | 134.4285 | 48.9045 | 94.2427 | 244.7438 | 139.4474 | 245.78 | 163.7814 | 142.8313 | 224.4632 | 163.3953
7225 | 1 | 302 | 10 | 114.1733 | 93.2583 | 311.7814 | 106.3776 | 223.9382 | 120.659 | 202.7539 | 162.352 | 137.3993 | 54.265 | 92.7194 | 244.1089 | 141.247 | 244.7634 | 148.3794 | 140.7694 | 227.6155 | 165.3454
7226 | 2 | 302 | 10 | 111.1674 | 92.3987 | 312.9645 | 107.2497 | 223.4918 | 118.3555 | 204.5472 | 159.8357 | 138.104 | 53.3662 | 93.104 | 245.7187 | 141.7865 | 255.8432 | 152.5663 | 135.0419 | 224.83 | 168.7489
7227 | 3 | 302 | 10 | 106.1496 | 89.2012 | 310.7674 | 108.2208 | 229.0661 | 121.1708 | 205.8851 | 161.4027 | 139.2755 | 54.7395 | 94.9577 | 248.7837 | 139.5052 | 257.8869 | 166.5434 | 143.2672 | 221.231 | 165.4903
7228 | 4 | 302 | 10 | 104.201 | 81.1558 | 307.2152 | 109.1532 | 214.1395 | 122.5744 | 214.5148 | 165.0847 | 138.6601 | 53.2251 | 100.2997 | 243.7492 | 150.3844 | 254.8328 | 174.8551 | 138.1479 | 222.2929 | 161.7965
7229 | 5 | 302 | 10 | 101.2359 | 84.5254 | 305.1947 | 111.315 | 204.7063 | 120.5078 | 204.5658 | 164.1046 | 146.0989 | 52.4324 | 100.732 | 258.4172 | 141.6219 | 261.671 | 165.4011 | 136.4894 | 229.6 | 169.1244
7230 | 6 | 302 | 10 | 79.3127 | 74.6228 | 254.9412 | 112.8072 | 179.2147 | 103.1705 | 145.3056 | 163.3187 | 144.9619 | 35.306 | 101.6349 | 235.4451 | 120.6966 | 234.496 | 156.668 | 126.9986 | 190.0532 | 137.34
7231 | 7 | 302 | 10 | 76.0661 | 48.0636 | 193.3862 | 115.6003 | 151.7998 | 85.6642 | 115.2108 | 131.2635 | 88.8469 | 31.6606 | 101.6683 | 191.7197 | 97.8845 | 176.8368 | 134.9792 | 104.6282 | 136.0629 | 71.9486
7232 | 8 | 302 | 10 | 76.2294 | 49.3891 | 187.1768 | 117.9679 | 148.6898 | 87.4692 | 114.0979 | 136.6629 | 90.8643 | 36.1594 | 107.9684 | 190.0763 | 94.5168 | 170.8654 | 129.2288 | 97.4562 | 148.1675 | 73.862
7233 | 9 | 302 | 10 | 75.9364 | 48.0264 | 185.5663 | 120.5115 | 148.8648 | 88.4256 | 111.5115 | 136.0892 | 78.4665 | 39.8275 | 106.4491 | 179.1516 | 97.0995 | 162.3816 | 130.8106 | 103.0926 | 121.8831 | 71.7015
7234 | 10 | 302 | 10 | 75.5181 | 45.4387 | 190.4599 | 117.6287 | 153.9487 | 90.1168 | 110.2955 | 134.0365 | 80.0449 | 39.9 | 108.4382 | 175.0906 | 101.1615 | 160.5882 | 125.9496 | 102.0177 | 132.5829 | 73.3061
7235 | 11 | 302 | 10 | 74.5721 | 53.8562 | 180.3532 | 119.333 | 158.9703 | 93.1653 | 111.2052 | 131.2021 | 79.937 | 38.5205 | 109.1532 | 181.1458 | 103.9009 | 160.7481 | 130.5234 | 104.9774 | 128.5045 | 72.0289
7236 | 12 | 302 | 10 | 73.6227 | 56.9987 | 168.9154 | 118.2772 | 157.1925 | 88.0044 | 116.9664 | 116.818 | 82.3858 | 38.9519 | 109.7449 | 181.5796 | 104.0534 | 170.1502 | 128.7153 | 98.3642 | 127.239 | 72.0647
7237 | 13 | 302 | 10 | 74.8577 | 59.3177 | 169.3934 | 116.6753 | 159.3238 | 86.3385 | 117.8403 | 113.0252 | 79.326 | 35.696 | 106.2391 | 179.8713 | 102.7911 | 170.3828 | 123.14 | 94.5397 | 128.4654 | 73.584
7238 | 14 | 302 | 10 | 76.4338 | 57.0823 | 170.1711 | 118.3679 | 160.1978 | 85.2391 | 114.9612 | 126.5351 | 81.7047 | 37.9196 | 102.2128 | 186.5201 | 101.8841 | 168.3263 | 125.1119 | 99.6655 | 125.2876 | 72.4094
7239 | 15 | 302 | 10 | 98.0447 | 57.4724 | 181.658 | 122.932 | 187.9732 | 106.3573 | 126.0344 | 137.8783 | 88.5747 | 43.8298 | 101.3004 | 194.3249 | 132.0481 | 175.9296 | 144.2255 | 100.249 | 155.5559 | 86.6151
7240 | 16 | 302 | 10 | 120.8475 | 94.9282 | 262.4759 | 127.323 | 234.579 | 137.47 | 180.9047 | 153.543 | 110.3563 | 52.6442 | 109.5589 | 247.9884 | 171.2374 | 204.8563 | 177.9272 | 149.1899 | 230.9864 | 142.4788
7241 | 17 | 302 | 10 | 132.7973 | 173.494 | 333.7376 | 125.5399 | 242.5548 | 153.681 | 199.71 | 167.1404 | 141.3147 | 53.5271 | 114.6611 | 287.6255 | 169.7024 | 253.8994 | 198.2785 | 198.4655 | 253.4598 | 179.4352
7242 | 18 | 302 | 10 | 136.0666 | 149.9225 | 331.349 | 131.2804 | 238.684 | 146.4386 | 195.3104 | 169.9117 | 149.1203 | 57.6226 | 111.1624 | 285.761 | 168.6602 | 253.5824 | 209.2446 | 181.6679 | 247.8505 | 184.5178
7243 | 19 | 302 | 10 | 131.6579 | 117.3191 | 328.2582 | 128.5503 | 226.5655 | 130.2211 | 194.1307 | 186.6346 | 152.1227 | 58.4192 | 109.7757 | 275.6444 | 152.3879 | 242.4593 | 187.9167 | 159.8573 | 257.3261 | 185.8766
7244 | 20 | 302 | 10 | 124.71 | 102.8924 | 319.1687 | 122.8431 | 219.7325 | 116.4679 | 185.8295 | 183.698 | 147.8049 | 52.3989 | 104.7477 | 273 | 145.5523 | 240.4535 | 185.3441 | 144.2793 | 241.268 | 171.7965
7245 | 21 | 302 | 10 | 123.9421 | 89.7592 | 318.3448 | 115.95 | 218.4983 | 115.5207 | 182.9745 | 167.5466 | 141.8839 | 50.4373 | 102.5545 | 260.6246 | 145.7275 | 230.792 | 172.8085 | 135.0089 | 235.8622 | 168.3953
7246 | 22 | 302 | 10 | 116.0166 | 89.1493 | 316.0933 | 117.0678 | 219.1847 | 116.3383 | 191.6482 | 167.1417 | 142.6741 | 47.5522 | 93.4513 | 248.6948 | 141.0427 | 240.5204 | 161.8604 | 130.4293 | 236.8059 | 173.1365
7247 | 23 | 302 | 10 | 116.6132 | 90.9706 | 316.9772 | 110.2066 | 223.9266 | 114.1393 | 207.4883 | 156.7519 | 140.8974 | 46.435 | 93.6566 | 242.9537 | 141.4144 | 237.8681 | 160.411 | 136.9355 | 238.0122 | 169.7855
7248 | 0 | 303 | 10 | 116.7533 | 89.5231 | 315.8466 | 107.701 | 219.9126 | 119.446 | 199.7572 | 157.6135 | 134.4285 | 48.9045 | 94.2427 | 244.7438 | 139.4474 | 245.78 | 163.7814 | 142.8313 | 224.4632 | 163.3953
7249 | 1 | 303 | 10 | 114.1733 | 93.2583 | 311.7814 | 106.3776 | 223.9382 | 120.659 | 202.7539 | 162.352 | 137.3993 | 54.265 | 92.7194 | 244.1089 | 141.247 | 244.7634 | 148.3794 | 140.7694 | 227.6155 | 165.3454
7250 | 2 | 303 | 10 | 111.1674 | 92.3987 | 312.9645 | 107.2497 | 223.4918 | 118.3555 | 204.5472 | 159.8357 | 138.104 | 53.3662 | 93.104 | 245.7187 | 141.7865 | 255.8432 | 152.5663 | 135.0419 | 224.83 | 168.7489
7251 | 3 | 303 | 10 | 106.1496 | 89.2012 | 310.7674 | 108.2208 | 229.0661 | 121.1708 | 205.8851 | 161.4027 | 139.2755 | 54.7395 | 94.9577 | 248.7837 | 139.5052 | 257.8869 | 166.5434 | 143.2672 | 221.231 | 165.4903
7252 | 4 | 303 | 10 | 104.201 | 81.1558 | 307.2152 | 109.1532 | 214.1395 | 122.5744 | 214.5148 | 165.0847 | 138.6601 | 53.2251 | 100.2997 | 243.7492 | 150.3844 | 254.8328 | 174.8551 | 138.1479 | 222.2929 | 161.7965
7253 | 5 | 303 | 10 | 101.2359 | 84.5254 | 305.1947 | 111.315 | 204.7063 | 120.5078 | 204.5658 | 164.1046 | 146.0989 | 52.4324 | 100.732 | 258.4172 | 141.6219 | 261.671 | 165.4011 | 136.4894 | 229.6 | 169.1244
7254 | 6 | 303 | 10 | 79.3127 | 74.6228 | 254.9412 | 112.8072 | 179.2147 | 103.1705 | 145.3056 | 163.3187 | 144.9619 | 35.306 | 101.6349 | 235.4451 | 120.6966 | 234.496 | 156.668 | 126.9986 | 190.0532 | 137.34
7255 | 7 | 303 | 10 | 76.0661 | 48.0636 | 193.3862 | 115.6003 | 151.7998 | 85.6642 | 115.2108 | 131.2635 | 88.8469 | 31.6606 | 101.6683 | 191.7197 | 97.8845 | 176.8368 | 134.9792 | 104.6282 | 136.0629 | 71.9486
7256 | 8 | 303 | 10 | 76.2294 | 49.3891 | 187.1768 | 117.9679 | 148.6898 | 87.4692 | 114.0979 | 136.6629 | 90.8643 | 36.1594 | 107.9684 | 190.0763 | 94.5168 | 170.8654 | 129.2288 | 97.4562 | 148.1675 | 73.862
7257 | 9 | 303 | 10 | 75.9364 | 48.0264 | 185.5663 | 120.5115 | 148.8648 | 88.4256 | 111.5115 | 136.0892 | 78.4665 | 39.8275 | 106.4491 | 179.1516 | 97.0995 | 162.3816 | 130.8106 | 103.0926 | 121.8831 | 71.7015
7258 | 10 | 303 | 10 | 75.5181 | 45.4387 | 190.4599 | 117.6287 | 153.9487 | 90.1168 | 110.2955 | 134.0365 | 80.0449 | 39.9 | 108.4382 | 175.0906 | 101.1615 | 160.5882 | 125.9496 | 102.0177 | 132.5829 | 73.3061
7259 | 11 | 303 | 10 | 74.5721 | 53.8562 | 180.3532 | 119.333 | 158.9703 | 93.1653 | 111.2052 | 131.2021 | 79.937 | 38.5205 | 109.1532 | 181.1458 | 103.9009 | 160.7481 | 130.5234 | 104.9774 | 128.5045 | 72.0289
7260 | 12 | 303 | 10 | 73.6227 | 56.9987 | 168.9154 | 118.2772 | 157.1925 | 88.0044 | 116.9664 | 116.818 | 82.3858 | 38.9519 | 109.7449 | 181.5796 | 104.0534 | 170.1502 | 128.7153 | 98.3642 | 127.239 | 72.0647
7261 | 13 | 303 | 10 | 74.8577 | 59.3177 | 169.3934 | 116.6753 | 159.3238 | 86.3385 | 117.8403 | 113.0252 | 79.326 | 35.696 | 106.2391 | 179.8713 | 102.7911 | 170.3828 | 123.14 | 94.5397 | 128.4654 | 73.584
7262 | 14 | 303 | 10 | 76.4338 | 57.0823 | 170.1711 | 118.3679 | 160.1978 | 85.2391 | 114.9612 | 126.5351 | 81.7047 | 37.9196 | 102.2128 | 186.5201 | 101.8841 | 168.3263 | 125.1119 | 99.6655 | 125.2876 | 72.4094
7263 | 15 | 303 | 10 | 98.0447 | 57.4724 | 181.658 | 122.932 | 187.9732 | 106.3573 | 126.0344 | 137.8783 | 88.5747 | 43.8298 | 101.3004 | 194.3249 | 132.0481 | 175.9296 | 144.2255 | 100.249 | 155.5559 | 86.6151
7264 | 16 | 303 | 10 | 120.8475 | 94.9282 | 262.4759 | 127.323 | 234.579 | 137.47 | 180.9047 | 153.543 | 110.3563 | 52.6442 | 109.5589 | 247.9884 | 171.2374 | 204.8563 | 177.9272 | 149.1899 | 230.9864 | 142.4788
7265 | 17 | 303 | 10 | 132.7973 | 173.494 | 333.7376 | 125.5399 | 242.5548 | 153.681 | 199.71 | 167.1404 | 141.3147 | 53.5271 | 114.6611 | 287.6255 | 169.7024 | 253.8994 | 198.2785 | 198.4655 | 253.4598 | 179.4352
7266 | 18 | 303 | 10 | 136.0666 | 149.9225 | 331.349 | 131.2804 | 238.684 | 146.4386 | 195.3104 | 169.9117 | 149.1203 | 57.6226 | 111.1624 | 285.761 | 168.6602 | 253.5824 | 209.2446 | 181.6679 | 247.8505 | 184.5178
7267 | 19 | 303 | 10 | 131.6579 | 117.3191 | 328.2582 | 128.5503 | 226.5655 | 130.2211 | 194.1307 | 186.6346 | 152.1227 | 58.4192 | 109.7757 | 275.6444 | 152.3879 | 242.4593 | 187.9167 | 159.8573 | 257.3261 | 185.8766
7268 | 20 | 303 | 10 | 124.71 | 102.8924 | 319.1687 | 122.8431 | 219.7325 | 116.4679 | 185.8295 | 183.698 | 147.8049 | 52.3989 | 104.7477 | 273 | 145.5523 | 240.4535 | 185.3441 | 144.2793 | 241.268 | 171.7965
7269 | 21 | 303 | 10 | 123.9421 | 89.7592 | 318.3448 | 115.95 | 218.4983 | 115.5207 | 182.9745 | 167.5466 | 141.8839 | 50.4373 | 102.5545 | 260.6246 | 145.7275 | 230.792 | 172.8085 | 135.0089 | 235.8622 | 168.3953
7270 | 22 | 303 | 10 | 116.0166 | 89.1493 | 316.0933 | 117.0678 | 219.1847 | 116.3383 | 191.6482 | 167.1417 | 142.6741 | 47.5522 | 93.4513 | 248.6948 | 141.0427 | 240.5204 | 161.8604 | 130.4293 | 236.8059 | 173.1365
7271 | 23 | 303 | 10 | 116.6132 | 90.9706 | 316.9772 | 110.2066 | 223.9266 | 114.1393 | 207.4883 | 156.7519 | 140.8974 | 46.435 | 93.6566 | 242.9537 | 141.4144 | 237.8681 | 160.411 | 136.9355 | 238.0122 | 169.7855
7272 | 0 | 304 | 10 | 116.7533 | 89.5231 | 315.8466 | 107.701 | 219.9126 | 119.446 | 199.7572 | 157.6135 | 134.4285 | 48.9045 | 94.2427 | 244.7438 | 139.4474 | 245.78 | 163.7814 | 142.8313 | 224.4632 | 163.3953
7273 | 1 | 304 | 10 | 114.1733 | 93.2583 | 311.7814 | 106.3776 | 223.9382 | 120.659 | 202.7539 | 162.352 | 137.3993 | 54.265 | 92.7194 | 244.1089 | 141.247 | 244.7634 | 148.3794 | 140.7694 | 227.6155 | 165.3454
7274 | 2 | 304 | 10 | 111.1674 | 92.3987 | 312.9645 | 107.2497 | 223.4918 | 118.3555 | 204.5472 | 159.8357 | 138.104 | 53.3662 | 93.104 | 245.7187 | 141.7865 | 255.8432 | 152.5663 | 135.0419 | 224.83 | 168.7489
7275 | 3 | 304 | 10 | 106.1496 | 89.2012 | 310.7674 | 108.2208 | 229.0661 | 121.1708 | 205.8851 | 161.4027 | 139.2755 | 54.7395 | 94.9577 | 248.7837 | 139.5052 | 257.8869 | 166.5434 | 143.2672 | 221.231 | 165.4903
7276 | 4 | 304 | 10 | 104.201 | 81.1558 | 307.2152 | 109.1532 | 214.1395 | 122.5744 | 214.5148 | 165.0847 | 138.6601 | 53.2251 | 100.2997 | 243.7492 | 150.3844 | 254.8328 | 174.8551 | 138.1479 | 222.2929 | 161.7965
7277 | 5 | 304 | 10 | 101.2359 | 84.5254 | 305.1947 | 111.315 | 204.7063 | 120.5078 | 204.5658 | 164.1046 | 146.0989 | 52.4324 | 100.732 | 258.4172 | 141.6219 | 261.671 | 165.4011 | 136.4894 | 229.6 | 169.1244
7278 | 6 | 304 | 10 | 79.3127 | 74.6228 | 254.9412 | 112.8072 | 179.2147 | 103.1705 | 145.3056 | 163.3187 | 144.9619 | 35.306 | 101.6349 | 235.4451 | 120.6966 | 234.496 | 156.668 | 126.9986 | 190.0532 | 137.34
7279 | 7 | 304 | 10 | 76.0661 | 48.0636 | 193.3862 | 115.6003 | 151.7998 | 85.6642 | 115.2108 | 131.2635 | 88.8469 | 31.6606 | 101.6683 | 191.7197 | 97.8845 | 176.8368 | 134.9792 | 104.6282 | 136.0629 | 71.9486
7280 | 8 | 304 | 10 | 76.2294 | 49.3891 | 187.1768 | 117.9679 | 148.6898 | 87.4692 | 114.0979 | 136.6629 | 90.8643 | 36.1594 | 107.9684 | 190.0763 | 94.5168 | 170.8654 | 129.2288 | 97.4562 | 148.1675 | 73.862
7281 | 9 | 304 | 10 | 75.9364 | 48.0264 | 185.5663 | 120.5115 | 148.8648 | 88.4256 | 111.5115 | 136.0892 | 78.4665 | 39.8275 | 106.4491 | 179.1516 | 97.0995 | 162.3816 | 130.8106 | 103.0926 | 121.8831 | 71.7015
7282 | 10 | 304 | 10 | 75.5181 | 45.4387 | 190.4599 | 117.6287 | 153.9487 | 90.1168 | 110.2955 | 134.0365 | 80.0449 | 39.9 | 108.4382 | 175.0906 | 101.1615 | 160.5882 | 125.9496 | 102.0177 | 132.5829 | 73.3061
7283 | 11 | 304 | 10 | 74.5721 | 53.8562 | 180.3532 | 119.333 | 158.9703 | 93.1653 | 111.2052 | 131.2021 | 79.937 | 38.5205 | 109.1532 | 181.1458 | 103.9009 | 160.7481 | 130.5234 | 104.9774 | 128.5045 | 72.0289
7284 | 12 | 304 | 10 | 73.6227 | 56.9987 | 168.9154 | 118.2772 | 157.1925 | 88.0044 | 116.9664 | 116.818 | 82.3858 | 38.9519 | 109.7449 | 181.5796 | 104.0534 | 170.1502 | 128.7153 | 98.3642 | 127.239 | 72.0647
7285 | 13 | 304 | 10 | 74.8577 | 59.3177 | 169.3934 | 116.6753 | 159.3238 | 86.3385 | 117.8403 | 113.0252 | 79.326 | 35.696 | 106.2391 | 179.8713 | 102.7911 | 170.3828 | 123.14 | 94.5397 | 128.4654 | 73.584
7286 | 14 | 304 | 10 | 76.4338 | 57.0823 | 170.1711 | 118.3679 | 160.1978 | 85.2391 | 114.9612 | 126.5351 | 81.7047 | 37.9196 | 102.2128 | 186.5201 | 101.8841 | 168.3263 | 125.1119 | 99.6655 | 125.2876 | 72.4094
7287 | 15 | 304 | 10 | 98.0447 | 57.4724 | 181.658 | 122.932 | 187.9732 | 106.3573 | 126.0344 | 137.8783 | 88.5747 | 43.8298 | 101.3004 | 194.3249 | 132.0481 | 175.9296 | 144.2255 | 100.249 | 155.5559 | 86.6151
7288 | 16 | 304 | 10 | 120.8475 | 94.9282 | 262.4759 | 127.323 | 234.579 | 137.47 | 180.9047 | 153.543 | 110.3563 | 52.6442 | 109.5589 | 247.9884 | 171.2374 | 204.8563 | 177.9272 | 149.1899 | 230.9864 | 142.4788
7289 | 17 | 304 | 10 | 132.7973 | 173.494 | 333.7376 | 125.5399 | 242.5548 | 153.681 | 199.71 | 167.1404 | 141.3147 | 53.5271 | 114.6611 | 287.6255 | 169.7024 | 253.8994 | 198.2785 | 198.4655 | 253.4598 | 179.4352
7290 | 18 | 304 | 10 | 136.0666 | 149.9225 | 331.349 | 131.2804 | 238.684 | 146.4386 | 195.3104 | 169.9117 | 149.1203 | 57.6226 | 111.1624 | 285.761 | 168.6602 | 253.5824 | 209.2446 | 181.6679 | 247.8505 | 184.5178
7291 | 19 | 304 | 10 | 131.6579 | 117.3191 | 328.2582 | 128.5503 | 226.5655 | 130.2211 | 194.1307 | 186.6346 | 152.1227 | 58.4192 | 109.7757 | 275.6444 | 152.3879 | 242.4593 | 187.9167 | 159.8573 | 257.3261 | 185.8766
7292 | 20 | 304 | 10 | 124.71 | 102.8924 | 319.1687 | 122.8431 | 219.7325 | 116.4679 | 185.8295 | 183.698 | 147.8049 | 52.3989 | 104.7477 | 273 | 145.5523 | 240.4535 | 185.3441 | 144.2793 | 241.268 | 171.7965
7293 | 21 | 304 | 10 | 123.9421 | 89.7592 | 318.3448 | 115.95 | 218.4983 | 115.5207 | 182.9745 | 167.5466 | 141.8839 | 50.4373 | 102.5545 | 260.6246 | 145.7275 | 230.792 | 172.8085 | 135.0089 | 235.8622 | 168.3953
7294 | 22 | 304 | 10 | 116.0166 | 89.1493 | 316.0933 | 117.0678 | 219.1847 | 116.3383 | 191.6482 | 167.1417 | 142.6741 | 47.5522 | 93.4513 | 248.6948 | 141.0427 | 240.5204 | 161.8604 | 130.4293 | 236.8059 | 173.1365
7295 | 23 | 304 | 10 | 116.6132 | 90.9706 | 316.9772 | 110.2066 | 223.9266 | 114.1393 | 207.4883 | 156.7519 | 140.8974 | 46.435 | 93.6566 | 242.9537 | 141.4144 | 237.8681 | 160.411 | 136.9355 | 238.0122 | 169.7855
7296 | 0 | 305 | 11 | 107.4777 | 119.0166 | 305.1112 | 128.5981 | 287.2424 | 164.5907 | 224.1945 | 161.4065 | 140.6475 | 52.8384 | 103.5733 | 296.807 | 214.473 | 267.4217 | 204.0321 | 193.7511 | 236.8874 | 174.0804
7297 | 1 | 305 | 11 | 106.3781 | 123.0975 | 306.3594 | 126.4194 | 280.2167 | 164.5722 | 231.2079 | 164.1677 | 140.1911 | 52.7773 | 104.2483 | 298.4991 | 215.3047 | 265.692 | 203.9769 | 188.7192 | 230.8851 | 176.3138
7298 | 2 | 305 | 11 | 103.7076 | 129.6864 | 307.2625 | 129.4319 | 284.7912 | 166.7058 | 234.3856 | 165.1411 | 141.8538 | 54.5202 | 100.8333 | 299.8565 | 218.9138 | 276.2773 | 203.7838 | 191.4648 | 240.6058 | 181.8634
7299 | 3 | 305 | 11 | 99.0604 | 135.8682 | 306.4481 | 127.8916 | 284.9447 | 169.1822 | 241.7199 | 165.0726 | 143.8973 | 56.86 | 102.7913 | 302.4099 | 213.9546 | 285.046 | 211.5848 | 194.9336 | 245.9911 | 181.1103
7300 | 4 | 305 | 11 | 101.4757 | 135.6592 | 308.1167 | 122.6871 | 304.8371 | 183.2808 | 227.9359 | 150.4422 | 140.1801 | 54.8143 | 103.2437 | 303.3296 | 235.3011 | 283.3426 | 224.9452 | 206.8595 | 242.4461 | 176.8969
7301 | 5 | 305 | 11 | 99.5871 | 135.6753 | 301.6685 | 123.8958 | 311.1593 | 188.7208 | 221.2 | 152.6502 | 140.3677 | 55.3238 | 108.0686 | 312.6646 | 240.3781 | 287.5652 | 227.3711 | 210.0552 | 244.8252 | 178.8063
7302 | 6 | 305 | 11 | 92.6006 | 133.6523 | 283.0909 | 131.2991 | 280.9891 | 178.759 | 194.1198 | 150.514 | 140.0086 | 51.8813 | 109.1806 | 314.242 | 225.9249 | 268.1625 | 220.4292 | 200.4303 | 230.9973 | 166.7876
7303 | 7 | 305 | 11 | 78.528 | 74.6474 | 164.9975 | 128.6189 | 226.8429 | 137.1676 | 130.4904 | 152.4409 | 125.2539 | 41.0694 | 103.4323 | 263.9609 | 152.0699 | 216.7577 | 207.0126 | 148.5797 | 185.2928 | 111.4403
7304 | 8 | 305 | 11 | 72.8746 | 57.7868 | 157.2155 | 132.986 | 215.3637 | 123.9993 | 122.2205 | 142.9761 | 113.3521 | 39.5199 | 106.6962 | 226.0429 | 144.0918 | 186.6055 | 188.0871 | 127.6568 | 141.6327 | 87.602
7305 | 9 | 305 | 11 | 76.2178 | 62.5836 | 159.3426 | 136.5062 | 209.0924 | 130.8608 | 119.9375 | 140.6309 | 106.2967 | 43.3875 | 112.038 | 216.0443 | 141.3412 | 188.4428 | 183.8128 | 129.6712 | 145.2085 | 83.917
7306 | 10 | 305 | 11 | 73.0069 | 63.0529 | 158.8432 | 138.5784 | 210.9506 | 135.8315 | 119.7338 | 134.9137 | 101.7207 | 43.6764 | 111.6494 | 214.6788 | 145.4999 | 180.7386 | 188.5591 | 132.1032 | 149.8856 | 82.4308
7307 | 11 | 305 | 11 | 74.7085 | 65.3219 | 165.703 | 135.65 | 213.651 | 134.9529 | 117.9012 | 142.792 | 100.8997 | 44.9398 | 111.8981 | 220.6963 | 146.9952 | 193.3777 | 188.6557 | 134.8801 | 150.3463 | 88.6948
7308 | 12 | 305 | 11 | 73.9342 | 69.734 | 167.442 | 133.8518 | 212.7166 | 130.6012 | 119.5395 | 136.4832 | 101.7033 | 42.7853 | 109.11 | 213.2358 | 148.7691 | 184.7993 | 185.8227 | 139.9864 | 142.8794 | 85.8132
7309 | 13 | 305 | 11 | 76.9879 | 64.4884 | 151.5638 | 132.1396 | 206.1667 | 130.6984 | 123.9531 | 145.4385 | 100.6963 | 42.1923 | 108.4899 | 209.804 | 141.4222 | 188.9131 | 188.7258 | 130.0846 | 135.6391 | 84.4208
7310 | 14 | 305 | 11 | 78.0835 | 67.4856 | 162.6685 | 135.0656 | 221.897 | 130.679 | 119.6412 | 146.4356 | 103.0701 | 48.6422 | 111.3016 | 216.3153 | 161.5236 | 182.841 | 187.3319 | 131.9941 | 148.3885 | 89.2445
7311 | 15 | 305 | 11 | 102.5862 | 79.7431 | 163.3658 | 141.3271 | 295.2156 | 184.622 | 147.6276 | 157.6726 | 109.8646 | 57.8796 | 115.0807 | 245.0322 | 241.7687 | 202.4169 | 228.8479 | 145.7542 | 196.8046 | 111.3113
7312 | 16 | 305 | 11 | 115.5773 | 153.1015 | 253.9258 | 137.6753 | 326.8828 | 204.8668 | 218.575 | 164.8511 | 138.9287 | 56.0673 | 113.0366 | 316.2863 | 264.7151 | 261.1915 | 262.8389 | 224.2157 | 251.8425 | 166.0158
7313 | 17 | 305 | 11 | 116.7731 | 185.0187 | 309.0537 | 143.5504 | 316.1328 | 189.7412 | 223.5324 | 170.5127 | 147.0249 | 58.9941 | 113.9944 | 324.9921 | 251.5611 | 278.7142 | 260.2862 | 229.0451 | 250.5818 | 173.8527
7314 | 18 | 305 | 11 | 118.0633 | 157.652 | 316.8037 | 143.8557 | 302.799 | 183.8826 | 221.1525 | 172.1338 | 151.2887 | 59.1292 | 111.9008 | 317.7626 | 236.7088 | 275.8366 | 248.39 | 205.8154 | 258.0367 | 174.2199
7315 | 19 | 305 | 11 | 115.0426 | 139.438 | 309.8988 | 141.8856 | 297.1547 | 175.3023 | 213.9601 | 163.0096 | 147.2461 | 58.7109 | 111.6811 | 317.8928 | 222.559 | 268.0918 | 227.4341 | 206.005 | 253.3088 | 167.9418
7316 | 20 | 305 | 11 | 114.8811 | 125.2101 | 299.0537 | 136.1535 | 299.0875 | 181.1274 | 212.7447 | 169.2901 | 151.291 | 57.8103 | 113.3145 | 313.7447 | 226.2711 | 263.5263 | 232.2224 | 197.4961 | 248.0813 | 164.4653
7317 | 21 | 305 | 11 | 115.7367 | 117.0347 | 298.6689 | 137.0167 | 292.0409 | 179.5554 | 209.8915 | 161.4485 | 148.0817 | 56.1279 | 99.7391 | 309.0184 | 225.7869 | 257.6661 | 219.3724 | 194.6381 | 244.3105 | 167.2613
7318 | 22 | 305 | 11 | 111.9077 | 113.7893 | 296.627 | 132.6393 | 288.9693 | 153.5721 | 219.3427 | 174.4627 | 145.6624 | 50.4616 | 105.736 | 313.5196 | 212.9525 | 261.753 | 205.8108 | 189.8803 | 245.4644 | 173.3779
7319 | 23 | 305 | 11 | 110.0813 | 114.0656 | 303.7027 | 127.4195 | 275.1008 | 164.0916 | 228.8546 | 174.1756 | 142.8593 | 53.4648 | 107.8077 | 303.4914 | 198.6595 | 266.3815 | 218.8167 | 194.6587 | 254.7614 | 168.5045
7320 | 0 | 306 | 11 | 107.4777 | 119.0166 | 305.1112 | 128.5981 | 287.2424 | 164.5907 | 224.1945 | 161.4065 | 140.6475 | 52.8384 | 103.5733 | 296.807 | 214.473 | 267.4217 | 204.0321 | 193.7511 | 236.8874 | 174.0804
7321 | 1 | 306 | 11 | 106.3781 | 123.0975 | 306.3594 | 126.4194 | 280.2167 | 164.5722 | 231.2079 | 164.1677 | 140.1911 | 52.7773 | 104.2483 | 298.4991 | 215.3047 | 265.692 | 203.9769 | 188.7192 | 230.8851 | 176.3138
7322 | 2 | 306 | 11 | 103.7076 | 129.6864 | 307.2625 | 129.4319 | 284.7912 | 166.7058 | 234.3856 | 165.1411 | 141.8538 | 54.5202 | 100.8333 | 299.8565 | 218.9138 | 276.2773 | 203.7838 | 191.4648 | 240.6058 | 181.8634
7323 | 3 | 306 | 11 | 99.0604 | 135.8682 | 306.4481 | 127.8916 | 284.9447 | 169.1822 | 241.7199 | 165.0726 | 143.8973 | 56.86 | 102.7913 | 302.4099 | 213.9546 | 285.046 | 211.5848 | 194.9336 | 245.9911 | 181.1103
7324 | 4 | 306 | 11 | 101.4757 | 135.6592 | 308.1167 | 122.6871 | 304.8371 | 183.2808 | 227.9359 | 150.4422 | 140.1801 | 54.8143 | 103.2437 | 303.3296 | 235.3011 | 283.3426 | 224.9452 | 206.8595 | 242.4461 | 176.8969
7325 | 5 | 306 | 11 | 99.5871 | 135.6753 | 301.6685 | 123.8958 | 311.1593 | 188.7208 | 221.2 | 152.6502 | 140.3677 | 55.3238 | 108.0686 | 312.6646 | 240.3781 | 287.5652 | 227.3711 | 210.0552 | 244.8252 | 178.8063
7326 | 6 | 306 | 11 | 92.6006 | 133.6523 | 283.0909 | 131.2991 | 280.9891 | 178.759 | 194.1198 | 150.514 | 140.0086 | 51.8813 | 109.1806 | 314.242 | 225.9249 | 268.1625 | 220.4292 | 200.4303 | 230.9973 | 166.7876
7327 | 7 | 306 | 11 | 78.528 | 74.6474 | 164.9975 | 128.6189 | 226.8429 | 137.1676 | 130.4904 | 152.4409 | 125.2539 | 41.0694 | 103.4323 | 263.9609 | 152.0699 | 216.7577 | 207.0126 | 148.5797 | 185.2928 | 111.4403
7328 | 8 | 306 | 11 | 72.8746 | 57.7868 | 157.2155 | 132.986 | 215.3637 | 123.9993 | 122.2205 | 142.9761 | 113.3521 | 39.5199 | 106.6962 | 226.0429 | 144.0918 | 186.6055 | 188.0871 | 127.6568 | 141.6327 | 87.602
7329 | 9 | 306 | 11 | 76.2178 | 62.5836 | 159.3426 | 136.5062 | 209.0924 | 130.8608 | 119.9375 | 140.6309 | 106.2967 | 43.3875 | 112.038 | 216.0443 | 141.3412 | 188.4428 | 183.8128 | 129.6712 | 145.2085 | 83.917
7330 | 10 | 306 | 11 | 73.0069 | 63.0529 | 158.8432 | 138.5784 | 210.9506 | 135.8315 | 119.7338 | 134.9137 | 101.7207 | 43.6764 | 111.6494 | 214.6788 | 145.4999 | 180.7386 | 188.5591 | 132.1032 | 149.8856 | 82.4308
7331 | 11 | 306 | 11 | 74.7085 | 65.3219 | 165.703 | 135.65 | 213.651 | 134.9529 | 117.9012 | 142.792 | 100.8997 | 44.9398 | 111.8981 | 220.6963 | 146.9952 | 193.3777 | 188.6557 | 134.8801 | 150.3463 | 88.6948
7332 | 12 | 306 | 11 | 73.9342 | 69.734 | 167.442 | 133.8518 | 212.7166 | 130.6012 | 119.5395 | 136.4832 | 101.7033 | 42.7853 | 109.11 | 213.2358 | 148.7691 | 184.7993 | 185.8227 | 139.9864 | 142.8794 | 85.8132
7333 | 13 | 306 | 11 | 76.9879 | 64.4884 | 151.5638 | 132.1396 | 206.1667 | 130.6984 | 123.9531 | 145.4385 | 100.6963 | 42.1923 | 108.4899 | 209.804 | 141.4222 | 188.9131 | 188.7258 | 130.0846 | 135.6391 | 84.4208
7334 | 14 | 306 | 11 | 78.0835 | 67.4856 | 162.6685 | 135.0656 | 221.897 | 130.679 | 119.6412 | 146.4356 | 103.0701 | 48.6422 | 111.3016 | 216.3153 | 161.5236 | 182.841 | 187.3319 | 131.9941 | 148.3885 | 89.2445
7335 | 15 | 306 | 11 | 102.5862 | 79.7431 | 163.3658 | 141.3271 | 295.2156 | 184.622 | 147.6276 | 157.6726 | 109.8646 | 57.8796 | 115.0807 | 245.0322 | 241.7687 | 202.4169 | 228.8479 | 145.7542 | 196.8046 | 111.3113
7336 | 16 | 306 | 11 | 115.5773 | 153.1015 | 253.9258 | 137.6753 | 326.8828 | 204.8668 | 218.575 | 164.8511 | 138.9287 | 56.0673 | 113.0366 | 316.2863 | 264.7151 | 261.1915 | 262.8389 | 224.2157 | 251.8425 | 166.0158
7337 | 17 | 306 | 11 | 116.7731 | 185.0187 | 309.0537 | 143.5504 | 316.1328 | 189.7412 | 223.5324 | 170.5127 | 147.0249 | 58.9941 | 113.9944 | 324.9921 | 251.5611 | 278.7142 | 260.2862 | 229.0451 | 250.5818 | 173.8527
7338 | 18 | 306 | 11 | 118.0633 | 157.652 | 316.8037 | 143.8557 | 302.799 | 183.8826 | 221.1525 | 172.1338 | 151.2887 | 59.1292 | 111.9008 | 317.7626 | 236.7088 | 275.8366 | 248.39 | 205.8154 | 258.0367 | 174.2199
7339 | 19 | 306 | 11 | 115.0426 | 139.438 | 309.8988 | 141.8856 | 297.1547 | 175.3023 | 213.9601 | 163.0096 | 147.2461 | 58.7109 | 111.6811 | 317.8928 | 222.559 | 268.0918 | 227.4341 | 206.005 | 253.3088 | 167.9418
7340 | 20 | 306 | 11 | 114.8811 | 125.2101 | 299.0537 | 136.1535 | 299.0875 | 181.1274 | 212.7447 | 169.2901 | 151.291 | 57.8103 | 113.3145 | 313.7447 | 226.2711 | 263.5263 | 232.2224 | 197.4961 | 248.0813 | 164.4653
7341 | 21 | 306 | 11 | 115.7367 | 117.0347 | 298.6689 | 137.0167 | 292.0409 | 179.5554 | 209.8915 | 161.4485 | 148.0817 | 56.1279 | 99.7391 | 309.0184 | 225.7869 | 257.6661 | 219.3724 | 194.6381 | 244.3105 | 167.2613
7342 | 22 | 306 | 11 | 111.9077 | 113.7893 | 296.627 | 132.6393 | 288.9693 | 153.5721 | 219.3427 | 174.4627 | 145.6624 | 50.4616 | 105.736 | 313.5196 | 212.9525 | 261.753 | 205.8108 | 189.8803 | 245.4644 | 173.3779
7343 | 23 | 306 | 11 | 110.0813 | 114.0656 | 303.7027 | 127.4195 | 275.1008 | 164.0916 | 228.8546 | 174.1756 | 142.8593 | 53.4648 | 107.8077 | 303.4914 | 198.6595 | 266.3815 | 218.8167 | 194.6587 | 254.7614 | 168.5045
7344 | 0 | 307 | 11 | 107.4777 | 119.0166 | 305.1112 | 128.5981 | 287.2424 | 164.5907 | 224.1945 | 161.4065 | 140.6475 | 52.8384 | 103.5733 | 296.807 | 214.473 | 267.4217 | 204.0321 | 193.7511 | 236.8874 | 174.0804
7345 | 1 | 307 | 11 | 106.3781 | 123.0975 | 306.3594 | 126.4194 | 280.2167 | 164.5722 | 231.2079 | 164.1677 | 140.1911 | 52.7773 | 104.2483 | 298.4991 | 215.3047 | 265.692 | 203.9769 | 188.7192 | 230.8851 | 176.3138
7346 | 2 | 307 | 11 | 103.7076 | 129.6864 | 307.2625 | 129.4319 | 284.7912 | 166.7058 | 234.3856 | 165.1411 | 141.8538 | 54.5202 | 100.8333 | 299.8565 | 218.9138 | 276.2773 | 203.7838 | 191.4648 | 240.6058 | 181.8634
7347 | 3 | 307 | 11 | 99.0604 | 135.8682 | 306.4481 | 127.8916 | 284.9447 | 169.1822 | 241.7199 | 165.0726 | 143.8973 | 56.86 | 102.7913 | 302.4099 | 213.9546 | 285.046 | 211.5848 | 194.9336 | 245.9911 | 181.1103
7348 | 4 | 307 | 11 | 101.4757 | 135.6592 | 308.1167 | 122.6871 | 304.8371 | 183.2808 | 227.9359 | 150.4422 | 140.1801 | 54.8143 | 103.2437 | 303.3296 | 235.3011 | 283.3426 | 224.9452 | 206.8595 | 242.4461 | 176.8969
7349 | 5 | 307 | 11 | 99.5871 | 135.6753 | 301.6685 | 123.8958 | 311.1593 | 188.7208 | 221.2 | 152.6502 | 140.3677 | 55.3238 | 108.0686 | 312.6646 | 240.3781 | 287.5652 | 227.3711 | 210.0552 | 244.8252 | 178.8063
7350 | 6 | 307 | 11 | 92.6006 | 133.6523 | 283.0909 | 131.2991 | 280.9891 | 178.759 | 194.1198 | 150.514 | 140.0086 | 51.8813 | 109.1806 | 314.242 | 225.9249 | 268.1625 | 220.4292 | 200.4303 | 230.9973 | 166.7876
7351 | 7 | 307 | 11 | 78.528 | 74.6474 | 164.9975 | 128.6189 | 226.8429 | 137.1676 | 130.4904 | 152.4409 | 125.2539 | 41.0694 | 103.4323 | 263.9609 | 152.0699 | 216.7577 | 207.0126 | 148.5797 | 185.2928 | 111.4403
7352 | 8 | 307 | 11 | 72.8746 | 57.7868 | 157.2155 | 132.986 | 215.3637 | 123.9993 | 122.2205 | 142.9761 | 113.3521 | 39.5199 | 106.6962 | 226.0429 | 144.0918 | 186.6055 | 188.0871 | 127.6568 | 141.6327 | 87.602
7353 | 9 | 307 | 11 | 76.2178 | 62.5836 | 159.3426 | 136.5062 | 209.0924 | 130.8608 | 119.9375 | 140.6309 | 106.2967 | 43.3875 | 112.038 | 216.0443 | 141.3412 | 188.4428 | 183.8128 | 129.6712 | 145.2085 | 83.917
7354 | 10 | 307 | 11 | 73.0069 | 63.0529 | 158.8432 | 138.5784 | 210.9506 | 135.8315 | 119.7338 | 134.9137 | 101.7207 | 43.6764 | 111.6494 | 214.6788 | 145.4999 | 180.7386 | 188.5591 | 132.1032 | 149.8856 | 82.4308
7355 | 11 | 307 | 11 | 74.7085 | 65.3219 | 165.703 | 135.65 | 213.651 | 134.9529 | 117.9012 | 142.792 | 100.8997 | 44.9398 | 111.8981 | 220.6963 | 146.9952 | 193.3777 | 188.6557 | 134.8801 | 150.3463 | 88.6948
7356 | 12 | 307 | 11 | 73.9342 | 69.734 | 167.442 | 133.8518 | 212.7166 | 130.6012 | 119.5395 | 136.4832 | 101.7033 | 42.7853 | 109.11 | 213.2358 | 148.7691 | 184.7993 | 185.8227 | 139.9864 | 142.8794 | 85.8132
7357 | 13 | 307 | 11 | 76.9879 | 64.4884 | 151.5638 | 132.1396 | 206.1667 | 130.6984 | 123.9531 | 145.4385 | 100.6963 | 42.1923 | 108.4899 | 209.804 | 141.4222 | 188.9131 | 188.7258 | 130.0846 | 135.6391 | 84.4208
7358 | 14 | 307 | 11 | 78.0835 | 67.4856 | 162.6685 | 135.0656 | 221.897 | 130.679 | 119.6412 | 146.4356 | 103.0701 | 48.6422 | 111.3016 | 216.3153 | 161.5236 | 182.841 | 187.3319 | 131.9941 | 148.3885 | 89.2445
7359 | 15 | 307 | 11 | 102.5862 | 79.7431 | 163.3658 | 141.3271 | 295.2156 | 184.622 | 147.6276 | 157.6726 | 109.8646 | 57.8796 | 115.0807 | 245.0322 | 241.7687 | 202.4169 | 228.8479 | 145.7542 | 196.8046 | 111.3113
7360 | 16 | 307 | 11 | 115.5773 | 153.1015 | 253.9258 | 137.6753 | 326.8828 | 204.8668 | 218.575 | 164.8511 | 138.9287 | 56.0673 | 113.0366 | 316.2863 | 264.7151 | 261.1915 | 262.8389 | 224.2157 | 251.8425 | 166.0158
7361 | 17 | 307 | 11 | 116.7731 | 185.0187 | 309.0537 | 143.5504 | 316.1328 | 189.7412 | 223.5324 | 170.5127 | 147.0249 | 58.9941 | 113.9944 | 324.9921 | 251.5611 | 278.7142 | 260.2862 | 229.0451 | 250.5818 | 173.8527
7362 | 18 | 307 | 11 | 118.0633 | 157.652 | 316.8037 | 143.8557 | 302.799 | 183.8826 | 221.1525 | 172.1338 | 151.2887 | 59.1292 | 111.9008 | 317.7626 | 236.7088 | 275.8366 | 248.39 | 205.8154 | 258.0367 | 174.2199
7363 | 19 | 307 | 11 | 115.0426 | 139.438 | 309.8988 | 141.8856 | 297.1547 | 175.3023 | 213.9601 | 163.0096 | 147.2461 | 58.7109 | 111.6811 | 317.8928 | 222.559 | 268.0918 | 227.4341 | 206.005 | 253.3088 | 167.9418
7364 | 20 | 307 | 11 | 114.8811 | 125.2101 | 299.0537 | 136.1535 | 299.0875 | 181.1274 | 212.7447 | 169.2901 | 151.291 | 57.8103 | 113.3145 | 313.7447 | 226.2711 | 263.5263 | 232.2224 | 197.4961 | 248.0813 | 164.4653
7365 | 21 | 307 | 11 | 115.7367 | 117.0347 | 298.6689 | 137.0167 | 292.0409 | 179.5554 | 209.8915 | 161.4485 | 148.0817 | 56.1279 | 99.7391 | 309.0184 | 225.7869 | 257.6661 | 219.3724 | 194.6381 | 244.3105 | 167.2613
7366 | 22 | 307 | 11 | 111.9077 | 113.7893 | 296.627 | 132.6393 | 288.9693 | 153.5721 | 219.3427 | 174.4627 | 145.6624 | 50.4616 | 105.736 | 313.5196 | 212.9525 | 261.753 | 205.8108 | 189.8803 | 245.4644 | 173.3779
7367 | 23 | 307 | 11 | 110.0813 | 114.0656 | 303.7027 | 127.4195 | 275.1008 | 164.0916 | 228.8546 | 174.1756 | 142.8593 | 53.4648 | 107.8077 | 303.4914 | 198.6595 | 266.3815 | 218.8167 | 194.6587 | 254.7614 | 168.5045
7368 | 0 | 308 | 11 | 107.4777 | 119.0166 | 305.1112 | 128.5981 | 287.2424 | 164.5907 | 224.1945 | 161.4065 | 140.6475 | 52.8384 | 103.5733 | 296.807 | 214.473 | 267.4217 | 204.0321 | 193.7511 | 236.8874 | 174.0804
7369 | 1 | 308 | 11 | 106.3781 | 123.0975 | 306.3594 | 126.4194 | 280.2167 | 164.5722 | 231.2079 | 164.1677 | 140.1911 | 52.7773 | 104.2483 | 298.4991 | 215.3047 | 265.692 | 203.9769 | 188.7192 | 230.8851 | 176.3138
7370 | 2 | 308 | 11 | 103.7076 | 129.6864 | 307.2625 | 129.4319 | 284.7912 | 166.7058 | 234.3856 | 165.1411 | 141.8538 | 54.5202 | 100.8333 | 299.8565 | 218.9138 | 276.2773 | 203.7838 | 191.4648 | 240.6058 | 181.8634
7371 | 3 | 308 | 11 | 99.0604 | 135.8682 | 306.4481 | 127.8916 | 284.9447 | 169.1822 | 241.7199 | 165.0726 | 143.8973 | 56.86 | 102.7913 | 302.4099 | 213.9546 | 285.046 | 211.5848 | 194.9336 | 245.9911 | 181.1103
7372 | 4 | 308 | 11 | 101.4757 | 135.6592 | 308.1167 | 122.6871 | 304.8371 | 183.2808 | 227.9359 | 150.4422 | 140.1801 | 54.8143 | 103.2437 | 303.3296 | 235.3011 | 283.3426 | 224.9452 | 206.8595 | 242.4461 | 176.8969
7373 | 5 | 308 | 11 | 99.5871 | 135.6753 | 301.6685 | 123.8958 | 311.1593 | 188.7208 | 221.2 | 152.6502 | 140.3677 | 55.3238 | 108.0686 | 312.6646 | 240.3781 | 287.5652 | 227.3711 | 210.0552 | 244.8252 | 178.8063
7374 | 6 | 308 | 11 | 92.6006 | 133.6523 | 283.0909 | 131.2991 | 280.9891 | 178.759 | 194.1198 | 150.514 | 140.0086 | 51.8813 | 109.1806 | 314.242 | 225.9249 | 268.1625 | 220.4292 | 200.4303 | 230.9973 | 166.7876
7375 | 7 | 308 | 11 | 78.528 | 74.6474 | 164.9975 | 128.6189 | 226.8429 | 137.1676 | 130.4904 | 152.4409 | 125.2539 | 41.0694 | 103.4323 | 263.9609 | 152.0699 | 216.7577 | 207.0126 | 148.5797 | 185.2928 | 111.4403
7376 | 8 | 308 | 11 | 72.8746 | 57.7868 | 157.2155 | 132.986 | 215.3637 | 123.9993 | 122.2205 | 142.9761 | 113.3521 | 39.5199 | 106.6962 | 226.0429 | 144.0918 | 186.6055 | 188.0871 | 127.6568 | 141.6327 | 87.602
7377 | 9 | 308 | 11 | 76.2178 | 62.5836 | 159.3426 | 136.5062 | 209.0924 | 130.8608 | 119.9375 | 140.6309 | 106.2967 | 43.3875 | 112.038 | 216.0443 | 141.3412 | 188.4428 | 183.8128 | 129.6712 | 145.2085 | 83.917
7378 | 10 | 308 | 11 | 73.0069 | 63.0529 | 158.8432 | 138.5784 | 210.9506 | 135.8315 | 119.7338 | 134.9137 | 101.7207 | 43.6764 | 111.6494 | 214.6788 | 145.4999 | 180.7386 | 188.5591 | 132.1032 | 149.8856 | 82.4308
7379 | 11 | 308 | 11 | 74.7085 | 65.3219 | 165.703 | 135.65 | 213.651 | 134.9529 | 117.9012 | 142.792 | 100.8997 | 44.9398 | 111.8981 | 220.6963 | 146.9952 | 193.3777 | 188.6557 | 134.8801 | 150.3463 | 88.6948
7380 | 12 | 308 | 11 | 73.9342 | 69.734 | 167.442 | 133.8518 | 212.7166 | 130.6012 | 119.5395 | 136.4832 | 101.7033 | 42.7853 | 109.11 | 213.2358 | 148.7691 | 184.7993 | 185.8227 | 139.9864 | 142.8794 | 85.8132
7381 | 13 | 308 | 11 | 76.9879 | 64.4884 | 151.5638 | 132.1396 | 206.1667 | 130.6984 | 123.9531 | 145.4385 | 100.6963 | 42.1923 | 108.4899 | 209.804 | 141.4222 | 188.9131 | 188.7258 | 130.0846 | 135.6391 | 84.4208
7382 | 14 | 308 | 11 | 78.0835 | 67.4856 | 162.6685 | 135.0656 | 221.897 | 130.679 | 119.6412 | 146.4356 | 103.0701 | 48.6422 | 111.3016 | 216.3153 | 161.5236 | 182.841 | 187.3319 | 131.9941 | 148.3885 | 89.2445
7383 | 15 | 308 | 11 | 102.5862 | 79.7431 | 163.3658 | 141.3271 | 295.2156 | 184.622 | 147.6276 | 157.6726 | 109.8646 | 57.8796 | 115.0807 | 245.0322 | 241.7687 | 202.4169 | 228.8479 | 145.7542 | 196.8046 | 111.3113
7384 | 16 | 308 | 11 | 115.5773 | 153.1015 | 253.9258 | 137.6753 | 326.8828 | 204.8668 | 218.575 | 164.8511 | 138.9287 | 56.0673 | 113.0366 | 316.2863 | 264.7151 | 261.1915 | 262.8389 | 224.2157 | 251.8425 | 166.0158
7385 | 17 | 308 | 11 | 116.7731 | 185.0187 | 309.0537 | 143.5504 | 316.1328 | 189.7412 | 223.5324 | 170.5127 | 147.0249 | 58.9941 | 113.9944 | 324.9921 | 251.5611 | 278.7142 | 260.2862 | 229.0451 | 250.5818 | 173.8527
7386 | 18 | 308 | 11 | 118.0633 | 157.652 | 316.8037 | 143.8557 | 302.799 | 183.8826 | 221.1525 | 172.1338 | 151.2887 | 59.1292 | 111.9008 | 317.7626 | 236.7088 | 275.8366 | 248.39 | 205.8154 | 258.0367 | 174.2199
7387 | 19 | 308 | 11 | 115.0426 | 139.438 | 309.8988 | 141.8856 | 297.1547 | 175.3023 | 213.9601 | 163.0096 | 147.2461 | 58.7109 | 111.6811 | 317.8928 | 222.559 | 268.0918 | 227.4341 | 206.005 | 253.3088 | 167.9418
7388 | 20 | 308 | 11 | 114.8811 | 125.2101 | 299.0537 | 136.1535 | 299.0875 | 181.1274 | 212.7447 | 169.2901 | 151.291 | 57.8103 | 113.3145 | 313.7447 | 226.2711 | 263.5263 | 232.2224 | 197.4961 | 248.0813 | 164.4653
7389 | 21 | 308 | 11 | 115.7367 | 117.0347 | 298.6689 | 137.0167 | 292.0409 | 179.5554 | 209.8915 | 161.4485 | 148.0817 | 56.1279 | 99.7391 | 309.0184 | 225.7869 | 257.6661 | 219.3724 | 194.6381 | 244.3105 | 167.2613
7390 | 22 | 308 | 11 | 111.9077 | 113.7893 | 296.627 | 132.6393 | 288.9693 | 153.5721 | 219.3427 | 174.4627 | 145.6624 | 50.4616 | 105.736 | 313.5196 | 212.9525 | 261.753 | 205.8108 | 189.8803 | 245.4644 | 173.3779
7391 | 23 | 308 | 11 | 110.0813 | 114.0656 | 303.7027 | 127.4195 | 275.1008 | 164.0916 | 228.8546 | 174.1756 | 142.8593 | 53.4648 | 107.8077 | 303.4914 | 198.6595 | 266.3815 | 218.8167 | 194.6587 | 254.7614 | 168.5045
7392 | 0 | 309 | 11 | 107.4777 | 119.0166 | 305.1112 | 128.5981 | 287.2424 | 164.5907 | 224.1945 | 161.4065 | 140.6475 | 52.8384 | 103.5733 | 296.807 | 214.473 | 267.4217 | 204.0321 | 193.7511 | 236.8874 | 174.0804
7393 | 1 | 309 | 11 | 106.3781 | 123.0975 | 306.3594 | 126.4194 | 280.2167 | 164.5722 | 231.2079 | 164.1677 | 140.1911 | 52.7773 | 104.2483 | 298.4991 | 215.3047 | 265.692 | 203.9769 | 188.7192 | 230.8851 | 176.3138
7394 | 2 | 309 | 11 | 103.7076 | 129.6864 | 307.2625 | 129.4319 | 284.7912 | 166.7058 | 234.3856 | 165.1411 | 141.8538 | 54.5202 | 100.8333 | 299.8565 | 218.9138 | 276.2773 | 203.7838 | 191.4648 | 240.6058 | 181.8634
7395 | 3 | 309 | 11 | 99.0604 | 135.8682 | 306.4481 | 127.8916 | 284.9447 | 169.1822 | 241.7199 | 165.0726 | 143.8973 | 56.86 | 102.7913 | 302.4099 | 213.9546 | 285.046 | 211.5848 | 194.9336 | 245.9911 | 181.1103
7396 | 4 | 309 | 11 | 101.4757 | 135.6592 | 308.1167 | 122.6871 | 304.8371 | 183.2808 | 227.9359 | 150.4422 | 140.1801 | 54.8143 | 103.2437 | 303.3296 | 235.3011 | 283.3426 | 224.9452 | 206.8595 | 242.4461 | 176.8969
7397 | 5 | 309 | 11 | 99.5871 | 135.6753 | 301.6685 | 123.8958 | 311.1593 | 188.7208 | 221.2 | 152.6502 | 140.3677 | 55.3238 | 108.0686 | 312.6646 | 240.3781 | 287.5652 | 227.3711 | 210.0552 | 244.8252 | 178.8063
7398 | 6 | 309 | 11 | 92.6006 | 133.6523 | 283.0909 | 131.2991 | 280.9891 | 178.759 | 194.1198 | 150.514 | 140.0086 | 51.8813 | 109.1806 | 314.242 | 225.9249 | 268.1625 | 220.4292 | 200.4303 | 230.9973 | 166.7876
7399 | 7 | 309 | 11 | 78.528 | 74.6474 | 164.9975 | 128.6189 | 226.8429 | 137.1676 | 130.4904 | 152.4409 | 125.2539 | 41.0694 | 103.4323 | 263.9609 | 152.0699 | 216.7577 | 207.0126 | 148.5797 | 185.2928 | 111.4403
7400 | 8 | 309 | 11 | 72.8746 | 57.7868 | 157.2155 | 132.986 | 215.3637 | 123.9993 | 122.2205 | 142.9761 | 113.3521 | 39.5199 | 106.6962 | 226.0429 | 144.0918 | 186.6055 | 188.0871 | 127.6568 | 141.6327 | 87.602
7401 | 9 | 309 | 11 | 76.2178 | 62.5836 | 159.3426 | 136.5062 | 209.0924 | 130.8608 | 119.9375 | 140.6309 | 106.2967 | 43.3875 | 112.038 | 216.0443 | 141.3412 | 188.4428 | 183.8128 | 129.6712 | 145.2085 | 83.917
7402 | 10 | 309 | 11 | 73.0069 | 63.0529 | 158.8432 | 138.5784 | 210.9506 | 135.8315 | 119.7338 | 134.9137 | 101.7207 | 43.6764 | 111.6494 | 214.6788 | 145.4999 | 180.7386 | 188.5591 | 132.1032 | 149.8856 | 82.4308
7403 | 11 | 309 | 11 | 74.7085 | 65.3219 | 165.703 | 135.65 | 213.651 | 134.9529 | 117.9012 | 142.792 | 100.8997 | 44.9398 | 111.8981 | 220.6963 | 146.9952 | 193.3777 | 188.6557 | 134.8801 | 150.3463 | 88.6948
7404 | 12 | 309 | 11 | 73.9342 | 69.734 | 167.442 | 133.8518 | 212.7166 | 130.6012 | 119.5395 | 136.4832 | 101.7033 | 42.7853 | 109.11 | 213.2358 | 148.7691 | 184.7993 | 185.8227 | 139.9864 | 142.8794 | 85.8132
7405 | 13 | 309 | 11 | 76.9879 | 64.4884 | 151.5638 | 132.1396 | 206.1667 | 130.6984 | 123.9531 | 145.4385 | 100.6963 | 42.1923 | 108.4899 | 209.804 | 141.4222 | 188.9131 | 188.7258 | 130.0846 | 135.6391 | 84.4208
7406 | 14 | 309 | 11 | 78.0835 | 67.4856 | 162.6685 | 135.0656 | 221.897 | 130.679 | 119.6412 | 146.4356 | 103.0701 | 48.6422 | 111.3016 | 216.3153 | 161.5236 | 182.841 | 187.3319 | 131.9941 | 148.3885 | 89.2445
7407 | 15 | 309 | 11 | 102.5862 | 79.7431 | 163.3658 | 141.3271 | 295.2156 | 184.622 | 147.6276 | 157.6726 | 109.8646 | 57.8796 | 115.0807 | 245.0322 | 241.7687 | 202.4169 | 228.8479 | 145.7542 | 196.8046 | 111.3113
7408 | 16 | 309 | 11 | 115.5773 | 153.1015 | 253.9258 | 137.6753 | 326.8828 | 204.8668 | 218.575 | 164.8511 | 138.9287 | 56.0673 | 113.0366 | 316.2863 | 264.7151 | 261.1915 | 262.8389 | 224.2157 | 251.8425 | 166.0158
7409 | 17 | 309 | 11 | 116.7731 | 185.0187 | 309.0537 | 143.5504 | 316.1328 | 189.7412 | 223.5324 | 170.5127 | 147.0249 | 58.9941 | 113.9944 | 324.9921 | 251.5611 | 278.7142 | 260.2862 | 229.0451 | 250.5818 | 173.8527
7410 | 18 | 309 | 11 | 118.0633 | 157.652 | 316.8037 | 143.8557 | 302.799 | 183.8826 | 221.1525 | 172.1338 | 151.2887 | 59.1292 | 111.9008 | 317.7626 | 236.7088 | 275.8366 | 248.39 | 205.8154 | 258.0367 | 174.2199
7411 | 19 | 309 | 11 | 115.0426 | 139.438 | 309.8988 | 141.8856 | 297.1547 | 175.3023 | 213.9601 | 163.0096 | 147.2461 | 58.7109 | 111.6811 | 317.8928 | 222.559 | 268.0918 | 227.4341 | 206.005 | 253.3088 | 167.9418
7412 | 20 | 309 | 11 | 114.8811 | 125.2101 | 299.0537 | 136.1535 | 299.0875 | 181.1274 | 212.7447 | 169.2901 | 151.291 | 57.8103 | 113.3145 | 313.7447 | 226.2711 | 263.5263 | 232.2224 | 197.4961 | 248.0813 | 164.4653
7413 | 21 | 309 | 11 | 115.7367 | 117.0347 | 298.6689 | 137.0167 | 292.0409 | 179.5554 | 209.8915 | 161.4485 | 148.0817 | 56.1279 | 99.7391 | 309.0184 | 225.7869 | 257.6661 | 219.3724 | 194.6381 | 244.3105 | 167.2613
7414 | 22 | 309 | 11 | 111.9077 | 113.7893 | 296.627 | 132.6393 | 288.9693 | 153.5721 | 219.3427 | 174.4627 | 145.6624 | 50.4616 | 105.736 | 313.5196 | 212.9525 | 261.753 | 205.8108 | 189.8803 | 245.4644 | 173.3779
7415 | 23 | 309 | 11 | 110.0813 | 114.0656 | 303.7027 | 127.4195 | 275.1008 | 164.0916 | 228.8546 | 174.1756 | 142.8593 | 53.4648 | 107.8077 | 303.4914 | 198.6595 | 266.3815 | 218.8167 | 194.6587 | 254.7614 | 168.5045
7416 | 0 | 310 | 11 | 107.4777 | 119.0166 | 305.1112 | 128.5981 | 287.2424 | 164.5907 | 224.1945 | 161.4065 | 140.6475 | 52.8384 | 103.5733 | 296.807 | 214.473 | 267.4217 | 204.0321 | 193.7511 | 236.8874 | 174.0804
7417 | 1 | 310 | 11 | 106.3781 | 123.0975 | 306.3594 | 126.4194 | 280.2167 | 164.5722 | 231.2079 | 164.1677 | 140.1911 | 52.7773 | 104.2483 | 298.4991 | 215.3047 | 265.692 | 203.9769 | 188.7192 | 230.8851 | 176.3138
7418 | 2 | 310 | 11 | 103.7076 | 129.6864 | 307.2625 | 129.4319 | 284.7912 | 166.7058 | 234.3856 | 165.1411 | 141.8538 | 54.5202 | 100.8333 | 299.8565 | 218.9138 | 276.2773 | 203.7838 | 191.4648 | 240.6058 | 181.8634
7419 | 3 | 310 | 11 | 99.0604 | 135.8682 | 306.4481 | 127.8916 | 284.9447 | 169.1822 | 241.7199 | 165.0726 | 143.8973 | 56.86 | 102.7913 | 302.4099 | 213.9546 | 285.046 | 211.5848 | 194.9336 | 245.9911 | 181.1103
7420 | 4 | 310 | 11 | 101.4757 | 135.6592 | 308.1167 | 122.6871 | 304.8371 | 183.2808 | 227.9359 | 150.4422 | 140.1801 | 54.8143 | 103.2437 | 303.3296 | 235.3011 | 283.3426 | 224.9452 | 206.8595 | 242.4461 | 176.8969
7421 | 5 | 310 | 11 | 99.5871 | 135.6753 | 301.6685 | 123.8958 | 311.1593 | 188.7208 | 221.2 | 152.6502 | 140.3677 | 55.3238 | 108.0686 | 312.6646 | 240.3781 | 287.5652 | 227.3711 | 210.0552 | 244.8252 | 178.8063
7422 | 6 | 310 | 11 | 92.6006 | 133.6523 | 283.0909 | 131.2991 | 280.9891 | 178.759 | 194.1198 | 150.514 | 140.0086 | 51.8813 | 109.1806 | 314.242 | 225.9249 | 268.1625 | 220.4292 | 200.4303 | 230.9973 | 166.7876
7423 | 7 | 310 | 11 | 78.528 | 74.6474 | 164.9975 | 128.6189 | 226.8429 | 137.1676 | 130.4904 | 152.4409 | 125.2539 | 41.0694 | 103.4323 | 263.9609 | 152.0699 | 216.7577 | 207.0126 | 148.5797 | 185.2928 | 111.4403
7424 | 8 | 310 | 11 | 72.8746 | 57.7868 | 157.2155 | 132.986 | 215.3637 | 123.9993 | 122.2205 | 142.9761 | 113.3521 | 39.5199 | 106.6962 | 226.0429 | 144.0918 | 186.6055 | 188.0871 | 127.6568 | 141.6327 | 87.602
7425 | 9 | 310 | 11 | 76.2178 | 62.5836 | 159.3426 | 136.5062 | 209.0924 | 130.8608 | 119.9375 | 140.6309 | 106.2967 | 43.3875 | 112.038 | 216.0443 | 141.3412 | 188.4428 | 183.8128 | 129.6712 | 145.2085 | 83.917
7426 | 10 | 310 | 11 | 73.0069 | 63.0529 | 158.8432 | 138.5784 | 210.9506 | 135.8315 | 119.7338 | 134.9137 | 101.7207 | 43.6764 | 111.6494 | 214.6788 | 145.4999 | 180.7386 | 188.5591 | 132.1032 | 149.8856 | 82.4308
7427 | 11 | 310 | 11 | 74.7085 | 65.3219 | 165.703 | 135.65 | 213.651 | 134.9529 | 117.9012 | 142.792 | 100.8997 | 44.9398 | 111.8981 | 220.6963 | 146.9952 | 193.3777 | 188.6557 | 134.8801 | 150.3463 | 88.6948
7428 | 12 | 310 | 11 | 73.9342 | 69.734 | 167.442 | 133.8518 | 212.7166 | 130.6012 | 119.5395 | 136.4832 | 101.7033 | 42.7853 | 109.11 | 213.2358 | 148.7691 | 184.7993 | 185.8227 | 139.9864 | 142.8794 | 85.8132
7429 | 13 | 310 | 11 | 76.9879 | 64.4884 | 151.5638 | 132.1396 | 206.1667 | 130.6984 | 123.9531 | 145.4385 | 100.6963 | 42.1923 | 108.4899 | 209.804 | 141.4222 | 188.9131 | 188.7258 | 130.0846 | 135.6391 | 84.4208
7430 | 14 | 310 | 11 | 78.0835 | 67.4856 | 162.6685 | 135.0656 | 221.897 | 130.679 | 119.6412 | 146.4356 | 103.0701 | 48.6422 | 111.3016 | 216.3153 | 161.5236 | 182.841 | 187.3319 | 131.9941 | 148.3885 | 89.2445
7431 | 15 | 310 | 11 | 102.5862 | 79.7431 | 163.3658 | 141.3271 | 295.2156 | 184.622 | 147.6276 | 157.6726 | 109.8646 | 57.8796 | 115.0807 | 245.0322 | 241.7687 | 202.4169 | 228.8479 | 145.7542 | 196.8046 | 111.3113
7432 | 16 | 310 | 11 | 115.5773 | 153.1015 | 253.9258 | 137.6753 | 326.8828 | 204.8668 | 218.575 | 164.8511 | 138.9287 | 56.0673 | 113.0366 | 316.2863 | 264.7151 | 261.1915 | 262.8389 | 224.2157 | 251.8425 | 166.0158
7433 | 17 | 310 | 11 | 116.7731 | 185.0187 | 309.0537 | 143.5504 | 316.1328 | 189.7412 | 223.5324 | 170.5127 | 147.0249 | 58.9941 | 113.9944 | 324.9921 | 251.5611 | 278.7142 | 260.2862 | 229.0451 | 250.5818 | 173.8527
7434 | 18 | 310 | 11 | 118.0633 | 157.652 | 316.8037 | 143.8557 | 302.799 | 183.8826 | 221.1525 | 172.1338 | 151.2887 | 59.1292 | 111.9008 | 317.7626 | 236.7088 | 275.8366 | 248.39 | 205.8154 | 258.0367 | 174.2199
7435 | 19 | 310 | 11 | 115.0426 | 139.438 | 309.8988 | 141.8856 | 297.1547 | 175.3023 | 213.9601 | 163.0096 | 147.2461 | 58.7109 | 111.6811 | 317.8928 | 222.559 | 268.0918 | 227.4341 | 206.005 | 253.3088 | 167.9418
7436 | 20 | 310 | 11 | 114.8811 | 125.2101 | 299.0537 | 136.1535 | 299.0875 | 181.1274 | 212.7447 | 169.2901 | 151.291 | 57.8103 | 113.3145 | 313.7447 | 226.2711 | 263.5263 | 232.2224 | 197.4961 | 248.0813 | 164.4653
7437 | 21 | 310 | 11 | 115.7367 | 117.0347 | 298.6689 | 137.0167 | 292.0409 | 179.5554 | 209.8915 | 161.4485 | 148.0817 | 56.1279 | 99.7391 | 309.0184 | 225.7869 | 257.6661 | 219.3724 | 194.6381 | 244.3105 | 167.2613
7438 | 22 | 310 | 11 | 111.9077 | 113.7893 | 296.627 | 132.6393 | 288.9693 | 153.5721 | 219.3427 | 174.4627 | 145.6624 | 50.4616 | 105.736 | 313.5196 | 212.9525 | 261.753 | 205.8108 | 189.8803 | 245.4644 | 173.3779
7439 | 23 | 310 | 11 | 110.0813 | 114.0656 | 303.7027 | 127.4195 | 275.1008 | 164.0916 | 228.8546 | 174.1756 | 142.8593 | 53.4648 | 107.8077 | 303.4914 | 198.6595 | 266.3815 | 218.8167 | 194.6587 | 254.7614 | 168.5045
7440 | 0 | 311 | 11 | 107.4777 | 119.0166 | 305.1112 | 128.5981 | 287.2424 | 164.5907 | 224.1945 | 161.4065 | 140.6475 | 52.8384 | 103.5733 | 296.807 | 214.473 | 267.4217 | 204.0321 | 193.7511 | 236.8874 | 174.0804
7441 | 1 | 311 | 11 | 106.3781 | 123.0975 | 306.3594 | 126.4194 | 280.2167 | 164.5722 | 231.2079 | 164.1677 | 140.1911 | 52.7773 | 104.2483 | 298.4991 | 215.3047 | 265.692 | 203.9769 | 188.7192 | 230.8851 | 176.3138
7442 | 2 | 311 | 11 | 103.7076 | 129.6864 | 307.2625 | 129.4319 | 284.7912 | 166.7058 | 234.3856 | 165.1411 | 141.8538 | 54.5202 | 100.8333 | 299.8565 | 218.9138 | 276.2773 | 203.7838 | 191.4648 | 240.6058 | 181.8634
7443 | 3 | 311 | 11 | 99.0604 | 135.8682 | 306.4481 | 127.8916 | 284.9447 | 169.1822 | 241.7199 | 165.0726 | 143.8973 | 56.86 | 102.7913 | 302.4099 | 213.9546 | 285.046 | 211.5848 | 194.9336 | 245.9911 | 181.1103
7444 | 4 | 311 | 11 | 101.4757 | 135.6592 | 308.1167 | 122.6871 | 304.8371 | 183.2808 | 227.9359 | 150.4422 | 140.1801 | 54.8143 | 103.2437 | 303.3296 | 235.3011 | 283.3426 | 224.9452 | 206.8595 | 242.4461 | 176.8969
7445 | 5 | 311 | 11 | 99.5871 | 135.6753 | 301.6685 | 123.8958 | 311.1593 | 188.7208 | 221.2 | 152.6502 | 140.3677 | 55.3238 | 108.0686 | 312.6646 | 240.3781 | 287.5652 | 227.3711 | 210.0552 | 244.8252 | 178.8063
7446 | 6 | 311 | 11 | 92.6006 | 133.6523 | 283.0909 | 131.2991 | 280.9891 | 178.759 | 194.1198 | 150.514 | 140.0086 | 51.8813 | 109.1806 | 314.242 | 225.9249 | 268.1625 | 220.4292 | 200.4303 | 230.9973 | 166.7876
7447 | 7 | 311 | 11 | 78.528 | 74.6474 | 164.9975 | 128.6189 | 226.8429 | 137.1676 | 130.4904 | 152.4409 | 125.2539 | 41.0694 | 103.4323 | 263.9609 | 152.0699 | 216.7577 | 207.0126 | 148.5797 | 185.2928 | 111.4403
7448 | 8 | 311 | 11 | 72.8746 | 57.7868 | 157.2155 | 132.986 | 215.3637 | 123.9993 | 122.2205 | 142.9761 | 113.3521 | 39.5199 | 106.6962 | 226.0429 | 144.0918 | 186.6055 | 188.0871 | 127.6568 | 141.6327 | 87.602
7449 | 9 | 311 | 11 | 76.2178 | 62.5836 | 159.3426 | 136.5062 | 209.0924 | 130.8608 | 119.9375 | 140.6309 | 106.2967 | 43.3875 | 112.038 | 216.0443 | 141.3412 | 188.4428 | 183.8128 | 129.6712 | 145.2085 | 83.917
7450 | 10 | 311 | 11 | 73.0069 | 63.0529 | 158.8432 | 138.5784 | 210.9506 | 135.8315 | 119.7338 | 134.9137 | 101.7207 | 43.6764 | 111.6494 | 214.6788 | 145.4999 | 180.7386 | 188.5591 | 132.1032 | 149.8856 | 82.4308
7451 | 11 | 311 | 11 | 74.7085 | 65.3219 | 165.703 | 135.65 | 213.651 | 134.9529 | 117.9012 | 142.792 | 100.8997 | 44.9398 | 111.8981 | 220.6963 | 146.9952 | 193.3777 | 188.6557 | 134.8801 | 150.3463 | 88.6948
7452 | 12 | 311 | 11 | 73.9342 | 69.734 | 167.442 | 133.8518 | 212.7166 | 130.6012 | 119.5395 | 136.4832 | 101.7033 | 42.7853 | 109.11 | 213.2358 | 148.7691 | 184.7993 | 185.8227 | 139.9864 | 142.8794 | 85.8132
7453 | 13 | 311 | 11 | 76.9879 | 64.4884 | 151.5638 | 132.1396 | 206.1667 | 130.6984 | 123.9531 | 145.4385 | 100.6963 | 42.1923 | 108.4899 | 209.804 | 141.4222 | 188.9131 | 188.7258 | 130.0846 | 135.6391 | 84.4208
7454 | 14 | 311 | 11 | 78.0835 | 67.4856 | 162.6685 | 135.0656 | 221.897 | 130.679 | 119.6412 | 146.4356 | 103.0701 | 48.6422 | 111.3016 | 216.3153 | 161.5236 | 182.841 | 187.3319 | 131.9941 | 148.3885 | 89.2445
7455 | 15 | 311 | 11 | 102.5862 | 79.7431 | 163.3658 | 141.3271 | 295.2156 | 184.622 | 147.6276 | 157.6726 | 109.8646 | 57.8796 | 115.0807 | 245.0322 | 241.7687 | 202.4169 | 228.8479 | 145.7542 | 196.8046 | 111.3113
7456 | 16 | 311 | 11 | 115.5773 | 153.1015 | 253.9258 | 137.6753 | 326.8828 | 204.8668 | 218.575 | 164.8511 | 138.9287 | 56.0673 | 113.0366 | 316.2863 | 264.7151 | 261.1915 | 262.8389 | 224.2157 | 251.8425 | 166.0158
7457 | 17 | 311 | 11 | 116.7731 | 185.0187 | 309.0537 | 143.5504 | 316.1328 | 189.7412 | 223.5324 | 170.5127 | 147.0249 | 58.9941 | 113.9944 | 324.9921 | 251.5611 | 278.7142 | 260.2862 | 229.0451 | 250.5818 | 173.8527
7458 | 18 | 311 | 11 | 118.0633 | 157.652 | 316.8037 | 143.8557 | 302.799 | 183.8826 | 221.1525 | 172.1338 | 151.2887 | 59.1292 | 111.9008 | 317.7626 | 236.7088 | 275.8366 | 248.39 | 205.8154 | 258.0367 | 174.2199
7459 | 19 | 311 | 11 | 115.0426 | 139.438 | 309.8988 | 141.8856 | 297.1547 | 175.3023 | 213.9601 | 163.0096 | 147.2461 | 58.7109 | 111.6811 | 317.8928 | 222.559 | 268.0918 | 227.4341 | 206.005 | 253.3088 | 167.9418
7460 | 20 | 311 | 11 | 114.8811 | 125.2101 | 299.0537 | 136.1535 | 299.0875 | 181.1274 | 212.7447 | 169.2901 | 151.291 | 57.8103 | 113.3145 | 313.7447 | 226.2711 | 263.5263 | 232.2224 | 197.4961 | 248.0813 | 164.4653
7461 | 21 | 311 | 11 | 115.7367 | 117.0347 | 298.6689 | 137.0167 | 292.0409 | 179.5554 | 209.8915 | 161.4485 | 148.0817 | 56.1279 | 99.7391 | 309.0184 | 225.7869 | 257.6661 | 219.3724 | 194.6381 | 244.3105 | 167.2613
7462 | 22 | 311 | 11 | 111.9077 | 113.7893 | 296.627 | 132.6393 | 288.9693 | 153.5721 | 219.3427 | 174.4627 | 145.6624 | 50.4616 | 105.736 | 313.5196 | 212.9525 | 261.753 | 205.8108 | 189.8803 | 245.4644 | 173.3779
7463 | 23 | 311 | 11 | 110.0813 | 114.0656 | 303.7027 | 127.4195 | 275.1008 | 164.0916 | 228.8546 | 174.1756 | 142.8593 | 53.4648 | 107.8077 | 303.4914 | 198.6595 | 266.3815 | 218.8167 | 194.6587 | 254.7614 | 168.5045
7464 | 0 | 312 | 11 | 107.4777 | 119.0166 | 305.1112 | 128.5981 | 287.2424 | 164.5907 | 224.1945 | 161.4065 | 140.6475 | 52.8384 | 103.5733 | 296.807 | 214.473 | 267.4217 | 204.0321 | 193.7511 | 236.8874 | 174.0804
7465 | 1 | 312 | 11 | 106.3781 | 123.0975 | 306.3594 | 126.4194 | 280.2167 | 164.5722 | 231.2079 | 164.1677 | 140.1911 | 52.7773 | 104.2483 | 298.4991 | 215.3047 | 265.692 | 203.9769 | 188.7192 | 230.8851 | 176.3138
7466 | 2 | 312 | 11 | 103.7076 | 129.6864 | 307.2625 | 129.4319 | 284.7912 | 166.7058 | 234.3856 | 165.1411 | 141.8538 | 54.5202 | 100.8333 | 299.8565 | 218.9138 | 276.2773 | 203.7838 | 191.4648 | 240.6058 | 181.8634
7467 | 3 | 312 | 11 | 99.0604 | 135.8682 | 306.4481 | 127.8916 | 284.9447 | 169.1822 | 241.7199 | 165.0726 | 143.8973 | 56.86 | 102.7913 | 302.4099 | 213.9546 | 285.046 | 211.5848 | 194.9336 | 245.9911 | 181.1103
7468 | 4 | 312 | 11 | 101.4757 | 135.6592 | 308.1167 | 122.6871 | 304.8371 | 183.2808 | 227.9359 | 150.4422 | 140.1801 | 54.8143 | 103.2437 | 303.3296 | 235.3011 | 283.3426 | 224.9452 | 206.8595 | 242.4461 | 176.8969
7469 | 5 | 312 | 11 | 99.5871 | 135.6753 | 301.6685 | 123.8958 | 311.1593 | 188.7208 | 221.2 | 152.6502 | 140.3677 | 55.3238 | 108.0686 | 312.6646 | 240.3781 | 287.5652 | 227.3711 | 210.0552 | 244.8252 | 178.8063
7470 | 6 | 312 | 11 | 92.6006 | 133.6523 | 283.0909 | 131.2991 | 280.9891 | 178.759 | 194.1198 | 150.514 | 140.0086 | 51.8813 | 109.1806 | 314.242 | 225.9249 | 268.1625 | 220.4292 | 200.4303 | 230.9973 | 166.7876
7471 | 7 | 312 | 11 | 78.528 | 74.6474 | 164.9975 | 128.6189 | 226.8429 | 137.1676 | 130.4904 | 152.4409 | 125.2539 | 41.0694 | 103.4323 | 263.9609 | 152.0699 | 216.7577 | 207.0126 | 148.5797 | 185.2928 | 111.4403
7472 | 8 | 312 | 11 | 72.8746 | 57.7868 | 157.2155 | 132.986 | 215.3637 | 123.9993 | 122.2205 | 142.9761 | 113.3521 | 39.5199 | 106.6962 | 226.0429 | 144.0918 | 186.6055 | 188.0871 | 127.6568 | 141.6327 | 87.602
7473 | 9 | 312 | 11 | 76.2178 | 62.5836 | 159.3426 | 136.5062 | 209.0924 | 130.8608 | 119.9375 | 140.6309 | 106.2967 | 43.3875 | 112.038 | 216.0443 | 141.3412 | 188.4428 | 183.8128 | 129.6712 | 145.2085 | 83.917
7474 | 10 | 312 | 11 | 73.0069 | 63.0529 | 158.8432 | 138.5784 | 210.9506 | 135.8315 | 119.7338 | 134.9137 | 101.7207 | 43.6764 | 111.6494 | 214.6788 | 145.4999 | 180.7386 | 188.5591 | 132.1032 | 149.8856 | 82.4308
7475 | 11 | 312 | 11 | 74.7085 | 65.3219 | 165.703 | 135.65 | 213.651 | 134.9529 | 117.9012 | 142.792 | 100.8997 | 44.9398 | 111.8981 | 220.6963 | 146.9952 | 193.3777 | 188.6557 | 134.8801 | 150.3463 | 88.6948
7476 | 12 | 312 | 11 | 73.9342 | 69.734 | 167.442 | 133.8518 | 212.7166 | 130.6012 | 119.5395 | 136.4832 | 101.7033 | 42.7853 | 109.11 | 213.2358 | 148.7691 | 184.7993 | 185.8227 | 139.9864 | 142.8794 | 85.8132
7477 | 13 | 312 | 11 | 76.9879 | 64.4884 | 151.5638 | 132.1396 | 206.1667 | 130.6984 | 123.9531 | 145.4385 | 100.6963 | 42.1923 | 108.4899 | 209.804 | 141.4222 | 188.9131 | 188.7258 | 130.0846 | 135.6391 | 84.4208
7478 | 14 | 312 | 11 | 78.0835 | 67.4856 | 162.6685 | 135.0656 | 221.897 | 130.679 | 119.6412 | 146.4356 | 103.0701 | 48.6422 | 111.3016 | 216.3153 | 161.5236 | 182.841 | 187.3319 | 131.9941 | 148.3885 | 89.2445
7479 | 15 | 312 | 11 | 102.5862 | 79.7431 | 163.3658 | 141.3271 | 295.2156 | 184.622 | 147.6276 | 157.6726 | 109.8646 | 57.8796 | 115.0807 | 245.0322 | 241.7687 | 202.4169 | 228.8479 | 145.7542 | 196.8046 | 111.3113
7480 | 16 | 312 | 11 | 115.5773 | 153.1015 | 253.9258 | 137.6753 | 326.8828 | 204.8668 | 218.575 | 164.8511 | 138.9287 | 56.0673 | 113.0366 | 316.2863 | 264.7151 | 261.1915 | 262.8389 | 224.2157 | 251.8425 | 166.0158
7481 | 17 | 312 | 11 | 116.7731 | 185.0187 | 309.0537 | 143.5504 | 316.1328 | 189.7412 | 223.5324 | 170.5127 | 147.0249 | 58.9941 | 113.9944 | 324.9921 | 251.5611 | 278.7142 | 260.2862 | 229.0451 | 250.5818 | 173.8527
7482 | 18 | 312 | 11 | 118.0633 | 157.652 | 316.8037 | 143.8557 | 302.799 | 183.8826 | 221.1525 | 172.1338 | 151.2887 | 59.1292 | 111.9008 | 317.7626 | 236.7088 | 275.8366 | 248.39 | 205.8154 | 258.0367 | 174.2199
7483 | 19 | 312 | 11 | 115.0426 | 139.438 | 309.8988 | 141.8856 | 297.1547 | 175.3023 | 213.9601 | 163.0096 | 147.2461 | 58.7109 | 111.6811 | 317.8928 | 222.559 | 268.0918 | 227.4341 | 206.005 | 253.3088 | 167.9418
7484 | 20 | 312 | 11 | 114.8811 | 125.2101 | 299.0537 | 136.1535 | 299.0875 | 181.1274 | 212.7447 | 169.2901 | 151.291 | 57.8103 | 113.3145 | 313.7447 | 226.2711 | 263.5263 | 232.2224 | 197.4961 | 248.0813 | 164.4653
7485 | 21 | 312 | 11 | 115.7367 | 117.0347 | 298.6689 | 137.0167 | 292.0409 | 179.5554 | 209.8915 | 161.4485 | 148.0817 | 56.1279 | 99.7391 | 309.0184 | 225.7869 | 257.6661 | 219.3724 | 194.6381 | 244.3105 | 167.2613
7486 | 22 | 312 | 11 | 111.9077 | 113.7893 | 296.627 | 132.6393 | 288.9693 | 153.5721 | 219.3427 | 174.4627 | 145.6624 | 50.4616 | 105.736 | 313.5196 | 212.9525 | 261.753 | 205.8108 | 189.8803 | 245.4644 | 173.3779
7487 | 23 | 312 | 11 | 110.0813 | 114.0656 | 303.7027 | 127.4195 | 275.1008 | 164.0916 | 228.8546 | 174.1756 | 142.8593 | 53.4648 | 107.8077 | 303.4914 | 198.6595 | 266.3815 | 218.8167 | 194.6587 | 254.7614 | 168.5045
7488 | 0 | 313 | 11 | 107.4777 | 119.0166 | 305.1112 | 128.5981 | 287.2424 | 164.5907 | 224.1945 | 161.4065 | 140.6475 | 52.8384 | 103.5733 | 296.807 | 214.473 | 267.4217 | 204.0321 | 193.7511 | 236.8874 | 174.0804
7489 | 1 | 313 | 11 | 106.3781 | 123.0975 | 306.3594 | 126.4194 | 280.2167 | 164.5722 | 231.2079 | 164.1677 | 140.1911 | 52.7773 | 104.2483 | 298.4991 | 215.3047 | 265.692 | 203.9769 | 188.7192 | 230.8851 | 176.3138
7490 | 2 | 313 | 11 | 103.7076 | 129.6864 | 307.2625 | 129.4319 | 284.7912 | 166.7058 | 234.3856 | 165.1411 | 141.8538 | 54.5202 | 100.8333 | 299.8565 | 218.9138 | 276.2773 | 203.7838 | 191.4648 | 240.6058 | 181.8634
7491 | 3 | 313 | 11 | 99.0604 | 135.8682 | 306.4481 | 127.8916 | 284.9447 | 169.1822 | 241.7199 | 165.0726 | 143.8973 | 56.86 | 102.7913 | 302.4099 | 213.9546 | 285.046 | 211.5848 | 194.9336 | 245.9911 | 181.1103
7492 | 4 | 313 | 11 | 101.4757 | 135.6592 | 308.1167 | 122.6871 | 304.8371 | 183.2808 | 227.9359 | 150.4422 | 140.1801 | 54.8143 | 103.2437 | 303.3296 | 235.3011 | 283.3426 | 224.9452 | 206.8595 | 242.4461 | 176.8969
7493 | 5 | 313 | 11 | 99.5871 | 135.6753 | 301.6685 | 123.8958 | 311.1593 | 188.7208 | 221.2 | 152.6502 | 140.3677 | 55.3238 | 108.0686 | 312.6646 | 240.3781 | 287.5652 | 227.3711 | 210.0552 | 244.8252 | 178.8063
7494 | 6 | 313 | 11 | 92.6006 | 133.6523 | 283.0909 | 131.2991 | 280.9891 | 178.759 | 194.1198 | 150.514 | 140.0086 | 51.8813 | 109.1806 | 314.242 | 225.9249 | 268.1625 | 220.4292 | 200.4303 | 230.9973 | 166.7876
7495 | 7 | 313 | 11 | 78.528 | 74.6474 | 164.9975 | 128.6189 | 226.8429 | 137.1676 | 130.4904 | 152.4409 | 125.2539 | 41.0694 | 103.4323 | 263.9609 | 152.0699 | 216.7577 | 207.0126 | 148.5797 | 185.2928 | 111.4403
7496 | 8 | 313 | 11 | 72.8746 | 57.7868 | 157.2155 | 132.986 | 215.3637 | 123.9993 | 122.2205 | 142.9761 | 113.3521 | 39.5199 | 106.6962 | 226.0429 | 144.0918 | 186.6055 | 188.0871 | 127.6568 | 141.6327 | 87.602
7497 | 9 | 313 | 11 | 76.2178 | 62.5836 | 159.3426 | 136.5062 | 209.0924 | 130.8608 | 119.9375 | 140.6309 | 106.2967 | 43.3875 | 112.038 | 216.0443 | 141.3412 | 188.4428 | 183.8128 | 129.6712 | 145.2085 | 83.917
7498 | 10 | 313 | 11 | 73.0069 | 63.0529 | 158.8432 | 138.5784 | 210.9506 | 135.8315 | 119.7338 | 134.9137 | 101.7207 | 43.6764 | 111.6494 | 214.6788 | 145.4999 | 180.7386 | 188.5591 | 132.1032 | 149.8856 | 82.4308
7499 | 11 | 313 | 11 | 74.7085 | 65.3219 | 165.703 | 135.65 | 213.651 | 134.9529 | 117.9012 | 142.792 | 100.8997 | 44.9398 | 111.8981 | 220.6963 | 146.9952 | 193.3777 | 188.6557 | 134.8801 | 150.3463 | 88.6948
7500 | 12 | 313 | 11 | 73.9342 | 69.734 | 167.442 | 133.8518 | 212.7166 | 130.6012 | 119.5395 | 136.4832 | 101.7033 | 42.7853 | 109.11 | 213.2358 | 148.7691 | 184.7993 | 185.8227 | 139.9864 | 142.8794 | 85.8132
7501 | 13 | 313 | 11 | 76.9879 | 64.4884 | 151.5638 | 132.1396 | 206.1667 | 130.6984 | 123.9531 | 145.4385 | 100.6963 | 42.1923 | 108.4899 | 209.804 | 141.4222 | 188.9131 | 188.7258 | 130.0846 | 135.6391 | 84.4208
7502 | 14 | 313 | 11 | 78.0835 | 67.4856 | 162.6685 | 135.0656 | 221.897 | 130.679 | 119.6412 | 146.4356 | 103.0701 | 48.6422 | 111.3016 | 216.3153 | 161.5236 | 182.841 | 187.3319 | 131.9941 | 148.3885 | 89.2445
7503 | 15 | 313 | 11 | 102.5862 | 79.7431 | 163.3658 | 141.3271 | 295.2156 | 184.622 | 147.6276 | 157.6726 | 109.8646 | 57.8796 | 115.0807 | 245.0322 | 241.7687 | 202.4169 | 228.8479 | 145.7542 | 196.8046 | 111.3113
7504 | 16 | 313 | 11 | 115.5773 | 153.1015 | 253.9258 | 137.6753 | 326.8828 | 204.8668 | 218.575 | 164.8511 | 138.9287 | 56.0673 | 113.0366 | 316.2863 | 264.7151 | 261.1915 | 262.8389 | 224.2157 | 251.8425 | 166.0158
7505 | 17 | 313 | 11 | 116.7731 | 185.0187 | 309.0537 | 143.5504 | 316.1328 | 189.7412 | 223.5324 | 170.5127 | 147.0249 | 58.9941 | 113.9944 | 324.9921 | 251.5611 | 278.7142 | 260.2862 | 229.0451 | 250.5818 | 173.8527
7506 | 18 | 313 | 11 | 118.0633 | 157.652 | 316.8037 | 143.8557 | 302.799 | 183.8826 | 221.1525 | 172.1338 | 151.2887 | 59.1292 | 111.9008 | 317.7626 | 236.7088 | 275.8366 | 248.39 | 205.8154 | 258.0367 | 174.2199
7507 | 19 | 313 | 11 | 115.0426 | 139.438 | 309.8988 | 141.8856 | 297.1547 | 175.3023 | 213.9601 | 163.0096 | 147.2461 | 58.7109 | 111.6811 | 317.8928 | 222.559 | 268.0918 | 227.4341 | 206.005 | 253.3088 | 167.9418
7508 | 20 | 313 | 11 | 114.8811 | 125.2101 | 299.0537 | 136.1535 | 299.0875 | 181.1274 | 212.7447 | 169.2901 | 151.291 | 57.8103 | 113.3145 | 313.7447 | 226.2711 | 263.5263 | 232.2224 | 197.4961 | 248.0813 | 164.4653
7509 | 21 | 313 | 11 | 115.7367 | 117.0347 | 298.6689 | 137.0167 | 292.0409 | 179.5554 | 209.8915 | 161.4485 | 148.0817 | 56.1279 | 99.7391 | 309.0184 | 225.7869 | 257.6661 | 219.3724 | 194.6381 | 244.3105 | 167.2613
7510 | 22 | 313 | 11 | 111.9077 | 113.7893 | 296.627 | 132.6393 | 288.9693 | 153.5721 | 219.3427 | 174.4627 | 145.6624 | 50.4616 | 105.736 | 313.5196 | 212.9525 | 261.753 | 205.8108 | 189.8803 | 245.4644 | 173.3779
7511 | 23 | 313 | 11 | 110.0813 | 114.0656 | 303.7027 | 127.4195 | 275.1008 | 164.0916 | 228.8546 | 174.1756 | 142.8593 | 53.4648 | 107.8077 | 303.4914 | 198.6595 | 266.3815 | 218.8167 | 194.6587 | 254.7614 | 168.5045
7512 | 0 | 314 | 11 | 107.4777 | 119.0166 | 305.1112 | 128.5981 | 287.2424 | 164.5907 | 224.1945 | 161.4065 | 140.6475 | 52.8384 | 103.5733 | 296.807 | 214.473 | 267.4217 | 204.0321 | 193.7511 | 236.8874 | 174.0804
7513 | 1 | 314 | 11 | 106.3781 | 123.0975 | 306.3594 | 126.4194 | 280.2167 | 164.5722 | 231.2079 | 164.1677 | 140.1911 | 52.7773 | 104.2483 | 298.4991 | 215.3047 | 265.692 | 203.9769 | 188.7192 | 230.8851 | 176.3138
7514 | 2 | 314 | 11 | 103.7076 | 129.6864 | 307.2625 | 129.4319 | 284.7912 | 166.7058 | 234.3856 | 165.1411 | 141.8538 | 54.5202 | 100.8333 | 299.8565 | 218.9138 | 276.2773 | 203.7838 | 191.4648 | 240.6058 | 181.8634
7515 | 3 | 314 | 11 | 99.0604 | 135.8682 | 306.4481 | 127.8916 | 284.9447 | 169.1822 | 241.7199 | 165.0726 | 143.8973 | 56.86 | 102.7913 | 302.4099 | 213.9546 | 285.046 | 211.5848 | 194.9336 | 245.9911 | 181.1103
7516 | 4 | 314 | 11 | 101.4757 | 135.6592 | 308.1167 | 122.6871 | 304.8371 | 183.2808 | 227.9359 | 150.4422 | 140.1801 | 54.8143 | 103.2437 | 303.3296 | 235.3011 | 283.3426 | 224.9452 | 206.8595 | 242.4461 | 176.8969
7517 | 5 | 314 | 11 | 99.5871 | 135.6753 | 301.6685 | 123.8958 | 311.1593 | 188.7208 | 221.2 | 152.6502 | 140.3677 | 55.3238 | 108.0686 | 312.6646 | 240.3781 | 287.5652 | 227.3711 | 210.0552 | 244.8252 | 178.8063
7518 | 6 | 314 | 11 | 92.6006 | 133.6523 | 283.0909 | 131.2991 | 280.9891 | 178.759 | 194.1198 | 150.514 | 140.0086 | 51.8813 | 109.1806 | 314.242 | 225.9249 | 268.1625 | 220.4292 | 200.4303 | 230.9973 | 166.7876
7519 | 7 | 314 | 11 | 78.528 | 74.6474 | 164.9975 | 128.6189 | 226.8429 | 137.1676 | 130.4904 | 152.4409 | 125.2539 | 41.0694 | 103.4323 | 263.9609 | 152.0699 | 216.7577 | 207.0126 | 148.5797 | 185.2928 | 111.4403
7520 | 8 | 314 | 11 | 72.8746 | 57.7868 | 157.2155 | 132.986 | 215.3637 | 123.9993 | 122.2205 | 142.9761 | 113.3521 | 39.5199 | 106.6962 | 226.0429 | 144.0918 | 186.6055 | 188.0871 | 127.6568 | 141.6327 | 87.602
7521 | 9 | 314 | 11 | 76.2178 | 62.5836 | 159.3426 | 136.5062 | 209.0924 | 130.8608 | 119.9375 | 140.6309 | 106.2967 | 43.3875 | 112.038 | 216.0443 | 141.3412 | 188.4428 | 183.8128 | 129.6712 | 145.2085 | 83.917
7522 | 10 | 314 | 11 | 73.0069 | 63.0529 | 158.8432 | 138.5784 | 210.9506 | 135.8315 | 119.7338 | 134.9137 | 101.7207 | 43.6764 | 111.6494 | 214.6788 | 145.4999 | 180.7386 | 188.5591 | 132.1032 | 149.8856 | 82.4308
7523 | 11 | 314 | 11 | 74.7085 | 65.3219 | 165.703 | 135.65 | 213.651 | 134.9529 | 117.9012 | 142.792 | 100.8997 | 44.9398 | 111.8981 | 220.6963 | 146.9952 | 193.3777 | 188.6557 | 134.8801 | 150.3463 | 88.6948
7524 | 12 | 314 | 11 | 73.9342 | 69.734 | 167.442 | 133.8518 | 212.7166 | 130.6012 | 119.5395 | 136.4832 | 101.7033 | 42.7853 | 109.11 | 213.2358 | 148.7691 | 184.7993 | 185.8227 | 139.9864 | 142.8794 | 85.8132
7525 | 13 | 314 | 11 | 76.9879 | 64.4884 | 151.5638 | 132.1396 | 206.1667 | 130.6984 | 123.9531 | 145.4385 | 100.6963 | 42.1923 | 108.4899 | 209.804 | 141.4222 | 188.9131 | 188.7258 | 130.0846 | 135.6391 | 84.4208
7526 | 14 | 314 | 11 | 78.0835 | 67.4856 | 162.6685 | 135.0656 | 221.897 | 130.679 | 119.6412 | 146.4356 | 103.0701 | 48.6422 | 111.3016 | 216.3153 | 161.5236 | 182.841 | 187.3319 | 131.9941 | 148.3885 | 89.2445
7527 | 15 | 314 | 11 | 102.5862 | 79.7431 | 163.3658 | 141.3271 | 295.2156 | 184.622 | 147.6276 | 157.6726 | 109.8646 | 57.8796 | 115.0807 | 245.0322 | 241.7687 | 202.4169 | 228.8479 | 145.7542 | 196.8046 | 111.3113
7528 | 16 | 314 | 11 | 115.5773 | 153.1015 | 253.9258 | 137.6753 | 326.8828 | 204.8668 | 218.575 | 164.8511 | 138.9287 | 56.0673 | 113.0366 | 316.2863 | 264.7151 | 261.1915 | 262.8389 | 224.2157 | 251.8425 | 166.0158
7529 | 17 | 314 | 11 | 116.7731 | 185.0187 | 309.0537 | 143.5504 | 316.1328 | 189.7412 | 223.5324 | 170.5127 | 147.0249 | 58.9941 | 113.9944 | 324.9921 | 251.5611 | 278.7142 | 260.2862 | 229.0451 | 250.5818 | 173.8527
7530 | 18 | 314 | 11 | 118.0633 | 157.652 | 316.8037 | 143.8557 | 302.799 | 183.8826 | 221.1525 | 172.1338 | 151.2887 | 59.1292 | 111.9008 | 317.7626 | 236.7088 | 275.8366 | 248.39 | 205.8154 | 258.0367 | 174.2199
7531 | 19 | 314 | 11 | 115.0426 | 139.438 | 309.8988 | 141.8856 | 297.1547 | 175.3023 | 213.9601 | 163.0096 | 147.2461 | 58.7109 | 111.6811 | 317.8928 | 222.559 | 268.0918 | 227.4341 | 206.005 | 253.3088 | 167.9418
7532 | 20 | 314 | 11 | 114.8811 | 125.2101 | 299.0537 | 136.1535 | 299.0875 | 181.1274 | 212.7447 | 169.2901 | 151.291 | 57.8103 | 113.3145 | 313.7447 | 226.2711 | 263.5263 | 232.2224 | 197.4961 | 248.0813 | 164.4653
7533 | 21 | 314 | 11 | 115.7367 | 117.0347 | 298.6689 | 137.0167 | 292.0409 | 179.5554 | 209.8915 | 161.4485 | 148.0817 | 56.1279 | 99.7391 | 309.0184 | 225.7869 | 257.6661 | 219.3724 | 194.6381 | 244.3105 | 167.2613
7534 | 22 | 314 | 11 | 111.9077 | 113.7893 | 296.627 | 132.6393 | 288.9693 | 153.5721 | 219.3427 | 174.4627 | 145.6624 | 50.4616 | 105.736 | 313.5196 | 212.9525 | 261.753 | 205.8108 | 189.8803 | 245.4644 | 173.3779
7535 | 23 | 314 | 11 | 110.0813 | 114.0656 | 303.7027 | 127.4195 | 275.1008 | 164.0916 | 228.8546 | 174.1756 | 142.8593 | 53.4648 | 107.8077 | 303.4914 | 198.6595 | 266.3815 | 218.8167 | 194.6587 | 254.7614 | 168.5045
7536 | 0 | 315 | 11 | 107.4777 | 119.0166 | 305.1112 | 128.5981 | 287.2424 | 164.5907 | 224.1945 | 161.4065 | 140.6475 | 52.8384 | 103.5733 | 296.807 | 214.473 | 267.4217 | 204.0321 | 193.7511 | 236.8874 | 174.0804
7537 | 1 | 315 | 11 | 106.3781 | 123.0975 | 306.3594 | 126.4194 | 280.2167 | 164.5722 | 231.2079 | 164.1677 | 140.1911 | 52.7773 | 104.2483 | 298.4991 | 215.3047 | 265.692 | 203.9769 | 188.7192 | 230.8851 | 176.3138
7538 | 2 | 315 | 11 | 103.7076 | 129.6864 | 307.2625 | 129.4319 | 284.7912 | 166.7058 | 234.3856 | 165.1411 | 141.8538 | 54.5202 | 100.8333 | 299.8565 | 218.9138 | 276.2773 | 203.7838 | 191.4648 | 240.6058 | 181.8634
7539 | 3 | 315 | 11 | 99.0604 | 135.8682 | 306.4481 | 127.8916 | 284.9447 | 169.1822 | 241.7199 | 165.0726 | 143.8973 | 56.86 | 102.7913 | 302.4099 | 213.9546 | 285.046 | 211.5848 | 194.9336 | 245.9911 | 181.1103
7540 | 4 | 315 | 11 | 101.4757 | 135.6592 | 308.1167 | 122.6871 | 304.8371 | 183.2808 | 227.9359 | 150.4422 | 140.1801 | 54.8143 | 103.2437 | 303.3296 | 235.3011 | 283.3426 | 224.9452 | 206.8595 | 242.4461 | 176.8969
7541 | 5 | 315 | 11 | 99.5871 | 135.6753 | 301.6685 | 123.8958 | 311.1593 | 188.7208 | 221.2 | 152.6502 | 140.3677 | 55.3238 | 108.0686 | 312.6646 | 240.3781 | 287.5652 | 227.3711 | 210.0552 | 244.8252 | 178.8063
7542 | 6 | 315 | 11 | 92.6006 | 133.6523 | 283.0909 | 131.2991 | 280.9891 | 178.759 | 194.1198 | 150.514 | 140.0086 | 51.8813 | 109.1806 | 314.242 | 225.9249 | 268.1625 | 220.4292 | 200.4303 | 230.9973 | 166.7876
7543 | 7 | 315 | 11 | 78.528 | 74.6474 | 164.9975 | 128.6189 | 226.8429 | 137.1676 | 130.4904 | 152.4409 | 125.2539 | 41.0694 | 103.4323 | 263.9609 | 152.0699 | 216.7577 | 207.0126 | 148.5797 | 185.2928 | 111.4403
7544 | 8 | 315 | 11 | 72.8746 | 57.7868 | 157.2155 | 132.986 | 215.3637 | 123.9993 | 122.2205 | 142.9761 | 113.3521 | 39.5199 | 106.6962 | 226.0429 | 144.0918 | 186.6055 | 188.0871 | 127.6568 | 141.6327 | 87.602
7545 | 9 | 315 | 11 | 76.2178 | 62.5836 | 159.3426 | 136.5062 | 209.0924 | 130.8608 | 119.9375 | 140.6309 | 106.2967 | 43.3875 | 112.038 | 216.0443 | 141.3412 | 188.4428 | 183.8128 | 129.6712 | 145.2085 | 83.917
7546 | 10 | 315 | 11 | 73.0069 | 63.0529 | 158.8432 | 138.5784 | 210.9506 | 135.8315 | 119.7338 | 134.9137 | 101.7207 | 43.6764 | 111.6494 | 214.6788 | 145.4999 | 180.7386 | 188.5591 | 132.1032 | 149.8856 | 82.4308
7547 | 11 | 315 | 11 | 74.7085 | 65.3219 | 165.703 | 135.65 | 213.651 | 134.9529 | 117.9012 | 142.792 | 100.8997 | 44.9398 | 111.8981 | 220.6963 | 146.9952 | 193.3777 | 188.6557 | 134.8801 | 150.3463 | 88.6948
7548 | 12 | 315 | 11 | 73.9342 | 69.734 | 167.442 | 133.8518 | 212.7166 | 130.6012 | 119.5395 | 136.4832 | 101.7033 | 42.7853 | 109.11 | 213.2358 | 148.7691 | 184.7993 | 185.8227 | 139.9864 | 142.8794 | 85.8132
7549 | 13 | 315 | 11 | 76.9879 | 64.4884 | 151.5638 | 132.1396 | 206.1667 | 130.6984 | 123.9531 | 145.4385 | 100.6963 | 42.1923 | 108.4899 | 209.804 | 141.4222 | 188.9131 | 188.7258 | 130.0846 | 135.6391 | 84.4208
7550 | 14 | 315 | 11 | 78.0835 | 67.4856 | 162.6685 | 135.0656 | 221.897 | 130.679 | 119.6412 | 146.4356 | 103.0701 | 48.6422 | 111.3016 | 216.3153 | 161.5236 | 182.841 | 187.3319 | 131.9941 | 148.3885 | 89.2445
7551 | 15 | 315 | 11 | 102.5862 | 79.7431 | 163.3658 | 141.3271 | 295.2156 | 184.622 | 147.6276 | 157.6726 | 109.8646 | 57.8796 | 115.0807 | 245.0322 | 241.7687 | 202.4169 | 228.8479 | 145.7542 | 196.8046 | 111.3113
7552 | 16 | 315 | 11 | 115.5773 | 153.1015 | 253.9258 | 137.6753 | 326.8828 | 204.8668 | 218.575 | 164.8511 | 138.9287 | 56.0673 | 113.0366 | 316.2863 | 264.7151 | 261.1915 | 262.8389 | 224.2157 | 251.8425 | 166.0158
7553 | 17 | 315 | 11 | 116.7731 | 185.0187 | 309.0537 | 143.5504 | 316.1328 | 189.7412 | 223.5324 | 170.5127 | 147.0249 | 58.9941 | 113.9944 | 324.9921 | 251.5611 | 278.7142 | 260.2862 | 229.0451 | 250.5818 | 173.8527
7554 | 18 | 315 | 11 | 118.0633 | 157.652 | 316.8037 | 143.8557 | 302.799 | 183.8826 | 221.1525 | 172.1338 | 151.2887 | 59.1292 | 111.9008 | 317.7626 | 236.7088 | 275.8366 | 248.39 | 205.8154 | 258.0367 | 174.2199
7555 | 19 | 315 | 11 | 115.0426 | 139.438 | 309.8988 | 141.8856 | 297.1547 | 175.3023 | 213.9601 | 163.0096 | 147.2461 | 58.7109 | 111.6811 | 317.8928 | 222.559 | 268.0918 | 227.4341 | 206.005 | 253.3088 | 167.9418
7556 | 20 | 315 | 11 | 114.8811 | 125.2101 | 299.0537 | 136.1535 | 299.0875 | 181.1274 | 212.7447 | 169.2901 | 151.291 | 57.8103 | 113.3145 | 313.7447 | 226.2711 | 263.5263 | 232.2224 | 197.4961 | 248.0813 | 164.4653
7557 | 21 | 315 | 11 | 115.7367 | 117.0347 | 298.6689 | 137.0167 | 292.0409 | 179.5554 | 209.8915 | 161.4485 | 148.0817 | 56.1279 | 99.7391 | 309.0184 | 225.7869 | 257.6661 | 219.3724 | 194.6381 | 244.3105 | 167.2613
7558 | 22 | 315 | 11 | 111.9077 | 113.7893 | 296.627 | 132.6393 | 288.9693 | 153.5721 | 219.3427 | 174.4627 | 145.6624 | 50.4616 | 105.736 | 313.5196 | 212.9525 | 261.753 | 205.8108 | 189.8803 | 245.4644 | 173.3779
7559 | 23 | 315 | 11 | 110.0813 | 114.0656 | 303.7027 | 127.4195 | 275.1008 | 164.0916 | 228.8546 | 174.1756 | 142.8593 | 53.4648 | 107.8077 | 303.4914 | 198.6595 | 266.3815 | 218.8167 | 194.6587 | 254.7614 | 168.5045
7560 | 0 | 316 | 11 | 107.4777 | 119.0166 | 305.1112 | 128.5981 | 287.2424 | 164.5907 | 224.1945 | 161.4065 | 140.6475 | 52.8384 | 103.5733 | 296.807 | 214.473 | 267.4217 | 204.0321 | 193.7511 | 236.8874 | 174.0804
7561 | 1 | 316 | 11 | 106.3781 | 123.0975 | 306.3594 | 126.4194 | 280.2167 | 164.5722 | 231.2079 | 164.1677 | 140.1911 | 52.7773 | 104.2483 | 298.4991 | 215.3047 | 265.692 | 203.9769 | 188.7192 | 230.8851 | 176.3138
7562 | 2 | 316 | 11 | 103.7076 | 129.6864 | 307.2625 | 129.4319 | 284.7912 | 166.7058 | 234.3856 | 165.1411 | 141.8538 | 54.5202 | 100.8333 | 299.8565 | 218.9138 | 276.2773 | 203.7838 | 191.4648 | 240.6058 | 181.8634
7563 | 3 | 316 | 11 | 99.0604 | 135.8682 | 306.4481 | 127.8916 | 284.9447 | 169.1822 | 241.7199 | 165.0726 | 143.8973 | 56.86 | 102.7913 | 302.4099 | 213.9546 | 285.046 | 211.5848 | 194.9336 | 245.9911 | 181.1103
7564 | 4 | 316 | 11 | 101.4757 | 135.6592 | 308.1167 | 122.6871 | 304.8371 | 183.2808 | 227.9359 | 150.4422 | 140.1801 | 54.8143 | 103.2437 | 303.3296 | 235.3011 | 283.3426 | 224.9452 | 206.8595 | 242.4461 | 176.8969
7565 | 5 | 316 | 11 | 99.5871 | 135.6753 | 301.6685 | 123.8958 | 311.1593 | 188.7208 | 221.2 | 152.6502 | 140.3677 | 55.3238 | 108.0686 | 312.6646 | 240.3781 | 287.5652 | 227.3711 | 210.0552 | 244.8252 | 178.8063
7566 | 6 | 316 | 11 | 92.6006 | 133.6523 | 283.0909 | 131.2991 | 280.9891 | 178.759 | 194.1198 | 150.514 | 140.0086 | 51.8813 | 109.1806 | 314.242 | 225.9249 | 268.1625 | 220.4292 | 200.4303 | 230.9973 | 166.7876
7567 | 7 | 316 | 11 | 78.528 | 74.6474 | 164.9975 | 128.6189 | 226.8429 | 137.1676 | 130.4904 | 152.4409 | 125.2539 | 41.0694 | 103.4323 | 263.9609 | 152.0699 | 216.7577 | 207.0126 | 148.5797 | 185.2928 | 111.4403
7568 | 8 | 316 | 11 | 72.8746 | 57.7868 | 157.2155 | 132.986 | 215.3637 | 123.9993 | 122.2205 | 142.9761 | 113.3521 | 39.5199 | 106.6962 | 226.0429 | 144.0918 | 186.6055 | 188.0871 | 127.6568 | 141.6327 | 87.602
7569 | 9 | 316 | 11 | 76.2178 | 62.5836 | 159.3426 | 136.5062 | 209.0924 | 130.8608 | 119.9375 | 140.6309 | 106.2967 | 43.3875 | 112.038 | 216.0443 | 141.3412 | 188.4428 | 183.8128 | 129.6712 | 145.2085 | 83.917
7570 | 10 | 316 | 11 | 73.0069 | 63.0529 | 158.8432 | 138.5784 | 210.9506 | 135.8315 | 119.7338 | 134.9137 | 101.7207 | 43.6764 | 111.6494 | 214.6788 | 145.4999 | 180.7386 | 188.5591 | 132.1032 | 149.8856 | 82.4308
7571 | 11 | 316 | 11 | 74.7085 | 65.3219 | 165.703 | 135.65 | 213.651 | 134.9529 | 117.9012 | 142.792 | 100.8997 | 44.9398 | 111.8981 | 220.6963 | 146.9952 | 193.3777 | 188.6557 | 134.8801 | 150.3463 | 88.6948
7572 | 12 | 316 | 11 | 73.9342 | 69.734 | 167.442 | 133.8518 | 212.7166 | 130.6012 | 119.5395 | 136.4832 | 101.7033 | 42.7853 | 109.11 | 213.2358 | 148.7691 | 184.7993 | 185.8227 | 139.9864 | 142.8794 | 85.8132
7573 | 13 | 316 | 11 | 76.9879 | 64.4884 | 151.5638 | 132.1396 | 206.1667 | 130.6984 | 123.9531 | 145.4385 | 100.6963 | 42.1923 | 108.4899 | 209.804 | 141.4222 | 188.9131 | 188.7258 | 130.0846 | 135.6391 | 84.4208
7574 | 14 | 316 | 11 | 78.0835 | 67.4856 | 162.6685 | 135.0656 | 221.897 | 130.679 | 119.6412 | 146.4356 | 103.0701 | 48.6422 | 111.3016 | 216.3153 | 161.5236 | 182.841 | 187.3319 | 131.9941 | 148.3885 | 89.2445
7575 | 15 | 316 | 11 | 102.5862 | 79.7431 | 163.3658 | 141.3271 | 295.2156 | 184.622 | 147.6276 | 157.6726 | 109.8646 | 57.8796 | 115.0807 | 245.0322 | 241.7687 | 202.4169 | 228.8479 | 145.7542 | 196.8046 | 111.3113
7576 | 16 | 316 | 11 | 115.5773 | 153.1015 | 253.9258 | 137.6753 | 326.8828 | 204.8668 | 218.575 | 164.8511 | 138.9287 | 56.0673 | 113.0366 | 316.2863 | 264.7151 | 261.1915 | 262.8389 | 224.2157 | 251.8425 | 166.0158
7577 | 17 | 316 | 11 | 116.7731 | 185.0187 | 309.0537 | 143.5504 | 316.1328 | 189.7412 | 223.5324 | 170.5127 | 147.0249 | 58.9941 | 113.9944 | 324.9921 | 251.5611 | 278.7142 | 260.2862 | 229.0451 | 250.5818 | 173.8527
7578 | 18 | 316 | 11 | 118.0633 | 157.652 | 316.8037 | 143.8557 | 302.799 | 183.8826 | 221.1525 | 172.1338 | 151.2887 | 59.1292 | 111.9008 | 317.7626 | 236.7088 | 275.8366 | 248.39 | 205.8154 | 258.0367 | 174.2199
7579 | 19 | 316 | 11 | 115.0426 | 139.438 | 309.8988 | 141.8856 | 297.1547 | 175.3023 | 213.9601 | 163.0096 | 147.2461 | 58.7109 | 111.6811 | 317.8928 | 222.559 | 268.0918 | 227.4341 | 206.005 | 253.3088 | 167.9418
7580 | 20 | 316 | 11 | 114.8811 | 125.2101 | 299.0537 | 136.1535 | 299.0875 | 181.1274 | 212.7447 | 169.2901 | 151.291 | 57.8103 | 113.3145 | 313.7447 | 226.2711 | 263.5263 | 232.2224 | 197.4961 | 248.0813 | 164.4653
7581 | 21 | 316 | 11 | 115.7367 | 117.0347 | 298.6689 | 137.0167 | 292.0409 | 179.5554 | 209.8915 | 161.4485 | 148.0817 | 56.1279 | 99.7391 | 309.0184 | 225.7869 | 257.6661 | 219.3724 | 194.6381 | 244.3105 | 167.2613
7582 | 22 | 316 | 11 | 111.9077 | 113.7893 | 296.627 | 132.6393 | 288.9693 | 153.5721 | 219.3427 | 174.4627 | 145.6624 | 50.4616 | 105.736 | 313.5196 | 212.9525 | 261.753 | 205.8108 | 189.8803 | 245.4644 | 173.3779
7583 | 23 | 316 | 11 | 110.0813 | 114.0656 | 303.7027 | 127.4195 | 275.1008 | 164.0916 | 228.8546 | 174.1756 | 142.8593 | 53.4648 | 107.8077 | 303.4914 | 198.6595 | 266.3815 | 218.8167 | 194.6587 | 254.7614 | 168.5045
7584 | 0 | 317 | 11 | 107.4777 | 119.0166 | 305.1112 | 128.5981 | 287.2424 | 164.5907 | 224.1945 | 161.4065 | 140.6475 | 52.8384 | 103.5733 | 296.807 | 214.473 | 267.4217 | 204.0321 | 193.7511 | 236.8874 | 174.0804
7585 | 1 | 317 | 11 | 106.3781 | 123.0975 | 306.3594 | 126.4194 | 280.2167 | 164.5722 | 231.2079 | 164.1677 | 140.1911 | 52.7773 | 104.2483 | 298.4991 | 215.3047 | 265.692 | 203.9769 | 188.7192 | 230.8851 | 176.3138
7586 | 2 | 317 | 11 | 103.7076 | 129.6864 | 307.2625 | 129.4319 | 284.7912 | 166.7058 | 234.3856 | 165.1411 | 141.8538 | 54.5202 | 100.8333 | 299.8565 | 218.9138 | 276.2773 | 203.7838 | 191.4648 | 240.6058 | 181.8634
7587 | 3 | 317 | 11 | 99.0604 | 135.8682 | 306.4481 | 127.8916 | 284.9447 | 169.1822 | 241.7199 | 165.0726 | 143.8973 | 56.86 | 102.7913 | 302.4099 | 213.9546 | 285.046 | 211.5848 | 194.9336 | 245.9911 | 181.1103
7588 | 4 | 317 | 11 | 101.4757 | 135.6592 | 308.1167 | 122.6871 | 304.8371 | 183.2808 | 227.9359 | 150.4422 | 140.1801 | 54.8143 | 103.2437 | 303.3296 | 235.3011 | 283.3426 | 224.9452 | 206.8595 | 242.4461 | 176.8969
7589 | 5 | 317 | 11 | 99.5871 | 135.6753 | 301.6685 | 123.8958 | 311.1593 | 188.7208 | 221.2 | 152.6502 | 140.3677 | 55.3238 | 108.0686 | 312.6646 | 240.3781 | 287.5652 | 227.3711 | 210.0552 | 244.8252 | 178.8063
7590 | 6 | 317 | 11 | 92.6006 | 133.6523 | 283.0909 | 131.2991 | 280.9891 | 178.759 | 194.1198 | 150.514 | 140.0086 | 51.8813 | 109.1806 | 314.242 | 225.9249 | 268.1625 | 220.4292 | 200.4303 | 230.9973 | 166.7876
7591 | 7 | 317 | 11 | 78.528 | 74.6474 | 164.9975 | 128.6189 | 226.8429 | 137.1676 | 130.4904 | 152.4409 | 125.2539 | 41.0694 | 103.4323 | 263.9609 | 152.0699 | 216.7577 | 207.0126 | 148.5797 | 185.2928 | 111.4403
7592 | 8 | 317 | 11 | 72.8746 | 57.7868 | 157.2155 | 132.986 | 215.3637 | 123.9993 | 122.2205 | 142.9761 | 113.3521 | 39.5199 | 106.6962 | 226.0429 | 144.0918 | 186.6055 | 188.0871 | 127.6568 | 141.6327 | 87.602
7593 | 9 | 317 | 11 | 76.2178 | 62.5836 | 159.3426 | 136.5062 | 209.0924 | 130.8608 | 119.9375 | 140.6309 | 106.2967 | 43.3875 | 112.038 | 216.0443 | 141.3412 | 188.4428 | 183.8128 | 129.6712 | 145.2085 | 83.917
7594 | 10 | 317 | 11 | 73.0069 | 63.0529 | 158.8432 | 138.5784 | 210.9506 | 135.8315 | 119.7338 | 134.9137 | 101.7207 | 43.6764 | 111.6494 | 214.6788 | 145.4999 | 180.7386 | 188.5591 | 132.1032 | 149.8856 | 82.4308
7595 | 11 | 317 | 11 | 74.7085 | 65.3219 | 165.703 | 135.65 | 213.651 | 134.9529 | 117.9012 | 142.792 | 100.8997 | 44.9398 | 111.8981 | 220.6963 | 146.9952 | 193.3777 | 188.6557 | 134.8801 | 150.3463 | 88.6948
7596 | 12 | 317 | 11 | 73.9342 | 69.734 | 167.442 | 133.8518 | 212.7166 | 130.6012 | 119.5395 | 136.4832 | 101.7033 | 42.7853 | 109.11 | 213.2358 | 148.7691 | 184.7993 | 185.8227 | 139.9864 | 142.8794 | 85.8132
7597 | 13 | 317 | 11 | 76.9879 | 64.4884 | 151.5638 | 132.1396 | 206.1667 | 130.6984 | 123.9531 | 145.4385 | 100.6963 | 42.1923 | 108.4899 | 209.804 | 141.4222 | 188.9131 | 188.7258 | 130.0846 | 135.6391 | 84.4208
7598 | 14 | 317 | 11 | 78.0835 | 67.4856 | 162.6685 | 135.0656 | 221.897 | 130.679 | 119.6412 | 146.4356 | 103.0701 | 48.6422 | 111.3016 | 216.3153 | 161.5236 | 182.841 | 187.3319 | 131.9941 | 148.3885 | 89.2445
7599 | 15 | 317 | 11 | 102.5862 | 79.7431 | 163.3658 | 141.3271 | 295.2156 | 184.622 | 147.6276 | 157.6726 | 109.8646 | 57.8796 | 115.0807 | 245.0322 | 241.7687 | 202.4169 | 228.8479 | 145.7542 | 196.8046 | 111.3113
7600 | 16 | 317 | 11 | 115.5773 | 153.1015 | 253.9258 | 137.6753 | 326.8828 | 204.8668 | 218.575 | 164.8511 | 138.9287 | 56.0673 | 113.0366 | 316.2863 | 264.7151 | 261.1915 | 262.8389 | 224.2157 | 251.8425 | 166.0158
7601 | 17 | 317 | 11 | 116.7731 | 185.0187 | 309.0537 | 143.5504 | 316.1328 | 189.7412 | 223.5324 | 170.5127 | 147.0249 | 58.9941 | 113.9944 | 324.9921 | 251.5611 | 278.7142 | 260.2862 | 229.0451 | 250.5818 | 173.8527
7602 | 18 | 317 | 11 | 118.0633 | 157.652 | 316.8037 | 143.8557 | 302.799 | 183.8826 | 221.1525 | 172.1338 | 151.2887 | 59.1292 | 111.9008 | 317.7626 | 236.7088 | 275.8366 | 248.39 | 205.8154 | 258.0367 | 174.2199
7603 | 19 | 317 | 11 | 115.0426 | 139.438 | 309.8988 | 141.8856 | 297.1547 | 175.3023 | 213.9601 | 163.0096 | 147.2461 | 58.7109 | 111.6811 | 317.8928 | 222.559 | 268.0918 | 227.4341 | 206.005 | 253.3088 | 167.9418
7604 | 20 | 317 | 11 | 114.8811 | 125.2101 | 299.0537 | 136.1535 | 299.0875 | 181.1274 | 212.7447 | 169.2901 | 151.291 | 57.8103 | 113.3145 | 313.7447 | 226.2711 | 263.5263 | 232.2224 | 197.4961 | 248.0813 | 164.4653
7605 | 21 | 317 | 11 | 115.7367 | 117.0347 | 298.6689 | 137.0167 | 292.0409 | 179.5554 | 209.8915 | 161.4485 | 148.0817 | 56.1279 | 99.7391 | 309.0184 | 225.7869 | 257.6661 | 219.3724 | 194.6381 | 244.3105 | 167.2613
7606 | 22 | 317 | 11 | 111.9077 | 113.7893 | 296.627 | 132.6393 | 288.9693 | 153.5721 | 219.3427 | 174.4627 | 145.6624 | 50.4616 | 105.736 | 313.5196 | 212.9525 | 261.753 | 205.8108 | 189.8803 | 245.4644 | 173.3779
7607 | 23 | 317 | 11 | 110.0813 | 114.0656 | 303.7027 | 127.4195 | 275.1008 | 164.0916 | 228.8546 | 174.1756 | 142.8593 | 53.4648 | 107.8077 | 303.4914 | 198.6595 | 266.3815 | 218.8167 | 194.6587 | 254.7614 | 168.5045
7608 | 0 | 318 | 11 | 107.4777 | 119.0166 | 305.1112 | 128.5981 | 287.2424 | 164.5907 | 224.1945 | 161.4065 | 140.6475 | 52.8384 | 103.5733 | 296.807 | 214.473 | 267.4217 | 204.0321 | 193.7511 | 236.8874 | 174.0804
7609 | 1 | 318 | 11 | 106.3781 | 123.0975 | 306.3594 | 126.4194 | 280.2167 | 164.5722 | 231.2079 | 164.1677 | 140.1911 | 52.7773 | 104.2483 | 298.4991 | 215.3047 | 265.692 | 203.9769 | 188.7192 | 230.8851 | 176.3138
7610 | 2 | 318 | 11 | 103.7076 | 129.6864 | 307.2625 | 129.4319 | 284.7912 | 166.7058 | 234.3856 | 165.1411 | 141.8538 | 54.5202 | 100.8333 | 299.8565 | 218.9138 | 276.2773 | 203.7838 | 191.4648 | 240.6058 | 181.8634
7611 | 3 | 318 | 11 | 99.0604 | 135.8682 | 306.4481 | 127.8916 | 284.9447 | 169.1822 | 241.7199 | 165.0726 | 143.8973 | 56.86 | 102.7913 | 302.4099 | 213.9546 | 285.046 | 211.5848 | 194.9336 | 245.9911 | 181.1103
7612 | 4 | 318 | 11 | 101.4757 | 135.6592 | 308.1167 | 122.6871 | 304.8371 | 183.2808 | 227.9359 | 150.4422 | 140.1801 | 54.8143 | 103.2437 | 303.3296 | 235.3011 | 283.3426 | 224.9452 | 206.8595 | 242.4461 | 176.8969
7613 | 5 | 318 | 11 | 99.5871 | 135.6753 | 301.6685 | 123.8958 | 311.1593 | 188.7208 | 221.2 | 152.6502 | 140.3677 | 55.3238 | 108.0686 | 312.6646 | 240.3781 | 287.5652 | 227.3711 | 210.0552 | 244.8252 | 178.8063
7614 | 6 | 318 | 11 | 92.6006 | 133.6523 | 283.0909 | 131.2991 | 280.9891 | 178.759 | 194.1198 | 150.514 | 140.0086 | 51.8813 | 109.1806 | 314.242 | 225.9249 | 268.1625 | 220.4292 | 200.4303 | 230.9973 | 166.7876
7615 | 7 | 318 | 11 | 78.528 | 74.6474 | 164.9975 | 128.6189 | 226.8429 | 137.1676 | 130.4904 | 152.4409 | 125.2539 | 41.0694 | 103.4323 | 263.9609 | 152.0699 | 216.7577 | 207.0126 | 148.5797 | 185.2928 | 111.4403
7616 | 8 | 318 | 11 | 72.8746 | 57.7868 | 157.2155 | 132.986 | 215.3637 | 123.9993 | 122.2205 | 142.9761 | 113.3521 | 39.5199 | 106.6962 | 226.0429 | 144.0918 | 186.6055 | 188.0871 | 127.6568 | 141.6327 | 87.602
7617 | 9 | 318 | 11 | 76.2178 | 62.5836 | 159.3426 | 136.5062 | 209.0924 | 130.8608 | 119.9375 | 140.6309 | 106.2967 | 43.3875 | 112.038 | 216.0443 | 141.3412 | 188.4428 | 183.8128 | 129.6712 | 145.2085 | 83.917
7618 | 10 | 318 | 11 | 73.0069 | 63.0529 | 158.8432 | 138.5784 | 210.9506 | 135.8315 | 119.7338 | 134.9137 | 101.7207 | 43.6764 | 111.6494 | 214.6788 | 145.4999 | 180.7386 | 188.5591 | 132.1032 | 149.8856 | 82.4308
7619 | 11 | 318 | 11 | 74.7085 | 65.3219 | 165.703 | 135.65 | 213.651 | 134.9529 | 117.9012 | 142.792 | 100.8997 | 44.9398 | 111.8981 | 220.6963 | 146.9952 | 193.3777 | 188.6557 | 134.8801 | 150.3463 | 88.6948
7620 | 12 | 318 | 11 | 73.9342 | 69.734 | 167.442 | 133.8518 | 212.7166 | 130.6012 | 119.5395 | 136.4832 | 101.7033 | 42.7853 | 109.11 | 213.2358 | 148.7691 | 184.7993 | 185.8227 | 139.9864 | 142.8794 | 85.8132
7621 | 13 | 318 | 11 | 76.9879 | 64.4884 | 151.5638 | 132.1396 | 206.1667 | 130.6984 | 123.9531 | 145.4385 | 100.6963 | 42.1923 | 108.4899 | 209.804 | 141.4222 | 188.9131 | 188.7258 | 130.0846 | 135.6391 | 84.4208
7622 | 14 | 318 | 11 | 78.0835 | 67.4856 | 162.6685 | 135.0656 | 221.897 | 130.679 | 119.6412 | 146.4356 | 103.0701 | 48.6422 | 111.3016 | 216.3153 | 161.5236 | 182.841 | 187.3319 | 131.9941 | 148.3885 | 89.2445
7623 | 15 | 318 | 11 | 102.5862 | 79.7431 | 163.3658 | 141.3271 | 295.2156 | 184.622 | 147.6276 | 157.6726 | 109.8646 | 57.8796 | 115.0807 | 245.0322 | 241.7687 | 202.4169 | 228.8479 | 145.7542 | 196.8046 | 111.3113
7624 | 16 | 318 | 11 | 115.5773 | 153.1015 | 253.9258 | 137.6753 | 326.8828 | 204.8668 | 218.575 | 164.8511 | 138.9287 | 56.0673 | 113.0366 | 316.2863 | 264.7151 | 261.1915 | 262.8389 | 224.2157 | 251.8425 | 166.0158
7625 | 17 | 318 | 11 | 116.7731 | 185.0187 | 309.0537 | 143.5504 | 316.1328 | 189.7412 | 223.5324 | 170.5127 | 147.0249 | 58.9941 | 113.9944 | 324.9921 | 251.5611 | 278.7142 | 260.2862 | 229.0451 | 250.5818 | 173.8527
7626 | 18 | 318 | 11 | 118.0633 | 157.652 | 316.8037 | 143.8557 | 302.799 | 183.8826 | 221.1525 | 172.1338 | 151.2887 | 59.1292 | 111.9008 | 317.7626 | 236.7088 | 275.8366 | 248.39 | 205.8154 | 258.0367 | 174.2199
7627 | 19 | 318 | 11 | 115.0426 | 139.438 | 309.8988 | 141.8856 | 297.1547 | 175.3023 | 213.9601 | 163.0096 | 147.2461 | 58.7109 | 111.6811 | 317.8928 | 222.559 | 268.0918 | 227.4341 | 206.005 | 253.3088 | 167.9418
7628 | 20 | 318 | 11 | 114.8811 | 125.2101 | 299.0537 | 136.1535 | 299.0875 | 181.1274 | 212.7447 | 169.2901 | 151.291 | 57.8103 | 113.3145 | 313.7447 | 226.2711 | 263.5263 | 232.2224 | 197.4961 | 248.0813 | 164.4653
7629 | 21 | 318 | 11 | 115.7367 | 117.0347 | 298.6689 | 137.0167 | 292.0409 | 179.5554 | 209.8915 | 161.4485 | 148.0817 | 56.1279 | 99.7391 | 309.0184 | 225.7869 | 257.6661 | 219.3724 | 194.6381 | 244.3105 | 167.2613
7630 | 22 | 318 | 11 | 111.9077 | 113.7893 | 296.627 | 132.6393 | 288.9693 | 153.5721 | 219.3427 | 174.4627 | 145.6624 | 50.4616 | 105.736 | 313.5196 | 212.9525 | 261.753 | 205.8108 | 189.8803 | 245.4644 | 173.3779
7631 | 23 | 318 | 11 | 110.0813 | 114.0656 | 303.7027 | 127.4195 | 275.1008 | 164.0916 | 228.8546 | 174.1756 | 142.8593 | 53.4648 | 107.8077 | 303.4914 | 198.6595 | 266.3815 | 218.8167 | 194.6587 | 254.7614 | 168.5045
7632 | 0 | 319 | 11 | 107.4777 | 119.0166 | 305.1112 | 128.5981 | 287.2424 | 164.5907 | 224.1945 | 161.4065 | 140.6475 | 52.8384 | 103.5733 | 296.807 | 214.473 | 267.4217 | 204.0321 | 193.7511 | 236.8874 | 174.0804
7633 | 1 | 319 | 11 | 106.3781 | 123.0975 | 306.3594 | 126.4194 | 280.2167 | 164.5722 | 231.2079 | 164.1677 | 140.1911 | 52.7773 | 104.2483 | 298.4991 | 215.3047 | 265.692 | 203.9769 | 188.7192 | 230.8851 | 176.3138
7634 | 2 | 319 | 11 | 103.7076 | 129.6864 | 307.2625 | 129.4319 | 284.7912 | 166.7058 | 234.3856 | 165.1411 | 141.8538 | 54.5202 | 100.8333 | 299.8565 | 218.9138 | 276.2773 | 203.7838 | 191.4648 | 240.6058 | 181.8634
7635 | 3 | 319 | 11 | 99.0604 | 135.8682 | 306.4481 | 127.8916 | 284.9447 | 169.1822 | 241.7199 | 165.0726 | 143.8973 | 56.86 | 102.7913 | 302.4099 | 213.9546 | 285.046 | 211.5848 | 194.9336 | 245.9911 | 181.1103
7636 | 4 | 319 | 11 | 101.4757 | 135.6592 | 308.1167 | 122.6871 | 304.8371 | 183.2808 | 227.9359 | 150.4422 | 140.1801 | 54.8143 | 103.2437 | 303.3296 | 235.3011 | 283.3426 | 224.9452 | 206.8595 | 242.4461 | 176.8969
7637 | 5 | 319 | 11 | 99.5871 | 135.6753 | 301.6685 | 123.8958 | 311.1593 | 188.7208 | 221.2 | 152.6502 | 140.3677 | 55.3238 | 108.0686 | 312.6646 | 240.3781 | 287.5652 | 227.3711 | 210.0552 | 244.8252 | 178.8063
7638 | 6 | 319 | 11 | 92.6006 | 133.6523 | 283.0909 | 131.2991 | 280.9891 | 178.759 | 194.1198 | 150.514 | 140.0086 | 51.8813 | 109.1806 | 314.242 | 225.9249 | 268.1625 | 220.4292 | 200.4303 | 230.9973 | 166.7876
7639 | 7 | 319 | 11 | 78.528 | 74.6474 | 164.9975 | 128.6189 | 226.8429 | 137.1676 | 130.4904 | 152.4409 | 125.2539 | 41.0694 | 103.4323 | 263.9609 | 152.0699 | 216.7577 | 207.0126 | 148.5797 | 185.2928 | 111.4403
7640 | 8 | 319 | 11 | 72.8746 | 57.7868 | 157.2155 | 132.986 | 215.3637 | 123.9993 | 122.2205 | 142.9761 | 113.3521 | 39.5199 | 106.6962 | 226.0429 | 144.0918 | 186.6055 | 188.0871 | 127.6568 | 141.6327 | 87.602
7641 | 9 | 319 | 11 | 76.2178 | 62.5836 | 159.3426 | 136.5062 | 209.0924 | 130.8608 | 119.9375 | 140.6309 | 106.2967 | 43.3875 | 112.038 | 216.0443 | 141.3412 | 188.4428 | 183.8128 | 129.6712 | 145.2085 | 83.917
7642 | 10 | 319 | 11 | 73.0069 | 63.0529 | 158.8432 | 138.5784 | 210.9506 | 135.8315 | 119.7338 | 134.9137 | 101.7207 | 43.6764 | 111.6494 | 214.6788 | 145.4999 | 180.7386 | 188.5591 | 132.1032 | 149.8856 | 82.4308
7643 | 11 | 319 | 11 | 74.7085 | 65.3219 | 165.703 | 135.65 | 213.651 | 134.9529 | 117.9012 | 142.792 | 100.8997 | 44.9398 | 111.8981 | 220.6963 | 146.9952 | 193.3777 | 188.6557 | 134.8801 | 150.3463 | 88.6948
7644 | 12 | 319 | 11 | 73.9342 | 69.734 | 167.442 | 133.8518 | 212.7166 | 130.6012 | 119.5395 | 136.4832 | 101.7033 | 42.7853 | 109.11 | 213.2358 | 148.7691 | 184.7993 | 185.8227 | 139.9864 | 142.8794 | 85.8132
7645 | 13 | 319 | 11 | 76.9879 | 64.4884 | 151.5638 | 132.1396 | 206.1667 | 130.6984 | 123.9531 | 145.4385 | 100.6963 | 42.1923 | 108.4899 | 209.804 | 141.4222 | 188.9131 | 188.7258 | 130.0846 | 135.6391 | 84.4208
7646 | 14 | 319 | 11 | 78.0835 | 67.4856 | 162.6685 | 135.0656 | 221.897 | 130.679 | 119.6412 | 146.4356 | 103.0701 | 48.6422 | 111.3016 | 216.3153 | 161.5236 | 182.841 | 187.3319 | 131.9941 | 148.3885 | 89.2445
7647 | 15 | 319 | 11 | 102.5862 | 79.7431 | 163.3658 | 141.3271 | 295.2156 | 184.622 | 147.6276 | 157.6726 | 109.8646 | 57.8796 | 115.0807 | 245.0322 | 241.7687 | 202.4169 | 228.8479 | 145.7542 | 196.8046 | 111.3113
7648 | 16 | 319 | 11 | 115.5773 | 153.1015 | 253.9258 | 137.6753 | 326.8828 | 204.8668 | 218.575 | 164.8511 | 138.9287 | 56.0673 | 113.0366 | 316.2863 | 264.7151 | 261.1915 | 262.8389 | 224.2157 | 251.8425 | 166.0158
7649 | 17 | 319 | 11 | 116.7731 | 185.0187 | 309.0537 | 143.5504 | 316.1328 | 189.7412 | 223.5324 | 170.5127 | 147.0249 | 58.9941 | 113.9944 | 324.9921 | 251.5611 | 278.7142 | 260.2862 | 229.0451 | 250.5818 | 173.8527
7650 | 18 | 319 | 11 | 118.0633 | 157.652 | 316.8037 | 143.8557 | 302.799 | 183.8826 | 221.1525 | 172.1338 | 151.2887 | 59.1292 | 111.9008 | 317.7626 | 236.7088 | 275.8366 | 248.39 | 205.8154 | 258.0367 | 174.2199
7651 | 19 | 319 | 11 | 115.0426 | 139.438 | 309.8988 | 141.8856 | 297.1547 | 175.3023 | 213.9601 | 163.0096 | 147.2461 | 58.7109 | 111.6811 | 317.8928 | 222.559 | 268.0918 | 227.4341 | 206.005 | 253.3088 | 167.9418
7652 | 20 | 319 | 11 | 114.8811 | 125.2101 | 299.0537 | 136.1535 | 299.0875 | 181.1274 | 212.7447 | 169.2901 | 151.291 | 57.8103 | 113.3145 | 313.7447 | 226.2711 | 263.5263 | 232.2224 | 197.4961 | 248.0813 | 164.4653
7653 | 21 | 319 | 11 | 115.7367 | 117.0347 | 298.6689 | 137.0167 | 292.0409 | 179.5554 | 209.8915 | 161.4485 | 148.0817 | 56.1279 | 99.7391 | 309.0184 | 225.7869 | 257.6661 | 219.3724 | 194.6381 | 244.3105 | 167.2613
7654 | 22 | 319 | 11 | 111.9077 | 113.7893 | 296.627 | 132.6393 | 288.9693 | 153.5721 | 219.3427 | 174.4627 | 145.6624 | 50.4616 | 105.736 | 313.5196 | 212.9525 | 261.753 | 205.8108 | 189.8803 | 245.4644 | 173.3779
7655 | 23 | 319 | 11 | 110.0813 | 114.0656 | 303.7027 | 127.4195 | 275.1008 | 164.0916 | 228.8546 | 174.1756 | 142.8593 | 53.4648 | 107.8077 | 303.4914 | 198.6595 | 266.3815 | 218.8167 | 194.6587 | 254.7614 | 168.5045
7656 | 0 | 320 | 11 | 107.4777 | 119.0166 | 305.1112 | 128.5981 | 287.2424 | 164.5907 | 224.1945 | 161.4065 | 140.6475 | 52.8384 | 103.5733 | 296.807 | 214.473 | 267.4217 | 204.0321 | 193.7511 | 236.8874 | 174.0804
7657 | 1 | 320 | 11 | 106.3781 | 123.0975 | 306.3594 | 126.4194 | 280.2167 | 164.5722 | 231.2079 | 164.1677 | 140.1911 | 52.7773 | 104.2483 | 298.4991 | 215.3047 | 265.692 | 203.9769 | 188.7192 | 230.8851 | 176.3138
7658 | 2 | 320 | 11 | 103.7076 | 129.6864 | 307.2625 | 129.4319 | 284.7912 | 166.7058 | 234.3856 | 165.1411 | 141.8538 | 54.5202 | 100.8333 | 299.8565 | 218.9138 | 276.2773 | 203.7838 | 191.4648 | 240.6058 | 181.8634
7659 | 3 | 320 | 11 | 99.0604 | 135.8682 | 306.4481 | 127.8916 | 284.9447 | 169.1822 | 241.7199 | 165.0726 | 143.8973 | 56.86 | 102.7913 | 302.4099 | 213.9546 | 285.046 | 211.5848 | 194.9336 | 245.9911 | 181.1103
7660 | 4 | 320 | 11 | 101.4757 | 135.6592 | 308.1167 | 122.6871 | 304.8371 | 183.2808 | 227.9359 | 150.4422 | 140.1801 | 54.8143 | 103.2437 | 303.3296 | 235.3011 | 283.3426 | 224.9452 | 206.8595 | 242.4461 | 176.8969
7661 | 5 | 320 | 11 | 99.5871 | 135.6753 | 301.6685 | 123.8958 | 311.1593 | 188.7208 | 221.2 | 152.6502 | 140.3677 | 55.3238 | 108.0686 | 312.6646 | 240.3781 | 287.5652 | 227.3711 | 210.0552 | 244.8252 | 178.8063
7662 | 6 | 320 | 11 | 92.6006 | 133.6523 | 283.0909 | 131.2991 | 280.9891 | 178.759 | 194.1198 | 150.514 | 140.0086 | 51.8813 | 109.1806 | 314.242 | 225.9249 | 268.1625 | 220.4292 | 200.4303 | 230.9973 | 166.7876
7663 | 7 | 320 | 11 | 78.528 | 74.6474 | 164.9975 | 128.6189 | 226.8429 | 137.1676 | 130.4904 | 152.4409 | 125.2539 | 41.0694 | 103.4323 | 263.9609 | 152.0699 | 216.7577 | 207.0126 | 148.5797 | 185.2928 | 111.4403
7664 | 8 | 320 | 11 | 72.8746 | 57.7868 | 157.2155 | 132.986 | 215.3637 | 123.9993 | 122.2205 | 142.9761 | 113.3521 | 39.5199 | 106.6962 | 226.0429 | 144.0918 | 186.6055 | 188.0871 | 127.6568 | 141.6327 | 87.602
7665 | 9 | 320 | 11 | 76.2178 | 62.5836 | 159.3426 | 136.5062 | 209.0924 | 130.8608 | 119.9375 | 140.6309 | 106.2967 | 43.3875 | 112.038 | 216.0443 | 141.3412 | 188.4428 | 183.8128 | 129.6712 | 145.2085 | 83.917
7666 | 10 | 320 | 11 | 73.0069 | 63.0529 | 158.8432 | 138.5784 | 210.9506 | 135.8315 | 119.7338 | 134.9137 | 101.7207 | 43.6764 | 111.6494 | 214.6788 | 145.4999 | 180.7386 | 188.5591 | 132.1032 | 149.8856 | 82.4308
7667 | 11 | 320 | 11 | 74.7085 | 65.3219 | 165.703 | 135.65 | 213.651 | 134.9529 | 117.9012 | 142.792 | 100.8997 | 44.9398 | 111.8981 | 220.6963 | 146.9952 | 193.3777 | 188.6557 | 134.8801 | 150.3463 | 88.6948
7668 | 12 | 320 | 11 | 73.9342 | 69.734 | 167.442 | 133.8518 | 212.7166 | 130.6012 | 119.5395 | 136.4832 | 101.7033 | 42.7853 | 109.11 | 213.2358 | 148.7691 | 184.7993 | 185.8227 | 139.9864 | 142.8794 | 85.8132
7669 | 13 | 320 | 11 | 76.9879 | 64.4884 | 151.5638 | 132.1396 | 206.1667 | 130.6984 | 123.9531 | 145.4385 | 100.6963 | 42.1923 | 108.4899 | 209.804 | 141.4222 | 188.9131 | 188.7258 | 130.0846 | 135.6391 | 84.4208
7670 | 14 | 320 | 11 | 78.0835 | 67.4856 | 162.6685 | 135.0656 | 221.897 | 130.679 | 119.6412 | 146.4356 | 103.0701 | 48.6422 | 111.3016 | 216.3153 | 161.5236 | 182.841 | 187.3319 | 131.9941 | 148.3885 | 89.2445
7671 | 15 | 320 | 11 | 102.5862 | 79.7431 | 163.3658 | 141.3271 | 295.2156 | 184.622 | 147.6276 | 157.6726 | 109.8646 | 57.8796 | 115.0807 | 245.0322 | 241.7687 | 202.4169 | 228.8479 | 145.7542 | 196.8046 | 111.3113
7672 | 16 | 320 | 11 | 115.5773 | 153.1015 | 253.9258 | 137.6753 | 326.8828 | 204.8668 | 218.575 | 164.8511 | 138.9287 | 56.0673 | 113.0366 | 316.2863 | 264.7151 | 261.1915 | 262.8389 | 224.2157 | 251.8425 | 166.0158
7673 | 17 | 320 | 11 | 116.7731 | 185.0187 | 309.0537 | 143.5504 | 316.1328 | 189.7412 | 223.5324 | 170.5127 | 147.0249 | 58.9941 | 113.9944 | 324.9921 | 251.5611 | 278.7142 | 260.2862 | 229.0451 | 250.5818 | 173.8527
7674 | 18 | 320 | 11 | 118.0633 | 157.652 | 316.8037 | 143.8557 | 302.799 | 183.8826 | 221.1525 | 172.1338 | 151.2887 | 59.1292 | 111.9008 | 317.7626 | 236.7088 | 275.8366 | 248.39 | 205.8154 | 258.0367 | 174.2199
7675 | 19 | 320 | 11 | 115.0426 | 139.438 | 309.8988 | 141.8856 | 297.1547 | 175.3023 | 213.9601 | 163.0096 | 147.2461 | 58.7109 | 111.6811 | 317.8928 | 222.559 | 268.0918 | 227.4341 | 206.005 | 253.3088 | 167.9418
7676 | 20 | 320 | 11 | 114.8811 | 125.2101 | 299.0537 | 136.1535 | 299.0875 | 181.1274 | 212.7447 | 169.2901 | 151.291 | 57.8103 | 113.3145 | 313.7447 | 226.2711 | 263.5263 | 232.2224 | 197.4961 | 248.0813 | 164.4653
7677 | 21 | 320 | 11 | 115.7367 | 117.0347 | 298.6689 | 137.0167 | 292.0409 | 179.5554 | 209.8915 | 161.4485 | 148.0817 | 56.1279 | 99.7391 | 309.0184 | 225.7869 | 257.6661 | 219.3724 | 194.6381 | 244.3105 | 167.2613
7678 | 22 | 320 | 11 | 111.9077 | 113.7893 | 296.627 | 132.6393 | 288.9693 | 153.5721 | 219.3427 | 174.4627 | 145.6624 | 50.4616 | 105.736 | 313.5196 | 212.9525 | 261.753 | 205.8108 | 189.8803 | 245.4644 | 173.3779
7679 | 23 | 320 | 11 | 110.0813 | 114.0656 | 303.7027 | 127.4195 | 275.1008 | 164.0916 | 228.8546 | 174.1756 | 142.8593 | 53.4648 | 107.8077 | 303.4914 | 198.6595 | 266.3815 | 218.8167 | 194.6587 | 254.7614 | 168.5045
7680 | 0 | 321 | 11 | 107.4777 | 119.0166 | 305.1112 | 128.5981 | 287.2424 | 164.5907 | 224.1945 | 161.4065 | 140.6475 | 52.8384 | 103.5733 | 296.807 | 214.473 | 267.4217 | 204.0321 | 193.7511 | 236.8874 | 174.0804
7681 | 1 | 321 | 11 | 106.3781 | 123.0975 | 306.3594 | 126.4194 | 280.2167 | 164.5722 | 231.2079 | 164.1677 | 140.1911 | 52.7773 | 104.2483 | 298.4991 | 215.3047 | 265.692 | 203.9769 | 188.7192 | 230.8851 | 176.3138
7682 | 2 | 321 | 11 | 103.7076 | 129.6864 | 307.2625 | 129.4319 | 284.7912 | 166.7058 | 234.3856 | 165.1411 | 141.8538 | 54.5202 | 100.8333 | 299.8565 | 218.9138 | 276.2773 | 203.7838 | 191.4648 | 240.6058 | 181.8634
7683 | 3 | 321 | 11 | 99.0604 | 135.8682 | 306.4481 | 127.8916 | 284.9447 | 169.1822 | 241.7199 | 165.0726 | 143.8973 | 56.86 | 102.7913 | 302.4099 | 213.9546 | 285.046 | 211.5848 | 194.9336 | 245.9911 | 181.1103
7684 | 4 | 321 | 11 | 101.4757 | 135.6592 | 308.1167 | 122.6871 | 304.8371 | 183.2808 | 227.9359 | 150.4422 | 140.1801 | 54.8143 | 103.2437 | 303.3296 | 235.3011 | 283.3426 | 224.9452 | 206.8595 | 242.4461 | 176.8969
7685 | 5 | 321 | 11 | 99.5871 | 135.6753 | 301.6685 | 123.8958 | 311.1593 | 188.7208 | 221.2 | 152.6502 | 140.3677 | 55.3238 | 108.0686 | 312.6646 | 240.3781 | 287.5652 | 227.3711 | 210.0552 | 244.8252 | 178.8063
7686 | 6 | 321 | 11 | 92.6006 | 133.6523 | 283.0909 | 131.2991 | 280.9891 | 178.759 | 194.1198 | 150.514 | 140.0086 | 51.8813 | 109.1806 | 314.242 | 225.9249 | 268.1625 | 220.4292 | 200.4303 | 230.9973 | 166.7876
7687 | 7 | 321 | 11 | 78.528 | 74.6474 | 164.9975 | 128.6189 | 226.8429 | 137.1676 | 130.4904 | 152.4409 | 125.2539 | 41.0694 | 103.4323 | 263.9609 | 152.0699 | 216.7577 | 207.0126 | 148.5797 | 185.2928 | 111.4403
7688 | 8 | 321 | 11 | 72.8746 | 57.7868 | 157.2155 | 132.986 | 215.3637 | 123.9993 | 122.2205 | 142.9761 | 113.3521 | 39.5199 | 106.6962 | 226.0429 | 144.0918 | 186.6055 | 188.0871 | 127.6568 | 141.6327 | 87.602
7689 | 9 | 321 | 11 | 76.2178 | 62.5836 | 159.3426 | 136.5062 | 209.0924 | 130.8608 | 119.9375 | 140.6309 | 106.2967 | 43.3875 | 112.038 | 216.0443 | 141.3412 | 188.4428 | 183.8128 | 129.6712 | 145.2085 | 83.917
7690 | 10 | 321 | 11 | 73.0069 | 63.0529 | 158.8432 | 138.5784 | 210.9506 | 135.8315 | 119.7338 | 134.9137 | 101.7207 | 43.6764 | 111.6494 | 214.6788 | 145.4999 | 180.7386 | 188.5591 | 132.1032 | 149.8856 | 82.4308
7691 | 11 | 321 | 11 | 74.7085 | 65.3219 | 165.703 | 135.65 | 213.651 | 134.9529 | 117.9012 | 142.792 | 100.8997 | 44.9398 | 111.8981 | 220.6963 | 146.9952 | 193.3777 | 188.6557 | 134.8801 | 150.3463 | 88.6948
7692 | 12 | 321 | 11 | 73.9342 | 69.734 | 167.442 | 133.8518 | 212.7166 | 130.6012 | 119.5395 | 136.4832 | 101.7033 | 42.7853 | 109.11 | 213.2358 | 148.7691 | 184.7993 | 185.8227 | 139.9864 | 142.8794 | 85.8132
7693 | 13 | 321 | 11 | 76.9879 | 64.4884 | 151.5638 | 132.1396 | 206.1667 | 130.6984 | 123.9531 | 145.4385 | 100.6963 | 42.1923 | 108.4899 | 209.804 | 141.4222 | 188.9131 | 188.7258 | 130.0846 | 135.6391 | 84.4208
7694 | 14 | 321 | 11 | 78.0835 | 67.4856 | 162.6685 | 135.0656 | 221.897 | 130.679 | 119.6412 | 146.4356 | 103.0701 | 48.6422 | 111.3016 | 216.3153 | 161.5236 | 182.841 | 187.3319 | 131.9941 | 148.3885 | 89.2445
7695 | 15 | 321 | 11 | 102.5862 | 79.7431 | 163.3658 | 141.3271 | 295.2156 | 184.622 | 147.6276 | 157.6726 | 109.8646 | 57.8796 | 115.0807 | 245.0322 | 241.7687 | 202.4169 | 228.8479 | 145.7542 | 196.8046 | 111.3113
7696 | 16 | 321 | 11 | 115.5773 | 153.1015 | 253.9258 | 137.6753 | 326.8828 | 204.8668 | 218.575 | 164.8511 | 138.9287 | 56.0673 | 113.0366 | 316.2863 | 264.7151 | 261.1915 | 262.8389 | 224.2157 | 251.8425 | 166.0158
7697 | 17 | 321 | 11 | 116.7731 | 185.0187 | 309.0537 | 143.5504 | 316.1328 | 189.7412 | 223.5324 | 170.5127 | 147.0249 | 58.9941 | 113.9944 | 324.9921 | 251.5611 | 278.7142 | 260.2862 | 229.0451 | 250.5818 | 173.8527
7698 | 18 | 321 | 11 | 118.0633 | 157.652 | 316.8037 | 143.8557 | 302.799 | 183.8826 | 221.1525 | 172.1338 | 151.2887 | 59.1292 | 111.9008 | 317.7626 | 236.7088 | 275.8366 | 248.39 | 205.8154 | 258.0367 | 174.2199
7699 | 19 | 321 | 11 | 115.0426 | 139.438 | 309.8988 | 141.8856 | 297.1547 | 175.3023 | 213.9601 | 163.0096 | 147.2461 | 58.7109 | 111.6811 | 317.8928 | 222.559 | 268.0918 | 227.4341 | 206.005 | 253.3088 | 167.9418
7700 | 20 | 321 | 11 | 114.8811 | 125.2101 | 299.0537 | 136.1535 | 299.0875 | 181.1274 | 212.7447 | 169.2901 | 151.291 | 57.8103 | 113.3145 | 313.7447 | 226.2711 | 263.5263 | 232.2224 | 197.4961 | 248.0813 | 164.4653
7701 | 21 | 321 | 11 | 115.7367 | 117.0347 | 298.6689 | 137.0167 | 292.0409 | 179.5554 | 209.8915 | 161.4485 | 148.0817 | 56.1279 | 99.7391 | 309.0184 | 225.7869 | 257.6661 | 219.3724 | 194.6381 | 244.3105 | 167.2613
7702 | 22 | 321 | 11 | 111.9077 | 113.7893 | 296.627 | 132.6393 | 288.9693 | 153.5721 | 219.3427 | 174.4627 | 145.6624 | 50.4616 | 105.736 | 313.5196 | 212.9525 | 261.753 | 205.8108 | 189.8803 | 245.4644 | 173.3779
7703 | 23 | 321 | 11 | 110.0813 | 114.0656 | 303.7027 | 127.4195 | 275.1008 | 164.0916 | 228.8546 | 174.1756 | 142.8593 | 53.4648 | 107.8077 | 303.4914 | 198.6595 | 266.3815 | 218.8167 | 194.6587 | 254.7614 | 168.5045
7704 | 0 | 322 | 11 | 107.4777 | 119.0166 | 305.1112 | 128.5981 | 287.2424 | 164.5907 | 224.1945 | 161.4065 | 140.6475 | 52.8384 | 103.5733 | 296.807 | 214.473 | 267.4217 | 204.0321 | 193.7511 | 236.8874 | 174.0804
7705 | 1 | 322 | 11 | 106.3781 | 123.0975 | 306.3594 | 126.4194 | 280.2167 | 164.5722 | 231.2079 | 164.1677 | 140.1911 | 52.7773 | 104.2483 | 298.4991 | 215.3047 | 265.692 | 203.9769 | 188.7192 | 230.8851 | 176.3138
7706 | 2 | 322 | 11 | 103.7076 | 129.6864 | 307.2625 | 129.4319 | 284.7912 | 166.7058 | 234.3856 | 165.1411 | 141.8538 | 54.5202 | 100.8333 | 299.8565 | 218.9138 | 276.2773 | 203.7838 | 191.4648 | 240.6058 | 181.8634
7707 | 3 | 322 | 11 | 99.0604 | 135.8682 | 306.4481 | 127.8916 | 284.9447 | 169.1822 | 241.7199 | 165.0726 | 143.8973 | 56.86 | 102.7913 | 302.4099 | 213.9546 | 285.046 | 211.5848 | 194.9336 | 245.9911 | 181.1103
7708 | 4 | 322 | 11 | 101.4757 | 135.6592 | 308.1167 | 122.6871 | 304.8371 | 183.2808 | 227.9359 | 150.4422 | 140.1801 | 54.8143 | 103.2437 | 303.3296 | 235.3011 | 283.3426 | 224.9452 | 206.8595 | 242.4461 | 176.8969
7709 | 5 | 322 | 11 | 99.5871 | 135.6753 | 301.6685 | 123.8958 | 311.1593 | 188.7208 | 221.2 | 152.6502 | 140.3677 | 55.3238 | 108.0686 | 312.6646 | 240.3781 | 287.5652 | 227.3711 | 210.0552 | 244.8252 | 178.8063
7710 | 6 | 322 | 11 | 92.6006 | 133.6523 | 283.0909 | 131.2991 | 280.9891 | 178.759 | 194.1198 | 150.514 | 140.0086 | 51.8813 | 109.1806 | 314.242 | 225.9249 | 268.1625 | 220.4292 | 200.4303 | 230.9973 | 166.7876
7711 | 7 | 322 | 11 | 78.528 | 74.6474 | 164.9975 | 128.6189 | 226.8429 | 137.1676 | 130.4904 | 152.4409 | 125.2539 | 41.0694 | 103.4323 | 263.9609 | 152.0699 | 216.7577 | 207.0126 | 148.5797 | 185.2928 | 111.4403
7712 | 8 | 322 | 11 | 72.8746 | 57.7868 | 157.2155 | 132.986 | 215.3637 | 123.9993 | 122.2205 | 142.9761 | 113.3521 | 39.5199 | 106.6962 | 226.0429 | 144.0918 | 186.6055 | 188.0871 | 127.6568 | 141.6327 | 87.602
7713 | 9 | 322 | 11 | 76.2178 | 62.5836 | 159.3426 | 136.5062 | 209.0924 | 130.8608 | 119.9375 | 140.6309 | 106.2967 | 43.3875 | 112.038 | 216.0443 | 141.3412 | 188.4428 | 183.8128 | 129.6712 | 145.2085 | 83.917
7714 | 10 | 322 | 11 | 73.0069 | 63.0529 | 158.8432 | 138.5784 | 210.9506 | 135.8315 | 119.7338 | 134.9137 | 101.7207 | 43.6764 | 111.6494 | 214.6788 | 145.4999 | 180.7386 | 188.5591 | 132.1032 | 149.8856 | 82.4308
7715 | 11 | 322 | 11 | 74.7085 | 65.3219 | 165.703 | 135.65 | 213.651 | 134.9529 | 117.9012 | 142.792 | 100.8997 | 44.9398 | 111.8981 | 220.6963 | 146.9952 | 193.3777 | 188.6557 | 134.8801 | 150.3463 | 88.6948
7716 | 12 | 322 | 11 | 73.9342 | 69.734 | 167.442 | 133.8518 | 212.7166 | 130.6012 | 119.5395 | 136.4832 | 101.7033 | 42.7853 | 109.11 | 213.2358 | 148.7691 | 184.7993 | 185.8227 | 139.9864 | 142.8794 | 85.8132
7717 | 13 | 322 | 11 | 76.9879 | 64.4884 | 151.5638 | 132.1396 | 206.1667 | 130.6984 | 123.9531 | 145.4385 | 100.6963 | 42.1923 | 108.4899 | 209.804 | 141.4222 | 188.9131 | 188.7258 | 130.0846 | 135.6391 | 84.4208
7718 | 14 | 322 | 11 | 78.0835 | 67.4856 | 162.6685 | 135.0656 | 221.897 | 130.679 | 119.6412 | 146.4356 | 103.0701 | 48.6422 | 111.3016 | 216.3153 | 161.5236 | 182.841 | 187.3319 | 131.9941 | 148.3885 | 89.2445
7719 | 15 | 322 | 11 | 102.5862 | 79.7431 | 163.3658 | 141.3271 | 295.2156 | 184.622 | 147.6276 | 157.6726 | 109.8646 | 57.8796 | 115.0807 | 245.0322 | 241.7687 | 202.4169 | 228.8479 | 145.7542 | 196.8046 | 111.3113
7720 | 16 | 322 | 11 | 115.5773 | 153.1015 | 253.9258 | 137.6753 | 326.8828 | 204.8668 | 218.575 | 164.8511 | 138.9287 | 56.0673 | 113.0366 | 316.2863 | 264.7151 | 261.1915 | 262.8389 | 224.2157 | 251.8425 | 166.0158
7721 | 17 | 322 | 11 | 116.7731 | 185.0187 | 309.0537 | 143.5504 | 316.1328 | 189.7412 | 223.5324 | 170.5127 | 147.0249 | 58.9941 | 113.9944 | 324.9921 | 251.5611 | 278.7142 | 260.2862 | 229.0451 | 250.5818 | 173.8527
7722 | 18 | 322 | 11 | 118.0633 | 157.652 | 316.8037 | 143.8557 | 302.799 | 183.8826 | 221.1525 | 172.1338 | 151.2887 | 59.1292 | 111.9008 | 317.7626 | 236.7088 | 275.8366 | 248.39 | 205.8154 | 258.0367 | 174.2199
7723 | 19 | 322 | 11 | 115.0426 | 139.438 | 309.8988 | 141.8856 | 297.1547 | 175.3023 | 213.9601 | 163.0096 | 147.2461 | 58.7109 | 111.6811 | 317.8928 | 222.559 | 268.0918 | 227.4341 | 206.005 | 253.3088 | 167.9418
7724 | 20 | 322 | 11 | 114.8811 | 125.2101 | 299.0537 | 136.1535 | 299.0875 | 181.1274 | 212.7447 | 169.2901 | 151.291 | 57.8103 | 113.3145 | 313.7447 | 226.2711 | 263.5263 | 232.2224 | 197.4961 | 248.0813 | 164.4653
7725 | 21 | 322 | 11 | 115.7367 | 117.0347 | 298.6689 | 137.0167 | 292.0409 | 179.5554 | 209.8915 | 161.4485 | 148.0817 | 56.1279 | 99.7391 | 309.0184 | 225.7869 | 257.6661 | 219.3724 | 194.6381 | 244.3105 | 167.2613
7726 | 22 | 322 | 11 | 111.9077 | 113.7893 | 296.627 | 132.6393 | 288.9693 | 153.5721 | 219.3427 | 174.4627 | 145.6624 | 50.4616 | 105.736 | 313.5196 | 212.9525 | 261.753 | 205.8108 | 189.8803 | 245.4644 | 173.3779
7727 | 23 | 322 | 11 | 110.0813 | 114.0656 | 303.7027 | 127.4195 | 275.1008 | 164.0916 | 228.8546 | 174.1756 | 142.8593 | 53.4648 | 107.8077 | 303.4914 | 198.6595 | 266.3815 | 218.8167 | 194.6587 | 254.7614 | 168.5045
7728 | 0 | 323 | 11 | 107.4777 | 119.0166 | 305.1112 | 128.5981 | 287.2424 | 164.5907 | 224.1945 | 161.4065 | 140.6475 | 52.8384 | 103.5733 | 296.807 | 214.473 | 267.4217 | 204.0321 | 193.7511 | 236.8874 | 174.0804
7729 | 1 | 323 | 11 | 106.3781 | 123.0975 | 306.3594 | 126.4194 | 280.2167 | 164.5722 | 231.2079 | 164.1677 | 140.1911 | 52.7773 | 104.2483 | 298.4991 | 215.3047 | 265.692 | 203.9769 | 188.7192 | 230.8851 | 176.3138
7730 | 2 | 323 | 11 | 103.7076 | 129.6864 | 307.2625 | 129.4319 | 284.7912 | 166.7058 | 234.3856 | 165.1411 | 141.8538 | 54.5202 | 100.8333 | 299.8565 | 218.9138 | 276.2773 | 203.7838 | 191.4648 | 240.6058 | 181.8634
7731 | 3 | 323 | 11 | 99.0604 | 135.8682 | 306.4481 | 127.8916 | 284.9447 | 169.1822 | 241.7199 | 165.0726 | 143.8973 | 56.86 | 102.7913 | 302.4099 | 213.9546 | 285.046 | 211.5848 | 194.9336 | 245.9911 | 181.1103
7732 | 4 | 323 | 11 | 101.4757 | 135.6592 | 308.1167 | 122.6871 | 304.8371 | 183.2808 | 227.9359 | 150.4422 | 140.1801 | 54.8143 | 103.2437 | 303.3296 | 235.3011 | 283.3426 | 224.9452 | 206.8595 | 242.4461 | 176.8969
7733 | 5 | 323 | 11 | 99.5871 | 135.6753 | 301.6685 | 123.8958 | 311.1593 | 188.7208 | 221.2 | 152.6502 | 140.3677 | 55.3238 | 108.0686 | 312.6646 | 240.3781 | 287.5652 | 227.3711 | 210.0552 | 244.8252 | 178.8063
7734 | 6 | 323 | 11 | 92.6006 | 133.6523 | 283.0909 | 131.2991 | 280.9891 | 178.759 | 194.1198 | 150.514 | 140.0086 | 51.8813 | 109.1806 | 314.242 | 225.9249 | 268.1625 | 220.4292 | 200.4303 | 230.9973 | 166.7876
7735 | 7 | 323 | 11 | 78.528 | 74.6474 | 164.9975 | 128.6189 | 226.8429 | 137.1676 | 130.4904 | 152.4409 | 125.2539 | 41.0694 | 103.4323 | 263.9609 | 152.0699 | 216.7577 | 207.0126 | 148.5797 | 185.2928 | 111.4403
7736 | 8 | 323 | 11 | 72.8746 | 57.7868 | 157.2155 | 132.986 | 215.3637 | 123.9993 | 122.2205 | 142.9761 | 113.3521 | 39.5199 | 106.6962 | 226.0429 | 144.0918 | 186.6055 | 188.0871 | 127.6568 | 141.6327 | 87.602
7737 | 9 | 323 | 11 | 76.2178 | 62.5836 | 159.3426 | 136.5062 | 209.0924 | 130.8608 | 119.9375 | 140.6309 | 106.2967 | 43.3875 | 112.038 | 216.0443 | 141.3412 | 188.4428 | 183.8128 | 129.6712 | 145.2085 | 83.917
7738 | 10 | 323 | 11 | 73.0069 | 63.0529 | 158.8432 | 138.5784 | 210.9506 | 135.8315 | 119.7338 | 134.9137 | 101.7207 | 43.6764 | 111.6494 | 214.6788 | 145.4999 | 180.7386 | 188.5591 | 132.1032 | 149.8856 | 82.4308
7739 | 11 | 323 | 11 | 74.7085 | 65.3219 | 165.703 | 135.65 | 213.651 | 134.9529 | 117.9012 | 142.792 | 100.8997 | 44.9398 | 111.8981 | 220.6963 | 146.9952 | 193.3777 | 188.6557 | 134.8801 | 150.3463 | 88.6948
7740 | 12 | 323 | 11 | 73.9342 | 69.734 | 167.442 | 133.8518 | 212.7166 | 130.6012 | 119.5395 | 136.4832 | 101.7033 | 42.7853 | 109.11 | 213.2358 | 148.7691 | 184.7993 | 185.8227 | 139.9864 | 142.8794 | 85.8132
7741 | 13 | 323 | 11 | 76.9879 | 64.4884 | 151.5638 | 132.1396 | 206.1667 | 130.6984 | 123.9531 | 145.4385 | 100.6963 | 42.1923 | 108.4899 | 209.804 | 141.4222 | 188.9131 | 188.7258 | 130.0846 | 135.6391 | 84.4208
7742 | 14 | 323 | 11 | 78.0835 | 67.4856 | 162.6685 | 135.0656 | 221.897 | 130.679 | 119.6412 | 146.4356 | 103.0701 | 48.6422 | 111.3016 | 216.3153 | 161.5236 | 182.841 | 187.3319 | 131.9941 | 148.3885 | 89.2445
7743 | 15 | 323 | 11 | 102.5862 | 79.7431 | 163.3658 | 141.3271 | 295.2156 | 184.622 | 147.6276 | 157.6726 | 109.8646 | 57.8796 | 115.0807 | 245.0322 | 241.7687 | 202.4169 | 228.8479 | 145.7542 | 196.8046 | 111.3113
7744 | 16 | 323 | 11 | 115.5773 | 153.1015 | 253.9258 | 137.6753 | 326.8828 | 204.8668 | 218.575 | 164.8511 | 138.9287 | 56.0673 | 113.0366 | 316.2863 | 264.7151 | 261.1915 | 262.8389 | 224.2157 | 251.8425 | 166.0158
7745 | 17 | 323 | 11 | 116.7731 | 185.0187 | 309.0537 | 143.5504 | 316.1328 | 189.7412 | 223.5324 | 170.5127 | 147.0249 | 58.9941 | 113.9944 | 324.9921 | 251.5611 | 278.7142 | 260.2862 | 229.0451 | 250.5818 | 173.8527
7746 | 18 | 323 | 11 | 118.0633 | 157.652 | 316.8037 | 143.8557 | 302.799 | 183.8826 | 221.1525 | 172.1338 | 151.2887 | 59.1292 | 111.9008 | 317.7626 | 236.7088 | 275.8366 | 248.39 | 205.8154 | 258.0367 | 174.2199
7747 | 19 | 323 | 11 | 115.0426 | 139.438 | 309.8988 | 141.8856 | 297.1547 | 175.3023 | 213.9601 | 163.0096 | 147.2461 | 58.7109 | 111.6811 | 317.8928 | 222.559 | 268.0918 | 227.4341 | 206.005 | 253.3088 | 167.9418
7748 | 20 | 323 | 11 | 114.8811 | 125.2101 | 299.0537 | 136.1535 | 299.0875 | 181.1274 | 212.7447 | 169.2901 | 151.291 | 57.8103 | 113.3145 | 313.7447 | 226.2711 | 263.5263 | 232.2224 | 197.4961 | 248.0813 | 164.4653
7749 | 21 | 323 | 11 | 115.7367 | 117.0347 | 298.6689 | 137.0167 | 292.0409 | 179.5554 | 209.8915 | 161.4485 | 148.0817 | 56.1279 | 99.7391 | 309.0184 | 225.7869 | 257.6661 | 219.3724 | 194.6381 | 244.3105 | 167.2613
7750 | 22 | 323 | 11 | 111.9077 | 113.7893 | 296.627 | 132.6393 | 288.9693 | 153.5721 | 219.3427 | 174.4627 | 145.6624 | 50.4616 | 105.736 | 313.5196 | 212.9525 | 261.753 | 205.8108 | 189.8803 | 245.4644 | 173.3779
7751 | 23 | 323 | 11 | 110.0813 | 114.0656 | 303.7027 | 127.4195 | 275.1008 | 164.0916 | 228.8546 | 174.1756 | 142.8593 | 53.4648 | 107.8077 | 303.4914 | 198.6595 | 266.3815 | 218.8167 | 194.6587 | 254.7614 | 168.5045
7752 | 0 | 324 | 11 | 107.4777 | 119.0166 | 305.1112 | 128.5981 | 287.2424 | 164.5907 | 224.1945 | 161.4065 | 140.6475 | 52.8384 | 103.5733 | 296.807 | 214.473 | 267.4217 | 204.0321 | 193.7511 | 236.8874 | 174.0804
7753 | 1 | 324 | 11 | 106.3781 | 123.0975 | 306.3594 | 126.4194 | 280.2167 | 164.5722 | 231.2079 | 164.1677 | 140.1911 | 52.7773 | 104.2483 | 298.4991 | 215.3047 | 265.692 | 203.9769 | 188.7192 | 230.8851 | 176.3138
7754 | 2 | 324 | 11 | 103.7076 | 129.6864 | 307.2625 | 129.4319 | 284.7912 | 166.7058 | 234.3856 | 165.1411 | 141.8538 | 54.5202 | 100.8333 | 299.8565 | 218.9138 | 276.2773 | 203.7838 | 191.4648 | 240.6058 | 181.8634
7755 | 3 | 324 | 11 | 99.0604 | 135.8682 | 306.4481 | 127.8916 | 284.9447 | 169.1822 | 241.7199 | 165.0726 | 143.8973 | 56.86 | 102.7913 | 302.4099 | 213.9546 | 285.046 | 211.5848 | 194.9336 | 245.9911 | 181.1103
7756 | 4 | 324 | 11 | 101.4757 | 135.6592 | 308.1167 | 122.6871 | 304.8371 | 183.2808 | 227.9359 | 150.4422 | 140.1801 | 54.8143 | 103.2437 | 303.3296 | 235.3011 | 283.3426 | 224.9452 | 206.8595 | 242.4461 | 176.8969
7757 | 5 | 324 | 11 | 99.5871 | 135.6753 | 301.6685 | 123.8958 | 311.1593 | 188.7208 | 221.2 | 152.6502 | 140.3677 | 55.3238 | 108.0686 | 312.6646 | 240.3781 | 287.5652 | 227.3711 | 210.0552 | 244.8252 | 178.8063
7758 | 6 | 324 | 11 | 92.6006 | 133.6523 | 283.0909 | 131.2991 | 280.9891 | 178.759 | 194.1198 | 150.514 | 140.0086 | 51.8813 | 109.1806 | 314.242 | 225.9249 | 268.1625 | 220.4292 | 200.4303 | 230.9973 | 166.7876
7759 | 7 | 324 | 11 | 78.528 | 74.6474 | 164.9975 | 128.6189 | 226.8429 | 137.1676 | 130.4904 | 152.4409 | 125.2539 | 41.0694 | 103.4323 | 263.9609 | 152.0699 | 216.7577 | 207.0126 | 148.5797 | 185.2928 | 111.4403
7760 | 8 | 324 | 11 | 72.8746 | 57.7868 | 157.2155 | 132.986 | 215.3637 | 123.9993 | 122.2205 | 142.9761 | 113.3521 | 39.5199 | 106.6962 | 226.0429 | 144.0918 | 186.6055 | 188.0871 | 127.6568 | 141.6327 | 87.602
7761 | 9 | 324 | 11 | 76.2178 | 62.5836 | 159.3426 | 136.5062 | 209.0924 | 130.8608 | 119.9375 | 140.6309 | 106.2967 | 43.3875 | 112.038 | 216.0443 | 141.3412 | 188.4428 | 183.8128 | 129.6712 | 145.2085 | 83.917
7762 | 10 | 324 | 11 | 73.0069 | 63.0529 | 158.8432 | 138.5784 | 210.9506 | 135.8315 | 119.7338 | 134.9137 | 101.7207 | 43.6764 | 111.6494 | 214.6788 | 145.4999 | 180.7386 | 188.5591 | 132.1032 | 149.8856 | 82.4308
7763 | 11 | 324 | 11 | 74.7085 | 65.3219 | 165.703 | 135.65 | 213.651 | 134.9529 | 117.9012 | 142.792 | 100.8997 | 44.9398 | 111.8981 | 220.6963 | 146.9952 | 193.3777 | 188.6557 | 134.8801 | 150.3463 | 88.6948
7764 | 12 | 324 | 11 | 73.9342 | 69.734 | 167.442 | 133.8518 | 212.7166 | 130.6012 | 119.5395 | 136.4832 | 101.7033 | 42.7853 | 109.11 | 213.2358 | 148.7691 | 184.7993 | 185.8227 | 139.9864 | 142.8794 | 85.8132
7765 | 13 | 324 | 11 | 76.9879 | 64.4884 | 151.5638 | 132.1396 | 206.1667 | 130.6984 | 123.9531 | 145.4385 | 100.6963 | 42.1923 | 108.4899 | 209.804 | 141.4222 | 188.9131 | 188.7258 | 130.0846 | 135.6391 | 84.4208
7766 | 14 | 324 | 11 | 78.0835 | 67.4856 | 162.6685 | 135.0656 | 221.897 | 130.679 | 119.6412 | 146.4356 | 103.0701 | 48.6422 | 111.3016 | 216.3153 | 161.5236 | 182.841 | 187.3319 | 131.9941 | 148.3885 | 89.2445
7767 | 15 | 324 | 11 | 102.5862 | 79.7431 | 163.3658 | 141.3271 | 295.2156 | 184.622 | 147.6276 | 157.6726 | 109.8646 | 57.8796 | 115.0807 | 245.0322 | 241.7687 | 202.4169 | 228.8479 | 145.7542 | 196.8046 | 111.3113
7768 | 16 | 324 | 11 | 115.5773 | 153.1015 | 253.9258 | 137.6753 | 326.8828 | 204.8668 | 218.575 | 164.8511 | 138.9287 | 56.0673 | 113.0366 | 316.2863 | 264.7151 | 261.1915 | 262.8389 | 224.2157 | 251.8425 | 166.0158
7769 | 17 | 324 | 11 | 116.7731 | 185.0187 | 309.0537 | 143.5504 | 316.1328 | 189.7412 | 223.5324 | 170.5127 | 147.0249 | 58.9941 | 113.9944 | 324.9921 | 251.5611 | 278.7142 | 260.2862 | 229.0451 | 250.5818 | 173.8527
7770 | 18 | 324 | 11 | 118.0633 | 157.652 | 316.8037 | 143.8557 | 302.799 | 183.8826 | 221.1525 | 172.1338 | 151.2887 | 59.1292 | 111.9008 | 317.7626 | 236.7088 | 275.8366 | 248.39 | 205.8154 | 258.0367 | 174.2199
7771 | 19 | 324 | 11 | 115.0426 | 139.438 | 309.8988 | 141.8856 | 297.1547 | 175.3023 | 213.9601 | 163.0096 | 147.2461 | 58.7109 | 111.6811 | 317.8928 | 222.559 | 268.0918 | 227.4341 | 206.005 | 253.3088 | 167.9418
7772 | 20 | 324 | 11 | 114.8811 | 125.2101 | 299.0537 | 136.1535 | 299.0875 | 181.1274 | 212.7447 | 169.2901 | 151.291 | 57.8103 | 113.3145 | 313.7447 | 226.2711 | 263.5263 | 232.2224 | 197.4961 | 248.0813 | 164.4653
7773 | 21 | 324 | 11 | 115.7367 | 117.0347 | 298.6689 | 137.0167 | 292.0409 | 179.5554 | 209.8915 | 161.4485 | 148.0817 | 56.1279 | 99.7391 | 309.0184 | 225.7869 | 257.6661 | 219.3724 | 194.6381 | 244.3105 | 167.2613
7774 | 22 | 324 | 11 | 111.9077 | 113.7893 | 296.627 | 132.6393 | 288.9693 | 153.5721 | 219.3427 | 174.4627 | 145.6624 | 50.4616 | 105.736 | 313.5196 | 212.9525 | 261.753 | 205.8108 | 189.8803 | 245.4644 | 173.3779
7775 | 23 | 324 | 11 | 110.0813 | 114.0656 | 303.7027 | 127.4195 | 275.1008 | 164.0916 | 228.8546 | 174.1756 | 142.8593 | 53.4648 | 107.8077 | 303.4914 | 198.6595 | 266.3815 | 218.8167 | 194.6587 | 254.7614 | 168.5045
7776 | 0 | 325 | 11 | 107.4777 | 119.0166 | 305.1112 | 128.5981 | 287.2424 | 164.5907 | 224.1945 | 161.4065 | 140.6475 | 52.8384 | 103.5733 | 296.807 | 214.473 | 267.4217 | 204.0321 | 193.7511 | 236.8874 | 174.0804
7777 | 1 | 325 | 11 | 106.3781 | 123.0975 | 306.3594 | 126.4194 | 280.2167 | 164.5722 | 231.2079 | 164.1677 | 140.1911 | 52.7773 | 104.2483 | 298.4991 | 215.3047 | 265.692 | 203.9769 | 188.7192 | 230.8851 | 176.3138
7778 | 2 | 325 | 11 | 103.7076 | 129.6864 | 307.2625 | 129.4319 | 284.7912 | 166.7058 | 234.3856 | 165.1411 | 141.8538 | 54.5202 | 100.8333 | 299.8565 | 218.9138 | 276.2773 | 203.7838 | 191.4648 | 240.6058 | 181.8634
7779 | 3 | 325 | 11 | 99.0604 | 135.8682 | 306.4481 | 127.8916 | 284.9447 | 169.1822 | 241.7199 | 165.0726 | 143.8973 | 56.86 | 102.7913 | 302.4099 | 213.9546 | 285.046 | 211.5848 | 194.9336 | 245.9911 | 181.1103
7780 | 4 | 325 | 11 | 101.4757 | 135.6592 | 308.1167 | 122.6871 | 304.8371 | 183.2808 | 227.9359 | 150.4422 | 140.1801 | 54.8143 | 103.2437 | 303.3296 | 235.3011 | 283.3426 | 224.9452 | 206.8595 | 242.4461 | 176.8969
7781 | 5 | 325 | 11 | 99.5871 | 135.6753 | 301.6685 | 123.8958 | 311.1593 | 188.7208 | 221.2 | 152.6502 | 140.3677 | 55.3238 | 108.0686 | 312.6646 | 240.3781 | 287.5652 | 227.3711 | 210.0552 | 244.8252 | 178.8063
7782 | 6 | 325 | 11 | 92.6006 | 133.6523 | 283.0909 | 131.2991 | 280.9891 | 178.759 | 194.1198 | 150.514 | 140.0086 | 51.8813 | 109.1806 | 314.242 | 225.9249 | 268.1625 | 220.4292 | 200.4303 | 230.9973 | 166.7876
7783 | 7 | 325 | 11 | 78.528 | 74.6474 | 164.9975 | 128.6189 | 226.8429 | 137.1676 | 130.4904 | 152.4409 | 125.2539 | 41.0694 | 103.4323 | 263.9609 | 152.0699 | 216.7577 | 207.0126 | 148.5797 | 185.2928 | 111.4403
7784 | 8 | 325 | 11 | 72.8746 | 57.7868 | 157.2155 | 132.986 | 215.3637 | 123.9993 | 122.2205 | 142.9761 | 113.3521 | 39.5199 | 106.6962 | 226.0429 | 144.0918 | 186.6055 | 188.0871 | 127.6568 | 141.6327 | 87.602
7785 | 9 | 325 | 11 | 76.2178 | 62.5836 | 159.3426 | 136.5062 | 209.0924 | 130.8608 | 119.9375 | 140.6309 | 106.2967 | 43.3875 | 112.038 | 216.0443 | 141.3412 | 188.4428 | 183.8128 | 129.6712 | 145.2085 | 83.917
7786 | 10 | 325 | 11 | 73.0069 | 63.0529 | 158.8432 | 138.5784 | 210.9506 | 135.8315 | 119.7338 | 134.9137 | 101.7207 | 43.6764 | 111.6494 | 214.6788 | 145.4999 | 180.7386 | 188.5591 | 132.1032 | 149.8856 | 82.4308
7787 | 11 | 325 | 11 | 74.7085 | 65.3219 | 165.703 | 135.65 | 213.651 | 134.9529 | 117.9012 | 142.792 | 100.8997 | 44.9398 | 111.8981 | 220.6963 | 146.9952 | 193.3777 | 188.6557 | 134.8801 | 150.3463 | 88.6948
7788 | 12 | 325 | 11 | 73.9342 | 69.734 | 167.442 | 133.8518 | 212.7166 | 130.6012 | 119.5395 | 136.4832 | 101.7033 | 42.7853 | 109.11 | 213.2358 | 148.7691 | 184.7993 | 185.8227 | 139.9864 | 142.8794 | 85.8132
7789 | 13 | 325 | 11 | 76.9879 | 64.4884 | 151.5638 | 132.1396 | 206.1667 | 130.6984 | 123.9531 | 145.4385 | 100.6963 | 42.1923 | 108.4899 | 209.804 | 141.4222 | 188.9131 | 188.7258 | 130.0846 | 135.6391 | 84.4208
7790 | 14 | 325 | 11 | 78.0835 | 67.4856 | 162.6685 | 135.0656 | 221.897 | 130.679 | 119.6412 | 146.4356 | 103.0701 | 48.6422 | 111.3016 | 216.3153 | 161.5236 | 182.841 | 187.3319 | 131.9941 | 148.3885 | 89.2445
7791 | 15 | 325 | 11 | 102.5862 | 79.7431 | 163.3658 | 141.3271 | 295.2156 | 184.622 | 147.6276 | 157.6726 | 109.8646 | 57.8796 | 115.0807 | 245.0322 | 241.7687 | 202.4169 | 228.8479 | 145.7542 | 196.8046 | 111.3113
7792 | 16 | 325 | 11 | 115.5773 | 153.1015 | 253.9258 | 137.6753 | 326.8828 | 204.8668 | 218.575 | 164.8511 | 138.9287 | 56.0673 | 113.0366 | 316.2863 | 264.7151 | 261.1915 | 262.8389 | 224.2157 | 251.8425 | 166.0158
7793 | 17 | 325 | 11 | 116.7731 | 185.0187 | 309.0537 | 143.5504 | 316.1328 | 189.7412 | 223.5324 | 170.5127 | 147.0249 | 58.9941 | 113.9944 | 324.9921 | 251.5611 | 278.7142 | 260.2862 | 229.0451 | 250.5818 | 173.8527
7794 | 18 | 325 | 11 | 118.0633 | 157.652 | 316.8037 | 143.8557 | 302.799 | 183.8826 | 221.1525 | 172.1338 | 151.2887 | 59.1292 | 111.9008 | 317.7626 | 236.7088 | 275.8366 | 248.39 | 205.8154 | 258.0367 | 174.2199
7795 | 19 | 325 | 11 | 115.0426 | 139.438 | 309.8988 | 141.8856 | 297.1547 | 175.3023 | 213.9601 | 163.0096 | 147.2461 | 58.7109 | 111.6811 | 317.8928 | 222.559 | 268.0918 | 227.4341 | 206.005 | 253.3088 | 167.9418
7796 | 20 | 325 | 11 | 114.8811 | 125.2101 | 299.0537 | 136.1535 | 299.0875 | 181.1274 | 212.7447 | 169.2901 | 151.291 | 57.8103 | 113.3145 | 313.7447 | 226.2711 | 263.5263 | 232.2224 | 197.4961 | 248.0813 | 164.4653
7797 | 21 | 325 | 11 | 115.7367 | 117.0347 | 298.6689 | 137.0167 | 292.0409 | 179.5554 | 209.8915 | 161.4485 | 148.0817 | 56.1279 | 99.7391 | 309.0184 | 225.7869 | 257.6661 | 219.3724 | 194.6381 | 244.3105 | 167.2613
7798 | 22 | 325 | 11 | 111.9077 | 113.7893 | 296.627 | 132.6393 | 288.9693 | 153.5721 | 219.3427 | 174.4627 | 145.6624 | 50.4616 | 105.736 | 313.5196 | 212.9525 | 261.753 | 205.8108 | 189.8803 | 245.4644 | 173.3779
7799 | 23 | 325 | 11 | 110.0813 | 114.0656 | 303.7027 | 127.4195 | 275.1008 | 164.0916 | 228.8546 | 174.1756 | 142.8593 | 53.4648 | 107.8077 | 303.4914 | 198.6595 | 266.3815 | 218.8167 | 194.6587 | 254.7614 | 168.5045
7800 | 0 | 326 | 11 | 107.4777 | 119.0166 | 305.1112 | 128.5981 | 287.2424 | 164.5907 | 224.1945 | 161.4065 | 140.6475 | 52.8384 | 103.5733 | 296.807 | 214.473 | 267.4217 | 204.0321 | 193.7511 | 236.8874 | 174.0804
7801 | 1 | 326 | 11 | 106.3781 | 123.0975 | 306.3594 | 126.4194 | 280.2167 | 164.5722 | 231.2079 | 164.1677 | 140.1911 | 52.7773 | 104.2483 | 298.4991 | 215.3047 | 265.692 | 203.9769 | 188.7192 | 230.8851 | 176.3138
7802 | 2 | 326 | 11 | 103.7076 | 129.6864 | 307.2625 | 129.4319 | 284.7912 | 166.7058 | 234.3856 | 165.1411 | 141.8538 | 54.5202 | 100.8333 | 299.8565 | 218.9138 | 276.2773 | 203.7838 | 191.4648 | 240.6058 | 181.8634
7803 | 3 | 326 | 11 | 99.0604 | 135.8682 | 306.4481 | 127.8916 | 284.9447 | 169.1822 | 241.7199 | 165.0726 | 143.8973 | 56.86 | 102.7913 | 302.4099 | 213.9546 | 285.046 | 211.5848 | 194.9336 | 245.9911 | 181.1103
7804 | 4 | 326 | 11 | 101.4757 | 135.6592 | 308.1167 | 122.6871 | 304.8371 | 183.2808 | 227.9359 | 150.4422 | 140.1801 | 54.8143 | 103.2437 | 303.3296 | 235.3011 | 283.3426 | 224.9452 | 206.8595 | 242.4461 | 176.8969
7805 | 5 | 326 | 11 | 99.5871 | 135.6753 | 301.6685 | 123.8958 | 311.1593 | 188.7208 | 221.2 | 152.6502 | 140.3677 | 55.3238 | 108.0686 | 312.6646 | 240.3781 | 287.5652 | 227.3711 | 210.0552 | 244.8252 | 178.8063
7806 | 6 | 326 | 11 | 92.6006 | 133.6523 | 283.0909 | 131.2991 | 280.9891 | 178.759 | 194.1198 | 150.514 | 140.0086 | 51.8813 | 109.1806 | 314.242 | 225.9249 | 268.1625 | 220.4292 | 200.4303 | 230.9973 | 166.7876
7807 | 7 | 326 | 11 | 78.528 | 74.6474 | 164.9975 | 128.6189 | 226.8429 | 137.1676 | 130.4904 | 152.4409 | 125.2539 | 41.0694 | 103.4323 | 263.9609 | 152.0699 | 216.7577 | 207.0126 | 148.5797 | 185.2928 | 111.4403
7808 | 8 | 326 | 11 | 72.8746 | 57.7868 | 157.2155 | 132.986 | 215.3637 | 123.9993 | 122.2205 | 142.9761 | 113.3521 | 39.5199 | 106.6962 | 226.0429 | 144.0918 | 186.6055 | 188.0871 | 127.6568 | 141.6327 | 87.602
7809 | 9 | 326 | 11 | 76.2178 | 62.5836 | 159.3426 | 136.5062 | 209.0924 | 130.8608 | 119.9375 | 140.6309 | 106.2967 | 43.3875 | 112.038 | 216.0443 | 141.3412 | 188.4428 | 183.8128 | 129.6712 | 145.2085 | 83.917
7810 | 10 | 326 | 11 | 73.0069 | 63.0529 | 158.8432 | 138.5784 | 210.9506 | 135.8315 | 119.7338 | 134.9137 | 101.7207 | 43.6764 | 111.6494 | 214.6788 | 145.4999 | 180.7386 | 188.5591 | 132.1032 | 149.8856 | 82.4308
7811 | 11 | 326 | 11 | 74.7085 | 65.3219 | 165.703 | 135.65 | 213.651 | 134.9529 | 117.9012 | 142.792 | 100.8997 | 44.9398 | 111.8981 | 220.6963 | 146.9952 | 193.3777 | 188.6557 | 134.8801 | 150.3463 | 88.6948
7812 | 12 | 326 | 11 | 73.9342 | 69.734 | 167.442 | 133.8518 | 212.7166 | 130.6012 | 119.5395 | 136.4832 | 101.7033 | 42.7853 | 109.11 | 213.2358 | 148.7691 | 184.7993 | 185.8227 | 139.9864 | 142.8794 | 85.8132
7813 | 13 | 326 | 11 | 76.9879 | 64.4884 | 151.5638 | 132.1396 | 206.1667 | 130.6984 | 123.9531 | 145.4385 | 100.6963 | 42.1923 | 108.4899 | 209.804 | 141.4222 | 188.9131 | 188.7258 | 130.0846 | 135.6391 | 84.4208
7814 | 14 | 326 | 11 | 78.0835 | 67.4856 | 162.6685 | 135.0656 | 221.897 | 130.679 | 119.6412 | 146.4356 | 103.0701 | 48.6422 | 111.3016 | 216.3153 | 161.5236 | 182.841 | 187.3319 | 131.9941 | 148.3885 | 89.2445
7815 | 15 | 326 | 11 | 102.5862 | 79.7431 | 163.3658 | 141.3271 | 295.2156 | 184.622 | 147.6276 | 157.6726 | 109.8646 | 57.8796 | 115.0807 | 245.0322 | 241.7687 | 202.4169 | 228.8479 | 145.7542 | 196.8046 | 111.3113
7816 | 16 | 326 | 11 | 115.5773 | 153.1015 | 253.9258 | 137.6753 | 326.8828 | 204.8668 | 218.575 | 164.8511 | 138.9287 | 56.0673 | 113.0366 | 316.2863 | 264.7151 | 261.1915 | 262.8389 | 224.2157 | 251.8425 | 166.0158
7817 | 17 | 326 | 11 | 116.7731 | 185.0187 | 309.0537 | 143.5504 | 316.1328 | 189.7412 | 223.5324 | 170.5127 | 147.0249 | 58.9941 | 113.9944 | 324.9921 | 251.5611 | 278.7142 | 260.2862 | 229.0451 | 250.5818 | 173.8527
7818 | 18 | 326 | 11 | 118.0633 | 157.652 | 316.8037 | 143.8557 | 302.799 | 183.8826 | 221.1525 | 172.1338 | 151.2887 | 59.1292 | 111.9008 | 317.7626 | 236.7088 | 275.8366 | 248.39 | 205.8154 | 258.0367 | 174.2199
7819 | 19 | 326 | 11 | 115.0426 | 139.438 | 309.8988 | 141.8856 | 297.1547 | 175.3023 | 213.9601 | 163.0096 | 147.2461 | 58.7109 | 111.6811 | 317.8928 | 222.559 | 268.0918 | 227.4341 | 206.005 | 253.3088 | 167.9418
7820 | 20 | 326 | 11 | 114.8811 | 125.2101 | 299.0537 | 136.1535 | 299.0875 | 181.1274 | 212.7447 | 169.2901 | 151.291 | 57.8103 | 113.3145 | 313.7447 | 226.2711 | 263.5263 | 232.2224 | 197.4961 | 248.0813 | 164.4653
7821 | 21 | 326 | 11 | 115.7367 | 117.0347 | 298.6689 | 137.0167 | 292.0409 | 179.5554 | 209.8915 | 161.4485 | 148.0817 | 56.1279 | 99.7391 | 309.0184 | 225.7869 | 257.6661 | 219.3724 | 194.6381 | 244.3105 | 167.2613
7822 | 22 | 326 | 11 | 111.9077 | 113.7893 | 296.627 | 132.6393 | 288.9693 | 153.5721 | 219.3427 | 174.4627 | 145.6624 | 50.4616 | 105.736 | 313.5196 | 212.9525 | 261.753 | 205.8108 | 189.8803 | 245.4644 | 173.3779
7823 | 23 | 326 | 11 | 110.0813 | 114.0656 | 303.7027 | 127.4195 | 275.1008 | 164.0916 | 228.8546 | 174.1756 | 142.8593 | 53.4648 | 107.8077 | 303.4914 | 198.6595 | 266.3815 | 218.8167 | 194.6587 | 254.7614 | 168.5045
7824 | 0 | 327 | 11 | 107.4777 | 119.0166 | 305.1112 | 128.5981 | 287.2424 | 164.5907 | 224.1945 | 161.4065 | 140.6475 | 52.8384 | 103.5733 | 296.807 | 214.473 | 267.4217 | 204.0321 | 193.7511 | 236.8874 | 174.0804
7825 | 1 | 327 | 11 | 106.3781 | 123.0975 | 306.3594 | 126.4194 | 280.2167 | 164.5722 | 231.2079 | 164.1677 | 140.1911 | 52.7773 | 104.2483 | 298.4991 | 215.3047 | 265.692 | 203.9769 | 188.7192 | 230.8851 | 176.3138
7826 | 2 | 327 | 11 | 103.7076 | 129.6864 | 307.2625 | 129.4319 | 284.7912 | 166.7058 | 234.3856 | 165.1411 | 141.8538 | 54.5202 | 100.8333 | 299.8565 | 218.9138 | 276.2773 | 203.7838 | 191.4648 | 240.6058 | 181.8634
7827 | 3 | 327 | 11 | 99.0604 | 135.8682 | 306.4481 | 127.8916 | 284.9447 | 169.1822 | 241.7199 | 165.0726 | 143.8973 | 56.86 | 102.7913 | 302.4099 | 213.9546 | 285.046 | 211.5848 | 194.9336 | 245.9911 | 181.1103
7828 | 4 | 327 | 11 | 101.4757 | 135.6592 | 308.1167 | 122.6871 | 304.8371 | 183.2808 | 227.9359 | 150.4422 | 140.1801 | 54.8143 | 103.2437 | 303.3296 | 235.3011 | 283.3426 | 224.9452 | 206.8595 | 242.4461 | 176.8969
7829 | 5 | 327 | 11 | 99.5871 | 135.6753 | 301.6685 | 123.8958 | 311.1593 | 188.7208 | 221.2 | 152.6502 | 140.3677 | 55.3238 | 108.0686 | 312.6646 | 240.3781 | 287.5652 | 227.3711 | 210.0552 | 244.8252 | 178.8063
7830 | 6 | 327 | 11 | 92.6006 | 133.6523 | 283.0909 | 131.2991 | 280.9891 | 178.759 | 194.1198 | 150.514 | 140.0086 | 51.8813 | 109.1806 | 314.242 | 225.9249 | 268.1625 | 220.4292 | 200.4303 | 230.9973 | 166.7876
7831 | 7 | 327 | 11 | 78.528 | 74.6474 | 164.9975 | 128.6189 | 226.8429 | 137.1676 | 130.4904 | 152.4409 | 125.2539 | 41.0694 | 103.4323 | 263.9609 | 152.0699 | 216.7577 | 207.0126 | 148.5797 | 185.2928 | 111.4403
7832 | 8 | 327 | 11 | 72.8746 | 57.7868 | 157.2155 | 132.986 | 215.3637 | 123.9993 | 122.2205 | 142.9761 | 113.3521 | 39.5199 | 106.6962 | 226.0429 | 144.0918 | 186.6055 | 188.0871 | 127.6568 | 141.6327 | 87.602
7833 | 9 | 327 | 11 | 76.2178 | 62.5836 | 159.3426 | 136.5062 | 209.0924 | 130.8608 | 119.9375 | 140.6309 | 106.2967 | 43.3875 | 112.038 | 216.0443 | 141.3412 | 188.4428 | 183.8128 | 129.6712 | 145.2085 | 83.917
7834 | 10 | 327 | 11 | 73.0069 | 63.0529 | 158.8432 | 138.5784 | 210.9506 | 135.8315 | 119.7338 | 134.9137 | 101.7207 | 43.6764 | 111.6494 | 214.6788 | 145.4999 | 180.7386 | 188.5591 | 132.1032 | 149.8856 | 82.4308
7835 | 11 | 327 | 11 | 74.7085 | 65.3219 | 165.703 | 135.65 | 213.651 | 134.9529 | 117.9012 | 142.792 | 100.8997 | 44.9398 | 111.8981 | 220.6963 | 146.9952 | 193.3777 | 188.6557 | 134.8801 | 150.3463 | 88.6948
7836 | 12 | 327 | 11 | 73.9342 | 69.734 | 167.442 | 133.8518 | 212.7166 | 130.6012 | 119.5395 | 136.4832 | 101.7033 | 42.7853 | 109.11 | 213.2358 | 148.7691 | 184.7993 | 185.8227 | 139.9864 | 142.8794 | 85.8132
7837 | 13 | 327 | 11 | 76.9879 | 64.4884 | 151.5638 | 132.1396 | 206.1667 | 130.6984 | 123.9531 | 145.4385 | 100.6963 | 42.1923 | 108.4899 | 209.804 | 141.4222 | 188.9131 | 188.7258 | 130.0846 | 135.6391 | 84.4208
7838 | 14 | 327 | 11 | 78.0835 | 67.4856 | 162.6685 | 135.0656 | 221.897 | 130.679 | 119.6412 | 146.4356 | 103.0701 | 48.6422 | 111.3016 | 216.3153 | 161.5236 | 182.841 | 187.3319 | 131.9941 | 148.3885 | 89.2445
7839 | 15 | 327 | 11 | 102.5862 | 79.7431 | 163.3658 | 141.3271 | 295.2156 | 184.622 | 147.6276 | 157.6726 | 109.8646 | 57.8796 | 115.0807 | 245.0322 | 241.7687 | 202.4169 | 228.8479 | 145.7542 | 196.8046 | 111.3113
7840 | 16 | 327 | 11 | 115.5773 | 153.1015 | 253.9258 | 137.6753 | 326.8828 | 204.8668 | 218.575 | 164.8511 | 138.9287 | 56.0673 | 113.0366 | 316.2863 | 264.7151 | 261.1915 | 262.8389 | 224.2157 | 251.8425 | 166.0158
7841 | 17 | 327 | 11 | 116.7731 | 185.0187 | 309.0537 | 143.5504 | 316.1328 | 189.7412 | 223.5324 | 170.5127 | 147.0249 | 58.9941 | 113.9944 | 324.9921 | 251.5611 | 278.7142 | 260.2862 | 229.0451 | 250.5818 | 173.8527
7842 | 18 | 327 | 11 | 118.0633 | 157.652 | 316.8037 | 143.8557 | 302.799 | 183.8826 | 221.1525 | 172.1338 | 151.2887 | 59.1292 | 111.9008 | 317.7626 | 236.7088 | 275.8366 | 248.39 | 205.8154 | 258.0367 | 174.2199
7843 | 19 | 327 | 11 | 115.0426 | 139.438 | 309.8988 | 141.8856 | 297.1547 | 175.3023 | 213.9601 | 163.0096 | 147.2461 | 58.7109 | 111.6811 | 317.8928 | 222.559 | 268.0918 | 227.4341 | 206.005 | 253.3088 | 167.9418
7844 | 20 | 327 | 11 | 114.8811 | 125.2101 | 299.0537 | 136.1535 | 299.0875 | 181.1274 | 212.7447 | 169.2901 | 151.291 | 57.8103 | 113.3145 | 313.7447 | 226.2711 | 263.5263 | 232.2224 | 197.4961 | 248.0813 | 164.4653
7845 | 21 | 327 | 11 | 115.7367 | 117.0347 | 298.6689 | 137.0167 | 292.0409 | 179.5554 | 209.8915 | 161.4485 | 148.0817 | 56.1279 | 99.7391 | 309.0184 | 225.7869 | 257.6661 | 219.3724 | 194.6381 | 244.3105 | 167.2613
7846 | 22 | 327 | 11 | 111.9077 | 113.7893 | 296.627 | 132.6393 | 288.9693 | 153.5721 | 219.3427 | 174.4627 | 145.6624 | 50.4616 | 105.736 | 313.5196 | 212.9525 | 261.753 | 205.8108 | 189.8803 | 245.4644 | 173.3779
7847 | 23 | 327 | 11 | 110.0813 | 114.0656 | 303.7027 | 127.4195 | 275.1008 | 164.0916 | 228.8546 | 174.1756 | 142.8593 | 53.4648 | 107.8077 | 303.4914 | 198.6595 | 266.3815 | 218.8167 | 194.6587 | 254.7614 | 168.5045
7848 | 0 | 328 | 11 | 107.4777 | 119.0166 | 305.1112 | 128.5981 | 287.2424 | 164.5907 | 224.1945 | 161.4065 | 140.6475 | 52.8384 | 103.5733 | 296.807 | 214.473 | 267.4217 | 204.0321 | 193.7511 | 236.8874 | 174.0804
7849 | 1 | 328 | 11 | 106.3781 | 123.0975 | 306.3594 | 126.4194 | 280.2167 | 164.5722 | 231.2079 | 164.1677 | 140.1911 | 52.7773 | 104.2483 | 298.4991 | 215.3047 | 265.692 | 203.9769 | 188.7192 | 230.8851 | 176.3138
7850 | 2 | 328 | 11 | 103.7076 | 129.6864 | 307.2625 | 129.4319 | 284.7912 | 166.7058 | 234.3856 | 165.1411 | 141.8538 | 54.5202 | 100.8333 | 299.8565 | 218.9138 | 276.2773 | 203.7838 | 191.4648 | 240.6058 | 181.8634
7851 | 3 | 328 | 11 | 99.0604 | 135.8682 | 306.4481 | 127.8916 | 284.9447 | 169.1822 | 241.7199 | 165.0726 | 143.8973 | 56.86 | 102.7913 | 302.4099 | 213.9546 | 285.046 | 211.5848 | 194.9336 | 245.9911 | 181.1103
7852 | 4 | 328 | 11 | 101.4757 | 135.6592 | 308.1167 | 122.6871 | 304.8371 | 183.2808 | 227.9359 | 150.4422 | 140.1801 | 54.8143 | 103.2437 | 303.3296 | 235.3011 | 283.3426 | 224.9452 | 206.8595 | 242.4461 | 176.8969
7853 | 5 | 328 | 11 | 99.5871 | 135.6753 | 301.6685 | 123.8958 | 311.1593 | 188.7208 | 221.2 | 152.6502 | 140.3677 | 55.3238 | 108.0686 | 312.6646 | 240.3781 | 287.5652 | 227.3711 | 210.0552 | 244.8252 | 178.8063
7854 | 6 | 328 | 11 | 92.6006 | 133.6523 | 283.0909 | 131.2991 | 280.9891 | 178.759 | 194.1198 | 150.514 | 140.0086 | 51.8813 | 109.1806 | 314.242 | 225.9249 | 268.1625 | 220.4292 | 200.4303 | 230.9973 | 166.7876
7855 | 7 | 328 | 11 | 78.528 | 74.6474 | 164.9975 | 128.6189 | 226.8429 | 137.1676 | 130.4904 | 152.4409 | 125.2539 | 41.0694 | 103.4323 | 263.9609 | 152.0699 | 216.7577 | 207.0126 | 148.5797 | 185.2928 | 111.4403
7856 | 8 | 328 | 11 | 72.8746 | 57.7868 | 157.2155 | 132.986 | 215.3637 | 123.9993 | 122.2205 | 142.9761 | 113.3521 | 39.5199 | 106.6962 | 226.0429 | 144.0918 | 186.6055 | 188.0871 | 127.6568 | 141.6327 | 87.602
7857 | 9 | 328 | 11 | 76.2178 | 62.5836 | 159.3426 | 136.5062 | 209.0924 | 130.8608 | 119.9375 | 140.6309 | 106.2967 | 43.3875 | 112.038 | 216.0443 | 141.3412 | 188.4428 | 183.8128 | 129.6712 | 145.2085 | 83.917
7858 | 10 | 328 | 11 | 73.0069 | 63.0529 | 158.8432 | 138.5784 | 210.9506 | 135.8315 | 119.7338 | 134.9137 | 101.7207 | 43.6764 | 111.6494 | 214.6788 | 145.4999 | 180.7386 | 188.5591 | 132.1032 | 149.8856 | 82.4308
7859 | 11 | 328 | 11 | 74.7085 | 65.3219 | 165.703 | 135.65 | 213.651 | 134.9529 | 117.9012 | 142.792 | 100.8997 | 44.9398 | 111.8981 | 220.6963 | 146.9952 | 193.3777 | 188.6557 | 134.8801 | 150.3463 | 88.6948
7860 | 12 | 328 | 11 | 73.9342 | 69.734 | 167.442 | 133.8518 | 212.7166 | 130.6012 | 119.5395 | 136.4832 | 101.7033 | 42.7853 | 109.11 | 213.2358 | 148.7691 | 184.7993 | 185.8227 | 139.9864 | 142.8794 | 85.8132
7861 | 13 | 328 | 11 | 76.9879 | 64.4884 | 151.5638 | 132.1396 | 206.1667 | 130.6984 | 123.9531 | 145.4385 | 100.6963 | 42.1923 | 108.4899 | 209.804 | 141.4222 | 188.9131 | 188.7258 | 130.0846 | 135.6391 | 84.4208
7862 | 14 | 328 | 11 | 78.0835 | 67.4856 | 162.6685 | 135.0656 | 221.897 | 130.679 | 119.6412 | 146.4356 | 103.0701 | 48.6422 | 111.3016 | 216.3153 | 161.5236 | 182.841 | 187.3319 | 131.9941 | 148.3885 | 89.2445
7863 | 15 | 328 | 11 | 102.5862 | 79.7431 | 163.3658 | 141.3271 | 295.2156 | 184.622 | 147.6276 | 157.6726 | 109.8646 | 57.8796 | 115.0807 | 245.0322 | 241.7687 | 202.4169 | 228.8479 | 145.7542 | 196.8046 | 111.3113
7864 | 16 | 328 | 11 | 115.5773 | 153.1015 | 253.9258 | 137.6753 | 326.8828 | 204.8668 | 218.575 | 164.8511 | 138.9287 | 56.0673 | 113.0366 | 316.2863 | 264.7151 | 261.1915 | 262.8389 | 224.2157 | 251.8425 | 166.0158
7865 | 17 | 328 | 11 | 116.7731 | 185.0187 | 309.0537 | 143.5504 | 316.1328 | 189.7412 | 223.5324 | 170.5127 | 147.0249 | 58.9941 | 113.9944 | 324.9921 | 251.5611 | 278.7142 | 260.2862 | 229.0451 | 250.5818 | 173.8527
7866 | 18 | 328 | 11 | 118.0633 | 157.652 | 316.8037 | 143.8557 | 302.799 | 183.8826 | 221.1525 | 172.1338 | 151.2887 | 59.1292 | 111.9008 | 317.7626 | 236.7088 | 275.8366 | 248.39 | 205.8154 | 258.0367 | 174.2199
7867 | 19 | 328 | 11 | 115.0426 | 139.438 | 309.8988 | 141.8856 | 297.1547 | 175.3023 | 213.9601 | 163.0096 | 147.2461 | 58.7109 | 111.6811 | 317.8928 | 222.559 | 268.0918 | 227.4341 | 206.005 | 253.3088 | 167.9418
7868 | 20 | 328 | 11 | 114.8811 | 125.2101 | 299.0537 | 136.1535 | 299.0875 | 181.1274 | 212.7447 | 169.2901 | 151.291 | 57.8103 | 113.3145 | 313.7447 | 226.2711 | 263.5263 | 232.2224 | 197.4961 | 248.0813 | 164.4653
7869 | 21 | 328 | 11 | 115.7367 | 117.0347 | 298.6689 | 137.0167 | 292.0409 | 179.5554 | 209.8915 | 161.4485 | 148.0817 | 56.1279 | 99.7391 | 309.0184 | 225.7869 | 257.6661 | 219.3724 | 194.6381 | 244.3105 | 167.2613
7870 | 22 | 328 | 11 | 111.9077 | 113.7893 | 296.627 | 132.6393 | 288.9693 | 153.5721 | 219.3427 | 174.4627 | 145.6624 | 50.4616 | 105.736 | 313.5196 | 212.9525 | 261.753 | 205.8108 | 189.8803 | 245.4644 | 173.3779
7871 | 23 | 328 | 11 | 110.0813 | 114.0656 | 303.7027 | 127.4195 | 275.1008 | 164.0916 | 228.8546 | 174.1756 | 142.8593 | 53.4648 | 107.8077 | 303.4914 | 198.6595 | 266.3815 | 218.8167 | 194.6587 | 254.7614 | 168.5045
7872 | 0 | 329 | 11 | 107.4777 | 119.0166 | 305.1112 | 128.5981 | 287.2424 | 164.5907 | 224.1945 | 161.4065 | 140.6475 | 52.8384 | 103.5733 | 296.807 | 214.473 | 267.4217 | 204.0321 | 193.7511 | 236.8874 | 174.0804
7873 | 1 | 329 | 11 | 106.3781 | 123.0975 | 306.3594 | 126.4194 | 280.2167 | 164.5722 | 231.2079 | 164.1677 | 140.1911 | 52.7773 | 104.2483 | 298.4991 | 215.3047 | 265.692 | 203.9769 | 188.7192 | 230.8851 | 176.3138
7874 | 2 | 329 | 11 | 103.7076 | 129.6864 | 307.2625 | 129.4319 | 284.7912 | 166.7058 | 234.3856 | 165.1411 | 141.8538 | 54.5202 | 100.8333 | 299.8565 | 218.9138 | 276.2773 | 203.7838 | 191.4648 | 240.6058 | 181.8634
7875 | 3 | 329 | 11 | 99.0604 | 135.8682 | 306.4481 | 127.8916 | 284.9447 | 169.1822 | 241.7199 | 165.0726 | 143.8973 | 56.86 | 102.7913 | 302.4099 | 213.9546 | 285.046 | 211.5848 | 194.9336 | 245.9911 | 181.1103
7876 | 4 | 329 | 11 | 101.4757 | 135.6592 | 308.1167 | 122.6871 | 304.8371 | 183.2808 | 227.9359 | 150.4422 | 140.1801 | 54.8143 | 103.2437 | 303.3296 | 235.3011 | 283.3426 | 224.9452 | 206.8595 | 242.4461 | 176.8969
7877 | 5 | 329 | 11 | 99.5871 | 135.6753 | 301.6685 | 123.8958 | 311.1593 | 188.7208 | 221.2 | 152.6502 | 140.3677 | 55.3238 | 108.0686 | 312.6646 | 240.3781 | 287.5652 | 227.3711 | 210.0552 | 244.8252 | 178.8063
7878 | 6 | 329 | 11 | 92.6006 | 133.6523 | 283.0909 | 131.2991 | 280.9891 | 178.759 | 194.1198 | 150.514 | 140.0086 | 51.8813 | 109.1806 | 314.242 | 225.9249 | 268.1625 | 220.4292 | 200.4303 | 230.9973 | 166.7876
7879 | 7 | 329 | 11 | 78.528 | 74.6474 | 164.9975 | 128.6189 | 226.8429 | 137.1676 | 130.4904 | 152.4409 | 125.2539 | 41.0694 | 103.4323 | 263.9609 | 152.0699 | 216.7577 | 207.0126 | 148.5797 | 185.2928 | 111.4403
7880 | 8 | 329 | 11 | 72.8746 | 57.7868 | 157.2155 | 132.986 | 215.3637 | 123.9993 | 122.2205 | 142.9761 | 113.3521 | 39.5199 | 106.6962 | 226.0429 | 144.0918 | 186.6055 | 188.0871 | 127.6568 | 141.6327 | 87.602
7881 | 9 | 329 | 11 | 76.2178 | 62.5836 | 159.3426 | 136.5062 | 209.0924 | 130.8608 | 119.9375 | 140.6309 | 106.2967 | 43.3875 | 112.038 | 216.0443 | 141.3412 | 188.4428 | 183.8128 | 129.6712 | 145.2085 | 83.917
7882 | 10 | 329 | 11 | 73.0069 | 63.0529 | 158.8432 | 138.5784 | 210.9506 | 135.8315 | 119.7338 | 134.9137 | 101.7207 | 43.6764 | 111.6494 | 214.6788 | 145.4999 | 180.7386 | 188.5591 | 132.1032 | 149.8856 | 82.4308
7883 | 11 | 329 | 11 | 74.7085 | 65.3219 | 165.703 | 135.65 | 213.651 | 134.9529 | 117.9012 | 142.792 | 100.8997 | 44.9398 | 111.8981 | 220.6963 | 146.9952 | 193.3777 | 188.6557 | 134.8801 | 150.3463 | 88.6948
7884 | 12 | 329 | 11 | 73.9342 | 69.734 | 167.442 | 133.8518 | 212.7166 | 130.6012 | 119.5395 | 136.4832 | 101.7033 | 42.7853 | 109.11 | 213.2358 | 148.7691 | 184.7993 | 185.8227 | 139.9864 | 142.8794 | 85.8132
7885 | 13 | 329 | 11 | 76.9879 | 64.4884 | 151.5638 | 132.1396 | 206.1667 | 130.6984 | 123.9531 | 145.4385 | 100.6963 | 42.1923 | 108.4899 | 209.804 | 141.4222 | 188.9131 | 188.7258 | 130.0846 | 135.6391 | 84.4208
7886 | 14 | 329 | 11 | 78.0835 | 67.4856 | 162.6685 | 135.0656 | 221.897 | 130.679 | 119.6412 | 146.4356 | 103.0701 | 48.6422 | 111.3016 | 216.3153 | 161.5236 | 182.841 | 187.3319 | 131.9941 | 148.3885 | 89.2445
7887 | 15 | 329 | 11 | 102.5862 | 79.7431 | 163.3658 | 141.3271 | 295.2156 | 184.622 | 147.6276 | 157.6726 | 109.8646 | 57.8796 | 115.0807 | 245.0322 | 241.7687 | 202.4169 | 228.8479 | 145.7542 | 196.8046 | 111.3113
7888 | 16 | 329 | 11 | 115.5773 | 153.1015 | 253.9258 | 137.6753 | 326.8828 | 204.8668 | 218.575 | 164.8511 | 138.9287 | 56.0673 | 113.0366 | 316.2863 | 264.7151 | 261.1915 | 262.8389 | 224.2157 | 251.8425 | 166.0158
7889 | 17 | 329 | 11 | 116.7731 | 185.0187 | 309.0537 | 143.5504 | 316.1328 | 189.7412 | 223.5324 | 170.5127 | 147.0249 | 58.9941 | 113.9944 | 324.9921 | 251.5611 | 278.7142 | 260.2862 | 229.0451 | 250.5818 | 173.8527
7890 | 18 | 329 | 11 | 118.0633 | 157.652 | 316.8037 | 143.8557 | 302.799 | 183.8826 | 221.1525 | 172.1338 | 151.2887 | 59.1292 | 111.9008 | 317.7626 | 236.7088 | 275.8366 | 248.39 | 205.8154 | 258.0367 | 174.2199
7891 | 19 | 329 | 11 | 115.0426 | 139.438 | 309.8988 | 141.8856 | 297.1547 | 175.3023 | 213.9601 | 163.0096 | 147.2461 | 58.7109 | 111.6811 | 317.8928 | 222.559 | 268.0918 | 227.4341 | 206.005 | 253.3088 | 167.9418
7892 | 20 | 329 | 11 | 114.8811 | 125.2101 | 299.0537 | 136.1535 | 299.0875 | 181.1274 | 212.7447 | 169.2901 | 151.291 | 57.8103 | 113.3145 | 313.7447 | 226.2711 | 263.5263 | 232.2224 | 197.4961 | 248.0813 | 164.4653
7893 | 21 | 329 | 11 | 115.7367 | 117.0347 | 298.6689 | 137.0167 | 292.0409 | 179.5554 | 209.8915 | 161.4485 | 148.0817 | 56.1279 | 99.7391 | 309.0184 | 225.7869 | 257.6661 | 219.3724 | 194.6381 | 244.3105 | 167.2613
7894 | 22 | 329 | 11 | 111.9077 | 113.7893 | 296.627 | 132.6393 | 288.9693 | 153.5721 | 219.3427 | 174.4627 | 145.6624 | 50.4616 | 105.736 | 313.5196 | 212.9525 | 261.753 | 205.8108 | 189.8803 | 245.4644 | 173.3779
7895 | 23 | 329 | 11 | 110.0813 | 114.0656 | 303.7027 | 127.4195 | 275.1008 | 164.0916 | 228.8546 | 174.1756 | 142.8593 | 53.4648 | 107.8077 | 303.4914 | 198.6595 | 266.3815 | 218.8167 | 194.6587 | 254.7614 | 168.5045
7896 | 0 | 330 | 11 | 107.4777 | 119.0166 | 305.1112 | 128.5981 | 287.2424 | 164.5907 | 224.1945 | 161.4065 | 140.6475 | 52.8384 | 103.5733 | 296.807 | 214.473 | 267.4217 | 204.0321 | 193.7511 | 236.8874 | 174.0804
7897 | 1 | 330 | 11 | 106.3781 | 123.0975 | 306.3594 | 126.4194 | 280.2167 | 164.5722 | 231.2079 | 164.1677 | 140.1911 | 52.7773 | 104.2483 | 298.4991 | 215.3047 | 265.692 | 203.9769 | 188.7192 | 230.8851 | 176.3138
7898 | 2 | 330 | 11 | 103.7076 | 129.6864 | 307.2625 | 129.4319 | 284.7912 | 166.7058 | 234.3856 | 165.1411 | 141.8538 | 54.5202 | 100.8333 | 299.8565 | 218.9138 | 276.2773 | 203.7838 | 191.4648 | 240.6058 | 181.8634
7899 | 3 | 330 | 11 | 99.0604 | 135.8682 | 306.4481 | 127.8916 | 284.9447 | 169.1822 | 241.7199 | 165.0726 | 143.8973 | 56.86 | 102.7913 | 302.4099 | 213.9546 | 285.046 | 211.5848 | 194.9336 | 245.9911 | 181.1103
7900 | 4 | 330 | 11 | 101.4757 | 135.6592 | 308.1167 | 122.6871 | 304.8371 | 183.2808 | 227.9359 | 150.4422 | 140.1801 | 54.8143 | 103.2437 | 303.3296 | 235.3011 | 283.3426 | 224.9452 | 206.8595 | 242.4461 | 176.8969
7901 | 5 | 330 | 11 | 99.5871 | 135.6753 | 301.6685 | 123.8958 | 311.1593 | 188.7208 | 221.2 | 152.6502 | 140.3677 | 55.3238 | 108.0686 | 312.6646 | 240.3781 | 287.5652 | 227.3711 | 210.0552 | 244.8252 | 178.8063
7902 | 6 | 330 | 11 | 92.6006 | 133.6523 | 283.0909 | 131.2991 | 280.9891 | 178.759 | 194.1198 | 150.514 | 140.0086 | 51.8813 | 109.1806 | 314.242 | 225.9249 | 268.1625 | 220.4292 | 200.4303 | 230.9973 | 166.7876
7903 | 7 | 330 | 11 | 78.528 | 74.6474 | 164.9975 | 128.6189 | 226.8429 | 137.1676 | 130.4904 | 152.4409 | 125.2539 | 41.0694 | 103.4323 | 263.9609 | 152.0699 | 216.7577 | 207.0126 | 148.5797 | 185.2928 | 111.4403
7904 | 8 | 330 | 11 | 72.8746 | 57.7868 | 157.2155 | 132.986 | 215.3637 | 123.9993 | 122.2205 | 142.9761 | 113.3521 | 39.5199 | 106.6962 | 226.0429 | 144.0918 | 186.6055 | 188.0871 | 127.6568 | 141.6327 | 87.602
7905 | 9 | 330 | 11 | 76.2178 | 62.5836 | 159.3426 | 136.5062 | 209.0924 | 130.8608 | 119.9375 | 140.6309 | 106.2967 | 43.3875 | 112.038 | 216.0443 | 141.3412 | 188.4428 | 183.8128 | 129.6712 | 145.2085 | 83.917
7906 | 10 | 330 | 11 | 73.0069 | 63.0529 | 158.8432 | 138.5784 | 210.9506 | 135.8315 | 119.7338 | 134.9137 | 101.7207 | 43.6764 | 111.6494 | 214.6788 | 145.4999 | 180.7386 | 188.5591 | 132.1032 | 149.8856 | 82.4308
7907 | 11 | 330 | 11 | 74.7085 | 65.3219 | 165.703 | 135.65 | 213.651 | 134.9529 | 117.9012 | 142.792 | 100.8997 | 44.9398 | 111.8981 | 220.6963 | 146.9952 | 193.3777 | 188.6557 | 134.8801 | 150.3463 | 88.6948
7908 | 12 | 330 | 11 | 73.9342 | 69.734 | 167.442 | 133.8518 | 212.7166 | 130.6012 | 119.5395 | 136.4832 | 101.7033 | 42.7853 | 109.11 | 213.2358 | 148.7691 | 184.7993 | 185.8227 | 139.9864 | 142.8794 | 85.8132
7909 | 13 | 330 | 11 | 76.9879 | 64.4884 | 151.5638 | 132.1396 | 206.1667 | 130.6984 | 123.9531 | 145.4385 | 100.6963 | 42.1923 | 108.4899 | 209.804 | 141.4222 | 188.9131 | 188.7258 | 130.0846 | 135.6391 | 84.4208
7910 | 14 | 330 | 11 | 78.0835 | 67.4856 | 162.6685 | 135.0656 | 221.897 | 130.679 | 119.6412 | 146.4356 | 103.0701 | 48.6422 | 111.3016 | 216.3153 | 161.5236 | 182.841 | 187.3319 | 131.9941 | 148.3885 | 89.2445
7911 | 15 | 330 | 11 | 102.5862 | 79.7431 | 163.3658 | 141.3271 | 295.2156 | 184.622 | 147.6276 | 157.6726 | 109.8646 | 57.8796 | 115.0807 | 245.0322 | 241.7687 | 202.4169 | 228.8479 | 145.7542 | 196.8046 | 111.3113
7912 | 16 | 330 | 11 | 115.5773 | 153.1015 | 253.9258 | 137.6753 | 326.8828 | 204.8668 | 218.575 | 164.8511 | 138.9287 | 56.0673 | 113.0366 | 316.2863 | 264.7151 | 261.1915 | 262.8389 | 224.2157 | 251.8425 | 166.0158
7913 | 17 | 330 | 11 | 116.7731 | 185.0187 | 309.0537 | 143.5504 | 316.1328 | 189.7412 | 223.5324 | 170.5127 | 147.0249 | 58.9941 | 113.9944 | 324.9921 | 251.5611 | 278.7142 | 260.2862 | 229.0451 | 250.5818 | 173.8527
7914 | 18 | 330 | 11 | 118.0633 | 157.652 | 316.8037 | 143.8557 | 302.799 | 183.8826 | 221.1525 | 172.1338 | 151.2887 | 59.1292 | 111.9008 | 317.7626 | 236.7088 | 275.8366 | 248.39 | 205.8154 | 258.0367 | 174.2199
7915 | 19 | 330 | 11 | 115.0426 | 139.438 | 309.8988 | 141.8856 | 297.1547 | 175.3023 | 213.9601 | 163.0096 | 147.2461 | 58.7109 | 111.6811 | 317.8928 | 222.559 | 268.0918 | 227.4341 | 206.005 | 253.3088 | 167.9418
7916 | 20 | 330 | 11 | 114.8811 | 125.2101 | 299.0537 | 136.1535 | 299.0875 | 181.1274 | 212.7447 | 169.2901 | 151.291 | 57.8103 | 113.3145 | 313.7447 | 226.2711 | 263.5263 | 232.2224 | 197.4961 | 248.0813 | 164.4653
7917 | 21 | 330 | 11 | 115.7367 | 117.0347 | 298.6689 | 137.0167 | 292.0409 | 179.5554 | 209.8915 | 161.4485 | 148.0817 | 56.1279 | 99.7391 | 309.0184 | 225.7869 | 257.6661 | 219.3724 | 194.6381 | 244.3105 | 167.2613
7918 | 22 | 330 | 11 | 111.9077 | 113.7893 | 296.627 | 132.6393 | 288.9693 | 153.5721 | 219.3427 | 174.4627 | 145.6624 | 50.4616 | 105.736 | 313.5196 | 212.9525 | 261.753 | 205.8108 | 189.8803 | 245.4644 | 173.3779
7919 | 23 | 330 | 11 | 110.0813 | 114.0656 | 303.7027 | 127.4195 | 275.1008 | 164.0916 | 228.8546 | 174.1756 | 142.8593 | 53.4648 | 107.8077 | 303.4914 | 198.6595 | 266.3815 | 218.8167 | 194.6587 | 254.7614 | 168.5045
7920 | 0 | 331 | 11 | 107.4777 | 119.0166 | 305.1112 | 128.5981 | 287.2424 | 164.5907 | 224.1945 | 161.4065 | 140.6475 | 52.8384 | 103.5733 | 296.807 | 214.473 | 267.4217 | 204.0321 | 193.7511 | 236.8874 | 174.0804
7921 | 1 | 331 | 11 | 106.3781 | 123.0975 | 306.3594 | 126.4194 | 280.2167 | 164.5722 | 231.2079 | 164.1677 | 140.1911 | 52.7773 | 104.2483 | 298.4991 | 215.3047 | 265.692 | 203.9769 | 188.7192 | 230.8851 | 176.3138
7922 | 2 | 331 | 11 | 103.7076 | 129.6864 | 307.2625 | 129.4319 | 284.7912 | 166.7058 | 234.3856 | 165.1411 | 141.8538 | 54.5202 | 100.8333 | 299.8565 | 218.9138 | 276.2773 | 203.7838 | 191.4648 | 240.6058 | 181.8634
7923 | 3 | 331 | 11 | 99.0604 | 135.8682 | 306.4481 | 127.8916 | 284.9447 | 169.1822 | 241.7199 | 165.0726 | 143.8973 | 56.86 | 102.7913 | 302.4099 | 213.9546 | 285.046 | 211.5848 | 194.9336 | 245.9911 | 181.1103
7924 | 4 | 331 | 11 | 101.4757 | 135.6592 | 308.1167 | 122.6871 | 304.8371 | 183.2808 | 227.9359 | 150.4422 | 140.1801 | 54.8143 | 103.2437 | 303.3296 | 235.3011 | 283.3426 | 224.9452 | 206.8595 | 242.4461 | 176.8969
7925 | 5 | 331 | 11 | 99.5871 | 135.6753 | 301.6685 | 123.8958 | 311.1593 | 188.7208 | 221.2 | 152.6502 | 140.3677 | 55.3238 | 108.0686 | 312.6646 | 240.3781 | 287.5652 | 227.3711 | 210.0552 | 244.8252 | 178.8063
7926 | 6 | 331 | 11 | 92.6006 | 133.6523 | 283.0909 | 131.2991 | 280.9891 | 178.759 | 194.1198 | 150.514 | 140.0086 | 51.8813 | 109.1806 | 314.242 | 225.9249 | 268.1625 | 220.4292 | 200.4303 | 230.9973 | 166.7876
7927 | 7 | 331 | 11 | 78.528 | 74.6474 | 164.9975 | 128.6189 | 226.8429 | 137.1676 | 130.4904 | 152.4409 | 125.2539 | 41.0694 | 103.4323 | 263.9609 | 152.0699 | 216.7577 | 207.0126 | 148.5797 | 185.2928 | 111.4403
7928 | 8 | 331 | 11 | 72.8746 | 57.7868 | 157.2155 | 132.986 | 215.3637 | 123.9993 | 122.2205 | 142.9761 | 113.3521 | 39.5199 | 106.6962 | 226.0429 | 144.0918 | 186.6055 | 188.0871 | 127.6568 | 141.6327 | 87.602
7929 | 9 | 331 | 11 | 76.2178 | 62.5836 | 159.3426 | 136.5062 | 209.0924 | 130.8608 | 119.9375 | 140.6309 | 106.2967 | 43.3875 | 112.038 | 216.0443 | 141.3412 | 188.4428 | 183.8128 | 129.6712 | 145.2085 | 83.917
7930 | 10 | 331 | 11 | 73.0069 | 63.0529 | 158.8432 | 138.5784 | 210.9506 | 135.8315 | 119.7338 | 134.9137 | 101.7207 | 43.6764 | 111.6494 | 214.6788 | 145.4999 | 180.7386 | 188.5591 | 132.1032 | 149.8856 | 82.4308
7931 | 11 | 331 | 11 | 74.7085 | 65.3219 | 165.703 | 135.65 | 213.651 | 134.9529 | 117.9012 | 142.792 | 100.8997 | 44.9398 | 111.8981 | 220.6963 | 146.9952 | 193.3777 | 188.6557 | 134.8801 | 150.3463 | 88.6948
7932 | 12 | 331 | 11 | 73.9342 | 69.734 | 167.442 | 133.8518 | 212.7166 | 130.6012 | 119.5395 | 136.4832 | 101.7033 | 42.7853 | 109.11 | 213.2358 | 148.7691 | 184.7993 | 185.8227 | 139.9864 | 142.8794 | 85.8132
7933 | 13 | 331 | 11 | 76.9879 | 64.4884 | 151.5638 | 132.1396 | 206.1667 | 130.6984 | 123.9531 | 145.4385 | 100.6963 | 42.1923 | 108.4899 | 209.804 | 141.4222 | 188.9131 | 188.7258 | 130.0846 | 135.6391 | 84.4208
7934 | 14 | 331 | 11 | 78.0835 | 67.4856 | 162.6685 | 135.0656 | 221.897 | 130.679 | 119.6412 | 146.4356 | 103.0701 | 48.6422 | 111.3016 | 216.3153 | 161.5236 | 182.841 | 187.3319 | 131.9941 | 148.3885 | 89.2445
7935 | 15 | 331 | 11 | 102.5862 | 79.7431 | 163.3658 | 141.3271 | 295.2156 | 184.622 | 147.6276 | 157.6726 | 109.8646 | 57.8796 | 115.0807 | 245.0322 | 241.7687 | 202.4169 | 228.8479 | 145.7542 | 196.8046 | 111.3113
7936 | 16 | 331 | 11 | 115.5773 | 153.1015 | 253.9258 | 137.6753 | 326.8828 | 204.8668 | 218.575 | 164.8511 | 138.9287 | 56.0673 | 113.0366 | 316.2863 | 264.7151 | 261.1915 | 262.8389 | 224.2157 | 251.8425 | 166.0158
7937 | 17 | 331 | 11 | 116.7731 | 185.0187 | 309.0537 | 143.5504 | 316.1328 | 189.7412 | 223.5324 | 170.5127 | 147.0249 | 58.9941 | 113.9944 | 324.9921 | 251.5611 | 278.7142 | 260.2862 | 229.0451 | 250.5818 | 173.8527
7938 | 18 | 331 | 11 | 118.0633 | 157.652 | 316.8037 | 143.8557 | 302.799 | 183.8826 | 221.1525 | 172.1338 | 151.2887 | 59.1292 | 111.9008 | 317.7626 | 236.7088 | 275.8366 | 248.39 | 205.8154 | 258.0367 | 174.2199
7939 | 19 | 331 | 11 | 115.0426 | 139.438 | 309.8988 | 141.8856 | 297.1547 | 175.3023 | 213.9601 | 163.0096 | 147.2461 | 58.7109 | 111.6811 | 317.8928 | 222.559 | 268.0918 | 227.4341 | 206.005 | 253.3088 | 167.9418
7940 | 20 | 331 | 11 | 114.8811 | 125.2101 | 299.0537 | 136.1535 | 299.0875 | 181.1274 | 212.7447 | 169.2901 | 151.291 | 57.8103 | 113.3145 | 313.7447 | 226.2711 | 263.5263 | 232.2224 | 197.4961 | 248.0813 | 164.4653
7941 | 21 | 331 | 11 | 115.7367 | 117.0347 | 298.6689 | 137.0167 | 292.0409 | 179.5554 | 209.8915 | 161.4485 | 148.0817 | 56.1279 | 99.7391 | 309.0184 | 225.7869 | 257.6661 | 219.3724 | 194.6381 | 244.3105 | 167.2613
7942 | 22 | 331 | 11 | 111.9077 | 113.7893 | 296.627 | 132.6393 | 288.9693 | 153.5721 | 219.3427 | 174.4627 | 145.6624 | 50.4616 | 105.736 | 313.5196 | 212.9525 | 261.753 | 205.8108 | 189.8803 | 245.4644 | 173.3779
7943 | 23 | 331 | 11 | 110.0813 | 114.0656 | 303.7027 | 127.4195 | 275.1008 | 164.0916 | 228.8546 | 174.1756 | 142.8593 | 53.4648 | 107.8077 | 303.4914 | 198.6595 | 266.3815 | 218.8167 | 194.6587 | 254.7614 | 168.5045
7944 | 0 | 332 | 11 | 107.4777 | 119.0166 | 305.1112 | 128.5981 | 287.2424 | 164.5907 | 224.1945 | 161.4065 | 140.6475 | 52.8384 | 103.5733 | 296.807 | 214.473 | 267.4217 | 204.0321 | 193.7511 | 236.8874 | 174.0804
7945 | 1 | 332 | 11 | 106.3781 | 123.0975 | 306.3594 | 126.4194 | 280.2167 | 164.5722 | 231.2079 | 164.1677 | 140.1911 | 52.7773 | 104.2483 | 298.4991 | 215.3047 | 265.692 | 203.9769 | 188.7192 | 230.8851 | 176.3138
7946 | 2 | 332 | 11 | 103.7076 | 129.6864 | 307.2625 | 129.4319 | 284.7912 | 166.7058 | 234.3856 | 165.1411 | 141.8538 | 54.5202 | 100.8333 | 299.8565 | 218.9138 | 276.2773 | 203.7838 | 191.4648 | 240.6058 | 181.8634
7947 | 3 | 332 | 11 | 99.0604 | 135.8682 | 306.4481 | 127.8916 | 284.9447 | 169.1822 | 241.7199 | 165.0726 | 143.8973 | 56.86 | 102.7913 | 302.4099 | 213.9546 | 285.046 | 211.5848 | 194.9336 | 245.9911 | 181.1103
7948 | 4 | 332 | 11 | 101.4757 | 135.6592 | 308.1167 | 122.6871 | 304.8371 | 183.2808 | 227.9359 | 150.4422 | 140.1801 | 54.8143 | 103.2437 | 303.3296 | 235.3011 | 283.3426 | 224.9452 | 206.8595 | 242.4461 | 176.8969
7949 | 5 | 332 | 11 | 99.5871 | 135.6753 | 301.6685 | 123.8958 | 311.1593 | 188.7208 | 221.2 | 152.6502 | 140.3677 | 55.3238 | 108.0686 | 312.6646 | 240.3781 | 287.5652 | 227.3711 | 210.0552 | 244.8252 | 178.8063
7950 | 6 | 332 | 11 | 92.6006 | 133.6523 | 283.0909 | 131.2991 | 280.9891 | 178.759 | 194.1198 | 150.514 | 140.0086 | 51.8813 | 109.1806 | 314.242 | 225.9249 | 268.1625 | 220.4292 | 200.4303 | 230.9973 | 166.7876
7951 | 7 | 332 | 11 | 78.528 | 74.6474 | 164.9975 | 128.6189 | 226.8429 | 137.1676 | 130.4904 | 152.4409 | 125.2539 | 41.0694 | 103.4323 | 263.9609 | 152.0699 | 216.7577 | 207.0126 | 148.5797 | 185.2928 | 111.4403
7952 | 8 | 332 | 11 | 72.8746 | 57.7868 | 157.2155 | 132.986 | 215.3637 | 123.9993 | 122.2205 | 142.9761 | 113.3521 | 39.5199 | 106.6962 | 226.0429 | 144.0918 | 186.6055 | 188.0871 | 127.6568 | 141.6327 | 87.602
7953 | 9 | 332 | 11 | 76.2178 | 62.5836 | 159.3426 | 136.5062 | 209.0924 | 130.8608 | 119.9375 | 140.6309 | 106.2967 | 43.3875 | 112.038 | 216.0443 | 141.3412 | 188.4428 | 183.8128 | 129.6712 | 145.2085 | 83.917
7954 | 10 | 332 | 11 | 73.0069 | 63.0529 | 158.8432 | 138.5784 | 210.9506 | 135.8315 | 119.7338 | 134.9137 | 101.7207 | 43.6764 | 111.6494 | 214.6788 | 145.4999 | 180.7386 | 188.5591 | 132.1032 | 149.8856 | 82.4308
7955 | 11 | 332 | 11 | 74.7085 | 65.3219 | 165.703 | 135.65 | 213.651 | 134.9529 | 117.9012 | 142.792 | 100.8997 | 44.9398 | 111.8981 | 220.6963 | 146.9952 | 193.3777 | 188.6557 | 134.8801 | 150.3463 | 88.6948
7956 | 12 | 332 | 11 | 73.9342 | 69.734 | 167.442 | 133.8518 | 212.7166 | 130.6012 | 119.5395 | 136.4832 | 101.7033 | 42.7853 | 109.11 | 213.2358 | 148.7691 | 184.7993 | 185.8227 | 139.9864 | 142.8794 | 85.8132
7957 | 13 | 332 | 11 | 76.9879 | 64.4884 | 151.5638 | 132.1396 | 206.1667 | 130.6984 | 123.9531 | 145.4385 | 100.6963 | 42.1923 | 108.4899 | 209.804 | 141.4222 | 188.9131 | 188.7258 | 130.0846 | 135.6391 | 84.4208
7958 | 14 | 332 | 11 | 78.0835 | 67.4856 | 162.6685 | 135.0656 | 221.897 | 130.679 | 119.6412 | 146.4356 | 103.0701 | 48.6422 | 111.3016 | 216.3153 | 161.5236 | 182.841 | 187.3319 | 131.9941 | 148.3885 | 89.2445
7959 | 15 | 332 | 11 | 102.5862 | 79.7431 | 163.3658 | 141.3271 | 295.2156 | 184.622 | 147.6276 | 157.6726 | 109.8646 | 57.8796 | 115.0807 | 245.0322 | 241.7687 | 202.4169 | 228.8479 | 145.7542 | 196.8046 | 111.3113
7960 | 16 | 332 | 11 | 115.5773 | 153.1015 | 253.9258 | 137.6753 | 326.8828 | 204.8668 | 218.575 | 164.8511 | 138.9287 | 56.0673 | 113.0366 | 316.2863 | 264.7151 | 261.1915 | 262.8389 | 224.2157 | 251.8425 | 166.0158
7961 | 17 | 332 | 11 | 116.7731 | 185.0187 | 309.0537 | 143.5504 | 316.1328 | 189.7412 | 223.5324 | 170.5127 | 147.0249 | 58.9941 | 113.9944 | 324.9921 | 251.5611 | 278.7142 | 260.2862 | 229.0451 | 250.5818 | 173.8527
7962 | 18 | 332 | 11 | 118.0633 | 157.652 | 316.8037 | 143.8557 | 302.799 | 183.8826 | 221.1525 | 172.1338 | 151.2887 | 59.1292 | 111.9008 | 317.7626 | 236.7088 | 275.8366 | 248.39 | 205.8154 | 258.0367 | 174.2199
7963 | 19 | 332 | 11 | 115.0426 | 139.438 | 309.8988 | 141.8856 | 297.1547 | 175.3023 | 213.9601 | 163.0096 | 147.2461 | 58.7109 | 111.6811 | 317.8928 | 222.559 | 268.0918 | 227.4341 | 206.005 | 253.3088 | 167.9418
7964 | 20 | 332 | 11 | 114.8811 | 125.2101 | 299.0537 | 136.1535 | 299.0875 | 181.1274 | 212.7447 | 169.2901 | 151.291 | 57.8103 | 113.3145 | 313.7447 | 226.2711 | 263.5263 | 232.2224 | 197.4961 | 248.0813 | 164.4653
7965 | 21 | 332 | 11 | 115.7367 | 117.0347 | 298.6689 | 137.0167 | 292.0409 | 179.5554 | 209.8915 | 161.4485 | 148.0817 | 56.1279 | 99.7391 | 309.0184 | 225.7869 | 257.6661 | 219.3724 | 194.6381 | 244.3105 | 167.2613
7966 | 22 | 332 | 11 | 111.9077 | 113.7893 | 296.627 | 132.6393 | 288.9693 | 153.5721 | 219.3427 | 174.4627 | 145.6624 | 50.4616 | 105.736 | 313.5196 | 212.9525 | 261.753 | 205.8108 | 189.8803 | 245.4644 | 173.3779
7967 | 23 | 332 | 11 | 110.0813 | 114.0656 | 303.7027 | 127.4195 | 275.1008 | 164.0916 | 228.8546 | 174.1756 | 142.8593 | 53.4648 | 107.8077 | 303.4914 | 198.6595 | 266.3815 | 218.8167 | 194.6587 | 254.7614 | 168.5045
7968 | 0 | 333 | 11 | 107.4777 | 119.0166 | 305.1112 | 128.5981 | 287.2424 | 164.5907 | 224.1945 | 161.4065 | 140.6475 | 52.8384 | 103.5733 | 296.807 | 214.473 | 267.4217 | 204.0321 | 193.7511 | 236.8874 | 174.0804
7969 | 1 | 333 | 11 | 106.3781 | 123.0975 | 306.3594 | 126.4194 | 280.2167 | 164.5722 | 231.2079 | 164.1677 | 140.1911 | 52.7773 | 104.2483 | 298.4991 | 215.3047 | 265.692 | 203.9769 | 188.7192 | 230.8851 | 176.3138
7970 | 2 | 333 | 11 | 103.7076 | 129.6864 | 307.2625 | 129.4319 | 284.7912 | 166.7058 | 234.3856 | 165.1411 | 141.8538 | 54.5202 | 100.8333 | 299.8565 | 218.9138 | 276.2773 | 203.7838 | 191.4648 | 240.6058 | 181.8634
7971 | 3 | 333 | 11 | 99.0604 | 135.8682 | 306.4481 | 127.8916 | 284.9447 | 169.1822 | 241.7199 | 165.0726 | 143.8973 | 56.86 | 102.7913 | 302.4099 | 213.9546 | 285.046 | 211.5848 | 194.9336 | 245.9911 | 181.1103
7972 | 4 | 333 | 11 | 101.4757 | 135.6592 | 308.1167 | 122.6871 | 304.8371 | 183.2808 | 227.9359 | 150.4422 | 140.1801 | 54.8143 | 103.2437 | 303.3296 | 235.3011 | 283.3426 | 224.9452 | 206.8595 | 242.4461 | 176.8969
7973 | 5 | 333 | 11 | 99.5871 | 135.6753 | 301.6685 | 123.8958 | 311.1593 | 188.7208 | 221.2 | 152.6502 | 140.3677 | 55.3238 | 108.0686 | 312.6646 | 240.3781 | 287.5652 | 227.3711 | 210.0552 | 244.8252 | 178.8063
7974 | 6 | 333 | 11 | 92.6006 | 133.6523 | 283.0909 | 131.2991 | 280.9891 | 178.759 | 194.1198 | 150.514 | 140.0086 | 51.8813 | 109.1806 | 314.242 | 225.9249 | 268.1625 | 220.4292 | 200.4303 | 230.9973 | 166.7876
7975 | 7 | 333 | 11 | 78.528 | 74.6474 | 164.9975 | 128.6189 | 226.8429 | 137.1676 | 130.4904 | 152.4409 | 125.2539 | 41.0694 | 103.4323 | 263.9609 | 152.0699 | 216.7577 | 207.0126 | 148.5797 | 185.2928 | 111.4403
7976 | 8 | 333 | 11 | 72.8746 | 57.7868 | 157.2155 | 132.986 | 215.3637 | 123.9993 | 122.2205 | 142.9761 | 113.3521 | 39.5199 | 106.6962 | 226.0429 | 144.0918 | 186.6055 | 188.0871 | 127.6568 | 141.6327 | 87.602
7977 | 9 | 333 | 11 | 76.2178 | 62.5836 | 159.3426 | 136.5062 | 209.0924 | 130.8608 | 119.9375 | 140.6309 | 106.2967 | 43.3875 | 112.038 | 216.0443 | 141.3412 | 188.4428 | 183.8128 | 129.6712 | 145.2085 | 83.917
7978 | 10 | 333 | 11 | 73.0069 | 63.0529 | 158.8432 | 138.5784 | 210.9506 | 135.8315 | 119.7338 | 134.9137 | 101.7207 | 43.6764 | 111.6494 | 214.6788 | 145.4999 | 180.7386 | 188.5591 | 132.1032 | 149.8856 | 82.4308
7979 | 11 | 333 | 11 | 74.7085 | 65.3219 | 165.703 | 135.65 | 213.651 | 134.9529 | 117.9012 | 142.792 | 100.8997 | 44.9398 | 111.8981 | 220.6963 | 146.9952 | 193.3777 | 188.6557 | 134.8801 | 150.3463 | 88.6948
7980 | 12 | 333 | 11 | 73.9342 | 69.734 | 167.442 | 133.8518 | 212.7166 | 130.6012 | 119.5395 | 136.4832 | 101.7033 | 42.7853 | 109.11 | 213.2358 | 148.7691 | 184.7993 | 185.8227 | 139.9864 | 142.8794 | 85.8132
7981 | 13 | 333 | 11 | 76.9879 | 64.4884 | 151.5638 | 132.1396 | 206.1667 | 130.6984 | 123.9531 | 145.4385 | 100.6963 | 42.1923 | 108.4899 | 209.804 | 141.4222 | 188.9131 | 188.7258 | 130.0846 | 135.6391 | 84.4208
7982 | 14 | 333 | 11 | 78.0835 | 67.4856 | 162.6685 | 135.0656 | 221.897 | 130.679 | 119.6412 | 146.4356 | 103.0701 | 48.6422 | 111.3016 | 216.3153 | 161.5236 | 182.841 | 187.3319 | 131.9941 | 148.3885 | 89.2445
7983 | 15 | 333 | 11 | 102.5862 | 79.7431 | 163.3658 | 141.3271 | 295.2156 | 184.622 | 147.6276 | 157.6726 | 109.8646 | 57.8796 | 115.0807 | 245.0322 | 241.7687 | 202.4169 | 228.8479 | 145.7542 | 196.8046 | 111.3113
7984 | 16 | 333 | 11 | 115.5773 | 153.1015 | 253.9258 | 137.6753 | 326.8828 | 204.8668 | 218.575 | 164.8511 | 138.9287 | 56.0673 | 113.0366 | 316.2863 | 264.7151 | 261.1915 | 262.8389 | 224.2157 | 251.8425 | 166.0158
7985 | 17 | 333 | 11 | 116.7731 | 185.0187 | 309.0537 | 143.5504 | 316.1328 | 189.7412 | 223.5324 | 170.5127 | 147.0249 | 58.9941 | 113.9944 | 324.9921 | 251.5611 | 278.7142 | 260.2862 | 229.0451 | 250.5818 | 173.8527
7986 | 18 | 333 | 11 | 118.0633 | 157.652 | 316.8037 | 143.8557 | 302.799 | 183.8826 | 221.1525 | 172.1338 | 151.2887 | 59.1292 | 111.9008 | 317.7626 | 236.7088 | 275.8366 | 248.39 | 205.8154 | 258.0367 | 174.2199
7987 | 19 | 333 | 11 | 115.0426 | 139.438 | 309.8988 | 141.8856 | 297.1547 | 175.3023 | 213.9601 | 163.0096 | 147.2461 | 58.7109 | 111.6811 | 317.8928 | 222.559 | 268.0918 | 227.4341 | 206.005 | 253.3088 | 167.9418
7988 | 20 | 333 | 11 | 114.8811 | 125.2101 | 299.0537 | 136.1535 | 299.0875 | 181.1274 | 212.7447 | 169.2901 | 151.291 | 57.8103 | 113.3145 | 313.7447 | 226.2711 | 263.5263 | 232.2224 | 197.4961 | 248.0813 | 164.4653
7989 | 21 | 333 | 11 | 115.7367 | 117.0347 | 298.6689 | 137.0167 | 292.0409 | 179.5554 | 209.8915 | 161.4485 | 148.0817 | 56.1279 | 99.7391 | 309.0184 | 225.7869 | 257.6661 | 219.3724 | 194.6381 | 244.3105 | 167.2613
7990 | 22 | 333 | 11 | 111.9077 | 113.7893 | 296.627 | 132.6393 | 288.9693 | 153.5721 | 219.3427 | 174.4627 | 145.6624 | 50.4616 | 105.736 | 313.5196 | 212.9525 | 261.753 | 205.8108 | 189.8803 | 245.4644 | 173.3779
7991 | 23 | 333 | 11 | 110.0813 | 114.0656 | 303.7027 | 127.4195 | 275.1008 | 164.0916 | 228.8546 | 174.1756 | 142.8593 | 53.4648 | 107.8077 | 303.4914 | 198.6595 | 266.3815 | 218.8167 | 194.6587 | 254.7614 | 168.5045
7992 | 0 | 334 | 11 | 107.4777 | 119.0166 | 305.1112 | 128.5981 | 287.2424 | 164.5907 | 224.1945 | 161.4065 | 140.6475 | 52.8384 | 103.5733 | 296.807 | 214.473 | 267.4217 | 204.0321 | 193.7511 | 236.8874 | 174.0804
7993 | 1 | 334 | 11 | 106.3781 | 123.0975 | 306.3594 | 126.4194 | 280.2167 | 164.5722 | 231.2079 | 164.1677 | 140.1911 | 52.7773 | 104.2483 | 298.4991 | 215.3047 | 265.692 | 203.9769 | 188.7192 | 230.8851 | 176.3138
7994 | 2 | 334 | 11 | 103.7076 | 129.6864 | 307.2625 | 129.4319 | 284.7912 | 166.7058 | 234.3856 | 165.1411 | 141.8538 | 54.5202 | 100.8333 | 299.8565 | 218.9138 | 276.2773 | 203.7838 | 191.4648 | 240.6058 | 181.8634
7995 | 3 | 334 | 11 | 99.0604 | 135.8682 | 306.4481 | 127.8916 | 284.9447 | 169.1822 | 241.7199 | 165.0726 | 143.8973 | 56.86 | 102.7913 | 302.4099 | 213.9546 | 285.046 | 211.5848 | 194.9336 | 245.9911 | 181.1103
7996 | 4 | 334 | 11 | 101.4757 | 135.6592 | 308.1167 | 122.6871 | 304.8371 | 183.2808 | 227.9359 | 150.4422 | 140.1801 | 54.8143 | 103.2437 | 303.3296 | 235.3011 | 283.3426 | 224.9452 | 206.8595 | 242.4461 | 176.8969
7997 | 5 | 334 | 11 | 99.5871 | 135.6753 | 301.6685 | 123.8958 | 311.1593 | 188.7208 | 221.2 | 152.6502 | 140.3677 | 55.3238 | 108.0686 | 312.6646 | 240.3781 | 287.5652 | 227.3711 | 210.0552 | 244.8252 | 178.8063
7998 | 6 | 334 | 11 | 92.6006 | 133.6523 | 283.0909 | 131.2991 | 280.9891 | 178.759 | 194.1198 | 150.514 | 140.0086 | 51.8813 | 109.1806 | 314.242 | 225.9249 | 268.1625 | 220.4292 | 200.4303 | 230.9973 | 166.7876
7999 | 7 | 334 | 11 | 78.528 | 74.6474 | 164.9975 | 128.6189 | 226.8429 | 137.1676 | 130.4904 | 152.4409 | 125.2539 | 41.0694 | 103.4323 | 263.9609 | 152.0699 | 216.7577 | 207.0126 | 148.5797 | 185.2928 | 111.4403
8000 | 8 | 334 | 11 | 72.8746 | 57.7868 | 157.2155 | 132.986 | 215.3637 | 123.9993 | 122.2205 | 142.9761 | 113.3521 | 39.5199 | 106.6962 | 226.0429 | 144.0918 | 186.6055 | 188.0871 | 127.6568 | 141.6327 | 87.602
8001 | 9 | 334 | 11 | 76.2178 | 62.5836 | 159.3426 | 136.5062 | 209.0924 | 130.8608 | 119.9375 | 140.6309 | 106.2967 | 43.3875 | 112.038 | 216.0443 | 141.3412 | 188.4428 | 183.8128 | 129.6712 | 145.2085 | 83.917
8002 | 10 | 334 | 11 | 73.0069 | 63.0529 | 158.8432 | 138.5784 | 210.9506 | 135.8315 | 119.7338 | 134.9137 | 101.7207 | 43.6764 | 111.6494 | 214.6788 | 145.4999 | 180.7386 | 188.5591 | 132.1032 | 149.8856 | 82.4308
8003 | 11 | 334 | 11 | 74.7085 | 65.3219 | 165.703 | 135.65 | 213.651 | 134.9529 | 117.9012 | 142.792 | 100.8997 | 44.9398 | 111.8981 | 220.6963 | 146.9952 | 193.3777 | 188.6557 | 134.8801 | 150.3463 | 88.6948
8004 | 12 | 334 | 11 | 73.9342 | 69.734 | 167.442 | 133.8518 | 212.7166 | 130.6012 | 119.5395 | 136.4832 | 101.7033 | 42.7853 | 109.11 | 213.2358 | 148.7691 | 184.7993 | 185.8227 | 139.9864 | 142.8794 | 85.8132
8005 | 13 | 334 | 11 | 76.9879 | 64.4884 | 151.5638 | 132.1396 | 206.1667 | 130.6984 | 123.9531 | 145.4385 | 100.6963 | 42.1923 | 108.4899 | 209.804 | 141.4222 | 188.9131 | 188.7258 | 130.0846 | 135.6391 | 84.4208
8006 | 14 | 334 | 11 | 78.0835 | 67.4856 | 162.6685 | 135.0656 | 221.897 | 130.679 | 119.6412 | 146.4356 | 103.0701 | 48.6422 | 111.3016 | 216.3153 | 161.5236 | 182.841 | 187.3319 | 131.9941 | 148.3885 | 89.2445
8007 | 15 | 334 | 11 | 102.5862 | 79.7431 | 163.3658 | 141.3271 | 295.2156 | 184.622 | 147.6276 | 157.6726 | 109.8646 | 57.8796 | 115.0807 | 245.0322 | 241.7687 | 202.4169 | 228.8479 | 145.7542 | 196.8046 | 111.3113
8008 | 16 | 334 | 11 | 115.5773 | 153.1015 | 253.9258 | 137.6753 | 326.8828 | 204.8668 | 218.575 | 164.8511 | 138.9287 | 56.0673 | 113.0366 | 316.2863 | 264.7151 | 261.1915 | 262.8389 | 224.2157 | 251.8425 | 166.0158
8009 | 17 | 334 | 11 | 116.7731 | 185.0187 | 309.0537 | 143.5504 | 316.1328 | 189.7412 | 223.5324 | 170.5127 | 147.0249 | 58.9941 | 113.9944 | 324.9921 | 251.5611 | 278.7142 | 260.2862 | 229.0451 | 250.5818 | 173.8527
8010 | 18 | 334 | 11 | 118.0633 | 157.652 | 316.8037 | 143.8557 | 302.799 | 183.8826 | 221.1525 | 172.1338 | 151.2887 | 59.1292 | 111.9008 | 317.7626 | 236.7088 | 275.8366 | 248.39 | 205.8154 | 258.0367 | 174.2199
8011 | 19 | 334 | 11 | 115.0426 | 139.438 | 309.8988 | 141.8856 | 297.1547 | 175.3023 | 213.9601 | 163.0096 | 147.2461 | 58.7109 | 111.6811 | 317.8928 | 222.559 | 268.0918 | 227.4341 | 206.005 | 253.3088 | 167.9418
8012 | 20 | 334 | 11 | 114.8811 | 125.2101 | 299.0537 | 136.1535 | 299.0875 | 181.1274 | 212.7447 | 169.2901 | 151.291 | 57.8103 | 113.3145 | 313.7447 | 226.2711 | 263.5263 | 232.2224 | 197.4961 | 248.0813 | 164.4653
8013 | 21 | 334 | 11 | 115.7367 | 117.0347 | 298.6689 | 137.0167 | 292.0409 | 179.5554 | 209.8915 | 161.4485 | 148.0817 | 56.1279 | 99.7391 | 309.0184 | 225.7869 | 257.6661 | 219.3724 | 194.6381 | 244.3105 | 167.2613
8014 | 22 | 334 | 11 | 111.9077 | 113.7893 | 296.627 | 132.6393 | 288.9693 | 153.5721 | 219.3427 | 174.4627 | 145.6624 | 50.4616 | 105.736 | 313.5196 | 212.9525 | 261.753 | 205.8108 | 189.8803 | 245.4644 | 173.3779
8015 | 23 | 334 | 11 | 110.0813 | 114.0656 | 303.7027 | 127.4195 | 275.1008 | 164.0916 | 228.8546 | 174.1756 | 142.8593 | 53.4648 | 107.8077 | 303.4914 | 198.6595 | 266.3815 | 218.8167 | 194.6587 | 254.7614 | 168.5045
8016 | 0 | 335 | 12 | 98.9035 | 110.8806 | 321.4741 | 119.6944 | 244.9928 | 200.8686 | 256.2235 | 132.5402 | 150.1789 | 36.1754 | 85.046 | 276.1762 | 193.2815 | 299.1941 | 270.3959 | 207.3423 | 215.6227 | 179.124
8017 | 1 | 335 | 12 | 96.2754 | 111.63 | 321.0387 | 120.455 | 260.2814 | 199.189 | 264.2645 | 127.0012 | 148.7464 | 36.543 | 80.9124 | 275.4689 | 201.9933 | 302.2379 | 264.8662 | 209.726 | 210.2565 | 181.6143
8018 | 2 | 335 | 12 | 94.6527 | 111.4835 | 321.6257 | 117.2644 | 256.9321 | 190.1718 | 265.65 | 127.6865 | 149.6547 | 36.6279 | 84.1788 | 278.6022 | 199.9639 | 306.8865 | 268.0215 | 200.1102 | 199.4303 | 175.6687
8019 | 3 | 335 | 12 | 94.5442 | 123.072 | 322.4123 | 117.7481 | 253.7022 | 192.531 | 263.2918 | 128.0365 | 146.9505 | 37.3135 | 82.2718 | 279.628 | 196.1414 | 307.1361 | 253.3451 | 206.4142 | 203.1215 | 174.5806
8020 | 4 | 335 | 12 | 96.7674 | 112.5835 | 323.2384 | 119.5601 | 263.6593 | 185.4597 | 261.6158 | 132.1629 | 148.1522 | 36.106 | 87.7737 | 283.009 | 210.433 | 311.1761 | 275.494 | 200.3688 | 201.7767 | 169.321
8021 | 5 | 335 | 12 | 97.9411 | 112.6939 | 313.9958 | 118.8175 | 267.0955 | 189.8239 | 258.0157 | 135.156 | 149.9701 | 34.9343 | 88.2657 | 296.1318 | 215.0779 | 317.3741 | 273.9302 | 205.1083 | 202.4451 | 179.1872
8022 | 6 | 335 | 12 | 97.8402 | 124.3489 | 313.5111 | 124.4432 | 272.4561 | 191.7631 | 243.9233 | 128.1878 | 151.0558 | 37.8195 | 98.4587 | 308.5483 | 219.5957 | 317.8126 | 275.8199 | 204.3083 | 199.2899 | 180.8746
8023 | 7 | 335 | 12 | 77.3656 | 90.721 | 222.6964 | 126.9819 | 245.8322 | 186.6153 | 187.9609 | 134.2246 | 145.665 | 30.545 | 102.2169 | 291.3045 | 186.0052 | 284.6857 | 267.8202 | 191.8182 | 190.1391 | 145.356
8024 | 8 | 335 | 12 | 76.1569 | 73.9245 | 207.2926 | 130.5569 | 239.2573 | 176.5205 | 165.2945 | 134.434 | 120.1402 | 27.2033 | 101.3664 | 254.504 | 177.8731 | 242.3648 | 269.3199 | 170.0463 | 155.585 | 96.5825
8025 | 9 | 335 | 12 | 73.6637 | 71.1548 | 198.7959 | 137.362 | 251.572 | 178.2217 | 162.7953 | 119.9432 | 110.0483 | 27.2075 | 106.7937 | 237.4344 | 200.61 | 227.4986 | 277.124 | 162.9346 | 165.3695 | 92.2229
8026 | 10 | 335 | 12 | 75.2299 | 77.6778 | 200.5397 | 143.1105 | 257.5753 | 194.8354 | 162.7599 | 124.4815 | 107.8301 | 29.8596 | 114.6247 | 246.7889 | 210.3572 | 228.6913 | 288.0764 | 178.1247 | 159.8852 | 93.8158
8027 | 11 | 335 | 12 | 73.6184 | 75.9868 | 204.8985 | 143.4824 | 259.0872 | 202.7236 | 160.6999 | 131.5003 | 108.8631 | 28.0441 | 116.8458 | 247.1958 | 207.6444 | 223.5125 | 289.3699 | 179.9157 | 164.0392 | 96.3174
8028 | 12 | 335 | 12 | 73.4317 | 77.0341 | 195.7111 | 142.971 | 255.9368 | 203.8889 | 164.2915 | 126.6333 | 109.1337 | 27.1376 | 113.2905 | 249.558 | 210.2441 | 226.1683 | 278.0093 | 182.5548 | 161.6489 | 98.24
8029 | 13 | 335 | 12 | 78.2968 | 76.7982 | 197.6873 | 138.7735 | 248.2936 | 195.7522 | 166.0808 | 132.7098 | 108.5689 | 28.5194 | 105.0979 | 244.6941 | 200.3613 | 223.0527 | 279.0679 | 175.1669 | 157.8197 | 96.5337
8030 | 14 | 335 | 12 | 79.2153 | 72.5577 | 200.6947 | 138.2372 | 260.4004 | 203.1907 | 166.7751 | 139.237 | 110.6316 | 30.5653 | 104.3915 | 246.6137 | 221.8883 | 227.9784 | 273.2777 | 162.7441 | 148.7348 | 104.46
8031 | 15 | 335 | 12 | 107.0475 | 88.2309 | 209.6558 | 137.2612 | 295.7522 | 228.5546 | 193.2571 | 139.1854 | 114.7722 | 37.1525 | 105.3747 | 284.9614 | 246.6594 | 253.5709 | 305.8513 | 185.6161 | 190.1171 | 112.767
8032 | 16 | 335 | 12 | 114.9694 | 134.3114 | 283.1137 | 141.8769 | 296.8634 | 241.2015 | 245.8506 | 137.5245 | 145.4388 | 39.299 | 115.6569 | 311.4729 | 240.3603 | 303.2775 | 308.2211 | 225.0638 | 216.3254 | 180.1929
8033 | 17 | 335 | 12 | 117.6221 | 173.1478 | 320.6563 | 148.1388 | 294.4395 | 235.3205 | 240.2896 | 142.5023 | 157.8022 | 43.1562 | 110.293 | 309.7595 | 240.6525 | 307.828 | 322.7148 | 252.1864 | 234.3663 | 184.1524
8034 | 18 | 335 | 12 | 120.4136 | 138.6618 | 325.9729 | 148.9119 | 288.9103 | 218.0587 | 241.1286 | 129.1269 | 159.3971 | 44.9521 | 111.4719 | 308.6086 | 233.4294 | 303.5886 | 294.1739 | 227.2207 | 239.004 | 182.9942
8035 | 19 | 335 | 12 | 119.6761 | 126.2306 | 327.0317 | 144.1067 | 286.3498 | 222.3207 | 237.7062 | 142.539 | 159.7781 | 43.4372 | 111.1587 | 302.9707 | 225.5688 | 305.1057 | 289.2031 | 218.0428 | 235.739 | 190.2178
8036 | 20 | 335 | 12 | 116.1118 | 118.3308 | 318.0356 | 140.0659 | 284.5405 | 205.745 | 241.3078 | 138.6567 | 158.8781 | 43.4948 | 111.7299 | 302.8475 | 229.4529 | 300.254 | 305.6345 | 216.1464 | 236.8931 | 182.8614
8037 | 21 | 335 | 12 | 113.0123 | 112.0038 | 314.9766 | 134.7929 | 272.3742 | 205.4112 | 239.3144 | 140.986 | 157.0104 | 38.292 | 109.2373 | 305.3727 | 214.9623 | 299.2128 | 280.4089 | 203.8831 | 223.4266 | 185.3025
8038 | 22 | 335 | 12 | 113.2689 | 100.8958 | 312.1864 | 129.2812 | 276.4815 | 192.3521 | 253.6136 | 145.0627 | 154.2676 | 36.7282 | 106.4153 | 300.4001 | 209.4631 | 299.8228 | 277.8626 | 212.9195 | 237.109 | 182.3654
8039 | 23 | 335 | 12 | 112.1793 | 111.0683 | 313.1029 | 123.8994 | 256.1121 | 198.6045 | 252.6852 | 139.8441 | 151.4881 | 33.9851 | 96.1482 | 295.9989 | 197.2969 | 302.8853 | 270.122 | 203.5405 | 226.8072 | 178.7696
8040 | 0 | 336 | 12 | 98.9035 | 110.8806 | 321.4741 | 119.6944 | 244.9928 | 200.8686 | 256.2235 | 132.5402 | 150.1789 | 36.1754 | 85.046 | 276.1762 | 193.2815 | 299.1941 | 270.3959 | 207.3423 | 215.6227 | 179.124
8041 | 1 | 336 | 12 | 96.2754 | 111.63 | 321.0387 | 120.455 | 260.2814 | 199.189 | 264.2645 | 127.0012 | 148.7464 | 36.543 | 80.9124 | 275.4689 | 201.9933 | 302.2379 | 264.8662 | 209.726 | 210.2565 | 181.6143
8042 | 2 | 336 | 12 | 94.6527 | 111.4835 | 321.6257 | 117.2644 | 256.9321 | 190.1718 | 265.65 | 127.6865 | 149.6547 | 36.6279 | 84.1788 | 278.6022 | 199.9639 | 306.8865 | 268.0215 | 200.1102 | 199.4303 | 175.6687
8043 | 3 | 336 | 12 | 94.5442 | 123.072 | 322.4123 | 117.7481 | 253.7022 | 192.531 | 263.2918 | 128.0365 | 146.9505 | 37.3135 | 82.2718 | 279.628 | 196.1414 | 307.1361 | 253.3451 | 206.4142 | 203.1215 | 174.5806
8044 | 4 | 336 | 12 | 96.7674 | 112.5835 | 323.2384 | 119.5601 | 263.6593 | 185.4597 | 261.6158 | 132.1629 | 148.1522 | 36.106 | 87.7737 | 283.009 | 210.433 | 311.1761 | 275.494 | 200.3688 | 201.7767 | 169.321
8045 | 5 | 336 | 12 | 97.9411 | 112.6939 | 313.9958 | 118.8175 | 267.0955 | 189.8239 | 258.0157 | 135.156 | 149.9701 | 34.9343 | 88.2657 | 296.1318 | 215.0779 | 317.3741 | 273.9302 | 205.1083 | 202.4451 | 179.1872
8046 | 6 | 336 | 12 | 97.8402 | 124.3489 | 313.5111 | 124.4432 | 272.4561 | 191.7631 | 243.9233 | 128.1878 | 151.0558 | 37.8195 | 98.4587 | 308.5483 | 219.5957 | 317.8126 | 275.8199 | 204.3083 | 199.2899 | 180.8746
8047 | 7 | 336 | 12 | 77.3656 | 90.721 | 222.6964 | 126.9819 | 245.8322 | 186.6153 | 187.9609 | 134.2246 | 145.665 | 30.545 | 102.2169 | 291.3045 | 186.0052 | 284.6857 | 267.8202 | 191.8182 | 190.1391 | 145.356
8048 | 8 | 336 | 12 | 76.1569 | 73.9245 | 207.2926 | 130.5569 | 239.2573 | 176.5205 | 165.2945 | 134.434 | 120.1402 | 27.2033 | 101.3664 | 254.504 | 177.8731 | 242.3648 | 269.3199 | 170.0463 | 155.585 | 96.5825
8049 | 9 | 336 | 12 | 73.6637 | 71.1548 | 198.7959 | 137.362 | 251.572 | 178.2217 | 162.7953 | 119.9432 | 110.0483 | 27.2075 | 106.7937 | 237.4344 | 200.61 | 227.4986 | 277.124 | 162.9346 | 165.3695 | 92.2229
8050 | 10 | 336 | 12 | 75.2299 | 77.6778 | 200.5397 | 143.1105 | 257.5753 | 194.8354 | 162.7599 | 124.4815 | 107.8301 | 29.8596 | 114.6247 | 246.7889 | 210.3572 | 228.6913 | 288.0764 | 178.1247 | 159.8852 | 93.8158
8051 | 11 | 336 | 12 | 73.6184 | 75.9868 | 204.8985 | 143.4824 | 259.0872 | 202.7236 | 160.6999 | 131.5003 | 108.8631 | 28.0441 | 116.8458 | 247.1958 | 207.6444 | 223.5125 | 289.3699 | 179.9157 | 164.0392 | 96.3174
8052 | 12 | 336 | 12 | 73.4317 | 77.0341 | 195.7111 | 142.971 | 255.9368 | 203.8889 | 164.2915 | 126.6333 | 109.1337 | 27.1376 | 113.2905 | 249.558 | 210.2441 | 226.1683 | 278.0093 | 182.5548 | 161.6489 | 98.24
8053 | 13 | 336 | 12 | 78.2968 | 76.7982 | 197.6873 | 138.7735 | 248.2936 | 195.7522 | 166.0808 | 132.7098 | 108.5689 | 28.5194 | 105.0979 | 244.6941 | 200.3613 | 223.0527 | 279.0679 | 175.1669 | 157.8197 | 96.5337
8054 | 14 | 336 | 12 | 79.2153 | 72.5577 | 200.6947 | 138.2372 | 260.4004 | 203.1907 | 166.7751 | 139.237 | 110.6316 | 30.5653 | 104.3915 | 246.6137 | 221.8883 | 227.9784 | 273.2777 | 162.7441 | 148.7348 | 104.46
8055 | 15 | 336 | 12 | 107.0475 | 88.2309 | 209.6558 | 137.2612 | 295.7522 | 228.5546 | 193.2571 | 139.1854 | 114.7722 | 37.1525 | 105.3747 | 284.9614 | 246.6594 | 253.5709 | 305.8513 | 185.6161 | 190.1171 | 112.767
8056 | 16 | 336 | 12 | 114.9694 | 134.3114 | 283.1137 | 141.8769 | 296.8634 | 241.2015 | 245.8506 | 137.5245 | 145.4388 | 39.299 | 115.6569 | 311.4729 | 240.3603 | 303.2775 | 308.2211 | 225.0638 | 216.3254 | 180.1929
8057 | 17 | 336 | 12 | 117.6221 | 173.1478 | 320.6563 | 148.1388 | 294.4395 | 235.3205 | 240.2896 | 142.5023 | 157.8022 | 43.1562 | 110.293 | 309.7595 | 240.6525 | 307.828 | 322.7148 | 252.1864 | 234.3663 | 184.1524
8058 | 18 | 336 | 12 | 120.4136 | 138.6618 | 325.9729 | 148.9119 | 288.9103 | 218.0587 | 241.1286 | 129.1269 | 159.3971 | 44.9521 | 111.4719 | 308.6086 | 233.4294 | 303.5886 | 294.1739 | 227.2207 | 239.004 | 182.9942
8059 | 19 | 336 | 12 | 119.6761 | 126.2306 | 327.0317 | 144.1067 | 286.3498 | 222.3207 | 237.7062 | 142.539 | 159.7781 | 43.4372 | 111.1587 | 302.9707 | 225.5688 | 305.1057 | 289.2031 | 218.0428 | 235.739 | 190.2178
8060 | 20 | 336 | 12 | 116.1118 | 118.3308 | 318.0356 | 140.0659 | 284.5405 | 205.745 | 241.3078 | 138.6567 | 158.8781 | 43.4948 | 111.7299 | 302.8475 | 229.4529 | 300.254 | 305.6345 | 216.1464 | 236.8931 | 182.8614
8061 | 21 | 336 | 12 | 113.0123 | 112.0038 | 314.9766 | 134.7929 | 272.3742 | 205.4112 | 239.3144 | 140.986 | 157.0104 | 38.292 | 109.2373 | 305.3727 | 214.9623 | 299.2128 | 280.4089 | 203.8831 | 223.4266 | 185.3025
8062 | 22 | 336 | 12 | 113.2689 | 100.8958 | 312.1864 | 129.2812 | 276.4815 | 192.3521 | 253.6136 | 145.0627 | 154.2676 | 36.7282 | 106.4153 | 300.4001 | 209.4631 | 299.8228 | 277.8626 | 212.9195 | 237.109 | 182.3654
8063 | 23 | 336 | 12 | 112.1793 | 111.0683 | 313.1029 | 123.8994 | 256.1121 | 198.6045 | 252.6852 | 139.8441 | 151.4881 | 33.9851 | 96.1482 | 295.9989 | 197.2969 | 302.8853 | 270.122 | 203.5405 | 226.8072 | 178.7696
8064 | 0 | 337 | 12 | 98.9035 | 110.8806 | 321.4741 | 119.6944 | 244.9928 | 200.8686 | 256.2235 | 132.5402 | 150.1789 | 36.1754 | 85.046 | 276.1762 | 193.2815 | 299.1941 | 270.3959 | 207.3423 | 215.6227 | 179.124
8065 | 1 | 337 | 12 | 96.2754 | 111.63 | 321.0387 | 120.455 | 260.2814 | 199.189 | 264.2645 | 127.0012 | 148.7464 | 36.543 | 80.9124 | 275.4689 | 201.9933 | 302.2379 | 264.8662 | 209.726 | 210.2565 | 181.6143
8066 | 2 | 337 | 12 | 94.6527 | 111.4835 | 321.6257 | 117.2644 | 256.9321 | 190.1718 | 265.65 | 127.6865 | 149.6547 | 36.6279 | 84.1788 | 278.6022 | 199.9639 | 306.8865 | 268.0215 | 200.1102 | 199.4303 | 175.6687
8067 | 3 | 337 | 12 | 94.5442 | 123.072 | 322.4123 | 117.7481 | 253.7022 | 192.531 | 263.2918 | 128.0365 | 146.9505 | 37.3135 | 82.2718 | 279.628 | 196.1414 | 307.1361 | 253.3451 | 206.4142 | 203.1215 | 174.5806
8068 | 4 | 337 | 12 | 96.7674 | 112.5835 | 323.2384 | 119.5601 | 263.6593 | 185.4597 | 261.6158 | 132.1629 | 148.1522 | 36.106 | 87.7737 | 283.009 | 210.433 | 311.1761 | 275.494 | 200.3688 | 201.7767 | 169.321
8069 | 5 | 337 | 12 | 97.9411 | 112.6939 | 313.9958 | 118.8175 | 267.0955 | 189.8239 | 258.0157 | 135.156 | 149.9701 | 34.9343 | 88.2657 | 296.1318 | 215.0779 | 317.3741 | 273.9302 | 205.1083 | 202.4451 | 179.1872
8070 | 6 | 337 | 12 | 97.8402 | 124.3489 | 313.5111 | 124.4432 | 272.4561 | 191.7631 | 243.9233 | 128.1878 | 151.0558 | 37.8195 | 98.4587 | 308.5483 | 219.5957 | 317.8126 | 275.8199 | 204.3083 | 199.2899 | 180.8746
8071 | 7 | 337 | 12 | 77.3656 | 90.721 | 222.6964 | 126.9819 | 245.8322 | 186.6153 | 187.9609 | 134.2246 | 145.665 | 30.545 | 102.2169 | 291.3045 | 186.0052 | 284.6857 | 267.8202 | 191.8182 | 190.1391 | 145.356
8072 | 8 | 337 | 12 | 76.1569 | 73.9245 | 207.2926 | 130.5569 | 239.2573 | 176.5205 | 165.2945 | 134.434 | 120.1402 | 27.2033 | 101.3664 | 254.504 | 177.8731 | 242.3648 | 269.3199 | 170.0463 | 155.585 | 96.5825
8073 | 9 | 337 | 12 | 73.6637 | 71.1548 | 198.7959 | 137.362 | 251.572 | 178.2217 | 162.7953 | 119.9432 | 110.0483 | 27.2075 | 106.7937 | 237.4344 | 200.61 | 227.4986 | 277.124 | 162.9346 | 165.3695 | 92.2229
8074 | 10 | 337 | 12 | 75.2299 | 77.6778 | 200.5397 | 143.1105 | 257.5753 | 194.8354 | 162.7599 | 124.4815 | 107.8301 | 29.8596 | 114.6247 | 246.7889 | 210.3572 | 228.6913 | 288.0764 | 178.1247 | 159.8852 | 93.8158
8075 | 11 | 337 | 12 | 73.6184 | 75.9868 | 204.8985 | 143.4824 | 259.0872 | 202.7236 | 160.6999 | 131.5003 | 108.8631 | 28.0441 | 116.8458 | 247.1958 | 207.6444 | 223.5125 | 289.3699 | 179.9157 | 164.0392 | 96.3174
8076 | 12 | 337 | 12 | 73.4317 | 77.0341 | 195.7111 | 142.971 | 255.9368 | 203.8889 | 164.2915 | 126.6333 | 109.1337 | 27.1376 | 113.2905 | 249.558 | 210.2441 | 226.1683 | 278.0093 | 182.5548 | 161.6489 | 98.24
8077 | 13 | 337 | 12 | 78.2968 | 76.7982 | 197.6873 | 138.7735 | 248.2936 | 195.7522 | 166.0808 | 132.7098 | 108.5689 | 28.5194 | 105.0979 | 244.6941 | 200.3613 | 223.0527 | 279.0679 | 175.1669 | 157.8197 | 96.5337
8078 | 14 | 337 | 12 | 79.2153 | 72.5577 | 200.6947 | 138.2372 | 260.4004 | 203.1907 | 166.7751 | 139.237 | 110.6316 | 30.5653 | 104.3915 | 246.6137 | 221.8883 | 227.9784 | 273.2777 | 162.7441 | 148.7348 | 104.46
8079 | 15 | 337 | 12 | 107.0475 | 88.2309 | 209.6558 | 137.2612 | 295.7522 | 228.5546 | 193.2571 | 139.1854 | 114.7722 | 37.1525 | 105.3747 | 284.9614 | 246.6594 | 253.5709 | 305.8513 | 185.6161 | 190.1171 | 112.767
8080 | 16 | 337 | 12 | 114.9694 | 134.3114 | 283.1137 | 141.8769 | 296.8634 | 241.2015 | 245.8506 | 137.5245 | 145.4388 | 39.299 | 115.6569 | 311.4729 | 240.3603 | 303.2775 | 308.2211 | 225.0638 | 216.3254 | 180.1929
8081 | 17 | 337 | 12 | 117.6221 | 173.1478 | 320.6563 | 148.1388 | 294.4395 | 235.3205 | 240.2896 | 142.5023 | 157.8022 | 43.1562 | 110.293 | 309.7595 | 240.6525 | 307.828 | 322.7148 | 252.1864 | 234.3663 | 184.1524
8082 | 18 | 337 | 12 | 120.4136 | 138.6618 | 325.9729 | 148.9119 | 288.9103 | 218.0587 | 241.1286 | 129.1269 | 159.3971 | 44.9521 | 111.4719 | 308.6086 | 233.4294 | 303.5886 | 294.1739 | 227.2207 | 239.004 | 182.9942
8083 | 19 | 337 | 12 | 119.6761 | 126.2306 | 327.0317 | 144.1067 | 286.3498 | 222.3207 | 237.7062 | 142.539 | 159.7781 | 43.4372 | 111.1587 | 302.9707 | 225.5688 | 305.1057 | 289.2031 | 218.0428 | 235.739 | 190.2178
8084 | 20 | 337 | 12 | 116.1118 | 118.3308 | 318.0356 | 140.0659 | 284.5405 | 205.745 | 241.3078 | 138.6567 | 158.8781 | 43.4948 | 111.7299 | 302.8475 | 229.4529 | 300.254 | 305.6345 | 216.1464 | 236.8931 | 182.8614
8085 | 21 | 337 | 12 | 113.0123 | 112.0038 | 314.9766 | 134.7929 | 272.3742 | 205.4112 | 239.3144 | 140.986 | 157.0104 | 38.292 | 109.2373 | 305.3727 | 214.9623 | 299.2128 | 280.4089 | 203.8831 | 223.4266 | 185.3025
8086 | 22 | 337 | 12 | 113.2689 | 100.8958 | 312.1864 | 129.2812 | 276.4815 | 192.3521 | 253.6136 | 145.0627 | 154.2676 | 36.7282 | 106.4153 | 300.4001 | 209.4631 | 299.8228 | 277.8626 | 212.9195 | 237.109 | 182.3654
8087 | 23 | 337 | 12 | 112.1793 | 111.0683 | 313.1029 | 123.8994 | 256.1121 | 198.6045 | 252.6852 | 139.8441 | 151.4881 | 33.9851 | 96.1482 | 295.9989 | 197.2969 | 302.8853 | 270.122 | 203.5405 | 226.8072 | 178.7696
8088 | 0 | 338 | 12 | 98.9035 | 110.8806 | 321.4741 | 119.6944 | 244.9928 | 200.8686 | 256.2235 | 132.5402 | 150.1789 | 36.1754 | 85.046 | 276.1762 | 193.2815 | 299.1941 | 270.3959 | 207.3423 | 215.6227 | 179.124
8089 | 1 | 338 | 12 | 96.2754 | 111.63 | 321.0387 | 120.455 | 260.2814 | 199.189 | 264.2645 | 127.0012 | 148.7464 | 36.543 | 80.9124 | 275.4689 | 201.9933 | 302.2379 | 264.8662 | 209.726 | 210.2565 | 181.6143
8090 | 2 | 338 | 12 | 94.6527 | 111.4835 | 321.6257 | 117.2644 | 256.9321 | 190.1718 | 265.65 | 127.6865 | 149.6547 | 36.6279 | 84.1788 | 278.6022 | 199.9639 | 306.8865 | 268.0215 | 200.1102 | 199.4303 | 175.6687
8091 | 3 | 338 | 12 | 94.5442 | 123.072 | 322.4123 | 117.7481 | 253.7022 | 192.531 | 263.2918 | 128.0365 | 146.9505 | 37.3135 | 82.2718 | 279.628 | 196.1414 | 307.1361 | 253.3451 | 206.4142 | 203.1215 | 174.5806
8092 | 4 | 338 | 12 | 96.7674 | 112.5835 | 323.2384 | 119.5601 | 263.6593 | 185.4597 | 261.6158 | 132.1629 | 148.1522 | 36.106 | 87.7737 | 283.009 | 210.433 | 311.1761 | 275.494 | 200.3688 | 201.7767 | 169.321
8093 | 5 | 338 | 12 | 97.9411 | 112.6939 | 313.9958 | 118.8175 | 267.0955 | 189.8239 | 258.0157 | 135.156 | 149.9701 | 34.9343 | 88.2657 | 296.1318 | 215.0779 | 317.3741 | 273.9302 | 205.1083 | 202.4451 | 179.1872
8094 | 6 | 338 | 12 | 97.8402 | 124.3489 | 313.5111 | 124.4432 | 272.4561 | 191.7631 | 243.9233 | 128.1878 | 151.0558 | 37.8195 | 98.4587 | 308.5483 | 219.5957 | 317.8126 | 275.8199 | 204.3083 | 199.2899 | 180.8746
8095 | 7 | 338 | 12 | 77.3656 | 90.721 | 222.6964 | 126.9819 | 245.8322 | 186.6153 | 187.9609 | 134.2246 | 145.665 | 30.545 | 102.2169 | 291.3045 | 186.0052 | 284.6857 | 267.8202 | 191.8182 | 190.1391 | 145.356
8096 | 8 | 338 | 12 | 76.1569 | 73.9245 | 207.2926 | 130.5569 | 239.2573 | 176.5205 | 165.2945 | 134.434 | 120.1402 | 27.2033 | 101.3664 | 254.504 | 177.8731 | 242.3648 | 269.3199 | 170.0463 | 155.585 | 96.5825
8097 | 9 | 338 | 12 | 73.6637 | 71.1548 | 198.7959 | 137.362 | 251.572 | 178.2217 | 162.7953 | 119.9432 | 110.0483 | 27.2075 | 106.7937 | 237.4344 | 200.61 | 227.4986 | 277.124 | 162.9346 | 165.3695 | 92.2229
8098 | 10 | 338 | 12 | 75.2299 | 77.6778 | 200.5397 | 143.1105 | 257.5753 | 194.8354 | 162.7599 | 124.4815 | 107.8301 | 29.8596 | 114.6247 | 246.7889 | 210.3572 | 228.6913 | 288.0764 | 178.1247 | 159.8852 | 93.8158
8099 | 11 | 338 | 12 | 73.6184 | 75.9868 | 204.8985 | 143.4824 | 259.0872 | 202.7236 | 160.6999 | 131.5003 | 108.8631 | 28.0441 | 116.8458 | 247.1958 | 207.6444 | 223.5125 | 289.3699 | 179.9157 | 164.0392 | 96.3174
8100 | 12 | 338 | 12 | 73.4317 | 77.0341 | 195.7111 | 142.971 | 255.9368 | 203.8889 | 164.2915 | 126.6333 | 109.1337 | 27.1376 | 113.2905 | 249.558 | 210.2441 | 226.1683 | 278.0093 | 182.5548 | 161.6489 | 98.24
8101 | 13 | 338 | 12 | 78.2968 | 76.7982 | 197.6873 | 138.7735 | 248.2936 | 195.7522 | 166.0808 | 132.7098 | 108.5689 | 28.5194 | 105.0979 | 244.6941 | 200.3613 | 223.0527 | 279.0679 | 175.1669 | 157.8197 | 96.5337
8102 | 14 | 338 | 12 | 79.2153 | 72.5577 | 200.6947 | 138.2372 | 260.4004 | 203.1907 | 166.7751 | 139.237 | 110.6316 | 30.5653 | 104.3915 | 246.6137 | 221.8883 | 227.9784 | 273.2777 | 162.7441 | 148.7348 | 104.46
8103 | 15 | 338 | 12 | 107.0475 | 88.2309 | 209.6558 | 137.2612 | 295.7522 | 228.5546 | 193.2571 | 139.1854 | 114.7722 | 37.1525 | 105.3747 | 284.9614 | 246.6594 | 253.5709 | 305.8513 | 185.6161 | 190.1171 | 112.767
8104 | 16 | 338 | 12 | 114.9694 | 134.3114 | 283.1137 | 141.8769 | 296.8634 | 241.2015 | 245.8506 | 137.5245 | 145.4388 | 39.299 | 115.6569 | 311.4729 | 240.3603 | 303.2775 | 308.2211 | 225.0638 | 216.3254 | 180.1929
8105 | 17 | 338 | 12 | 117.6221 | 173.1478 | 320.6563 | 148.1388 | 294.4395 | 235.3205 | 240.2896 | 142.5023 | 157.8022 | 43.1562 | 110.293 | 309.7595 | 240.6525 | 307.828 | 322.7148 | 252.1864 | 234.3663 | 184.1524
8106 | 18 | 338 | 12 | 120.4136 | 138.6618 | 325.9729 | 148.9119 | 288.9103 | 218.0587 | 241.1286 | 129.1269 | 159.3971 | 44.9521 | 111.4719 | 308.6086 | 233.4294 | 303.5886 | 294.1739 | 227.2207 | 239.004 | 182.9942
8107 | 19 | 338 | 12 | 119.6761 | 126.2306 | 327.0317 | 144.1067 | 286.3498 | 222.3207 | 237.7062 | 142.539 | 159.7781 | 43.4372 | 111.1587 | 302.9707 | 225.5688 | 305.1057 | 289.2031 | 218.0428 | 235.739 | 190.2178
8108 | 20 | 338 | 12 | 116.1118 | 118.3308 | 318.0356 | 140.0659 | 284.5405 | 205.745 | 241.3078 | 138.6567 | 158.8781 | 43.4948 | 111.7299 | 302.8475 | 229.4529 | 300.254 | 305.6345 | 216.1464 | 236.8931 | 182.8614
8109 | 21 | 338 | 12 | 113.0123 | 112.0038 | 314.9766 | 134.7929 | 272.3742 | 205.4112 | 239.3144 | 140.986 | 157.0104 | 38.292 | 109.2373 | 305.3727 | 214.9623 | 299.2128 | 280.4089 | 203.8831 | 223.4266 | 185.3025
8110 | 22 | 338 | 12 | 113.2689 | 100.8958 | 312.1864 | 129.2812 | 276.4815 | 192.3521 | 253.6136 | 145.0627 | 154.2676 | 36.7282 | 106.4153 | 300.4001 | 209.4631 | 299.8228 | 277.8626 | 212.9195 | 237.109 | 182.3654
8111 | 23 | 338 | 12 | 112.1793 | 111.0683 | 313.1029 | 123.8994 | 256.1121 | 198.6045 | 252.6852 | 139.8441 | 151.4881 | 33.9851 | 96.1482 | 295.9989 | 197.2969 | 302.8853 | 270.122 | 203.5405 | 226.8072 | 178.7696
8112 | 0 | 339 | 12 | 98.9035 | 110.8806 | 321.4741 | 119.6944 | 244.9928 | 200.8686 | 256.2235 | 132.5402 | 150.1789 | 36.1754 | 85.046 | 276.1762 | 193.2815 | 299.1941 | 270.3959 | 207.3423 | 215.6227 | 179.124
8113 | 1 | 339 | 12 | 96.2754 | 111.63 | 321.0387 | 120.455 | 260.2814 | 199.189 | 264.2645 | 127.0012 | 148.7464 | 36.543 | 80.9124 | 275.4689 | 201.9933 | 302.2379 | 264.8662 | 209.726 | 210.2565 | 181.6143
8114 | 2 | 339 | 12 | 94.6527 | 111.4835 | 321.6257 | 117.2644 | 256.9321 | 190.1718 | 265.65 | 127.6865 | 149.6547 | 36.6279 | 84.1788 | 278.6022 | 199.9639 | 306.8865 | 268.0215 | 200.1102 | 199.4303 | 175.6687
8115 | 3 | 339 | 12 | 94.5442 | 123.072 | 322.4123 | 117.7481 | 253.7022 | 192.531 | 263.2918 | 128.0365 | 146.9505 | 37.3135 | 82.2718 | 279.628 | 196.1414 | 307.1361 | 253.3451 | 206.4142 | 203.1215 | 174.5806
8116 | 4 | 339 | 12 | 96.7674 | 112.5835 | 323.2384 | 119.5601 | 263.6593 | 185.4597 | 261.6158 | 132.1629 | 148.1522 | 36.106 | 87.7737 | 283.009 | 210.433 | 311.1761 | 275.494 | 200.3688 | 201.7767 | 169.321
8117 | 5 | 339 | 12 | 97.9411 | 112.6939 | 313.9958 | 118.8175 | 267.0955 | 189.8239 | 258.0157 | 135.156 | 149.9701 | 34.9343 | 88.2657 | 296.1318 | 215.0779 | 317.3741 | 273.9302 | 205.1083 | 202.4451 | 179.1872
8118 | 6 | 339 | 12 | 97.8402 | 124.3489 | 313.5111 | 124.4432 | 272.4561 | 191.7631 | 243.9233 | 128.1878 | 151.0558 | 37.8195 | 98.4587 | 308.5483 | 219.5957 | 317.8126 | 275.8199 | 204.3083 | 199.2899 | 180.8746
8119 | 7 | 339 | 12 | 77.3656 | 90.721 | 222.6964 | 126.9819 | 245.8322 | 186.6153 | 187.9609 | 134.2246 | 145.665 | 30.545 | 102.2169 | 291.3045 | 186.0052 | 284.6857 | 267.8202 | 191.8182 | 190.1391 | 145.356
8120 | 8 | 339 | 12 | 76.1569 | 73.9245 | 207.2926 | 130.5569 | 239.2573 | 176.5205 | 165.2945 | 134.434 | 120.1402 | 27.2033 | 101.3664 | 254.504 | 177.8731 | 242.3648 | 269.3199 | 170.0463 | 155.585 | 96.5825
8121 | 9 | 339 | 12 | 73.6637 | 71.1548 | 198.7959 | 137.362 | 251.572 | 178.2217 | 162.7953 | 119.9432 | 110.0483 | 27.2075 | 106.7937 | 237.4344 | 200.61 | 227.4986 | 277.124 | 162.9346 | 165.3695 | 92.2229
8122 | 10 | 339 | 12 | 75.2299 | 77.6778 | 200.5397 | 143.1105 | 257.5753 | 194.8354 | 162.7599 | 124.4815 | 107.8301 | 29.8596 | 114.6247 | 246.7889 | 210.3572 | 228.6913 | 288.0764 | 178.1247 | 159.8852 | 93.8158
8123 | 11 | 339 | 12 | 73.6184 | 75.9868 | 204.8985 | 143.4824 | 259.0872 | 202.7236 | 160.6999 | 131.5003 | 108.8631 | 28.0441 | 116.8458 | 247.1958 | 207.6444 | 223.5125 | 289.3699 | 179.9157 | 164.0392 | 96.3174
8124 | 12 | 339 | 12 | 73.4317 | 77.0341 | 195.7111 | 142.971 | 255.9368 | 203.8889 | 164.2915 | 126.6333 | 109.1337 | 27.1376 | 113.2905 | 249.558 | 210.2441 | 226.1683 | 278.0093 | 182.5548 | 161.6489 | 98.24
8125 | 13 | 339 | 12 | 78.2968 | 76.7982 | 197.6873 | 138.7735 | 248.2936 | 195.7522 | 166.0808 | 132.7098 | 108.5689 | 28.5194 | 105.0979 | 244.6941 | 200.3613 | 223.0527 | 279.0679 | 175.1669 | 157.8197 | 96.5337
8126 | 14 | 339 | 12 | 79.2153 | 72.5577 | 200.6947 | 138.2372 | 260.4004 | 203.1907 | 166.7751 | 139.237 | 110.6316 | 30.5653 | 104.3915 | 246.6137 | 221.8883 | 227.9784 | 273.2777 | 162.7441 | 148.7348 | 104.46
8127 | 15 | 339 | 12 | 107.0475 | 88.2309 | 209.6558 | 137.2612 | 295.7522 | 228.5546 | 193.2571 | 139.1854 | 114.7722 | 37.1525 | 105.3747 | 284.9614 | 246.6594 | 253.5709 | 305.8513 | 185.6161 | 190.1171 | 112.767
8128 | 16 | 339 | 12 | 114.9694 | 134.3114 | 283.1137 | 141.8769 | 296.8634 | 241.2015 | 245.8506 | 137.5245 | 145.4388 | 39.299 | 115.6569 | 311.4729 | 240.3603 | 303.2775 | 308.2211 | 225.0638 | 216.3254 | 180.1929
8129 | 17 | 339 | 12 | 117.6221 | 173.1478 | 320.6563 | 148.1388 | 294.4395 | 235.3205 | 240.2896 | 142.5023 | 157.8022 | 43.1562 | 110.293 | 309.7595 | 240.6525 | 307.828 | 322.7148 | 252.1864 | 234.3663 | 184.1524
8130 | 18 | 339 | 12 | 120.4136 | 138.6618 | 325.9729 | 148.9119 | 288.9103 | 218.0587 | 241.1286 | 129.1269 | 159.3971 | 44.9521 | 111.4719 | 308.6086 | 233.4294 | 303.5886 | 294.1739 | 227.2207 | 239.004 | 182.9942
8131 | 19 | 339 | 12 | 119.6761 | 126.2306 | 327.0317 | 144.1067 | 286.3498 | 222.3207 | 237.7062 | 142.539 | 159.7781 | 43.4372 | 111.1587 | 302.9707 | 225.5688 | 305.1057 | 289.2031 | 218.0428 | 235.739 | 190.2178
8132 | 20 | 339 | 12 | 116.1118 | 118.3308 | 318.0356 | 140.0659 | 284.5405 | 205.745 | 241.3078 | 138.6567 | 158.8781 | 43.4948 | 111.7299 | 302.8475 | 229.4529 | 300.254 | 305.6345 | 216.1464 | 236.8931 | 182.8614
8133 | 21 | 339 | 12 | 113.0123 | 112.0038 | 314.9766 | 134.7929 | 272.3742 | 205.4112 | 239.3144 | 140.986 | 157.0104 | 38.292 | 109.2373 | 305.3727 | 214.9623 | 299.2128 | 280.4089 | 203.8831 | 223.4266 | 185.3025
8134 | 22 | 339 | 12 | 113.2689 | 100.8958 | 312.1864 | 129.2812 | 276.4815 | 192.3521 | 253.6136 | 145.0627 | 154.2676 | 36.7282 | 106.4153 | 300.4001 | 209.4631 | 299.8228 | 277.8626 | 212.9195 | 237.109 | 182.3654
8135 | 23 | 339 | 12 | 112.1793 | 111.0683 | 313.1029 | 123.8994 | 256.1121 | 198.6045 | 252.6852 | 139.8441 | 151.4881 | 33.9851 | 96.1482 | 295.9989 | 197.2969 | 302.8853 | 270.122 | 203.5405 | 226.8072 | 178.7696
8136 | 0 | 340 | 12 | 98.9035 | 110.8806 | 321.4741 | 119.6944 | 244.9928 | 200.8686 | 256.2235 | 132.5402 | 150.1789 | 36.1754 | 85.046 | 276.1762 | 193.2815 | 299.1941 | 270.3959 | 207.3423 | 215.6227 | 179.124
8137 | 1 | 340 | 12 | 96.2754 | 111.63 | 321.0387 | 120.455 | 260.2814 | 199.189 | 264.2645 | 127.0012 | 148.7464 | 36.543 | 80.9124 | 275.4689 | 201.9933 | 302.2379 | 264.8662 | 209.726 | 210.2565 | 181.6143
8138 | 2 | 340 | 12 | 94.6527 | 111.4835 | 321.6257 | 117.2644 | 256.9321 | 190.1718 | 265.65 | 127.6865 | 149.6547 | 36.6279 | 84.1788 | 278.6022 | 199.9639 | 306.8865 | 268.0215 | 200.1102 | 199.4303 | 175.6687
8139 | 3 | 340 | 12 | 94.5442 | 123.072 | 322.4123 | 117.7481 | 253.7022 | 192.531 | 263.2918 | 128.0365 | 146.9505 | 37.3135 | 82.2718 | 279.628 | 196.1414 | 307.1361 | 253.3451 | 206.4142 | 203.1215 | 174.5806
8140 | 4 | 340 | 12 | 96.7674 | 112.5835 | 323.2384 | 119.5601 | 263.6593 | 185.4597 | 261.6158 | 132.1629 | 148.1522 | 36.106 | 87.7737 | 283.009 | 210.433 | 311.1761 | 275.494 | 200.3688 | 201.7767 | 169.321
8141 | 5 | 340 | 12 | 97.9411 | 112.6939 | 313.9958 | 118.8175 | 267.0955 | 189.8239 | 258.0157 | 135.156 | 149.9701 | 34.9343 | 88.2657 | 296.1318 | 215.0779 | 317.3741 | 273.9302 | 205.1083 | 202.4451 | 179.1872
8142 | 6 | 340 | 12 | 97.8402 | 124.3489 | 313.5111 | 124.4432 | 272.4561 | 191.7631 | 243.9233 | 128.1878 | 151.0558 | 37.8195 | 98.4587 | 308.5483 | 219.5957 | 317.8126 | 275.8199 | 204.3083 | 199.2899 | 180.8746
8143 | 7 | 340 | 12 | 77.3656 | 90.721 | 222.6964 | 126.9819 | 245.8322 | 186.6153 | 187.9609 | 134.2246 | 145.665 | 30.545 | 102.2169 | 291.3045 | 186.0052 | 284.6857 | 267.8202 | 191.8182 | 190.1391 | 145.356
8144 | 8 | 340 | 12 | 76.1569 | 73.9245 | 207.2926 | 130.5569 | 239.2573 | 176.5205 | 165.2945 | 134.434 | 120.1402 | 27.2033 | 101.3664 | 254.504 | 177.8731 | 242.3648 | 269.3199 | 170.0463 | 155.585 | 96.5825
8145 | 9 | 340 | 12 | 73.6637 | 71.1548 | 198.7959 | 137.362 | 251.572 | 178.2217 | 162.7953 | 119.9432 | 110.0483 | 27.2075 | 106.7937 | 237.4344 | 200.61 | 227.4986 | 277.124 | 162.9346 | 165.3695 | 92.2229
8146 | 10 | 340 | 12 | 75.2299 | 77.6778 | 200.5397 | 143.1105 | 257.5753 | 194.8354 | 162.7599 | 124.4815 | 107.8301 | 29.8596 | 114.6247 | 246.7889 | 210.3572 | 228.6913 | 288.0764 | 178.1247 | 159.8852 | 93.8158
8147 | 11 | 340 | 12 | 73.6184 | 75.9868 | 204.8985 | 143.4824 | 259.0872 | 202.7236 | 160.6999 | 131.5003 | 108.8631 | 28.0441 | 116.8458 | 247.1958 | 207.6444 | 223.5125 | 289.3699 | 179.9157 | 164.0392 | 96.3174
8148 | 12 | 340 | 12 | 73.4317 | 77.0341 | 195.7111 | 142.971 | 255.9368 | 203.8889 | 164.2915 | 126.6333 | 109.1337 | 27.1376 | 113.2905 | 249.558 | 210.2441 | 226.1683 | 278.0093 | 182.5548 | 161.6489 | 98.24
8149 | 13 | 340 | 12 | 78.2968 | 76.7982 | 197.6873 | 138.7735 | 248.2936 | 195.7522 | 166.0808 | 132.7098 | 108.5689 | 28.5194 | 105.0979 | 244.6941 | 200.3613 | 223.0527 | 279.0679 | 175.1669 | 157.8197 | 96.5337
8150 | 14 | 340 | 12 | 79.2153 | 72.5577 | 200.6947 | 138.2372 | 260.4004 | 203.1907 | 166.7751 | 139.237 | 110.6316 | 30.5653 | 104.3915 | 246.6137 | 221.8883 | 227.9784 | 273.2777 | 162.7441 | 148.7348 | 104.46
8151 | 15 | 340 | 12 | 107.0475 | 88.2309 | 209.6558 | 137.2612 | 295.7522 | 228.5546 | 193.2571 | 139.1854 | 114.7722 | 37.1525 | 105.3747 | 284.9614 | 246.6594 | 253.5709 | 305.8513 | 185.6161 | 190.1171 | 112.767
8152 | 16 | 340 | 12 | 114.9694 | 134.3114 | 283.1137 | 141.8769 | 296.8634 | 241.2015 | 245.8506 | 137.5245 | 145.4388 | 39.299 | 115.6569 | 311.4729 | 240.3603 | 303.2775 | 308.2211 | 225.0638 | 216.3254 | 180.1929
8153 | 17 | 340 | 12 | 117.6221 | 173.1478 | 320.6563 | 148.1388 | 294.4395 | 235.3205 | 240.2896 | 142.5023 | 157.8022 | 43.1562 | 110.293 | 309.7595 | 240.6525 | 307.828 | 322.7148 | 252.1864 | 234.3663 | 184.1524
8154 | 18 | 340 | 12 | 120.4136 | 138.6618 | 325.9729 | 148.9119 | 288.9103 | 218.0587 | 241.1286 | 129.1269 | 159.3971 | 44.9521 | 111.4719 | 308.6086 | 233.4294 | 303.5886 | 294.1739 | 227.2207 | 239.004 | 182.9942
8155 | 19 | 340 | 12 | 119.6761 | 126.2306 | 327.0317 | 144.1067 | 286.3498 | 222.3207 | 237.7062 | 142.539 | 159.7781 | 43.4372 | 111.1587 | 302.9707 | 225.5688 | 305.1057 | 289.2031 | 218.0428 | 235.739 | 190.2178
8156 | 20 | 340 | 12 | 116.1118 | 118.3308 | 318.0356 | 140.0659 | 284.5405 | 205.745 | 241.3078 | 138.6567 | 158.8781 | 43.4948 | 111.7299 | 302.8475 | 229.4529 | 300.254 | 305.6345 | 216.1464 | 236.8931 | 182.8614
8157 | 21 | 340 | 12 | 113.0123 | 112.0038 | 314.9766 | 134.7929 | 272.3742 | 205.4112 | 239.3144 | 140.986 | 157.0104 | 38.292 | 109.2373 | 305.3727 | 214.9623 | 299.2128 | 280.4089 | 203.8831 | 223.4266 | 185.3025
8158 | 22 | 340 | 12 | 113.2689 | 100.8958 | 312.1864 | 129.2812 | 276.4815 | 192.3521 | 253.6136 | 145.0627 | 154.2676 | 36.7282 | 106.4153 | 300.4001 | 209.4631 | 299.8228 | 277.8626 | 212.9195 | 237.109 | 182.3654
8159 | 23 | 340 | 12 | 112.1793 | 111.0683 | 313.1029 | 123.8994 | 256.1121 | 198.6045 | 252.6852 | 139.8441 | 151.4881 | 33.9851 | 96.1482 | 295.9989 | 197.2969 | 302.8853 | 270.122 | 203.5405 | 226.8072 | 178.7696
8160 | 0 | 341 | 12 | 98.9035 | 110.8806 | 321.4741 | 119.6944 | 244.9928 | 200.8686 | 256.2235 | 132.5402 | 150.1789 | 36.1754 | 85.046 | 276.1762 | 193.2815 | 299.1941 | 270.3959 | 207.3423 | 215.6227 | 179.124
8161 | 1 | 341 | 12 | 96.2754 | 111.63 | 321.0387 | 120.455 | 260.2814 | 199.189 | 264.2645 | 127.0012 | 148.7464 | 36.543 | 80.9124 | 275.4689 | 201.9933 | 302.2379 | 264.8662 | 209.726 | 210.2565 | 181.6143
8162 | 2 | 341 | 12 | 94.6527 | 111.4835 | 321.6257 | 117.2644 | 256.9321 | 190.1718 | 265.65 | 127.6865 | 149.6547 | 36.6279 | 84.1788 | 278.6022 | 199.9639 | 306.8865 | 268.0215 | 200.1102 | 199.4303 | 175.6687
8163 | 3 | 341 | 12 | 94.5442 | 123.072 | 322.4123 | 117.7481 | 253.7022 | 192.531 | 263.2918 | 128.0365 | 146.9505 | 37.3135 | 82.2718 | 279.628 | 196.1414 | 307.1361 | 253.3451 | 206.4142 | 203.1215 | 174.5806
8164 | 4 | 341 | 12 | 96.7674 | 112.5835 | 323.2384 | 119.5601 | 263.6593 | 185.4597 | 261.6158 | 132.1629 | 148.1522 | 36.106 | 87.7737 | 283.009 | 210.433 | 311.1761 | 275.494 | 200.3688 | 201.7767 | 169.321
8165 | 5 | 341 | 12 | 97.9411 | 112.6939 | 313.9958 | 118.8175 | 267.0955 | 189.8239 | 258.0157 | 135.156 | 149.9701 | 34.9343 | 88.2657 | 296.1318 | 215.0779 | 317.3741 | 273.9302 | 205.1083 | 202.4451 | 179.1872
8166 | 6 | 341 | 12 | 97.8402 | 124.3489 | 313.5111 | 124.4432 | 272.4561 | 191.7631 | 243.9233 | 128.1878 | 151.0558 | 37.8195 | 98.4587 | 308.5483 | 219.5957 | 317.8126 | 275.8199 | 204.3083 | 199.2899 | 180.8746
8167 | 7 | 341 | 12 | 77.3656 | 90.721 | 222.6964 | 126.9819 | 245.8322 | 186.6153 | 187.9609 | 134.2246 | 145.665 | 30.545 | 102.2169 | 291.3045 | 186.0052 | 284.6857 | 267.8202 | 191.8182 | 190.1391 | 145.356
8168 | 8 | 341 | 12 | 76.1569 | 73.9245 | 207.2926 | 130.5569 | 239.2573 | 176.5205 | 165.2945 | 134.434 | 120.1402 | 27.2033 | 101.3664 | 254.504 | 177.8731 | 242.3648 | 269.3199 | 170.0463 | 155.585 | 96.5825
8169 | 9 | 341 | 12 | 73.6637 | 71.1548 | 198.7959 | 137.362 | 251.572 | 178.2217 | 162.7953 | 119.9432 | 110.0483 | 27.2075 | 106.7937 | 237.4344 | 200.61 | 227.4986 | 277.124 | 162.9346 | 165.3695 | 92.2229
8170 | 10 | 341 | 12 | 75.2299 | 77.6778 | 200.5397 | 143.1105 | 257.5753 | 194.8354 | 162.7599 | 124.4815 | 107.8301 | 29.8596 | 114.6247 | 246.7889 | 210.3572 | 228.6913 | 288.0764 | 178.1247 | 159.8852 | 93.8158
8171 | 11 | 341 | 12 | 73.6184 | 75.9868 | 204.8985 | 143.4824 | 259.0872 | 202.7236 | 160.6999 | 131.5003 | 108.8631 | 28.0441 | 116.8458 | 247.1958 | 207.6444 | 223.5125 | 289.3699 | 179.9157 | 164.0392 | 96.3174
8172 | 12 | 341 | 12 | 73.4317 | 77.0341 | 195.7111 | 142.971 | 255.9368 | 203.8889 | 164.2915 | 126.6333 | 109.1337 | 27.1376 | 113.2905 | 249.558 | 210.2441 | 226.1683 | 278.0093 | 182.5548 | 161.6489 | 98.24
8173 | 13 | 341 | 12 | 78.2968 | 76.7982 | 197.6873 | 138.7735 | 248.2936 | 195.7522 | 166.0808 | 132.7098 | 108.5689 | 28.5194 | 105.0979 | 244.6941 | 200.3613 | 223.0527 | 279.0679 | 175.1669 | 157.8197 | 96.5337
8174 | 14 | 341 | 12 | 79.2153 | 72.5577 | 200.6947 | 138.2372 | 260.4004 | 203.1907 | 166.7751 | 139.237 | 110.6316 | 30.5653 | 104.3915 | 246.6137 | 221.8883 | 227.9784 | 273.2777 | 162.7441 | 148.7348 | 104.46
8175 | 15 | 341 | 12 | 107.0475 | 88.2309 | 209.6558 | 137.2612 | 295.7522 | 228.5546 | 193.2571 | 139.1854 | 114.7722 | 37.1525 | 105.3747 | 284.9614 | 246.6594 | 253.5709 | 305.8513 | 185.6161 | 190.1171 | 112.767
8176 | 16 | 341 | 12 | 114.9694 | 134.3114 | 283.1137 | 141.8769 | 296.8634 | 241.2015 | 245.8506 | 137.5245 | 145.4388 | 39.299 | 115.6569 | 311.4729 | 240.3603 | 303.2775 | 308.2211 | 225.0638 | 216.3254 | 180.1929
8177 | 17 | 341 | 12 | 117.6221 | 173.1478 | 320.6563 | 148.1388 | 294.4395 | 235.3205 | 240.2896 | 142.5023 | 157.8022 | 43.1562 | 110.293 | 309.7595 | 240.6525 | 307.828 | 322.7148 | 252.1864 | 234.3663 | 184.1524
8178 | 18 | 341 | 12 | 120.4136 | 138.6618 | 325.9729 | 148.9119 | 288.9103 | 218.0587 | 241.1286 | 129.1269 | 159.3971 | 44.9521 | 111.4719 | 308.6086 | 233.4294 | 303.5886 | 294.1739 | 227.2207 | 239.004 | 182.9942
8179 | 19 | 341 | 12 | 119.6761 | 126.2306 | 327.0317 | 144.1067 | 286.3498 | 222.3207 | 237.7062 | 142.539 | 159.7781 | 43.4372 | 111.1587 | 302.9707 | 225.5688 | 305.1057 | 289.2031 | 218.0428 | 235.739 | 190.2178
8180 | 20 | 341 | 12 | 116.1118 | 118.3308 | 318.0356 | 140.0659 | 284.5405 | 205.745 | 241.3078 | 138.6567 | 158.8781 | 43.4948 | 111.7299 | 302.8475 | 229.4529 | 300.254 | 305.6345 | 216.1464 | 236.8931 | 182.8614
8181 | 21 | 341 | 12 | 113.0123 | 112.0038 | 314.9766 | 134.7929 | 272.3742 | 205.4112 | 239.3144 | 140.986 | 157.0104 | 38.292 | 109.2373 | 305.3727 | 214.9623 | 299.2128 | 280.4089 | 203.8831 | 223.4266 | 185.3025
8182 | 22 | 341 | 12 | 113.2689 | 100.8958 | 312.1864 | 129.2812 | 276.4815 | 192.3521 | 253.6136 | 145.0627 | 154.2676 | 36.7282 | 106.4153 | 300.4001 | 209.4631 | 299.8228 | 277.8626 | 212.9195 | 237.109 | 182.3654
8183 | 23 | 341 | 12 | 112.1793 | 111.0683 | 313.1029 | 123.8994 | 256.1121 | 198.6045 | 252.6852 | 139.8441 | 151.4881 | 33.9851 | 96.1482 | 295.9989 | 197.2969 | 302.8853 | 270.122 | 203.5405 | 226.8072 | 178.7696
8184 | 0 | 342 | 12 | 98.9035 | 110.8806 | 321.4741 | 119.6944 | 244.9928 | 200.8686 | 256.2235 | 132.5402 | 150.1789 | 36.1754 | 85.046 | 276.1762 | 193.2815 | 299.1941 | 270.3959 | 207.3423 | 215.6227 | 179.124
8185 | 1 | 342 | 12 | 96.2754 | 111.63 | 321.0387 | 120.455 | 260.2814 | 199.189 | 264.2645 | 127.0012 | 148.7464 | 36.543 | 80.9124 | 275.4689 | 201.9933 | 302.2379 | 264.8662 | 209.726 | 210.2565 | 181.6143
8186 | 2 | 342 | 12 | 94.6527 | 111.4835 | 321.6257 | 117.2644 | 256.9321 | 190.1718 | 265.65 | 127.6865 | 149.6547 | 36.6279 | 84.1788 | 278.6022 | 199.9639 | 306.8865 | 268.0215 | 200.1102 | 199.4303 | 175.6687
8187 | 3 | 342 | 12 | 94.5442 | 123.072 | 322.4123 | 117.7481 | 253.7022 | 192.531 | 263.2918 | 128.0365 | 146.9505 | 37.3135 | 82.2718 | 279.628 | 196.1414 | 307.1361 | 253.3451 | 206.4142 | 203.1215 | 174.5806
8188 | 4 | 342 | 12 | 96.7674 | 112.5835 | 323.2384 | 119.5601 | 263.6593 | 185.4597 | 261.6158 | 132.1629 | 148.1522 | 36.106 | 87.7737 | 283.009 | 210.433 | 311.1761 | 275.494 | 200.3688 | 201.7767 | 169.321
8189 | 5 | 342 | 12 | 97.9411 | 112.6939 | 313.9958 | 118.8175 | 267.0955 | 189.8239 | 258.0157 | 135.156 | 149.9701 | 34.9343 | 88.2657 | 296.1318 | 215.0779 | 317.3741 | 273.9302 | 205.1083 | 202.4451 | 179.1872
8190 | 6 | 342 | 12 | 97.8402 | 124.3489 | 313.5111 | 124.4432 | 272.4561 | 191.7631 | 243.9233 | 128.1878 | 151.0558 | 37.8195 | 98.4587 | 308.5483 | 219.5957 | 317.8126 | 275.8199 | 204.3083 | 199.2899 | 180.8746
8191 | 7 | 342 | 12 | 77.3656 | 90.721 | 222.6964 | 126.9819 | 245.8322 | 186.6153 | 187.9609 | 134.2246 | 145.665 | 30.545 | 102.2169 | 291.3045 | 186.0052 | 284.6857 | 267.8202 | 191.8182 | 190.1391 | 145.356
8192 | 8 | 342 | 12 | 76.1569 | 73.9245 | 207.2926 | 130.5569 | 239.2573 | 176.5205 | 165.2945 | 134.434 | 120.1402 | 27.2033 | 101.3664 | 254.504 | 177.8731 | 242.3648 | 269.3199 | 170.0463 | 155.585 | 96.5825
8193 | 9 | 342 | 12 | 73.6637 | 71.1548 | 198.7959 | 137.362 | 251.572 | 178.2217 | 162.7953 | 119.9432 | 110.0483 | 27.2075 | 106.7937 | 237.4344 | 200.61 | 227.4986 | 277.124 | 162.9346 | 165.3695 | 92.2229
8194 | 10 | 342 | 12 | 75.2299 | 77.6778 | 200.5397 | 143.1105 | 257.5753 | 194.8354 | 162.7599 | 124.4815 | 107.8301 | 29.8596 | 114.6247 | 246.7889 | 210.3572 | 228.6913 | 288.0764 | 178.1247 | 159.8852 | 93.8158
8195 | 11 | 342 | 12 | 73.6184 | 75.9868 | 204.8985 | 143.4824 | 259.0872 | 202.7236 | 160.6999 | 131.5003 | 108.8631 | 28.0441 | 116.8458 | 247.1958 | 207.6444 | 223.5125 | 289.3699 | 179.9157 | 164.0392 | 96.3174
8196 | 12 | 342 | 12 | 73.4317 | 77.0341 | 195.7111 | 142.971 | 255.9368 | 203.8889 | 164.2915 | 126.6333 | 109.1337 | 27.1376 | 113.2905 | 249.558 | 210.2441 | 226.1683 | 278.0093 | 182.5548 | 161.6489 | 98.24
8197 | 13 | 342 | 12 | 78.2968 | 76.7982 | 197.6873 | 138.7735 | 248.2936 | 195.7522 | 166.0808 | 132.7098 | 108.5689 | 28.5194 | 105.0979 | 244.6941 | 200.3613 | 223.0527 | 279.0679 | 175.1669 | 157.8197 | 96.5337
8198 | 14 | 342 | 12 | 79.2153 | 72.5577 | 200.6947 | 138.2372 | 260.4004 | 203.1907 | 166.7751 | 139.237 | 110.6316 | 30.5653 | 104.3915 | 246.6137 | 221.8883 | 227.9784 | 273.2777 | 162.7441 | 148.7348 | 104.46
8199 | 15 | 342 | 12 | 107.0475 | 88.2309 | 209.6558 | 137.2612 | 295.7522 | 228.5546 | 193.2571 | 139.1854 | 114.7722 | 37.1525 | 105.3747 | 284.9614 | 246.6594 | 253.5709 | 305.8513 | 185.6161 | 190.1171 | 112.767
8200 | 16 | 342 | 12 | 114.9694 | 134.3114 | 283.1137 | 141.8769 | 296.8634 | 241.2015 | 245.8506 | 137.5245 | 145.4388 | 39.299 | 115.6569 | 311.4729 | 240.3603 | 303.2775 | 308.2211 | 225.0638 | 216.3254 | 180.1929
8201 | 17 | 342 | 12 | 117.6221 | 173.1478 | 320.6563 | 148.1388 | 294.4395 | 235.3205 | 240.2896 | 142.5023 | 157.8022 | 43.1562 | 110.293 | 309.7595 | 240.6525 | 307.828 | 322.7148 | 252.1864 | 234.3663 | 184.1524
8202 | 18 | 342 | 12 | 120.4136 | 138.6618 | 325.9729 | 148.9119 | 288.9103 | 218.0587 | 241.1286 | 129.1269 | 159.3971 | 44.9521 | 111.4719 | 308.6086 | 233.4294 | 303.5886 | 294.1739 | 227.2207 | 239.004 | 182.9942
8203 | 19 | 342 | 12 | 119.6761 | 126.2306 | 327.0317 | 144.1067 | 286.3498 | 222.3207 | 237.7062 | 142.539 | 159.7781 | 43.4372 | 111.1587 | 302.9707 | 225.5688 | 305.1057 | 289.2031 | 218.0428 | 235.739 | 190.2178
8204 | 20 | 342 | 12 | 116.1118 | 118.3308 | 318.0356 | 140.0659 | 284.5405 | 205.745 | 241.3078 | 138.6567 | 158.8781 | 43.4948 | 111.7299 | 302.8475 | 229.4529 | 300.254 | 305.6345 | 216.1464 | 236.8931 | 182.8614
8205 | 21 | 342 | 12 | 113.0123 | 112.0038 | 314.9766 | 134.7929 | 272.3742 | 205.4112 | 239.3144 | 140.986 | 157.0104 | 38.292 | 109.2373 | 305.3727 | 214.9623 | 299.2128 | 280.4089 | 203.8831 | 223.4266 | 185.3025
8206 | 22 | 342 | 12 | 113.2689 | 100.8958 | 312.1864 | 129.2812 | 276.4815 | 192.3521 | 253.6136 | 145.0627 | 154.2676 | 36.7282 | 106.4153 | 300.4001 | 209.4631 | 299.8228 | 277.8626 | 212.9195 | 237.109 | 182.3654
8207 | 23 | 342 | 12 | 112.1793 | 111.0683 | 313.1029 | 123.8994 | 256.1121 | 198.6045 | 252.6852 | 139.8441 | 151.4881 | 33.9851 | 96.1482 | 295.9989 | 197.2969 | 302.8853 | 270.122 | 203.5405 | 226.8072 | 178.7696
8208 | 0 | 343 | 12 | 98.9035 | 110.8806 | 321.4741 | 119.6944 | 244.9928 | 200.8686 | 256.2235 | 132.5402 | 150.1789 | 36.1754 | 85.046 | 276.1762 | 193.2815 | 299.1941 | 270.3959 | 207.3423 | 215.6227 | 179.124
8209 | 1 | 343 | 12 | 96.2754 | 111.63 | 321.0387 | 120.455 | 260.2814 | 199.189 | 264.2645 | 127.0012 | 148.7464 | 36.543 | 80.9124 | 275.4689 | 201.9933 | 302.2379 | 264.8662 | 209.726 | 210.2565 | 181.6143
8210 | 2 | 343 | 12 | 94.6527 | 111.4835 | 321.6257 | 117.2644 | 256.9321 | 190.1718 | 265.65 | 127.6865 | 149.6547 | 36.6279 | 84.1788 | 278.6022 | 199.9639 | 306.8865 | 268.0215 | 200.1102 | 199.4303 | 175.6687
8211 | 3 | 343 | 12 | 94.5442 | 123.072 | 322.4123 | 117.7481 | 253.7022 | 192.531 | 263.2918 | 128.0365 | 146.9505 | 37.3135 | 82.2718 | 279.628 | 196.1414 | 307.1361 | 253.3451 | 206.4142 | 203.1215 | 174.5806
8212 | 4 | 343 | 12 | 96.7674 | 112.5835 | 323.2384 | 119.5601 | 263.6593 | 185.4597 | 261.6158 | 132.1629 | 148.1522 | 36.106 | 87.7737 | 283.009 | 210.433 | 311.1761 | 275.494 | 200.3688 | 201.7767 | 169.321
8213 | 5 | 343 | 12 | 97.9411 | 112.6939 | 313.9958 | 118.8175 | 267.0955 | 189.8239 | 258.0157 | 135.156 | 149.9701 | 34.9343 | 88.2657 | 296.1318 | 215.0779 | 317.3741 | 273.9302 | 205.1083 | 202.4451 | 179.1872
8214 | 6 | 343 | 12 | 97.8402 | 124.3489 | 313.5111 | 124.4432 | 272.4561 | 191.7631 | 243.9233 | 128.1878 | 151.0558 | 37.8195 | 98.4587 | 308.5483 | 219.5957 | 317.8126 | 275.8199 | 204.3083 | 199.2899 | 180.8746
8215 | 7 | 343 | 12 | 77.3656 | 90.721 | 222.6964 | 126.9819 | 245.8322 | 186.6153 | 187.9609 | 134.2246 | 145.665 | 30.545 | 102.2169 | 291.3045 | 186.0052 | 284.6857 | 267.8202 | 191.8182 | 190.1391 | 145.356
8216 | 8 | 343 | 12 | 76.1569 | 73.9245 | 207.2926 | 130.5569 | 239.2573 | 176.5205 | 165.2945 | 134.434 | 120.1402 | 27.2033 | 101.3664 | 254.504 | 177.8731 | 242.3648 | 269.3199 | 170.0463 | 155.585 | 96.5825
8217 | 9 | 343 | 12 | 73.6637 | 71.1548 | 198.7959 | 137.362 | 251.572 | 178.2217 | 162.7953 | 119.9432 | 110.0483 | 27.2075 | 106.7937 | 237.4344 | 200.61 | 227.4986 | 277.124 | 162.9346 | 165.3695 | 92.2229
8218 | 10 | 343 | 12 | 75.2299 | 77.6778 | 200.5397 | 143.1105 | 257.5753 | 194.8354 | 162.7599 | 124.4815 | 107.8301 | 29.8596 | 114.6247 | 246.7889 | 210.3572 | 228.6913 | 288.0764 | 178.1247 | 159.8852 | 93.8158
8219 | 11 | 343 | 12 | 73.6184 | 75.9868 | 204.8985 | 143.4824 | 259.0872 | 202.7236 | 160.6999 | 131.5003 | 108.8631 | 28.0441 | 116.8458 | 247.1958 | 207.6444 | 223.5125 | 289.3699 | 179.9157 | 164.0392 | 96.3174
8220 | 12 | 343 | 12 | 73.4317 | 77.0341 | 195.7111 | 142.971 | 255.9368 | 203.8889 | 164.2915 | 126.6333 | 109.1337 | 27.1376 | 113.2905 | 249.558 | 210.2441 | 226.1683 | 278.0093 | 182.5548 | 161.6489 | 98.24
8221 | 13 | 343 | 12 | 78.2968 | 76.7982 | 197.6873 | 138.7735 | 248.2936 | 195.7522 | 166.0808 | 132.7098 | 108.5689 | 28.5194 | 105.0979 | 244.6941 | 200.3613 | 223.0527 | 279.0679 | 175.1669 | 157.8197 | 96.5337
8222 | 14 | 343 | 12 | 79.2153 | 72.5577 | 200.6947 | 138.2372 | 260.4004 | 203.1907 | 166.7751 | 139.237 | 110.6316 | 30.5653 | 104.3915 | 246.6137 | 221.8883 | 227.9784 | 273.2777 | 162.7441 | 148.7348 | 104.46
8223 | 15 | 343 | 12 | 107.0475 | 88.2309 | 209.6558 | 137.2612 | 295.7522 | 228.5546 | 193.2571 | 139.1854 | 114.7722 | 37.1525 | 105.3747 | 284.9614 | 246.6594 | 253.5709 | 305.8513 | 185.6161 | 190.1171 | 112.767
8224 | 16 | 343 | 12 | 114.9694 | 134.3114 | 283.1137 | 141.8769 | 296.8634 | 241.2015 | 245.8506 | 137.5245 | 145.4388 | 39.299 | 115.6569 | 311.4729 | 240.3603 | 303.2775 | 308.2211 | 225.0638 | 216.3254 | 180.1929
8225 | 17 | 343 | 12 | 117.6221 | 173.1478 | 320.6563 | 148.1388 | 294.4395 | 235.3205 | 240.2896 | 142.5023 | 157.8022 | 43.1562 | 110.293 | 309.7595 | 240.6525 | 307.828 | 322.7148 | 252.1864 | 234.3663 | 184.1524
8226 | 18 | 343 | 12 | 120.4136 | 138.6618 | 325.9729 | 148.9119 | 288.9103 | 218.0587 | 241.1286 | 129.1269 | 159.3971 | 44.9521 | 111.4719 | 308.6086 | 233.4294 | 303.5886 | 294.1739 | 227.2207 | 239.004 | 182.9942
8227 | 19 | 343 | 12 | 119.6761 | 126.2306 | 327.0317 | 144.1067 | 286.3498 | 222.3207 | 237.7062 | 142.539 | 159.7781 | 43.4372 | 111.1587 | 302.9707 | 225.5688 | 305.1057 | 289.2031 | 218.0428 | 235.739 | 190.2178
8228 | 20 | 343 | 12 | 116.1118 | 118.3308 | 318.0356 | 140.0659 | 284.5405 | 205.745 | 241.3078 | 138.6567 | 158.8781 | 43.4948 | 111.7299 | 302.8475 | 229.4529 | 300.254 | 305.6345 | 216.1464 | 236.8931 | 182.8614
8229 | 21 | 343 | 12 | 113.0123 | 112.0038 | 314.9766 | 134.7929 | 272.3742 | 205.4112 | 239.3144 | 140.986 | 157.0104 | 38.292 | 109.2373 | 305.3727 | 214.9623 | 299.2128 | 280.4089 | 203.8831 | 223.4266 | 185.3025
8230 | 22 | 343 | 12 | 113.2689 | 100.8958 | 312.1864 | 129.2812 | 276.4815 | 192.3521 | 253.6136 | 145.0627 | 154.2676 | 36.7282 | 106.4153 | 300.4001 | 209.4631 | 299.8228 | 277.8626 | 212.9195 | 237.109 | 182.3654
8231 | 23 | 343 | 12 | 112.1793 | 111.0683 | 313.1029 | 123.8994 | 256.1121 | 198.6045 | 252.6852 | 139.8441 | 151.4881 | 33.9851 | 96.1482 | 295.9989 | 197.2969 | 302.8853 | 270.122 | 203.5405 | 226.8072 | 178.7696
8232 | 0 | 344 | 12 | 98.9035 | 110.8806 | 321.4741 | 119.6944 | 244.9928 | 200.8686 | 256.2235 | 132.5402 | 150.1789 | 36.1754 | 85.046 | 276.1762 | 193.2815 | 299.1941 | 270.3959 | 207.3423 | 215.6227 | 179.124
8233 | 1 | 344 | 12 | 96.2754 | 111.63 | 321.0387 | 120.455 | 260.2814 | 199.189 | 264.2645 | 127.0012 | 148.7464 | 36.543 | 80.9124 | 275.4689 | 201.9933 | 302.2379 | 264.8662 | 209.726 | 210.2565 | 181.6143
8234 | 2 | 344 | 12 | 94.6527 | 111.4835 | 321.6257 | 117.2644 | 256.9321 | 190.1718 | 265.65 | 127.6865 | 149.6547 | 36.6279 | 84.1788 | 278.6022 | 199.9639 | 306.8865 | 268.0215 | 200.1102 | 199.4303 | 175.6687
8235 | 3 | 344 | 12 | 94.5442 | 123.072 | 322.4123 | 117.7481 | 253.7022 | 192.531 | 263.2918 | 128.0365 | 146.9505 | 37.3135 | 82.2718 | 279.628 | 196.1414 | 307.1361 | 253.3451 | 206.4142 | 203.1215 | 174.5806
8236 | 4 | 344 | 12 | 96.7674 | 112.5835 | 323.2384 | 119.5601 | 263.6593 | 185.4597 | 261.6158 | 132.1629 | 148.1522 | 36.106 | 87.7737 | 283.009 | 210.433 | 311.1761 | 275.494 | 200.3688 | 201.7767 | 169.321
8237 | 5 | 344 | 12 | 97.9411 | 112.6939 | 313.9958 | 118.8175 | 267.0955 | 189.8239 | 258.0157 | 135.156 | 149.9701 | 34.9343 | 88.2657 | 296.1318 | 215.0779 | 317.3741 | 273.9302 | 205.1083 | 202.4451 | 179.1872
8238 | 6 | 344 | 12 | 97.8402 | 124.3489 | 313.5111 | 124.4432 | 272.4561 | 191.7631 | 243.9233 | 128.1878 | 151.0558 | 37.8195 | 98.4587 | 308.5483 | 219.5957 | 317.8126 | 275.8199 | 204.3083 | 199.2899 | 180.8746
8239 | 7 | 344 | 12 | 77.3656 | 90.721 | 222.6964 | 126.9819 | 245.8322 | 186.6153 | 187.9609 | 134.2246 | 145.665 | 30.545 | 102.2169 | 291.3045 | 186.0052 | 284.6857 | 267.8202 | 191.8182 | 190.1391 | 145.356
8240 | 8 | 344 | 12 | 76.1569 | 73.9245 | 207.2926 | 130.5569 | 239.2573 | 176.5205 | 165.2945 | 134.434 | 120.1402 | 27.2033 | 101.3664 | 254.504 | 177.8731 | 242.3648 | 269.3199 | 170.0463 | 155.585 | 96.5825
8241 | 9 | 344 | 12 | 73.6637 | 71.1548 | 198.7959 | 137.362 | 251.572 | 178.2217 | 162.7953 | 119.9432 | 110.0483 | 27.2075 | 106.7937 | 237.4344 | 200.61 | 227.4986 | 277.124 | 162.9346 | 165.3695 | 92.2229
8242 | 10 | 344 | 12 | 75.2299 | 77.6778 | 200.5397 | 143.1105 | 257.5753 | 194.8354 | 162.7599 | 124.4815 | 107.8301 | 29.8596 | 114.6247 | 246.7889 | 210.3572 | 228.6913 | 288.0764 | 178.1247 | 159.8852 | 93.8158
8243 | 11 | 344 | 12 | 73.6184 | 75.9868 | 204.8985 | 143.4824 | 259.0872 | 202.7236 | 160.6999 | 131.5003 | 108.8631 | 28.0441 | 116.8458 | 247.1958 | 207.6444 | 223.5125 | 289.3699 | 179.9157 | 164.0392 | 96.3174
8244 | 12 | 344 | 12 | 73.4317 | 77.0341 | 195.7111 | 142.971 | 255.9368 | 203.8889 | 164.2915 | 126.6333 | 109.1337 | 27.1376 | 113.2905 | 249.558 | 210.2441 | 226.1683 | 278.0093 | 182.5548 | 161.6489 | 98.24
8245 | 13 | 344 | 12 | 78.2968 | 76.7982 | 197.6873 | 138.7735 | 248.2936 | 195.7522 | 166.0808 | 132.7098 | 108.5689 | 28.5194 | 105.0979 | 244.6941 | 200.3613 | 223.0527 | 279.0679 | 175.1669 | 157.8197 | 96.5337
8246 | 14 | 344 | 12 | 79.2153 | 72.5577 | 200.6947 | 138.2372 | 260.4004 | 203.1907 | 166.7751 | 139.237 | 110.6316 | 30.5653 | 104.3915 | 246.6137 | 221.8883 | 227.9784 | 273.2777 | 162.7441 | 148.7348 | 104.46
8247 | 15 | 344 | 12 | 107.0475 | 88.2309 | 209.6558 | 137.2612 | 295.7522 | 228.5546 | 193.2571 | 139.1854 | 114.7722 | 37.1525 | 105.3747 | 284.9614 | 246.6594 | 253.5709 | 305.8513 | 185.6161 | 190.1171 | 112.767
8248 | 16 | 344 | 12 | 114.9694 | 134.3114 | 283.1137 | 141.8769 | 296.8634 | 241.2015 | 245.8506 | 137.5245 | 145.4388 | 39.299 | 115.6569 | 311.4729 | 240.3603 | 303.2775 | 308.2211 | 225.0638 | 216.3254 | 180.1929
8249 | 17 | 344 | 12 | 117.6221 | 173.1478 | 320.6563 | 148.1388 | 294.4395 | 235.3205 | 240.2896 | 142.5023 | 157.8022 | 43.1562 | 110.293 | 309.7595 | 240.6525 | 307.828 | 322.7148 | 252.1864 | 234.3663 | 184.1524
8250 | 18 | 344 | 12 | 120.4136 | 138.6618 | 325.9729 | 148.9119 | 288.9103 | 218.0587 | 241.1286 | 129.1269 | 159.3971 | 44.9521 | 111.4719 | 308.6086 | 233.4294 | 303.5886 | 294.1739 | 227.2207 | 239.004 | 182.9942
8251 | 19 | 344 | 12 | 119.6761 | 126.2306 | 327.0317 | 144.1067 | 286.3498 | 222.3207 | 237.7062 | 142.539 | 159.7781 | 43.4372 | 111.1587 | 302.9707 | 225.5688 | 305.1057 | 289.2031 | 218.0428 | 235.739 | 190.2178
8252 | 20 | 344 | 12 | 116.1118 | 118.3308 | 318.0356 | 140.0659 | 284.5405 | 205.745 | 241.3078 | 138.6567 | 158.8781 | 43.4948 | 111.7299 | 302.8475 | 229.4529 | 300.254 | 305.6345 | 216.1464 | 236.8931 | 182.8614
8253 | 21 | 344 | 12 | 113.0123 | 112.0038 | 314.9766 | 134.7929 | 272.3742 | 205.4112 | 239.3144 | 140.986 | 157.0104 | 38.292 | 109.2373 | 305.3727 | 214.9623 | 299.2128 | 280.4089 | 203.8831 | 223.4266 | 185.3025
8254 | 22 | 344 | 12 | 113.2689 | 100.8958 | 312.1864 | 129.2812 | 276.4815 | 192.3521 | 253.6136 | 145.0627 | 154.2676 | 36.7282 | 106.4153 | 300.4001 | 209.4631 | 299.8228 | 277.8626 | 212.9195 | 237.109 | 182.3654
8255 | 23 | 344 | 12 | 112.1793 | 111.0683 | 313.1029 | 123.8994 | 256.1121 | 198.6045 | 252.6852 | 139.8441 | 151.4881 | 33.9851 | 96.1482 | 295.9989 | 197.2969 | 302.8853 | 270.122 | 203.5405 | 226.8072 | 178.7696
8256 | 0 | 345 | 12 | 98.9035 | 110.8806 | 321.4741 | 119.6944 | 244.9928 | 200.8686 | 256.2235 | 132.5402 | 150.1789 | 36.1754 | 85.046 | 276.1762 | 193.2815 | 299.1941 | 270.3959 | 207.3423 | 215.6227 | 179.124
8257 | 1 | 345 | 12 | 96.2754 | 111.63 | 321.0387 | 120.455 | 260.2814 | 199.189 | 264.2645 | 127.0012 | 148.7464 | 36.543 | 80.9124 | 275.4689 | 201.9933 | 302.2379 | 264.8662 | 209.726 | 210.2565 | 181.6143
8258 | 2 | 345 | 12 | 94.6527 | 111.4835 | 321.6257 | 117.2644 | 256.9321 | 190.1718 | 265.65 | 127.6865 | 149.6547 | 36.6279 | 84.1788 | 278.6022 | 199.9639 | 306.8865 | 268.0215 | 200.1102 | 199.4303 | 175.6687
8259 | 3 | 345 | 12 | 94.5442 | 123.072 | 322.4123 | 117.7481 | 253.7022 | 192.531 | 263.2918 | 128.0365 | 146.9505 | 37.3135 | 82.2718 | 279.628 | 196.1414 | 307.1361 | 253.3451 | 206.4142 | 203.1215 | 174.5806
8260 | 4 | 345 | 12 | 96.7674 | 112.5835 | 323.2384 | 119.5601 | 263.6593 | 185.4597 | 261.6158 | 132.1629 | 148.1522 | 36.106 | 87.7737 | 283.009 | 210.433 | 311.1761 | 275.494 | 200.3688 | 201.7767 | 169.321
8261 | 5 | 345 | 12 | 97.9411 | 112.6939 | 313.9958 | 118.8175 | 267.0955 | 189.8239 | 258.0157 | 135.156 | 149.9701 | 34.9343 | 88.2657 | 296.1318 | 215.0779 | 317.3741 | 273.9302 | 205.1083 | 202.4451 | 179.1872
8262 | 6 | 345 | 12 | 97.8402 | 124.3489 | 313.5111 | 124.4432 | 272.4561 | 191.7631 | 243.9233 | 128.1878 | 151.0558 | 37.8195 | 98.4587 | 308.5483 | 219.5957 | 317.8126 | 275.8199 | 204.3083 | 199.2899 | 180.8746
8263 | 7 | 345 | 12 | 77.3656 | 90.721 | 222.6964 | 126.9819 | 245.8322 | 186.6153 | 187.9609 | 134.2246 | 145.665 | 30.545 | 102.2169 | 291.3045 | 186.0052 | 284.6857 | 267.8202 | 191.8182 | 190.1391 | 145.356
8264 | 8 | 345 | 12 | 76.1569 | 73.9245 | 207.2926 | 130.5569 | 239.2573 | 176.5205 | 165.2945 | 134.434 | 120.1402 | 27.2033 | 101.3664 | 254.504 | 177.8731 | 242.3648 | 269.3199 | 170.0463 | 155.585 | 96.5825
8265 | 9 | 345 | 12 | 73.6637 | 71.1548 | 198.7959 | 137.362 | 251.572 | 178.2217 | 162.7953 | 119.9432 | 110.0483 | 27.2075 | 106.7937 | 237.4344 | 200.61 | 227.4986 | 277.124 | 162.9346 | 165.3695 | 92.2229
8266 | 10 | 345 | 12 | 75.2299 | 77.6778 | 200.5397 | 143.1105 | 257.5753 | 194.8354 | 162.7599 | 124.4815 | 107.8301 | 29.8596 | 114.6247 | 246.7889 | 210.3572 | 228.6913 | 288.0764 | 178.1247 | 159.8852 | 93.8158
8267 | 11 | 345 | 12 | 73.6184 | 75.9868 | 204.8985 | 143.4824 | 259.0872 | 202.7236 | 160.6999 | 131.5003 | 108.8631 | 28.0441 | 116.8458 | 247.1958 | 207.6444 | 223.5125 | 289.3699 | 179.9157 | 164.0392 | 96.3174
8268 | 12 | 345 | 12 | 73.4317 | 77.0341 | 195.7111 | 142.971 | 255.9368 | 203.8889 | 164.2915 | 126.6333 | 109.1337 | 27.1376 | 113.2905 | 249.558 | 210.2441 | 226.1683 | 278.0093 | 182.5548 | 161.6489 | 98.24
8269 | 13 | 345 | 12 | 78.2968 | 76.7982 | 197.6873 | 138.7735 | 248.2936 | 195.7522 | 166.0808 | 132.7098 | 108.5689 | 28.5194 | 105.0979 | 244.6941 | 200.3613 | 223.0527 | 279.0679 | 175.1669 | 157.8197 | 96.5337
8270 | 14 | 345 | 12 | 79.2153 | 72.5577 | 200.6947 | 138.2372 | 260.4004 | 203.1907 | 166.7751 | 139.237 | 110.6316 | 30.5653 | 104.3915 | 246.6137 | 221.8883 | 227.9784 | 273.2777 | 162.7441 | 148.7348 | 104.46
8271 | 15 | 345 | 12 | 107.0475 | 88.2309 | 209.6558 | 137.2612 | 295.7522 | 228.5546 | 193.2571 | 139.1854 | 114.7722 | 37.1525 | 105.3747 | 284.9614 | 246.6594 | 253.5709 | 305.8513 | 185.6161 | 190.1171 | 112.767
8272 | 16 | 345 | 12 | 114.9694 | 134.3114 | 283.1137 | 141.8769 | 296.8634 | 241.2015 | 245.8506 | 137.5245 | 145.4388 | 39.299 | 115.6569 | 311.4729 | 240.3603 | 303.2775 | 308.2211 | 225.0638 | 216.3254 | 180.1929
8273 | 17 | 345 | 12 | 117.6221 | 173.1478 | 320.6563 | 148.1388 | 294.4395 | 235.3205 | 240.2896 | 142.5023 | 157.8022 | 43.1562 | 110.293 | 309.7595 | 240.6525 | 307.828 | 322.7148 | 252.1864 | 234.3663 | 184.1524
8274 | 18 | 345 | 12 | 120.4136 | 138.6618 | 325.9729 | 148.9119 | 288.9103 | 218.0587 | 241.1286 | 129.1269 | 159.3971 | 44.9521 | 111.4719 | 308.6086 | 233.4294 | 303.5886 | 294.1739 | 227.2207 | 239.004 | 182.9942
8275 | 19 | 345 | 12 | 119.6761 | 126.2306 | 327.0317 | 144.1067 | 286.3498 | 222.3207 | 237.7062 | 142.539 | 159.7781 | 43.4372 | 111.1587 | 302.9707 | 225.5688 | 305.1057 | 289.2031 | 218.0428 | 235.739 | 190.2178
8276 | 20 | 345 | 12 | 116.1118 | 118.3308 | 318.0356 | 140.0659 | 284.5405 | 205.745 | 241.3078 | 138.6567 | 158.8781 | 43.4948 | 111.7299 | 302.8475 | 229.4529 | 300.254 | 305.6345 | 216.1464 | 236.8931 | 182.8614
8277 | 21 | 345 | 12 | 113.0123 | 112.0038 | 314.9766 | 134.7929 | 272.3742 | 205.4112 | 239.3144 | 140.986 | 157.0104 | 38.292 | 109.2373 | 305.3727 | 214.9623 | 299.2128 | 280.4089 | 203.8831 | 223.4266 | 185.3025
8278 | 22 | 345 | 12 | 113.2689 | 100.8958 | 312.1864 | 129.2812 | 276.4815 | 192.3521 | 253.6136 | 145.0627 | 154.2676 | 36.7282 | 106.4153 | 300.4001 | 209.4631 | 299.8228 | 277.8626 | 212.9195 | 237.109 | 182.3654
8279 | 23 | 345 | 12 | 112.1793 | 111.0683 | 313.1029 | 123.8994 | 256.1121 | 198.6045 | 252.6852 | 139.8441 | 151.4881 | 33.9851 | 96.1482 | 295.9989 | 197.2969 | 302.8853 | 270.122 | 203.5405 | 226.8072 | 178.7696
8280 | 0 | 346 | 12 | 98.9035 | 110.8806 | 321.4741 | 119.6944 | 244.9928 | 200.8686 | 256.2235 | 132.5402 | 150.1789 | 36.1754 | 85.046 | 276.1762 | 193.2815 | 299.1941 | 270.3959 | 207.3423 | 215.6227 | 179.124
8281 | 1 | 346 | 12 | 96.2754 | 111.63 | 321.0387 | 120.455 | 260.2814 | 199.189 | 264.2645 | 127.0012 | 148.7464 | 36.543 | 80.9124 | 275.4689 | 201.9933 | 302.2379 | 264.8662 | 209.726 | 210.2565 | 181.6143
8282 | 2 | 346 | 12 | 94.6527 | 111.4835 | 321.6257 | 117.2644 | 256.9321 | 190.1718 | 265.65 | 127.6865 | 149.6547 | 36.6279 | 84.1788 | 278.6022 | 199.9639 | 306.8865 | 268.0215 | 200.1102 | 199.4303 | 175.6687
8283 | 3 | 346 | 12 | 94.5442 | 123.072 | 322.4123 | 117.7481 | 253.7022 | 192.531 | 263.2918 | 128.0365 | 146.9505 | 37.3135 | 82.2718 | 279.628 | 196.1414 | 307.1361 | 253.3451 | 206.4142 | 203.1215 | 174.5806
8284 | 4 | 346 | 12 | 96.7674 | 112.5835 | 323.2384 | 119.5601 | 263.6593 | 185.4597 | 261.6158 | 132.1629 | 148.1522 | 36.106 | 87.7737 | 283.009 | 210.433 | 311.1761 | 275.494 | 200.3688 | 201.7767 | 169.321
8285 | 5 | 346 | 12 | 97.9411 | 112.6939 | 313.9958 | 118.8175 | 267.0955 | 189.8239 | 258.0157 | 135.156 | 149.9701 | 34.9343 | 88.2657 | 296.1318 | 215.0779 | 317.3741 | 273.9302 | 205.1083 | 202.4451 | 179.1872
8286 | 6 | 346 | 12 | 97.8402 | 124.3489 | 313.5111 | 124.4432 | 272.4561 | 191.7631 | 243.9233 | 128.1878 | 151.0558 | 37.8195 | 98.4587 | 308.5483 | 219.5957 | 317.8126 | 275.8199 | 204.3083 | 199.2899 | 180.8746
8287 | 7 | 346 | 12 | 77.3656 | 90.721 | 222.6964 | 126.9819 | 245.8322 | 186.6153 | 187.9609 | 134.2246 | 145.665 | 30.545 | 102.2169 | 291.3045 | 186.0052 | 284.6857 | 267.8202 | 191.8182 | 190.1391 | 145.356
8288 | 8 | 346 | 12 | 76.1569 | 73.9245 | 207.2926 | 130.5569 | 239.2573 | 176.5205 | 165.2945 | 134.434 | 120.1402 | 27.2033 | 101.3664 | 254.504 | 177.8731 | 242.3648 | 269.3199 | 170.0463 | 155.585 | 96.5825
8289 | 9 | 346 | 12 | 73.6637 | 71.1548 | 198.7959 | 137.362 | 251.572 | 178.2217 | 162.7953 | 119.9432 | 110.0483 | 27.2075 | 106.7937 | 237.4344 | 200.61 | 227.4986 | 277.124 | 162.9346 | 165.3695 | 92.2229
8290 | 10 | 346 | 12 | 75.2299 | 77.6778 | 200.5397 | 143.1105 | 257.5753 | 194.8354 | 162.7599 | 124.4815 | 107.8301 | 29.8596 | 114.6247 | 246.7889 | 210.3572 | 228.6913 | 288.0764 | 178.1247 | 159.8852 | 93.8158
8291 | 11 | 346 | 12 | 73.6184 | 75.9868 | 204.8985 | 143.4824 | 259.0872 | 202.7236 | 160.6999 | 131.5003 | 108.8631 | 28.0441 | 116.8458 | 247.1958 | 207.6444 | 223.5125 | 289.3699 | 179.9157 | 164.0392 | 96.3174
8292 | 12 | 346 | 12 | 73.4317 | 77.0341 | 195.7111 | 142.971 | 255.9368 | 203.8889 | 164.2915 | 126.6333 | 109.1337 | 27.1376 | 113.2905 | 249.558 | 210.2441 | 226.1683 | 278.0093 | 182.5548 | 161.6489 | 98.24
8293 | 13 | 346 | 12 | 78.2968 | 76.7982 | 197.6873 | 138.7735 | 248.2936 | 195.7522 | 166.0808 | 132.7098 | 108.5689 | 28.5194 | 105.0979 | 244.6941 | 200.3613 | 223.0527 | 279.0679 | 175.1669 | 157.8197 | 96.5337
8294 | 14 | 346 | 12 | 79.2153 | 72.5577 | 200.6947 | 138.2372 | 260.4004 | 203.1907 | 166.7751 | 139.237 | 110.6316 | 30.5653 | 104.3915 | 246.6137 | 221.8883 | 227.9784 | 273.2777 | 162.7441 | 148.7348 | 104.46
8295 | 15 | 346 | 12 | 107.0475 | 88.2309 | 209.6558 | 137.2612 | 295.7522 | 228.5546 | 193.2571 | 139.1854 | 114.7722 | 37.1525 | 105.3747 | 284.9614 | 246.6594 | 253.5709 | 305.8513 | 185.6161 | 190.1171 | 112.767
8296 | 16 | 346 | 12 | 114.9694 | 134.3114 | 283.1137 | 141.8769 | 296.8634 | 241.2015 | 245.8506 | 137.5245 | 145.4388 | 39.299 | 115.6569 | 311.4729 | 240.3603 | 303.2775 | 308.2211 | 225.0638 | 216.3254 | 180.1929
8297 | 17 | 346 | 12 | 117.6221 | 173.1478 | 320.6563 | 148.1388 | 294.4395 | 235.3205 | 240.2896 | 142.5023 | 157.8022 | 43.1562 | 110.293 | 309.7595 | 240.6525 | 307.828 | 322.7148 | 252.1864 | 234.3663 | 184.1524
8298 | 18 | 346 | 12 | 120.4136 | 138.6618 | 325.9729 | 148.9119 | 288.9103 | 218.0587 | 241.1286 | 129.1269 | 159.3971 | 44.9521 | 111.4719 | 308.6086 | 233.4294 | 303.5886 | 294.1739 | 227.2207 | 239.004 | 182.9942
8299 | 19 | 346 | 12 | 119.6761 | 126.2306 | 327.0317 | 144.1067 | 286.3498 | 222.3207 | 237.7062 | 142.539 | 159.7781 | 43.4372 | 111.1587 | 302.9707 | 225.5688 | 305.1057 | 289.2031 | 218.0428 | 235.739 | 190.2178
8300 | 20 | 346 | 12 | 116.1118 | 118.3308 | 318.0356 | 140.0659 | 284.5405 | 205.745 | 241.3078 | 138.6567 | 158.8781 | 43.4948 | 111.7299 | 302.8475 | 229.4529 | 300.254 | 305.6345 | 216.1464 | 236.8931 | 182.8614
8301 | 21 | 346 | 12 | 113.0123 | 112.0038 | 314.9766 | 134.7929 | 272.3742 | 205.4112 | 239.3144 | 140.986 | 157.0104 | 38.292 | 109.2373 | 305.3727 | 214.9623 | 299.2128 | 280.4089 | 203.8831 | 223.4266 | 185.3025
8302 | 22 | 346 | 12 | 113.2689 | 100.8958 | 312.1864 | 129.2812 | 276.4815 | 192.3521 | 253.6136 | 145.0627 | 154.2676 | 36.7282 | 106.4153 | 300.4001 | 209.4631 | 299.8228 | 277.8626 | 212.9195 | 237.109 | 182.3654
8303 | 23 | 346 | 12 | 112.1793 | 111.0683 | 313.1029 | 123.8994 | 256.1121 | 198.6045 | 252.6852 | 139.8441 | 151.4881 | 33.9851 | 96.1482 | 295.9989 | 197.2969 | 302.8853 | 270.122 | 203.5405 | 226.8072 | 178.7696
8304 | 0 | 347 | 12 | 98.9035 | 110.8806 | 321.4741 | 119.6944 | 244.9928 | 200.8686 | 256.2235 | 132.5402 | 150.1789 | 36.1754 | 85.046 | 276.1762 | 193.2815 | 299.1941 | 270.3959 | 207.3423 | 215.6227 | 179.124
8305 | 1 | 347 | 12 | 96.2754 | 111.63 | 321.0387 | 120.455 | 260.2814 | 199.189 | 264.2645 | 127.0012 | 148.7464 | 36.543 | 80.9124 | 275.4689 | 201.9933 | 302.2379 | 264.8662 | 209.726 | 210.2565 | 181.6143
8306 | 2 | 347 | 12 | 94.6527 | 111.4835 | 321.6257 | 117.2644 | 256.9321 | 190.1718 | 265.65 | 127.6865 | 149.6547 | 36.6279 | 84.1788 | 278.6022 | 199.9639 | 306.8865 | 268.0215 | 200.1102 | 199.4303 | 175.6687
8307 | 3 | 347 | 12 | 94.5442 | 123.072 | 322.4123 | 117.7481 | 253.7022 | 192.531 | 263.2918 | 128.0365 | 146.9505 | 37.3135 | 82.2718 | 279.628 | 196.1414 | 307.1361 | 253.3451 | 206.4142 | 203.1215 | 174.5806
8308 | 4 | 347 | 12 | 96.7674 | 112.5835 | 323.2384 | 119.5601 | 263.6593 | 185.4597 | 261.6158 | 132.1629 | 148.1522 | 36.106 | 87.7737 | 283.009 | 210.433 | 311.1761 | 275.494 | 200.3688 | 201.7767 | 169.321
8309 | 5 | 347 | 12 | 97.9411 | 112.6939 | 313.9958 | 118.8175 | 267.0955 | 189.8239 | 258.0157 | 135.156 | 149.9701 | 34.9343 | 88.2657 | 296.1318 | 215.0779 | 317.3741 | 273.9302 | 205.1083 | 202.4451 | 179.1872
8310 | 6 | 347 | 12 | 97.8402 | 124.3489 | 313.5111 | 124.4432 | 272.4561 | 191.7631 | 243.9233 | 128.1878 | 151.0558 | 37.8195 | 98.4587 | 308.5483 | 219.5957 | 317.8126 | 275.8199 | 204.3083 | 199.2899 | 180.8746
8311 | 7 | 347 | 12 | 77.3656 | 90.721 | 222.6964 | 126.9819 | 245.8322 | 186.6153 | 187.9609 | 134.2246 | 145.665 | 30.545 | 102.2169 | 291.3045 | 186.0052 | 284.6857 | 267.8202 | 191.8182 | 190.1391 | 145.356
8312 | 8 | 347 | 12 | 76.1569 | 73.9245 | 207.2926 | 130.5569 | 239.2573 | 176.5205 | 165.2945 | 134.434 | 120.1402 | 27.2033 | 101.3664 | 254.504 | 177.8731 | 242.3648 | 269.3199 | 170.0463 | 155.585 | 96.5825
8313 | 9 | 347 | 12 | 73.6637 | 71.1548 | 198.7959 | 137.362 | 251.572 | 178.2217 | 162.7953 | 119.9432 | 110.0483 | 27.2075 | 106.7937 | 237.4344 | 200.61 | 227.4986 | 277.124 | 162.9346 | 165.3695 | 92.2229
8314 | 10 | 347 | 12 | 75.2299 | 77.6778 | 200.5397 | 143.1105 | 257.5753 | 194.8354 | 162.7599 | 124.4815 | 107.8301 | 29.8596 | 114.6247 | 246.7889 | 210.3572 | 228.6913 | 288.0764 | 178.1247 | 159.8852 | 93.8158
8315 | 11 | 347 | 12 | 73.6184 | 75.9868 | 204.8985 | 143.4824 | 259.0872 | 202.7236 | 160.6999 | 131.5003 | 108.8631 | 28.0441 | 116.8458 | 247.1958 | 207.6444 | 223.5125 | 289.3699 | 179.9157 | 164.0392 | 96.3174
8316 | 12 | 347 | 12 | 73.4317 | 77.0341 | 195.7111 | 142.971 | 255.9368 | 203.8889 | 164.2915 | 126.6333 | 109.1337 | 27.1376 | 113.2905 | 249.558 | 210.2441 | 226.1683 | 278.0093 | 182.5548 | 161.6489 | 98.24
8317 | 13 | 347 | 12 | 78.2968 | 76.7982 | 197.6873 | 138.7735 | 248.2936 | 195.7522 | 166.0808 | 132.7098 | 108.5689 | 28.5194 | 105.0979 | 244.6941 | 200.3613 | 223.0527 | 279.0679 | 175.1669 | 157.8197 | 96.5337
8318 | 14 | 347 | 12 | 79.2153 | 72.5577 | 200.6947 | 138.2372 | 260.4004 | 203.1907 | 166.7751 | 139.237 | 110.6316 | 30.5653 | 104.3915 | 246.6137 | 221.8883 | 227.9784 | 273.2777 | 162.7441 | 148.7348 | 104.46
8319 | 15 | 347 | 12 | 107.0475 | 88.2309 | 209.6558 | 137.2612 | 295.7522 | 228.5546 | 193.2571 | 139.1854 | 114.7722 | 37.1525 | 105.3747 | 284.9614 | 246.6594 | 253.5709 | 305.8513 | 185.6161 | 190.1171 | 112.767
8320 | 16 | 347 | 12 | 114.9694 | 134.3114 | 283.1137 | 141.8769 | 296.8634 | 241.2015 | 245.8506 | 137.5245 | 145.4388 | 39.299 | 115.6569 | 311.4729 | 240.3603 | 303.2775 | 308.2211 | 225.0638 | 216.3254 | 180.1929
8321 | 17 | 347 | 12 | 117.6221 | 173.1478 | 320.6563 | 148.1388 | 294.4395 | 235.3205 | 240.2896 | 142.5023 | 157.8022 | 43.1562 | 110.293 | 309.7595 | 240.6525 | 307.828 | 322.7148 | 252.1864 | 234.3663 | 184.1524
8322 | 18 | 347 | 12 | 120.4136 | 138.6618 | 325.9729 | 148.9119 | 288.9103 | 218.0587 | 241.1286 | 129.1269 | 159.3971 | 44.9521 | 111.4719 | 308.6086 | 233.4294 | 303.5886 | 294.1739 | 227.2207 | 239.004 | 182.9942
8323 | 19 | 347 | 12 | 119.6761 | 126.2306 | 327.0317 | 144.1067 | 286.3498 | 222.3207 | 237.7062 | 142.539 | 159.7781 | 43.4372 | 111.1587 | 302.9707 | 225.5688 | 305.1057 | 289.2031 | 218.0428 | 235.739 | 190.2178
8324 | 20 | 347 | 12 | 116.1118 | 118.3308 | 318.0356 | 140.0659 | 284.5405 | 205.745 | 241.3078 | 138.6567 | 158.8781 | 43.4948 | 111.7299 | 302.8475 | 229.4529 | 300.254 | 305.6345 | 216.1464 | 236.8931 | 182.8614
8325 | 21 | 347 | 12 | 113.0123 | 112.0038 | 314.9766 | 134.7929 | 272.3742 | 205.4112 | 239.3144 | 140.986 | 157.0104 | 38.292 | 109.2373 | 305.3727 | 214.9623 | 299.2128 | 280.4089 | 203.8831 | 223.4266 | 185.3025
8326 | 22 | 347 | 12 | 113.2689 | 100.8958 | 312.1864 | 129.2812 | 276.4815 | 192.3521 | 253.6136 | 145.0627 | 154.2676 | 36.7282 | 106.4153 | 300.4001 | 209.4631 | 299.8228 | 277.8626 | 212.9195 | 237.109 | 182.3654
8327 | 23 | 347 | 12 | 112.1793 | 111.0683 | 313.1029 | 123.8994 | 256.1121 | 198.6045 | 252.6852 | 139.8441 | 151.4881 | 33.9851 | 96.1482 | 295.9989 | 197.2969 | 302.8853 | 270.122 | 203.5405 | 226.8072 | 178.7696
8328 | 0 | 348 | 12 | 98.9035 | 110.8806 | 321.4741 | 119.6944 | 244.9928 | 200.8686 | 256.2235 | 132.5402 | 150.1789 | 36.1754 | 85.046 | 276.1762 | 193.2815 | 299.1941 | 270.3959 | 207.3423 | 215.6227 | 179.124
8329 | 1 | 348 | 12 | 96.2754 | 111.63 | 321.0387 | 120.455 | 260.2814 | 199.189 | 264.2645 | 127.0012 | 148.7464 | 36.543 | 80.9124 | 275.4689 | 201.9933 | 302.2379 | 264.8662 | 209.726 | 210.2565 | 181.6143
8330 | 2 | 348 | 12 | 94.6527 | 111.4835 | 321.6257 | 117.2644 | 256.9321 | 190.1718 | 265.65 | 127.6865 | 149.6547 | 36.6279 | 84.1788 | 278.6022 | 199.9639 | 306.8865 | 268.0215 | 200.1102 | 199.4303 | 175.6687
8331 | 3 | 348 | 12 | 94.5442 | 123.072 | 322.4123 | 117.7481 | 253.7022 | 192.531 | 263.2918 | 128.0365 | 146.9505 | 37.3135 | 82.2718 | 279.628 | 196.1414 | 307.1361 | 253.3451 | 206.4142 | 203.1215 | 174.5806
8332 | 4 | 348 | 12 | 96.7674 | 112.5835 | 323.2384 | 119.5601 | 263.6593 | 185.4597 | 261.6158 | 132.1629 | 148.1522 | 36.106 | 87.7737 | 283.009 | 210.433 | 311.1761 | 275.494 | 200.3688 | 201.7767 | 169.321
8333 | 5 | 348 | 12 | 97.9411 | 112.6939 | 313.9958 | 118.8175 | 267.0955 | 189.8239 | 258.0157 | 135.156 | 149.9701 | 34.9343 | 88.2657 | 296.1318 | 215.0779 | 317.3741 | 273.9302 | 205.1083 | 202.4451 | 179.1872
8334 | 6 | 348 | 12 | 97.8402 | 124.3489 | 313.5111 | 124.4432 | 272.4561 | 191.7631 | 243.9233 | 128.1878 | 151.0558 | 37.8195 | 98.4587 | 308.5483 | 219.5957 | 317.8126 | 275.8199 | 204.3083 | 199.2899 | 180.8746
8335 | 7 | 348 | 12 | 77.3656 | 90.721 | 222.6964 | 126.9819 | 245.8322 | 186.6153 | 187.9609 | 134.2246 | 145.665 | 30.545 | 102.2169 | 291.3045 | 186.0052 | 284.6857 | 267.8202 | 191.8182 | 190.1391 | 145.356
8336 | 8 | 348 | 12 | 76.1569 | 73.9245 | 207.2926 | 130.5569 | 239.2573 | 176.5205 | 165.2945 | 134.434 | 120.1402 | 27.2033 | 101.3664 | 254.504 | 177.8731 | 242.3648 | 269.3199 | 170.0463 | 155.585 | 96.5825
8337 | 9 | 348 | 12 | 73.6637 | 71.1548 | 198.7959 | 137.362 | 251.572 | 178.2217 | 162.7953 | 119.9432 | 110.0483 | 27.2075 | 106.7937 | 237.4344 | 200.61 | 227.4986 | 277.124 | 162.9346 | 165.3695 | 92.2229
8338 | 10 | 348 | 12 | 75.2299 | 77.6778 | 200.5397 | 143.1105 | 257.5753 | 194.8354 | 162.7599 | 124.4815 | 107.8301 | 29.8596 | 114.6247 | 246.7889 | 210.3572 | 228.6913 | 288.0764 | 178.1247 | 159.8852 | 93.8158
8339 | 11 | 348 | 12 | 73.6184 | 75.9868 | 204.8985 | 143.4824 | 259.0872 | 202.7236 | 160.6999 | 131.5003 | 108.8631 | 28.0441 | 116.8458 | 247.1958 | 207.6444 | 223.5125 | 289.3699 | 179.9157 | 164.0392 | 96.3174
8340 | 12 | 348 | 12 | 73.4317 | 77.0341 | 195.7111 | 142.971 | 255.9368 | 203.8889 | 164.2915 | 126.6333 | 109.1337 | 27.1376 | 113.2905 | 249.558 | 210.2441 | 226.1683 | 278.0093 | 182.5548 | 161.6489 | 98.24
8341 | 13 | 348 | 12 | 78.2968 | 76.7982 | 197.6873 | 138.7735 | 248.2936 | 195.7522 | 166.0808 | 132.7098 | 108.5689 | 28.5194 | 105.0979 | 244.6941 | 200.3613 | 223.0527 | 279.0679 | 175.1669 | 157.8197 | 96.5337
8342 | 14 | 348 | 12 | 79.2153 | 72.5577 | 200.6947 | 138.2372 | 260.4004 | 203.1907 | 166.7751 | 139.237 | 110.6316 | 30.5653 | 104.3915 | 246.6137 | 221.8883 | 227.9784 | 273.2777 | 162.7441 | 148.7348 | 104.46
8343 | 15 | 348 | 12 | 107.0475 | 88.2309 | 209.6558 | 137.2612 | 295.7522 | 228.5546 | 193.2571 | 139.1854 | 114.7722 | 37.1525 | 105.3747 | 284.9614 | 246.6594 | 253.5709 | 305.8513 | 185.6161 | 190.1171 | 112.767
8344 | 16 | 348 | 12 | 114.9694 | 134.3114 | 283.1137 | 141.8769 | 296.8634 | 241.2015 | 245.8506 | 137.5245 | 145.4388 | 39.299 | 115.6569 | 311.4729 | 240.3603 | 303.2775 | 308.2211 | 225.0638 | 216.3254 | 180.1929
8345 | 17 | 348 | 12 | 117.6221 | 173.1478 | 320.6563 | 148.1388 | 294.4395 | 235.3205 | 240.2896 | 142.5023 | 157.8022 | 43.1562 | 110.293 | 309.7595 | 240.6525 | 307.828 | 322.7148 | 252.1864 | 234.3663 | 184.1524
8346 | 18 | 348 | 12 | 120.4136 | 138.6618 | 325.9729 | 148.9119 | 288.9103 | 218.0587 | 241.1286 | 129.1269 | 159.3971 | 44.9521 | 111.4719 | 308.6086 | 233.4294 | 303.5886 | 294.1739 | 227.2207 | 239.004 | 182.9942
8347 | 19 | 348 | 12 | 119.6761 | 126.2306 | 327.0317 | 144.1067 | 286.3498 | 222.3207 | 237.7062 | 142.539 | 159.7781 | 43.4372 | 111.1587 | 302.9707 | 225.5688 | 305.1057 | 289.2031 | 218.0428 | 235.739 | 190.2178
8348 | 20 | 348 | 12 | 116.1118 | 118.3308 | 318.0356 | 140.0659 | 284.5405 | 205.745 | 241.3078 | 138.6567 | 158.8781 | 43.4948 | 111.7299 | 302.8475 | 229.4529 | 300.254 | 305.6345 | 216.1464 | 236.8931 | 182.8614
8349 | 21 | 348 | 12 | 113.0123 | 112.0038 | 314.9766 | 134.7929 | 272.3742 | 205.4112 | 239.3144 | 140.986 | 157.0104 | 38.292 | 109.2373 | 305.3727 | 214.9623 | 299.2128 | 280.4089 | 203.8831 | 223.4266 | 185.3025
8350 | 22 | 348 | 12 | 113.2689 | 100.8958 | 312.1864 | 129.2812 | 276.4815 | 192.3521 | 253.6136 | 145.0627 | 154.2676 | 36.7282 | 106.4153 | 300.4001 | 209.4631 | 299.8228 | 277.8626 | 212.9195 | 237.109 | 182.3654
8351 | 23 | 348 | 12 | 112.1793 | 111.0683 | 313.1029 | 123.8994 | 256.1121 | 198.6045 | 252.6852 | 139.8441 | 151.4881 | 33.9851 | 96.1482 | 295.9989 | 197.2969 | 302.8853 | 270.122 | 203.5405 | 226.8072 | 178.7696
8352 | 0 | 349 | 12 | 98.9035 | 110.8806 | 321.4741 | 119.6944 | 244.9928 | 200.8686 | 256.2235 | 132.5402 | 150.1789 | 36.1754 | 85.046 | 276.1762 | 193.2815 | 299.1941 | 270.3959 | 207.3423 | 215.6227 | 179.124
8353 | 1 | 349 | 12 | 96.2754 | 111.63 | 321.0387 | 120.455 | 260.2814 | 199.189 | 264.2645 | 127.0012 | 148.7464 | 36.543 | 80.9124 | 275.4689 | 201.9933 | 302.2379 | 264.8662 | 209.726 | 210.2565 | 181.6143
8354 | 2 | 349 | 12 | 94.6527 | 111.4835 | 321.6257 | 117.2644 | 256.9321 | 190.1718 | 265.65 | 127.6865 | 149.6547 | 36.6279 | 84.1788 | 278.6022 | 199.9639 | 306.8865 | 268.0215 | 200.1102 | 199.4303 | 175.6687
8355 | 3 | 349 | 12 | 94.5442 | 123.072 | 322.4123 | 117.7481 | 253.7022 | 192.531 | 263.2918 | 128.0365 | 146.9505 | 37.3135 | 82.2718 | 279.628 | 196.1414 | 307.1361 | 253.3451 | 206.4142 | 203.1215 | 174.5806
8356 | 4 | 349 | 12 | 96.7674 | 112.5835 | 323.2384 | 119.5601 | 263.6593 | 185.4597 | 261.6158 | 132.1629 | 148.1522 | 36.106 | 87.7737 | 283.009 | 210.433 | 311.1761 | 275.494 | 200.3688 | 201.7767 | 169.321
8357 | 5 | 349 | 12 | 97.9411 | 112.6939 | 313.9958 | 118.8175 | 267.0955 | 189.8239 | 258.0157 | 135.156 | 149.9701 | 34.9343 | 88.2657 | 296.1318 | 215.0779 | 317.3741 | 273.9302 | 205.1083 | 202.4451 | 179.1872
8358 | 6 | 349 | 12 | 97.8402 | 124.3489 | 313.5111 | 124.4432 | 272.4561 | 191.7631 | 243.9233 | 128.1878 | 151.0558 | 37.8195 | 98.4587 | 308.5483 | 219.5957 | 317.8126 | 275.8199 | 204.3083 | 199.2899 | 180.8746
8359 | 7 | 349 | 12 | 77.3656 | 90.721 | 222.6964 | 126.9819 | 245.8322 | 186.6153 | 187.9609 | 134.2246 | 145.665 | 30.545 | 102.2169 | 291.3045 | 186.0052 | 284.6857 | 267.8202 | 191.8182 | 190.1391 | 145.356
8360 | 8 | 349 | 12 | 76.1569 | 73.9245 | 207.2926 | 130.5569 | 239.2573 | 176.5205 | 165.2945 | 134.434 | 120.1402 | 27.2033 | 101.3664 | 254.504 | 177.8731 | 242.3648 | 269.3199 | 170.0463 | 155.585 | 96.5825
8361 | 9 | 349 | 12 | 73.6637 | 71.1548 | 198.7959 | 137.362 | 251.572 | 178.2217 | 162.7953 | 119.9432 | 110.0483 | 27.2075 | 106.7937 | 237.4344 | 200.61 | 227.4986 | 277.124 | 162.9346 | 165.3695 | 92.2229
8362 | 10 | 349 | 12 | 75.2299 | 77.6778 | 200.5397 | 143.1105 | 257.5753 | 194.8354 | 162.7599 | 124.4815 | 107.8301 | 29.8596 | 114.6247 | 246.7889 | 210.3572 | 228.6913 | 288.0764 | 178.1247 | 159.8852 | 93.8158
8363 | 11 | 349 | 12 | 73.6184 | 75.9868 | 204.8985 | 143.4824 | 259.0872 | 202.7236 | 160.6999 | 131.5003 | 108.8631 | 28.0441 | 116.8458 | 247.1958 | 207.6444 | 223.5125 | 289.3699 | 179.9157 | 164.0392 | 96.3174
8364 | 12 | 349 | 12 | 73.4317 | 77.0341 | 195.7111 | 142.971 | 255.9368 | 203.8889 | 164.2915 | 126.6333 | 109.1337 | 27.1376 | 113.2905 | 249.558 | 210.2441 | 226.1683 | 278.0093 | 182.5548 | 161.6489 | 98.24
8365 | 13 | 349 | 12 | 78.2968 | 76.7982 | 197.6873 | 138.7735 | 248.2936 | 195.7522 | 166.0808 | 132.7098 | 108.5689 | 28.5194 | 105.0979 | 244.6941 | 200.3613 | 223.0527 | 279.0679 | 175.1669 | 157.8197 | 96.5337
8366 | 14 | 349 | 12 | 79.2153 | 72.5577 | 200.6947 | 138.2372 | 260.4004 | 203.1907 | 166.7751 | 139.237 | 110.6316 | 30.5653 | 104.3915 | 246.6137 | 221.8883 | 227.9784 | 273.2777 | 162.7441 | 148.7348 | 104.46
8367 | 15 | 349 | 12 | 107.0475 | 88.2309 | 209.6558 | 137.2612 | 295.7522 | 228.5546 | 193.2571 | 139.1854 | 114.7722 | 37.1525 | 105.3747 | 284.9614 | 246.6594 | 253.5709 | 305.8513 | 185.6161 | 190.1171 | 112.767
8368 | 16 | 349 | 12 | 114.9694 | 134.3114 | 283.1137 | 141.8769 | 296.8634 | 241.2015 | 245.8506 | 137.5245 | 145.4388 | 39.299 | 115.6569 | 311.4729 | 240.3603 | 303.2775 | 308.2211 | 225.0638 | 216.3254 | 180.1929
8369 | 17 | 349 | 12 | 117.6221 | 173.1478 | 320.6563 | 148.1388 | 294.4395 | 235.3205 | 240.2896 | 142.5023 | 157.8022 | 43.1562 | 110.293 | 309.7595 | 240.6525 | 307.828 | 322.7148 | 252.1864 | 234.3663 | 184.1524
8370 | 18 | 349 | 12 | 120.4136 | 138.6618 | 325.9729 | 148.9119 | 288.9103 | 218.0587 | 241.1286 | 129.1269 | 159.3971 | 44.9521 | 111.4719 | 308.6086 | 233.4294 | 303.5886 | 294.1739 | 227.2207 | 239.004 | 182.9942
8371 | 19 | 349 | 12 | 119.6761 | 126.2306 | 327.0317 | 144.1067 | 286.3498 | 222.3207 | 237.7062 | 142.539 | 159.7781 | 43.4372 | 111.1587 | 302.9707 | 225.5688 | 305.1057 | 289.2031 | 218.0428 | 235.739 | 190.2178
8372 | 20 | 349 | 12 | 116.1118 | 118.3308 | 318.0356 | 140.0659 | 284.5405 | 205.745 | 241.3078 | 138.6567 | 158.8781 | 43.4948 | 111.7299 | 302.8475 | 229.4529 | 300.254 | 305.6345 | 216.1464 | 236.8931 | 182.8614
8373 | 21 | 349 | 12 | 113.0123 | 112.0038 | 314.9766 | 134.7929 | 272.3742 | 205.4112 | 239.3144 | 140.986 | 157.0104 | 38.292 | 109.2373 | 305.3727 | 214.9623 | 299.2128 | 280.4089 | 203.8831 | 223.4266 | 185.3025
8374 | 22 | 349 | 12 | 113.2689 | 100.8958 | 312.1864 | 129.2812 | 276.4815 | 192.3521 | 253.6136 | 145.0627 | 154.2676 | 36.7282 | 106.4153 | 300.4001 | 209.4631 | 299.8228 | 277.8626 | 212.9195 | 237.109 | 182.3654
8375 | 23 | 349 | 12 | 112.1793 | 111.0683 | 313.1029 | 123.8994 | 256.1121 | 198.6045 | 252.6852 | 139.8441 | 151.4881 | 33.9851 | 96.1482 | 295.9989 | 197.2969 | 302.8853 | 270.122 | 203.5405 | 226.8072 | 178.7696
8376 | 0 | 350 | 12 | 98.9035 | 110.8806 | 321.4741 | 119.6944 | 244.9928 | 200.8686 | 256.2235 | 132.5402 | 150.1789 | 36.1754 | 85.046 | 276.1762 | 193.2815 | 299.1941 | 270.3959 | 207.3423 | 215.6227 | 179.124
8377 | 1 | 350 | 12 | 96.2754 | 111.63 | 321.0387 | 120.455 | 260.2814 | 199.189 | 264.2645 | 127.0012 | 148.7464 | 36.543 | 80.9124 | 275.4689 | 201.9933 | 302.2379 | 264.8662 | 209.726 | 210.2565 | 181.6143
8378 | 2 | 350 | 12 | 94.6527 | 111.4835 | 321.6257 | 117.2644 | 256.9321 | 190.1718 | 265.65 | 127.6865 | 149.6547 | 36.6279 | 84.1788 | 278.6022 | 199.9639 | 306.8865 | 268.0215 | 200.1102 | 199.4303 | 175.6687
8379 | 3 | 350 | 12 | 94.5442 | 123.072 | 322.4123 | 117.7481 | 253.7022 | 192.531 | 263.2918 | 128.0365 | 146.9505 | 37.3135 | 82.2718 | 279.628 | 196.1414 | 307.1361 | 253.3451 | 206.4142 | 203.1215 | 174.5806
8380 | 4 | 350 | 12 | 96.7674 | 112.5835 | 323.2384 | 119.5601 | 263.6593 | 185.4597 | 261.6158 | 132.1629 | 148.1522 | 36.106 | 87.7737 | 283.009 | 210.433 | 311.1761 | 275.494 | 200.3688 | 201.7767 | 169.321
8381 | 5 | 350 | 12 | 97.9411 | 112.6939 | 313.9958 | 118.8175 | 267.0955 | 189.8239 | 258.0157 | 135.156 | 149.9701 | 34.9343 | 88.2657 | 296.1318 | 215.0779 | 317.3741 | 273.9302 | 205.1083 | 202.4451 | 179.1872
8382 | 6 | 350 | 12 | 97.8402 | 124.3489 | 313.5111 | 124.4432 | 272.4561 | 191.7631 | 243.9233 | 128.1878 | 151.0558 | 37.8195 | 98.4587 | 308.5483 | 219.5957 | 317.8126 | 275.8199 | 204.3083 | 199.2899 | 180.8746
8383 | 7 | 350 | 12 | 77.3656 | 90.721 | 222.6964 | 126.9819 | 245.8322 | 186.6153 | 187.9609 | 134.2246 | 145.665 | 30.545 | 102.2169 | 291.3045 | 186.0052 | 284.6857 | 267.8202 | 191.8182 | 190.1391 | 145.356
8384 | 8 | 350 | 12 | 76.1569 | 73.9245 | 207.2926 | 130.5569 | 239.2573 | 176.5205 | 165.2945 | 134.434 | 120.1402 | 27.2033 | 101.3664 | 254.504 | 177.8731 | 242.3648 | 269.3199 | 170.0463 | 155.585 | 96.5825
8385 | 9 | 350 | 12 | 73.6637 | 71.1548 | 198.7959 | 137.362 | 251.572 | 178.2217 | 162.7953 | 119.9432 | 110.0483 | 27.2075 | 106.7937 | 237.4344 | 200.61 | 227.4986 | 277.124 | 162.9346 | 165.3695 | 92.2229
8386 | 10 | 350 | 12 | 75.2299 | 77.6778 | 200.5397 | 143.1105 | 257.5753 | 194.8354 | 162.7599 | 124.4815 | 107.8301 | 29.8596 | 114.6247 | 246.7889 | 210.3572 | 228.6913 | 288.0764 | 178.1247 | 159.8852 | 93.8158
8387 | 11 | 350 | 12 | 73.6184 | 75.9868 | 204.8985 | 143.4824 | 259.0872 | 202.7236 | 160.6999 | 131.5003 | 108.8631 | 28.0441 | 116.8458 | 247.1958 | 207.6444 | 223.5125 | 289.3699 | 179.9157 | 164.0392 | 96.3174
8388 | 12 | 350 | 12 | 73.4317 | 77.0341 | 195.7111 | 142.971 | 255.9368 | 203.8889 | 164.2915 | 126.6333 | 109.1337 | 27.1376 | 113.2905 | 249.558 | 210.2441 | 226.1683 | 278.0093 | 182.5548 | 161.6489 | 98.24
8389 | 13 | 350 | 12 | 78.2968 | 76.7982 | 197.6873 | 138.7735 | 248.2936 | 195.7522 | 166.0808 | 132.7098 | 108.5689 | 28.5194 | 105.0979 | 244.6941 | 200.3613 | 223.0527 | 279.0679 | 175.1669 | 157.8197 | 96.5337
8390 | 14 | 350 | 12 | 79.2153 | 72.5577 | 200.6947 | 138.2372 | 260.4004 | 203.1907 | 166.7751 | 139.237 | 110.6316 | 30.5653 | 104.3915 | 246.6137 | 221.8883 | 227.9784 | 273.2777 | 162.7441 | 148.7348 | 104.46
8391 | 15 | 350 | 12 | 107.0475 | 88.2309 | 209.6558 | 137.2612 | 295.7522 | 228.5546 | 193.2571 | 139.1854 | 114.7722 | 37.1525 | 105.3747 | 284.9614 | 246.6594 | 253.5709 | 305.8513 | 185.6161 | 190.1171 | 112.767
8392 | 16 | 350 | 12 | 114.9694 | 134.3114 | 283.1137 | 141.8769 | 296.8634 | 241.2015 | 245.8506 | 137.5245 | 145.4388 | 39.299 | 115.6569 | 311.4729 | 240.3603 | 303.2775 | 308.2211 | 225.0638 | 216.3254 | 180.1929
8393 | 17 | 350 | 12 | 117.6221 | 173.1478 | 320.6563 | 148.1388 | 294.4395 | 235.3205 | 240.2896 | 142.5023 | 157.8022 | 43.1562 | 110.293 | 309.7595 | 240.6525 | 307.828 | 322.7148 | 252.1864 | 234.3663 | 184.1524
8394 | 18 | 350 | 12 | 120.4136 | 138.6618 | 325.9729 | 148.9119 | 288.9103 | 218.0587 | 241.1286 | 129.1269 | 159.3971 | 44.9521 | 111.4719 | 308.6086 | 233.4294 | 303.5886 | 294.1739 | 227.2207 | 239.004 | 182.9942
8395 | 19 | 350 | 12 | 119.6761 | 126.2306 | 327.0317 | 144.1067 | 286.3498 | 222.3207 | 237.7062 | 142.539 | 159.7781 | 43.4372 | 111.1587 | 302.9707 | 225.5688 | 305.1057 | 289.2031 | 218.0428 | 235.739 | 190.2178
8396 | 20 | 350 | 12 | 116.1118 | 118.3308 | 318.0356 | 140.0659 | 284.5405 | 205.745 | 241.3078 | 138.6567 | 158.8781 | 43.4948 | 111.7299 | 302.8475 | 229.4529 | 300.254 | 305.6345 | 216.1464 | 236.8931 | 182.8614
8397 | 21 | 350 | 12 | 113.0123 | 112.0038 | 314.9766 | 134.7929 | 272.3742 | 205.4112 | 239.3144 | 140.986 | 157.0104 | 38.292 | 109.2373 | 305.3727 | 214.9623 | 299.2128 | 280.4089 | 203.8831 | 223.4266 | 185.3025
8398 | 22 | 350 | 12 | 113.2689 | 100.8958 | 312.1864 | 129.2812 | 276.4815 | 192.3521 | 253.6136 | 145.0627 | 154.2676 | 36.7282 | 106.4153 | 300.4001 | 209.4631 | 299.8228 | 277.8626 | 212.9195 | 237.109 | 182.3654
8399 | 23 | 350 | 12 | 112.1793 | 111.0683 | 313.1029 | 123.8994 | 256.1121 | 198.6045 | 252.6852 | 139.8441 | 151.4881 | 33.9851 | 96.1482 | 295.9989 | 197.2969 | 302.8853 | 270.122 | 203.5405 | 226.8072 | 178.7696
8400 | 0 | 351 | 12 | 98.9035 | 110.8806 | 321.4741 | 119.6944 | 244.9928 | 200.8686 | 256.2235 | 132.5402 | 150.1789 | 36.1754 | 85.046 | 276.1762 | 193.2815 | 299.1941 | 270.3959 | 207.3423 | 215.6227 | 179.124
8401 | 1 | 351 | 12 | 96.2754 | 111.63 | 321.0387 | 120.455 | 260.2814 | 199.189 | 264.2645 | 127.0012 | 148.7464 | 36.543 | 80.9124 | 275.4689 | 201.9933 | 302.2379 | 264.8662 | 209.726 | 210.2565 | 181.6143
8402 | 2 | 351 | 12 | 94.6527 | 111.4835 | 321.6257 | 117.2644 | 256.9321 | 190.1718 | 265.65 | 127.6865 | 149.6547 | 36.6279 | 84.1788 | 278.6022 | 199.9639 | 306.8865 | 268.0215 | 200.1102 | 199.4303 | 175.6687
8403 | 3 | 351 | 12 | 94.5442 | 123.072 | 322.4123 | 117.7481 | 253.7022 | 192.531 | 263.2918 | 128.0365 | 146.9505 | 37.3135 | 82.2718 | 279.628 | 196.1414 | 307.1361 | 253.3451 | 206.4142 | 203.1215 | 174.5806
8404 | 4 | 351 | 12 | 96.7674 | 112.5835 | 323.2384 | 119.5601 | 263.6593 | 185.4597 | 261.6158 | 132.1629 | 148.1522 | 36.106 | 87.7737 | 283.009 | 210.433 | 311.1761 | 275.494 | 200.3688 | 201.7767 | 169.321
8405 | 5 | 351 | 12 | 97.9411 | 112.6939 | 313.9958 | 118.8175 | 267.0955 | 189.8239 | 258.0157 | 135.156 | 149.9701 | 34.9343 | 88.2657 | 296.1318 | 215.0779 | 317.3741 | 273.9302 | 205.1083 | 202.4451 | 179.1872
8406 | 6 | 351 | 12 | 97.8402 | 124.3489 | 313.5111 | 124.4432 | 272.4561 | 191.7631 | 243.9233 | 128.1878 | 151.0558 | 37.8195 | 98.4587 | 308.5483 | 219.5957 | 317.8126 | 275.8199 | 204.3083 | 199.2899 | 180.8746
8407 | 7 | 351 | 12 | 77.3656 | 90.721 | 222.6964 | 126.9819 | 245.8322 | 186.6153 | 187.9609 | 134.2246 | 145.665 | 30.545 | 102.2169 | 291.3045 | 186.0052 | 284.6857 | 267.8202 | 191.8182 | 190.1391 | 145.356
8408 | 8 | 351 | 12 | 76.1569 | 73.9245 | 207.2926 | 130.5569 | 239.2573 | 176.5205 | 165.2945 | 134.434 | 120.1402 | 27.2033 | 101.3664 | 254.504 | 177.8731 | 242.3648 | 269.3199 | 170.0463 | 155.585 | 96.5825
8409 | 9 | 351 | 12 | 73.6637 | 71.1548 | 198.7959 | 137.362 | 251.572 | 178.2217 | 162.7953 | 119.9432 | 110.0483 | 27.2075 | 106.7937 | 237.4344 | 200.61 | 227.4986 | 277.124 | 162.9346 | 165.3695 | 92.2229
8410 | 10 | 351 | 12 | 75.2299 | 77.6778 | 200.5397 | 143.1105 | 257.5753 | 194.8354 | 162.7599 | 124.4815 | 107.8301 | 29.8596 | 114.6247 | 246.7889 | 210.3572 | 228.6913 | 288.0764 | 178.1247 | 159.8852 | 93.8158
8411 | 11 | 351 | 12 | 73.6184 | 75.9868 | 204.8985 | 143.4824 | 259.0872 | 202.7236 | 160.6999 | 131.5003 | 108.8631 | 28.0441 | 116.8458 | 247.1958 | 207.6444 | 223.5125 | 289.3699 | 179.9157 | 164.0392 | 96.3174
8412 | 12 | 351 | 12 | 73.4317 | 77.0341 | 195.7111 | 142.971 | 255.9368 | 203.8889 | 164.2915 | 126.6333 | 109.1337 | 27.1376 | 113.2905 | 249.558 | 210.2441 | 226.1683 | 278.0093 | 182.5548 | 161.6489 | 98.24
8413 | 13 | 351 | 12 | 78.2968 | 76.7982 | 197.6873 | 138.7735 | 248.2936 | 195.7522 | 166.0808 | 132.7098 | 108.5689 | 28.5194 | 105.0979 | 244.6941 | 200.3613 | 223.0527 | 279.0679 | 175.1669 | 157.8197 | 96.5337
8414 | 14 | 351 | 12 | 79.2153 | 72.5577 | 200.6947 | 138.2372 | 260.4004 | 203.1907 | 166.7751 | 139.237 | 110.6316 | 30.5653 | 104.3915 | 246.6137 | 221.8883 | 227.9784 | 273.2777 | 162.7441 | 148.7348 | 104.46
8415 | 15 | 351 | 12 | 107.0475 | 88.2309 | 209.6558 | 137.2612 | 295.7522 | 228.5546 | 193.2571 | 139.1854 | 114.7722 | 37.1525 | 105.3747 | 284.9614 | 246.6594 | 253.5709 | 305.8513 | 185.6161 | 190.1171 | 112.767
8416 | 16 | 351 | 12 | 114.9694 | 134.3114 | 283.1137 | 141.8769 | 296.8634 | 241.2015 | 245.8506 | 137.5245 | 145.4388 | 39.299 | 115.6569 | 311.4729 | 240.3603 | 303.2775 | 308.2211 | 225.0638 | 216.3254 | 180.1929
8417 | 17 | 351 | 12 | 117.6221 | 173.1478 | 320.6563 | 148.1388 | 294.4395 | 235.3205 | 240.2896 | 142.5023 | 157.8022 | 43.1562 | 110.293 | 309.7595 | 240.6525 | 307.828 | 322.7148 | 252.1864 | 234.3663 | 184.1524
8418 | 18 | 351 | 12 | 120.4136 | 138.6618 | 325.9729 | 148.9119 | 288.9103 | 218.0587 | 241.1286 | 129.1269 | 159.3971 | 44.9521 | 111.4719 | 308.6086 | 233.4294 | 303.5886 | 294.1739 | 227.2207 | 239.004 | 182.9942
8419 | 19 | 351 | 12 | 119.6761 | 126.2306 | 327.0317 | 144.1067 | 286.3498 | 222.3207 | 237.7062 | 142.539 | 159.7781 | 43.4372 | 111.1587 | 302.9707 | 225.5688 | 305.1057 | 289.2031 | 218.0428 | 235.739 | 190.2178
8420 | 20 | 351 | 12 | 116.1118 | 118.3308 | 318.0356 | 140.0659 | 284.5405 | 205.745 | 241.3078 | 138.6567 | 158.8781 | 43.4948 | 111.7299 | 302.8475 | 229.4529 | 300.254 | 305.6345 | 216.1464 | 236.8931 | 182.8614
8421 | 21 | 351 | 12 | 113.0123 | 112.0038 | 314.9766 | 134.7929 | 272.3742 | 205.4112 | 239.3144 | 140.986 | 157.0104 | 38.292 | 109.2373 | 305.3727 | 214.9623 | 299.2128 | 280.4089 | 203.8831 | 223.4266 | 185.3025
8422 | 22 | 351 | 12 | 113.2689 | 100.8958 | 312.1864 | 129.2812 | 276.4815 | 192.3521 | 253.6136 | 145.0627 | 154.2676 | 36.7282 | 106.4153 | 300.4001 | 209.4631 | 299.8228 | 277.8626 | 212.9195 | 237.109 | 182.3654
8423 | 23 | 351 | 12 | 112.1793 | 111.0683 | 313.1029 | 123.8994 | 256.1121 | 198.6045 | 252.6852 | 139.8441 | 151.4881 | 33.9851 | 96.1482 | 295.9989 | 197.2969 | 302.8853 | 270.122 | 203.5405 | 226.8072 | 178.7696
8424 | 0 | 352 | 12 | 98.9035 | 110.8806 | 321.4741 | 119.6944 | 244.9928 | 200.8686 | 256.2235 | 132.5402 | 150.1789 | 36.1754 | 85.046 | 276.1762 | 193.2815 | 299.1941 | 270.3959 | 207.3423 | 215.6227 | 179.124
8425 | 1 | 352 | 12 | 96.2754 | 111.63 | 321.0387 | 120.455 | 260.2814 | 199.189 | 264.2645 | 127.0012 | 148.7464 | 36.543 | 80.9124 | 275.4689 | 201.9933 | 302.2379 | 264.8662 | 209.726 | 210.2565 | 181.6143
8426 | 2 | 352 | 12 | 94.6527 | 111.4835 | 321.6257 | 117.2644 | 256.9321 | 190.1718 | 265.65 | 127.6865 | 149.6547 | 36.6279 | 84.1788 | 278.6022 | 199.9639 | 306.8865 | 268.0215 | 200.1102 | 199.4303 | 175.6687
8427 | 3 | 352 | 12 | 94.5442 | 123.072 | 322.4123 | 117.7481 | 253.7022 | 192.531 | 263.2918 | 128.0365 | 146.9505 | 37.3135 | 82.2718 | 279.628 | 196.1414 | 307.1361 | 253.3451 | 206.4142 | 203.1215 | 174.5806
8428 | 4 | 352 | 12 | 96.7674 | 112.5835 | 323.2384 | 119.5601 | 263.6593 | 185.4597 | 261.6158 | 132.1629 | 148.1522 | 36.106 | 87.7737 | 283.009 | 210.433 | 311.1761 | 275.494 | 200.3688 | 201.7767 | 169.321
8429 | 5 | 352 | 12 | 97.9411 | 112.6939 | 313.9958 | 118.8175 | 267.0955 | 189.8239 | 258.0157 | 135.156 | 149.9701 | 34.9343 | 88.2657 | 296.1318 | 215.0779 | 317.3741 | 273.9302 | 205.1083 | 202.4451 | 179.1872
8430 | 6 | 352 | 12 | 97.8402 | 124.3489 | 313.5111 | 124.4432 | 272.4561 | 191.7631 | 243.9233 | 128.1878 | 151.0558 | 37.8195 | 98.4587 | 308.5483 | 219.5957 | 317.8126 | 275.8199 | 204.3083 | 199.2899 | 180.8746
8431 | 7 | 352 | 12 | 77.3656 | 90.721 | 222.6964 | 126.9819 | 245.8322 | 186.6153 | 187.9609 | 134.2246 | 145.665 | 30.545 | 102.2169 | 291.3045 | 186.0052 | 284.6857 | 267.8202 | 191.8182 | 190.1391 | 145.356
8432 | 8 | 352 | 12 | 76.1569 | 73.9245 | 207.2926 | 130.5569 | 239.2573 | 176.5205 | 165.2945 | 134.434 | 120.1402 | 27.2033 | 101.3664 | 254.504 | 177.8731 | 242.3648 | 269.3199 | 170.0463 | 155.585 | 96.5825
8433 | 9 | 352 | 12 | 73.6637 | 71.1548 | 198.7959 | 137.362 | 251.572 | 178.2217 | 162.7953 | 119.9432 | 110.0483 | 27.2075 | 106.7937 | 237.4344 | 200.61 | 227.4986 | 277.124 | 162.9346 | 165.3695 | 92.2229
8434 | 10 | 352 | 12 | 75.2299 | 77.6778 | 200.5397 | 143.1105 | 257.5753 | 194.8354 | 162.7599 | 124.4815 | 107.8301 | 29.8596 | 114.6247 | 246.7889 | 210.3572 | 228.6913 | 288.0764 | 178.1247 | 159.8852 | 93.8158
8435 | 11 | 352 | 12 | 73.6184 | 75.9868 | 204.8985 | 143.4824 | 259.0872 | 202.7236 | 160.6999 | 131.5003 | 108.8631 | 28.0441 | 116.8458 | 247.1958 | 207.6444 | 223.5125 | 289.3699 | 179.9157 | 164.0392 | 96.3174
8436 | 12 | 352 | 12 | 73.4317 | 77.0341 | 195.7111 | 142.971 | 255.9368 | 203.8889 | 164.2915 | 126.6333 | 109.1337 | 27.1376 | 113.2905 | 249.558 | 210.2441 | 226.1683 | 278.0093 | 182.5548 | 161.6489 | 98.24
8437 | 13 | 352 | 12 | 78.2968 | 76.7982 | 197.6873 | 138.7735 | 248.2936 | 195.7522 | 166.0808 | 132.7098 | 108.5689 | 28.5194 | 105.0979 | 244.6941 | 200.3613 | 223.0527 | 279.0679 | 175.1669 | 157.8197 | 96.5337
8438 | 14 | 352 | 12 | 79.2153 | 72.5577 | 200.6947 | 138.2372 | 260.4004 | 203.1907 | 166.7751 | 139.237 | 110.6316 | 30.5653 | 104.3915 | 246.6137 | 221.8883 | 227.9784 | 273.2777 | 162.7441 | 148.7348 | 104.46
8439 | 15 | 352 | 12 | 107.0475 | 88.2309 | 209.6558 | 137.2612 | 295.7522 | 228.5546 | 193.2571 | 139.1854 | 114.7722 | 37.1525 | 105.3747 | 284.9614 | 246.6594 | 253.5709 | 305.8513 | 185.6161 | 190.1171 | 112.767
8440 | 16 | 352 | 12 | 114.9694 | 134.3114 | 283.1137 | 141.8769 | 296.8634 | 241.2015 | 245.8506 | 137.5245 | 145.4388 | 39.299 | 115.6569 | 311.4729 | 240.3603 | 303.2775 | 308.2211 | 225.0638 | 216.3254 | 180.1929
8441 | 17 | 352 | 12 | 117.6221 | 173.1478 | 320.6563 | 148.1388 | 294.4395 | 235.3205 | 240.2896 | 142.5023 | 157.8022 | 43.1562 | 110.293 | 309.7595 | 240.6525 | 307.828 | 322.7148 | 252.1864 | 234.3663 | 184.1524
8442 | 18 | 352 | 12 | 120.4136 | 138.6618 | 325.9729 | 148.9119 | 288.9103 | 218.0587 | 241.1286 | 129.1269 | 159.3971 | 44.9521 | 111.4719 | 308.6086 | 233.4294 | 303.5886 | 294.1739 | 227.2207 | 239.004 | 182.9942
8443 | 19 | 352 | 12 | 119.6761 | 126.2306 | 327.0317 | 144.1067 | 286.3498 | 222.3207 | 237.7062 | 142.539 | 159.7781 | 43.4372 | 111.1587 | 302.9707 | 225.5688 | 305.1057 | 289.2031 | 218.0428 | 235.739 | 190.2178
8444 | 20 | 352 | 12 | 116.1118 | 118.3308 | 318.0356 | 140.0659 | 284.5405 | 205.745 | 241.3078 | 138.6567 | 158.8781 | 43.4948 | 111.7299 | 302.8475 | 229.4529 | 300.254 | 305.6345 | 216.1464 | 236.8931 | 182.8614
8445 | 21 | 352 | 12 | 113.0123 | 112.0038 | 314.9766 | 134.7929 | 272.3742 | 205.4112 | 239.3144 | 140.986 | 157.0104 | 38.292 | 109.2373 | 305.3727 | 214.9623 | 299.2128 | 280.4089 | 203.8831 | 223.4266 | 185.3025
8446 | 22 | 352 | 12 | 113.2689 | 100.8958 | 312.1864 | 129.2812 | 276.4815 | 192.3521 | 253.6136 | 145.0627 | 154.2676 | 36.7282 | 106.4153 | 300.4001 | 209.4631 | 299.8228 | 277.8626 | 212.9195 | 237.109 | 182.3654
8447 | 23 | 352 | 12 | 112.1793 | 111.0683 | 313.1029 | 123.8994 | 256.1121 | 198.6045 | 252.6852 | 139.8441 | 151.4881 | 33.9851 | 96.1482 | 295.9989 | 197.2969 | 302.8853 | 270.122 | 203.5405 | 226.8072 | 178.7696
8448 | 0 | 353 | 12 | 98.9035 | 110.8806 | 321.4741 | 119.6944 | 244.9928 | 200.8686 | 256.2235 | 132.5402 | 150.1789 | 36.1754 | 85.046 | 276.1762 | 193.2815 | 299.1941 | 270.3959 | 207.3423 | 215.6227 | 179.124
8449 | 1 | 353 | 12 | 96.2754 | 111.63 | 321.0387 | 120.455 | 260.2814 | 199.189 | 264.2645 | 127.0012 | 148.7464 | 36.543 | 80.9124 | 275.4689 | 201.9933 | 302.2379 | 264.8662 | 209.726 | 210.2565 | 181.6143
8450 | 2 | 353 | 12 | 94.6527 | 111.4835 | 321.6257 | 117.2644 | 256.9321 | 190.1718 | 265.65 | 127.6865 | 149.6547 | 36.6279 | 84.1788 | 278.6022 | 199.9639 | 306.8865 | 268.0215 | 200.1102 | 199.4303 | 175.6687
8451 | 3 | 353 | 12 | 94.5442 | 123.072 | 322.4123 | 117.7481 | 253.7022 | 192.531 | 263.2918 | 128.0365 | 146.9505 | 37.3135 | 82.2718 | 279.628 | 196.1414 | 307.1361 | 253.3451 | 206.4142 | 203.1215 | 174.5806
8452 | 4 | 353 | 12 | 96.7674 | 112.5835 | 323.2384 | 119.5601 | 263.6593 | 185.4597 | 261.6158 | 132.1629 | 148.1522 | 36.106 | 87.7737 | 283.009 | 210.433 | 311.1761 | 275.494 | 200.3688 | 201.7767 | 169.321
8453 | 5 | 353 | 12 | 97.9411 | 112.6939 | 313.9958 | 118.8175 | 267.0955 | 189.8239 | 258.0157 | 135.156 | 149.9701 | 34.9343 | 88.2657 | 296.1318 | 215.0779 | 317.3741 | 273.9302 | 205.1083 | 202.4451 | 179.1872
8454 | 6 | 353 | 12 | 97.8402 | 124.3489 | 313.5111 | 124.4432 | 272.4561 | 191.7631 | 243.9233 | 128.1878 | 151.0558 | 37.8195 | 98.4587 | 308.5483 | 219.5957 | 317.8126 | 275.8199 | 204.3083 | 199.2899 | 180.8746
8455 | 7 | 353 | 12 | 77.3656 | 90.721 | 222.6964 | 126.9819 | 245.8322 | 186.6153 | 187.9609 | 134.2246 | 145.665 | 30.545 | 102.2169 | 291.3045 | 186.0052 | 284.6857 | 267.8202 | 191.8182 | 190.1391 | 145.356
8456 | 8 | 353 | 12 | 76.1569 | 73.9245 | 207.2926 | 130.5569 | 239.2573 | 176.5205 | 165.2945 | 134.434 | 120.1402 | 27.2033 | 101.3664 | 254.504 | 177.8731 | 242.3648 | 269.3199 | 170.0463 | 155.585 | 96.5825
8457 | 9 | 353 | 12 | 73.6637 | 71.1548 | 198.7959 | 137.362 | 251.572 | 178.2217 | 162.7953 | 119.9432 | 110.0483 | 27.2075 | 106.7937 | 237.4344 | 200.61 | 227.4986 | 277.124 | 162.9346 | 165.3695 | 92.2229
8458 | 10 | 353 | 12 | 75.2299 | 77.6778 | 200.5397 | 143.1105 | 257.5753 | 194.8354 | 162.7599 | 124.4815 | 107.8301 | 29.8596 | 114.6247 | 246.7889 | 210.3572 | 228.6913 | 288.0764 | 178.1247 | 159.8852 | 93.8158
8459 | 11 | 353 | 12 | 73.6184 | 75.9868 | 204.8985 | 143.4824 | 259.0872 | 202.7236 | 160.6999 | 131.5003 | 108.8631 | 28.0441 | 116.8458 | 247.1958 | 207.6444 | 223.5125 | 289.3699 | 179.9157 | 164.0392 | 96.3174
8460 | 12 | 353 | 12 | 73.4317 | 77.0341 | 195.7111 | 142.971 | 255.9368 | 203.8889 | 164.2915 | 126.6333 | 109.1337 | 27.1376 | 113.2905 | 249.558 | 210.2441 | 226.1683 | 278.0093 | 182.5548 | 161.6489 | 98.24
8461 | 13 | 353 | 12 | 78.2968 | 76.7982 | 197.6873 | 138.7735 | 248.2936 | 195.7522 | 166.0808 | 132.7098 | 108.5689 | 28.5194 | 105.0979 | 244.6941 | 200.3613 | 223.0527 | 279.0679 | 175.1669 | 157.8197 | 96.5337
8462 | 14 | 353 | 12 | 79.2153 | 72.5577 | 200.6947 | 138.2372 | 260.4004 | 203.1907 | 166.7751 | 139.237 | 110.6316 | 30.5653 | 104.3915 | 246.6137 | 221.8883 | 227.9784 | 273.2777 | 162.7441 | 148.7348 | 104.46
8463 | 15 | 353 | 12 | 107.0475 | 88.2309 | 209.6558 | 137.2612 | 295.7522 | 228.5546 | 193.2571 | 139.1854 | 114.7722 | 37.1525 | 105.3747 | 284.9614 | 246.6594 | 253.5709 | 305.8513 | 185.6161 | 190.1171 | 112.767
8464 | 16 | 353 | 12 | 114.9694 | 134.3114 | 283.1137 | 141.8769 | 296.8634 | 241.2015 | 245.8506 | 137.5245 | 145.4388 | 39.299 | 115.6569 | 311.4729 | 240.3603 | 303.2775 | 308.2211 | 225.0638 | 216.3254 | 180.1929
8465 | 17 | 353 | 12 | 117.6221 | 173.1478 | 320.6563 | 148.1388 | 294.4395 | 235.3205 | 240.2896 | 142.5023 | 157.8022 | 43.1562 | 110.293 | 309.7595 | 240.6525 | 307.828 | 322.7148 | 252.1864 | 234.3663 | 184.1524
8466 | 18 | 353 | 12 | 120.4136 | 138.6618 | 325.9729 | 148.9119 | 288.9103 | 218.0587 | 241.1286 | 129.1269 | 159.3971 | 44.9521 | 111.4719 | 308.6086 | 233.4294 | 303.5886 | 294.1739 | 227.2207 | 239.004 | 182.9942
8467 | 19 | 353 | 12 | 119.6761 | 126.2306 | 327.0317 | 144.1067 | 286.3498 | 222.3207 | 237.7062 | 142.539 | 159.7781 | 43.4372 | 111.1587 | 302.9707 | 225.5688 | 305.1057 | 289.2031 | 218.0428 | 235.739 | 190.2178
8468 | 20 | 353 | 12 | 116.1118 | 118.3308 | 318.0356 | 140.0659 | 284.5405 | 205.745 | 241.3078 | 138.6567 | 158.8781 | 43.4948 | 111.7299 | 302.8475 | 229.4529 | 300.254 | 305.6345 | 216.1464 | 236.8931 | 182.8614
8469 | 21 | 353 | 12 | 113.0123 | 112.0038 | 314.9766 | 134.7929 | 272.3742 | 205.4112 | 239.3144 | 140.986 | 157.0104 | 38.292 | 109.2373 | 305.3727 | 214.9623 | 299.2128 | 280.4089 | 203.8831 | 223.4266 | 185.3025
8470 | 22 | 353 | 12 | 113.2689 | 100.8958 | 312.1864 | 129.2812 | 276.4815 | 192.3521 | 253.6136 | 145.0627 | 154.2676 | 36.7282 | 106.4153 | 300.4001 | 209.4631 | 299.8228 | 277.8626 | 212.9195 | 237.109 | 182.3654
8471 | 23 | 353 | 12 | 112.1793 | 111.0683 | 313.1029 | 123.8994 | 256.1121 | 198.6045 | 252.6852 | 139.8441 | 151.4881 | 33.9851 | 96.1482 | 295.9989 | 197.2969 | 302.8853 | 270.122 | 203.5405 | 226.8072 | 178.7696
8472 | 0 | 354 | 12 | 98.9035 | 110.8806 | 321.4741 | 119.6944 | 244.9928 | 200.8686 | 256.2235 | 132.5402 | 150.1789 | 36.1754 | 85.046 | 276.1762 | 193.2815 | 299.1941 | 270.3959 | 207.3423 | 215.6227 | 179.124
8473 | 1 | 354 | 12 | 96.2754 | 111.63 | 321.0387 | 120.455 | 260.2814 | 199.189 | 264.2645 | 127.0012 | 148.7464 | 36.543 | 80.9124 | 275.4689 | 201.9933 | 302.2379 | 264.8662 | 209.726 | 210.2565 | 181.6143
8474 | 2 | 354 | 12 | 94.6527 | 111.4835 | 321.6257 | 117.2644 | 256.9321 | 190.1718 | 265.65 | 127.6865 | 149.6547 | 36.6279 | 84.1788 | 278.6022 | 199.9639 | 306.8865 | 268.0215 | 200.1102 | 199.4303 | 175.6687
8475 | 3 | 354 | 12 | 94.5442 | 123.072 | 322.4123 | 117.7481 | 253.7022 | 192.531 | 263.2918 | 128.0365 | 146.9505 | 37.3135 | 82.2718 | 279.628 | 196.1414 | 307.1361 | 253.3451 | 206.4142 | 203.1215 | 174.5806
8476 | 4 | 354 | 12 | 96.7674 | 112.5835 | 323.2384 | 119.5601 | 263.6593 | 185.4597 | 261.6158 | 132.1629 | 148.1522 | 36.106 | 87.7737 | 283.009 | 210.433 | 311.1761 | 275.494 | 200.3688 | 201.7767 | 169.321
8477 | 5 | 354 | 12 | 97.9411 | 112.6939 | 313.9958 | 118.8175 | 267.0955 | 189.8239 | 258.0157 | 135.156 | 149.9701 | 34.9343 | 88.2657 | 296.1318 | 215.0779 | 317.3741 | 273.9302 | 205.1083 | 202.4451 | 179.1872
8478 | 6 | 354 | 12 | 97.8402 | 124.3489 | 313.5111 | 124.4432 | 272.4561 | 191.7631 | 243.9233 | 128.1878 | 151.0558 | 37.8195 | 98.4587 | 308.5483 | 219.5957 | 317.8126 | 275.8199 | 204.3083 | 199.2899 | 180.8746
8479 | 7 | 354 | 12 | 77.3656 | 90.721 | 222.6964 | 126.9819 | 245.8322 | 186.6153 | 187.9609 | 134.2246 | 145.665 | 30.545 | 102.2169 | 291.3045 | 186.0052 | 284.6857 | 267.8202 | 191.8182 | 190.1391 | 145.356
8480 | 8 | 354 | 12 | 76.1569 | 73.9245 | 207.2926 | 130.5569 | 239.2573 | 176.5205 | 165.2945 | 134.434 | 120.1402 | 27.2033 | 101.3664 | 254.504 | 177.8731 | 242.3648 | 269.3199 | 170.0463 | 155.585 | 96.5825
8481 | 9 | 354 | 12 | 73.6637 | 71.1548 | 198.7959 | 137.362 | 251.572 | 178.2217 | 162.7953 | 119.9432 | 110.0483 | 27.2075 | 106.7937 | 237.4344 | 200.61 | 227.4986 | 277.124 | 162.9346 | 165.3695 | 92.2229
8482 | 10 | 354 | 12 | 75.2299 | 77.6778 | 200.5397 | 143.1105 | 257.5753 | 194.8354 | 162.7599 | 124.4815 | 107.8301 | 29.8596 | 114.6247 | 246.7889 | 210.3572 | 228.6913 | 288.0764 | 178.1247 | 159.8852 | 93.8158
8483 | 11 | 354 | 12 | 73.6184 | 75.9868 | 204.8985 | 143.4824 | 259.0872 | 202.7236 | 160.6999 | 131.5003 | 108.8631 | 28.0441 | 116.8458 | 247.1958 | 207.6444 | 223.5125 | 289.3699 | 179.9157 | 164.0392 | 96.3174
8484 | 12 | 354 | 12 | 73.4317 | 77.0341 | 195.7111 | 142.971 | 255.9368 | 203.8889 | 164.2915 | 126.6333 | 109.1337 | 27.1376 | 113.2905 | 249.558 | 210.2441 | 226.1683 | 278.0093 | 182.5548 | 161.6489 | 98.24
8485 | 13 | 354 | 12 | 78.2968 | 76.7982 | 197.6873 | 138.7735 | 248.2936 | 195.7522 | 166.0808 | 132.7098 | 108.5689 | 28.5194 | 105.0979 | 244.6941 | 200.3613 | 223.0527 | 279.0679 | 175.1669 | 157.8197 | 96.5337
8486 | 14 | 354 | 12 | 79.2153 | 72.5577 | 200.6947 | 138.2372 | 260.4004 | 203.1907 | 166.7751 | 139.237 | 110.6316 | 30.5653 | 104.3915 | 246.6137 | 221.8883 | 227.9784 | 273.2777 | 162.7441 | 148.7348 | 104.46
8487 | 15 | 354 | 12 | 107.0475 | 88.2309 | 209.6558 | 137.2612 | 295.7522 | 228.5546 | 193.2571 | 139.1854 | 114.7722 | 37.1525 | 105.3747 | 284.9614 | 246.6594 | 253.5709 | 305.8513 | 185.6161 | 190.1171 | 112.767
8488 | 16 | 354 | 12 | 114.9694 | 134.3114 | 283.1137 | 141.8769 | 296.8634 | 241.2015 | 245.8506 | 137.5245 | 145.4388 | 39.299 | 115.6569 | 311.4729 | 240.3603 | 303.2775 | 308.2211 | 225.0638 | 216.3254 | 180.1929
8489 | 17 | 354 | 12 | 117.6221 | 173.1478 | 320.6563 | 148.1388 | 294.4395 | 235.3205 | 240.2896 | 142.5023 | 157.8022 | 43.1562 | 110.293 | 309.7595 | 240.6525 | 307.828 | 322.7148 | 252.1864 | 234.3663 | 184.1524
8490 | 18 | 354 | 12 | 120.4136 | 138.6618 | 325.9729 | 148.9119 | 288.9103 | 218.0587 | 241.1286 | 129.1269 | 159.3971 | 44.9521 | 111.4719 | 308.6086 | 233.4294 | 303.5886 | 294.1739 | 227.2207 | 239.004 | 182.9942
8491 | 19 | 354 | 12 | 119.6761 | 126.2306 | 327.0317 | 144.1067 | 286.3498 | 222.3207 | 237.7062 | 142.539 | 159.7781 | 43.4372 | 111.1587 | 302.9707 | 225.5688 | 305.1057 | 289.2031 | 218.0428 | 235.739 | 190.2178
8492 | 20 | 354 | 12 | 116.1118 | 118.3308 | 318.0356 | 140.0659 | 284.5405 | 205.745 | 241.3078 | 138.6567 | 158.8781 | 43.4948 | 111.7299 | 302.8475 | 229.4529 | 300.254 | 305.6345 | 216.1464 | 236.8931 | 182.8614
8493 | 21 | 354 | 12 | 113.0123 | 112.0038 | 314.9766 | 134.7929 | 272.3742 | 205.4112 | 239.3144 | 140.986 | 157.0104 | 38.292 | 109.2373 | 305.3727 | 214.9623 | 299.2128 | 280.4089 | 203.8831 | 223.4266 | 185.3025
8494 | 22 | 354 | 12 | 113.2689 | 100.8958 | 312.1864 | 129.2812 | 276.4815 | 192.3521 | 253.6136 | 145.0627 | 154.2676 | 36.7282 | 106.4153 | 300.4001 | 209.4631 | 299.8228 | 277.8626 | 212.9195 | 237.109 | 182.3654
8495 | 23 | 354 | 12 | 112.1793 | 111.0683 | 313.1029 | 123.8994 | 256.1121 | 198.6045 | 252.6852 | 139.8441 | 151.4881 | 33.9851 | 96.1482 | 295.9989 | 197.2969 | 302.8853 | 270.122 | 203.5405 | 226.8072 | 178.7696
8496 | 0 | 355 | 12 | 98.9035 | 110.8806 | 321.4741 | 119.6944 | 244.9928 | 200.8686 | 256.2235 | 132.5402 | 150.1789 | 36.1754 | 85.046 | 276.1762 | 193.2815 | 299.1941 | 270.3959 | 207.3423 | 215.6227 | 179.124
8497 | 1 | 355 | 12 | 96.2754 | 111.63 | 321.0387 | 120.455 | 260.2814 | 199.189 | 264.2645 | 127.0012 | 148.7464 | 36.543 | 80.9124 | 275.4689 | 201.9933 | 302.2379 | 264.8662 | 209.726 | 210.2565 | 181.6143
8498 | 2 | 355 | 12 | 94.6527 | 111.4835 | 321.6257 | 117.2644 | 256.9321 | 190.1718 | 265.65 | 127.6865 | 149.6547 | 36.6279 | 84.1788 | 278.6022 | 199.9639 | 306.8865 | 268.0215 | 200.1102 | 199.4303 | 175.6687
8499 | 3 | 355 | 12 | 94.5442 | 123.072 | 322.4123 | 117.7481 | 253.7022 | 192.531 | 263.2918 | 128.0365 | 146.9505 | 37.3135 | 82.2718 | 279.628 | 196.1414 | 307.1361 | 253.3451 | 206.4142 | 203.1215 | 174.5806
8500 | 4 | 355 | 12 | 96.7674 | 112.5835 | 323.2384 | 119.5601 | 263.6593 | 185.4597 | 261.6158 | 132.1629 | 148.1522 | 36.106 | 87.7737 | 283.009 | 210.433 | 311.1761 | 275.494 | 200.3688 | 201.7767 | 169.321
8501 | 5 | 355 | 12 | 97.9411 | 112.6939 | 313.9958 | 118.8175 | 267.0955 | 189.8239 | 258.0157 | 135.156 | 149.9701 | 34.9343 | 88.2657 | 296.1318 | 215.0779 | 317.3741 | 273.9302 | 205.1083 | 202.4451 | 179.1872
8502 | 6 | 355 | 12 | 97.8402 | 124.3489 | 313.5111 | 124.4432 | 272.4561 | 191.7631 | 243.9233 | 128.1878 | 151.0558 | 37.8195 | 98.4587 | 308.5483 | 219.5957 | 317.8126 | 275.8199 | 204.3083 | 199.2899 | 180.8746
8503 | 7 | 355 | 12 | 77.3656 | 90.721 | 222.6964 | 126.9819 | 245.8322 | 186.6153 | 187.9609 | 134.2246 | 145.665 | 30.545 | 102.2169 | 291.3045 | 186.0052 | 284.6857 | 267.8202 | 191.8182 | 190.1391 | 145.356
8504 | 8 | 355 | 12 | 76.1569 | 73.9245 | 207.2926 | 130.5569 | 239.2573 | 176.5205 | 165.2945 | 134.434 | 120.1402 | 27.2033 | 101.3664 | 254.504 | 177.8731 | 242.3648 | 269.3199 | 170.0463 | 155.585 | 96.5825
8505 | 9 | 355 | 12 | 73.6637 | 71.1548 | 198.7959 | 137.362 | 251.572 | 178.2217 | 162.7953 | 119.9432 | 110.0483 | 27.2075 | 106.7937 | 237.4344 | 200.61 | 227.4986 | 277.124 | 162.9346 | 165.3695 | 92.2229
8506 | 10 | 355 | 12 | 75.2299 | 77.6778 | 200.5397 | 143.1105 | 257.5753 | 194.8354 | 162.7599 | 124.4815 | 107.8301 | 29.8596 | 114.6247 | 246.7889 | 210.3572 | 228.6913 | 288.0764 | 178.1247 | 159.8852 | 93.8158
8507 | 11 | 355 | 12 | 73.6184 | 75.9868 | 204.8985 | 143.4824 | 259.0872 | 202.7236 | 160.6999 | 131.5003 | 108.8631 | 28.0441 | 116.8458 | 247.1958 | 207.6444 | 223.5125 | 289.3699 | 179.9157 | 164.0392 | 96.3174
8508 | 12 | 355 | 12 | 73.4317 | 77.0341 | 195.7111 | 142.971 | 255.9368 | 203.8889 | 164.2915 | 126.6333 | 109.1337 | 27.1376 | 113.2905 | 249.558 | 210.2441 | 226.1683 | 278.0093 | 182.5548 | 161.6489 | 98.24
8509 | 13 | 355 | 12 | 78.2968 | 76.7982 | 197.6873 | 138.7735 | 248.2936 | 195.7522 | 166.0808 | 132.7098 | 108.5689 | 28.5194 | 105.0979 | 244.6941 | 200.3613 | 223.0527 | 279.0679 | 175.1669 | 157.8197 | 96.5337
8510 | 14 | 355 | 12 | 79.2153 | 72.5577 | 200.6947 | 138.2372 | 260.4004 | 203.1907 | 166.7751 | 139.237 | 110.6316 | 30.5653 | 104.3915 | 246.6137 | 221.8883 | 227.9784 | 273.2777 | 162.7441 | 148.7348 | 104.46
8511 | 15 | 355 | 12 | 107.0475 | 88.2309 | 209.6558 | 137.2612 | 295.7522 | 228.5546 | 193.2571 | 139.1854 | 114.7722 | 37.1525 | 105.3747 | 284.9614 | 246.6594 | 253.5709 | 305.8513 | 185.6161 | 190.1171 | 112.767
8512 | 16 | 355 | 12 | 114.9694 | 134.3114 | 283.1137 | 141.8769 | 296.8634 | 241.2015 | 245.8506 | 137.5245 | 145.4388 | 39.299 | 115.6569 | 311.4729 | 240.3603 | 303.2775 | 308.2211 | 225.0638 | 216.3254 | 180.1929
8513 | 17 | 355 | 12 | 117.6221 | 173.1478 | 320.6563 | 148.1388 | 294.4395 | 235.3205 | 240.2896 | 142.5023 | 157.8022 | 43.1562 | 110.293 | 309.7595 | 240.6525 | 307.828 | 322.7148 | 252.1864 | 234.3663 | 184.1524
8514 | 18 | 355 | 12 | 120.4136 | 138.6618 | 325.9729 | 148.9119 | 288.9103 | 218.0587 | 241.1286 | 129.1269 | 159.3971 | 44.9521 | 111.4719 | 308.6086 | 233.4294 | 303.5886 | 294.1739 | 227.2207 | 239.004 | 182.9942
8515 | 19 | 355 | 12 | 119.6761 | 126.2306 | 327.0317 | 144.1067 | 286.3498 | 222.3207 | 237.7062 | 142.539 | 159.7781 | 43.4372 | 111.1587 | 302.9707 | 225.5688 | 305.1057 | 289.2031 | 218.0428 | 235.739 | 190.2178
8516 | 20 | 355 | 12 | 116.1118 | 118.3308 | 318.0356 | 140.0659 | 284.5405 | 205.745 | 241.3078 | 138.6567 | 158.8781 | 43.4948 | 111.7299 | 302.8475 | 229.4529 | 300.254 | 305.6345 | 216.1464 | 236.8931 | 182.8614
8517 | 21 | 355 | 12 | 113.0123 | 112.0038 | 314.9766 | 134.7929 | 272.3742 | 205.4112 | 239.3144 | 140.986 | 157.0104 | 38.292 | 109.2373 | 305.3727 | 214.9623 | 299.2128 | 280.4089 | 203.8831 | 223.4266 | 185.3025
8518 | 22 | 355 | 12 | 113.2689 | 100.8958 | 312.1864 | 129.2812 | 276.4815 | 192.3521 | 253.6136 | 145.0627 | 154.2676 | 36.7282 | 106.4153 | 300.4001 | 209.4631 | 299.8228 | 277.8626 | 212.9195 | 237.109 | 182.3654
8519 | 23 | 355 | 12 | 112.1793 | 111.0683 | 313.1029 | 123.8994 | 256.1121 | 198.6045 | 252.6852 | 139.8441 | 151.4881 | 33.9851 | 96.1482 | 295.9989 | 197.2969 | 302.8853 | 270.122 | 203.5405 | 226.8072 | 178.7696
8520 | 0 | 356 | 12 | 98.9035 | 110.8806 | 321.4741 | 119.6944 | 244.9928 | 200.8686 | 256.2235 | 132.5402 | 150.1789 | 36.1754 | 85.046 | 276.1762 | 193.2815 | 299.1941 | 270.3959 | 207.3423 | 215.6227 | 179.124
8521 | 1 | 356 | 12 | 96.2754 | 111.63 | 321.0387 | 120.455 | 260.2814 | 199.189 | 264.2645 | 127.0012 | 148.7464 | 36.543 | 80.9124 | 275.4689 | 201.9933 | 302.2379 | 264.8662 | 209.726 | 210.2565 | 181.6143
8522 | 2 | 356 | 12 | 94.6527 | 111.4835 | 321.6257 | 117.2644 | 256.9321 | 190.1718 | 265.65 | 127.6865 | 149.6547 | 36.6279 | 84.1788 | 278.6022 | 199.9639 | 306.8865 | 268.0215 | 200.1102 | 199.4303 | 175.6687
8523 | 3 | 356 | 12 | 94.5442 | 123.072 | 322.4123 | 117.7481 | 253.7022 | 192.531 | 263.2918 | 128.0365 | 146.9505 | 37.3135 | 82.2718 | 279.628 | 196.1414 | 307.1361 | 253.3451 | 206.4142 | 203.1215 | 174.5806
8524 | 4 | 356 | 12 | 96.7674 | 112.5835 | 323.2384 | 119.5601 | 263.6593 | 185.4597 | 261.6158 | 132.1629 | 148.1522 | 36.106 | 87.7737 | 283.009 | 210.433 | 311.1761 | 275.494 | 200.3688 | 201.7767 | 169.321
8525 | 5 | 356 | 12 | 97.9411 | 112.6939 | 313.9958 | 118.8175 | 267.0955 | 189.8239 | 258.0157 | 135.156 | 149.9701 | 34.9343 | 88.2657 | 296.1318 | 215.0779 | 317.3741 | 273.9302 | 205.1083 | 202.4451 | 179.1872
8526 | 6 | 356 | 12 | 97.8402 | 124.3489 | 313.5111 | 124.4432 | 272.4561 | 191.7631 | 243.9233 | 128.1878 | 151.0558 | 37.8195 | 98.4587 | 308.5483 | 219.5957 | 317.8126 | 275.8199 | 204.3083 | 199.2899 | 180.8746
8527 | 7 | 356 | 12 | 77.3656 | 90.721 | 222.6964 | 126.9819 | 245.8322 | 186.6153 | 187.9609 | 134.2246 | 145.665 | 30.545 | 102.2169 | 291.3045 | 186.0052 | 284.6857 | 267.8202 | 191.8182 | 190.1391 | 145.356
8528 | 8 | 356 | 12 | 76.1569 | 73.9245 | 207.2926 | 130.5569 | 239.2573 | 176.5205 | 165.2945 | 134.434 | 120.1402 | 27.2033 | 101.3664 | 254.504 | 177.8731 | 242.3648 | 269.3199 | 170.0463 | 155.585 | 96.5825
8529 | 9 | 356 | 12 | 73.6637 | 71.1548 | 198.7959 | 137.362 | 251.572 | 178.2217 | 162.7953 | 119.9432 | 110.0483 | 27.2075 | 106.7937 | 237.4344 | 200.61 | 227.4986 | 277.124 | 162.9346 | 165.3695 | 92.2229
8530 | 10 | 356 | 12 | 75.2299 | 77.6778 | 200.5397 | 143.1105 | 257.5753 | 194.8354 | 162.7599 | 124.4815 | 107.8301 | 29.8596 | 114.6247 | 246.7889 | 210.3572 | 228.6913 | 288.0764 | 178.1247 | 159.8852 | 93.8158
8531 | 11 | 356 | 12 | 73.6184 | 75.9868 | 204.8985 | 143.4824 | 259.0872 | 202.7236 | 160.6999 | 131.5003 | 108.8631 | 28.0441 | 116.8458 | 247.1958 | 207.6444 | 223.5125 | 289.3699 | 179.9157 | 164.0392 | 96.3174
8532 | 12 | 356 | 12 | 73.4317 | 77.0341 | 195.7111 | 142.971 | 255.9368 | 203.8889 | 164.2915 | 126.6333 | 109.1337 | 27.1376 | 113.2905 | 249.558 | 210.2441 | 226.1683 | 278.0093 | 182.5548 | 161.6489 | 98.24
8533 | 13 | 356 | 12 | 78.2968 | 76.7982 | 197.6873 | 138.7735 | 248.2936 | 195.7522 | 166.0808 | 132.7098 | 108.5689 | 28.5194 | 105.0979 | 244.6941 | 200.3613 | 223.0527 | 279.0679 | 175.1669 | 157.8197 | 96.5337
8534 | 14 | 356 | 12 | 79.2153 | 72.5577 | 200.6947 | 138.2372 | 260.4004 | 203.1907 | 166.7751 | 139.237 | 110.6316 | 30.5653 | 104.3915 | 246.6137 | 221.8883 | 227.9784 | 273.2777 | 162.7441 | 148.7348 | 104.46
8535 | 15 | 356 | 12 | 107.0475 | 88.2309 | 209.6558 | 137.2612 | 295.7522 | 228.5546 | 193.2571 | 139.1854 | 114.7722 | 37.1525 | 105.3747 | 284.9614 | 246.6594 | 253.5709 | 305.8513 | 185.6161 | 190.1171 | 112.767
8536 | 16 | 356 | 12 | 114.9694 | 134.3114 | 283.1137 | 141.8769 | 296.8634 | 241.2015 | 245.8506 | 137.5245 | 145.4388 | 39.299 | 115.6569 | 311.4729 | 240.3603 | 303.2775 | 308.2211 | 225.0638 | 216.3254 | 180.1929
8537 | 17 | 356 | 12 | 117.6221 | 173.1478 | 320.6563 | 148.1388 | 294.4395 | 235.3205 | 240.2896 | 142.5023 | 157.8022 | 43.1562 | 110.293 | 309.7595 | 240.6525 | 307.828 | 322.7148 | 252.1864 | 234.3663 | 184.1524
8538 | 18 | 356 | 12 | 120.4136 | 138.6618 | 325.9729 | 148.9119 | 288.9103 | 218.0587 | 241.1286 | 129.1269 | 159.3971 | 44.9521 | 111.4719 | 308.6086 | 233.4294 | 303.5886 | 294.1739 | 227.2207 | 239.004 | 182.9942
8539 | 19 | 356 | 12 | 119.6761 | 126.2306 | 327.0317 | 144.1067 | 286.3498 | 222.3207 | 237.7062 | 142.539 | 159.7781 | 43.4372 | 111.1587 | 302.9707 | 225.5688 | 305.1057 | 289.2031 | 218.0428 | 235.739 | 190.2178
8540 | 20 | 356 | 12 | 116.1118 | 118.3308 | 318.0356 | 140.0659 | 284.5405 | 205.745 | 241.3078 | 138.6567 | 158.8781 | 43.4948 | 111.7299 | 302.8475 | 229.4529 | 300.254 | 305.6345 | 216.1464 | 236.8931 | 182.8614
8541 | 21 | 356 | 12 | 113.0123 | 112.0038 | 314.9766 | 134.7929 | 272.3742 | 205.4112 | 239.3144 | 140.986 | 157.0104 | 38.292 | 109.2373 | 305.3727 | 214.9623 | 299.2128 | 280.4089 | 203.8831 | 223.4266 | 185.3025
8542 | 22 | 356 | 12 | 113.2689 | 100.8958 | 312.1864 | 129.2812 | 276.4815 | 192.3521 | 253.6136 | 145.0627 | 154.2676 | 36.7282 | 106.4153 | 300.4001 | 209.4631 | 299.8228 | 277.8626 | 212.9195 | 237.109 | 182.3654
8543 | 23 | 356 | 12 | 112.1793 | 111.0683 | 313.1029 | 123.8994 | 256.1121 | 198.6045 | 252.6852 | 139.8441 | 151.4881 | 33.9851 | 96.1482 | 295.9989 | 197.2969 | 302.8853 | 270.122 | 203.5405 | 226.8072 | 178.7696
8544 | 0 | 357 | 12 | 98.9035 | 110.8806 | 321.4741 | 119.6944 | 244.9928 | 200.8686 | 256.2235 | 132.5402 | 150.1789 | 36.1754 | 85.046 | 276.1762 | 193.2815 | 299.1941 | 270.3959 | 207.3423 | 215.6227 | 179.124
8545 | 1 | 357 | 12 | 96.2754 | 111.63 | 321.0387 | 120.455 | 260.2814 | 199.189 | 264.2645 | 127.0012 | 148.7464 | 36.543 | 80.9124 | 275.4689 | 201.9933 | 302.2379 | 264.8662 | 209.726 | 210.2565 | 181.6143
8546 | 2 | 357 | 12 | 94.6527 | 111.4835 | 321.6257 | 117.2644 | 256.9321 | 190.1718 | 265.65 | 127.6865 | 149.6547 | 36.6279 | 84.1788 | 278.6022 | 199.9639 | 306.8865 | 268.0215 | 200.1102 | 199.4303 | 175.6687
8547 | 3 | 357 | 12 | 94.5442 | 123.072 | 322.4123 | 117.7481 | 253.7022 | 192.531 | 263.2918 | 128.0365 | 146.9505 | 37.3135 | 82.2718 | 279.628 | 196.1414 | 307.1361 | 253.3451 | 206.4142 | 203.1215 | 174.5806
8548 | 4 | 357 | 12 | 96.7674 | 112.5835 | 323.2384 | 119.5601 | 263.6593 | 185.4597 | 261.6158 | 132.1629 | 148.1522 | 36.106 | 87.7737 | 283.009 | 210.433 | 311.1761 | 275.494 | 200.3688 | 201.7767 | 169.321
8549 | 5 | 357 | 12 | 97.9411 | 112.6939 | 313.9958 | 118.8175 | 267.0955 | 189.8239 | 258.0157 | 135.156 | 149.9701 | 34.9343 | 88.2657 | 296.1318 | 215.0779 | 317.3741 | 273.9302 | 205.1083 | 202.4451 | 179.1872
8550 | 6 | 357 | 12 | 97.8402 | 124.3489 | 313.5111 | 124.4432 | 272.4561 | 191.7631 | 243.9233 | 128.1878 | 151.0558 | 37.8195 | 98.4587 | 308.5483 | 219.5957 | 317.8126 | 275.8199 | 204.3083 | 199.2899 | 180.8746
8551 | 7 | 357 | 12 | 77.3656 | 90.721 | 222.6964 | 126.9819 | 245.8322 | 186.6153 | 187.9609 | 134.2246 | 145.665 | 30.545 | 102.2169 | 291.3045 | 186.0052 | 284.6857 | 267.8202 | 191.8182 | 190.1391 | 145.356
8552 | 8 | 357 | 12 | 76.1569 | 73.9245 | 207.2926 | 130.5569 | 239.2573 | 176.5205 | 165.2945 | 134.434 | 120.1402 | 27.2033 | 101.3664 | 254.504 | 177.8731 | 242.3648 | 269.3199 | 170.0463 | 155.585 | 96.5825
8553 | 9 | 357 | 12 | 73.6637 | 71.1548 | 198.7959 | 137.362 | 251.572 | 178.2217 | 162.7953 | 119.9432 | 110.0483 | 27.2075 | 106.7937 | 237.4344 | 200.61 | 227.4986 | 277.124 | 162.9346 | 165.3695 | 92.2229
8554 | 10 | 357 | 12 | 75.2299 | 77.6778 | 200.5397 | 143.1105 | 257.5753 | 194.8354 | 162.7599 | 124.4815 | 107.8301 | 29.8596 | 114.6247 | 246.7889 | 210.3572 | 228.6913 | 288.0764 | 178.1247 | 159.8852 | 93.8158
8555 | 11 | 357 | 12 | 73.6184 | 75.9868 | 204.8985 | 143.4824 | 259.0872 | 202.7236 | 160.6999 | 131.5003 | 108.8631 | 28.0441 | 116.8458 | 247.1958 | 207.6444 | 223.5125 | 289.3699 | 179.9157 | 164.0392 | 96.3174
8556 | 12 | 357 | 12 | 73.4317 | 77.0341 | 195.7111 | 142.971 | 255.9368 | 203.8889 | 164.2915 | 126.6333 | 109.1337 | 27.1376 | 113.2905 | 249.558 | 210.2441 | 226.1683 | 278.0093 | 182.5548 | 161.6489 | 98.24
8557 | 13 | 357 | 12 | 78.2968 | 76.7982 | 197.6873 | 138.7735 | 248.2936 | 195.7522 | 166.0808 | 132.7098 | 108.5689 | 28.5194 | 105.0979 | 244.6941 | 200.3613 | 223.0527 | 279.0679 | 175.1669 | 157.8197 | 96.5337
8558 | 14 | 357 | 12 | 79.2153 | 72.5577 | 200.6947 | 138.2372 | 260.4004 | 203.1907 | 166.7751 | 139.237 | 110.6316 | 30.5653 | 104.3915 | 246.6137 | 221.8883 | 227.9784 | 273.2777 | 162.7441 | 148.7348 | 104.46
8559 | 15 | 357 | 12 | 107.0475 | 88.2309 | 209.6558 | 137.2612 | 295.7522 | 228.5546 | 193.2571 | 139.1854 | 114.7722 | 37.1525 | 105.3747 | 284.9614 | 246.6594 | 253.5709 | 305.8513 | 185.6161 | 190.1171 | 112.767
8560 | 16 | 357 | 12 | 114.9694 | 134.3114 | 283.1137 | 141.8769 | 296.8634 | 241.2015 | 245.8506 | 137.5245 | 145.4388 | 39.299 | 115.6569 | 311.4729 | 240.3603 | 303.2775 | 308.2211 | 225.0638 | 216.3254 | 180.1929
8561 | 17 | 357 | 12 | 117.6221 | 173.1478 | 320.6563 | 148.1388 | 294.4395 | 235.3205 | 240.2896 | 142.5023 | 157.8022 | 43.1562 | 110.293 | 309.7595 | 240.6525 | 307.828 | 322.7148 | 252.1864 | 234.3663 | 184.1524
8562 | 18 | 357 | 12 | 120.4136 | 138.6618 | 325.9729 | 148.9119 | 288.9103 | 218.0587 | 241.1286 | 129.1269 | 159.3971 | 44.9521 | 111.4719 | 308.6086 | 233.4294 | 303.5886 | 294.1739 | 227.2207 | 239.004 | 182.9942
8563 | 19 | 357 | 12 | 119.6761 | 126.2306 | 327.0317 | 144.1067 | 286.3498 | 222.3207 | 237.7062 | 142.539 | 159.7781 | 43.4372 | 111.1587 | 302.9707 | 225.5688 | 305.1057 | 289.2031 | 218.0428 | 235.739 | 190.2178
8564 | 20 | 357 | 12 | 116.1118 | 118.3308 | 318.0356 | 140.0659 | 284.5405 | 205.745 | 241.3078 | 138.6567 | 158.8781 | 43.4948 | 111.7299 | 302.8475 | 229.4529 | 300.254 | 305.6345 | 216.1464 | 236.8931 | 182.8614
8565 | 21 | 357 | 12 | 113.0123 | 112.0038 | 314.9766 | 134.7929 | 272.3742 | 205.4112 | 239.3144 | 140.986 | 157.0104 | 38.292 | 109.2373 | 305.3727 | 214.9623 | 299.2128 | 280.4089 | 203.8831 | 223.4266 | 185.3025
8566 | 22 | 357 | 12 | 113.2689 | 100.8958 | 312.1864 | 129.2812 | 276.4815 | 192.3521 | 253.6136 | 145.0627 | 154.2676 | 36.7282 | 106.4153 | 300.4001 | 209.4631 | 299.8228 | 277.8626 | 212.9195 | 237.109 | 182.3654
8567 | 23 | 357 | 12 | 112.1793 | 111.0683 | 313.1029 | 123.8994 | 256.1121 | 198.6045 | 252.6852 | 139.8441 | 151.4881 | 33.9851 | 96.1482 | 295.9989 | 197.2969 | 302.8853 | 270.122 | 203.5405 | 226.8072 | 178.7696
8568 | 0 | 358 | 12 | 98.9035 | 110.8806 | 321.4741 | 119.6944 | 244.9928 | 200.8686 | 256.2235 | 132.5402 | 150.1789 | 36.1754 | 85.046 | 276.1762 | 193.2815 | 299.1941 | 270.3959 | 207.3423 | 215.6227 | 179.124
8569 | 1 | 358 | 12 | 96.2754 | 111.63 | 321.0387 | 120.455 | 260.2814 | 199.189 | 264.2645 | 127.0012 | 148.7464 | 36.543 | 80.9124 | 275.4689 | 201.9933 | 302.2379 | 264.8662 | 209.726 | 210.2565 | 181.6143
8570 | 2 | 358 | 12 | 94.6527 | 111.4835 | 321.6257 | 117.2644 | 256.9321 | 190.1718 | 265.65 | 127.6865 | 149.6547 | 36.6279 | 84.1788 | 278.6022 | 199.9639 | 306.8865 | 268.0215 | 200.1102 | 199.4303 | 175.6687
8571 | 3 | 358 | 12 | 94.5442 | 123.072 | 322.4123 | 117.7481 | 253.7022 | 192.531 | 263.2918 | 128.0365 | 146.9505 | 37.3135 | 82.2718 | 279.628 | 196.1414 | 307.1361 | 253.3451 | 206.4142 | 203.1215 | 174.5806
8572 | 4 | 358 | 12 | 96.7674 | 112.5835 | 323.2384 | 119.5601 | 263.6593 | 185.4597 | 261.6158 | 132.1629 | 148.1522 | 36.106 | 87.7737 | 283.009 | 210.433 | 311.1761 | 275.494 | 200.3688 | 201.7767 | 169.321
8573 | 5 | 358 | 12 | 97.9411 | 112.6939 | 313.9958 | 118.8175 | 267.0955 | 189.8239 | 258.0157 | 135.156 | 149.9701 | 34.9343 | 88.2657 | 296.1318 | 215.0779 | 317.3741 | 273.9302 | 205.1083 | 202.4451 | 179.1872
8574 | 6 | 358 | 12 | 97.8402 | 124.3489 | 313.5111 | 124.4432 | 272.4561 | 191.7631 | 243.9233 | 128.1878 | 151.0558 | 37.8195 | 98.4587 | 308.5483 | 219.5957 | 317.8126 | 275.8199 | 204.3083 | 199.2899 | 180.8746
8575 | 7 | 358 | 12 | 77.3656 | 90.721 | 222.6964 | 126.9819 | 245.8322 | 186.6153 | 187.9609 | 134.2246 | 145.665 | 30.545 | 102.2169 | 291.3045 | 186.0052 | 284.6857 | 267.8202 | 191.8182 | 190.1391 | 145.356
8576 | 8 | 358 | 12 | 76.1569 | 73.9245 | 207.2926 | 130.5569 | 239.2573 | 176.5205 | 165.2945 | 134.434 | 120.1402 | 27.2033 | 101.3664 | 254.504 | 177.8731 | 242.3648 | 269.3199 | 170.0463 | 155.585 | 96.5825
8577 | 9 | 358 | 12 | 73.6637 | 71.1548 | 198.7959 | 137.362 | 251.572 | 178.2217 | 162.7953 | 119.9432 | 110.0483 | 27.2075 | 106.7937 | 237.4344 | 200.61 | 227.4986 | 277.124 | 162.9346 | 165.3695 | 92.2229
8578 | 10 | 358 | 12 | 75.2299 | 77.6778 | 200.5397 | 143.1105 | 257.5753 | 194.8354 | 162.7599 | 124.4815 | 107.8301 | 29.8596 | 114.6247 | 246.7889 | 210.3572 | 228.6913 | 288.0764 | 178.1247 | 159.8852 | 93.8158
8579 | 11 | 358 | 12 | 73.6184 | 75.9868 | 204.8985 | 143.4824 | 259.0872 | 202.7236 | 160.6999 | 131.5003 | 108.8631 | 28.0441 | 116.8458 | 247.1958 | 207.6444 | 223.5125 | 289.3699 | 179.9157 | 164.0392 | 96.3174
8580 | 12 | 358 | 12 | 73.4317 | 77.0341 | 195.7111 | 142.971 | 255.9368 | 203.8889 | 164.2915 | 126.6333 | 109.1337 | 27.1376 | 113.2905 | 249.558 | 210.2441 | 226.1683 | 278.0093 | 182.5548 | 161.6489 | 98.24
8581 | 13 | 358 | 12 | 78.2968 | 76.7982 | 197.6873 | 138.7735 | 248.2936 | 195.7522 | 166.0808 | 132.7098 | 108.5689 | 28.5194 | 105.0979 | 244.6941 | 200.3613 | 223.0527 | 279.0679 | 175.1669 | 157.8197 | 96.5337
8582 | 14 | 358 | 12 | 79.2153 | 72.5577 | 200.6947 | 138.2372 | 260.4004 | 203.1907 | 166.7751 | 139.237 | 110.6316 | 30.5653 | 104.3915 | 246.6137 | 221.8883 | 227.9784 | 273.2777 | 162.7441 | 148.7348 | 104.46
8583 | 15 | 358 | 12 | 107.0475 | 88.2309 | 209.6558 | 137.2612 | 295.7522 | 228.5546 | 193.2571 | 139.1854 | 114.7722 | 37.1525 | 105.3747 | 284.9614 | 246.6594 | 253.5709 | 305.8513 | 185.6161 | 190.1171 | 112.767
8584 | 16 | 358 | 12 | 114.9694 | 134.3114 | 283.1137 | 141.8769 | 296.8634 | 241.2015 | 245.8506 | 137.5245 | 145.4388 | 39.299 | 115.6569 | 311.4729 | 240.3603 | 303.2775 | 308.2211 | 225.0638 | 216.3254 | 180.1929
8585 | 17 | 358 | 12 | 117.6221 | 173.1478 | 320.6563 | 148.1388 | 294.4395 | 235.3205 | 240.2896 | 142.5023 | 157.8022 | 43.1562 | 110.293 | 309.7595 | 240.6525 | 307.828 | 322.7148 | 252.1864 | 234.3663 | 184.1524
8586 | 18 | 358 | 12 | 120.4136 | 138.6618 | 325.9729 | 148.9119 | 288.9103 | 218.0587 | 241.1286 | 129.1269 | 159.3971 | 44.9521 | 111.4719 | 308.6086 | 233.4294 | 303.5886 | 294.1739 | 227.2207 | 239.004 | 182.9942
8587 | 19 | 358 | 12 | 119.6761 | 126.2306 | 327.0317 | 144.1067 | 286.3498 | 222.3207 | 237.7062 | 142.539 | 159.7781 | 43.4372 | 111.1587 | 302.9707 | 225.5688 | 305.1057 | 289.2031 | 218.0428 | 235.739 | 190.2178
8588 | 20 | 358 | 12 | 116.1118 | 118.3308 | 318.0356 | 140.0659 | 284.5405 | 205.745 | 241.3078 | 138.6567 | 158.8781 | 43.4948 | 111.7299 | 302.8475 | 229.4529 | 300.254 | 305.6345 | 216.1464 | 236.8931 | 182.8614
8589 | 21 | 358 | 12 | 113.0123 | 112.0038 | 314.9766 | 134.7929 | 272.3742 | 205.4112 | 239.3144 | 140.986 | 157.0104 | 38.292 | 109.2373 | 305.3727 | 214.9623 | 299.2128 | 280.4089 | 203.8831 | 223.4266 | 185.3025
8590 | 22 | 358 | 12 | 113.2689 | 100.8958 | 312.1864 | 129.2812 | 276.4815 | 192.3521 | 253.6136 | 145.0627 | 154.2676 | 36.7282 | 106.4153 | 300.4001 | 209.4631 | 299.8228 | 277.8626 | 212.9195 | 237.109 | 182.3654
8591 | 23 | 358 | 12 | 112.1793 | 111.0683 | 313.1029 | 123.8994 | 256.1121 | 198.6045 | 252.6852 | 139.8441 | 151.4881 | 33.9851 | 96.1482 | 295.9989 | 197.2969 | 302.8853 | 270.122 | 203.5405 | 226.8072 | 178.7696
8592 | 0 | 359 | 12 | 98.9035 | 110.8806 | 321.4741 | 119.6944 | 244.9928 | 200.8686 | 256.2235 | 132.5402 | 150.1789 | 36.1754 | 85.046 | 276.1762 | 193.2815 | 299.1941 | 270.3959 | 207.3423 | 215.6227 | 179.124
8593 | 1 | 359 | 12 | 96.2754 | 111.63 | 321.0387 | 120.455 | 260.2814 | 199.189 | 264.2645 | 127.0012 | 148.7464 | 36.543 | 80.9124 | 275.4689 | 201.9933 | 302.2379 | 264.8662 | 209.726 | 210.2565 | 181.6143
8594 | 2 | 359 | 12 | 94.6527 | 111.4835 | 321.6257 | 117.2644 | 256.9321 | 190.1718 | 265.65 | 127.6865 | 149.6547 | 36.6279 | 84.1788 | 278.6022 | 199.9639 | 306.8865 | 268.0215 | 200.1102 | 199.4303 | 175.6687
8595 | 3 | 359 | 12 | 94.5442 | 123.072 | 322.4123 | 117.7481 | 253.7022 | 192.531 | 263.2918 | 128.0365 | 146.9505 | 37.3135 | 82.2718 | 279.628 | 196.1414 | 307.1361 | 253.3451 | 206.4142 | 203.1215 | 174.5806
8596 | 4 | 359 | 12 | 96.7674 | 112.5835 | 323.2384 | 119.5601 | 263.6593 | 185.4597 | 261.6158 | 132.1629 | 148.1522 | 36.106 | 87.7737 | 283.009 | 210.433 | 311.1761 | 275.494 | 200.3688 | 201.7767 | 169.321
8597 | 5 | 359 | 12 | 97.9411 | 112.6939 | 313.9958 | 118.8175 | 267.0955 | 189.8239 | 258.0157 | 135.156 | 149.9701 | 34.9343 | 88.2657 | 296.1318 | 215.0779 | 317.3741 | 273.9302 | 205.1083 | 202.4451 | 179.1872
8598 | 6 | 359 | 12 | 97.8402 | 124.3489 | 313.5111 | 124.4432 | 272.4561 | 191.7631 | 243.9233 | 128.1878 | 151.0558 | 37.8195 | 98.4587 | 308.5483 | 219.5957 | 317.8126 | 275.8199 | 204.3083 | 199.2899 | 180.8746
8599 | 7 | 359 | 12 | 77.3656 | 90.721 | 222.6964 | 126.9819 | 245.8322 | 186.6153 | 187.9609 | 134.2246 | 145.665 | 30.545 | 102.2169 | 291.3045 | 186.0052 | 284.6857 | 267.8202 | 191.8182 | 190.1391 | 145.356
8600 | 8 | 359 | 12 | 76.1569 | 73.9245 | 207.2926 | 130.5569 | 239.2573 | 176.5205 | 165.2945 | 134.434 | 120.1402 | 27.2033 | 101.3664 | 254.504 | 177.8731 | 242.3648 | 269.3199 | 170.0463 | 155.585 | 96.5825
8601 | 9 | 359 | 12 | 73.6637 | 71.1548 | 198.7959 | 137.362 | 251.572 | 178.2217 | 162.7953 | 119.9432 | 110.0483 | 27.2075 | 106.7937 | 237.4344 | 200.61 | 227.4986 | 277.124 | 162.9346 | 165.3695 | 92.2229
8602 | 10 | 359 | 12 | 75.2299 | 77.6778 | 200.5397 | 143.1105 | 257.5753 | 194.8354 | 162.7599 | 124.4815 | 107.8301 | 29.8596 | 114.6247 | 246.7889 | 210.3572 | 228.6913 | 288.0764 | 178.1247 | 159.8852 | 93.8158
8603 | 11 | 359 | 12 | 73.6184 | 75.9868 | 204.8985 | 143.4824 | 259.0872 | 202.7236 | 160.6999 | 131.5003 | 108.8631 | 28.0441 | 116.8458 | 247.1958 | 207.6444 | 223.5125 | 289.3699 | 179.9157 | 164.0392 | 96.3174
8604 | 12 | 359 | 12 | 73.4317 | 77.0341 | 195.7111 | 142.971 | 255.9368 | 203.8889 | 164.2915 | 126.6333 | 109.1337 | 27.1376 | 113.2905 | 249.558 | 210.2441 | 226.1683 | 278.0093 | 182.5548 | 161.6489 | 98.24
8605 | 13 | 359 | 12 | 78.2968 | 76.7982 | 197.6873 | 138.7735 | 248.2936 | 195.7522 | 166.0808 | 132.7098 | 108.5689 | 28.5194 | 105.0979 | 244.6941 | 200.3613 | 223.0527 | 279.0679 | 175.1669 | 157.8197 | 96.5337
8606 | 14 | 359 | 12 | 79.2153 | 72.5577 | 200.6947 | 138.2372 | 260.4004 | 203.1907 | 166.7751 | 139.237 | 110.6316 | 30.5653 | 104.3915 | 246.6137 | 221.8883 | 227.9784 | 273.2777 | 162.7441 | 148.7348 | 104.46
8607 | 15 | 359 | 12 | 107.0475 | 88.2309 | 209.6558 | 137.2612 | 295.7522 | 228.5546 | 193.2571 | 139.1854 | 114.7722 | 37.1525 | 105.3747 | 284.9614 | 246.6594 | 253.5709 | 305.8513 | 185.6161 | 190.1171 | 112.767
8608 | 16 | 359 | 12 | 114.9694 | 134.3114 | 283.1137 | 141.8769 | 296.8634 | 241.2015 | 245.8506 | 137.5245 | 145.4388 | 39.299 | 115.6569 | 311.4729 | 240.3603 | 303.2775 | 308.2211 | 225.0638 | 216.3254 | 180.1929
8609 | 17 | 359 | 12 | 117.6221 | 173.1478 | 320.6563 | 148.1388 | 294.4395 | 235.3205 | 240.2896 | 142.5023 | 157.8022 | 43.1562 | 110.293 | 309.7595 | 240.6525 | 307.828 | 322.7148 | 252.1864 | 234.3663 | 184.1524
8610 | 18 | 359 | 12 | 120.4136 | 138.6618 | 325.9729 | 148.9119 | 288.9103 | 218.0587 | 241.1286 | 129.1269 | 159.3971 | 44.9521 | 111.4719 | 308.6086 | 233.4294 | 303.5886 | 294.1739 | 227.2207 | 239.004 | 182.9942
8611 | 19 | 359 | 12 | 119.6761 | 126.2306 | 327.0317 | 144.1067 | 286.3498 | 222.3207 | 237.7062 | 142.539 | 159.7781 | 43.4372 | 111.1587 | 302.9707 | 225.5688 | 305.1057 | 289.2031 | 218.0428 | 235.739 | 190.2178
8612 | 20 | 359 | 12 | 116.1118 | 118.3308 | 318.0356 | 140.0659 | 284.5405 | 205.745 | 241.3078 | 138.6567 | 158.8781 | 43.4948 | 111.7299 | 302.8475 | 229.4529 | 300.254 | 305.6345 | 216.1464 | 236.8931 | 182.8614
8613 | 21 | 359 | 12 | 113.0123 | 112.0038 | 314.9766 | 134.7929 | 272.3742 | 205.4112 | 239.3144 | 140.986 | 157.0104 | 38.292 | 109.2373 | 305.3727 | 214.9623 | 299.2128 | 280.4089 | 203.8831 | 223.4266 | 185.3025
8614 | 22 | 359 | 12 | 113.2689 | 100.8958 | 312.1864 | 129.2812 | 276.4815 | 192.3521 | 253.6136 | 145.0627 | 154.2676 | 36.7282 | 106.4153 | 300.4001 | 209.4631 | 299.8228 | 277.8626 | 212.9195 | 237.109 | 182.3654
8615 | 23 | 359 | 12 | 112.1793 | 111.0683 | 313.1029 | 123.8994 | 256.1121 | 198.6045 | 252.6852 | 139.8441 | 151.4881 | 33.9851 | 96.1482 | 295.9989 | 197.2969 | 302.8853 | 270.122 | 203.5405 | 226.8072 | 178.7696
8616 | 0 | 360 | 12 | 98.9035 | 110.8806 | 321.4741 | 119.6944 | 244.9928 | 200.8686 | 256.2235 | 132.5402 | 150.1789 | 36.1754 | 85.046 | 276.1762 | 193.2815 | 299.1941 | 270.3959 | 207.3423 | 215.6227 | 179.124
8617 | 1 | 360 | 12 | 96.2754 | 111.63 | 321.0387 | 120.455 | 260.2814 | 199.189 | 264.2645 | 127.0012 | 148.7464 | 36.543 | 80.9124 | 275.4689 | 201.9933 | 302.2379 | 264.8662 | 209.726 | 210.2565 | 181.6143
8618 | 2 | 360 | 12 | 94.6527 | 111.4835 | 321.6257 | 117.2644 | 256.9321 | 190.1718 | 265.65 | 127.6865 | 149.6547 | 36.6279 | 84.1788 | 278.6022 | 199.9639 | 306.8865 | 268.0215 | 200.1102 | 199.4303 | 175.6687
8619 | 3 | 360 | 12 | 94.5442 | 123.072 | 322.4123 | 117.7481 | 253.7022 | 192.531 | 263.2918 | 128.0365 | 146.9505 | 37.3135 | 82.2718 | 279.628 | 196.1414 | 307.1361 | 253.3451 | 206.4142 | 203.1215 | 174.5806
8620 | 4 | 360 | 12 | 96.7674 | 112.5835 | 323.2384 | 119.5601 | 263.6593 | 185.4597 | 261.6158 | 132.1629 | 148.1522 | 36.106 | 87.7737 | 283.009 | 210.433 | 311.1761 | 275.494 | 200.3688 | 201.7767 | 169.321
8621 | 5 | 360 | 12 | 97.9411 | 112.6939 | 313.9958 | 118.8175 | 267.0955 | 189.8239 | 258.0157 | 135.156 | 149.9701 | 34.9343 | 88.2657 | 296.1318 | 215.0779 | 317.3741 | 273.9302 | 205.1083 | 202.4451 | 179.1872
8622 | 6 | 360 | 12 | 97.8402 | 124.3489 | 313.5111 | 124.4432 | 272.4561 | 191.7631 | 243.9233 | 128.1878 | 151.0558 | 37.8195 | 98.4587 | 308.5483 | 219.5957 | 317.8126 | 275.8199 | 204.3083 | 199.2899 | 180.8746
8623 | 7 | 360 | 12 | 77.3656 | 90.721 | 222.6964 | 126.9819 | 245.8322 | 186.6153 | 187.9609 | 134.2246 | 145.665 | 30.545 | 102.2169 | 291.3045 | 186.0052 | 284.6857 | 267.8202 | 191.8182 | 190.1391 | 145.356
8624 | 8 | 360 | 12 | 76.1569 | 73.9245 | 207.2926 | 130.5569 | 239.2573 | 176.5205 | 165.2945 | 134.434 | 120.1402 | 27.2033 | 101.3664 | 254.504 | 177.8731 | 242.3648 | 269.3199 | 170.0463 | 155.585 | 96.5825
8625 | 9 | 360 | 12 | 73.6637 | 71.1548 | 198.7959 | 137.362 | 251.572 | 178.2217 | 162.7953 | 119.9432 | 110.0483 | 27.2075 | 106.7937 | 237.4344 | 200.61 | 227.4986 | 277.124 | 162.9346 | 165.3695 | 92.2229
8626 | 10 | 360 | 12 | 75.2299 | 77.6778 | 200.5397 | 143.1105 | 257.5753 | 194.8354 | 162.7599 | 124.4815 | 107.8301 | 29.8596 | 114.6247 | 246.7889 | 210.3572 | 228.6913 | 288.0764 | 178.1247 | 159.8852 | 93.8158
8627 | 11 | 360 | 12 | 73.6184 | 75.9868 | 204.8985 | 143.4824 | 259.0872 | 202.7236 | 160.6999 | 131.5003 | 108.8631 | 28.0441 | 116.8458 | 247.1958 | 207.6444 | 223.5125 | 289.3699 | 179.9157 | 164.0392 | 96.3174
8628 | 12 | 360 | 12 | 73.4317 | 77.0341 | 195.7111 | 142.971 | 255.9368 | 203.8889 | 164.2915 | 126.6333 | 109.1337 | 27.1376 | 113.2905 | 249.558 | 210.2441 | 226.1683 | 278.0093 | 182.5548 | 161.6489 | 98.24
8629 | 13 | 360 | 12 | 78.2968 | 76.7982 | 197.6873 | 138.7735 | 248.2936 | 195.7522 | 166.0808 | 132.7098 | 108.5689 | 28.5194 | 105.0979 | 244.6941 | 200.3613 | 223.0527 | 279.0679 | 175.1669 | 157.8197 | 96.5337
8630 | 14 | 360 | 12 | 79.2153 | 72.5577 | 200.6947 | 138.2372 | 260.4004 | 203.1907 | 166.7751 | 139.237 | 110.6316 | 30.5653 | 104.3915 | 246.6137 | 221.8883 | 227.9784 | 273.2777 | 162.7441 | 148.7348 | 104.46
8631 | 15 | 360 | 12 | 107.0475 | 88.2309 | 209.6558 | 137.2612 | 295.7522 | 228.5546 | 193.2571 | 139.1854 | 114.7722 | 37.1525 | 105.3747 | 284.9614 | 246.6594 | 253.5709 | 305.8513 | 185.6161 | 190.1171 | 112.767
8632 | 16 | 360 | 12 | 114.9694 | 134.3114 | 283.1137 | 141.8769 | 296.8634 | 241.2015 | 245.8506 | 137.5245 | 145.4388 | 39.299 | 115.6569 | 311.4729 | 240.3603 | 303.2775 | 308.2211 | 225.0638 | 216.3254 | 180.1929
8633 | 17 | 360 | 12 | 117.6221 | 173.1478 | 320.6563 | 148.1388 | 294.4395 | 235.3205 | 240.2896 | 142.5023 | 157.8022 | 43.1562 | 110.293 | 309.7595 | 240.6525 | 307.828 | 322.7148 | 252.1864 | 234.3663 | 184.1524
8634 | 18 | 360 | 12 | 120.4136 | 138.6618 | 325.9729 | 148.9119 | 288.9103 | 218.0587 | 241.1286 | 129.1269 | 159.3971 | 44.9521 | 111.4719 | 308.6086 | 233.4294 | 303.5886 | 294.1739 | 227.2207 | 239.004 | 182.9942
8635 | 19 | 360 | 12 | 119.6761 | 126.2306 | 327.0317 | 144.1067 | 286.3498 | 222.3207 | 237.7062 | 142.539 | 159.7781 | 43.4372 | 111.1587 | 302.9707 | 225.5688 | 305.1057 | 289.2031 | 218.0428 | 235.739 | 190.2178
8636 | 20 | 360 | 12 | 116.1118 | 118.3308 | 318.0356 | 140.0659 | 284.5405 | 205.745 | 241.3078 | 138.6567 | 158.8781 | 43.4948 | 111.7299 | 302.8475 | 229.4529 | 300.254 | 305.6345 | 216.1464 | 236.8931 | 182.8614
8637 | 21 | 360 | 12 | 113.0123 | 112.0038 | 314.9766 | 134.7929 | 272.3742 | 205.4112 | 239.3144 | 140.986 | 157.0104 | 38.292 | 109.2373 | 305.3727 | 214.9623 | 299.2128 | 280.4089 | 203.8831 | 223.4266 | 185.3025
8638 | 22 | 360 | 12 | 113.2689 | 100.8958 | 312.1864 | 129.2812 | 276.4815 | 192.3521 | 253.6136 | 145.0627 | 154.2676 | 36.7282 | 106.4153 | 300.4001 | 209.4631 | 299.8228 | 277.8626 | 212.9195 | 237.109 | 182.3654
8639 | 23 | 360 | 12 | 112.1793 | 111.0683 | 313.1029 | 123.8994 | 256.1121 | 198.6045 | 252.6852 | 139.8441 | 151.4881 | 33.9851 | 96.1482 | 295.9989 | 197.2969 | 302.8853 | 270.122 | 203.5405 | 226.8072 | 178.7696
8640 | 0 | 361 | 12 | 98.9035 | 110.8806 | 321.4741 | 119.6944 | 244.9928 | 200.8686 | 256.2235 | 132.5402 | 150.1789 | 36.1754 | 85.046 | 276.1762 | 193.2815 | 299.1941 | 270.3959 | 207.3423 | 215.6227 | 179.124
8641 | 1 | 361 | 12 | 96.2754 | 111.63 | 321.0387 | 120.455 | 260.2814 | 199.189 | 264.2645 | 127.0012 | 148.7464 | 36.543 | 80.9124 | 275.4689 | 201.9933 | 302.2379 | 264.8662 | 209.726 | 210.2565 | 181.6143
8642 | 2 | 361 | 12 | 94.6527 | 111.4835 | 321.6257 | 117.2644 | 256.9321 | 190.1718 | 265.65 | 127.6865 | 149.6547 | 36.6279 | 84.1788 | 278.6022 | 199.9639 | 306.8865 | 268.0215 | 200.1102 | 199.4303 | 175.6687
8643 | 3 | 361 | 12 | 94.5442 | 123.072 | 322.4123 | 117.7481 | 253.7022 | 192.531 | 263.2918 | 128.0365 | 146.9505 | 37.3135 | 82.2718 | 279.628 | 196.1414 | 307.1361 | 253.3451 | 206.4142 | 203.1215 | 174.5806
8644 | 4 | 361 | 12 | 96.7674 | 112.5835 | 323.2384 | 119.5601 | 263.6593 | 185.4597 | 261.6158 | 132.1629 | 148.1522 | 36.106 | 87.7737 | 283.009 | 210.433 | 311.1761 | 275.494 | 200.3688 | 201.7767 | 169.321
8645 | 5 | 361 | 12 | 97.9411 | 112.6939 | 313.9958 | 118.8175 | 267.0955 | 189.8239 | 258.0157 | 135.156 | 149.9701 | 34.9343 | 88.2657 | 296.1318 | 215.0779 | 317.3741 | 273.9302 | 205.1083 | 202.4451 | 179.1872
8646 | 6 | 361 | 12 | 97.8402 | 124.3489 | 313.5111 | 124.4432 | 272.4561 | 191.7631 | 243.9233 | 128.1878 | 151.0558 | 37.8195 | 98.4587 | 308.5483 | 219.5957 | 317.8126 | 275.8199 | 204.3083 | 199.2899 | 180.8746
8647 | 7 | 361 | 12 | 77.3656 | 90.721 | 222.6964 | 126.9819 | 245.8322 | 186.6153 | 187.9609 | 134.2246 | 145.665 | 30.545 | 102.2169 | 291.3045 | 186.0052 | 284.6857 | 267.8202 | 191.8182 | 190.1391 | 145.356
8648 | 8 | 361 | 12 | 76.1569 | 73.9245 | 207.2926 | 130.5569 | 239.2573 | 176.5205 | 165.2945 | 134.434 | 120.1402 | 27.2033 | 101.3664 | 254.504 | 177.8731 | 242.3648 | 269.3199 | 170.0463 | 155.585 | 96.5825
8649 | 9 | 361 | 12 | 73.6637 | 71.1548 | 198.7959 | 137.362 | 251.572 | 178.2217 | 162.7953 | 119.9432 | 110.0483 | 27.2075 | 106.7937 | 237.4344 | 200.61 | 227.4986 | 277.124 | 162.9346 | 165.3695 | 92.2229
8650 | 10 | 361 | 12 | 75.2299 | 77.6778 | 200.5397 | 143.1105 | 257.5753 | 194.8354 | 162.7599 | 124.4815 | 107.8301 | 29.8596 | 114.6247 | 246.7889 | 210.3572 | 228.6913 | 288.0764 | 178.1247 | 159.8852 | 93.8158
8651 | 11 | 361 | 12 | 73.6184 | 75.9868 | 204.8985 | 143.4824 | 259.0872 | 202.7236 | 160.6999 | 131.5003 | 108.8631 | 28.0441 | 116.8458 | 247.1958 | 207.6444 | 223.5125 | 289.3699 | 179.9157 | 164.0392 | 96.3174
8652 | 12 | 361 | 12 | 73.4317 | 77.0341 | 195.7111 | 142.971 | 255.9368 | 203.8889 | 164.2915 | 126.6333 | 109.1337 | 27.1376 | 113.2905 | 249.558 | 210.2441 | 226.1683 | 278.0093 | 182.5548 | 161.6489 | 98.24
8653 | 13 | 361 | 12 | 78.2968 | 76.7982 | 197.6873 | 138.7735 | 248.2936 | 195.7522 | 166.0808 | 132.7098 | 108.5689 | 28.5194 | 105.0979 | 244.6941 | 200.3613 | 223.0527 | 279.0679 | 175.1669 | 157.8197 | 96.5337
8654 | 14 | 361 | 12 | 79.2153 | 72.5577 | 200.6947 | 138.2372 | 260.4004 | 203.1907 | 166.7751 | 139.237 | 110.6316 | 30.5653 | 104.3915 | 246.6137 | 221.8883 | 227.9784 | 273.2777 | 162.7441 | 148.7348 | 104.46
8655 | 15 | 361 | 12 | 107.0475 | 88.2309 | 209.6558 | 137.2612 | 295.7522 | 228.5546 | 193.2571 | 139.1854 | 114.7722 | 37.1525 | 105.3747 | 284.9614 | 246.6594 | 253.5709 | 305.8513 | 185.6161 | 190.1171 | 112.767
8656 | 16 | 361 | 12 | 114.9694 | 134.3114 | 283.1137 | 141.8769 | 296.8634 | 241.2015 | 245.8506 | 137.5245 | 145.4388 | 39.299 | 115.6569 | 311.4729 | 240.3603 | 303.2775 | 308.2211 | 225.0638 | 216.3254 | 180.1929
8657 | 17 | 361 | 12 | 117.6221 | 173.1478 | 320.6563 | 148.1388 | 294.4395 | 235.3205 | 240.2896 | 142.5023 | 157.8022 | 43.1562 | 110.293 | 309.7595 | 240.6525 | 307.828 | 322.7148 | 252.1864 | 234.3663 | 184.1524
8658 | 18 | 361 | 12 | 120.4136 | 138.6618 | 325.9729 | 148.9119 | 288.9103 | 218.0587 | 241.1286 | 129.1269 | 159.3971 | 44.9521 | 111.4719 | 308.6086 | 233.4294 | 303.5886 | 294.1739 | 227.2207 | 239.004 | 182.9942
8659 | 19 | 361 | 12 | 119.6761 | 126.2306 | 327.0317 | 144.1067 | 286.3498 | 222.3207 | 237.7062 | 142.539 | 159.7781 | 43.4372 | 111.1587 | 302.9707 | 225.5688 | 305.1057 | 289.2031 | 218.0428 | 235.739 | 190.2178
8660 | 20 | 361 | 12 | 116.1118 | 118.3308 | 318.0356 | 140.0659 | 284.5405 | 205.745 | 241.3078 | 138.6567 | 158.8781 | 43.4948 | 111.7299 | 302.8475 | 229.4529 | 300.254 | 305.6345 | 216.1464 | 236.8931 | 182.8614
8661 | 21 | 361 | 12 | 113.0123 | 112.0038 | 314.9766 | 134.7929 | 272.3742 | 205.4112 | 239.3144 | 140.986 | 157.0104 | 38.292 | 109.2373 | 305.3727 | 214.9623 | 299.2128 | 280.4089 | 203.8831 | 223.4266 | 185.3025
8662 | 22 | 361 | 12 | 113.2689 | 100.8958 | 312.1864 | 129.2812 | 276.4815 | 192.3521 | 253.6136 | 145.0627 | 154.2676 | 36.7282 | 106.4153 | 300.4001 | 209.4631 | 299.8228 | 277.8626 | 212.9195 | 237.109 | 182.3654
8663 | 23 | 361 | 12 | 112.1793 | 111.0683 | 313.1029 | 123.8994 | 256.1121 | 198.6045 | 252.6852 | 139.8441 | 151.4881 | 33.9851 | 96.1482 | 295.9989 | 197.2969 | 302.8853 | 270.122 | 203.5405 | 226.8072 | 178.7696
8664 | 0 | 362 | 12 | 98.9035 | 110.8806 | 321.4741 | 119.6944 | 244.9928 | 200.8686 | 256.2235 | 132.5402 | 150.1789 | 36.1754 | 85.046 | 276.1762 | 193.2815 | 299.1941 | 270.3959 | 207.3423 | 215.6227 | 179.124
8665 | 1 | 362 | 12 | 96.2754 | 111.63 | 321.0387 | 120.455 | 260.2814 | 199.189 | 264.2645 | 127.0012 | 148.7464 | 36.543 | 80.9124 | 275.4689 | 201.9933 | 302.2379 | 264.8662 | 209.726 | 210.2565 | 181.6143
8666 | 2 | 362 | 12 | 94.6527 | 111.4835 | 321.6257 | 117.2644 | 256.9321 | 190.1718 | 265.65 | 127.6865 | 149.6547 | 36.6279 | 84.1788 | 278.6022 | 199.9639 | 306.8865 | 268.0215 | 200.1102 | 199.4303 | 175.6687
8667 | 3 | 362 | 12 | 94.5442 | 123.072 | 322.4123 | 117.7481 | 253.7022 | 192.531 | 263.2918 | 128.0365 | 146.9505 | 37.3135 | 82.2718 | 279.628 | 196.1414 | 307.1361 | 253.3451 | 206.4142 | 203.1215 | 174.5806
8668 | 4 | 362 | 12 | 96.7674 | 112.5835 | 323.2384 | 119.5601 | 263.6593 | 185.4597 | 261.6158 | 132.1629 | 148.1522 | 36.106 | 87.7737 | 283.009 | 210.433 | 311.1761 | 275.494 | 200.3688 | 201.7767 | 169.321
8669 | 5 | 362 | 12 | 97.9411 | 112.6939 | 313.9958 | 118.8175 | 267.0955 | 189.8239 | 258.0157 | 135.156 | 149.9701 | 34.9343 | 88.2657 | 296.1318 | 215.0779 | 317.3741 | 273.9302 | 205.1083 | 202.4451 | 179.1872
8670 | 6 | 362 | 12 | 97.8402 | 124.3489 | 313.5111 | 124.4432 | 272.4561 | 191.7631 | 243.9233 | 128.1878 | 151.0558 | 37.8195 | 98.4587 | 308.5483 | 219.5957 | 317.8126 | 275.8199 | 204.3083 | 199.2899 | 180.8746
8671 | 7 | 362 | 12 | 77.3656 | 90.721 | 222.6964 | 126.9819 | 245.8322 | 186.6153 | 187.9609 | 134.2246 | 145.665 | 30.545 | 102.2169 | 291.3045 | 186.0052 | 284.6857 | 267.8202 | 191.8182 | 190.1391 | 145.356
8672 | 8 | 362 | 12 | 76.1569 | 73.9245 | 207.2926 | 130.5569 | 239.2573 | 176.5205 | 165.2945 | 134.434 | 120.1402 | 27.2033 | 101.3664 | 254.504 | 177.8731 | 242.3648 | 269.3199 | 170.0463 | 155.585 | 96.5825
8673 | 9 | 362 | 12 | 73.6637 | 71.1548 | 198.7959 | 137.362 | 251.572 | 178.2217 | 162.7953 | 119.9432 | 110.0483 | 27.2075 | 106.7937 | 237.4344 | 200.61 | 227.4986 | 277.124 | 162.9346 | 165.3695 | 92.2229
8674 | 10 | 362 | 12 | 75.2299 | 77.6778 | 200.5397 | 143.1105 | 257.5753 | 194.8354 | 162.7599 | 124.4815 | 107.8301 | 29.8596 | 114.6247 | 246.7889 | 210.3572 | 228.6913 | 288.0764 | 178.1247 | 159.8852 | 93.8158
8675 | 11 | 362 | 12 | 73.6184 | 75.9868 | 204.8985 | 143.4824 | 259.0872 | 202.7236 | 160.6999 | 131.5003 | 108.8631 | 28.0441 | 116.8458 | 247.1958 | 207.6444 | 223.5125 | 289.3699 | 179.9157 | 164.0392 | 96.3174
8676 | 12 | 362 | 12 | 73.4317 | 77.0341 | 195.7111 | 142.971 | 255.9368 | 203.8889 | 164.2915 | 126.6333 | 109.1337 | 27.1376 | 113.2905 | 249.558 | 210.2441 | 226.1683 | 278.0093 | 182.5548 | 161.6489 | 98.24
8677 | 13 | 362 | 12 | 78.2968 | 76.7982 | 197.6873 | 138.7735 | 248.2936 | 195.7522 | 166.0808 | 132.7098 | 108.5689 | 28.5194 | 105.0979 | 244.6941 | 200.3613 | 223.0527 | 279.0679 | 175.1669 | 157.8197 | 96.5337
8678 | 14 | 362 | 12 | 79.2153 | 72.5577 | 200.6947 | 138.2372 | 260.4004 | 203.1907 | 166.7751 | 139.237 | 110.6316 | 30.5653 | 104.3915 | 246.6137 | 221.8883 | 227.9784 | 273.2777 | 162.7441 | 148.7348 | 104.46
8679 | 15 | 362 | 12 | 107.0475 | 88.2309 | 209.6558 | 137.2612 | 295.7522 | 228.5546 | 193.2571 | 139.1854 | 114.7722 | 37.1525 | 105.3747 | 284.9614 | 246.6594 | 253.5709 | 305.8513 | 185.6161 | 190.1171 | 112.767
8680 | 16 | 362 | 12 | 114.9694 | 134.3114 | 283.1137 | 141.8769 | 296.8634 | 241.2015 | 245.8506 | 137.5245 | 145.4388 | 39.299 | 115.6569 | 311.4729 | 240.3603 | 303.2775 | 308.2211 | 225.0638 | 216.3254 | 180.1929
8681 | 17 | 362 | 12 | 117.6221 | 173.1478 | 320.6563 | 148.1388 | 294.4395 | 235.3205 | 240.2896 | 142.5023 | 157.8022 | 43.1562 | 110.293 | 309.7595 | 240.6525 | 307.828 | 322.7148 | 252.1864 | 234.3663 | 184.1524
8682 | 18 | 362 | 12 | 120.4136 | 138.6618 | 325.9729 | 148.9119 | 288.9103 | 218.0587 | 241.1286 | 129.1269 | 159.3971 | 44.9521 | 111.4719 | 308.6086 | 233.4294 | 303.5886 | 294.1739 | 227.2207 | 239.004 | 182.9942
8683 | 19 | 362 | 12 | 119.6761 | 126.2306 | 327.0317 | 144.1067 | 286.3498 | 222.3207 | 237.7062 | 142.539 | 159.7781 | 43.4372 | 111.1587 | 302.9707 | 225.5688 | 305.1057 | 289.2031 | 218.0428 | 235.739 | 190.2178
8684 | 20 | 362 | 12 | 116.1118 | 118.3308 | 318.0356 | 140.0659 | 284.5405 | 205.745 | 241.3078 | 138.6567 | 158.8781 | 43.4948 | 111.7299 | 302.8475 | 229.4529 | 300.254 | 305.6345 | 216.1464 | 236.8931 | 182.8614
8685 | 21 | 362 | 12 | 113.0123 | 112.0038 | 314.9766 | 134.7929 | 272.3742 | 205.4112 | 239.3144 | 140.986 | 157.0104 | 38.292 | 109.2373 | 305.3727 | 214.9623 | 299.2128 | 280.4089 | 203.8831 | 223.4266 | 185.3025
8686 | 22 | 362 | 12 | 113.2689 | 100.8958 | 312.1864 | 129.2812 | 276.4815 | 192.3521 | 253.6136 | 145.0627 | 154.2676 | 36.7282 | 106.4153 | 300.4001 | 209.4631 | 299.8228 | 277.8626 | 212.9195 | 237.109 | 182.3654
8687 | 23 | 362 | 12 | 112.1793 | 111.0683 | 313.1029 | 123.8994 | 256.1121 | 198.6045 | 252.6852 | 139.8441 | 151.4881 | 33.9851 | 96.1482 | 295.9989 | 197.2969 | 302.8853 | 270.122 | 203.5405 | 226.8072 | 178.7696
8688 | 0 | 363 | 12 | 98.9035 | 110.8806 | 321.4741 | 119.6944 | 244.9928 | 200.8686 | 256.2235 | 132.5402 | 150.1789 | 36.1754 | 85.046 | 276.1762 | 193.2815 | 299.1941 | 270.3959 | 207.3423 | 215.6227 | 179.124
8689 | 1 | 363 | 12 | 96.2754 | 111.63 | 321.0387 | 120.455 | 260.2814 | 199.189 | 264.2645 | 127.0012 | 148.7464 | 36.543 | 80.9124 | 275.4689 | 201.9933 | 302.2379 | 264.8662 | 209.726 | 210.2565 | 181.6143
8690 | 2 | 363 | 12 | 94.6527 | 111.4835 | 321.6257 | 117.2644 | 256.9321 | 190.1718 | 265.65 | 127.6865 | 149.6547 | 36.6279 | 84.1788 | 278.6022 | 199.9639 | 306.8865 | 268.0215 | 200.1102 | 199.4303 | 175.6687
8691 | 3 | 363 | 12 | 94.5442 | 123.072 | 322.4123 | 117.7481 | 253.7022 | 192.531 | 263.2918 | 128.0365 | 146.9505 | 37.3135 | 82.2718 | 279.628 | 196.1414 | 307.1361 | 253.3451 | 206.4142 | 203.1215 | 174.5806
8692 | 4 | 363 | 12 | 96.7674 | 112.5835 | 323.2384 | 119.5601 | 263.6593 | 185.4597 | 261.6158 | 132.1629 | 148.1522 | 36.106 | 87.7737 | 283.009 | 210.433 | 311.1761 | 275.494 | 200.3688 | 201.7767 | 169.321
8693 | 5 | 363 | 12 | 97.9411 | 112.6939 | 313.9958 | 118.8175 | 267.0955 | 189.8239 | 258.0157 | 135.156 | 149.9701 | 34.9343 | 88.2657 | 296.1318 | 215.0779 | 317.3741 | 273.9302 | 205.1083 | 202.4451 | 179.1872
8694 | 6 | 363 | 12 | 97.8402 | 124.3489 | 313.5111 | 124.4432 | 272.4561 | 191.7631 | 243.9233 | 128.1878 | 151.0558 | 37.8195 | 98.4587 | 308.5483 | 219.5957 | 317.8126 | 275.8199 | 204.3083 | 199.2899 | 180.8746
8695 | 7 | 363 | 12 | 77.3656 | 90.721 | 222.6964 | 126.9819 | 245.8322 | 186.6153 | 187.9609 | 134.2246 | 145.665 | 30.545 | 102.2169 | 291.3045 | 186.0052 | 284.6857 | 267.8202 | 191.8182 | 190.1391 | 145.356
8696 | 8 | 363 | 12 | 76.1569 | 73.9245 | 207.2926 | 130.5569 | 239.2573 | 176.5205 | 165.2945 | 134.434 | 120.1402 | 27.2033 | 101.3664 | 254.504 | 177.8731 | 242.3648 | 269.3199 | 170.0463 | 155.585 | 96.5825
8697 | 9 | 363 | 12 | 73.6637 | 71.1548 | 198.7959 | 137.362 | 251.572 | 178.2217 | 162.7953 | 119.9432 | 110.0483 | 27.2075 | 106.7937 | 237.4344 | 200.61 | 227.4986 | 277.124 | 162.9346 | 165.3695 | 92.2229
8698 | 10 | 363 | 12 | 75.2299 | 77.6778 | 200.5397 | 143.1105 | 257.5753 | 194.8354 | 162.7599 | 124.4815 | 107.8301 | 29.8596 | 114.6247 | 246.7889 | 210.3572 | 228.6913 | 288.0764 | 178.1247 | 159.8852 | 93.8158
8699 | 11 | 363 | 12 | 73.6184 | 75.9868 | 204.8985 | 143.4824 | 259.0872 | 202.7236 | 160.6999 | 131.5003 | 108.8631 | 28.0441 | 116.8458 | 247.1958 | 207.6444 | 223.5125 | 289.3699 | 179.9157 | 164.0392 | 96.3174
8700 | 12 | 363 | 12 | 73.4317 | 77.0341 | 195.7111 | 142.971 | 255.9368 | 203.8889 | 164.2915 | 126.6333 | 109.1337 | 27.1376 | 113.2905 | 249.558 | 210.2441 | 226.1683 | 278.0093 | 182.5548 | 161.6489 | 98.24
8701 | 13 | 363 | 12 | 78.2968 | 76.7982 | 197.6873 | 138.7735 | 248.2936 | 195.7522 | 166.0808 | 132.7098 | 108.5689 | 28.5194 | 105.0979 | 244.6941 | 200.3613 | 223.0527 | 279.0679 | 175.1669 | 157.8197 | 96.5337
8702 | 14 | 363 | 12 | 79.2153 | 72.5577 | 200.6947 | 138.2372 | 260.4004 | 203.1907 | 166.7751 | 139.237 | 110.6316 | 30.5653 | 104.3915 | 246.6137 | 221.8883 | 227.9784 | 273.2777 | 162.7441 | 148.7348 | 104.46
8703 | 15 | 363 | 12 | 107.0475 | 88.2309 | 209.6558 | 137.2612 | 295.7522 | 228.5546 | 193.2571 | 139.1854 | 114.7722 | 37.1525 | 105.3747 | 284.9614 | 246.6594 | 253.5709 | 305.8513 | 185.6161 | 190.1171 | 112.767
8704 | 16 | 363 | 12 | 114.9694 | 134.3114 | 283.1137 | 141.8769 | 296.8634 | 241.2015 | 245.8506 | 137.5245 | 145.4388 | 39.299 | 115.6569 | 311.4729 | 240.3603 | 303.2775 | 308.2211 | 225.0638 | 216.3254 | 180.1929
8705 | 17 | 363 | 12 | 117.6221 | 173.1478 | 320.6563 | 148.1388 | 294.4395 | 235.3205 | 240.2896 | 142.5023 | 157.8022 | 43.1562 | 110.293 | 309.7595 | 240.6525 | 307.828 | 322.7148 | 252.1864 | 234.3663 | 184.1524
8706 | 18 | 363 | 12 | 120.4136 | 138.6618 | 325.9729 | 148.9119 | 288.9103 | 218.0587 | 241.1286 | 129.1269 | 159.3971 | 44.9521 | 111.4719 | 308.6086 | 233.4294 | 303.5886 | 294.1739 | 227.2207 | 239.004 | 182.9942
8707 | 19 | 363 | 12 | 119.6761 | 126.2306 | 327.0317 | 144.1067 | 286.3498 | 222.3207 | 237.7062 | 142.539 | 159.7781 | 43.4372 | 111.1587 | 302.9707 | 225.5688 | 305.1057 | 289.2031 | 218.0428 | 235.739 | 190.2178
8708 | 20 | 363 | 12 | 116.1118 | 118.3308 | 318.0356 | 140.0659 | 284.5405 | 205.745 | 241.3078 | 138.6567 | 158.8781 | 43.4948 | 111.7299 | 302.8475 | 229.4529 | 300.254 | 305.6345 | 216.1464 | 236.8931 | 182.8614
8709 | 21 | 363 | 12 | 113.0123 | 112.0038 | 314.9766 | 134.7929 | 272.3742 | 205.4112 | 239.3144 | 140.986 | 157.0104 | 38.292 | 109.2373 | 305.3727 | 214.9623 | 299.2128 | 280.4089 | 203.8831 | 223.4266 | 185.3025
8710 | 22 | 363 | 12 | 113.2689 | 100.8958 | 312.1864 | 129.2812 | 276.4815 | 192.3521 | 253.6136 | 145.0627 | 154.2676 | 36.7282 | 106.4153 | 300.4001 | 209.4631 | 299.8228 | 277.8626 | 212.9195 | 237.109 | 182.3654
8711 | 23 | 363 | 12 | 112.1793 | 111.0683 | 313.1029 | 123.8994 | 256.1121 | 198.6045 | 252.6852 | 139.8441 | 151.4881 | 33.9851 | 96.1482 | 295.9989 | 197.2969 | 302.8853 | 270.122 | 203.5405 | 226.8072 | 178.7696
8712 | 0 | 364 | 12 | 98.9035 | 110.8806 | 321.4741 | 119.6944 | 244.9928 | 200.8686 | 256.2235 | 132.5402 | 150.1789 | 36.1754 | 85.046 | 276.1762 | 193.2815 | 299.1941 | 270.3959 | 207.3423 | 215.6227 | 179.124
8713 | 1 | 364 | 12 | 96.2754 | 111.63 | 321.0387 | 120.455 | 260.2814 | 199.189 | 264.2645 | 127.0012 | 148.7464 | 36.543 | 80.9124 | 275.4689 | 201.9933 | 302.2379 | 264.8662 | 209.726 | 210.2565 | 181.6143
8714 | 2 | 364 | 12 | 94.6527 | 111.4835 | 321.6257 | 117.2644 | 256.9321 | 190.1718 | 265.65 | 127.6865 | 149.6547 | 36.6279 | 84.1788 | 278.6022 | 199.9639 | 306.8865 | 268.0215 | 200.1102 | 199.4303 | 175.6687
8715 | 3 | 364 | 12 | 94.5442 | 123.072 | 322.4123 | 117.7481 | 253.7022 | 192.531 | 263.2918 | 128.0365 | 146.9505 | 37.3135 | 82.2718 | 279.628 | 196.1414 | 307.1361 | 253.3451 | 206.4142 | 203.1215 | 174.5806
8716 | 4 | 364 | 12 | 96.7674 | 112.5835 | 323.2384 | 119.5601 | 263.6593 | 185.4597 | 261.6158 | 132.1629 | 148.1522 | 36.106 | 87.7737 | 283.009 | 210.433 | 311.1761 | 275.494 | 200.3688 | 201.7767 | 169.321
8717 | 5 | 364 | 12 | 97.9411 | 112.6939 | 313.9958 | 118.8175 | 267.0955 | 189.8239 | 258.0157 | 135.156 | 149.9701 | 34.9343 | 88.2657 | 296.1318 | 215.0779 | 317.3741 | 273.9302 | 205.1083 | 202.4451 | 179.1872
8718 | 6 | 364 | 12 | 97.8402 | 124.3489 | 313.5111 | 124.4432 | 272.4561 | 191.7631 | 243.9233 | 128.1878 | 151.0558 | 37.8195 | 98.4587 | 308.5483 | 219.5957 | 317.8126 | 275.8199 | 204.3083 | 199.2899 | 180.8746
8719 | 7 | 364 | 12 | 77.3656 | 90.721 | 222.6964 | 126.9819 | 245.8322 | 186.6153 | 187.9609 | 134.2246 | 145.665 | 30.545 | 102.2169 | 291.3045 | 186.0052 | 284.6857 | 267.8202 | 191.8182 | 190.1391 | 145.356
8720 | 8 | 364 | 12 | 76.1569 | 73.9245 | 207.2926 | 130.5569 | 239.2573 | 176.5205 | 165.2945 | 134.434 | 120.1402 | 27.2033 | 101.3664 | 254.504 | 177.8731 | 242.3648 | 269.3199 | 170.0463 | 155.585 | 96.5825
8721 | 9 | 364 | 12 | 73.6637 | 71.1548 | 198.7959 | 137.362 | 251.572 | 178.2217 | 162.7953 | 119.9432 | 110.0483 | 27.2075 | 106.7937 | 237.4344 | 200.61 | 227.4986 | 277.124 | 162.9346 | 165.3695 | 92.2229
8722 | 10 | 364 | 12 | 75.2299 | 77.6778 | 200.5397 | 143.1105 | 257.5753 | 194.8354 | 162.7599 | 124.4815 | 107.8301 | 29.8596 | 114.6247 | 246.7889 | 210.3572 | 228.6913 | 288.0764 | 178.1247 | 159.8852 | 93.8158
8723 | 11 | 364 | 12 | 73.6184 | 75.9868 | 204.8985 | 143.4824 | 259.0872 | 202.7236 | 160.6999 | 131.5003 | 108.8631 | 28.0441 | 116.8458 | 247.1958 | 207.6444 | 223.5125 | 289.3699 | 179.9157 | 164.0392 | 96.3174
8724 | 12 | 364 | 12 | 73.4317 | 77.0341 | 195.7111 | 142.971 | 255.9368 | 203.8889 | 164.2915 | 126.6333 | 109.1337 | 27.1376 | 113.2905 | 249.558 | 210.2441 | 226.1683 | 278.0093 | 182.5548 | 161.6489 | 98.24
8725 | 13 | 364 | 12 | 78.2968 | 76.7982 | 197.6873 | 138.7735 | 248.2936 | 195.7522 | 166.0808 | 132.7098 | 108.5689 | 28.5194 | 105.0979 | 244.6941 | 200.3613 | 223.0527 | 279.0679 | 175.1669 | 157.8197 | 96.5337
8726 | 14 | 364 | 12 | 79.2153 | 72.5577 | 200.6947 | 138.2372 | 260.4004 | 203.1907 | 166.7751 | 139.237 | 110.6316 | 30.5653 | 104.3915 | 246.6137 | 221.8883 | 227.9784 | 273.2777 | 162.7441 | 148.7348 | 104.46
8727 | 15 | 364 | 12 | 107.0475 | 88.2309 | 209.6558 | 137.2612 | 295.7522 | 228.5546 | 193.2571 | 139.1854 | 114.7722 | 37.1525 | 105.3747 | 284.9614 | 246.6594 | 253.5709 | 305.8513 | 185.6161 | 190.1171 | 112.767
8728 | 16 | 364 | 12 | 114.9694 | 134.3114 | 283.1137 | 141.8769 | 296.8634 | 241.2015 | 245.8506 | 137.5245 | 145.4388 | 39.299 | 115.6569 | 311.4729 | 240.3603 | 303.2775 | 308.2211 | 225.0638 | 216.3254 | 180.1929
8729 | 17 | 364 | 12 | 117.6221 | 173.1478 | 320.6563 | 148.1388 | 294.4395 | 235.3205 | 240.2896 | 142.5023 | 157.8022 | 43.1562 | 110.293 | 309.7595 | 240.6525 | 307.828 | 322.7148 | 252.1864 | 234.3663 | 184.1524
8730 | 18 | 364 | 12 | 120.4136 | 138.6618 | 325.9729 | 148.9119 | 288.9103 | 218.0587 | 241.1286 | 129.1269 | 159.3971 | 44.9521 | 111.4719 | 308.6086 | 233.4294 | 303.5886 | 294.1739 | 227.2207 | 239.004 | 182.9942
8731 | 19 | 364 | 12 | 119.6761 | 126.2306 | 327.0317 | 144.1067 | 286.3498 | 222.3207 | 237.7062 | 142.539 | 159.7781 | 43.4372 | 111.1587 | 302.9707 | 225.5688 | 305.1057 | 289.2031 | 218.0428 | 235.739 | 190.2178
8732 | 20 | 364 | 12 | 116.1118 | 118.3308 | 318.0356 | 140.0659 | 284.5405 | 205.745 | 241.3078 | 138.6567 | 158.8781 | 43.4948 | 111.7299 | 302.8475 | 229.4529 | 300.254 | 305.6345 | 216.1464 | 236.8931 | 182.8614
8733 | 21 | 364 | 12 | 113.0123 | 112.0038 | 314.9766 | 134.7929 | 272.3742 | 205.4112 | 239.3144 | 140.986 | 157.0104 | 38.292 | 109.2373 | 305.3727 | 214.9623 | 299.2128 | 280.4089 | 203.8831 | 223.4266 | 185.3025
8734 | 22 | 364 | 12 | 113.2689 | 100.8958 | 312.1864 | 129.2812 | 276.4815 | 192.3521 | 253.6136 | 145.0627 | 154.2676 | 36.7282 | 106.4153 | 300.4001 | 209.4631 | 299.8228 | 277.8626 | 212.9195 | 237.109 | 182.3654
8735 | 23 | 364 | 12 | 112.1793 | 111.0683 | 313.1029 | 123.8994 | 256.1121 | 198.6045 | 252.6852 | 139.8441 | 151.4881 | 33.9851 | 96.1482 | 295.9989 | 197.2969 | 302.8853 | 270.122 | 203.5405 | 226.8072 | 178.7696
8736 | 0 | 365 | 12 | 98.9035 | 110.8806 | 321.4741 | 119.6944 | 244.9928 | 200.8686 | 256.2235 | 132.5402 | 150.1789 | 36.1754 | 85.046 | 276.1762 | 193.2815 | 299.1941 | 270.3959 | 207.3423 | 215.6227 | 179.124
8737 | 1 | 365 | 12 | 96.2754 | 111.63 | 321.0387 | 120.455 | 260.2814 | 199.189 | 264.2645 | 127.0012 | 148.7464 | 36.543 | 80.9124 | 275.4689 | 201.9933 | 302.2379 | 264.8662 | 209.726 | 210.2565 | 181.6143
8738 | 2 | 365 | 12 | 94.6527 | 111.4835 | 321.6257 | 117.2644 | 256.9321 | 190.1718 | 265.65 | 127.6865 | 149.6547 | 36.6279 | 84.1788 | 278.6022 | 199.9639 | 306.8865 | 268.0215 | 200.1102 | 199.4303 | 175.6687
8739 | 3 | 365 | 12 | 94.5442 | 123.072 | 322.4123 | 117.7481 | 253.7022 | 192.531 | 263.2918 | 128.0365 | 146.9505 | 37.3135 | 82.2718 | 279.628 | 196.1414 | 307.1361 | 253.3451 | 206.4142 | 203.1215 | 174.5806
8740 | 4 | 365 | 12 | 96.7674 | 112.5835 | 323.2384 | 119.5601 | 263.6593 | 185.4597 | 261.6158 | 132.1629 | 148.1522 | 36.106 | 87.7737 | 283.009 | 210.433 | 311.1761 | 275.494 | 200.3688 | 201.7767 | 169.321
8741 | 5 | 365 | 12 | 97.9411 | 112.6939 | 313.9958 | 118.8175 | 267.0955 | 189.8239 | 258.0157 | 135.156 | 149.9701 | 34.9343 | 88.2657 | 296.1318 | 215.0779 | 317.3741 | 273.9302 | 205.1083 | 202.4451 | 179.1872
8742 | 6 | 365 | 12 | 97.8402 | 124.3489 | 313.5111 | 124.4432 | 272.4561 | 191.7631 | 243.9233 | 128.1878 | 151.0558 | 37.8195 | 98.4587 | 308.5483 | 219.5957 | 317.8126 | 275.8199 | 204.3083 | 199.2899 | 180.8746
8743 | 7 | 365 | 12 | 77.3656 | 90.721 | 222.6964 | 126.9819 | 245.8322 | 186.6153 | 187.9609 | 134.2246 | 145.665 | 30.545 | 102.2169 | 291.3045 | 186.0052 | 284.6857 | 267.8202 | 191.8182 | 190.1391 | 145.356
8744 | 8 | 365 | 12 | 76.1569 | 73.9245 | 207.2926 | 130.5569 | 239.2573 | 176.5205 | 165.2945 | 134.434 | 120.1402 | 27.2033 | 101.3664 | 254.504 | 177.8731 | 242.3648 | 269.3199 | 170.0463 | 155.585 | 96.5825
8745 | 9 | 365 | 12 | 73.6637 | 71.1548 | 198.7959 | 137.362 | 251.572 | 178.2217 | 162.7953 | 119.9432 | 110.0483 | 27.2075 | 106.7937 | 237.4344 | 200.61 | 227.4986 | 277.124 | 162.9346 | 165.3695 | 92.2229
8746 | 10 | 365 | 12 | 75.2299 | 77.6778 | 200.5397 | 143.1105 | 257.5753 | 194.8354 | 162.7599 | 124.4815 | 107.8301 | 29.8596 | 114.6247 | 246.7889 | 210.3572 | 228.6913 | 288.0764 | 178.1247 | 159.8852 | 93.8158
8747 | 11 | 365 | 12 | 73.6184 | 75.9868 | 204.8985 | 143.4824 | 259.0872 | 202.7236 | 160.6999 | 131.5003 | 108.8631 | 28.0441 | 116.8458 | 247.1958 | 207.6444 | 223.5125 | 289.3699 | 179.9157 | 164.0392 | 96.3174
8748 | 12 | 365 | 12 | 73.4317 | 77.0341 | 195.7111 | 142.971 | 255.9368 | 203.8889 | 164.2915 | 126.6333 | 109.1337 | 27.1376 | 113.2905 | 249.558 | 210.2441 | 226.1683 | 278.0093 | 182.5548 | 161.6489 | 98.24
8749 | 13 | 365 | 12 | 78.2968 | 76.7982 | 197.6873 | 138.7735 | 248.2936 | 195.7522 | 166.0808 | 132.7098 | 108.5689 | 28.5194 | 105.0979 | 244.6941 | 200.3613 | 223.0527 | 279.0679 | 175.1669 | 157.8197 | 96.5337
8750 | 14 | 365 | 12 | 79.2153 | 72.5577 | 200.6947 | 138.2372 | 260.4004 | 203.1907 | 166.7751 | 139.237 | 110.6316 | 30.5653 | 104.3915 | 246.6137 | 221.8883 | 227.9784 | 273.2777 | 162.7441 | 148.7348 | 104.46
8751 | 15 | 365 | 12 | 107.0475 | 88.2309 | 209.6558 | 137.2612 | 295.7522 | 228.5546 | 193.2571 | 139.1854 | 114.7722 | 37.1525 | 105.3747 | 284.9614 | 246.6594 | 253.5709 | 305.8513 | 185.6161 | 190.1171 | 112.767
8752 | 16 | 365 | 12 | 114.9694 | 134.3114 | 283.1137 | 141.8769 | 296.8634 | 241.2015 | 245.8506 | 137.5245 | 145.4388 | 39.299 | 115.6569 | 311.4729 | 240.3603 | 303.2775 | 308.2211 | 225.0638 | 216.3254 | 180.1929
8753 | 17 | 365 | 12 | 117.6221 | 173.1478 | 320.6563 | 148.1388 | 294.4395 | 235.3205 | 240.2896 | 142.5023 | 157.8022 | 43.1562 | 110.293 | 309.7595 | 240.6525 | 307.828 | 322.7148 | 252.1864 | 234.3663 | 184.1524
8754 | 18 | 365 | 12 | 120.4136 | 138.6618 | 325.9729 | 148.9119 | 288.9103 | 218.0587 | 241.1286 | 129.1269 | 159.3971 | 44.9521 | 111.4719 | 308.6086 | 233.4294 | 303.5886 | 294.1739 | 227.2207 | 239.004 | 182.9942
8755 | 19 | 365 | 12 | 119.6761 | 126.2306 | 327.0317 | 144.1067 | 286.3498 | 222.3207 | 237.7062 | 142.539 | 159.7781 | 43.4372 | 111.1587 | 302.9707 | 225.5688 | 305.1057 | 289.2031 | 218.0428 | 235.739 | 190.2178
8756 | 20 | 365 | 12 | 116.1118 | 118.3308 | 318.0356 | 140.0659 | 284.5405 | 205.745 | 241.3078 | 138.6567 | 158.8781 | 43.4948 | 111.7299 | 302.8475 | 229.4529 | 300.254 | 305.6345 | 216.1464 | 236.8931 | 182.8614
8757 | 21 | 365 | 12 | 113.0123 | 112.0038 | 314.9766 | 134.7929 | 272.3742 | 205.4112 | 239.3144 | 140.986 | 157.0104 | 38.292 | 109.2373 | 305.3727 | 214.9623 | 299.2128 | 280.4089 | 203.8831 | 223.4266 | 185.3025
8758 | 22 | 365 | 12 | 113.2689 | 100.8958 | 312.1864 | 129.2812 | 276.4815 | 192.3521 | 253.6136 | 145.0627 | 154.2676 | 36.7282 | 106.4153 | 300.4001 | 209.4631 | 299.8228 | 277.8626 | 212.9195 | 237.109 | 182.3654
8759 | 23 | 365 | 12 | 112.1793 | 111.0683 | 313.1029 | 123.8994 | 256.1121 | 198.6045 | 252.6852 | 139.8441 | 151.4881 | 33.9851 | 96.1482 | 295.9989 | 197.2969 | 302.8853 | 270.122 | 203.5405 | 226.8072 | 178.7696
The values on this tab have been levelized (similar to averaging, but placing slightly greater weight on near-term years) across the range of years specified in the "User Inputs" table above.
The four tables to the right summarize the data at different temporal resolutions:
- Annual: A single weighted-average LRMER value for each region, covering all hours of the year for the range of years specified.
- Time-of-day: A value for each hour of the day (e.g., the weighted-average LRMER for 1st hour of the day across all the years).
- Month-hour: A value for each month-hour (e.g., the weighted-average LRMER for the first hour of the day in January across all the years).
- Hourly: The same data as the Month-hour table, but cast to an 8760-length vector for each region, for convenience when doing full-year hourly modeling.
Note on Y23: This is the weight used for each modeled year, when combining year-over-year data into a single levelized value. These values are dependent on the start year, evaluation period, and discount rate specified in the User Inputs table.
Note on F346: These 8760 vectors are constructed from month-hour averages, to partially mitigate errors that can arise if there is misalignment between the weather patterns used to generate emissions factors and the weather patterns in the analysis the factors are applied to. If an analyst wishes to have the original hourly data (without the month-hour averaging), they can download it at https://cambium.nrel.gov/, in the Cambium 2021 project.

## Data - Annual
Unlevelized, year-over-year data
| Intermediate Levelization Calculations (kg/MWh for CO2 and CO2e, g/MWh for CH4 and N2O) | [11 empty] | CO2 from Direct Combustion (kg per MWh of end-use demand) | [47 empty] | CH4 from Direct Combustion (g per MWh of end-use demand) | [47 empty] | N2O from Direct Combustion (g per MWh of end-use demand) | [47 empty] | CO2 from Precombustion (kg per MWh of end-use demand) | [47 empty] | CH4 from Precombustion (g per MWh of end-use demand) | [47 empty] | N2O from Precombustion (g per MWh of end-use demand) | [47 empty] | Distribution Loss Rate
| Combustion |  |  |  | Precombustion |  |  |  | Combined |  |  |  | Mid-case | [5 empty] | Low Renewable Energy Costs | [5 empty] | High Renewable Energy Costs | [5 empty] | Low Natural Gas Prices | [5 empty] | High Natural Gas Prices | [5 empty] | High Demand Growth | [5 empty] | 95% Decarbonization by 2050 | [5 empty] | 100% Decarbonization by 2035 | [5 empty] | Mid-case | [5 empty] | Low Renewable Energy Costs | [5 empty] | High Renewable Energy Costs | [5 empty] | Low Natural Gas Prices | [5 empty] | High Natural Gas Prices | [5 empty] | High Demand Growth | [5 empty] | 95% Decarbonization by 2050 | [5 empty] | 100% Decarbonization by 2035 | [5 empty] | Mid-case | [5 empty] | Low Renewable Energy Costs | [5 empty] | High Renewable Energy Costs | [5 empty] | Low Natural Gas Prices | [5 empty] | High Natural Gas Prices | [5 empty] | High Demand Growth | [5 empty] | 95% Decarbonization by 2050 | [5 empty] | 100% Decarbonization by 2035 | [5 empty] | Mid-case | [5 empty] | Low Renewable Energy Costs | [5 empty] | High Renewable Energy Costs | [5 empty] | Low Natural Gas Prices | [5 empty] | High Natural Gas Prices | [5 empty] | High Demand Growth | [5 empty] | 95% Decarbonization by 2050 | [5 empty] | 100% Decarbonization by 2035 | [5 empty] | Mid-case | [5 empty] | Low Renewable Energy Costs | [5 empty] | High Renewable Energy Costs | [5 empty] | Low Natural Gas Prices | [5 empty] | High Natural Gas Prices | [5 empty] | High Demand Growth | [5 empty] | 95% Decarbonization by 2050 | [5 empty] | 100% Decarbonization by 2035 | [5 empty] | Mid-case | [5 empty] | Low Renewable Energy Costs | [5 empty] | High Renewable Energy Costs | [5 empty] | Low Natural Gas Prices | [5 empty] | High Natural Gas Prices | [5 empty] | High Demand Growth | [5 empty] | 95% Decarbonization by 2050 | [5 empty] | 100% Decarbonization by 2035
Region | CO2 | CH4 | N2O | CO2e | CO2 | CH4 | N2O | CO2e | CO2 | CH4 | N2O | CO2e | 2025 | 2030 | 2035 | 2040 | 2045 | 2050 | 2025 | 2030 | 2035 | 2040 | 2045 | 2050 | 2025 | 2030 | 2035 | 2040 | 2045 | 2050 | 2025 | 2030 | 2035 | 2040 | 2045 | 2050 | 2025 | 2030 | 2035 | 2040 | 2045 | 2050 | 2025 | 2030 | 2035 | 2040 | 2045 | 2050 | 2025 | 2030 | 2035 | 2040 | 2045 | 2050 | 2025 | 2030 | 2035 | 2040 | 2045 | 2050 | 2025 | 2030 | 2035 | 2040 | 2045 | 2050 | 2025 | 2030 | 2035 | 2040 | 2045 | 2050 | 2025 | 2030 | 2035 | 2040 | 2045 | 2050 | 2025 | 2030 | 2035 | 2040 | 2045 | 2050 | 2025 | 2030 | 2035 | 2040 | 2045 | 2050 | 2025 | 2030 | 2035 | 2040 | 2045 | 2050 | 2025 | 2030 | 2035 | 2040 | 2045 | 2050 | 2025 | 2030 | 2035 | 2040 | 2045 | 2050 | 2025 | 2030 | 2035 | 2040 | 2045 | 2050 | 2025 | 2030 | 2035 | 2040 | 2045 | 2050 | 2025 | 2030 | 2035 | 2040 | 2045 | 2050 | 2025 | 2030 | 2035 | 2040 | 2045 | 2050 | 2025 | 2030 | 2035 | 2040 | 2045 | 2050 | 2025 | 2030 | 2035 | 2040 | 2045 | 2050 | 2025 | 2030 | 2035 | 2040 | 2045 | 2050 | 2025 | 2030 | 2035 | 2040 | 2045 | 2050 | 2025 | 2030 | 2035 | 2040 | 2045 | 2050 | 2025 | 2030 | 2035 | 2040 | 2045 | 2050 | 2025 | 2030 | 2035 | 2040 | 2045 | 2050 | 2025 | 2030 | 2035 | 2040 | 2045 | 2050 | 2025 | 2030 | 2035 | 2040 | 2045 | 2050 | 2025 | 2030 | 2035 | 2040 | 2045 | 2050 | 2025 | 2030 | 2035 | 2040 | 2045 | 2050 | 2025 | 2030 | 2035 | 2040 | 2045 | 2050 | 2025 | 2030 | 2035 | 2040 | 2045 | 2050 | 2025 | 2030 | 2035 | 2040 | 2045 | 2050 | 2025 | 2030 | 2035 | 2040 | 2045 | 2050 | 2025 | 2030 | 2035 | 2040 | 2045 | 2050 | 2025 | 2030 | 2035 | 2040 | 2045 | 2050 | 2025 | 2030 | 2035 | 2040 | 2045 | 2050 | 2025 | 2030 | 2035 | 2040 | 2045 | 2050 | 2025 | 2030 | 2035 | 2040 | 2045 | 2050 | 2025 | 2030 | 2035 | 2040 | 2045 | 2050 | 2025 | 2030 | 2035 | 2040 | 2045 | 2050 | 2025 | 2030 | 2035 | 2040 | 2045 | 2050 | 2025 | 2030 | 2035 | 2040 | 2045 | 2050 | 2025 | 2030 | 2035 | 2040 | 2045 | 2050 | 2025 | 2030 | 2035 | 2040 | 2045 | 2050 | 2025 | 2030 | 2035 | 2040 | 2045 | 2050 | 2025 | 2030 | 2035 | 2040 | 2045 | 2050
CAISO | 95.2092 | 2.9695 | 0.35762 | 95.3954 | 10.2008 | 708.1607 | 0.039713 | 31.3149 | 105.4101 | 711.1302 | 0.39733 | 126.7102 | 186.7 | 140.2 | 52.5 | 29 | 21.7 | 16.9 | 180.4 | 129 | 54.8 | 41.4 | 20 | 20 | 200 | 136.9 | 55.9 | 35.9 | 16.7 | 19.4 | 195 | 93.9 | 51.5 | 37.6 | 18.8 | 17.9 | 170.2 | 155.5 | 50.6 | 38.9 | 22.2 | 21.7 | 211.1 | 112.6 | 47.8 | 42.2 | 16.6 | 16 | 195.1 | 134.6 | 21.5 | 35.1 | 6.4 | 5.6 | 186.4 | 132.7 | 0 | 0 | 0 | 0 | 5.9 | 4.3 | 1.4 | 1.2 | 0.7 | 0.5 | 6.4 | 3.5 | 1.6 | 1.2 | 0.6 | 0.7 | 6 | 4.3 | 1.5 | 1 | 0.4 | 0.4 | 5.8 | 2.6 | 1.6 | 1 | 0.5 | 0.5 | 4.7 | 4.7 | 1.4 | 1.5 | 0.7 | 0.7 | 7.8 | 3.3 | 1.7 | 1.2 | 0.4 | 0.5 | 6.3 | 4.2 | 1.1 | 0.9 | 0.3 | 0.3 | 5.1 | 4.4 | 0 | 0 | 0 | 0 | 0.71 | 0.52 | 0.16 | 0.15 | 0.09 | 0.06 | 0.8 | 0.41 | 0.19 | 0.15 | 0.08 | 0.08 | 0.73 | 0.52 | 0.18 | 0.12 | 0.04 | 0.05 | 0.7 | 0.3 | 0.2 | 0.11 | 0.07 | 0.06 | 0.55 | 0.57 | 0.16 | 0.19 | 0.08 | 0.08 | 0.99 | 0.4 | 0.22 | 0.15 | 0.05 | 0.05 | 0.79 | 0.52 | 0.12 | 0.1 | 0.03 | 0.03 | 0.61 | 0.55 | 0 | 0 | 0 | 0 | 19.9 | 15.1 | 5.8 | 2.9 | 2.3 | 1.8 | 18.6 | 14.3 | 6 | 4.5 | 2.1 | 2.1 | 21.6 | 14.6 | 6.2 | 4 | 1.9 | 2.2 | 21.1 | 10.4 | 5.5 | 4.2 | 2 | 2.2 | 18.7 | 16.8 | 5.6 | 3.9 | 2.4 | 2.3 | 21.5 | 12.3 | 4.9 | 4.6 | 1.9 | 1.7 | 20.7 | 14.4 | 5.8 | 4 | 1.9 | 1.8 | 20.7 | 14 | 0 | 0 | 0 | 0 | 1569.1 | 963.5 | 374.1 | 184.6 | 146.9 | 116.3 | 1464.1 | 911.7 | 381.5 | 286.2 | 136.8 | 135.7 | 1699.4 | 936.3 | 395.8 | 253.2 | 121.1 | 142.2 | 1658.8 | 662.2 | 351.2 | 268.3 | 130.9 | 127.5 | 1478.1 | 1073.1 | 356.9 | 253 | 152.5 | 149.8 | 1686.2 | 782.3 | 315.5 | 293.6 | 118.3 | 111.6 | 1610.3 | 917.4 | 370.3 | 253.9 | 121.1 | 110.6 | 1597.5 | 894.4 | 0 | 0 | 0 | 0 | 0.08 | 0.06 | 0.02 | 0.01 | 0.01 | 0.01 | 0.08 | 0.06 | 0.02 | 0.02 | 0.01 | 0.01 | 0.09 | 0.06 | 0.02 | 0.02 | 0.01 | 0.01 | 0.09 | 0.04 | 0.02 | 0.02 | 0.01 | 0.01 | 0.07 | 0.07 | 0.02 | 0.02 | 0.01 | 0.01 | 0.09 | 0.05 | 0.02 | 0.02 | 0.01 | 0.01 | 0.09 | 0.06 | 0.02 | 0.02 | 0.01 | 0.01 | 0.09 | 0.06 | 0 | 0 | 0 | 0 | 0.036
ERCOT | 114.0664 | 4.5662 | 0.59166 | 114.364 | 11.3319 | 783.0006 | 0.052624 | 34.6797 | 125.3983 | 787.5668 | 0.64428 | 149.0437 | 195.2 | 134.6 | 72.9 | 74.4 | 78.4 | 93.5 | 152 | 98.1 | 93.1 | 84.9 | 70.1 | 98.2 | 201.5 | 131 | 110 | 114.4 | 88 | 111 | 201.1 | 124.3 | 94.6 | 69.9 | 49.3 | 67.6 | 161.2 | 127.7 | 56.1 | 87.2 | 93.2 | 58.8 | 209 | 96.2 | 85.2 | 78.7 | 92.8 | 100.4 | 230.6 | 150.2 | 92.5 | 79.1 | 54.6 | 30 | 185.4 | 139.1 | 0 | 0 | 0 | 0 | 5.2 | 4.2 | 4.5 | 4.7 | 4.2 | 5.3 | 4.3 | 4.1 | 6.4 | 5.8 | 4.3 | 5.8 | 6 | 3.9 | 6.7 | 6.8 | 4.9 | 5.6 | 4.9 | 4.1 | 5.4 | 3.5 | 2.5 | 4.2 | 8.3 | 8.8 | 3.9 | 5.7 | 6.2 | 3.6 | 7.3 | 2.7 | 4.9 | 4.1 | 5.2 | 5.6 | 8.6 | 5.3 | 6.4 | 4.4 | 1.8 | 0.9 | 6.3 | 4.1 | 0 | 0 | 0 | 0 | 0.61 | 0.51 | 0.62 | 0.66 | 0.57 | 0.73 | 0.52 | 0.53 | 0.9 | 0.8 | 0.6 | 0.79 | 0.72 | 0.47 | 0.93 | 0.93 | 0.66 | 0.75 | 0.56 | 0.51 | 0.74 | 0.47 | 0.34 | 0.58 | 1.12 | 1.22 | 0.54 | 0.8 | 0.86 | 0.5 | 0.91 | 0.32 | 0.67 | 0.56 | 0.72 | 0.77 | 1.14 | 0.68 | 0.89 | 0.61 | 0.22 | 0.11 | 0.86 | 0.49 | 0 | 0 | 0 | 0 | 21.7 | 14.5 | 5.8 | 5.8 | 6.9 | 7.8 | 16.7 | 9.6 | 6.8 | 6.3 | 5.6 | 8 | 21.9 | 14.2 | 8.8 | 9.3 | 7.5 | 9.9 | 22.8 | 13.3 | 8 | 6.3 | 4.5 | 5.3 | 14.3 | 9.3 | 4.1 | 6.6 | 7.4 | 4.7 | 21.7 | 10.6 | 7.1 | 6.9 | 7.8 | 8.5 | 24.1 | 15.8 | 6.8 | 6.8 | 5.8 | 3.7 | 20.3 | 15.1 | 0 | 0 | 0 | 0 | 1700.5 | 920.9 | 373.6 | 374.3 | 439.3 | 505.1 | 1297.3 | 610.5 | 441.7 | 406.6 | 359 | 520.4 | 1707.2 | 903.6 | 568.7 | 603 | 484.5 | 641.9 | 1781.5 | 823.5 | 506.5 | 399.9 | 279.6 | 346.6 | 1112.2 | 607.9 | 266.6 | 429.6 | 458.6 | 303.6 | 1696.4 | 673.4 | 453.6 | 440.9 | 502.7 | 547.8 | 1733 | 962.7 | 441 | 426.4 | 369 | 230.8 | 1363.2 | 963.2 | 0 | 0 | 0 | 0 | 0.09 | 0.06 | 0.03 | 0.04 | 0.04 | 0.04 | 0.07 | 0.05 | 0.04 | 0.04 | 0.03 | 0.05 | 0.09 | 0.06 | 0.05 | 0.05 | 0.04 | 0.05 | 0.09 | 0.06 | 0.05 | 0.03 | 0.02 | 0.03 | 0.07 | 0.06 | 0.03 | 0.04 | 0.05 | 0.03 | 0.1 | 0.04 | 0.04 | 0.04 | 0.04 | 0.05 | 0.14 | 0.08 | 0.04 | 0.04 | 0.02 | 0.02 | 0.13 | 0.06 | 0 | 0 | 0 | 0 | 0.036
FRCC | 249.9113 | 5.6493 | 0.61562 | 250.2477 | 28.7728 | 1941.6805 | 0.1116 | 86.6654 | 278.6841 | 1947.3298 | 0.72722 | 336.9131 | 363.5 | 249.7 | 226.8 | 213.3 | 145.2 | 235.3 | 367.5 | 250.1 | 94.2 | 103.3 | 180 | 227.3 | 364 | 316 | 246.4 | 208.5 | 233.5 | 222.9 | 378.2 | 292.7 | 248.7 | 238.2 | 240.2 | 185.4 | 350.5 | 235.3 | 91.7 | 82.9 | 61.1 | 98.4 | 381.9 | 260.2 | 229.6 | 102.1 | 197.8 | 116.6 | 393.9 | 257.1 | 228.6 | 202.8 | 93.5 | 87.6 | 394.4 | 256.8 | 0 | 0 | 0 | 0 | 9.2 | 5 | 4.6 | 5.3 | 3.6 | 5 | 9.9 | 6.6 | 3 | 3.9 | 4.1 | 5.1 | 9.3 | 6.4 | 4.9 | 4.6 | 4.9 | 4.7 | 11 | 6.2 | 4.9 | 4.9 | 4.7 | 5.3 | 8.1 | 5.5 | 3.1 | 3.6 | 2.3 | 3.2 | 10.2 | 5.4 | 5 | 2.7 | 4.1 | 3.3 | 12.2 | 5.7 | 4.8 | 4.8 | 2.3 | 2.6 | 11.9 | 6.7 | 0 | 0 | 0 | 0 | 1.05 | 0.51 | 0.48 | 0.6 | 0.41 | 0.53 | 1.16 | 0.78 | 0.37 | 0.5 | 0.45 | 0.55 | 1.07 | 0.66 | 0.51 | 0.5 | 0.52 | 0.5 | 1.33 | 0.66 | 0.5 | 0.52 | 0.48 | 0.63 | 0.9 | 0.61 | 0.38 | 0.47 | 0.29 | 0.4 | 1.19 | 0.58 | 0.54 | 0.31 | 0.44 | 0.38 | 1.53 | 0.63 | 0.5 | 0.54 | 0.25 | 0.29 | 1.49 | 0.78 | 0 | 0 | 0 | 0 | 41 | 29.3 | 26.5 | 24.1 | 16.8 | 27.4 | 40.9 | 28 | 10.5 | 10.9 | 20.7 | 26.2 | 41 | 37 | 28.9 | 24.2 | 27.2 | 26 | 41.3 | 33.9 | 29.2 | 27.8 | 28.3 | 20.3 | 40.2 | 26.9 | 9.7 | 8.2 | 6.5 | 10.7 | 42.6 | 30.4 | 26.6 | 12 | 23.1 | 13.2 | 42.7 | 29.8 | 26.9 | 23.5 | 10.7 | 15.1 | 43.2 | 28.7 | 0 | 0 | 0 | 0 | 3199.1 | 1864 | 1690.5 | 1535.6 | 1046.9 | 1746.1 | 3191.7 | 1758.8 | 632.2 | 668 | 1320 | 1671.1 | 3194.2 | 2361.8 | 1839.3 | 1532.7 | 1733 | 1651.7 | 3211.7 | 2165.5 | 1864.6 | 1770.9 | 1800.5 | 1298.1 | 3141.7 | 1711.3 | 613.4 | 509.8 | 399.7 | 666.5 | 3317.4 | 1923.6 | 1691.2 | 727.5 | 1468.7 | 821 | 3231 | 1867.4 | 1716.8 | 1477.9 | 679 | 821.1 | 3234.2 | 1823.6 | 0 | 0 | 0 | 0 | 0.17 | 0.11 | 0.1 | 0.09 | 0.07 | 0.1 | 0.17 | 0.12 | 0.06 | 0.06 | 0.08 | 0.1 | 0.17 | 0.14 | 0.11 | 0.1 | 0.1 | 0.1 | 0.18 | 0.13 | 0.11 | 0.1 | 0.11 | 0.08 | 0.16 | 0.1 | 0.04 | 0.04 | 0.03 | 0.05 | 0.18 | 0.12 | 0.1 | 0.06 | 0.09 | 0.06 | 0.2 | 0.12 | 0.1 | 0.1 | 0.04 | 0.06 | 0.21 | 0.12 | 0 | 0 | 0 | 0 | 0.036
ISONE | 136.4447 | 3.0326 | 0.36301 | 136.6342 | 16.0447 | 1023.7709 | 0.078747 | 46.5746 | 152.4894 | 1026.8035 | 0.44176 | 183.2088 | 231.2 | 166.1 | 107.2 | 77.4 | 49 | 34.2 | 231.9 | 179.4 | 111.6 | 74.1 | 52.8 | 35.3 | 230.2 | 159.7 | 111 | 73.4 | 55 | 32.3 | 240.5 | 178 | 109.2 | 78.5 | 49.9 | 34.2 | 227.2 | 152.2 | 105.5 | 67.5 | 47.9 | 26.9 | 224.3 | 173.7 | 105.4 | 63.9 | 48.7 | 31.2 | 230.6 | 163.4 | 100.9 | 63.7 | 44.8 | 11.8 | 232.1 | 156.9 | 0 | 0 | 0 | 0 | 5.7 | 3.6 | 2.1 | 1.7 | 1 | 0.7 | 5.7 | 4.3 | 2.5 | 1.6 | 1 | 0.7 | 5.6 | 3.3 | 2.2 | 1.6 | 1.1 | 0.7 | 6.5 | 4.3 | 2.2 | 1.6 | 1 | 0.7 | 5 | 3.4 | 2.4 | 1.5 | 1 | 0.6 | 5.3 | 4 | 2 | 1.3 | 1 | 0.6 | 6.8 | 3.7 | 2.5 | 1.4 | 0.9 | 0.7 | 6.6 | 3.6 | 0 | 0 | 0 | 0 | 0.71 | 0.44 | 0.22 | 0.21 | 0.1 | 0.07 | 0.71 | 0.55 | 0.3 | 0.18 | 0.11 | 0.07 | 0.69 | 0.37 | 0.24 | 0.19 | 0.11 | 0.07 | 0.84 | 0.55 | 0.24 | 0.19 | 0.1 | 0.08 | 0.59 | 0.37 | 0.27 | 0.17 | 0.1 | 0.06 | 0.66 | 0.5 | 0.2 | 0.15 | 0.1 | 0.06 | 0.91 | 0.46 | 0.29 | 0.16 | 0.09 | 0.07 | 0.88 | 0.42 | 0 | 0 | 0 | 0 | 26.8 | 19.7 | 12.7 | 9.1 | 5.8 | 4 | 26.9 | 21.1 | 13.2 | 8.8 | 6.2 | 4.2 | 26.7 | 18.9 | 13.2 | 9.1 | 6.7 | 4.2 | 27.7 | 21.1 | 12.9 | 9.3 | 5.9 | 4 | 26.7 | 17.6 | 12.1 | 7.9 | 5.7 | 3.4 | 26.2 | 20.6 | 12.4 | 8.3 | 5.8 | 3.8 | 26.1 | 19.4 | 12 | 7.7 | 5.3 | 4.3 | 26.7 | 18.3 | 0 | 0 | 0 | 0 | 1933.5 | 1151.1 | 796.4 | 539.9 | 366.4 | 253.4 | 1934.2 | 1199.5 | 775.5 | 529.1 | 394.1 | 264.2 | 1942.3 | 1152.2 | 811.7 | 521.8 | 410.4 | 240.6 | 1922.3 | 1175.9 | 796.1 | 558.6 | 372 | 250.9 | 1974 | 1108.4 | 767.8 | 480.5 | 357.7 | 198.2 | 1893.1 | 1179.6 | 790.7 | 468.8 | 362.2 | 234 | 1785.2 | 1111.3 | 749.6 | 447.4 | 336.4 | 269.3 | 1783.2 | 1101 | 0 | 0 | 0 | 0 | 0.14 | 0.1 | 0.05 | 0.05 | 0.02 | 0.02 | 0.14 | 0.12 | 0.07 | 0.04 | 0.02 | 0.02 | 0.14 | 0.08 | 0.06 | 0.05 | 0.03 | 0.02 | 0.16 | 0.13 | 0.06 | 0.04 | 0.02 | 0.02 | 0.13 | 0.07 | 0.05 | 0.04 | 0.02 | 0.02 | 0.13 | 0.11 | 0.05 | 0.05 | 0.02 | 0.02 | 0.16 | 0.11 | 0.05 | 0.04 | 0.02 | 0.02 | 0.17 | 0.09 | 0 | 0 | 0 | 0 | 0.036
MISO_Central | 231.0513 | 15.3313 | 2.1519 | 232.0956 | 17.5992 | 1160.5767 | 0.12069 | 52.2174 | 248.6505 | 1175.908 | 2.2726 | 284.313 | 629.4 | 123.7 | 140.9 | 171.5 | 96.3 | 129.8 | 649.2 | 140.3 | 92.4 | 79.3 | 124.4 | 146.4 | 570.2 | 216.5 | 168.8 | 180.6 | 155.6 | 154.1 | 591.8 | 114.8 | 161 | 129.5 | 85.4 | 109.6 | 453.9 | 240.4 | 104.1 | 135.4 | 112 | 64.7 | 599.1 | 191.1 | 174.7 | 136.7 | 134.1 | 91.1 | 637.7 | 141.4 | 146.6 | 153.7 | 61.6 | 36.4 | 573.3 | 149.3 | 0 | 0 | 0 | 0 | 54.7 | 3.4 | 6 | 10.4 | 5.6 | 5.2 | 57 | 5.8 | 3.9 | 5.8 | 8.5 | 6.5 | 48.8 | 7 | 5.9 | 10.4 | 6.8 | 4.8 | 53.8 | 3.1 | 6.3 | 6.1 | 3.7 | 3.9 | 31.1 | 20.8 | 8.1 | 10.5 | 7.5 | 3 | 53.3 | 8.3 | 9.5 | 8 | 6.8 | 3 | 55.5 | 4.7 | 10.6 | 8 | 2.2 | 1.5 | 44.6 | 5.6 | 0 | 0 | 0 | 0 | 7.87 | 0.41 | 0.79 | 1.44 | 0.78 | 0.68 | 8.2 | 0.76 | 0.52 | 0.81 | 1.2 | 0.87 | 7.02 | 0.86 | 0.74 | 1.43 | 0.9 | 0.59 | 7.78 | 0.37 | 0.82 | 0.82 | 0.49 | 0.49 | 4.38 | 2.98 | 1.16 | 1.49 | 1.05 | 0.41 | 7.69 | 1.09 | 1.29 | 1.11 | 0.92 | 0.37 | 8 | 0.59 | 1.47 | 1.09 | 0.28 | 0.17 | 6.39 | 0.72 | 0 | 0 | 0 | 0 | 36.3 | 13.6 | 13.8 | 14.1 | 8 | 14.7 | 37 | 13.7 | 11.3 | 7.1 | 10.2 | 14.1 | 33.6 | 23 | 17.5 | 15.4 | 15.4 | 16.9 | 32.2 | 12.7 | 16.2 | 12.1 | 8.4 | 11.5 | 33.7 | 13.7 | 8.5 | 9.1 | 8.8 | 6.4 | 33.5 | 18.4 | 15.2 | 11.7 | 12.2 | 10.2 | 36.9 | 15.1 | 13.2 | 14.1 | 6.3 | 7.1 | 38.1 | 15.1 | 0 | 0 | 0 | 0 | 2553 | 865.7 | 867.4 | 884.9 | 509.2 | 820.1 | 2589.7 | 874.1 | 573.3 | 359.1 | 577.9 | 873.1 | 2356.8 | 1462 | 1117.2 | 963.5 | 944.3 | 1051.2 | 2184.3 | 806.7 | 1016.4 | 761.7 | 517.6 | 715.9 | 2468.2 | 890.4 | 420.6 | 569.8 | 531.5 | 375.7 | 2327 | 1167.5 | 959.3 | 718.4 | 766.8 | 616.6 | 2552.1 | 933.9 | 826.4 | 861.2 | 402.7 | 440.8 | 2658.9 | 961.9 | 0 | 0 | 0 | 0 | 0.34 | 0.06 | 0.07 | 0.09 | 0.05 | 0.1 | 0.35 | 0.07 | 0.1 | 0.07 | 0.09 | 0.08 | 0.31 | 0.1 | 0.08 | 0.09 | 0.09 | 0.08 | 0.34 | 0.05 | 0.08 | 0.06 | 0.04 | 0.06 | 0.24 | 0.12 | 0.1 | 0.07 | 0.06 | 0.04 | 0.33 | 0.09 | 0.09 | 0.08 | 0.07 | 0.05 | 0.36 | 0.07 | 0.09 | 0.09 | 0.03 | 0.03 | 0.33 | 0.07 | 0 | 0 | 0 | 0 | 0.036
MISO_North | 141.7197 | 10.2167 | 1.4498 | 142.42 | 10.5979 | 670.6851 | 0.085942 | 30.6077 | 152.3176 | 680.9017 | 1.5357 | 173.0277 | 387.7 | 84.8 | 56.1 | 120.5 | 76.5 | 105.9 | 512.2 | 87.4 | 60.4 | 56.7 | 75.8 | 89.2 | 257 | 168.8 | 112.6 | 115.4 | 69.3 | 88.6 | 343.2 | 71.8 | 91.6 | 97.4 | 70.4 | 87.5 | 416.2 | 146.3 | 73.9 | 106.3 | 56.3 | 53.8 | 380.9 | 157.4 | 124.8 | 103.6 | 82.7 | 74.9 | 438.7 | 106.3 | 64.5 | 122.3 | 45.7 | 17.3 | 307.4 | 117.2 | 0 | 0 | 0 | 0 | 30.9 | 4.7 | 3 | 9.3 | 5.1 | 6 | 42.8 | 5.7 | 3.9 | 4.3 | 5.2 | 4.7 | 19 | 9.9 | 6.5 | 8.3 | 3.7 | 3.5 | 28.5 | 3.9 | 5.1 | 6.4 | 3.9 | 4.4 | 30.7 | 13.1 | 6.3 | 8.9 | 4.3 | 3.5 | 30.9 | 10.5 | 8.7 | 7.6 | 4.5 | 3.4 | 34.1 | 6.2 | 5 | 8.5 | 2.1 | 0.6 | 19.4 | 7.1 | 0 | 0 | 0 | 0 | 4.43 | 0.65 | 0.42 | 1.31 | 0.72 | 0.82 | 6.12 | 0.8 | 0.54 | 0.61 | 0.73 | 0.63 | 2.71 | 1.37 | 0.9 | 1.16 | 0.5 | 0.45 | 4.1 | 0.53 | 0.7 | 0.89 | 0.53 | 0.59 | 4.34 | 1.88 | 0.9 | 1.27 | 0.61 | 0.49 | 4.42 | 1.47 | 1.23 | 1.08 | 0.6 | 0.45 | 4.9 | 0.87 | 0.71 | 1.19 | 0.27 | 0.06 | 2.77 | 0.99 | 0 | 0 | 0 | 0 | 24.9 | 7.3 | 7.1 | 8 | 5.8 | 9.3 | 31 | 6.8 | 5.1 | 4.5 | 6 | 7.9 | 18 | 14 | 9.5 | 8.5 | 7.8 | 9.3 | 21.1 | 6.3 | 7.9 | 8.8 | 6 | 8 | 28.8 | 7.9 | 6 | 7.2 | 5.5 | 4.3 | 24.1 | 11.9 | 9.1 | 7.4 | 7.3 | 7.5 | 29.4 | 8.9 | 7.6 | 9.2 | 4.3 | 3.3 | 25 | 9.5 | 0 | 0 | 0 | 0 | 1764.6 | 453.7 | 306.9 | 511.8 | 370.4 | 574.3 | 2227 | 418.3 | 294.4 | 243.1 | 359 | 502.9 | 1266.3 | 880 | 594.6 | 526.1 | 393.7 | 567.4 | 1472.6 | 387.8 | 485.9 | 475.9 | 385.6 | 506.4 | 2120.3 | 521.6 | 279.8 | 413.1 | 245.9 | 265.7 | 1707.1 | 747.1 | 575.2 | 458.1 | 461.1 | 453.2 | 2008.3 | 540 | 338.9 | 570 | 278.1 | 208.2 | 1678.8 | 596.2 | 0 | 0 | 0 | 0 | 0.21 | 0.04 | 0.08 | 0.06 | 0.04 | 0.06 | 0.27 | 0.05 | 0.04 | 0.04 | 0.05 | 0.04 | 0.15 | 0.09 | 0.06 | 0.06 | 0.07 | 0.05 | 0.19 | 0.04 | 0.05 | 0.08 | 0.03 | 0.04 | 0.22 | 0.07 | 0.08 | 0.07 | 0.07 | 0.03 | 0.21 | 0.08 | 0.06 | 0.06 | 0.04 | 0.05 | 0.26 | 0.06 | 0.09 | 0.07 | 0.02 | 0.01 | 0.2 | 0.06 | 0 | 0 | 0 | 0 | 0.036
MISO_South | 185.9432 | 9.1863 | 1.2788 | 186.5661 | 18.3327 | 1077.0824 | 0.13496 | 50.4666 | 204.2759 | 1086.2688 | 1.4138 | 237.0327 | 500.1 | 181.2 | 85.2 | 55 | 109.6 | 168 | 460.3 | 187.4 | 48.4 | 67.7 | 115.6 | 149.4 | 539.4 | 237.8 | 155.6 | 151.3 | 142.1 | 127.6 | 443.9 | 239.9 | 138.9 | 128.7 | 130.1 | 133.1 | 458.9 | 237.2 | 95.8 | 81.7 | 88.5 | 94 | 603.8 | 188.6 | 174.8 | 122.3 | 68.6 | 69.9 | 515.4 | 233.3 | 72.3 | 63.5 | 55.4 | 34.6 | 425.3 | 218.7 | 0 | 0 | 0 | 0 | 32.8 | 4.3 | 3.3 | 2.8 | 5.3 | 6.6 | 31.8 | 5.4 | 2.1 | 3.4 | 4.8 | 5.8 | 34.4 | 5.9 | 3.9 | 5.4 | 4.9 | 3.1 | 23 | 5.1 | 3.2 | 3.3 | 3.6 | 4.2 | 21.8 | 16.4 | 7.4 | 5.9 | 6.2 | 5.5 | 41 | 5.5 | 5.2 | 6 | 2.8 | 2.4 | 33.1 | 6 | 4.3 | 2.9 | 1.4 | 1.3 | 23.5 | 5.7 | 0 | 0 | 0 | 0 | 4.8 | 0.49 | 0.43 | 0.37 | 0.71 | 0.85 | 4.67 | 0.66 | 0.28 | 0.47 | 0.63 | 0.75 | 5 | 0.67 | 0.44 | 0.68 | 0.61 | 0.35 | 3.39 | 0.55 | 0.35 | 0.37 | 0.42 | 0.52 | 3.03 | 2.29 | 1.05 | 0.84 | 0.86 | 0.75 | 5.99 | 0.66 | 0.62 | 0.8 | 0.37 | 0.31 | 4.86 | 0.73 | 0.58 | 0.39 | 0.16 | 0.15 | 3.48 | 0.67 | 0 | 0 | 0 | 0 | 40.6 | 20.6 | 8.7 | 9.4 | 10.3 | 17.2 | 36.1 | 20.6 | 5.3 | 6.5 | 11.6 | 15.2 | 44.6 | 26.9 | 17.6 | 15.9 | 15.3 | 15 | 42.4 | 27.8 | 16.6 | 14.5 | 14.7 | 14.2 | 43.9 | 17.3 | 6.5 | 9.7 | 6.7 | 8 | 47.8 | 20.6 | 18.9 | 11.6 | 8.8 | 7.8 | 42.9 | 26.6 | 7.8 | 11.1 | 6.2 | 6.4 | 39.5 | 24.7 | 0 | 0 | 0 | 0 | 2446.6 | 1307.5 | 537 | 322.7 | 643.3 | 1071.4 | 2109.8 | 1289 | 285.8 | 384.9 | 720.1 | 949.7 | 2741.5 | 1711.1 | 1117.5 | 997.5 | 948.6 | 922.4 | 2478.7 | 1771.5 | 1007.1 | 920.8 | 918.1 | 905.8 | 3028.9 | 1118.7 | 405.2 | 375.3 | 416.3 | 500.8 | 2861.9 | 1299.9 | 1209.7 | 718.9 | 433.3 | 463 | 2515.6 | 1613.1 | 480.2 | 382.2 | 396.2 | 380.6 | 2239.8 | 1559.9 | 0 | 0 | 0 | 0 | 0.38 | 0.08 | 0.04 | 0.13 | 0.05 | 0.09 | 0.36 | 0.09 | 0.04 | 0.04 | 0.06 | 0.08 | 0.4 | 0.11 | 0.07 | 0.08 | 0.07 | 0.07 | 0.38 | 0.11 | 0.08 | 0.06 | 0.07 | 0.06 | 0.29 | 0.11 | 0.05 | 0.13 | 0.05 | 0.05 | 0.46 | 0.09 | 0.08 | 0.07 | 0.08 | 0.04 | 0.41 | 0.13 | 0.05 | 0.15 | 0.02 | 0.03 | 0.37 | 0.1 | 0 | 0 | 0 | 0 | 0.036
NorthernGrid_East | 142.2567 | 10.4048 | 1.4595 | 142.9652 | 9.8363 | 665.6364 | 0.06684 | 29.6905 | 152.093 | 676.0412 | 1.5264 | 172.6557 | 238.4 | 149.6 | 147.6 | 62.5 | 80.4 | 205.7 | 204.6 | 47.6 | 234.8 | 98.4 | 131.3 | 123.2 | 325.7 | 242.1 | 148.7 | 159.6 | 198.2 | 147.7 | 152.7 | 124.2 | 236.5 | 125 | 156.2 | 117.1 | 237.2 | 52.2 | 168.5 | 110.7 | 111.1 | 129.7 | 420.4 | 87.5 | 149.3 | 131.6 | 187.7 | 205.2 | 392.6 | 167.2 | 278.6 | 132.1 | 103.3 | 115.4 | 174.1 | 159.2 | 0 | 0 | 0 | 0 | 21.3 | 10.1 | 9.7 | 3.9 | 4.8 | 10.4 | 16.3 | 3.5 | 18 | 5.1 | 6.3 | 5.9 | 26.8 | 16.3 | 7.4 | 6 | 6.6 | 5.3 | 9.3 | 7.6 | 12.9 | 3.6 | 5.1 | 4.2 | 18 | 5.2 | 9.6 | 7.8 | 7.9 | 8.4 | 38 | 6.4 | 8.8 | 6.9 | 9 | 9.2 | 31.5 | 11.4 | 20.8 | 4.6 | 5.3 | 5.3 | 10.5 | 9.3 | 0 | 0 | 0 | 0 | 3.04 | 1.4 | 1.35 | 0.54 | 0.66 | 1.39 | 2.31 | 0.5 | 2.53 | 0.69 | 0.84 | 0.78 | 3.8 | 2.26 | 1 | 0.77 | 0.81 | 0.67 | 1.28 | 1.04 | 1.75 | 0.42 | 0.62 | 0.53 | 2.54 | 0.76 | 1.31 | 1.09 | 1.1 | 1.16 | 5.44 | 0.89 | 1.2 | 0.93 | 1.2 | 1.22 | 4.48 | 1.59 | 2.75 | 0.57 | 0.57 | 0.53 | 1.46 | 1.28 | 0 | 0 | 0 | 0 | 13 | 11.1 | 11.2 | 4.9 | 6.6 | 18.4 | 12.9 | 3.2 | 15.5 | 8.7 | 12 | 11.3 | 19.8 | 18 | 13.5 | 16.1 | 20.9 | 15.1 | 12.2 | 9.9 | 20.3 | 13.7 | 16.5 | 12.7 | 15.7 | 2.3 | 14.1 | 7.9 | 7.9 | 9.9 | 22.4 | 6.1 | 12.2 | 11.5 | 17.2 | 19.4 | 24.7 | 12.3 | 41.4 | 13.8 | 27.7 | 34.2 | 14.3 | 13.1 | 0 | 0 | 0 | 0 | 979.9 | 724.5 | 727.9 | 320.5 | 424.2 | 1190.6 | 985.2 | 210.9 | 1017.2 | 559.6 | 776.4 | 730.3 | 1506.8 | 1173.6 | 864.1 | 1034.6 | 1336.3 | 971.9 | 947.1 | 644.8 | 1314.6 | 875.3 | 1059.9 | 772.5 | 1207.2 | 156.4 | 912.5 | 517.6 | 516.3 | 647.2 | 1685.5 | 397 | 793.3 | 745.1 | 1109.9 | 1249.2 | 1839.7 | 798 | 2671.5 | 883.2 | 1755 | 2111 | 1045.5 | 848 | 0 | 0 | 0 | 0 | 0.11 | 0.07 | 0.07 | 0.03 | 0.04 | 0.09 | 0.1 | 0.02 | 0.11 | 0.05 | 0.06 | 0.06 | 0.15 | 0.11 | 0.07 | 0.07 | 0.09 | 0.07 | 0.07 | 0.06 | 0.11 | 0.06 | 0.07 | 0.07 | 0.11 | 0.03 | 0.08 | 0.05 | 0.05 | 0.06 | 0.2 | 0.04 | 0.07 | 0.06 | 0.09 | 0.09 | 0.2 | 0.08 | 0.2 | 0.06 | 0.11 | 0.13 | 0.09 | 0.07 | 0 | 0 | 0 | 0 | 0.036
NorthernGrid_South | 121.4551 | 5.211 | 0.67806 | 121.7955 | 11.7085 | 798.7705 | 0.055559 | 35.5271 | 133.1637 | 803.9815 | 0.73362 | 157.3226 | 179 | 147.4 | 116 | 61.6 | 65.8 | 110.4 | 191.9 | 71.7 | 139.6 | 110.4 | 96.3 | 89.3 | 239.3 | 162.3 | 138 | 129.9 | 134.7 | 98.7 | 174.7 | 178.3 | 154.8 | 120.9 | 110.8 | 81.3 | 230.1 | 88.5 | 137.7 | 94.7 | 84.1 | 75.3 | 231.8 | 133.6 | 127.1 | 141.4 | 121.2 | 116 | 255.1 | 158.7 | 190.1 | 114 | 80.1 | 65.5 | 184.6 | 154.4 | 0 | 0 | 0 | 0 | 7.7 | 5.6 | 5.9 | 2.5 | 2.9 | 4.8 | 8.7 | 4.3 | 8 | 6.7 | 3.6 | 3.8 | 10.4 | 6.6 | 5 | 4.4 | 4 | 2.7 | 5.3 | 5.4 | 7.5 | 3.4 | 3.6 | 2.1 | 11.7 | 5.9 | 7.4 | 5.6 | 4.8 | 3 | 11.1 | 4.7 | 5.4 | 5.2 | 4.1 | 4.2 | 12.8 | 6.3 | 11.9 | 3.7 | 3.9 | 2.7 | 7 | 5.8 | 0 | 0 | 0 | 0 | 1.01 | 0.71 | 0.79 | 0.32 | 0.37 | 0.62 | 1.14 | 0.59 | 1.09 | 0.92 | 0.46 | 0.49 | 1.36 | 0.85 | 0.62 | 0.54 | 0.47 | 0.32 | 0.64 | 0.66 | 1.01 | 0.4 | 0.44 | 0.24 | 1.57 | 0.82 | 1.01 | 0.76 | 0.65 | 0.39 | 1.48 | 0.58 | 0.71 | 0.66 | 0.5 | 0.54 | 1.73 | 0.82 | 1.56 | 0.45 | 0.45 | 0.27 | 0.92 | 0.74 | 0 | 0 | 0 | 0 | 17.2 | 14.9 | 10.3 | 6.1 | 6.3 | 10.6 | 18.1 | 5.8 | 11.7 | 8.9 | 9.7 | 8.7 | 22.9 | 16 | 14.2 | 13.6 | 14.6 | 10.9 | 18.8 | 19.2 | 14.1 | 13.2 | 11.7 | 9.5 | 20.5 | 6.6 | 11.9 | 7.8 | 7.1 | 7.5 | 21.3 | 13.8 | 12.2 | 14.4 | 12.7 | 11.8 | 23.1 | 15.8 | 26.6 | 12.2 | 16.5 | 17.8 | 18.8 | 15.6 | 0 | 0 | 0 | 0 | 1349.4 | 954.8 | 667.3 | 390.6 | 406.5 | 683.8 | 1417.5 | 375.3 | 755.6 | 577.1 | 625 | 558.6 | 1797.4 | 1029 | 909.6 | 872.8 | 937.3 | 696.7 | 1480.5 | 1228.7 | 910.1 | 848.7 | 752 | 581.8 | 1602 | 431.7 | 768.1 | 502.8 | 457 | 479.3 | 1662.4 | 887.8 | 789 | 924.1 | 814.6 | 760.6 | 1755.8 | 1005.2 | 1715.6 | 776.9 | 1049.7 | 1064.9 | 1410.9 | 1001.5 | 0 | 0 | 0 | 0 | 0.08 | 0.07 | 0.05 | 0.03 | 0.03 | 0.05 | 0.09 | 0.03 | 0.06 | 0.05 | 0.04 | 0.04 | 0.11 | 0.07 | 0.06 | 0.06 | 0.06 | 0.04 | 0.08 | 0.08 | 0.07 | 0.05 | 0.05 | 0.05 | 0.1 | 0.04 | 0.06 | 0.04 | 0.04 | 0.03 | 0.1 | 0.06 | 0.06 | 0.06 | 0.05 | 0.05 | 0.13 | 0.07 | 0.12 | 0.05 | 0.07 | 0.07 | 0.1 | 0.07 | 0 | 0 | 0 | 0 | 0.036
NorthernGrid_West | 38.7408 | 1.7318 | 0.22867 | 38.8548 | 3.6603 | 252.8835 | 0.020902 | 11.2019 | 42.4011 | 254.6153 | 0.24957 | 50.0567 | 77.4 | 36.9 | 33.7 | 19.9 | 18.1 | 32.1 | 85.5 | 18.8 | 37.7 | 14 | 22.2 | 20.3 | 141.1 | 45.6 | 31.5 | 36.8 | 38 | 29.3 | 98.1 | 29.7 | 40.7 | 25.4 | 36.6 | 21.9 | 118.5 | 13.3 | 28.3 | 17 | 20.5 | 19.4 | 202.1 | 30.2 | 25.1 | 28.4 | 32.8 | 30.2 | 187 | 39.8 | 44.1 | 25 | 17.7 | 16.5 | 101.3 | 39.5 | 0 | 0 | 0 | 0 | 4.1 | 1.5 | 1.5 | 0.6 | 0.6 | 0.9 | 4 | 0.8 | 1.8 | 0.4 | 0.7 | 0.7 | 6.8 | 2.1 | 1 | 0.9 | 0.9 | 0.6 | 3.6 | 1.1 | 1.8 | 0.5 | 0.9 | 0.5 | 5.4 | 1 | 1.4 | 0.8 | 1 | 0.7 | 11.4 | 1.2 | 0.9 | 0.8 | 0.9 | 0.8 | 9.9 | 1.6 | 2.3 | 0.7 | 0.7 | 0.6 | 4.6 | 1.5 | 0 | 0 | 0 | 0 | 0.55 | 0.2 | 0.2 | 0.07 | 0.07 | 0.11 | 0.53 | 0.11 | 0.23 | 0.05 | 0.09 | 0.09 | 0.91 | 0.27 | 0.13 | 0.1 | 0.1 | 0.07 | 0.45 | 0.14 | 0.24 | 0.06 | 0.1 | 0.06 | 0.72 | 0.14 | 0.18 | 0.11 | 0.14 | 0.09 | 1.55 | 0.16 | 0.11 | 0.09 | 0.1 | 0.09 | 1.35 | 0.21 | 0.29 | 0.08 | 0.07 | 0.06 | 0.61 | 0.19 | 0 | 0 | 0 | 0 | 6.8 | 3.6 | 3.2 | 2.1 | 1.9 | 3.5 | 7.9 | 1.8 | 3.5 | 1.5 | 2.3 | 2.1 | 12.9 | 4.3 | 3.3 | 4.2 | 4.3 | 3.4 | 10 | 3 | 3.9 | 2.9 | 4.2 | 2.6 | 11.1 | 0.9 | 2.6 | 1.6 | 1.9 | 2 | 17 | 3 | 2.6 | 3.1 | 3.7 | 3.3 | 16.3 | 3.9 | 5.8 | 2.8 | 3.7 | 4.1 | 9.6 | 4 | 0 | 0 | 0 | 0 | 527.4 | 233.2 | 203.9 | 137.1 | 123.2 | 225.8 | 619.7 | 117 | 226.6 | 96.1 | 149.5 | 134.5 | 1009.6 | 276.3 | 213.8 | 266.1 | 275.4 | 215.8 | 788.1 | 193.5 | 249.2 | 188.3 | 266.6 | 159.5 | 868.5 | 60.4 | 167.5 | 100.6 | 119.7 | 126.9 | 1323.2 | 192.4 | 165.9 | 200.5 | 234.1 | 214.4 | 1262.2 | 249.3 | 375.5 | 179.2 | 236.1 | 255.8 | 734.5 | 256.9 | 0 | 0 | 0 | 0 | 0.04 | 0.02 | 0.02 | 0.01 | 0.01 | 0.01 | 0.04 | 0.01 | 0.02 | 0.01 | 0.01 | 0.01 | 0.06 | 0.02 | 0.01 | 0.02 | 0.02 | 0.01 | 0.04 | 0.01 | 0.02 | 0.01 | 0.02 | 0.01 | 0.05 | 0.01 | 0.01 | 0.01 | 0.01 | 0.01 | 0.09 | 0.01 | 0.01 | 0.01 | 0.01 | 0.01 | 0.09 | 0.02 | 0.03 | 0.01 | 0.01 | 0.02 | 0.05 | 0.02 | 0 | 0 | 0 | 0 | 0.036
NYISO | 124.3709 | 4.6245 | 0.7191 | 124.705 | 14.2304 | 641.7684 | 0.13871 | 33.393 | 138.6013 | 646.3928 | 0.85781 | 158.098 | 269 | 154.2 | 124.3 | 0 | 0 | 0 | 273.7 | 158.7 | 151.3 | 0 | 0 | 0 | 260.3 | 149.9 | 123.1 | 0 | 0 | 0 | 279 | 157.2 | 142.3 | 0 | 0 | 0 | 230.2 | 144.5 | 148.4 | 0 | 0 | 0 | 297.3 | 165.5 | 133.1 | 0 | 0 | 0 | 259.7 | 144.4 | 109.8 | 0 | 0 | 0 | 247.1 | 130.6 | 0 | 0 | 0 | 0 | 12.1 | 5.3 | 3.5 | 0 | 0 | 0 | 12.4 | 5.9 | 5.4 | 0 | 0 | 0 | 11.1 | 5.1 | 3.2 | 0 | 0 | 0 | 12.9 | 5.5 | 4.4 | 0 | 0 | 0 | 8.1 | 5.9 | 6.6 | 0 | 0 | 0 | 13.3 | 6.3 | 3.8 | 0 | 0 | 0 | 13.3 | 5.3 | 6.6 | 0 | 0 | 0 | 11.1 | 4.8 | 0 | 0 | 0 | 0 | 1.9 | 0.85 | 0.5 | 0 | 0 | 0 | 1.97 | 0.94 | 0.83 | 0 | 0 | 0 | 1.66 | 0.8 | 0.46 | 0 | 0 | 0 | 1.98 | 0.89 | 0.68 | 0 | 0 | 0 | 1.16 | 0.82 | 0.93 | 0 | 0 | 0 | 2.19 | 1.02 | 0.53 | 0 | 0 | 0 | 2.04 | 0.86 | 0.97 | 0 | 0 | 0 | 1.71 | 0.74 | 0 | 0 | 0 | 0 | 28.9 | 18.4 | 14.8 | 0 | 0 | 0 | 29.6 | 18.3 | 17.5 | 0 | 0 | 0 | 27.8 | 17.6 | 14.7 | 0 | 0 | 0 | 29.3 | 18.7 | 16.9 | 0 | 0 | 0 | 25.4 | 14.8 | 15 | 0 | 0 | 0 | 33.1 | 19.2 | 15.6 | 0 | 0 | 0 | 25.9 | 17 | 13.7 | 0 | 0 | 0 | 26.3 | 14.8 | 0 | 0 | 0 | 0 | 1372.4 | 731.2 | 728.3 | 0 | 0 | 0 | 1347.3 | 744.2 | 778.9 | 0 | 0 | 0 | 1523.3 | 744.9 | 747.7 | 0 | 0 | 0 | 1472 | 728.4 | 756.6 | 0 | 0 | 0 | 1586.6 | 826.8 | 809.5 | 0 | 0 | 0 | 1329.7 | 739.7 | 802.3 | 0 | 0 | 0 | 1299.4 | 652.4 | 674.6 | 0 | 0 | 0 | 1320.3 | 660.4 | 0 | 0 | 0 | 0 | 0.31 | 0.19 | 0.11 | 0 | 0 | 0 | 0.33 | 0.19 | 0.16 | 0 | 0 | 0 | 0.26 | 0.17 | 0.11 | 0 | 0 | 0 | 0.3 | 0.2 | 0.15 | 0 | 0 | 0 | 0.19 | 0.1 | 0.11 | 0 | 0 | 0 | 0.4 | 0.21 | 0.11 | 0 | 0 | 0 | 0.27 | 0.18 | 0.12 | 0 | 0 | 0 | 0.27 | 0.14 | 0 | 0 | 0 | 0 | 0.036
PJM_East | 255.8177 | 13.1752 | 1.7959 | 256.7006 | 22.9134 | 1494.1642 | 0.12652 | 67.474 | 278.7311 | 1507.3394 | 1.9224 | 324.1746 | 510.5 | 206.3 | 188.4 | 205.9 | 162.8 | 197.5 | 499.5 | 250.3 | 148.7 | 185 | 198.6 | 187.7 | 480.1 | 257.2 | 199.7 | 225.3 | 222.7 | 211.1 | 536.6 | 198.1 | 208.6 | 179.8 | 190.7 | 180.2 | 396.7 | 318.7 | 300.7 | 248.6 | 177.6 | 153.8 | 473.1 | 285.9 | 254.2 | 189.1 | 196.2 | 184 | 520.4 | 214.8 | 152.7 | 187.1 | 101.6 | 61.1 | 455.5 | 211.9 | 0 | 0 | 0 | 0 | 38.4 | 7.6 | 4.8 | 10.1 | 6.7 | 5 | 37.9 | 11.9 | 7.7 | 11.8 | 8.5 | 5 | 35.8 | 9.6 | 4.3 | 9.5 | 7.8 | 5.2 | 44.6 | 7.1 | 6.6 | 5.3 | 6.8 | 4.5 | 20.8 | 23.9 | 24.2 | 18 | 10.3 | 5.2 | 35.7 | 14.3 | 10.6 | 7.5 | 7.9 | 4.5 | 39.7 | 9.1 | 17 | 9 | 3 | 3 | 29.9 | 8.8 | 0 | 0 | 0 | 0 | 5.5 | 0.98 | 0.55 | 1.35 | 0.87 | 0.57 | 5.42 | 1.6 | 1.05 | 1.63 | 1.11 | 0.58 | 5.11 | 1.24 | 0.46 | 1.24 | 0.98 | 0.59 | 6.44 | 0.9 | 0.81 | 0.64 | 0.85 | 0.51 | 2.86 | 3.38 | 3.44 | 2.53 | 1.4 | 0.65 | 5.11 | 1.93 | 1.39 | 0.96 | 1.03 | 0.5 | 5.7 | 1.22 | 2.36 | 1.2 | 0.36 | 0.32 | 4.25 | 1.15 | 0 | 0 | 0 | 0 | 35.2 | 21.2 | 21.2 | 18.7 | 16 | 22.3 | 34.2 | 23.2 | 13.9 | 15 | 19.4 | 20.9 | 33.5 | 26.2 | 23.1 | 22 | 23.1 | 23.9 | 33.2 | 20.4 | 22.3 | 19.5 | 19.9 | 20.3 | 35.4 | 21.5 | 19.1 | 17.3 | 14.9 | 16.3 | 32.6 | 26 | 24.8 | 19 | 19.5 | 21.1 | 35.6 | 21.1 | 19.6 | 17.5 | 11 | 15.2 | 35.8 | 20.9 | 0 | 0 | 0 | 0 | 2444.7 | 1327.1 | 1349.9 | 1204.3 | 1024.6 | 1418.5 | 2374.8 | 1465.2 | 840.2 | 932.9 | 1232 | 1333.2 | 2329.3 | 1657.2 | 1475.7 | 1405.9 | 1475 | 1523.3 | 2251 | 1293.8 | 1415.9 | 1245.2 | 1261.6 | 1297.2 | 2611 | 1392.6 | 1227.3 | 1130.1 | 953.5 | 1030 | 2248.6 | 1630.5 | 1584.8 | 1207.9 | 1240.9 | 1332.3 | 2426.9 | 1296.2 | 1271.4 | 1101.6 | 706.1 | 955.1 | 2449.1 | 1315.6 | 0 | 0 | 0 | 0 | 0.29 | 0.1 | 0.08 | 0.09 | 0.07 | 0.09 | 0.29 | 0.12 | 0.09 | 0.1 | 0.1 | 0.08 | 0.28 | 0.12 | 0.09 | 0.1 | 0.1 | 0.09 | 0.31 | 0.09 | 0.1 | 0.08 | 0.09 | 0.08 | 0.21 | 0.15 | 0.15 | 0.12 | 0.09 | 0.07 | 0.28 | 0.14 | 0.12 | 0.09 | 0.09 | 0.09 | 0.31 | 0.11 | 0.12 | 0.09 | 0.05 | 0.06 | 0.28 | 0.1 | 0 | 0 | 0 | 0 | 0.036
PJM_West | 166.4326 | 9.6543 | 1.3306 | 167.0835 | 13.9685 | 950.5856 | 0.082761 | 42.3185 | 180.4011 | 960.2399 | 1.4133 | 209.402 | 479.5 | 76.9 | 99.2 | 126.7 | 48.7 | 37.3 | 495.9 | 71.1 | 75.5 | 18.7 | 36.7 | 68.1 | 452.1 | 157 | 130.9 | 140.3 | 83.3 | 52.6 | 513 | 52.7 | 103.6 | 90 | 63.8 | 46.2 | 339.2 | 84.3 | 75.4 | 97 | 69.1 | 45 | 505.9 | 128.8 | 116.8 | 100.6 | 118 | 41.7 | 467.4 | 95.6 | 112.7 | 123.2 | 44 | 25.8 | 351.1 | 99.5 | 0 | 0 | 0 | 0 | 33.4 | 2.4 | 4.3 | 6.8 | 2.8 | 1.5 | 35.1 | 3.1 | 3.5 | 0.9 | 2 | 2.9 | 31.7 | 5.3 | 4.7 | 7.5 | 3.8 | 1.7 | 39.7 | 1.6 | 4.3 | 4.4 | 3 | 1.7 | 16 | 5.4 | 5 | 5.9 | 4.2 | 2.2 | 37.9 | 5.6 | 5.8 | 5 | 5.9 | 1.4 | 32.6 | 3.4 | 7.4 | 5.7 | 1.6 | 0.8 | 19.8 | 4.2 | 0 | 0 | 0 | 0 | 4.7 | 0.3 | 0.57 | 0.92 | 0.38 | 0.19 | 4.95 | 0.42 | 0.47 | 0.12 | 0.27 | 0.38 | 4.46 | 0.67 | 0.6 | 1.01 | 0.5 | 0.21 | 5.66 | 0.21 | 0.56 | 0.59 | 0.41 | 0.22 | 2.15 | 0.75 | 0.71 | 0.82 | 0.58 | 0.29 | 5.38 | 0.75 | 0.77 | 0.68 | 0.8 | 0.18 | 4.59 | 0.44 | 1.03 | 0.76 | 0.2 | 0.09 | 2.73 | 0.55 | 0 | 0 | 0 | 0 | 34.9 | 8.3 | 9.8 | 11.2 | 4.2 | 9.2 | 35.7 | 6.9 | 8.7 | 7.3 | 9.2 | 6.7 | 32.8 | 16.5 | 13.5 | 12.4 | 8.2 | 5.7 | 33.9 | 5.7 | 10.2 | 8.4 | 6 | 5.5 | 31.7 | 6.6 | 6.5 | 7.9 | 5.9 | 4.2 | 34.4 | 12.4 | 10.7 | 9.2 | 10.7 | 7.6 | 34.2 | 10 | 10.5 | 11.7 | 4.5 | 3.9 | 30.1 | 9.7 | 0 | 0 | 0 | 0 | 2595.1 | 519.5 | 606.4 | 704.8 | 260.9 | 248.7 | 2639.3 | 427.1 | 452.9 | 122.3 | 217.5 | 416.7 | 2431.8 | 1043.4 | 857.2 | 785.4 | 498.5 | 356 | 2457.6 | 352.4 | 639.6 | 523.8 | 373.2 | 299.8 | 2403.5 | 421.4 | 354.2 | 501 | 353.5 | 258.9 | 2536.5 | 779.2 | 673.1 | 577.1 | 680.1 | 284.5 | 2513.9 | 618.2 | 653.3 | 734.3 | 289 | 242.2 | 2214.9 | 613.5 | 0 | 0 | 0 | 0 | 0.24 | 0.04 | 0.05 | 0.06 | 0.02 | 0.14 | 0.25 | 0.04 | 0.07 | 0.14 | 0.15 | 0.03 | 0.23 | 0.07 | 0.06 | 0.07 | 0.05 | 0.03 | 0.27 | 0.03 | 0.05 | 0.05 | 0.03 | 0.04 | 0.17 | 0.04 | 0.06 | 0.05 | 0.04 | 0.02 | 0.26 | 0.06 | 0.06 | 0.05 | 0.06 | 0.09 | 0.24 | 0.05 | 0.07 | 0.06 | 0.02 | 0.02 | 0.19 | 0.05 | 0 | 0 | 0 | 0 | 0.036
SERTP | 235.3244 | 13.6739 | 1.8897 | 236.2477 | 19.7487 | 1320.2601 | 0.12238 | 59.1258 | 255.073 | 1333.934 | 2.0121 | 295.3736 | 534.3 | 229.9 | 116.2 | 155.8 | 116.4 | 136.6 | 493 | 183.1 | 50.3 | 118.4 | 112.8 | 150.1 | 466.7 | 300.1 | 129.9 | 188.4 | 168.2 | 155.5 | 492.2 | 158.2 | 149.1 | 121.2 | 82.3 | 155.1 | 384.6 | 346.4 | 163.2 | 151.6 | 119.5 | 92.8 | 520.4 | 224.3 | 212.3 | 148.9 | 111.6 | 126.3 | 565 | 187.2 | 117.2 | 113.9 | 64.9 | 45.4 | 463.4 | 178.6 | 0 | 0 | 0 | 0 | 35.2 | 10.2 | 5.5 | 11.3 | 6 | 4.6 | 33 | 10.5 | 2.5 | 9.3 | 6.9 | 6.7 | 29.5 | 18 | 5.6 | 10.8 | 8.9 | 4.9 | 37.1 | 5.7 | 5.2 | 5.2 | 3.9 | 6.3 | 18.2 | 28.5 | 14.4 | 12.5 | 9.1 | 5.3 | 34.5 | 11.7 | 12.9 | 8.6 | 4.6 | 4 | 39.2 | 9 | 8.3 | 5.7 | 2.2 | 3.5 | 26.5 | 7.9 | 0 | 0 | 0 | 0 | 4.96 | 1.35 | 0.74 | 1.59 | 0.8 | 0.57 | 4.66 | 1.44 | 0.34 | 1.31 | 0.95 | 0.88 | 4.15 | 2.48 | 0.74 | 1.48 | 1.2 | 0.59 | 5.3 | 0.73 | 0.65 | 0.68 | 0.52 | 0.82 | 2.44 | 4.05 | 2.06 | 1.77 | 1.29 | 0.72 | 4.86 | 1.59 | 1.78 | 1.18 | 0.59 | 0.49 | 5.56 | 1.21 | 1.14 | 0.77 | 0.27 | 0.45 | 3.7 | 1.04 | 0 | 0 | 0 | 0 | 41.2 | 21.9 | 10.8 | 11.1 | 11.2 | 15.2 | 37.6 | 15.4 | 9.5 | 11.2 | 10.5 | 15.3 | 37.1 | 24.3 | 12.5 | 16 | 15.1 | 16.9 | 33.9 | 16.2 | 15.6 | 11.8 | 10.4 | 15.3 | 35.9 | 21 | 9.3 | 9.4 | 8.1 | 8 | 39.9 | 19.8 | 17 | 12.6 | 11.4 | 14.3 | 41.9 | 17.7 | 12 | 11.1 | 6.9 | 7.9 | 39.7 | 18 | 0 | 0 | 0 | 0 | 2971.5 | 1401.1 | 682.4 | 707 | 668.6 | 917.5 | 2698.7 | 977 | 291 | 506.4 | 586.5 | 913.2 | 2677.1 | 1566.4 | 797.1 | 1016.2 | 949.8 | 1065.1 | 2364.4 | 1033.4 | 983.3 | 749.1 | 492.9 | 976.8 | 2714.6 | 1386.4 | 594.6 | 605.9 | 516.4 | 501.9 | 2878.1 | 1259 | 1100 | 798.5 | 704.1 | 863.7 | 2976.3 | 1108.6 | 764.9 | 675.4 | 440 | 500.7 | 2831.1 | 1148 | 0 | 0 | 0 | 0 | 0.29 | 0.11 | 0.06 | 0.08 | 0.07 | 0.08 | 0.27 | 0.09 | 0.14 | 0.14 | 0.09 | 0.09 | 0.26 | 0.14 | 0.06 | 0.09 | 0.09 | 0.08 | 0.28 | 0.07 | 0.07 | 0.06 | 0.1 | 0.07 | 0.19 | 0.16 | 0.09 | 0.08 | 0.06 | 0.05 | 0.29 | 0.11 | 0.1 | 0.08 | 0.06 | 0.08 | 0.32 | 0.1 | 0.07 | 0.07 | 0.03 | 0.04 | 0.27 | 0.09 | 0 | 0 | 0 | 0 | 0.036
SPP_North | 198.349 | 17.393 | 2.4913 | 199.5474 | 11.3671 | 750.4436 | 0.10543 | 33.7591 | 209.716 | 767.8366 | 2.5967 | 233.3065 | 621.6 | 106.2 | 57.1 | 137.7 | 111.6 | 58.1 | 634.7 | 84.8 | 99.8 | 50.9 | 73.8 | 46 | 463.4 | 178.8 | 119.1 | 129.6 | 95.8 | 46.9 | 472 | 75.3 | 82.7 | 80.8 | 73.3 | 43.4 | 570.8 | 167.9 | 64.9 | 90.9 | 105.1 | 35 | 501 | 185.3 | 129.2 | 155.8 | 91 | 40.2 | 634.8 | 137.8 | 81.4 | 119.6 | 47.1 | 6.6 | 432.7 | 140 | 0 | 0 | 0 | 0 | 61.2 | 6.7 | 2.6 | 12.4 | 9.7 | 3.8 | 62.9 | 5.5 | 8.5 | 3.9 | 5.9 | 2.8 | 44 | 12 | 8.7 | 10.6 | 6.9 | 2.1 | 44.9 | 4 | 4.6 | 5.4 | 5.1 | 2.6 | 54.2 | 16.7 | 5.6 | 8.1 | 10 | 2.8 | 48.4 | 14.4 | 9.8 | 14.2 | 7 | 2.6 | 60.6 | 9.2 | 6.9 | 9.7 | 2.3 | 0.3 | 34.2 | 9.1 | 0 | 0 | 0 | 0 | 8.85 | 0.93 | 0.35 | 1.77 | 1.38 | 0.53 | 9.09 | 0.78 | 1.22 | 0.55 | 0.84 | 0.39 | 6.35 | 1.69 | 1.22 | 1.51 | 0.97 | 0.28 | 6.49 | 0.55 | 0.64 | 0.75 | 0.72 | 0.36 | 7.8 | 2.41 | 0.8 | 1.16 | 1.44 | 0.4 | 7 | 2.05 | 1.39 | 2.03 | 0.99 | 0.36 | 8.76 | 1.3 | 0.97 | 1.38 | 0.3 | 0.03 | 4.9 | 1.27 | 0 | 0 | 0 | 0 | 29 | 8.4 | 6 | 7.6 | 6.3 | 4.5 | 29.2 | 6.6 | 6.1 | 3.6 | 4.8 | 3.7 | 23.2 | 13.4 | 10.7 | 8.6 | 7.6 | 4.8 | 23.6 | 6.7 | 7.2 | 6.3 | 5.3 | 3.5 | 28.3 | 7.6 | 4.1 | 5.2 | 6.2 | 2.3 | 24.4 | 12.2 | 8.6 | 8.7 | 6.1 | 3.3 | 31.5 | 10.5 | 7.1 | 8 | 4.4 | 1.6 | 28.3 | 10.8 | 0 | 0 | 0 | 0 | 2049.6 | 527.3 | 333.5 | 488.9 | 418.2 | 285.4 | 2074.5 | 399.5 | 371.3 | 216.8 | 304.7 | 236 | 1630.8 | 844.7 | 537.8 | 519.4 | 437.8 | 285.8 | 1646 | 407.4 | 429.5 | 389.4 | 341.5 | 226.2 | 2056 | 508 | 240 | 324.6 | 347.5 | 143.1 | 1692.8 | 761.7 | 555.6 | 547.7 | 391.7 | 200.7 | 2202.4 | 642.7 | 403.8 | 482.9 | 282.1 | 97.6 | 1970.3 | 677.7 | 0 | 0 | 0 | 0 | 0.32 | 0.06 | 0.04 | 0.07 | 0.05 | 0.03 | 0.33 | 0.05 | 0.06 | 0.03 | 0.04 | 0.02 | 0.25 | 0.09 | 0.11 | 0.08 | 0.07 | 0.03 | 0.25 | 0.04 | 0.05 | 0.04 | 0.04 | 0.02 | 0.29 | 0.08 | 0.04 | 0.05 | 0.07 | 0.02 | 0.27 | 0.1 | 0.06 | 0.09 | 0.05 | 0.02 | 0.34 | 0.07 | 0.06 | 0.07 | 0.02 | 0.01 | 0.25 | 0.07 | 0 | 0 | 0 | 0 | 0.036
SPP_South | 169.1242 | 12.5856 | 1.7968 | 169.9898 | 11.9699 | 751.4557 | 0.10294 | 34.3913 | 181.094 | 764.0413 | 1.8997 | 204.3811 | 486.2 | 95.7 | 100.6 | 93.1 | 85.7 | 134.4 | 424.8 | 80.9 | 83.9 | 83.2 | 92.4 | 117.4 | 381.8 | 152.7 | 110.2 | 120.1 | 99.5 | 117.9 | 354.2 | 60.2 | 114.7 | 81.5 | 69.5 | 90.5 | 387.8 | 115.6 | 87.9 | 113.3 | 78 | 76.1 | 369.5 | 135.3 | 109.4 | 84.8 | 73.4 | 71.2 | 522.6 | 112.1 | 111.6 | 97.4 | 66.8 | 25.1 | 338.4 | 111 | 0 | 0 | 0 | 0 | 41.4 | 4.7 | 6.6 | 6.7 | 5.9 | 7.7 | 35.8 | 4.4 | 5.8 | 6.1 | 6.2 | 6.2 | 31.2 | 7.8 | 5.4 | 7.3 | 4.7 | 4.5 | 27.5 | 2.1 | 5.5 | 3.8 | 3.5 | 4.5 | 31.7 | 10 | 7.4 | 9.7 | 6.1 | 5.2 | 30 | 7.5 | 6.3 | 5.9 | 4.5 | 3.3 | 43 | 5.5 | 9.3 | 6.5 | 2.6 | 0.9 | 21.6 | 5.4 | 0 | 0 | 0 | 0 | 6 | 0.64 | 0.93 | 0.94 | 0.82 | 1.05 | 5.19 | 0.62 | 0.82 | 0.87 | 0.87 | 0.84 | 4.55 | 1.07 | 0.73 | 1.01 | 0.63 | 0.58 | 4.03 | 0.28 | 0.76 | 0.51 | 0.47 | 0.61 | 4.55 | 1.43 | 1.06 | 1.39 | 0.87 | 0.72 | 4.35 | 1.04 | 0.87 | 0.83 | 0.62 | 0.44 | 6.25 | 0.78 | 1.32 | 0.91 | 0.33 | 0.1 | 3.15 | 0.73 | 0 | 0 | 0 | 0 | 29.5 | 8.8 | 7.8 | 7.4 | 6.3 | 11.4 | 26.1 | 7.1 | 6.6 | 6 | 7 | 10.3 | 24.8 | 13.7 | 10.2 | 10.2 | 9.9 | 12.5 | 24.6 | 6.5 | 10.8 | 7.8 | 6.3 | 8.2 | 24.4 | 6.6 | 5.5 | 7 | 5.4 | 5.9 | 23.9 | 11.8 | 9.1 | 6.7 | 6.2 | 7.1 | 33.4 | 10.6 | 8.5 | 8.7 | 6.8 | 4.8 | 28 | 10.3 | 0 | 0 | 0 | 0 | 1924.7 | 543.5 | 478 | 420.8 | 406.6 | 723.8 | 1698.5 | 424.5 | 385.7 | 367 | 443.2 | 659.7 | 1527.6 | 849.5 | 634 | 619.7 | 591.8 | 761.4 | 1466.3 | 373.6 | 651.6 | 477.8 | 402.1 | 524.2 | 1688.1 | 432.7 | 331.7 | 426.7 | 327.5 | 364.2 | 1542.7 | 709 | 579.5 | 397.6 | 379.6 | 428.6 | 2113.7 | 594 | 522.3 | 466.1 | 431.7 | 300.8 | 1710.4 | 632.9 | 0 | 0 | 0 | 0 | 0.3 | 0.05 | 0.06 | 0.07 | 0.04 | 0.07 | 0.26 | 0.05 | 0.05 | 0.05 | 0.05 | 0.06 | 0.26 | 0.08 | 0.06 | 0.07 | 0.06 | 0.07 | 0.26 | 0.04 | 0.06 | 0.04 | 0.03 | 0.04 | 0.22 | 0.06 | 0.05 | 0.07 | 0.05 | 0.04 | 0.23 | 0.08 | 0.05 | 0.05 | 0.04 | 0.04 | 0.34 | 0.08 | 0.07 | 0.08 | 0.03 | 0.02 | 0.25 | 0.06 | 0 | 0 | 0 | 0 | 0.036
WestConnect_North | 181.6803 | 16.075 | 2.3009 | 182.7875 | 10.0258 | 675.9808 | 0.086242 | 30.1936 | 191.7062 | 692.0558 | 2.3872 | 212.9811 | 479 | 147.4 | 128.4 | 65.6 | 64.1 | 120.6 | 483 | 69.2 | 160 | 124.1 | 111.6 | 100.1 | 648.7 | 216.5 | 123 | 132.9 | 132.3 | 119 | 323 | 127.9 | 176.8 | 97.6 | 114.8 | 92.7 | 301.1 | 115.8 | 164.8 | 118.7 | 109 | 81.1 | 481 | 142.5 | 134.5 | 123.3 | 122.4 | 135.3 | 525.5 | 148.9 | 190.9 | 133 | 84.7 | 64.6 | 146.6 | 133.5 | 0 | 0 | 0 | 0 | 51.7 | 9.9 | 9 | 4.9 | 4.3 | 6.1 | 51.6 | 5.2 | 12.6 | 9.6 | 7.1 | 6.2 | 68.6 | 15.5 | 6.7 | 7.5 | 5.3 | 5.8 | 30.7 | 8 | 10.5 | 3.9 | 5.1 | 5.5 | 27.2 | 10.8 | 12.7 | 10.1 | 9 | 5.3 | 51.1 | 10.6 | 8.8 | 7.5 | 6.2 | 6.7 | 53 | 10 | 14.3 | 8.4 | 4.5 | 2.7 | 8.2 | 7.6 | 0 | 0 | 0 | 0 | 7.5 | 1.38 | 1.26 | 0.7 | 0.6 | 0.82 | 7.47 | 0.73 | 1.79 | 1.35 | 0.99 | 0.85 | 9.93 | 2.17 | 0.91 | 1.02 | 0.68 | 0.78 | 4.41 | 1.11 | 1.44 | 0.51 | 0.67 | 0.75 | 3.89 | 1.54 | 1.79 | 1.43 | 1.28 | 0.74 | 7.39 | 1.49 | 1.22 | 1.03 | 0.84 | 0.89 | 7.66 | 1.39 | 1.92 | 1.17 | 0.54 | 0.27 | 1.12 | 1.04 | 0 | 0 | 0 | 0 | 17.9 | 11 | 9.3 | 4.4 | 4.8 | 10.8 | 18.5 | 4.7 | 10.2 | 8.2 | 8.6 | 7.9 | 25.6 | 15.2 | 10.8 | 11.2 | 13.2 | 10.8 | 15.9 | 10 | 14.4 | 9.6 | 10.9 | 8 | 16 | 5.9 | 10.9 | 7 | 6.6 | 6.2 | 18.7 | 9.7 | 10.2 | 9.9 | 11 | 12.3 | 23.1 | 11.2 | 25.6 | 10.4 | 15.7 | 17.7 | 12.6 | 11.2 | 0 | 0 | 0 | 0 | 1296.1 | 714.8 | 601.1 | 287.7 | 310.1 | 695.8 | 1349.2 | 305.4 | 671.3 | 533.7 | 560.9 | 515 | 1863.2 | 995.5 | 684 | 726.9 | 843.5 | 697.7 | 1182.1 | 648.8 | 933.1 | 618.7 | 700.9 | 492.2 | 1208.8 | 394.2 | 707.7 | 459.4 | 434.1 | 400.9 | 1365.7 | 633.5 | 666.1 | 642.8 | 704.7 | 791.2 | 1676 | 720.4 | 1648.3 | 673.6 | 997.6 | 1090.4 | 940.5 | 723.8 | 0 | 0 | 0 | 0 | 0.23 | 0.07 | 0.06 | 0.03 | 0.03 | 0.06 | 0.24 | 0.03 | 0.08 | 0.06 | 0.05 | 0.05 | 0.32 | 0.1 | 0.06 | 0.06 | 0.06 | 0.05 | 0.16 | 0.06 | 0.08 | 0.04 | 0.05 | 0.05 | 0.14 | 0.06 | 0.08 | 0.06 | 0.05 | 0.04 | 0.23 | 0.07 | 0.06 | 0.06 | 0.06 | 0.06 | 0.26 | 0.07 | 0.13 | 0.06 | 0.06 | 0.07 | 0.08 | 0.06 | 0 | 0 | 0 | 0 | 0.036
WestConnect_South | 138.5248 | 7.0602 | 0.94803 | 138.9941 | 12.3936 | 832.6123 | 0.064363 | 37.223 | 150.9185 | 839.6725 | 1.0124 | 176.2171 | 227.2 | 169 | 142 | 42.9 | 59.3 | 165.8 | 206.8 | 102.3 | 162.5 | 85.5 | 125 | 94.7 | 260.2 | 193.5 | 167.4 | 154.4 | 175.4 | 127.8 | 210 | 131.1 | 229 | 146.1 | 136.8 | 69.8 | 227.7 | 120.3 | 162.9 | 99 | 67.9 | 87.9 | 312.3 | 116.8 | 137.6 | 112.3 | 133.5 | 160.4 | 343 | 171.9 | 212.5 | 123.1 | 104.5 | 99.3 | 218.7 | 172.5 | 0 | 0 | 0 | 0 | 15.6 | 7.1 | 6.4 | 1.7 | 2.7 | 6.2 | 10.8 | 5.3 | 8.2 | 4.8 | 5.1 | 3.3 | 13.9 | 8.4 | 5.7 | 4.7 | 5.2 | 3.5 | 11.6 | 4.7 | 11.6 | 5 | 4.4 | 2.1 | 11.4 | 7.8 | 8.1 | 5.2 | 3.2 | 3.3 | 18 | 6.1 | 5.7 | 4.1 | 4.7 | 6.1 | 23.8 | 7.7 | 12.1 | 4.3 | 4.7 | 4.2 | 11.6 | 7.7 | 0 | 0 | 0 | 0 | 2.18 | 0.92 | 0.84 | 0.22 | 0.36 | 0.79 | 1.45 | 0.72 | 1.11 | 0.66 | 0.67 | 0.42 | 1.88 | 1.1 | 0.72 | 0.56 | 0.62 | 0.41 | 1.58 | 0.59 | 1.56 | 0.62 | 0.54 | 0.25 | 1.53 | 1.08 | 1.08 | 0.71 | 0.42 | 0.42 | 2.46 | 0.83 | 0.73 | 0.52 | 0.59 | 0.78 | 3.36 | 1.03 | 1.55 | 0.54 | 0.52 | 0.42 | 1.61 | 1.01 | 0 | 0 | 0 | 0 | 16.6 | 16.5 | 13.5 | 4.3 | 5.6 | 16.8 | 18.2 | 9.1 | 14.5 | 7.2 | 12.2 | 9.8 | 22.7 | 18.6 | 17.5 | 16.7 | 19 | 14.1 | 18 | 13.5 | 20.5 | 15.2 | 14.5 | 10.4 | 20.4 | 9.2 | 14.8 | 8.7 | 6.3 | 8.9 | 25.9 | 10.3 | 13.5 | 11.5 | 13.8 | 16.1 | 25.2 | 16.4 | 31.6 | 12.9 | 22.2 | 27.3 | 19.6 | 16.4 | 0 | 0 | 0 | 0 | 1273.2 | 1055.4 | 865.6 | 272.3 | 359.8 | 1077.2 | 1419.4 | 574.5 | 936 | 464.3 | 787.3 | 628.4 | 1755.4 | 1194.6 | 1118.2 | 1067.9 | 1218.9 | 903.8 | 1385.6 | 860.9 | 1320.8 | 977.4 | 929.3 | 491.6 | 1593.3 | 597.3 | 946 | 559.6 | 405.8 | 570.2 | 2012.2 | 657.5 | 864.6 | 736.9 | 885 | 1037.1 | 1837.6 | 1028.8 | 2029.8 | 819.4 | 1406.6 | 1690.3 | 1399 | 1053.3 | 0 | 0 | 0 | 0 | 0.11 | 0.08 | 0.06 | 0.02 | 0.03 | 0.07 | 0.09 | 0.05 | 0.07 | 0.04 | 0.06 | 0.04 | 0.12 | 0.09 | 0.07 | 0.07 | 0.08 | 0.06 | 0.1 | 0.06 | 0.1 | 0.06 | 0.06 | 0.09 | 0.1 | 0.06 | 0.08 | 0.05 | 0.03 | 0.04 | 0.14 | 0.06 | 0.06 | 0.05 | 0.06 | 0.07 | 0.18 | 0.08 | 0.14 | 0.06 | 0.09 | 0.1 | 0.13 | 0.08 | 0 | 0 | 0 | 0 | 0.036

## Data - Time-of-day
Unlevelized, year-over-year data
|  | Intermediate Levelization Calculations (kg/MWh for CO2 and CO2e, g/MWh for CH4 and N2O) | [11 empty] | CO2 from Direct Combustion (kg per MWh of end-use demand) | [47 empty] | CH4 from Direct Combustion (g per MWh of end-use demand) | [47 empty] | N2O from Direct Combustion (g per MWh of end-use demand) | [47 empty] | CO2 from Precombustion (kg per MWh of end-use demand) | [47 empty] | CH4 from Precombustion (g per MWh of end-use demand) | [47 empty] | N2O from Precombustion (g per MWh of end-use demand) | [47 empty] | Distribution Loss Rate
|  | Combustion |  |  |  | Precombustion |  |  |  | Combined |  |  |  | Mid-case | [5 empty] | Low Renewable Energy Costs | [5 empty] | High Renewable Energy Costs | [5 empty] | Low Natural Gas Prices | [5 empty] | High Natural Gas Prices | [5 empty] | High Demand Growth | [5 empty] | 95% Decarbonization by 2050 | [5 empty] | 100% Decarbonization by 2035 | [5 empty] | Mid-case | [5 empty] | Low Renewable Energy Costs | [5 empty] | High Renewable Energy Costs | [5 empty] | Low Natural Gas Prices | [5 empty] | High Natural Gas Prices | [5 empty] | High Demand Growth | [5 empty] | 95% Decarbonization by 2050 | [5 empty] | 100% Decarbonization by 2035 | [5 empty] | Mid-case | [5 empty] | Low Renewable Energy Costs | [5 empty] | High Renewable Energy Costs | [5 empty] | Low Natural Gas Prices | [5 empty] | High Natural Gas Prices | [5 empty] | High Demand Growth | [5 empty] | 95% Decarbonization by 2050 | [5 empty] | 100% Decarbonization by 2035 | [5 empty] | Mid-case | [5 empty] | Low Renewable Energy Costs | [5 empty] | High Renewable Energy Costs | [5 empty] | Low Natural Gas Prices | [5 empty] | High Natural Gas Prices | [5 empty] | High Demand Growth | [5 empty] | 95% Decarbonization by 2050 | [5 empty] | 100% Decarbonization by 2035 | [5 empty] | Mid-case | [5 empty] | Low Renewable Energy Costs | [5 empty] | High Renewable Energy Costs | [5 empty] | Low Natural Gas Prices | [5 empty] | High Natural Gas Prices | [5 empty] | High Demand Growth | [5 empty] | 95% Decarbonization by 2050 | [5 empty] | 100% Decarbonization by 2035 | [5 empty] | Mid-case | [5 empty] | Low Renewable Energy Costs | [5 empty] | High Renewable Energy Costs | [5 empty] | Low Natural Gas Prices | [5 empty] | High Natural Gas Prices | [5 empty] | High Demand Growth | [5 empty] | 95% Decarbonization by 2050 | [5 empty] | 100% Decarbonization by 2035
Region | Hour | CO2 | CH4 | N2O | CO2e | CO2 | CH4 | N2O | CO2e | CO2 | CH4 | N2O | CO2e | 2025 | 2030 | 2035 | 2040 | 2045 | 2050 | 2025 | 2030 | 2035 | 2040 | 2045 | 2050 | 2025 | 2030 | 2035 | 2040 | 2045 | 2050 | 2025 | 2030 | 2035 | 2040 | 2045 | 2050 | 2025 | 2030 | 2035 | 2040 | 2045 | 2050 | 2025 | 2030 | 2035 | 2040 | 2045 | 2050 | 2025 | 2030 | 2035 | 2040 | 2045 | 2050 | 2025 | 2030 | 2035 | 2040 | 2045 | 2050 | 2025 | 2030 | 2035 | 2040 | 2045 | 2050 | 2025 | 2030 | 2035 | 2040 | 2045 | 2050 | 2025 | 2030 | 2035 | 2040 | 2045 | 2050 | 2025 | 2030 | 2035 | 2040 | 2045 | 2050 | 2025 | 2030 | 2035 | 2040 | 2045 | 2050 | 2025 | 2030 | 2035 | 2040 | 2045 | 2050 | 2025 | 2030 | 2035 | 2040 | 2045 | 2050 | 2025 | 2030 | 2035 | 2040 | 2045 | 2050 | 2025 | 2030 | 2035 | 2040 | 2045 | 2050 | 2025 | 2030 | 2035 | 2040 | 2045 | 2050 | 2025 | 2030 | 2035 | 2040 | 2045 | 2050 | 2025 | 2030 | 2035 | 2040 | 2045 | 2050 | 2025 | 2030 | 2035 | 2040 | 2045 | 2050 | 2025 | 2030 | 2035 | 2040 | 2045 | 2050 | 2025 | 2030 | 2035 | 2040 | 2045 | 2050 | 2025 | 2030 | 2035 | 2040 | 2045 | 2050 | 2025 | 2030 | 2035 | 2040 | 2045 | 2050 | 2025 | 2030 | 2035 | 2040 | 2045 | 2050 | 2025 | 2030 | 2035 | 2040 | 2045 | 2050 | 2025 | 2030 | 2035 | 2040 | 2045 | 2050 | 2025 | 2030 | 2035 | 2040 | 2045 | 2050 | 2025 | 2030 | 2035 | 2040 | 2045 | 2050 | 2025 | 2030 | 2035 | 2040 | 2045 | 2050 | 2025 | 2030 | 2035 | 2040 | 2045 | 2050 | 2025 | 2030 | 2035 | 2040 | 2045 | 2050 | 2025 | 2030 | 2035 | 2040 | 2045 | 2050 | 2025 | 2030 | 2035 | 2040 | 2045 | 2050 | 2025 | 2030 | 2035 | 2040 | 2045 | 2050 | 2025 | 2030 | 2035 | 2040 | 2045 | 2050 | 2025 | 2030 | 2035 | 2040 | 2045 | 2050 | 2025 | 2030 | 2035 | 2040 | 2045 | 2050 | 2025 | 2030 | 2035 | 2040 | 2045 | 2050 | 2025 | 2030 | 2035 | 2040 | 2045 | 2050 | 2025 | 2030 | 2035 | 2040 | 2045 | 2050 | 2025 | 2030 | 2035 | 2040 | 2045 | 2050 | 2025 | 2030 | 2035 | 2040 | 2045 | 2050 | 2025 | 2030 | 2035 | 2040 | 2045 | 2050 | 2025 | 2030 | 2035 | 2040 | 2045 | 2050 | 2025 | 2030 | 2035 | 2040 | 2045 | 2050 | 2025 | 2030 | 2035 | 2040 | 2045 | 2050
CAISO | 0 | 103.043 | 3.2828 | 0.39801 | 103.2494 | 10.9935 | 765 | 0.048946 | 33.8039 | 114.0365 | 768.2828 | 0.44696 | 137.0533 | 203.4 | 148.5 | 57.5 | 33.3 | 24.7 | 22.3 | 200.2 | 151.3 | 76.8 | 66 | 26.3 | 28 | 212.4 | 149.8 | 74.4 | 42.1 | 21.2 | 27.7 | 249.2 | 85.5 | 67.7 | 50 | 25.1 | 17.7 | 177 | 192.8 | 67.9 | 53 | 31.6 | 29.5 | 228.8 | 116.5 | 56.2 | 63.2 | 20.8 | 24.3 | 216.1 | 141.3 | 22.1 | 46.7 | 8.1 | 7 | 233.3 | 140.7 | 0 | 0 | 0 | 0 | 6.2 | 4.6 | 1.7 | 1.6 | 0.9 | 0.7 | 7.1 | 4.3 | 2.6 | 2.2 | 0.8 | 0.8 | 6.4 | 4.5 | 2.2 | 1.2 | 0.5 | 0.6 | 8 | 2.3 | 2.5 | 1.4 | 0.8 | 0.6 | 4.2 | 5.6 | 2 | 2.1 | 1 | 0.8 | 8.1 | 3.4 | 2.2 | 1.9 | 0.6 | 0.7 | 6.2 | 4.5 | 1.2 | 1.3 | 0.4 | 0.3 | 6 | 4.6 | 0 | 0 | 0 | 0 | 0.74 | 0.55 | 0.21 | 0.21 | 0.11 | 0.09 | 0.9 | 0.51 | 0.32 | 0.27 | 0.1 | 0.1 | 0.77 | 0.54 | 0.27 | 0.14 | 0.06 | 0.07 | 0.98 | 0.27 | 0.31 | 0.17 | 0.09 | 0.07 | 0.47 | 0.66 | 0.25 | 0.26 | 0.12 | 0.1 | 1.01 | 0.4 | 0.29 | 0.23 | 0.06 | 0.08 | 0.75 | 0.55 | 0.13 | 0.15 | 0.04 | 0.03 | 0.71 | 0.57 | 0 | 0 | 0 | 0 | 21.9 | 16 | 6.2 | 3.1 | 2.6 | 2.4 | 20.7 | 16.6 | 8 | 6.9 | 2.8 | 3 | 22.9 | 16.2 | 8 | 4.6 | 2.4 | 3.2 | 26.5 | 9.5 | 6.9 | 5.5 | 2.7 | 2.3 | 20.1 | 21 | 7.3 | 5.3 | 3.4 | 3.2 | 23.6 | 12.7 | 5.6 | 6.8 | 2.3 | 2.6 | 23.7 | 15.1 | 6.2 | 5.2 | 2.3 | 2.2 | 26.2 | 14.8 | 0 | 0 | 0 | 0 | 1726.8 | 1022.2 | 398.8 | 200 | 164.5 | 152.4 | 1623.2 | 1056.9 | 515.9 | 443.6 | 180.8 | 194.1 | 1803.3 | 1037.6 | 515.2 | 296.1 | 152.8 | 202.9 | 2078.7 | 606.5 | 444.2 | 350 | 172.6 | 122 | 1588.4 | 1346.6 | 469.8 | 341.6 | 217.4 | 207.8 | 1856.8 | 813 | 357.9 | 436 | 148.2 | 169.6 | 1841.3 | 960.2 | 395.3 | 332.2 | 146.7 | 135.9 | 2029.5 | 950.2 | 0 | 0 | 0 | 0 | 0.09 | 0.07 | 0.03 | 0.02 | 0.01 | 0.01 | 0.09 | 0.07 | 0.03 | 0.03 | 0.01 | 0.01 | 0.09 | 0.07 | 0.03 | 0.02 | 0.01 | 0.01 | 0.11 | 0.04 | 0.03 | 0.02 | 0.01 | 0.02 | 0.08 | 0.08 | 0.03 | 0.02 | 0.01 | 0.01 | 0.1 | 0.05 | 0.03 | 0.03 | 0.01 | 0.01 | 0.1 | 0.06 | 0.02 | 0.02 | 0.01 | 0.01 | 0.11 | 0.06 | 0 | 0 | 0 | 0 | 0.033
| 1 | 102.4363 | 3.1945 | 0.39388 | 102.639 | 10.937 | 760.6254 | 0.046514 | 33.6163 | 113.3733 | 763.8199 | 0.44039 | 136.2554 | 201.4 | 148.3 | 56.7 | 33.4 | 24.7 | 21.6 | 193 | 150 | 78.3 | 67.9 | 26.2 | 29.3 | 210.6 | 149 | 76.1 | 41.7 | 21.5 | 28.4 | 244.3 | 84.5 | 70.9 | 50.9 | 25.9 | 18.6 | 176.5 | 192.3 | 69.2 | 54 | 32.8 | 30.9 | 226.5 | 113.5 | 53.6 | 65.1 | 20.6 | 24.4 | 213.4 | 133.7 | 21.7 | 47.1 | 8 | 6.8 | 229 | 136.5 | 0 | 0 | 0 | 0 | 6.2 | 4.4 | 1.6 | 1.6 | 0.8 | 0.7 | 6.9 | 4.3 | 2.6 | 2.3 | 0.8 | 0.9 | 6.3 | 4.5 | 2.3 | 1.2 | 0.5 | 0.6 | 7.7 | 2.3 | 2.7 | 1.4 | 0.8 | 0.6 | 4.3 | 5.5 | 2.1 | 2.1 | 1 | 0.9 | 7.9 | 3.3 | 2.2 | 2 | 0.6 | 0.7 | 6.1 | 4.3 | 1.2 | 1.3 | 0.4 | 0.3 | 5.9 | 4.6 | 0 | 0 | 0 | 0 | 0.75 | 0.54 | 0.2 | 0.21 | 0.1 | 0.09 | 0.87 | 0.51 | 0.32 | 0.28 | 0.1 | 0.1 | 0.76 | 0.54 | 0.28 | 0.14 | 0.06 | 0.07 | 0.94 | 0.27 | 0.34 | 0.17 | 0.1 | 0.07 | 0.48 | 0.65 | 0.25 | 0.27 | 0.12 | 0.1 | 0.99 | 0.4 | 0.28 | 0.24 | 0.07 | 0.08 | 0.74 | 0.53 | 0.13 | 0.15 | 0.04 | 0.03 | 0.69 | 0.57 | 0 | 0 | 0 | 0 | 21.6 | 16 | 6.2 | 3.1 | 2.6 | 2.3 | 19.9 | 16.4 | 8.3 | 7.1 | 2.8 | 3.2 | 22.8 | 16.1 | 8.2 | 4.5 | 2.4 | 3.3 | 26 | 9.4 | 7.1 | 5.6 | 2.8 | 2.4 | 20 | 21 | 7.5 | 5.4 | 3.5 | 3.4 | 23.5 | 12.3 | 5.3 | 7 | 2.3 | 2.7 | 23.4 | 14.3 | 6.3 | 5.3 | 2.3 | 2.2 | 25.8 | 14.3 | 0 | 0 | 0 | 0 | 1703.2 | 1025.9 | 395.3 | 199.2 | 165.1 | 147.4 | 1565.3 | 1048.5 | 530.7 | 457.4 | 179.5 | 204.3 | 1791.4 | 1030.8 | 524 | 291.3 | 155.1 | 207.9 | 2046.3 | 598.1 | 459.4 | 357.1 | 177.9 | 128.6 | 1575.8 | 1346 | 480 | 346.7 | 225.5 | 217.2 | 1841.4 | 786.4 | 340 | 448.1 | 146 | 170.5 | 1820.3 | 907.6 | 400.9 | 337.1 | 148.6 | 135.7 | 1993.1 | 919.5 | 0 | 0 | 0 | 0 | 0.09 | 0.07 | 0.02 | 0.02 | 0.01 | 0.01 | 0.09 | 0.07 | 0.03 | 0.03 | 0.01 | 0.01 | 0.09 | 0.07 | 0.03 | 0.02 | 0.01 | 0.01 | 0.11 | 0.04 | 0.03 | 0.02 | 0.01 | 0.02 | 0.08 | 0.08 | 0.03 | 0.02 | 0.01 | 0.01 | 0.1 | 0.05 | 0.02 | 0.03 | 0.01 | 0.01 | 0.1 | 0.06 | 0.02 | 0.02 | 0.01 | 0.01 | 0.11 | 0.06 | 0 | 0 | 0 | 0 | 0.032
| 2 | 100.7363 | 3.1756 | 0.39166 | 100.9378 | 10.7212 | 745.8211 | 0.043695 | 32.9586 | 111.4575 | 748.9967 | 0.43535 | 133.8965 | 197.8 | 144.9 | 55.6 | 34.3 | 24.9 | 20.9 | 194.5 | 153.3 | 79.4 | 69.7 | 27.8 | 32.3 | 209.7 | 146.6 | 77.7 | 42.8 | 22 | 29.5 | 242.9 | 81.2 | 69.9 | 52.1 | 26.7 | 18.1 | 177 | 194.3 | 70 | 55.8 | 33.5 | 32.5 | 227.1 | 110 | 53.8 | 66 | 21.4 | 24.9 | 212.3 | 131.7 | 21.1 | 47.8 | 7.9 | 6.5 | 227.2 | 132.8 | 0 | 0 | 0 | 0 | 6.1 | 4.4 | 1.6 | 1.6 | 0.8 | 0.7 | 7 | 4.2 | 2.6 | 2.3 | 0.9 | 0.9 | 6.1 | 4.4 | 2.3 | 1.2 | 0.5 | 0.7 | 7.5 | 2.2 | 2.6 | 1.5 | 0.8 | 0.6 | 4.3 | 5.6 | 2.1 | 2.1 | 1 | 0.9 | 8.1 | 3.3 | 2.3 | 2 | 0.6 | 0.7 | 6.1 | 4.3 | 1.2 | 1.3 | 0.4 | 0.3 | 5.9 | 4.6 | 0 | 0 | 0 | 0 | 0.74 | 0.54 | 0.19 | 0.22 | 0.1 | 0.08 | 0.88 | 0.5 | 0.32 | 0.28 | 0.11 | 0.11 | 0.73 | 0.53 | 0.28 | 0.14 | 0.06 | 0.07 | 0.91 | 0.26 | 0.33 | 0.17 | 0.1 | 0.07 | 0.49 | 0.66 | 0.25 | 0.27 | 0.13 | 0.11 | 1.02 | 0.4 | 0.29 | 0.25 | 0.07 | 0.09 | 0.73 | 0.53 | 0.13 | 0.16 | 0.04 | 0.03 | 0.69 | 0.57 | 0 | 0 | 0 | 0 | 21.2 | 15.6 | 6 | 3.2 | 2.6 | 2.2 | 20 | 16.9 | 8.4 | 7.4 | 3 | 3.5 | 22.9 | 15.8 | 8.4 | 4.7 | 2.5 | 3.4 | 26.1 | 9 | 7.1 | 5.7 | 2.9 | 2.3 | 20 | 21.2 | 7.6 | 5.7 | 3.6 | 3.6 | 23.4 | 11.9 | 5.2 | 7.1 | 2.4 | 2.7 | 23.3 | 14 | 6.3 | 5.3 | 2.4 | 2.2 | 25.5 | 13.8 | 0 | 0 | 0 | 0 | 1670.8 | 997.9 | 387.2 | 203.9 | 167.4 | 141.3 | 1572.7 | 1078.9 | 537.1 | 471.5 | 189.9 | 225.9 | 1797.7 | 1015.4 | 537.6 | 300.5 | 159 | 216.2 | 2047.3 | 572.9 | 456.2 | 366.9 | 183.8 | 123.7 | 1580.3 | 1359.8 | 484.5 | 363.1 | 229.5 | 228.4 | 1832.4 | 760.8 | 336.8 | 452.8 | 151.5 | 173.1 | 1810.3 | 889.3 | 400.6 | 339.9 | 151.3 | 134.9 | 1977.9 | 887.6 | 0 | 0 | 0 | 0 | 0.09 | 0.06 | 0.02 | 0.02 | 0.01 | 0.01 | 0.09 | 0.07 | 0.04 | 0.03 | 0.01 | 0.01 | 0.09 | 0.06 | 0.03 | 0.02 | 0.01 | 0.01 | 0.11 | 0.04 | 0.03 | 0.02 | 0.01 | 0.02 | 0.08 | 0.09 | 0.03 | 0.02 | 0.01 | 0.01 | 0.1 | 0.05 | 0.02 | 0.03 | 0.01 | 0.01 | 0.1 | 0.06 | 0.02 | 0.02 | 0.01 | 0.01 | 0.11 | 0.06 | 0 | 0 | 0 | 0 | 0.031
| 3 | 100.1409 | 3.138 | 0.38562 | 100.3397 | 10.6781 | 742.9768 | 0.043695 | 32.8307 | 110.8189 | 746.1148 | 0.42932 | 133.1704 | 195.9 | 144.9 | 54.6 | 34.4 | 24.7 | 20.3 | 193.9 | 150.9 | 80.1 | 70.4 | 28.3 | 32.8 | 211.3 | 147 | 77.6 | 44.2 | 22.2 | 30.4 | 240 | 80 | 69.9 | 53.3 | 27.5 | 18.7 | 175.3 | 195.8 | 71 | 58.6 | 33.2 | 33.2 | 226.7 | 109.8 | 53.3 | 67.3 | 22.3 | 25 | 211.2 | 131.7 | 20.5 | 48 | 7.6 | 6.2 | 226.8 | 132 | 0 | 0 | 0 | 0 | 5.9 | 4.4 | 1.6 | 1.6 | 0.8 | 0.7 | 7 | 4.2 | 2.5 | 2.2 | 0.9 | 1 | 6.1 | 4.5 | 2.3 | 1.2 | 0.5 | 0.7 | 7.2 | 2.2 | 2.6 | 1.5 | 0.8 | 0.6 | 4.1 | 5.6 | 2.1 | 2.2 | 1 | 0.9 | 7.9 | 3.2 | 2.2 | 2.1 | 0.6 | 0.7 | 6.1 | 4.4 | 1.2 | 1.3 | 0.4 | 0.3 | 6 | 4.5 | 0 | 0 | 0 | 0 | 0.71 | 0.53 | 0.2 | 0.22 | 0.1 | 0.08 | 0.89 | 0.5 | 0.31 | 0.27 | 0.11 | 0.12 | 0.73 | 0.55 | 0.27 | 0.14 | 0.06 | 0.07 | 0.87 | 0.25 | 0.33 | 0.18 | 0.1 | 0.07 | 0.45 | 0.66 | 0.26 | 0.29 | 0.12 | 0.11 | 0.99 | 0.38 | 0.29 | 0.25 | 0.07 | 0.09 | 0.73 | 0.55 | 0.13 | 0.15 | 0.04 | 0.03 | 0.7 | 0.56 | 0 | 0 | 0 | 0 | 21.1 | 15.6 | 5.9 | 3.2 | 2.6 | 2.2 | 19.9 | 16.6 | 8.5 | 7.5 | 3 | 3.6 | 23.1 | 15.8 | 8.4 | 4.9 | 2.5 | 3.5 | 25.9 | 8.9 | 7.1 | 5.8 | 2.9 | 2.4 | 20 | 21.4 | 7.7 | 5.9 | 3.6 | 3.7 | 23.5 | 12 | 5.2 | 7.2 | 2.5 | 2.7 | 23.2 | 13.9 | 6.2 | 5.4 | 2.4 | 2.2 | 25.4 | 13.8 | 0 | 0 | 0 | 0 | 1662.9 | 1000.6 | 378.4 | 204.3 | 166.6 | 138.6 | 1566.3 | 1060 | 548 | 481.1 | 192.5 | 227.8 | 1812.5 | 1012.2 | 539.5 | 312 | 161.4 | 222.8 | 2037.3 | 566.1 | 455 | 372.7 | 189 | 129.7 | 1578.9 | 1372.6 | 492 | 379.4 | 231.2 | 234 | 1845.8 | 764.9 | 333.1 | 463.3 | 157.8 | 174.2 | 1803 | 884.1 | 398.3 | 342.4 | 152.7 | 133.4 | 1965.3 | 886.4 | 0 | 0 | 0 | 0 | 0.09 | 0.06 | 0.02 | 0.02 | 0.01 | 0.01 | 0.09 | 0.07 | 0.04 | 0.03 | 0.01 | 0.01 | 0.09 | 0.06 | 0.03 | 0.02 | 0.01 | 0.01 | 0.11 | 0.04 | 0.03 | 0.02 | 0.01 | 0.02 | 0.08 | 0.09 | 0.03 | 0.03 | 0.01 | 0.01 | 0.1 | 0.05 | 0.02 | 0.03 | 0.01 | 0.01 | 0.1 | 0.06 | 0.02 | 0.02 | 0.01 | 0.01 | 0.11 | 0.06 | 0 | 0 | 0 | 0 | 0.031
| 4 | 98.6764 | 3.1733 | 0.38838 | 98.877 | 10.5008 | 731.3199 | 0.041597 | 32.3055 | 109.1773 | 734.4931 | 0.42997 | 131.1825 | 195.1 | 143.2 | 53.5 | 32.1 | 23.6 | 19.5 | 194.6 | 147 | 76 | 69.1 | 27.8 | 34.5 | 205.3 | 143.6 | 77.6 | 42.1 | 22.1 | 30.4 | 232.2 | 82 | 66.9 | 49.8 | 27.3 | 16.7 | 175.7 | 189.6 | 68.2 | 55.7 | 34.7 | 34.7 | 224 | 108.6 | 49.7 | 68.1 | 21.7 | 23.7 | 208.1 | 128.8 | 20.1 | 45.6 | 6.9 | 5.4 | 222.9 | 130.4 | 0 | 0 | 0 | 0 | 5.6 | 4.8 | 1.6 | 1.5 | 0.8 | 0.6 | 7.1 | 4 | 2.5 | 2.1 | 0.9 | 1 | 5.9 | 4.5 | 2.3 | 1.2 | 0.5 | 0.7 | 6.9 | 2.3 | 2.5 | 1.5 | 0.8 | 0.6 | 4.2 | 5.3 | 1.9 | 2.1 | 1 | 1 | 7.7 | 3.3 | 2 | 2 | 0.6 | 0.7 | 6.1 | 4.4 | 1.2 | 1.2 | 0.4 | 0.3 | 6 | 4.6 | 0 | 0 | 0 | 0 | 0.67 | 0.59 | 0.19 | 0.2 | 0.1 | 0.08 | 0.9 | 0.47 | 0.3 | 0.25 | 0.11 | 0.11 | 0.7 | 0.55 | 0.28 | 0.14 | 0.06 | 0.07 | 0.83 | 0.28 | 0.31 | 0.18 | 0.1 | 0.07 | 0.47 | 0.63 | 0.23 | 0.27 | 0.12 | 0.12 | 0.96 | 0.4 | 0.26 | 0.24 | 0.07 | 0.08 | 0.73 | 0.55 | 0.13 | 0.14 | 0.04 | 0.03 | 0.71 | 0.57 | 0 | 0 | 0 | 0 | 21.3 | 15.1 | 5.8 | 3 | 2.5 | 2.1 | 19.9 | 16.2 | 8 | 7.4 | 3 | 3.8 | 22.5 | 15.4 | 8.4 | 4.6 | 2.5 | 3.5 | 25.1 | 9 | 6.8 | 5.4 | 2.9 | 2.2 | 20 | 20.8 | 7.5 | 5.7 | 3.8 | 3.8 | 23.3 | 11.7 | 4.9 | 7.4 | 2.4 | 2.6 | 22.7 | 13.5 | 6.1 | 5.1 | 2.4 | 2 | 24.9 | 13.5 | 0 | 0 | 0 | 0 | 1678.2 | 965.6 | 371.9 | 192.5 | 158.6 | 132.8 | 1563.2 | 1036.2 | 515.2 | 476.2 | 190.3 | 243.7 | 1767 | 983.9 | 537.4 | 297.2 | 160.2 | 223.9 | 1976.7 | 573.7 | 437.9 | 345.8 | 188.7 | 114.2 | 1576.9 | 1331.3 | 477.7 | 362.7 | 241.7 | 243.2 | 1829.8 | 746.3 | 315 | 472.5 | 155.2 | 165.8 | 1771 | 857.5 | 390.9 | 325.7 | 149.3 | 124.5 | 1924.4 | 865 | 0 | 0 | 0 | 0 | 0.09 | 0.06 | 0.02 | 0.01 | 0.01 | 0.01 | 0.09 | 0.07 | 0.03 | 0.03 | 0.01 | 0.02 | 0.09 | 0.06 | 0.03 | 0.02 | 0.01 | 0.01 | 0.1 | 0.04 | 0.03 | 0.02 | 0.01 | 0.02 | 0.08 | 0.08 | 0.03 | 0.02 | 0.02 | 0.02 | 0.1 | 0.05 | 0.02 | 0.03 | 0.01 | 0.01 | 0.1 | 0.06 | 0.02 | 0.02 | 0.01 | 0.01 | 0.11 | 0.06 | 0 | 0 | 0 | 0 | 0.031
| 5 | 86.4386 | 2.8646 | 0.35038 | 86.6196 | 9.0959 | 637.0657 | 0.036894 | 28.0906 | 95.5345 | 639.9303 | 0.38728 | 114.7102 | 182.8 | 121.8 | 44.3 | 26.1 | 18.5 | 12.2 | 182 | 123.2 | 55.5 | 51.7 | 21.3 | 23 | 196.9 | 131.7 | 58.4 | 33.3 | 19.2 | 27.7 | 189.5 | 79.9 | 47.9 | 34.8 | 22.7 | 10.3 | 169.1 | 162.3 | 52.6 | 39.5 | 30.8 | 26.1 | 212.6 | 98.3 | 41 | 46.9 | 15.8 | 17.4 | 196.3 | 116.1 | 18.6 | 33.6 | 4.4 | 3.9 | 185 | 115.6 | 0 | 0 | 0 | 0 | 6 | 3.9 | 1.3 | 1.3 | 0.6 | 0.5 | 7.2 | 3.5 | 1.6 | 1.5 | 0.7 | 0.7 | 6.1 | 4.2 | 1.6 | 0.9 | 0.5 | 0.6 | 5.4 | 2.1 | 1.7 | 1 | 0.7 | 0.3 | 4.9 | 4.9 | 1.5 | 1.6 | 0.9 | 0.8 | 8.5 | 2.9 | 1.6 | 1.3 | 0.4 | 0.5 | 7 | 3.8 | 1.2 | 0.9 | 0.3 | 0.3 | 5.7 | 4.1 | 0 | 0 | 0 | 0 | 0.73 | 0.47 | 0.15 | 0.18 | 0.08 | 0.06 | 0.93 | 0.41 | 0.2 | 0.17 | 0.09 | 0.09 | 0.74 | 0.51 | 0.19 | 0.11 | 0.05 | 0.07 | 0.65 | 0.25 | 0.21 | 0.12 | 0.08 | 0.04 | 0.59 | 0.58 | 0.17 | 0.2 | 0.11 | 0.09 | 1.1 | 0.34 | 0.21 | 0.16 | 0.05 | 0.06 | 0.89 | 0.47 | 0.13 | 0.1 | 0.04 | 0.03 | 0.7 | 0.52 | 0 | 0 | 0 | 0 | 19.3 | 13 | 4.8 | 2.3 | 1.9 | 1.2 | 18.1 | 13.5 | 6 | 5.7 | 2.2 | 2.5 | 21.1 | 14 | 6.4 | 3.7 | 2.2 | 3.2 | 20.7 | 8.9 | 5 | 3.8 | 2.4 | 1.4 | 18.4 | 17.5 | 5.8 | 3.9 | 3.3 | 2.8 | 21 | 10.7 | 4.1 | 5.1 | 1.8 | 1.9 | 20.2 | 12.3 | 5.8 | 3.8 | 2 | 1.7 | 20 | 11.9 | 0 | 0 | 0 | 0 | 1519.9 | 832 | 309.9 | 149.6 | 123.5 | 78.9 | 1417.5 | 864.2 | 385.9 | 363.2 | 143.1 | 157.6 | 1659.3 | 900.6 | 412.6 | 233.9 | 139.5 | 203.9 | 1627.8 | 566.8 | 318.6 | 244.4 | 156.7 | 71 | 1450.7 | 1124 | 369.6 | 253.3 | 213.8 | 181.4 | 1647 | 684.9 | 261.4 | 328.1 | 112.5 | 121.2 | 1574.9 | 784.6 | 373 | 240.8 | 126.2 | 102.5 | 1540.4 | 763.3 | 0 | 0 | 0 | 0 | 0.08 | 0.05 | 0.02 | 0.01 | 0.01 | 0.01 | 0.08 | 0.05 | 0.02 | 0.02 | 0.01 | 0.01 | 0.09 | 0.06 | 0.03 | 0.01 | 0.01 | 0.01 | 0.08 | 0.04 | 0.02 | 0.02 | 0.01 | 0.01 | 0.07 | 0.07 | 0.02 | 0.02 | 0.01 | 0.01 | 0.1 | 0.04 | 0.02 | 0.02 | 0.01 | 0.01 | 0.09 | 0.05 | 0.02 | 0.01 | 0.01 | 0.01 | 0.09 | 0.05 | 0 | 0 | 0 | 0 | 0.031
| 6 | 76.0107 | 2.487 | 0.30445 | 76.1679 | 8.0454 | 561.7028 | 0.03501 | 24.7937 | 84.0562 | 564.1898 | 0.33946 | 100.9617 | 160.5 | 118 | 34.3 | 15.6 | 11.7 | 7 | 152.7 | 106.3 | 35.5 | 32.4 | 14.7 | 13.7 | 177 | 120 | 38.1 | 23.2 | 14.5 | 18.6 | 153.1 | 79.8 | 33.2 | 21 | 15.9 | 7.5 | 157.8 | 131.4 | 35.6 | 22 | 18.4 | 13.1 | 185.3 | 89.7 | 28.9 | 28.5 | 10.3 | 10.1 | 169 | 111.1 | 17 | 20.3 | 2.9 | 3.4 | 147.2 | 108.1 | 0 | 0 | 0 | 0 | 5.3 | 3.8 | 0.9 | 0.8 | 0.4 | 0.3 | 5.9 | 3 | 0.9 | 0.9 | 0.6 | 0.5 | 5.7 | 3.9 | 1 | 0.6 | 0.4 | 0.4 | 4.4 | 2.2 | 1.1 | 0.6 | 0.5 | 0.3 | 5 | 4.1 | 0.9 | 1 | 0.6 | 0.5 | 7.7 | 2.8 | 1.2 | 0.8 | 0.3 | 0.3 | 5.9 | 3.5 | 1.1 | 0.5 | 0.3 | 0.2 | 4.5 | 3.7 | 0 | 0 | 0 | 0 | 0.65 | 0.46 | 0.11 | 0.1 | 0.06 | 0.04 | 0.76 | 0.35 | 0.11 | 0.11 | 0.08 | 0.07 | 0.7 | 0.49 | 0.12 | 0.08 | 0.04 | 0.05 | 0.52 | 0.26 | 0.14 | 0.07 | 0.06 | 0.04 | 0.61 | 0.5 | 0.11 | 0.12 | 0.07 | 0.06 | 1 | 0.35 | 0.15 | 0.1 | 0.03 | 0.04 | 0.74 | 0.42 | 0.12 | 0.06 | 0.03 | 0.02 | 0.55 | 0.46 | 0 | 0 | 0 | 0 | 16.9 | 12.6 | 3.8 | 1.4 | 1.2 | 0.7 | 15.3 | 11.7 | 4 | 3.5 | 1.5 | 1.4 | 18.8 | 12.7 | 4.2 | 2.6 | 1.6 | 2.1 | 16.8 | 8.8 | 3.5 | 2.3 | 1.7 | 1 | 16.8 | 14 | 4 | 2.1 | 1.9 | 1.3 | 18.1 | 9.6 | 2.9 | 3.1 | 1.1 | 1.1 | 17.6 | 11.9 | 5.5 | 2.3 | 1.5 | 1.4 | 16 | 11.3 | 0 | 0 | 0 | 0 | 1330.9 | 804.5 | 243.8 | 91 | 76 | 44.2 | 1200.3 | 747.9 | 253 | 226 | 93.9 | 89 | 1476.7 | 811.4 | 269.9 | 163.5 | 104.9 | 136.4 | 1318.8 | 563 | 222.8 | 149.2 | 108.4 | 49.2 | 1321.4 | 899.9 | 255 | 136.2 | 124.2 | 85.2 | 1417.7 | 610.6 | 184.1 | 197.8 | 73.3 | 69.8 | 1366.2 | 757.7 | 354.5 | 146.9 | 97.3 | 87.6 | 1227.7 | 723.5 | 0 | 0 | 0 | 0 | 0.07 | 0.05 | 0.02 | 0.01 | 0.01 | 0 | 0.07 | 0.05 | 0.02 | 0.01 | 0.01 | 0.01 | 0.08 | 0.05 | 0.02 | 0.01 | 0.01 | 0.01 | 0.07 | 0.04 | 0.01 | 0.01 | 0.01 | 0.01 | 0.07 | 0.06 | 0.02 | 0.01 | 0.01 | 0.01 | 0.08 | 0.04 | 0.01 | 0.01 | 0 | 0 | 0.08 | 0.05 | 0.02 | 0.01 | 0.01 | 0.01 | 0.07 | 0.05 | 0 | 0 | 0 | 0 | 0.032
| 7 | 67.8084 | 2.2719 | 0.28046 | 67.9527 | 7.1265 | 498.1221 | 0.029713 | 21.9787 | 74.9349 | 500.394 | 0.31018 | 89.9314 | 146.8 | 110.1 | 26.3 | 9.9 | 8.4 | 4.2 | 138.3 | 87.9 | 19.9 | 15.4 | 11 | 8.5 | 169.5 | 112.3 | 21.5 | 15.3 | 9.8 | 8.4 | 126.9 | 78 | 23.1 | 12.3 | 9.6 | 4.4 | 146.9 | 105.7 | 22 | 10.7 | 10.8 | 7.3 | 174.7 | 88.9 | 22.7 | 14.8 | 7.1 | 6.1 | 159.5 | 105 | 15.5 | 12 | 2.2 | 3 | 123.6 | 96.9 | 0 | 0 | 0 | 0 | 4.9 | 3.7 | 0.7 | 0.5 | 0.4 | 0.2 | 5.6 | 2.5 | 0.5 | 0.4 | 0.4 | 0.4 | 5.7 | 3.9 | 0.6 | 0.5 | 0.2 | 0.2 | 3.6 | 2.1 | 0.8 | 0.4 | 0.3 | 0.2 | 4.8 | 3.7 | 0.5 | 0.5 | 0.4 | 0.3 | 7.7 | 2.8 | 0.9 | 0.5 | 0.2 | 0.2 | 6 | 3.4 | 1 | 0.3 | 0.2 | 0.2 | 3.8 | 3.2 | 0 | 0 | 0 | 0 | 0.61 | 0.46 | 0.08 | 0.06 | 0.05 | 0.03 | 0.73 | 0.29 | 0.06 | 0.05 | 0.05 | 0.05 | 0.7 | 0.48 | 0.07 | 0.06 | 0.03 | 0.02 | 0.43 | 0.25 | 0.1 | 0.04 | 0.03 | 0.02 | 0.6 | 0.47 | 0.06 | 0.07 | 0.05 | 0.04 | 1.01 | 0.35 | 0.12 | 0.06 | 0.03 | 0.02 | 0.76 | 0.42 | 0.11 | 0.04 | 0.02 | 0.02 | 0.47 | 0.4 | 0 | 0 | 0 | 0 | 15.4 | 11.6 | 2.9 | 0.9 | 0.8 | 0.4 | 13.6 | 9.6 | 2.2 | 1.7 | 1.1 | 0.8 | 17.8 | 11.7 | 2.4 | 1.6 | 1.1 | 1 | 13.9 | 8.6 | 2.4 | 1.3 | 1.1 | 0.6 | 15.5 | 10.9 | 2.5 | 1 | 1.1 | 0.7 | 16.7 | 9.5 | 2.2 | 1.6 | 0.8 | 0.7 | 16.2 | 11.2 | 5.3 | 1.3 | 1.3 | 1.3 | 13.4 | 10.2 | 0 | 0 | 0 | 0 | 1209.9 | 740.8 | 186.3 | 58.3 | 50.1 | 24 | 1067.4 | 616.4 | 141.4 | 109.6 | 73 | 52.4 | 1397.2 | 750.8 | 151.3 | 105.4 | 71.3 | 60.8 | 1094.5 | 550.9 | 154.3 | 86.3 | 67.5 | 28.6 | 1218 | 700.7 | 158.6 | 61.8 | 71.8 | 46 | 1305.5 | 606.2 | 144.5 | 100.9 | 49.2 | 42.3 | 1258 | 711.3 | 336.7 | 85.8 | 80.8 | 79.5 | 1025.3 | 653.9 | 0 | 0 | 0 | 0 | 0.07 | 0.05 | 0.01 | 0 | 0 | 0 | 0.06 | 0.04 | 0.01 | 0.01 | 0 | 0 | 0.08 | 0.05 | 0.01 | 0.01 | 0 | 0 | 0.06 | 0.03 | 0.01 | 0.01 | 0 | 0.01 | 0.06 | 0.05 | 0.01 | 0 | 0 | 0 | 0.08 | 0.04 | 0.01 | 0.01 | 0 | 0 | 0.07 | 0.05 | 0.02 | 0.01 | 0 | 0 | 0.06 | 0.04 | 0 | 0 | 0 | 0 | 0.033
| 8 | 67.0271 | 2.2997 | 0.28911 | 67.1746 | 6.9983 | 488.0869 | 0.02783 | 21.5509 | 74.0254 | 490.3866 | 0.31694 | 88.7254 | 145.6 | 111.9 | 23.8 | 8.5 | 6.3 | 3.5 | 133.5 | 85.1 | 16.4 | 11.9 | 9.1 | 7.6 | 170.9 | 113.5 | 17.8 | 13.6 | 8.1 | 6.3 | 118.5 | 82.9 | 20.2 | 10.9 | 7.4 | 3.2 | 144.6 | 95.2 | 18.3 | 9.3 | 8.5 | 5.4 | 174.5 | 88.5 | 20.6 | 12.3 | 5.9 | 5 | 158.3 | 105.4 | 15.2 | 9.4 | 2 | 2.8 | 116.7 | 98.1 | 0 | 0 | 0 | 0 | 5.2 | 3.7 | 0.7 | 0.4 | 0.3 | 0.2 | 5.3 | 2.3 | 0.4 | 0.3 | 0.3 | 0.3 | 5.9 | 4 | 0.5 | 0.4 | 0.2 | 0.2 | 3.4 | 2.4 | 0.7 | 0.3 | 0.2 | 0.1 | 5 | 3.7 | 0.4 | 0.5 | 0.3 | 0.2 | 7.6 | 2.8 | 0.9 | 0.4 | 0.2 | 0.2 | 6.1 | 3.4 | 1 | 0.2 | 0.2 | 0.2 | 3.6 | 3.3 | 0 | 0 | 0 | 0 | 0.66 | 0.46 | 0.08 | 0.06 | 0.04 | 0.03 | 0.69 | 0.27 | 0.05 | 0.03 | 0.04 | 0.04 | 0.73 | 0.5 | 0.06 | 0.06 | 0.02 | 0.02 | 0.4 | 0.28 | 0.09 | 0.04 | 0.03 | 0.02 | 0.63 | 0.47 | 0.05 | 0.07 | 0.04 | 0.03 | 1 | 0.34 | 0.12 | 0.05 | 0.02 | 0.02 | 0.79 | 0.43 | 0.11 | 0.03 | 0.02 | 0.02 | 0.44 | 0.41 | 0 | 0 | 0 | 0 | 15 | 11.8 | 2.6 | 0.8 | 0.6 | 0.3 | 13.2 | 9.4 | 1.8 | 1.3 | 0.9 | 0.7 | 17.8 | 11.7 | 2 | 1.4 | 0.9 | 0.7 | 13 | 9.1 | 2.1 | 1.2 | 0.8 | 0.4 | 15 | 9.6 | 2.1 | 0.8 | 0.9 | 0.5 | 16.7 | 9.5 | 1.9 | 1.3 | 0.7 | 0.5 | 15.9 | 11.2 | 5.1 | 1.1 | 1.3 | 1.3 | 12.7 | 10.2 | 0 | 0 | 0 | 0 | 1175.8 | 754.4 | 167.9 | 48.3 | 38.7 | 19.4 | 1036.8 | 600.6 | 117.7 | 84.9 | 59.7 | 46.4 | 1398.3 | 752.5 | 125 | 91.6 | 59.2 | 45.8 | 1019.2 | 579.5 | 133.5 | 75.4 | 51.3 | 20.4 | 1180.5 | 614.7 | 132 | 51.9 | 55.8 | 34.2 | 1305.2 | 603.8 | 125.7 | 81.4 | 41.5 | 32.9 | 1235.6 | 710.8 | 326.2 | 67.8 | 79 | 78.5 | 967.1 | 657.4 | 0 | 0 | 0 | 0 | 0.06 | 0.05 | 0.01 | 0 | 0 | 0 | 0.06 | 0.04 | 0.01 | 0.01 | 0 | 0 | 0.08 | 0.05 | 0.01 | 0.01 | 0 | 0 | 0.05 | 0.04 | 0.01 | 0 | 0 | 0 | 0.06 | 0.04 | 0.01 | 0 | 0 | 0 | 0.08 | 0.04 | 0.01 | 0.01 | 0 | 0 | 0.07 | 0.05 | 0.02 | 0 | 0 | 0 | 0.06 | 0.04 | 0 | 0 | 0 | 0 | 0.035
| 9 | 67.8672 | 2.3468 | 0.29117 | 68.0166 | 7.0525 | 493.8864 | 0.029713 | 21.7785 | 74.9197 | 496.2331 | 0.32088 | 89.7951 | 147.3 | 113.9 | 23.8 | 8.4 | 6 | 3.3 | 134.3 | 87.5 | 16.5 | 11.7 | 8.6 | 7.6 | 172.8 | 114.3 | 17.2 | 13.2 | 8 | 6.2 | 116.9 | 85.7 | 19.9 | 10.4 | 7.2 | 3 | 147.7 | 93.8 | 18.3 | 8.8 | 8.3 | 5.2 | 177.6 | 91.1 | 19.9 | 12 | 5.9 | 4.6 | 159.8 | 106.7 | 15.3 | 9.4 | 2 | 2.8 | 114.1 | 97.6 | 0 | 0 | 0 | 0 | 5.3 | 3.8 | 0.7 | 0.4 | 0.3 | 0.2 | 5.5 | 2.4 | 0.4 | 0.3 | 0.3 | 0.3 | 5.8 | 3.9 | 0.5 | 0.4 | 0.2 | 0.2 | 3.3 | 2.6 | 0.7 | 0.3 | 0.2 | 0.1 | 5.3 | 3.6 | 0.5 | 0.5 | 0.3 | 0.2 | 8.2 | 3 | 0.9 | 0.4 | 0.2 | 0.2 | 6.3 | 3.5 | 1 | 0.2 | 0.2 | 0.2 | 3.6 | 3.3 | 0 | 0 | 0 | 0 | 0.66 | 0.47 | 0.08 | 0.06 | 0.03 | 0.02 | 0.71 | 0.28 | 0.05 | 0.04 | 0.04 | 0.04 | 0.72 | 0.49 | 0.05 | 0.05 | 0.02 | 0.02 | 0.39 | 0.31 | 0.09 | 0.03 | 0.03 | 0.02 | 0.67 | 0.45 | 0.05 | 0.07 | 0.04 | 0.03 | 1.09 | 0.37 | 0.11 | 0.05 | 0.02 | 0.02 | 0.82 | 0.43 | 0.11 | 0.03 | 0.02 | 0.02 | 0.44 | 0.41 | 0 | 0 | 0 | 0 | 15.1 | 12 | 2.6 | 0.7 | 0.6 | 0.3 | 13.2 | 9.6 | 1.8 | 1.3 | 0.9 | 0.7 | 18.1 | 11.9 | 1.9 | 1.4 | 0.9 | 0.7 | 12.9 | 9.3 | 2.1 | 1.1 | 0.8 | 0.4 | 15.2 | 9.5 | 2.1 | 0.8 | 0.8 | 0.5 | 16.6 | 9.6 | 1.9 | 1.2 | 0.7 | 0.5 | 15.9 | 11.3 | 5 | 1.1 | 1.3 | 1.2 | 12.3 | 10.2 | 0 | 0 | 0 | 0 | 1189.6 | 767.3 | 167.4 | 47.2 | 37.6 | 18.5 | 1037.8 | 616.8 | 118.2 | 82.7 | 56.2 | 47.4 | 1424.7 | 764.7 | 122.6 | 89.6 | 57.9 | 44.9 | 1010.5 | 593.5 | 132.1 | 73.6 | 48.2 | 19.1 | 1192.6 | 607.6 | 132.3 | 48.9 | 54.4 | 33.6 | 1294.8 | 614.6 | 123.9 | 79.7 | 41 | 30.9 | 1235 | 717.5 | 320 | 67.6 | 79.6 | 75.8 | 939.1 | 655.9 | 0 | 0 | 0 | 0 | 0.07 | 0.05 | 0.01 | 0 | 0 | 0 | 0.06 | 0.04 | 0.01 | 0.01 | 0 | 0 | 0.08 | 0.05 | 0.01 | 0.01 | 0 | 0 | 0.05 | 0.04 | 0.01 | 0 | 0 | 0 | 0.07 | 0.04 | 0.01 | 0 | 0 | 0 | 0.08 | 0.04 | 0.01 | 0.01 | 0 | 0 | 0.07 | 0.05 | 0.02 | 0 | 0 | 0 | 0.06 | 0.04 | 0 | 0 | 0 | 0 | 0.036
| 10 | 67.7145 | 2.2903 | 0.28624 | 67.8609 | 7.0714 | 495.6281 | 0.02783 | 21.8487 | 74.7859 | 497.9184 | 0.31407 | 89.7096 | 145.8 | 114.6 | 24 | 7.7 | 6.4 | 3.4 | 134 | 88.9 | 16.4 | 11.6 | 8.8 | 6.7 | 170.1 | 114.3 | 17.4 | 12.9 | 8 | 6.2 | 116.3 | 84.7 | 19.1 | 10.1 | 7 | 2.9 | 146.9 | 97.5 | 18.3 | 8.3 | 8.2 | 5.2 | 177.9 | 93.2 | 20.1 | 12.3 | 6.2 | 4.4 | 158 | 107.3 | 15.2 | 9.6 | 2 | 2.8 | 114.1 | 98.7 | 0 | 0 | 0 | 0 | 5 | 3.8 | 0.7 | 0.4 | 0.3 | 0.2 | 5.3 | 2.3 | 0.4 | 0.3 | 0.3 | 0.3 | 5.5 | 3.9 | 0.5 | 0.4 | 0.2 | 0.1 | 3.2 | 2.6 | 0.7 | 0.3 | 0.2 | 0.1 | 5.2 | 3.6 | 0.4 | 0.4 | 0.3 | 0.2 | 8.2 | 3.2 | 0.9 | 0.4 | 0.2 | 0.1 | 6 | 3.5 | 1 | 0.2 | 0.2 | 0.2 | 3.5 | 3.2 | 0 | 0 | 0 | 0 | 0.63 | 0.48 | 0.08 | 0.05 | 0.03 | 0.02 | 0.68 | 0.27 | 0.04 | 0.04 | 0.04 | 0.04 | 0.68 | 0.48 | 0.05 | 0.05 | 0.02 | 0.02 | 0.38 | 0.31 | 0.08 | 0.03 | 0.02 | 0.01 | 0.65 | 0.45 | 0.05 | 0.06 | 0.04 | 0.03 | 1.08 | 0.4 | 0.11 | 0.05 | 0.02 | 0.02 | 0.77 | 0.43 | 0.1 | 0.03 | 0.02 | 0.02 | 0.44 | 0.4 | 0 | 0 | 0 | 0 | 15.2 | 12 | 2.6 | 0.7 | 0.6 | 0.3 | 13.3 | 9.9 | 1.9 | 1.3 | 0.9 | 0.7 | 18 | 11.9 | 1.9 | 1.4 | 0.9 | 0.7 | 12.8 | 9.1 | 2 | 1.1 | 0.8 | 0.4 | 15.2 | 9.9 | 2.1 | 0.7 | 0.8 | 0.5 | 16.6 | 9.7 | 1.9 | 1.3 | 0.7 | 0.5 | 16 | 11.4 | 5 | 1.1 | 1.2 | 1.2 | 12.4 | 10.4 | 0 | 0 | 0 | 0 | 1192.7 | 771.9 | 169.2 | 43.5 | 40.2 | 19.6 | 1043.6 | 632.2 | 118.6 | 81.5 | 57.8 | 42.1 | 1413.8 | 765.4 | 123 | 87.6 | 57.8 | 45.2 | 1008.7 | 584.8 | 128 | 71.6 | 48.9 | 19.3 | 1193.6 | 639.1 | 132.7 | 46.9 | 54.3 | 31.9 | 1299.5 | 622.4 | 124.6 | 81.6 | 42.6 | 29.6 | 1236.9 | 723.7 | 319.9 | 68.7 | 78.4 | 75.1 | 944 | 667.6 | 0 | 0 | 0 | 0 | 0.06 | 0.05 | 0.01 | 0 | 0 | 0 | 0.06 | 0.04 | 0.01 | 0.01 | 0 | 0 | 0.08 | 0.05 | 0.01 | 0.01 | 0 | 0 | 0.05 | 0.04 | 0.01 | 0 | 0 | 0 | 0.07 | 0.04 | 0.01 | 0 | 0 | 0 | 0.08 | 0.04 | 0.01 | 0.01 | 0 | 0 | 0.07 | 0.05 | 0.02 | 0 | 0 | 0 | 0.06 | 0.04 | 0 | 0 | 0 | 0 | 0.036
| 11 | 67.4052 | 2.2301 | 0.27556 | 67.5469 | 7.0957 | 495.611 | 0.02783 | 21.8725 | 74.5009 | 497.841 | 0.30339 | 89.4194 | 146.1 | 113.2 | 23.9 | 8.1 | 6 | 3.5 | 134.3 | 90 | 16.8 | 12 | 8.2 | 6.8 | 168.1 | 114.8 | 17.8 | 12.8 | 8.1 | 6.3 | 117.2 | 83 | 19.5 | 10.2 | 7.2 | 3.1 | 145.7 | 99.7 | 18.7 | 8.6 | 8.4 | 5 | 177 | 94.7 | 19.7 | 12.1 | 5.9 | 4.3 | 157 | 108.4 | 15.4 | 9.7 | 2 | 2.7 | 113.4 | 99.1 | 0 | 0 | 0 | 0 | 5 | 3.7 | 0.6 | 0.4 | 0.2 | 0.2 | 5.3 | 2.4 | 0.4 | 0.3 | 0.3 | 0.3 | 5.3 | 3.9 | 0.5 | 0.4 | 0.2 | 0.1 | 3.2 | 2.5 | 0.7 | 0.3 | 0.2 | 0.1 | 5.1 | 3.6 | 0.5 | 0.5 | 0.3 | 0.2 | 7.9 | 3.3 | 0.8 | 0.4 | 0.2 | 0.1 | 6 | 3.5 | 1 | 0.3 | 0.2 | 0.2 | 3.4 | 3.3 | 0 | 0 | 0 | 0 | 0.62 | 0.45 | 0.07 | 0.06 | 0.03 | 0.02 | 0.69 | 0.28 | 0.05 | 0.04 | 0.04 | 0.04 | 0.64 | 0.48 | 0.06 | 0.05 | 0.02 | 0.02 | 0.38 | 0.3 | 0.08 | 0.03 | 0.03 | 0.02 | 0.63 | 0.45 | 0.05 | 0.06 | 0.04 | 0.03 | 1.04 | 0.41 | 0.11 | 0.05 | 0.02 | 0.02 | 0.76 | 0.44 | 0.11 | 0.03 | 0.02 | 0.02 | 0.42 | 0.41 | 0 | 0 | 0 | 0 | 15.2 | 12 | 2.7 | 0.7 | 0.6 | 0.3 | 13.4 | 10 | 1.9 | 1.3 | 0.8 | 0.7 | 18 | 12 | 2 | 1.4 | 0.9 | 0.7 | 12.9 | 9 | 2 | 1.1 | 0.8 | 0.4 | 15.1 | 10.2 | 2.1 | 0.8 | 0.9 | 0.5 | 16.8 | 9.8 | 1.9 | 1.3 | 0.6 | 0.5 | 15.9 | 11.5 | 5 | 1.1 | 1.2 | 1.2 | 12.4 | 10.4 | 0 | 0 | 0 | 0 | 1197.6 | 766.9 | 170.1 | 45.5 | 38 | 20.1 | 1047 | 640.2 | 120.5 | 84.5 | 53.8 | 42.4 | 1411.6 | 770.9 | 125.6 | 87.3 | 58.5 | 45.8 | 1018.2 | 573.8 | 131.1 | 72 | 49.5 | 19.5 | 1188.5 | 656.4 | 134.5 | 48.4 | 54.7 | 31.7 | 1310.7 | 628.3 | 123.6 | 81.2 | 41 | 29.1 | 1233 | 730.6 | 319.6 | 69.8 | 77.5 | 72.3 | 945.9 | 667.9 | 0 | 0 | 0 | 0 | 0.06 | 0.05 | 0.01 | 0 | 0 | 0 | 0.06 | 0.04 | 0.01 | 0.01 | 0 | 0 | 0.07 | 0.05 | 0.01 | 0.01 | 0 | 0 | 0.05 | 0.04 | 0.01 | 0 | 0 | 0 | 0.06 | 0.04 | 0.01 | 0 | 0 | 0 | 0.08 | 0.04 | 0.01 | 0.01 | 0 | 0 | 0.07 | 0.05 | 0.02 | 0 | 0 | 0 | 0.06 | 0.04 | 0 | 0 | 0 | 0 | 0.036
| 12 | 67.4318 | 2.2583 | 0.2812 | 67.5759 | 7.0808 | 494.8698 | 0.029713 | 21.8361 | 74.5127 | 497.1281 | 0.31091 | 89.412 | 147.1 | 113.3 | 23.3 | 8 | 5.7 | 3.4 | 134.9 | 89.4 | 16.4 | 11.6 | 8.3 | 6.6 | 170.3 | 114 | 18.1 | 13.5 | 8 | 6.4 | 117.2 | 84.7 | 19.2 | 9.9 | 6.9 | 2.8 | 145.7 | 98.5 | 18.6 | 8.9 | 8.5 | 4.9 | 174.3 | 92.8 | 20.5 | 11.9 | 5.5 | 4.3 | 159 | 109.7 | 15.2 | 9.8 | 1.9 | 2.7 | 115.9 | 100.5 | 0 | 0 | 0 | 0 | 5 | 3.8 | 0.6 | 0.4 | 0.2 | 0.2 | 5.5 | 2.4 | 0.4 | 0.3 | 0.3 | 0.3 | 5.5 | 3.9 | 0.5 | 0.5 | 0.2 | 0.2 | 3.2 | 2.6 | 0.7 | 0.3 | 0.2 | 0.1 | 5.1 | 3.6 | 0.5 | 0.5 | 0.3 | 0.2 | 7.8 | 3.1 | 0.9 | 0.4 | 0.1 | 0.1 | 6 | 3.7 | 1 | 0.3 | 0.2 | 0.2 | 3.5 | 3.4 | 0 | 0 | 0 | 0 | 0.62 | 0.47 | 0.07 | 0.06 | 0.03 | 0.03 | 0.71 | 0.28 | 0.05 | 0.04 | 0.04 | 0.04 | 0.68 | 0.48 | 0.06 | 0.06 | 0.02 | 0.02 | 0.37 | 0.31 | 0.08 | 0.03 | 0.02 | 0.01 | 0.63 | 0.45 | 0.05 | 0.06 | 0.04 | 0.03 | 1.03 | 0.39 | 0.12 | 0.05 | 0.02 | 0.02 | 0.77 | 0.46 | 0.11 | 0.03 | 0.02 | 0.02 | 0.43 | 0.42 | 0 | 0 | 0 | 0 | 15.4 | 11.9 | 2.6 | 0.7 | 0.6 | 0.3 | 13.3 | 9.9 | 1.9 | 1.3 | 0.8 | 0.6 | 18 | 11.9 | 2 | 1.4 | 0.9 | 0.7 | 13 | 9.1 | 2 | 1.1 | 0.7 | 0.4 | 15.1 | 10.1 | 2.1 | 0.8 | 0.8 | 0.5 | 16.5 | 9.7 | 1.9 | 1.2 | 0.6 | 0.4 | 16.1 | 11.5 | 5.1 | 1.1 | 1.2 | 1.2 | 12.6 | 10.5 | 0 | 0 | 0 | 0 | 1209.2 | 761 | 166.7 | 43.9 | 36.7 | 18.7 | 1043.1 | 632.9 | 118.6 | 83 | 53.6 | 41.3 | 1418.3 | 763.2 | 127.1 | 89.9 | 57.2 | 45.9 | 1020.2 | 583 | 127.6 | 70.2 | 47.9 | 18.5 | 1187.9 | 648.2 | 134.1 | 50.5 | 53.9 | 31.1 | 1289 | 622 | 125 | 79.4 | 39 | 28.7 | 1250 | 732.1 | 324.6 | 69.9 | 75.6 | 73.3 | 968.1 | 674.8 | 0 | 0 | 0 | 0 | 0.07 | 0.05 | 0.01 | 0 | 0 | 0 | 0.06 | 0.04 | 0.01 | 0.01 | 0 | 0 | 0.08 | 0.05 | 0.01 | 0.01 | 0 | 0 | 0.05 | 0.04 | 0.01 | 0 | 0 | 0 | 0.06 | 0.04 | 0.01 | 0 | 0 | 0 | 0.08 | 0.04 | 0.01 | 0.01 | 0 | 0 | 0.07 | 0.05 | 0.02 | 0 | 0 | 0 | 0.06 | 0.04 | 0 | 0 | 0 | 0 | 0.036
| 13 | 68.8503 | 2.3843 | 0.29569 | 69.0021 | 7.1654 | 501.5268 | 0.029713 | 22.119 | 76.0157 | 503.9112 | 0.3254 | 91.1211 | 148.6 | 116.7 | 23.8 | 7.9 | 6.7 | 3.4 | 132.3 | 89.9 | 16 | 11.4 | 7.8 | 7.2 | 169.5 | 114.1 | 18.3 | 13.7 | 7.8 | 6.5 | 118.7 | 86.9 | 19.6 | 10.7 | 7.3 | 3.1 | 143.1 | 99.7 | 18.8 | 9.3 | 8.3 | 5.1 | 173.4 | 91.3 | 20.3 | 12.2 | 5.7 | 4.1 | 160.4 | 109.3 | 15.5 | 9.9 | 1.8 | 2.8 | 115.3 | 101.9 | 0 | 0 | 0 | 0 | 5.2 | 4 | 0.7 | 0.4 | 0.3 | 0.2 | 5.3 | 2.5 | 0.4 | 0.3 | 0.3 | 0.3 | 5.5 | 3.8 | 0.5 | 0.5 | 0.2 | 0.2 | 3.3 | 2.6 | 0.7 | 0.3 | 0.2 | 0.1 | 5 | 3.6 | 0.5 | 0.5 | 0.3 | 0.2 | 7.5 | 3 | 0.9 | 0.4 | 0.2 | 0.1 | 6 | 3.8 | 1 | 0.3 | 0.2 | 0.2 | 3.4 | 3.4 | 0 | 0 | 0 | 0 | 0.65 | 0.49 | 0.08 | 0.06 | 0.04 | 0.03 | 0.68 | 0.29 | 0.05 | 0.04 | 0.04 | 0.04 | 0.68 | 0.48 | 0.06 | 0.06 | 0.02 | 0.02 | 0.39 | 0.31 | 0.09 | 0.04 | 0.03 | 0.02 | 0.62 | 0.46 | 0.06 | 0.06 | 0.04 | 0.03 | 0.98 | 0.36 | 0.12 | 0.05 | 0.02 | 0.02 | 0.77 | 0.47 | 0.11 | 0.03 | 0.02 | 0.02 | 0.41 | 0.43 | 0 | 0 | 0 | 0 | 15.4 | 12.2 | 2.6 | 0.7 | 0.6 | 0.3 | 13.1 | 9.9 | 1.8 | 1.3 | 0.8 | 0.7 | 17.9 | 12 | 2 | 1.4 | 0.9 | 0.7 | 13 | 9.4 | 2 | 1.2 | 0.8 | 0.4 | 14.9 | 10.2 | 2.1 | 0.8 | 0.8 | 0.5 | 16.7 | 9.7 | 1.9 | 1.3 | 0.6 | 0.4 | 16.3 | 11.4 | 5.1 | 1.1 | 1.2 | 1.2 | 12.6 | 10.7 | 0 | 0 | 0 | 0 | 1211.1 | 781.9 | 167 | 44.1 | 40.5 | 18.9 | 1026.8 | 634.4 | 115.2 | 80.8 | 50.9 | 45.2 | 1409.3 | 766.7 | 129.1 | 91.8 | 56.3 | 46.6 | 1025.8 | 601 | 130.2 | 74.9 | 51.1 | 19.7 | 1168.5 | 655.1 | 133.8 | 53.6 | 53.4 | 32.3 | 1303.6 | 618.5 | 125.3 | 81.7 | 39.3 | 28 | 1265.8 | 726.4 | 323.5 | 69.2 | 74.9 | 73.5 | 968 | 684.5 | 0 | 0 | 0 | 0 | 0.07 | 0.05 | 0.01 | 0 | 0 | 0 | 0.06 | 0.04 | 0.01 | 0 | 0 | 0 | 0.08 | 0.05 | 0.01 | 0.01 | 0 | 0 | 0.05 | 0.04 | 0.01 | 0 | 0 | 0 | 0.06 | 0.04 | 0.01 | 0 | 0 | 0 | 0.08 | 0.04 | 0.01 | 0.01 | 0 | 0 | 0.07 | 0.05 | 0.02 | 0 | 0 | 0 | 0.06 | 0.05 | 0 | 0 | 0 | 0 | 0.037
| 14 | 69.7277 | 2.3511 | 0.29048 | 69.8771 | 7.3163 | 511.379 | 0.029713 | 22.5635 | 77.044 | 513.7301 | 0.32019 | 92.4406 | 149 | 118.1 | 24 | 9.5 | 7 | 3.6 | 134 | 93.2 | 17.1 | 12.2 | 8.7 | 8.4 | 173.8 | 118.5 | 19.9 | 14.9 | 7.8 | 6.8 | 123.8 | 91.2 | 20.9 | 11.4 | 7.9 | 3.7 | 141 | 110.4 | 20.2 | 10.7 | 9.5 | 7.3 | 178.6 | 95.1 | 21.3 | 13.3 | 6 | 4.9 | 162.9 | 113.3 | 15.6 | 10.6 | 1.9 | 2.9 | 120.7 | 106 | 0 | 0 | 0 | 0 | 5.1 | 3.8 | 0.7 | 0.6 | 0.3 | 0.2 | 5.2 | 2.6 | 0.4 | 0.3 | 0.4 | 0.4 | 5.8 | 4 | 0.6 | 0.5 | 0.2 | 0.2 | 3.5 | 2.7 | 0.8 | 0.3 | 0.3 | 0.2 | 4.6 | 4.1 | 0.6 | 0.6 | 0.4 | 0.3 | 7.8 | 3.1 | 0.9 | 0.5 | 0.2 | 0.2 | 6 | 3.8 | 1 | 0.3 | 0.2 | 0.2 | 3.7 | 3.6 | 0 | 0 | 0 | 0 | 0.63 | 0.47 | 0.08 | 0.08 | 0.04 | 0.03 | 0.67 | 0.31 | 0.05 | 0.04 | 0.05 | 0.05 | 0.72 | 0.5 | 0.07 | 0.06 | 0.02 | 0.02 | 0.42 | 0.33 | 0.1 | 0.04 | 0.03 | 0.02 | 0.57 | 0.52 | 0.07 | 0.07 | 0.05 | 0.04 | 1.02 | 0.39 | 0.12 | 0.06 | 0.02 | 0.02 | 0.77 | 0.47 | 0.12 | 0.04 | 0.02 | 0.02 | 0.46 | 0.44 | 0 | 0 | 0 | 0 | 15.6 | 12.5 | 2.6 | 0.8 | 0.7 | 0.3 | 13.4 | 10.3 | 1.9 | 1.3 | 0.8 | 0.8 | 18.2 | 12.4 | 2.2 | 1.6 | 0.9 | 0.8 | 13.6 | 9.9 | 2.1 | 1.2 | 0.8 | 0.5 | 14.9 | 11.2 | 2.2 | 1 | 0.9 | 0.7 | 17.1 | 10 | 2 | 1.4 | 0.7 | 0.5 | 16.6 | 12 | 5.1 | 1.2 | 1.2 | 1.2 | 13.1 | 11.1 | 0 | 0 | 0 | 0 | 1224.7 | 801.3 | 168.1 | 50.7 | 42.7 | 20.1 | 1049.9 | 655.6 | 122.3 | 86.4 | 54.3 | 51.9 | 1434 | 794.6 | 137.9 | 99.6 | 55.7 | 49.7 | 1066.8 | 631 | 135.7 | 79 | 53.5 | 22.5 | 1169.8 | 721.7 | 141.5 | 61.4 | 58.6 | 44.1 | 1335.9 | 641.6 | 130.6 | 88.4 | 41.8 | 32.2 | 1291.2 | 759.9 | 326.2 | 74.4 | 78.5 | 76.4 | 1001.3 | 711.8 | 0 | 0 | 0 | 0 | 0.07 | 0.05 | 0.01 | 0 | 0 | 0 | 0.06 | 0.04 | 0.01 | 0.01 | 0 | 0 | 0.08 | 0.05 | 0.01 | 0.01 | 0 | 0 | 0.05 | 0.04 | 0.01 | 0.01 | 0 | 0 | 0.06 | 0.05 | 0.01 | 0 | 0 | 0 | 0.08 | 0.04 | 0.01 | 0.01 | 0 | 0 | 0.08 | 0.05 | 0.02 | 0 | 0 | 0 | 0.06 | 0.05 | 0 | 0 | 0 | 0 | 0.037
| 15 | 78.9106 | 2.4946 | 0.30294 | 79.0677 | 8.3917 | 587.2282 | 0.035398 | 25.9007 | 87.3023 | 589.7228 | 0.33834 | 104.9684 | 162.4 | 129.1 | 32 | 15.1 | 12.7 | 6.4 | 146.7 | 110.8 | 28.7 | 24.5 | 13.5 | 14.9 | 179.8 | 130.3 | 28.7 | 22.3 | 10.6 | 12 | 153.6 | 98.4 | 27.3 | 17.8 | 11.3 | 5.8 | 147.8 | 138.5 | 30.2 | 21.5 | 15.3 | 14.2 | 183.3 | 107 | 27.1 | 21.7 | 10.1 | 8.2 | 176.2 | 122.6 | 17.8 | 18.5 | 3.8 | 3.9 | 145.7 | 124.7 | 0 | 0 | 0 | 0 | 5 | 4 | 0.9 | 0.8 | 0.5 | 0.3 | 5.3 | 3.5 | 0.9 | 0.7 | 0.5 | 0.6 | 5.5 | 4.2 | 0.8 | 0.7 | 0.3 | 0.3 | 4.4 | 2.9 | 0.9 | 0.5 | 0.4 | 0.2 | 4.1 | 4.2 | 0.8 | 1 | 0.5 | 0.5 | 6.9 | 3.3 | 1.1 | 0.7 | 0.3 | 0.3 | 6.1 | 4 | 1.1 | 0.5 | 0.3 | 0.2 | 4.5 | 4.4 | 0 | 0 | 0 | 0 | 0.61 | 0.49 | 0.1 | 0.1 | 0.06 | 0.04 | 0.67 | 0.42 | 0.1 | 0.09 | 0.07 | 0.07 | 0.67 | 0.51 | 0.09 | 0.08 | 0.03 | 0.03 | 0.53 | 0.34 | 0.11 | 0.06 | 0.04 | 0.03 | 0.48 | 0.51 | 0.09 | 0.13 | 0.06 | 0.07 | 0.88 | 0.4 | 0.15 | 0.08 | 0.03 | 0.03 | 0.76 | 0.5 | 0.12 | 0.05 | 0.03 | 0.02 | 0.56 | 0.55 | 0 | 0 | 0 | 0 | 17.4 | 13.8 | 3.5 | 1.3 | 1.3 | 0.6 | 15.1 | 11.8 | 3.1 | 2.7 | 1.4 | 1.5 | 19.3 | 13.8 | 3.2 | 2.4 | 1.2 | 1.4 | 16.8 | 10.7 | 2.9 | 1.9 | 1.2 | 0.7 | 16.3 | 14.9 | 3.4 | 2 | 1.6 | 1.4 | 18.6 | 11.5 | 2.7 | 2.3 | 1.1 | 0.9 | 18.4 | 13 | 5.4 | 2.1 | 1.5 | 1.5 | 15.7 | 12.9 | 0 | 0 | 0 | 0 | 1371.8 | 884.5 | 225.9 | 86.3 | 83.9 | 37.7 | 1184.7 | 756.8 | 199.2 | 170.7 | 86.9 | 96.1 | 1518.9 | 887.5 | 204.2 | 155.6 | 76.9 | 88.4 | 1319.5 | 683.9 | 183.8 | 123.6 | 77.3 | 37.9 | 1284 | 955.4 | 214.9 | 129.4 | 103.2 | 92.1 | 1453.5 | 732.4 | 170.6 | 148.5 | 71.9 | 56.9 | 1428.9 | 826.5 | 343 | 134.4 | 97.8 | 90.1 | 1210.2 | 826.3 | 0 | 0 | 0 | 0 | 0.07 | 0.06 | 0.01 | 0.01 | 0.01 | 0 | 0.07 | 0.05 | 0.01 | 0.01 | 0.01 | 0.01 | 0.08 | 0.06 | 0.01 | 0.01 | 0 | 0.01 | 0.07 | 0.04 | 0.01 | 0.01 | 0 | 0.01 | 0.06 | 0.06 | 0.01 | 0.01 | 0.01 | 0.01 | 0.08 | 0.05 | 0.01 | 0.01 | 0 | 0 | 0.08 | 0.06 | 0.02 | 0.01 | 0.01 | 0.01 | 0.07 | 0.06 | 0 | 0 | 0 | 0 | 0.038
| 16 | 99.6831 | 3.2947 | 0.40045 | 99.8906 | 10.5431 | 729.7043 | 0.044416 | 32.3004 | 110.2262 | 732.9989 | 0.44487 | 132.191 | 203 | 151 | 51.3 | 23.3 | 19.7 | 13.2 | 195 | 133.5 | 52.2 | 41.9 | 20.8 | 22 | 212.9 | 149.5 | 49.5 | 34.4 | 15.8 | 19.6 | 207.7 | 104.5 | 46.7 | 31.6 | 17.6 | 10.3 | 181.7 | 165.1 | 49.8 | 36.5 | 23.8 | 23.5 | 216.9 | 118.6 | 43 | 38.6 | 15.3 | 15.7 | 214 | 145.7 | 21.8 | 33.1 | 7.3 | 5.7 | 199.5 | 147.3 | 0 | 0 | 0 | 0 | 7.4 | 4.6 | 1.4 | 1 | 0.7 | 0.5 | 7.7 | 3.6 | 1.5 | 1.2 | 0.6 | 0.7 | 7.4 | 4.7 | 1.3 | 0.9 | 0.4 | 0.4 | 6.7 | 2.8 | 1.5 | 0.8 | 0.5 | 0.3 | 6.3 | 4.9 | 1.3 | 1.4 | 0.7 | 0.7 | 8.2 | 3.3 | 1.6 | 1.2 | 0.4 | 0.5 | 8.1 | 4.5 | 1.1 | 0.8 | 0.3 | 0.3 | 6.1 | 5.3 | 0 | 0 | 0 | 0 | 0.93 | 0.55 | 0.16 | 0.12 | 0.08 | 0.06 | 0.99 | 0.42 | 0.18 | 0.15 | 0.08 | 0.09 | 0.93 | 0.57 | 0.15 | 0.11 | 0.04 | 0.05 | 0.82 | 0.32 | 0.18 | 0.09 | 0.06 | 0.04 | 0.78 | 0.59 | 0.15 | 0.18 | 0.08 | 0.09 | 1.05 | 0.38 | 0.2 | 0.14 | 0.05 | 0.06 | 1.05 | 0.55 | 0.13 | 0.08 | 0.03 | 0.03 | 0.75 | 0.66 | 0 | 0 | 0 | 0 | 20.8 | 16.3 | 5.7 | 2.3 | 2.1 | 1.4 | 19.4 | 14.8 | 5.7 | 4.5 | 2.2 | 2.3 | 22.1 | 16 | 5.5 | 3.8 | 1.8 | 2.3 | 22.1 | 11.6 | 5 | 3.5 | 1.9 | 1.3 | 18.9 | 17.9 | 5.6 | 3.7 | 2.6 | 2.5 | 21.9 | 13.1 | 4.4 | 4.2 | 1.7 | 1.7 | 21.7 | 15.7 | 5.7 | 3.8 | 2 | 1.8 | 21.6 | 15.2 | 0 | 0 | 0 | 0 | 1630.6 | 1040.3 | 363.4 | 146.9 | 131.5 | 88.6 | 1522 | 943.3 | 364.4 | 291 | 142.7 | 148.3 | 1732.8 | 1024.7 | 353 | 243 | 115.2 | 144 | 1733.6 | 742.1 | 317.8 | 226.9 | 123.5 | 70.4 | 1484.7 | 1146.3 | 355 | 235.8 | 165.5 | 162.2 | 1716.1 | 835.6 | 282.6 | 267.1 | 109.2 | 108.6 | 1677.4 | 993.2 | 367.3 | 242.2 | 125 | 109.9 | 1664.4 | 972.7 | 0 | 0 | 0 | 0 | 0.09 | 0.07 | 0.02 | 0.01 | 0.01 | 0.01 | 0.09 | 0.06 | 0.02 | 0.02 | 0.01 | 0.01 | 0.1 | 0.07 | 0.02 | 0.02 | 0.01 | 0.01 | 0.09 | 0.05 | 0.02 | 0.01 | 0.01 | 0.01 | 0.08 | 0.07 | 0.02 | 0.02 | 0.01 | 0.01 | 0.1 | 0.05 | 0.02 | 0.02 | 0.01 | 0.01 | 0.1 | 0.07 | 0.02 | 0.01 | 0.01 | 0.01 | 0.1 | 0.07 | 0 | 0 | 0 | 0 | 0.038
| 17 | 117.6305 | 3.4267 | 0.40975 | 117.8444 | 12.8058 | 885.9392 | 0.05083 | 39.2207 | 130.4362 | 889.3659 | 0.46058 | 157.0651 | 223 | 165.1 | 76.1 | 39.5 | 29.8 | 24.3 | 219 | 160.6 | 78.1 | 52.2 | 26.4 | 25.3 | 225.8 | 154.9 | 78.2 | 52.7 | 20.6 | 24.8 | 247.2 | 109.6 | 72.1 | 53.2 | 23.2 | 25.9 | 190.6 | 184.7 | 68.9 | 55.3 | 28.8 | 30.1 | 242.8 | 132.7 | 72.2 | 58.7 | 25.1 | 23 | 224.2 | 162.8 | 27.1 | 49.5 | 9.8 | 7.9 | 239.3 | 164.9 | 0 | 0 | 0 | 0 | 6.5 | 4.8 | 2 | 1.4 | 0.9 | 0.7 | 6.9 | 4.2 | 2.3 | 1.5 | 0.8 | 0.8 | 6.1 | 4.7 | 2.1 | 1.4 | 0.5 | 0.6 | 7.2 | 2.8 | 2.2 | 1.3 | 0.7 | 0.7 | 4.5 | 5.2 | 2 | 1.9 | 0.8 | 0.9 | 7.7 | 3.5 | 2.4 | 1.7 | 0.7 | 0.6 | 6.5 | 4.8 | 1.3 | 1.2 | 0.4 | 0.3 | 6.1 | 5.4 | 0 | 0 | 0 | 0 | 0.78 | 0.57 | 0.23 | 0.18 | 0.11 | 0.08 | 0.84 | 0.48 | 0.27 | 0.18 | 0.1 | 0.1 | 0.72 | 0.56 | 0.25 | 0.16 | 0.05 | 0.06 | 0.86 | 0.32 | 0.27 | 0.15 | 0.08 | 0.07 | 0.5 | 0.62 | 0.24 | 0.24 | 0.1 | 0.1 | 0.94 | 0.41 | 0.3 | 0.2 | 0.07 | 0.08 | 0.78 | 0.58 | 0.15 | 0.13 | 0.04 | 0.03 | 0.71 | 0.67 | 0 | 0 | 0 | 0 | 24.2 | 18 | 8.5 | 4.1 | 3.2 | 2.6 | 23.4 | 18 | 8.5 | 5.7 | 2.8 | 2.7 | 25 | 16.7 | 8.6 | 5.9 | 2.3 | 2.8 | 26.9 | 12.3 | 7.7 | 6 | 2.5 | 3.2 | 21.7 | 20.3 | 7.5 | 5.7 | 3.1 | 3.3 | 25.9 | 14.8 | 7.6 | 6.4 | 2.8 | 2.5 | 24.6 | 17.7 | 6.2 | 5.6 | 2.3 | 2.2 | 27 | 17.4 | 0 | 0 | 0 | 0 | 1905.6 | 1151.1 | 543.1 | 261.1 | 203.7 | 169.4 | 1834.9 | 1144.9 | 543.2 | 363.9 | 182.4 | 170.8 | 1966.6 | 1069.9 | 552.7 | 375.8 | 149.6 | 181.8 | 2114.6 | 784.1 | 495.1 | 383 | 162.9 | 187 | 1709.8 | 1295.4 | 481.6 | 367 | 201.4 | 210.2 | 2032.4 | 942.7 | 487 | 411.3 | 179.3 | 161.4 | 1909.1 | 1120.6 | 393.8 | 360.4 | 147.3 | 135.4 | 2086.8 | 1112.8 | 0 | 0 | 0 | 0 | 0.1 | 0.07 | 0.03 | 0.02 | 0.01 | 0.01 | 0.1 | 0.07 | 0.03 | 0.02 | 0.01 | 0.01 | 0.1 | 0.07 | 0.03 | 0.02 | 0.01 | 0.01 | 0.11 | 0.05 | 0.03 | 0.02 | 0.01 | 0.02 | 0.08 | 0.08 | 0.03 | 0.02 | 0.01 | 0.01 | 0.11 | 0.06 | 0.03 | 0.03 | 0.01 | 0.01 | 0.1 | 0.08 | 0.02 | 0.02 | 0.01 | 0.01 | 0.11 | 0.07 | 0 | 0 | 0 | 0 | 0.039
| 18 | 137.6069 | 3.788 | 0.44665 | 137.8418 | 15.189 | 1043.3355 | 0.06083 | 46.297 | 152.7959 | 1047.1235 | 0.50748 | 184.1387 | 241.4 | 180.6 | 98.9 | 65.6 | 44.4 | 34.7 | 238.9 | 177.1 | 101 | 60.5 | 28.9 | 25.3 | 239.6 | 160.9 | 109.2 | 67.5 | 25.5 | 29.3 | 267.7 | 120.7 | 92.8 | 73.1 | 28.8 | 47.1 | 205.3 | 208.4 | 89.4 | 76.2 | 32.6 | 34.7 | 255.5 | 148 | 91.4 | 68.9 | 28.8 | 26.4 | 230.8 | 180.1 | 33.5 | 68.5 | 11.9 | 9.4 | 257 | 184 | 0 | 0 | 0 | 0 | 6.9 | 5 | 2.3 | 2 | 1.3 | 0.9 | 6.8 | 4.6 | 2.7 | 1.8 | 0.9 | 0.8 | 6.2 | 4.7 | 2.7 | 1.7 | 0.6 | 0.7 | 7.8 | 3.1 | 2.4 | 1.7 | 0.8 | 1.1 | 4.6 | 5.6 | 2.4 | 2.4 | 0.9 | 1 | 7.6 | 3.9 | 2.7 | 1.9 | 0.7 | 0.7 | 6.4 | 5.1 | 1.3 | 1.6 | 0.4 | 0.4 | 6.4 | 5.7 | 0 | 0 | 0 | 0 | 0.82 | 0.59 | 0.26 | 0.24 | 0.16 | 0.1 | 0.81 | 0.54 | 0.31 | 0.21 | 0.1 | 0.1 | 0.72 | 0.56 | 0.31 | 0.19 | 0.07 | 0.07 | 0.93 | 0.36 | 0.28 | 0.19 | 0.09 | 0.12 | 0.5 | 0.65 | 0.27 | 0.3 | 0.11 | 0.12 | 0.91 | 0.45 | 0.32 | 0.22 | 0.08 | 0.09 | 0.76 | 0.61 | 0.14 | 0.18 | 0.05 | 0.04 | 0.74 | 0.69 | 0 | 0 | 0 | 0 | 26.4 | 19.9 | 11.3 | 7.1 | 4.8 | 3.9 | 26.1 | 19.8 | 11.2 | 6.6 | 3.1 | 2.7 | 26.8 | 17.5 | 12.3 | 7.6 | 2.9 | 3.4 | 29.2 | 13.5 | 10.3 | 8.3 | 3.2 | 5.7 | 23.6 | 23.1 | 10 | 8.1 | 3.5 | 3.8 | 27.7 | 16.5 | 10 | 7.6 | 3.2 | 2.9 | 25.6 | 19.8 | 6.7 | 7.9 | 2.5 | 2.3 | 29.2 | 19.8 | 0 | 0 | 0 | 0 | 2077.4 | 1270.6 | 719.7 | 453.9 | 307.3 | 248.1 | 2056 | 1261 | 719.4 | 421.2 | 201.1 | 171.1 | 2108.2 | 1120 | 787.8 | 486.4 | 185.8 | 214.7 | 2290.6 | 862.7 | 661.2 | 533.8 | 203.2 | 346.2 | 1860.6 | 1477.6 | 637.3 | 518.8 | 227.1 | 243 | 2178.7 | 1053.3 | 637.8 | 486.1 | 207.3 | 185.9 | 1981.2 | 1256.4 | 427.3 | 502 | 161.1 | 146 | 2256.7 | 1265 | 0 | 0 | 0 | 0 | 0.11 | 0.08 | 0.04 | 0.03 | 0.02 | 0.02 | 0.11 | 0.08 | 0.04 | 0.03 | 0.01 | 0.01 | 0.11 | 0.07 | 0.05 | 0.03 | 0.01 | 0.01 | 0.12 | 0.05 | 0.04 | 0.03 | 0.01 | 0.03 | 0.09 | 0.09 | 0.04 | 0.03 | 0.01 | 0.02 | 0.11 | 0.07 | 0.04 | 0.03 | 0.01 | 0.01 | 0.11 | 0.08 | 0.03 | 0.03 | 0.01 | 0.01 | 0.12 | 0.08 | 0 | 0 | 0 | 0 | 0.04
| 19 | 134.3666 | 3.7221 | 0.43929 | 134.5974 | 14.7664 | 1017.62 | 0.058946 | 45.1076 | 149.133 | 1021.3421 | 0.49824 | 179.705 | 235.4 | 176.1 | 98.6 | 61.9 | 44.5 | 35.1 | 237.7 | 170.4 | 99.4 | 60.1 | 29.5 | 24.7 | 235.7 | 158.4 | 105.2 | 67.7 | 26.2 | 30.3 | 267.4 | 116.4 | 92 | 72.8 | 30.2 | 46.9 | 204.5 | 206.7 | 88 | 75.1 | 32.4 | 34.3 | 254.2 | 143.9 | 90.2 | 67.6 | 27.7 | 25.7 | 230.6 | 174.1 | 32.5 | 68.2 | 11.7 | 9.4 | 254.1 | 177.3 | 0 | 0 | 0 | 0 | 6.7 | 4.9 | 2.3 | 2 | 1.3 | 0.9 | 6.9 | 4.4 | 2.6 | 1.8 | 0.9 | 0.8 | 6.1 | 4.7 | 2.6 | 1.7 | 0.6 | 0.7 | 7.9 | 3 | 2.5 | 1.7 | 0.8 | 1.1 | 4.5 | 5.6 | 2.4 | 2.4 | 0.9 | 1 | 7.5 | 3.8 | 2.7 | 1.9 | 0.7 | 0.7 | 6.6 | 5 | 1.3 | 1.6 | 0.4 | 0.4 | 6.3 | 5.6 | 0 | 0 | 0 | 0 | 0.8 | 0.58 | 0.26 | 0.24 | 0.15 | 0.1 | 0.82 | 0.51 | 0.31 | 0.21 | 0.1 | 0.1 | 0.7 | 0.57 | 0.3 | 0.2 | 0.07 | 0.08 | 0.94 | 0.34 | 0.29 | 0.19 | 0.09 | 0.12 | 0.48 | 0.65 | 0.27 | 0.3 | 0.11 | 0.11 | 0.9 | 0.43 | 0.32 | 0.22 | 0.08 | 0.08 | 0.79 | 0.59 | 0.14 | 0.18 | 0.04 | 0.04 | 0.73 | 0.68 | 0 | 0 | 0 | 0 | 25.7 | 19.3 | 11.2 | 6.6 | 4.9 | 3.9 | 25.9 | 19 | 11 | 6.5 | 3.2 | 2.6 | 26.4 | 17.1 | 11.8 | 7.6 | 3 | 3.5 | 29.1 | 13.1 | 10.2 | 8.3 | 3.3 | 5.7 | 23.6 | 22.9 | 9.8 | 8 | 3.5 | 3.8 | 27.6 | 16.1 | 9.8 | 7.4 | 3.1 | 2.8 | 25.4 | 19.1 | 6.6 | 7.8 | 2.5 | 2.3 | 28.8 | 18.9 | 0 | 0 | 0 | 0 | 2026.7 | 1237.1 | 718.6 | 421.2 | 312.6 | 251.2 | 2036.4 | 1214.1 | 706.4 | 418.6 | 206.5 | 166 | 2078 | 1097.7 | 757.7 | 485 | 191.7 | 221.4 | 2280.6 | 834.9 | 653.7 | 529.7 | 214.5 | 344.7 | 1864.8 | 1465 | 625.2 | 510.5 | 226.4 | 241.1 | 2170.6 | 1024.7 | 626.9 | 475.6 | 199.6 | 180.8 | 1970.6 | 1212.9 | 423.2 | 499.6 | 160.4 | 146.3 | 2229.8 | 1211.9 | 0 | 0 | 0 | 0 | 0.1 | 0.08 | 0.04 | 0.03 | 0.02 | 0.02 | 0.11 | 0.08 | 0.04 | 0.03 | 0.01 | 0.01 | 0.1 | 0.07 | 0.05 | 0.03 | 0.01 | 0.01 | 0.12 | 0.05 | 0.04 | 0.03 | 0.01 | 0.03 | 0.09 | 0.09 | 0.04 | 0.03 | 0.01 | 0.02 | 0.11 | 0.06 | 0.04 | 0.03 | 0.01 | 0.01 | 0.11 | 0.08 | 0.03 | 0.03 | 0.01 | 0.01 | 0.12 | 0.08 | 0 | 0 | 0 | 0 | 0.04
| 20 | 130.9718 | 3.6503 | 0.43211 | 131.1985 | 14.3779 | 991.1689 | 0.058946 | 43.9308 | 145.3496 | 994.8192 | 0.49106 | 175.1293 | 230.6 | 175.3 | 93.5 | 57.6 | 42.9 | 32.7 | 233.4 | 170.7 | 94.5 | 59.4 | 29.1 | 25.7 | 234.5 | 158.2 | 99.8 | 65.3 | 25.4 | 29.8 | 265.4 | 113.7 | 86.7 | 68.3 | 29.6 | 42.8 | 200.2 | 205.1 | 84.5 | 70.8 | 31.7 | 36.4 | 250.9 | 143.6 | 84.2 | 68.7 | 27.6 | 25.3 | 230.2 | 171.9 | 31.4 | 62.8 | 11.2 | 8.4 | 250.6 | 174 | 0 | 0 | 0 | 0 | 6.6 | 4.9 | 2.2 | 1.9 | 1.2 | 0.9 | 6.9 | 4.3 | 2.6 | 1.7 | 0.8 | 0.8 | 6.4 | 4.6 | 2.5 | 1.7 | 0.6 | 0.7 | 8 | 2.9 | 2.4 | 1.6 | 0.8 | 1 | 4.4 | 5.6 | 2.3 | 2.4 | 0.9 | 1 | 7.5 | 3.8 | 2.6 | 1.8 | 0.7 | 0.7 | 6.6 | 5 | 1.3 | 1.5 | 0.4 | 0.3 | 6.3 | 5.6 | 0 | 0 | 0 | 0 | 0.79 | 0.58 | 0.25 | 0.23 | 0.14 | 0.1 | 0.83 | 0.5 | 0.3 | 0.21 | 0.1 | 0.1 | 0.74 | 0.55 | 0.29 | 0.19 | 0.06 | 0.08 | 0.96 | 0.33 | 0.28 | 0.18 | 0.09 | 0.11 | 0.47 | 0.66 | 0.26 | 0.29 | 0.11 | 0.11 | 0.9 | 0.44 | 0.31 | 0.21 | 0.08 | 0.08 | 0.8 | 0.59 | 0.14 | 0.16 | 0.04 | 0.03 | 0.73 | 0.68 | 0 | 0 | 0 | 0 | 25.2 | 19.2 | 10.6 | 6.1 | 4.7 | 3.7 | 25.3 | 19.2 | 10.4 | 6.5 | 3.2 | 2.7 | 26 | 17.2 | 11.2 | 7.3 | 2.9 | 3.4 | 28.7 | 12.8 | 9.6 | 7.8 | 3.3 | 5.3 | 23.1 | 22.6 | 9.4 | 7.4 | 3.4 | 4 | 27.2 | 16 | 9.1 | 7.6 | 3.1 | 2.8 | 25.2 | 18.8 | 6.6 | 7.2 | 2.5 | 2.2 | 28.3 | 18.5 | 0 | 0 | 0 | 0 | 1983.4 | 1230.6 | 680.1 | 391.6 | 301 | 233.7 | 1990.9 | 1222.9 | 668.4 | 413.6 | 203.4 | 175.4 | 2043.4 | 1102.3 | 716.3 | 467.6 | 186.1 | 218.4 | 2251.6 | 814.6 | 612.5 | 496.5 | 210.1 | 315 | 1823.3 | 1447.2 | 599.3 | 476.6 | 220.3 | 258.6 | 2136.8 | 1020.5 | 580.1 | 488.6 | 199.4 | 178.5 | 1961.1 | 1195.3 | 420 | 459.6 | 156.7 | 140.1 | 2194.5 | 1185.8 | 0 | 0 | 0 | 0 | 0.1 | 0.08 | 0.04 | 0.03 | 0.02 | 0.01 | 0.1 | 0.08 | 0.04 | 0.03 | 0.01 | 0.01 | 0.1 | 0.07 | 0.04 | 0.03 | 0.01 | 0.01 | 0.12 | 0.05 | 0.04 | 0.03 | 0.01 | 0.03 | 0.09 | 0.09 | 0.04 | 0.03 | 0.01 | 0.02 | 0.11 | 0.06 | 0.04 | 0.03 | 0.01 | 0.01 | 0.11 | 0.08 | 0.02 | 0.03 | 0.01 | 0.01 | 0.12 | 0.08 | 0 | 0 | 0 | 0 | 0.039
| 21 | 130.0574 | 3.7033 | 0.44023 | 130.2879 | 14.2284 | 982.4652 | 0.058946 | 43.5219 | 144.2857 | 986.1685 | 0.49918 | 173.8098 | 234.8 | 169.7 | 94.4 | 56.1 | 42.5 | 35.9 | 237.6 | 168 | 93.7 | 66.5 | 32.6 | 35.5 | 236.8 | 156.7 | 93.5 | 61.4 | 24.8 | 27.7 | 270.9 | 111.6 | 85.9 | 67 | 29.4 | 41 | 202.8 | 199 | 82.4 | 66.6 | 32.2 | 39.1 | 253.3 | 148 | 83.8 | 69.1 | 30 | 27.6 | 232.3 | 176.1 | 31.1 | 60.3 | 11.7 | 8.3 | 255.4 | 171.2 | 0 | 0 | 0 | 0 | 6.6 | 4.9 | 2.3 | 2 | 1.3 | 1 | 7.4 | 4.3 | 2.8 | 2 | 0.9 | 1 | 6.3 | 4.7 | 2.4 | 1.7 | 0.6 | 0.6 | 8.3 | 2.8 | 2.4 | 1.7 | 0.8 | 1 | 4.5 | 5.5 | 2.3 | 2.3 | 0.9 | 1.1 | 7.8 | 3.9 | 2.6 | 1.9 | 0.7 | 0.7 | 6.6 | 5.1 | 1.3 | 1.5 | 0.4 | 0.3 | 6.5 | 5.5 | 0 | 0 | 0 | 0 | 0.79 | 0.59 | 0.26 | 0.24 | 0.15 | 0.11 | 0.9 | 0.5 | 0.33 | 0.23 | 0.11 | 0.12 | 0.74 | 0.56 | 0.28 | 0.19 | 0.07 | 0.07 | 1.01 | 0.32 | 0.28 | 0.19 | 0.1 | 0.1 | 0.49 | 0.65 | 0.27 | 0.29 | 0.11 | 0.14 | 0.94 | 0.45 | 0.32 | 0.22 | 0.08 | 0.08 | 0.79 | 0.61 | 0.15 | 0.16 | 0.05 | 0.03 | 0.76 | 0.67 | 0 | 0 | 0 | 0 | 25.7 | 18.5 | 10.7 | 5.8 | 4.6 | 4 | 25.5 | 18.8 | 10.2 | 7.2 | 3.6 | 3.9 | 26.3 | 17 | 10.5 | 6.8 | 2.8 | 3.2 | 29.1 | 12.6 | 9.4 | 7.6 | 3.2 | 5 | 23.3 | 21.9 | 9.1 | 6.9 | 3.5 | 4.3 | 27.2 | 16.5 | 9 | 7.6 | 3.4 | 3.1 | 25.6 | 19.2 | 6.6 | 6.9 | 2.5 | 2.2 | 28.9 | 18.2 | 0 | 0 | 0 | 0 | 2026.8 | 1183.2 | 682.8 | 373.7 | 295.6 | 254.2 | 2000.4 | 1200 | 651.2 | 462.7 | 229.6 | 248.6 | 2072 | 1086.7 | 669 | 435.5 | 180.3 | 203.1 | 2284.3 | 801.4 | 603.6 | 483.1 | 207.2 | 300.7 | 1839.6 | 1400.2 | 581.6 | 442.6 | 223.5 | 272.4 | 2138.2 | 1053.6 | 574 | 487.8 | 219 | 197.8 | 1981.5 | 1219.4 | 419.1 | 439.4 | 160 | 140 | 2223.7 | 1165.7 | 0 | 0 | 0 | 0 | 0.1 | 0.08 | 0.04 | 0.03 | 0.02 | 0.02 | 0.11 | 0.08 | 0.04 | 0.03 | 0.01 | 0.02 | 0.1 | 0.07 | 0.04 | 0.03 | 0.01 | 0.01 | 0.12 | 0.05 | 0.04 | 0.03 | 0.01 | 0.03 | 0.09 | 0.09 | 0.04 | 0.03 | 0.01 | 0.02 | 0.11 | 0.07 | 0.04 | 0.03 | 0.01 | 0.01 | 0.11 | 0.08 | 0.03 | 0.03 | 0.01 | 0.01 | 0.12 | 0.08 | 0 | 0 | 0 | 0 | 0.038
| 22 | 117.0006 | 3.5315 | 0.42536 | 117.222 | 12.6288 | 874.3975 | 0.051597 | 38.6999 | 129.6294 | 877.929 | 0.47696 | 155.9219 | 217.8 | 158.4 | 78.6 | 45.7 | 34.1 | 30.9 | 218.7 | 155.8 | 86.1 | 66.1 | 30.3 | 33.8 | 224 | 153.2 | 82.5 | 50.5 | 22 | 26.7 | 261.8 | 99.6 | 78.3 | 59.5 | 27 | 25.9 | 190.8 | 191 | 74 | 58.8 | 29.9 | 32.8 | 239.3 | 133.8 | 72.1 | 67.4 | 25.2 | 24.1 | 226 | 155.8 | 26.5 | 54 | 10.5 | 7.7 | 245.8 | 160.6 | 0 | 0 | 0 | 0 | 6.4 | 4.8 | 2.1 | 1.8 | 1.1 | 0.9 | 7 | 4.3 | 2.8 | 2.1 | 0.9 | 1 | 6.4 | 4.6 | 2.3 | 1.5 | 0.5 | 0.6 | 8.2 | 2.5 | 2.4 | 1.5 | 0.8 | 0.7 | 4.3 | 5.5 | 2.1 | 2.2 | 0.9 | 1 | 7.6 | 3.5 | 2.6 | 1.9 | 0.6 | 0.6 | 6.5 | 4.8 | 1.3 | 1.4 | 0.4 | 0.3 | 6.4 | 5.4 | 0 | 0 | 0 | 0 | 0.76 | 0.58 | 0.24 | 0.24 | 0.13 | 0.1 | 0.86 | 0.5 | 0.34 | 0.26 | 0.11 | 0.12 | 0.76 | 0.55 | 0.27 | 0.17 | 0.06 | 0.07 | 1 | 0.29 | 0.29 | 0.18 | 0.09 | 0.08 | 0.47 | 0.66 | 0.25 | 0.28 | 0.12 | 0.11 | 0.93 | 0.4 | 0.32 | 0.22 | 0.07 | 0.08 | 0.78 | 0.58 | 0.14 | 0.16 | 0.04 | 0.03 | 0.75 | 0.66 | 0 | 0 | 0 | 0 | 23.7 | 17.1 | 8.7 | 4.5 | 3.7 | 3.4 | 23.2 | 17.2 | 9.2 | 7 | 3.3 | 3.7 | 24.5 | 16.5 | 9.1 | 5.5 | 2.5 | 3.1 | 28 | 11.2 | 8.4 | 6.7 | 2.9 | 3.3 | 21.9 | 20.8 | 8.1 | 6 | 3.2 | 3.6 | 25.5 | 14.9 | 7.4 | 7.4 | 2.9 | 2.7 | 24.8 | 16.8 | 6.3 | 6.1 | 2.4 | 2.2 | 27.6 | 16.9 | 0 | 0 | 0 | 0 | 1866.1 | 1093.2 | 559.2 | 289.8 | 233.5 | 217.6 | 1826 | 1098.8 | 585.4 | 450.5 | 211.1 | 235.4 | 1929.2 | 1059.2 | 580.3 | 352.3 | 159.3 | 195.9 | 2200.3 | 712.2 | 540.1 | 426 | 188.9 | 185.1 | 1730.2 | 1331.4 | 518.8 | 383.2 | 204.4 | 229 | 2002.4 | 953.4 | 477.2 | 474.1 | 182.6 | 171.1 | 1922.4 | 1065.9 | 403.6 | 389.1 | 153.8 | 138.9 | 2134.8 | 1081.2 | 0 | 0 | 0 | 0 | 0.1 | 0.07 | 0.03 | 0.02 | 0.02 | 0.01 | 0.1 | 0.07 | 0.04 | 0.03 | 0.01 | 0.01 | 0.1 | 0.07 | 0.04 | 0.02 | 0.01 | 0.01 | 0.12 | 0.04 | 0.03 | 0.03 | 0.01 | 0.02 | 0.08 | 0.08 | 0.03 | 0.03 | 0.01 | 0.01 | 0.11 | 0.06 | 0.03 | 0.03 | 0.01 | 0.01 | 0.11 | 0.07 | 0.02 | 0.02 | 0.01 | 0.01 | 0.12 | 0.07 | 0 | 0 | 0 | 0 | 0.036
| 23 | 107.3548 | 3.3597 | 0.4104 | 107.567 | 11.4425 | 797.0334 | 0.048946 | 35.2075 | 118.7973 | 800.393 | 0.45934 | 142.7744 | 208.6 | 152.9 | 64.9 | 34.4 | 25.5 | 25.3 | 208.9 | 151.5 | 76.7 | 65.5 | 27.7 | 29 | 216.4 | 153.4 | 75.4 | 44.1 | 21.5 | 26.7 | 254 | 90.8 | 71.7 | 52.2 | 24.8 | 18.6 | 184.8 | 190.3 | 68.2 | 54.4 | 29.9 | 29.1 | 229.5 | 121.1 | 60.9 | 62.2 | 22.6 | 24.2 | 220.7 | 146.5 | 23.4 | 49.1 | 9 | 7.3 | 241.4 | 151.3 | 0 | 0 | 0 | 0 | 6.2 | 4.7 | 1.9 | 1.6 | 0.9 | 0.8 | 7.3 | 4.1 | 2.6 | 2.2 | 0.9 | 0.9 | 6.5 | 4.6 | 2.2 | 1.2 | 0.5 | 0.6 | 8.3 | 2.4 | 2.5 | 1.5 | 0.7 | 0.5 | 4.2 | 5.7 | 2 | 2.1 | 0.9 | 0.8 | 7.8 | 3.3 | 2.2 | 1.9 | 0.6 | 0.7 | 6.4 | 4.6 | 1.2 | 1.3 | 0.4 | 0.3 | 6.3 | 5 | 0 | 0 | 0 | 0 | 0.75 | 0.57 | 0.23 | 0.21 | 0.11 | 0.1 | 0.91 | 0.49 | 0.32 | 0.27 | 0.1 | 0.11 | 0.78 | 0.56 | 0.26 | 0.14 | 0.06 | 0.07 | 1.02 | 0.28 | 0.31 | 0.17 | 0.09 | 0.07 | 0.46 | 0.68 | 0.23 | 0.26 | 0.11 | 0.1 | 0.97 | 0.38 | 0.28 | 0.22 | 0.07 | 0.08 | 0.76 | 0.56 | 0.13 | 0.15 | 0.04 | 0.03 | 0.74 | 0.61 | 0 | 0 | 0 | 0 | 22.5 | 16.4 | 7 | 3.2 | 2.7 | 2.7 | 21.7 | 16.8 | 8 | 6.9 | 3 | 3.1 | 23.4 | 16.5 | 8.2 | 4.9 | 2.4 | 3.1 | 26.9 | 10.1 | 7.5 | 5.7 | 2.7 | 2.4 | 21.2 | 20.6 | 7.4 | 5.5 | 3.2 | 3.2 | 24 | 13.4 | 6.2 | 6.7 | 2.5 | 2.7 | 24.2 | 15.7 | 6.2 | 5.5 | 2.4 | 2.2 | 27.1 | 16 | 0 | 0 | 0 | 0 | 1776.9 | 1051.4 | 451.4 | 205.7 | 169.4 | 172.5 | 1701.8 | 1069.1 | 515.3 | 442.8 | 190.3 | 199 | 1842 | 1060.1 | 526.8 | 311.2 | 155.2 | 196.4 | 2111.4 | 645.1 | 478.8 | 367.4 | 172 | 130 | 1672.5 | 1320 | 476.7 | 352.5 | 204.5 | 202.5 | 1884.3 | 856.8 | 398.9 | 430.6 | 161.2 | 171.6 | 1881.9 | 997.2 | 395.3 | 352.7 | 149.3 | 136.6 | 2095.9 | 1022.8 | 0 | 0 | 0 | 0 | 0.09 | 0.07 | 0.03 | 0.02 | 0.01 | 0.01 | 0.09 | 0.07 | 0.03 | 0.03 | 0.01 | 0.01 | 0.1 | 0.07 | 0.03 | 0.02 | 0.01 | 0.01 | 0.11 | 0.04 | 0.03 | 0.02 | 0.01 | 0.02 | 0.08 | 0.08 | 0.03 | 0.02 | 0.01 | 0.01 | 0.1 | 0.05 | 0.03 | 0.03 | 0.01 | 0.01 | 0.1 | 0.07 | 0.02 | 0.02 | 0.01 | 0.01 | 0.11 | 0.07 | 0 | 0 | 0 | 0 | 0.034
ERCOT | 0 | 119.5282 | 5.2174 | 0.68053 | 119.8695 | 11.4635 | 792.1195 | 0.053218 | 35.0832 | 130.9918 | 797.3368 | 0.73375 | 154.9527 | 179.1 | 117.5 | 84 | 111.4 | 115.6 | 119.2 | 115.2 | 97.2 | 123.3 | 111.5 | 98.1 | 123.7 | 229.1 | 102.8 | 132.5 | 123.7 | 120.9 | 189.6 | 221.7 | 97.6 | 100.6 | 70 | 98.6 | 80.7 | 120.2 | 120.9 | 52.9 | 117.4 | 124.1 | 67.5 | 224.5 | 70.1 | 94.2 | 98.1 | 125.2 | 170.6 | 219.4 | 139.9 | 107.6 | 122.7 | 60.8 | 43.1 | 164.2 | 122.2 | 0 | 0 | 0 | 0 | 4.6 | 3.4 | 5.9 | 7.1 | 6.1 | 6.4 | 2.9 | 3.9 | 8.5 | 7.7 | 5.8 | 7.6 | 7 | 2.6 | 9.5 | 8.4 | 7.3 | 9.9 | 5.7 | 3 | 6.4 | 3.9 | 4.8 | 5.1 | 6.3 | 9 | 3.6 | 8.1 | 8 | 3.8 | 8.2 | 2 | 5.7 | 5.5 | 7 | 8.7 | 8.7 | 4.9 | 8.2 | 6.3 | 2.1 | 1.3 | 6.1 | 3.7 | 0 | 0 | 0 | 0 | 0.53 | 0.4 | 0.82 | 0.98 | 0.82 | 0.87 | 0.34 | 0.51 | 1.19 | 1.08 | 0.79 | 1.04 | 0.85 | 0.3 | 1.33 | 1.17 | 1 | 1.34 | 0.65 | 0.37 | 0.89 | 0.54 | 0.64 | 0.71 | 0.84 | 1.27 | 0.5 | 1.12 | 1.11 | 0.52 | 1.04 | 0.23 | 0.79 | 0.75 | 0.95 | 1.16 | 1.17 | 0.63 | 1.16 | 0.85 | 0.26 | 0.16 | 0.85 | 0.45 | 0 | 0 | 0 | 0 | 20 | 12.8 | 6 | 8.8 | 10.2 | 10.3 | 12.9 | 9.6 | 9 | 8.1 | 8 | 9.9 | 24.6 | 11.5 | 9.3 | 9.1 | 9.8 | 16.7 | 24.9 | 10.6 | 7.8 | 5.9 | 9.1 | 6.3 | 10.6 | 8.2 | 3.9 | 8.6 | 10.1 | 5.7 | 22.9 | 7.7 | 7.6 | 8.4 | 10.7 | 15.2 | 22.4 | 14.7 | 7.1 | 11.1 | 6.3 | 5.3 | 17.5 | 13.2 | 0 | 0 | 0 | 0 | 1578.3 | 819.4 | 392.8 | 564 | 651.6 | 667.8 | 1013.5 | 613.6 | 583.5 | 524.3 | 518.2 | 640.7 | 1940.4 | 733.2 | 608.3 | 595.5 | 633.2 | 1076.1 | 1956.1 | 662.6 | 505.4 | 376.1 | 570.4 | 408 | 824.5 | 536.5 | 254.4 | 559.6 | 621 | 366.1 | 1797.6 | 493.4 | 483.6 | 528.2 | 681.7 | 982 | 1605.7 | 894.6 | 468.1 | 696.7 | 405.6 | 334.4 | 1158.5 | 843.6 | 0 | 0 | 0 | 0 | 0.08 | 0.05 | 0.04 | 0.05 | 0.05 | 0.05 | 0.05 | 0.04 | 0.06 | 0.05 | 0.05 | 0.06 | 0.1 | 0.05 | 0.06 | 0.06 | 0.06 | 0.09 | 0.1 | 0.05 | 0.05 | 0.03 | 0.05 | 0.04 | 0.05 | 0.06 | 0.03 | 0.05 | 0.07 | 0.03 | 0.1 | 0.03 | 0.05 | 0.05 | 0.06 | 0.08 | 0.13 | 0.08 | 0.05 | 0.06 | 0.03 | 0.02 | 0.12 | 0.05 | 0 | 0 | 0 | 0 | 0.032
| 1 | 122.3563 | 5.4504 | 0.71721 | 122.7145 | 11.6448 | 803.8256 | 0.058135 | 35.6147 | 134.0011 | 809.276 | 0.77535 | 158.3292 | 184 | 123.2 | 86.6 | 112 | 109.6 | 125.4 | 120.4 | 102.6 | 122.8 | 112.7 | 102.6 | 128.1 | 233.3 | 104.9 | 124.1 | 115.2 | 107 | 186.7 | 226.3 | 101.1 | 101.8 | 73.1 | 95.3 | 80.4 | 124.1 | 134.9 | 54.8 | 116.7 | 128.1 | 60.7 | 223.1 | 72.8 | 92.9 | 99.2 | 131.1 | 171.5 | 224.9 | 145.2 | 106.7 | 126.3 | 62.4 | 40.1 | 171.8 | 125.2 | 0 | 0 | 0 | 0 | 4.9 | 3.7 | 6.2 | 7.3 | 5.8 | 7.5 | 3.1 | 4.4 | 8.8 | 8 | 6.3 | 7.9 | 7.4 | 2.6 | 8.7 | 7.6 | 6.3 | 10.6 | 5.7 | 3.3 | 6.4 | 4.5 | 4.7 | 5.2 | 6.4 | 10.6 | 4 | 8.1 | 8.7 | 3.5 | 8.4 | 2 | 5.8 | 5.7 | 7.6 | 8.8 | 9.2 | 5.3 | 8.4 | 7.1 | 2.2 | 1.3 | 6.3 | 3.8 | 0 | 0 | 0 | 0 | 0.57 | 0.45 | 0.86 | 1.02 | 0.78 | 1.04 | 0.36 | 0.58 | 1.24 | 1.12 | 0.87 | 1.09 | 0.9 | 0.29 | 1.22 | 1.06 | 0.86 | 1.44 | 0.65 | 0.41 | 0.89 | 0.62 | 0.64 | 0.73 | 0.86 | 1.49 | 0.55 | 1.14 | 1.2 | 0.48 | 1.07 | 0.24 | 0.8 | 0.79 | 1.04 | 1.19 | 1.24 | 0.69 | 1.19 | 0.97 | 0.28 | 0.15 | 0.88 | 0.46 | 0 | 0 | 0 | 0 | 20.4 | 13.3 | 6.1 | 8.7 | 9.7 | 10.1 | 13.5 | 9.9 | 8.7 | 8 | 8.2 | 10.1 | 24.8 | 11.9 | 8.9 | 8.7 | 8.7 | 15.7 | 25.4 | 10.8 | 8 | 5.9 | 8.7 | 6.1 | 11 | 8.7 | 3.8 | 8.4 | 10.2 | 5 | 22.6 | 8 | 7.3 | 8.3 | 10.9 | 15.2 | 22.6 | 15.1 | 6.9 | 10.9 | 6.5 | 5 | 18.4 | 13.5 | 0 | 0 | 0 | 0 | 1609 | 850.8 | 400.5 | 554.2 | 615.8 | 656 | 1054.7 | 633.3 | 562.5 | 521.6 | 529.5 | 657.7 | 1956.1 | 755.3 | 580.7 | 564.4 | 567.3 | 1015.9 | 2000.6 | 677.1 | 516.3 | 375.7 | 545.7 | 398.4 | 858.1 | 570.5 | 250.2 | 549.2 | 620.6 | 326.9 | 1771.3 | 513 | 471.6 | 521.3 | 700.7 | 980.1 | 1631.7 | 920.1 | 452.2 | 685.2 | 414.5 | 311.5 | 1220.7 | 864.9 | 0 | 0 | 0 | 0 | 0.08 | 0.06 | 0.04 | 0.06 | 0.05 | 0.06 | 0.05 | 0.05 | 0.06 | 0.05 | 0.05 | 0.06 | 0.1 | 0.05 | 0.06 | 0.05 | 0.05 | 0.09 | 0.1 | 0.05 | 0.05 | 0.04 | 0.05 | 0.04 | 0.06 | 0.06 | 0.03 | 0.06 | 0.08 | 0.03 | 0.1 | 0.03 | 0.04 | 0.05 | 0.06 | 0.08 | 0.13 | 0.08 | 0.05 | 0.06 | 0.03 | 0.02 | 0.12 | 0.06 | 0 | 0 | 0 | 0 | 0.032
| 2 | 125.5177 | 5.6942 | 0.75387 | 125.8932 | 11.8514 | 817.5512 | 0.058902 | 36.2305 | 137.3691 | 823.2454 | 0.81277 | 162.1237 | 185.6 | 123.9 | 85.8 | 122 | 119.5 | 134.3 | 122.3 | 101.1 | 121.2 | 114.6 | 105.2 | 123.2 | 235.6 | 109.9 | 132.4 | 124 | 118.7 | 184.1 | 227 | 100.4 | 102.4 | 77.9 | 103.3 | 84.4 | 124.8 | 127.6 | 54.6 | 123.5 | 131.9 | 67.1 | 223.7 | 74.8 | 98.4 | 107.6 | 135.6 | 176.8 | 224.5 | 148.2 | 108.2 | 127.6 | 64.8 | 35.9 | 176.7 | 130.1 | 0 | 0 | 0 | 0 | 4.8 | 3.6 | 6.1 | 8.4 | 6.9 | 8.3 | 3.1 | 4.3 | 8.6 | 8.5 | 6.6 | 7.9 | 7.2 | 2.9 | 9.5 | 8.5 | 7.7 | 10.6 | 5.7 | 3.3 | 6.6 | 4.8 | 5.3 | 5.6 | 6.3 | 9.7 | 4.1 | 9 | 9.3 | 4.1 | 8.3 | 2.1 | 6.3 | 6.5 | 7.8 | 9.5 | 8.9 | 5.4 | 8.3 | 7.7 | 2.4 | 1.3 | 6.4 | 3.9 | 0 | 0 | 0 | 0 | 0.56 | 0.43 | 0.85 | 1.18 | 0.95 | 1.15 | 0.36 | 0.57 | 1.21 | 1.2 | 0.92 | 1.1 | 0.87 | 0.33 | 1.33 | 1.19 | 1.07 | 1.45 | 0.65 | 0.41 | 0.92 | 0.66 | 0.72 | 0.78 | 0.84 | 1.37 | 0.58 | 1.26 | 1.29 | 0.56 | 1.04 | 0.25 | 0.87 | 0.9 | 1.07 | 1.28 | 1.2 | 0.7 | 1.17 | 1.06 | 0.31 | 0.16 | 0.88 | 0.47 | 0 | 0 | 0 | 0 | 20.7 | 13.5 | 6.1 | 9 | 10.1 | 10.6 | 13.7 | 9.8 | 8.6 | 7.8 | 8.2 | 9.5 | 25.3 | 12.3 | 9.3 | 9.1 | 9.1 | 15.3 | 25.5 | 10.7 | 7.8 | 6.2 | 9.3 | 6.4 | 11.2 | 8.5 | 3.7 | 8.6 | 10.3 | 5.4 | 22.8 | 8.2 | 7.7 | 8.8 | 11.3 | 15.3 | 22.9 | 15.4 | 7.1 | 10.5 | 6.6 | 4.5 | 19 | 14.1 | 0 | 0 | 0 | 0 | 1632.8 | 862.1 | 397.6 | 578.5 | 637.5 | 688.6 | 1074.6 | 624.3 | 560.9 | 507.2 | 532.9 | 615.5 | 1993.5 | 779.4 | 609.6 | 591.3 | 590.4 | 992 | 2009.2 | 670.9 | 508.2 | 399.6 | 582 | 413.5 | 874.8 | 556.2 | 241.6 | 562.5 | 620.4 | 348.8 | 1788.7 | 525.9 | 489.8 | 553.1 | 724 | 990.1 | 1645.6 | 941.4 | 469.9 | 661.5 | 423.4 | 282 | 1267.9 | 901.9 | 0 | 0 | 0 | 0 | 0.08 | 0.06 | 0.04 | 0.06 | 0.06 | 0.06 | 0.06 | 0.05 | 0.06 | 0.05 | 0.05 | 0.06 | 0.1 | 0.05 | 0.06 | 0.06 | 0.06 | 0.08 | 0.1 | 0.05 | 0.05 | 0.04 | 0.05 | 0.04 | 0.06 | 0.06 | 0.03 | 0.06 | 0.08 | 0.03 | 0.1 | 0.03 | 0.05 | 0.05 | 0.07 | 0.08 | 0.13 | 0.08 | 0.05 | 0.07 | 0.03 | 0.02 | 0.13 | 0.06 | 0 | 0 | 0 | 0 | 0.031
| 3 | 126.0455 | 5.5649 | 0.73105 | 126.4109 | 12.0523 | 831.5897 | 0.058902 | 36.8498 | 138.0978 | 837.1546 | 0.78995 | 163.2607 | 188.4 | 129 | 83.7 | 117.4 | 120 | 131 | 126 | 109.1 | 123.9 | 122.3 | 101.9 | 130.8 | 237.2 | 114.6 | 140.4 | 125.2 | 124.1 | 175.1 | 227.6 | 108.2 | 103.2 | 75 | 105.3 | 87.9 | 132.8 | 135.9 | 57.1 | 128.2 | 139.5 | 75.1 | 230.4 | 79.6 | 104.7 | 105.9 | 134 | 176.3 | 229.4 | 151.7 | 108.1 | 128.4 | 62.7 | 37.2 | 182.1 | 130.3 | 0 | 0 | 0 | 0 | 4.9 | 3.8 | 5.8 | 7.7 | 7.1 | 8.1 | 3.2 | 4.8 | 8.8 | 9.1 | 6.2 | 8.7 | 7.4 | 2.9 | 10 | 8.3 | 8 | 10.2 | 5.7 | 3.7 | 6.6 | 4.5 | 5.2 | 6 | 6.7 | 10.5 | 4.2 | 9.3 | 10.2 | 4.9 | 8.6 | 2.2 | 6.8 | 6 | 7.8 | 9.4 | 9.4 | 5.7 | 8.2 | 7.7 | 2.2 | 1.4 | 6.7 | 3.9 | 0 | 0 | 0 | 0 | 0.56 | 0.46 | 0.81 | 1.07 | 0.97 | 1.12 | 0.37 | 0.63 | 1.24 | 1.28 | 0.86 | 1.21 | 0.9 | 0.34 | 1.4 | 1.15 | 1.11 | 1.39 | 0.65 | 0.47 | 0.91 | 0.61 | 0.71 | 0.83 | 0.9 | 1.49 | 0.59 | 1.3 | 1.43 | 0.68 | 1.09 | 0.26 | 0.94 | 0.83 | 1.07 | 1.28 | 1.26 | 0.74 | 1.16 | 1.06 | 0.28 | 0.17 | 0.92 | 0.47 | 0 | 0 | 0 | 0 | 21.1 | 14 | 6.1 | 9 | 9.9 | 10.4 | 14.2 | 10.4 | 8.8 | 8.3 | 8.1 | 9.8 | 25.3 | 12.9 | 9.9 | 9.4 | 9.6 | 14.5 | 25.6 | 11.3 | 8 | 6.1 | 9.6 | 6.5 | 11.9 | 8.8 | 3.9 | 8.9 | 10.5 | 5.7 | 23.4 | 8.8 | 8 | 8.9 | 11.1 | 15.3 | 23.1 | 15.6 | 7.2 | 10.7 | 6.5 | 4.7 | 19.5 | 14.1 | 0 | 0 | 0 | 0 | 1661.6 | 893.3 | 397.6 | 578.8 | 634.3 | 670.6 | 1108.9 | 667.5 | 571.5 | 542.6 | 527 | 638.6 | 1994.7 | 816.8 | 647.8 | 613.7 | 621.1 | 938.2 | 2016.4 | 712.5 | 518.7 | 392.1 | 601.6 | 421.2 | 927.5 | 581.2 | 255.6 | 584.3 | 634.2 | 371.3 | 1835.4 | 561.5 | 517.5 | 566.8 | 712.5 | 987.8 | 1664.5 | 957.2 | 475.6 | 669 | 416.7 | 295 | 1297.8 | 902.6 | 0 | 0 | 0 | 0 | 0.08 | 0.06 | 0.04 | 0.06 | 0.06 | 0.06 | 0.06 | 0.05 | 0.06 | 0.06 | 0.05 | 0.06 | 0.1 | 0.05 | 0.07 | 0.06 | 0.06 | 0.08 | 0.1 | 0.05 | 0.05 | 0.04 | 0.05 | 0.04 | 0.06 | 0.06 | 0.03 | 0.06 | 0.08 | 0.03 | 0.1 | 0.03 | 0.05 | 0.05 | 0.06 | 0.08 | 0.13 | 0.08 | 0.05 | 0.07 | 0.03 | 0.02 | 0.13 | 0.06 | 0 | 0 | 0 | 0 | 0.031
| 4 | 128.2757 | 5.8692 | 0.77276 | 128.6616 | 12.0827 | 832.5182 | 0.058135 | 36.9076 | 140.3585 | 838.3874 | 0.8309 | 165.5692 | 186.6 | 131.6 | 91.6 | 118.2 | 116.7 | 127.6 | 125 | 110.3 | 126.1 | 122 | 104.8 | 129.2 | 233.1 | 123.8 | 145.4 | 125.9 | 128.9 | 181 | 230.2 | 106.9 | 113.4 | 79 | 97.7 | 87.5 | 132.7 | 142.3 | 61.2 | 123 | 134.1 | 81.5 | 236.1 | 83.5 | 107.7 | 115.6 | 134.3 | 178.5 | 234.1 | 150 | 114.9 | 120.1 | 65.7 | 39.6 | 173.3 | 136.4 | 0 | 0 | 0 | 0 | 5 | 4.4 | 6.2 | 7.9 | 6.8 | 7.8 | 3.2 | 4.9 | 8.7 | 8.7 | 6.3 | 8.1 | 7.1 | 3.4 | 10.4 | 8.5 | 8.3 | 10.1 | 5.9 | 3.4 | 7 | 4.6 | 4.8 | 5.8 | 6.8 | 11 | 4.5 | 8.8 | 9.4 | 5.4 | 8.3 | 2.4 | 6.5 | 6.7 | 7.9 | 9.3 | 9.3 | 5.5 | 8.7 | 6.7 | 2.4 | 1.3 | 6.3 | 4.1 | 0 | 0 | 0 | 0 | 0.58 | 0.54 | 0.86 | 1.1 | 0.93 | 1.07 | 0.37 | 0.65 | 1.22 | 1.22 | 0.87 | 1.12 | 0.86 | 0.4 | 1.45 | 1.18 | 1.15 | 1.38 | 0.68 | 0.42 | 0.97 | 0.64 | 0.65 | 0.81 | 0.91 | 1.55 | 0.63 | 1.23 | 1.32 | 0.76 | 1.03 | 0.29 | 0.9 | 0.92 | 1.09 | 1.26 | 1.25 | 0.72 | 1.22 | 0.92 | 0.3 | 0.16 | 0.87 | 0.5 | 0 | 0 | 0 | 0 | 20.7 | 13.9 | 6.8 | 8.9 | 9.7 | 10.2 | 14 | 10.5 | 9.2 | 8.6 | 8.5 | 10.1 | 25.1 | 13.8 | 10.3 | 9.3 | 9.9 | 15.3 | 25.8 | 11.5 | 9 | 6.5 | 8.9 | 6.6 | 11.8 | 9.3 | 4.2 | 8.7 | 10.3 | 6.1 | 24.4 | 9.1 | 8.7 | 9.6 | 11.1 | 15.7 | 23.9 | 15.5 | 7.8 | 10.4 | 6.7 | 4.9 | 18.7 | 14.7 | 0 | 0 | 0 | 0 | 1633.8 | 885.3 | 441 | 573.3 | 621.5 | 663.4 | 1097.6 | 671.7 | 596.5 | 561.5 | 548.4 | 656.2 | 1976.1 | 869 | 672.3 | 607.6 | 645.8 | 991.7 | 2026.6 | 721.5 | 582.6 | 416.2 | 564.4 | 426.4 | 921 | 611.5 | 276.5 | 566.6 | 628.4 | 396.6 | 1920.5 | 583 | 556.6 | 612.6 | 708.6 | 1012.1 | 1710.2 | 948.3 | 508.8 | 648.2 | 432.5 | 309.5 | 1235 | 941 | 0 | 0 | 0 | 0 | 0.08 | 0.06 | 0.04 | 0.06 | 0.05 | 0.06 | 0.06 | 0.05 | 0.06 | 0.06 | 0.05 | 0.06 | 0.1 | 0.06 | 0.07 | 0.06 | 0.06 | 0.08 | 0.1 | 0.05 | 0.05 | 0.04 | 0.05 | 0.04 | 0.06 | 0.07 | 0.03 | 0.06 | 0.08 | 0.04 | 0.11 | 0.04 | 0.05 | 0.06 | 0.06 | 0.08 | 0.14 | 0.08 | 0.05 | 0.06 | 0.03 | 0.02 | 0.13 | 0.06 | 0 | 0 | 0 | 0 | 0.032
| 5 | 124.8221 | 5.3369 | 0.6969 | 125.1714 | 12.096 | 833.5284 | 0.057921 | 36.951 | 136.9181 | 838.8653 | 0.75482 | 162.1224 | 194 | 129.9 | 87.2 | 106.1 | 106.8 | 123.6 | 131 | 108.1 | 121.8 | 118.4 | 101.4 | 126.8 | 246.2 | 124.1 | 149.3 | 122.6 | 116 | 165.2 | 241.3 | 106.9 | 109 | 76.1 | 84.2 | 80.5 | 136 | 143.2 | 60 | 115.9 | 136.6 | 76.6 | 245.6 | 88.2 | 111.6 | 102.7 | 118.5 | 151.1 | 245.1 | 155.3 | 107.7 | 113.8 | 66.6 | 35.4 | 179 | 137.7 | 0 | 0 | 0 | 0 | 5.4 | 3.8 | 5.3 | 7 | 6.4 | 7.5 | 3.4 | 5 | 8.4 | 8.4 | 6.3 | 8.4 | 7.8 | 3.3 | 10.4 | 7.9 | 7.3 | 9.3 | 6.3 | 3.2 | 7.1 | 4.3 | 3.9 | 5.7 | 6.4 | 10.8 | 4.3 | 8.2 | 10.1 | 5.2 | 8.7 | 2.4 | 6.8 | 5.5 | 6.5 | 8.4 | 9.9 | 5.5 | 7.5 | 6.6 | 2.4 | 1.2 | 6.4 | 4.1 | 0 | 0 | 0 | 0 | 0.63 | 0.46 | 0.73 | 0.97 | 0.88 | 1.03 | 0.4 | 0.66 | 1.18 | 1.18 | 0.87 | 1.16 | 0.96 | 0.39 | 1.46 | 1.09 | 1.01 | 1.27 | 0.73 | 0.4 | 0.98 | 0.6 | 0.52 | 0.8 | 0.85 | 1.52 | 0.59 | 1.15 | 1.42 | 0.72 | 1.09 | 0.29 | 0.94 | 0.75 | 0.89 | 1.14 | 1.34 | 0.71 | 1.05 | 0.9 | 0.31 | 0.14 | 0.88 | 0.49 | 0 | 0 | 0 | 0 | 21.4 | 14.1 | 7 | 8.2 | 8.7 | 10 | 14.6 | 10.1 | 8.9 | 8.4 | 8 | 9.6 | 26.2 | 13.8 | 10.8 | 9.4 | 9.1 | 13.9 | 26.9 | 11.6 | 8.4 | 6.4 | 7.9 | 5.7 | 12.6 | 9.6 | 4.3 | 8.2 | 10 | 5.6 | 25.3 | 9.7 | 8.9 | 8.9 | 10.2 | 12.9 | 24.9 | 16.3 | 7.8 | 9.7 | 6.8 | 4.4 | 19.4 | 14.9 | 0 | 0 | 0 | 0 | 1680.8 | 900.5 | 453.1 | 524.5 | 558.5 | 646.1 | 1143.7 | 650.5 | 575.8 | 546 | 519.7 | 622 | 2058.7 | 871.1 | 701.9 | 614.1 | 588.7 | 901.2 | 2115.8 | 728.9 | 541.7 | 407.4 | 501.3 | 371.4 | 987.1 | 631 | 279 | 537.1 | 613.7 | 368.5 | 1990 | 621.1 | 575.8 | 570.9 | 651.7 | 831.8 | 1769.6 | 994.6 | 511.3 | 604.3 | 438.2 | 276.3 | 1282.6 | 954.9 | 0 | 0 | 0 | 0 | 0.09 | 0.06 | 0.04 | 0.05 | 0.05 | 0.06 | 0.06 | 0.05 | 0.06 | 0.06 | 0.05 | 0.06 | 0.11 | 0.06 | 0.07 | 0.06 | 0.05 | 0.08 | 0.11 | 0.05 | 0.05 | 0.04 | 0.04 | 0.04 | 0.06 | 0.07 | 0.03 | 0.05 | 0.08 | 0.04 | 0.11 | 0.04 | 0.05 | 0.05 | 0.06 | 0.07 | 0.15 | 0.08 | 0.05 | 0.06 | 0.03 | 0.02 | 0.13 | 0.06 | 0 | 0 | 0 | 0 | 0.032
| 6 | 111.3275 | 4.7605 | 0.61947 | 111.6385 | 10.7745 | 750.5745 | 0.052624 | 33.156 | 122.1021 | 755.335 | 0.6721 | 144.7945 | 199.4 | 130.8 | 66.5 | 71.6 | 74.3 | 78.8 | 148.4 | 97.7 | 84.4 | 91.1 | 67.5 | 82.8 | 221.1 | 128.4 | 99.9 | 105.5 | 80.7 | 91.1 | 216.4 | 110 | 83.6 | 58.5 | 47.2 | 60.8 | 170.3 | 125.5 | 53.9 | 85.5 | 83.8 | 50.6 | 220.7 | 91.6 | 81.3 | 71.8 | 86 | 77.2 | 244.8 | 147.2 | 85.6 | 72.8 | 46.6 | 22.5 | 190.7 | 134.2 | 0 | 0 | 0 | 0 | 5.8 | 4.2 | 4.3 | 5.1 | 4.8 | 5.5 | 4.4 | 4.1 | 6 | 7 | 4.6 | 5.8 | 6.8 | 4 | 6.7 | 7.2 | 4.9 | 5.2 | 5.3 | 3.5 | 5.7 | 3.3 | 2.5 | 4.5 | 9.9 | 9.2 | 4 | 6.2 | 6 | 3.5 | 8 | 2.5 | 5.3 | 4 | 5.6 | 4.9 | 9.9 | 5.2 | 6.1 | 4.1 | 1.8 | 0.7 | 6.7 | 4.1 | 0 | 0 | 0 | 0 | 0.7 | 0.51 | 0.59 | 0.71 | 0.67 | 0.77 | 0.54 | 0.54 | 0.83 | 0.99 | 0.64 | 0.81 | 0.83 | 0.48 | 0.93 | 1 | 0.67 | 0.71 | 0.6 | 0.43 | 0.79 | 0.46 | 0.34 | 0.64 | 1.35 | 1.29 | 0.56 | 0.86 | 0.85 | 0.49 | 1 | 0.3 | 0.73 | 0.55 | 0.77 | 0.67 | 1.34 | 0.68 | 0.85 | 0.56 | 0.23 | 0.09 | 0.93 | 0.49 | 0 | 0 | 0 | 0 | 21.7 | 13.9 | 5.1 | 5.2 | 5.7 | 5.7 | 16.1 | 9.5 | 6 | 6 | 5 | 5.9 | 23.7 | 13.8 | 7.5 | 7.8 | 6.5 | 7.6 | 24.5 | 11.8 | 6.2 | 4.9 | 4.2 | 4.1 | 14.1 | 8.7 | 3.7 | 6 | 6.4 | 3.7 | 22.7 | 10.1 | 6.2 | 6.1 | 6.6 | 6 | 24.9 | 15.4 | 6.1 | 6.3 | 4.7 | 2.9 | 20.7 | 14.5 | 0 | 0 | 0 | 0 | 1705.1 | 888.3 | 332.5 | 333.1 | 368.1 | 369.5 | 1256.8 | 608.2 | 392.3 | 391.3 | 323.9 | 388.5 | 1863.9 | 878.4 | 487 | 506.7 | 420.2 | 493.8 | 1926.3 | 741.8 | 400.7 | 315.1 | 262.7 | 269.7 | 1096.8 | 568.1 | 242.2 | 391.4 | 384.7 | 240.6 | 1777.4 | 646.2 | 402.7 | 388.4 | 426.3 | 390.9 | 1762.7 | 940.4 | 399.7 | 393.4 | 301.1 | 175.1 | 1373.6 | 926 | 0 | 0 | 0 | 0 | 0.09 | 0.06 | 0.03 | 0.04 | 0.04 | 0.04 | 0.07 | 0.04 | 0.04 | 0.04 | 0.03 | 0.04 | 0.1 | 0.06 | 0.05 | 0.05 | 0.04 | 0.04 | 0.1 | 0.05 | 0.04 | 0.03 | 0.02 | 0.03 | 0.08 | 0.06 | 0.03 | 0.04 | 0.05 | 0.02 | 0.1 | 0.04 | 0.04 | 0.03 | 0.04 | 0.04 | 0.15 | 0.08 | 0.04 | 0.04 | 0.02 | 0.01 | 0.14 | 0.06 | 0 | 0 | 0 | 0 | 0.033
| 7 | 85.1154 | 3.4386 | 0.44222 | 85.3386 | 8.4325 | 592.4252 | 0.039759 | 26.0976 | 93.5479 | 595.8638 | 0.48198 | 111.4362 | 170.1 | 110 | 44 | 40.6 | 37.1 | 44.2 | 140.1 | 75 | 57.1 | 49.1 | 36 | 54.6 | 161.8 | 120.6 | 56.8 | 74.1 | 49.3 | 50.6 | 169.8 | 103.3 | 55.1 | 36.5 | 23.5 | 40.7 | 180.6 | 94.3 | 42.2 | 49.2 | 43.8 | 34.1 | 162.2 | 88.1 | 51.1 | 39.7 | 50.3 | 33 | 204.3 | 125.7 | 61.2 | 41.7 | 23.2 | 11 | 175.5 | 114.2 | 0 | 0 | 0 | 0 | 4.5 | 3.4 | 3.1 | 3.2 | 2.7 | 3.8 | 4.2 | 3.4 | 4.5 | 4.1 | 2.7 | 4.7 | 5 | 3.3 | 4 | 5.1 | 3.4 | 3.4 | 4.4 | 3.2 | 4 | 2.3 | 1.3 | 3.5 | 12.2 | 7.1 | 3.2 | 3.8 | 3.8 | 3 | 5.5 | 2.5 | 3.6 | 2.7 | 3.8 | 2.7 | 7.9 | 4.5 | 4.8 | 2.6 | 1.1 | 0.5 | 6.2 | 3.3 | 0 | 0 | 0 | 0 | 0.51 | 0.41 | 0.44 | 0.45 | 0.38 | 0.54 | 0.5 | 0.45 | 0.63 | 0.59 | 0.38 | 0.67 | 0.6 | 0.39 | 0.56 | 0.72 | 0.47 | 0.48 | 0.51 | 0.39 | 0.55 | 0.31 | 0.17 | 0.5 | 1.69 | 1.01 | 0.45 | 0.53 | 0.53 | 0.43 | 0.68 | 0.29 | 0.5 | 0.38 | 0.54 | 0.38 | 1.06 | 0.58 | 0.69 | 0.36 | 0.15 | 0.06 | 0.85 | 0.4 | 0 | 0 | 0 | 0 | 19 | 11.9 | 3.1 | 2.6 | 2.6 | 2.6 | 15.2 | 7.1 | 3.7 | 2.9 | 2.4 | 3.1 | 17.4 | 13.3 | 4 | 5.4 | 3.6 | 3.7 | 18.9 | 11.1 | 3.9 | 2.9 | 2 | 2.3 | 13.4 | 6.3 | 2.8 | 3.3 | 2.9 | 1.9 | 17 | 9.7 | 3.7 | 2.9 | 3.3 | 2 | 21 | 13.2 | 3.9 | 3.4 | 2.1 | 1.4 | 19.1 | 12.4 | 0 | 0 | 0 | 0 | 1494.2 | 755.6 | 204.1 | 169.5 | 166.5 | 169.6 | 1189.2 | 454.3 | 242.2 | 190.9 | 156.9 | 206.9 | 1368 | 848.1 | 264 | 350 | 235.9 | 243.3 | 1489.2 | 700.1 | 253.4 | 187 | 128.9 | 155.2 | 1036.6 | 412.6 | 183.3 | 213.6 | 167.9 | 123.8 | 1335.9 | 618.6 | 238.5 | 188.1 | 216.7 | 133.8 | 1515.3 | 799.7 | 260 | 209.1 | 137.8 | 87.6 | 1264.1 | 794.8 | 0 | 0 | 0 | 0 | 0.08 | 0.05 | 0.02 | 0.02 | 0.02 | 0.02 | 0.06 | 0.03 | 0.03 | 0.02 | 0.02 | 0.03 | 0.07 | 0.05 | 0.03 | 0.03 | 0.02 | 0.02 | 0.08 | 0.05 | 0.03 | 0.02 | 0.01 | 0.02 | 0.08 | 0.04 | 0.02 | 0.02 | 0.03 | 0.02 | 0.07 | 0.04 | 0.02 | 0.02 | 0.02 | 0.02 | 0.12 | 0.07 | 0.03 | 0.02 | 0.01 | 0.01 | 0.13 | 0.05 | 0 | 0 | 0 | 0 | 0.034
| 8 | 77.0625 | 3.0709 | 0.39536 | 77.262 | 7.6568 | 540.6898 | 0.03501 | 23.7789 | 84.7193 | 543.7606 | 0.43037 | 101.0409 | 166.7 | 102 | 36.9 | 26.7 | 30.4 | 31.6 | 152.1 | 68.4 | 48.5 | 41.5 | 37.3 | 45.7 | 134 | 131.7 | 44.3 | 62 | 37.3 | 32.7 | 142.5 | 101.4 | 43.5 | 31.3 | 15.7 | 34.2 | 183.4 | 84.5 | 40.3 | 38.5 | 34.7 | 30.7 | 134.7 | 91.1 | 37.2 | 28.4 | 37.7 | 28.2 | 204.4 | 115.8 | 49.6 | 30.8 | 16 | 8.3 | 178.2 | 104.5 | 0 | 0 | 0 | 0 | 4.8 | 3 | 2.8 | 2.1 | 2.6 | 2.8 | 5.2 | 3.1 | 4.1 | 3.7 | 3.3 | 4.1 | 4.1 | 3.6 | 3.3 | 4.3 | 2.6 | 2.2 | 3.7 | 3.2 | 3.3 | 2.2 | 0.9 | 3 | 12.6 | 6.8 | 3.2 | 3.3 | 3.2 | 3 | 4.6 | 2.4 | 2.6 | 2.3 | 3.1 | 2.7 | 8.5 | 4.3 | 4 | 2.2 | 0.8 | 0.3 | 6.7 | 3.1 | 0 | 0 | 0 | 0 | 0.57 | 0.36 | 0.4 | 0.29 | 0.37 | 0.41 | 0.65 | 0.41 | 0.59 | 0.53 | 0.48 | 0.59 | 0.5 | 0.43 | 0.47 | 0.6 | 0.36 | 0.31 | 0.42 | 0.4 | 0.46 | 0.31 | 0.13 | 0.42 | 1.76 | 0.96 | 0.46 | 0.46 | 0.45 | 0.43 | 0.57 | 0.28 | 0.36 | 0.32 | 0.43 | 0.38 | 1.15 | 0.57 | 0.57 | 0.32 | 0.11 | 0.03 | 0.93 | 0.38 | 0 | 0 | 0 | 0 | 18.2 | 11.1 | 2.4 | 1.8 | 1.8 | 1.7 | 15.9 | 6.5 | 2.8 | 2.3 | 2 | 2.4 | 14.4 | 14.6 | 3 | 4.5 | 2.7 | 2.4 | 15.9 | 10.9 | 2.9 | 2.2 | 1.3 | 1.9 | 13.4 | 5.3 | 2.5 | 2.3 | 2.2 | 1.4 | 14 | 10.1 | 2.7 | 1.8 | 2.3 | 1.4 | 20.4 | 12 | 3.1 | 2.2 | 1.4 | 1 | 18.9 | 11.3 | 0 | 0 | 0 | 0 | 1431.4 | 707.4 | 158.6 | 114.9 | 117 | 112.7 | 1241.7 | 413.1 | 187.5 | 150 | 133.8 | 162.7 | 1133.4 | 923.9 | 194.5 | 294.6 | 177.2 | 157.2 | 1253.1 | 684.4 | 191.9 | 143.9 | 82.4 | 129.1 | 1033.4 | 348.8 | 166.6 | 149.5 | 123.2 | 97.4 | 1104.5 | 647.4 | 176.7 | 117.6 | 152.4 | 92.9 | 1472.2 | 721.3 | 205.2 | 135.7 | 92.5 | 65.2 | 1257.6 | 722.3 | 0 | 0 | 0 | 0 | 0.07 | 0.05 | 0.02 | 0.01 | 0.01 | 0.02 | 0.07 | 0.03 | 0.02 | 0.02 | 0.02 | 0.02 | 0.06 | 0.06 | 0.02 | 0.03 | 0.02 | 0.02 | 0.06 | 0.05 | 0.02 | 0.01 | 0.01 | 0.02 | 0.09 | 0.04 | 0.02 | 0.02 | 0.02 | 0.01 | 0.06 | 0.04 | 0.02 | 0.01 | 0.02 | 0.01 | 0.12 | 0.06 | 0.02 | 0.02 | 0.01 | 0 | 0.13 | 0.05 | 0 | 0 | 0 | 0 | 0.035
| 9 | 80.3443 | 3.1733 | 0.40784 | 80.5502 | 8.0195 | 566.8291 | 0.036894 | 24.9211 | 88.3638 | 570.0024 | 0.44473 | 105.4713 | 180.2 | 111.1 | 33.1 | 24.3 | 25.2 | 29.9 | 174.5 | 68.5 | 44.9 | 34 | 29 | 32.4 | 125 | 148.7 | 38.4 | 61 | 34.1 | 29.7 | 132.9 | 119.6 | 38.7 | 30 | 16.6 | 27.3 | 197.3 | 94.8 | 41.4 | 37.6 | 34.3 | 24.6 | 136.4 | 105.1 | 37 | 26.1 | 31.4 | 25.3 | 211.6 | 121 | 50.7 | 29.2 | 14.7 | 7.2 | 192.8 | 106.4 | 0 | 0 | 0 | 0 | 5.3 | 3.6 | 2.5 | 1.9 | 2 | 2.7 | 6.4 | 2.9 | 3.7 | 3 | 2.5 | 2.9 | 3.7 | 4.7 | 3.1 | 4.2 | 2.4 | 2.1 | 3.3 | 3.8 | 2.8 | 2.2 | 1.1 | 2.3 | 12.9 | 7.8 | 3.5 | 3.3 | 3.4 | 2.5 | 4.7 | 3 | 2.5 | 2.2 | 2.6 | 2.5 | 8.6 | 4.5 | 4.3 | 2.2 | 0.7 | 0.3 | 7.1 | 3.1 | 0 | 0 | 0 | 0 | 0.64 | 0.44 | 0.35 | 0.27 | 0.28 | 0.39 | 0.81 | 0.37 | 0.53 | 0.42 | 0.36 | 0.41 | 0.44 | 0.57 | 0.43 | 0.58 | 0.33 | 0.29 | 0.37 | 0.47 | 0.4 | 0.3 | 0.16 | 0.33 | 1.79 | 1.1 | 0.49 | 0.47 | 0.48 | 0.37 | 0.59 | 0.36 | 0.34 | 0.31 | 0.38 | 0.37 | 1.15 | 0.59 | 0.61 | 0.31 | 0.09 | 0.04 | 0.98 | 0.38 | 0 | 0 | 0 | 0 | 19.6 | 11.8 | 2.2 | 1.6 | 1.7 | 1.6 | 17.9 | 6.7 | 2.7 | 1.9 | 1.7 | 1.8 | 13.5 | 15.9 | 2.4 | 4.5 | 2.5 | 2.2 | 15 | 12.8 | 2.7 | 2.1 | 1.3 | 1.6 | 15 | 5.8 | 2.5 | 2.1 | 1.9 | 1 | 14.1 | 11.5 | 2.8 | 1.6 | 1.9 | 1.1 | 21.4 | 12.5 | 3.1 | 2 | 1.4 | 0.9 | 20.6 | 11.5 | 0 | 0 | 0 | 0 | 1537.8 | 752.5 | 146.2 | 101.8 | 105.9 | 106.4 | 1391.4 | 427.3 | 177.6 | 126.4 | 110.4 | 119.1 | 1066.4 | 1012.4 | 160 | 292.4 | 161.3 | 140.6 | 1180.4 | 805.8 | 174.2 | 136.6 | 79.6 | 104.5 | 1161.4 | 383 | 163.5 | 141.2 | 108.6 | 69.4 | 1112.1 | 735.4 | 180.6 | 103.1 | 120.8 | 75 | 1545.6 | 759.1 | 202.5 | 124.7 | 87.4 | 57.1 | 1372.7 | 739.1 | 0 | 0 | 0 | 0 | 0.08 | 0.05 | 0.02 | 0.01 | 0.01 | 0.01 | 0.08 | 0.03 | 0.02 | 0.02 | 0.01 | 0.02 | 0.06 | 0.07 | 0.02 | 0.03 | 0.02 | 0.01 | 0.06 | 0.06 | 0.02 | 0.01 | 0.01 | 0.01 | 0.09 | 0.04 | 0.02 | 0.02 | 0.02 | 0.01 | 0.06 | 0.05 | 0.02 | 0.01 | 0.02 | 0.01 | 0.12 | 0.07 | 0.02 | 0.02 | 0.01 | 0 | 0.14 | 0.05 | 0 | 0 | 0 | 0 | 0.036
| 10 | 86.5225 | 3.4581 | 0.44406 | 86.7468 | 8.5621 | 607.9728 | 0.041597 | 26.691 | 95.0846 | 611.4309 | 0.48566 | 113.4378 | 192.4 | 124.8 | 33.2 | 25 | 23.2 | 36.1 | 188.2 | 72.6 | 41.1 | 31.8 | 28.7 | 34.1 | 129.3 | 158.3 | 33.7 | 60 | 31.6 | 29.4 | 138 | 132.8 | 36.7 | 25.8 | 14.7 | 25.7 | 210.5 | 89.6 | 44 | 33.2 | 30.7 | 23 | 145.5 | 116.6 | 36.1 | 27.9 | 32 | 19.2 | 219.2 | 126.7 | 48.9 | 27.1 | 16.8 | 6.7 | 202.9 | 115.5 | 0 | 0 | 0 | 0 | 5.6 | 4.3 | 2.4 | 2.2 | 1.9 | 3.4 | 6.8 | 3.2 | 3.5 | 2.8 | 2.5 | 3.1 | 3.6 | 5.3 | 2.6 | 4.1 | 2.2 | 2 | 3.4 | 4.4 | 2.8 | 1.7 | 1 | 2.2 | 12.9 | 6.7 | 3.8 | 2.9 | 3 | 2.4 | 4.9 | 3.8 | 2.7 | 2.4 | 2.8 | 1.8 | 8.5 | 4.6 | 4 | 1.9 | 1.1 | 0.3 | 7.1 | 3.4 | 0 | 0 | 0 | 0 | 0.67 | 0.53 | 0.34 | 0.31 | 0.27 | 0.49 | 0.86 | 0.43 | 0.5 | 0.4 | 0.36 | 0.44 | 0.42 | 0.66 | 0.37 | 0.58 | 0.31 | 0.28 | 0.38 | 0.55 | 0.4 | 0.24 | 0.14 | 0.32 | 1.77 | 0.94 | 0.54 | 0.41 | 0.42 | 0.34 | 0.61 | 0.46 | 0.38 | 0.35 | 0.4 | 0.26 | 1.13 | 0.61 | 0.56 | 0.27 | 0.15 | 0.04 | 0.97 | 0.41 | 0 | 0 | 0 | 0 | 20.9 | 13 | 2.3 | 1.4 | 1.4 | 1.8 | 19.3 | 6.9 | 2.4 | 1.8 | 1.6 | 1.8 | 14.3 | 16.7 | 2.2 | 4.4 | 2.2 | 2.2 | 15.6 | 14.1 | 2.4 | 1.9 | 1.1 | 1.5 | 16.8 | 6.1 | 2.5 | 1.9 | 1.8 | 1 | 15.2 | 12.4 | 2.4 | 1.6 | 1.8 | 0.9 | 22.5 | 13.2 | 3.1 | 2 | 1.3 | 0.9 | 22 | 12.5 | 0 | 0 | 0 | 0 | 1647.8 | 831.8 | 149.6 | 93 | 94 | 121.7 | 1509.2 | 442.4 | 157.3 | 117.3 | 105.6 | 121 | 1123.2 | 1061.7 | 143.1 | 285.8 | 146.7 | 141 | 1227.7 | 887.7 | 157 | 124 | 69.7 | 96.7 | 1303.9 | 398.1 | 168.4 | 126 | 100 | 65.3 | 1199.1 | 791.9 | 160.6 | 102.5 | 117.9 | 62.8 | 1634.8 | 798.9 | 203.9 | 120.9 | 83.5 | 53.3 | 1483.4 | 800.8 | 0 | 0 | 0 | 0 | 0.09 | 0.06 | 0.02 | 0.01 | 0.01 | 0.02 | 0.09 | 0.03 | 0.02 | 0.02 | 0.01 | 0.02 | 0.06 | 0.07 | 0.02 | 0.03 | 0.01 | 0.01 | 0.06 | 0.06 | 0.02 | 0.01 | 0.01 | 0.01 | 0.1 | 0.04 | 0.02 | 0.02 | 0.02 | 0.01 | 0.06 | 0.05 | 0.02 | 0.01 | 0.02 | 0.01 | 0.13 | 0.07 | 0.02 | 0.02 | 0.01 | 0 | 0.14 | 0.05 | 0 | 0 | 0 | 0 | 0.037
| 11 | 90.4166 | 3.5343 | 0.45386 | 90.6459 | 9.0519 | 640.5653 | 0.041597 | 28.1521 | 99.4686 | 644.0996 | 0.49545 | 118.798 | 204.4 | 130.8 | 38.7 | 19.3 | 20.6 | 30 | 195.4 | 77 | 39.2 | 33.1 | 25.5 | 39 | 134.6 | 156.7 | 33.7 | 68.1 | 29 | 25.4 | 142.3 | 142.4 | 36.4 | 23.5 | 15.1 | 29.4 | 210.5 | 97.4 | 46.7 | 32.7 | 29.5 | 25.8 | 158.5 | 116.1 | 38 | 21.5 | 29.9 | 25.3 | 233.4 | 132.9 | 54.2 | 22.1 | 13.9 | 6.9 | 214.2 | 121.6 | 0 | 0 | 0 | 0 | 6 | 4.4 | 2.9 | 1.6 | 1.6 | 2.8 | 6.5 | 3.3 | 3.3 | 2.9 | 2.2 | 3.7 | 3.8 | 5.3 | 2.6 | 4.8 | 2.1 | 1.7 | 3.3 | 5 | 2.7 | 1.6 | 1 | 2.7 | 11.6 | 6.9 | 4 | 2.8 | 2.8 | 2.7 | 5.4 | 3.4 | 2.8 | 1.8 | 2.6 | 2.5 | 8.8 | 4.8 | 4.5 | 1.6 | 0.7 | 0.4 | 7.3 | 3.6 | 0 | 0 | 0 | 0 | 0.72 | 0.55 | 0.4 | 0.23 | 0.23 | 0.4 | 0.8 | 0.43 | 0.47 | 0.41 | 0.31 | 0.53 | 0.46 | 0.65 | 0.37 | 0.67 | 0.29 | 0.24 | 0.37 | 0.64 | 0.38 | 0.23 | 0.14 | 0.38 | 1.58 | 0.97 | 0.58 | 0.39 | 0.4 | 0.39 | 0.68 | 0.4 | 0.39 | 0.26 | 0.37 | 0.36 | 1.17 | 0.63 | 0.63 | 0.22 | 0.1 | 0.05 | 1 | 0.43 | 0 | 0 | 0 | 0 | 22.2 | 13.7 | 2.7 | 1.2 | 1.3 | 1.5 | 20.7 | 7.5 | 2.3 | 1.9 | 1.5 | 1.9 | 14.7 | 16.4 | 2.2 | 4.9 | 2.1 | 1.9 | 16.2 | 14.8 | 2.5 | 1.7 | 1.1 | 1.6 | 18 | 6.9 | 2.7 | 1.9 | 1.8 | 1 | 16.5 | 12.6 | 2.6 | 1.3 | 1.7 | 1.1 | 24.2 | 13.9 | 3.4 | 1.6 | 1.2 | 0.9 | 23.3 | 13.2 | 0 | 0 | 0 | 0 | 1746.4 | 874.3 | 174.1 | 77.5 | 85.3 | 101.9 | 1606 | 477.3 | 154.2 | 123.9 | 98 | 128.5 | 1160.7 | 1052 | 142.6 | 319.3 | 134.6 | 123.6 | 1280.9 | 928.6 | 161.1 | 110.7 | 72.5 | 104.8 | 1394.1 | 451.7 | 173.5 | 127.3 | 97.6 | 71.5 | 1298 | 808.4 | 169.9 | 83.5 | 110.4 | 77.4 | 1749.8 | 840 | 222 | 99.4 | 79.9 | 55.9 | 1578.1 | 844.2 | 0 | 0 | 0 | 0 | 0.09 | 0.06 | 0.02 | 0.01 | 0.01 | 0.01 | 0.09 | 0.04 | 0.02 | 0.02 | 0.01 | 0.02 | 0.06 | 0.07 | 0.02 | 0.03 | 0.01 | 0.01 | 0.06 | 0.07 | 0.02 | 0.01 | 0.01 | 0.01 | 0.1 | 0.05 | 0.02 | 0.02 | 0.02 | 0.01 | 0.07 | 0.05 | 0.02 | 0.01 | 0.01 | 0.01 | 0.14 | 0.07 | 0.03 | 0.01 | 0.01 | 0 | 0.15 | 0.05 | 0 | 0 | 0 | 0 | 0.037
| 12 | 92.6337 | 3.5506 | 0.45436 | 92.8636 | 9.3364 | 660.7749 | 0.041597 | 29.0388 | 101.9701 | 664.3255 | 0.49596 | 121.9024 | 207.3 | 134 | 39.1 | 22.5 | 20.6 | 32 | 195.1 | 78.5 | 40.7 | 31.2 | 25.1 | 33.7 | 137.1 | 154.8 | 33.8 | 70.2 | 30.1 | 26.3 | 147.8 | 142.8 | 35.5 | 25.8 | 12 | 27.4 | 209.2 | 98.3 | 51.1 | 34.9 | 27.2 | 20.9 | 162.1 | 119.3 | 35.7 | 20.1 | 29.4 | 25 | 236.2 | 135.5 | 54.1 | 24.3 | 14.9 | 6.7 | 212.5 | 124.7 | 0 | 0 | 0 | 0 | 5.6 | 4.4 | 2.9 | 2 | 1.7 | 2.9 | 5.9 | 3.3 | 3.5 | 2.7 | 2.2 | 3 | 3.7 | 4.9 | 2.7 | 4.6 | 2.2 | 1.8 | 3.5 | 5 | 2.5 | 1.7 | 0.7 | 2.4 | 11.2 | 7 | 4.6 | 3.1 | 2.6 | 2.1 | 5.5 | 3.4 | 2.6 | 1.7 | 2.5 | 2.4 | 8.5 | 4.8 | 4.3 | 1.7 | 0.8 | 0.4 | 7 | 3.7 | 0 | 0 | 0 | 0 | 0.65 | 0.55 | 0.41 | 0.28 | 0.24 | 0.41 | 0.72 | 0.43 | 0.5 | 0.39 | 0.31 | 0.43 | 0.43 | 0.61 | 0.38 | 0.64 | 0.32 | 0.25 | 0.39 | 0.63 | 0.36 | 0.23 | 0.1 | 0.34 | 1.51 | 0.97 | 0.66 | 0.44 | 0.37 | 0.31 | 0.68 | 0.41 | 0.37 | 0.24 | 0.36 | 0.35 | 1.13 | 0.62 | 0.62 | 0.25 | 0.11 | 0.05 | 0.95 | 0.45 | 0 | 0 | 0 | 0 | 23 | 14.1 | 2.7 | 1.3 | 1.3 | 1.7 | 21.1 | 7.6 | 2.3 | 1.8 | 1.4 | 1.8 | 15.2 | 16.5 | 2.2 | 5.3 | 2 | 1.9 | 16.8 | 15 | 2.5 | 2 | 1 | 1.5 | 18.2 | 7 | 2.7 | 1.9 | 1.6 | 0.9 | 16.9 | 13 | 2.5 | 1.2 | 1.7 | 1.2 | 24.8 | 14.3 | 3.4 | 1.8 | 1.3 | 0.9 | 23.4 | 13.5 | 0 | 0 | 0 | 0 | 1806 | 901.7 | 174.3 | 83.6 | 84.4 | 114.5 | 1640.8 | 489.5 | 154.2 | 116 | 93.3 | 119.8 | 1199.5 | 1047.2 | 142.8 | 347 | 134.2 | 126.4 | 1324.6 | 934 | 163.1 | 127 | 61.3 | 100.9 | 1411 | 457.5 | 181 | 128.2 | 89.3 | 61 | 1332.2 | 832.3 | 161.7 | 76.7 | 112 | 79.3 | 1795.9 | 861 | 226.3 | 107.1 | 83.4 | 55 | 1594.5 | 861.7 | 0 | 0 | 0 | 0 | 0.09 | 0.06 | 0.02 | 0.01 | 0.01 | 0.02 | 0.09 | 0.04 | 0.02 | 0.02 | 0.01 | 0.02 | 0.06 | 0.07 | 0.02 | 0.03 | 0.01 | 0.01 | 0.06 | 0.07 | 0.02 | 0.01 | 0.01 | 0.01 | 0.1 | 0.05 | 0.02 | 0.02 | 0.02 | 0.01 | 0.07 | 0.05 | 0.02 | 0.01 | 0.01 | 0.01 | 0.14 | 0.08 | 0.03 | 0.01 | 0.01 | 0 | 0.15 | 0.06 | 0 | 0 | 0 | 0 | 0.038
| 13 | 93.8169 | 3.6919 | 0.47512 | 94.0566 | 9.3739 | 662.1819 | 0.041597 | 29.1183 | 103.1908 | 665.8738 | 0.51672 | 123.1749 | 205.5 | 133.4 | 43.7 | 24.9 | 21.5 | 27.5 | 188.3 | 79.4 | 40.4 | 32.3 | 29.4 | 35.2 | 141.6 | 153.6 | 34.5 | 72.9 | 29.6 | 25.1 | 151.4 | 148.8 | 37.4 | 24.5 | 12.7 | 24.7 | 203.7 | 102.1 | 44.3 | 29.6 | 26.4 | 28.7 | 166.5 | 117 | 36.1 | 19.6 | 33.1 | 23.2 | 235.6 | 140.1 | 58.2 | 24.5 | 16.3 | 7.4 | 212.5 | 128.2 | 0 | 0 | 0 | 0 | 5.4 | 4.6 | 3.2 | 2.2 | 1.8 | 2.5 | 5.2 | 3.4 | 3.4 | 2.8 | 2.6 | 3.2 | 3.7 | 4.8 | 2.8 | 4.8 | 2 | 1.7 | 3.5 | 5.4 | 2.6 | 1.6 | 0.8 | 2.1 | 10.6 | 7.3 | 3.9 | 2.4 | 2.5 | 3 | 6 | 3.2 | 2.6 | 1.6 | 2.9 | 2.4 | 8.3 | 5.2 | 4.7 | 1.8 | 0.8 | 0.3 | 7.1 | 3.7 | 0 | 0 | 0 | 0 | 0.63 | 0.57 | 0.45 | 0.32 | 0.25 | 0.36 | 0.63 | 0.44 | 0.49 | 0.4 | 0.38 | 0.46 | 0.43 | 0.59 | 0.39 | 0.67 | 0.28 | 0.24 | 0.39 | 0.7 | 0.37 | 0.22 | 0.11 | 0.3 | 1.43 | 1.02 | 0.55 | 0.34 | 0.35 | 0.44 | 0.75 | 0.38 | 0.36 | 0.22 | 0.41 | 0.34 | 1.09 | 0.69 | 0.66 | 0.25 | 0.11 | 0.04 | 0.96 | 0.44 | 0 | 0 | 0 | 0 | 23 | 13.9 | 3 | 1.4 | 1.3 | 1.4 | 20.8 | 7.7 | 2.4 | 1.8 | 1.6 | 1.9 | 15.8 | 16.5 | 2.2 | 5.5 | 2.2 | 1.8 | 17.3 | 15.5 | 2.7 | 1.9 | 1 | 1.4 | 18 | 7.2 | 2.5 | 1.8 | 1.6 | 1.1 | 17.1 | 12.9 | 2.5 | 1.2 | 1.9 | 1 | 24.9 | 14.5 | 3.7 | 1.8 | 1.5 | 0.9 | 23.2 | 14 | 0 | 0 | 0 | 0 | 1794.1 | 890.3 | 195.8 | 90.8 | 86 | 95.6 | 1611.8 | 492.1 | 156.1 | 121.1 | 105.4 | 123.9 | 1243.6 | 1047.1 | 141.8 | 357.8 | 143.5 | 118.6 | 1361.6 | 945.9 | 173.8 | 122.2 | 65.4 | 93.7 | 1393.2 | 471 | 165.3 | 121.3 | 90.6 | 76.9 | 1345 | 824.1 | 165.9 | 79.4 | 123.6 | 67.1 | 1810.9 | 876.3 | 243.5 | 107.7 | 93.9 | 58.4 | 1590.2 | 892.3 | 0 | 0 | 0 | 0 | 0.09 | 0.06 | 0.02 | 0.01 | 0.01 | 0.01 | 0.09 | 0.04 | 0.02 | 0.02 | 0.01 | 0.02 | 0.06 | 0.07 | 0.02 | 0.03 | 0.01 | 0.01 | 0.07 | 0.08 | 0.02 | 0.01 | 0.01 | 0.01 | 0.09 | 0.05 | 0.02 | 0.01 | 0.02 | 0.01 | 0.07 | 0.05 | 0.02 | 0.01 | 0.02 | 0.01 | 0.14 | 0.08 | 0.03 | 0.01 | 0.01 | 0 | 0.14 | 0.06 | 0 | 0 | 0 | 0 | 0.039
| 14 | 93.1904 | 3.6068 | 0.46357 | 93.4244 | 9.3744 | 658.9899 | 0.041597 | 29.0236 | 102.5648 | 662.5967 | 0.50517 | 122.4481 | 205.3 | 135.6 | 39.8 | 23 | 23.3 | 35.4 | 188.4 | 76.5 | 40.7 | 32 | 29.9 | 37.8 | 142.3 | 151.9 | 38.5 | 73.5 | 31.2 | 28.2 | 153.3 | 145.8 | 40.4 | 29.9 | 13.2 | 30.7 | 196 | 95.6 | 43 | 36.5 | 31.6 | 32.5 | 172.9 | 115.1 | 34.4 | 21.6 | 28 | 18.3 | 233 | 138.2 | 56.5 | 26.7 | 19.4 | 8 | 206.9 | 133.5 | 0 | 0 | 0 | 0 | 5.5 | 4.6 | 3 | 1.9 | 1.9 | 3.3 | 5.6 | 3.5 | 3.5 | 2.8 | 2.6 | 3.4 | 3.7 | 4.8 | 3 | 4.8 | 2.1 | 2.1 | 3.6 | 5 | 2.9 | 2.1 | 0.8 | 2.8 | 10.1 | 6.8 | 3.6 | 3.2 | 2.9 | 3.3 | 6.4 | 3.1 | 2.6 | 1.8 | 2.4 | 1.8 | 8.2 | 5.1 | 4.6 | 1.9 | 1 | 0.3 | 6.9 | 4.1 | 0 | 0 | 0 | 0 | 0.64 | 0.58 | 0.42 | 0.27 | 0.27 | 0.47 | 0.68 | 0.46 | 0.5 | 0.4 | 0.37 | 0.48 | 0.43 | 0.59 | 0.42 | 0.66 | 0.3 | 0.3 | 0.4 | 0.65 | 0.4 | 0.3 | 0.11 | 0.4 | 1.36 | 0.95 | 0.52 | 0.45 | 0.42 | 0.47 | 0.82 | 0.37 | 0.36 | 0.25 | 0.34 | 0.25 | 1.08 | 0.68 | 0.65 | 0.27 | 0.13 | 0.04 | 0.93 | 0.51 | 0 | 0 | 0 | 0 | 22.9 | 14.2 | 2.7 | 1.4 | 1.4 | 1.8 | 20.6 | 7.2 | 2.3 | 1.8 | 1.7 | 2.1 | 15.9 | 16.2 | 2.5 | 5.6 | 2.3 | 1.9 | 17.5 | 15.4 | 2.9 | 2.1 | 1.1 | 1.6 | 17.4 | 6.8 | 2.5 | 2.1 | 1.9 | 1.4 | 17.5 | 12.8 | 2.3 | 1.3 | 1.6 | 0.9 | 24.6 | 14.3 | 3.5 | 1.9 | 1.7 | 1 | 22.6 | 14.3 | 0 | 0 | 0 | 0 | 1784.2 | 902.9 | 174.1 | 90.1 | 93.1 | 121.1 | 1580.4 | 462 | 155.2 | 119 | 113.6 | 136.8 | 1250.6 | 1031.4 | 162.8 | 365.9 | 149.6 | 124 | 1374.8 | 939.3 | 187.2 | 137 | 67.4 | 106.4 | 1350.9 | 444.6 | 167.3 | 135.8 | 109 | 98 | 1377.5 | 812.9 | 153.6 | 86.7 | 107.2 | 58.9 | 1789.8 | 863.7 | 233.9 | 117.9 | 111.7 | 62.4 | 1555.1 | 911.4 | 0 | 0 | 0 | 0 | 0.09 | 0.06 | 0.02 | 0.01 | 0.01 | 0.02 | 0.09 | 0.04 | 0.02 | 0.02 | 0.01 | 0.02 | 0.06 | 0.07 | 0.02 | 0.03 | 0.01 | 0.01 | 0.07 | 0.08 | 0.02 | 0.01 | 0.01 | 0.01 | 0.09 | 0.04 | 0.02 | 0.02 | 0.02 | 0.02 | 0.08 | 0.05 | 0.02 | 0.01 | 0.01 | 0.01 | 0.13 | 0.08 | 0.03 | 0.02 | 0.01 | 0 | 0.14 | 0.06 | 0 | 0 | 0 | 0 | 0.039
| 15 | 94.7983 | 3.7403 | 0.48073 | 95.041 | 9.483 | 667.3782 | 0.041597 | 29.3822 | 104.2813 | 671.1185 | 0.52232 | 124.4232 | 206 | 133.6 | 41.9 | 28.9 | 27.1 | 33.4 | 185.6 | 76.7 | 45.3 | 37.1 | 31.3 | 39.9 | 145.7 | 151 | 45.4 | 81.7 | 38.9 | 29.1 | 157.2 | 141.6 | 42.5 | 31.2 | 13.9 | 24.1 | 183.2 | 106.6 | 48.7 | 39.8 | 35 | 35.7 | 177.2 | 115.1 | 46 | 27.8 | 35.6 | 30.5 | 232.5 | 141.4 | 52.8 | 31.3 | 23.6 | 9.7 | 195.6 | 133.6 | 0 | 0 | 0 | 0 | 5.5 | 4.4 | 3.2 | 2.5 | 2.1 | 3.1 | 5.5 | 3.5 | 4 | 3.2 | 2.5 | 3.2 | 3.7 | 4.7 | 3.5 | 5.4 | 2.7 | 2 | 3.8 | 5.1 | 3.1 | 2.1 | 0.8 | 2 | 9.1 | 8.1 | 4.1 | 3.4 | 3.3 | 3.1 | 6.4 | 3.2 | 3.6 | 2.3 | 3 | 3 | 8.2 | 5.2 | 4.2 | 2.2 | 0.8 | 0.3 | 6.2 | 4.1 | 0 | 0 | 0 | 0 | 0.64 | 0.55 | 0.45 | 0.35 | 0.29 | 0.44 | 0.68 | 0.47 | 0.56 | 0.45 | 0.35 | 0.46 | 0.43 | 0.57 | 0.49 | 0.75 | 0.37 | 0.29 | 0.42 | 0.66 | 0.43 | 0.29 | 0.12 | 0.29 | 1.21 | 1.13 | 0.59 | 0.48 | 0.47 | 0.45 | 0.8 | 0.38 | 0.5 | 0.33 | 0.43 | 0.43 | 1.08 | 0.68 | 0.59 | 0.31 | 0.1 | 0.04 | 0.84 | 0.5 | 0 | 0 | 0 | 0 | 23 | 14.1 | 2.8 | 1.7 | 1.8 | 1.8 | 20.3 | 7.2 | 2.6 | 2.1 | 2 | 2.5 | 16.3 | 16.2 | 3 | 6.2 | 2.9 | 2.1 | 17.9 | 14.8 | 2.9 | 2.3 | 1.1 | 1.4 | 16.6 | 7.1 | 2.8 | 2.3 | 2.1 | 2 | 18.2 | 12.7 | 3 | 1.7 | 2.1 | 1.4 | 24.5 | 14.7 | 3.4 | 2.3 | 2.5 | 1.2 | 21.6 | 14.4 | 0 | 0 | 0 | 0 | 1792 | 898.9 | 181.8 | 110.5 | 117.8 | 117.4 | 1553.9 | 457.1 | 169.1 | 141.1 | 130.7 | 163.1 | 1286.7 | 1031.1 | 194.4 | 401.4 | 186.4 | 136.1 | 1403 | 898.2 | 192.9 | 151.5 | 71.1 | 95 | 1287.7 | 467.7 | 187.9 | 153.2 | 120.3 | 132.5 | 1430.2 | 805.9 | 196.3 | 108.9 | 136.5 | 97.3 | 1784 | 890.8 | 223.8 | 144.3 | 158.8 | 75.6 | 1491.3 | 916.9 | 0 | 0 | 0 | 0 | 0.09 | 0.06 | 0.02 | 0.01 | 0.01 | 0.02 | 0.09 | 0.04 | 0.02 | 0.02 | 0.01 | 0.02 | 0.06 | 0.07 | 0.02 | 0.04 | 0.02 | 0.01 | 0.07 | 0.08 | 0.02 | 0.01 | 0.01 | 0.01 | 0.08 | 0.05 | 0.02 | 0.02 | 0.02 | 0.02 | 0.08 | 0.05 | 0.02 | 0.01 | 0.02 | 0.01 | 0.13 | 0.08 | 0.03 | 0.02 | 0.01 | 0.01 | 0.13 | 0.06 | 0 | 0 | 0 | 0 | 0.039
| 16 | 112.7162 | 4.5847 | 0.59739 | 113.0159 | 11.1595 | 771.2267 | 0.053695 | 34.1567 | 123.8757 | 775.8114 | 0.65109 | 147.1726 | 209.6 | 152 | 61 | 55.1 | 52 | 57.6 | 179.1 | 102.4 | 80.7 | 62.3 | 60.2 | 79 | 171.1 | 152.2 | 90.7 | 118.1 | 70 | 60.7 | 177.3 | 157.7 | 79.7 | 58 | 29.7 | 43.4 | 173.4 | 133.1 | 64.5 | 65.6 | 66.2 | 52.5 | 200.2 | 120.3 | 79 | 58.5 | 68.5 | 45 | 242 | 161.9 | 82.9 | 58.1 | 45.4 | 23.4 | 201 | 152.6 | 0 | 0 | 0 | 0 | 5.5 | 5 | 4.1 | 4.2 | 3.4 | 3.9 | 4.7 | 4.3 | 6.2 | 4.9 | 4.3 | 5.3 | 4.7 | 4.9 | 5.6 | 6.8 | 3.5 | 3.3 | 4.1 | 5.3 | 4.9 | 3 | 1.7 | 3 | 7.8 | 9.1 | 4.7 | 4.8 | 5.4 | 3.7 | 7 | 3.4 | 4.6 | 3.1 | 4 | 3 | 8.1 | 5.9 | 6.3 | 3.3 | 1.5 | 0.9 | 6.4 | 4.8 | 0 | 0 | 0 | 0 | 0.64 | 0.63 | 0.57 | 0.59 | 0.48 | 0.55 | 0.56 | 0.57 | 0.88 | 0.69 | 0.61 | 0.73 | 0.55 | 0.6 | 0.77 | 0.92 | 0.48 | 0.45 | 0.46 | 0.7 | 0.67 | 0.4 | 0.24 | 0.42 | 1.03 | 1.26 | 0.66 | 0.67 | 0.76 | 0.52 | 0.87 | 0.4 | 0.63 | 0.42 | 0.56 | 0.42 | 1.06 | 0.78 | 0.88 | 0.46 | 0.19 | 0.11 | 0.86 | 0.59 | 0 | 0 | 0 | 0 | 23.5 | 16.1 | 4.6 | 3.7 | 3.9 | 4.3 | 20.1 | 10 | 5.3 | 4 | 4.2 | 5.9 | 18.9 | 16.2 | 7.2 | 9.8 | 6.3 | 5.2 | 20.3 | 16.9 | 6.4 | 5.1 | 2.5 | 3.1 | 16.4 | 9.8 | 4.5 | 4.6 | 4.4 | 3.7 | 20.8 | 13.3 | 6.6 | 5.2 | 5.7 | 3.3 | 26 | 16.9 | 5.6 | 4.9 | 4.8 | 2.9 | 22.2 | 16.3 | 0 | 0 | 0 | 0 | 1829 | 1011 | 294.3 | 240.9 | 255.4 | 276.5 | 1539.5 | 628 | 345.8 | 261.5 | 275.4 | 383.8 | 1484.5 | 1027.5 | 464.1 | 637.9 | 401.9 | 337 | 1592.7 | 1004.7 | 412.3 | 330.6 | 156.5 | 204.1 | 1274.5 | 637.6 | 292.7 | 297.6 | 269.6 | 245.3 | 1627.4 | 836 | 413.8 | 328.8 | 358.7 | 217.7 | 1877.8 | 1012.8 | 366.7 | 309 | 307.3 | 184.1 | 1528.4 | 1036.1 | 0 | 0 | 0 | 0 | 0.1 | 0.07 | 0.03 | 0.03 | 0.02 | 0.03 | 0.09 | 0.05 | 0.04 | 0.03 | 0.03 | 0.04 | 0.08 | 0.07 | 0.04 | 0.05 | 0.03 | 0.03 | 0.08 | 0.09 | 0.04 | 0.03 | 0.01 | 0.02 | 0.08 | 0.06 | 0.03 | 0.03 | 0.04 | 0.02 | 0.09 | 0.06 | 0.04 | 0.03 | 0.03 | 0.02 | 0.14 | 0.09 | 0.04 | 0.03 | 0.02 | 0.01 | 0.14 | 0.07 | 0 | 0 | 0 | 0 | 0.039
| 17 | 152.554 | 5.5828 | 0.7086 | 152.9138 | 15.691 | 1061.0779 | 0.070695 | 47.3304 | 168.245 | 1066.6607 | 0.77929 | 200.2442 | 220.7 | 186.5 | 117.2 | 100.4 | 115.2 | 136.1 | 162.3 | 151.2 | 139.5 | 123.2 | 102.9 | 145.4 | 236.2 | 142 | 185.4 | 184.7 | 131 | 128 | 235.6 | 180.2 | 167.9 | 131.6 | 45.1 | 101.6 | 162.1 | 183.3 | 80.3 | 127.1 | 131.7 | 95.4 | 245.8 | 125.5 | 152.2 | 129.7 | 135.5 | 104.5 | 257.1 | 200.4 | 141.8 | 103 | 100.8 | 48.6 | 201 | 198.1 | 0 | 0 | 0 | 0 | 5.3 | 5.3 | 6 | 5.8 | 5.4 | 6.3 | 3.9 | 5.6 | 8.6 | 7 | 5.7 | 6.9 | 6.6 | 4.5 | 9.1 | 8.5 | 5.6 | 5.7 | 5.3 | 5.5 | 7.5 | 5.1 | 2.4 | 5.5 | 5.4 | 9.7 | 4 | 6.9 | 7.6 | 4.6 | 7.8 | 3.5 | 7.3 | 5.3 | 6.2 | 5.1 | 8.4 | 6.4 | 8 | 5.2 | 2.7 | 1.2 | 6.3 | 5.6 | 0 | 0 | 0 | 0 | 0.6 | 0.63 | 0.81 | 0.79 | 0.72 | 0.84 | 0.45 | 0.72 | 1.19 | 0.96 | 0.78 | 0.92 | 0.79 | 0.55 | 1.22 | 1.13 | 0.73 | 0.75 | 0.6 | 0.69 | 1.01 | 0.67 | 0.33 | 0.74 | 0.67 | 1.32 | 0.55 | 0.94 | 1.03 | 0.61 | 0.96 | 0.42 | 0.97 | 0.69 | 0.83 | 0.69 | 1.1 | 0.81 | 1.1 | 0.71 | 0.31 | 0.13 | 0.85 | 0.67 | 0 | 0 | 0 | 0 | 25.2 | 20.6 | 10.5 | 8.4 | 10.7 | 12.7 | 18.6 | 15.6 | 11.1 | 10.4 | 8.7 | 13.4 | 26.2 | 15.2 | 16.9 | 17.3 | 12.7 | 12.1 | 27.3 | 19.7 | 16.1 | 13.3 | 4 | 8.8 | 17 | 16 | 7.3 | 10.9 | 11.3 | 8.8 | 26.4 | 14 | 14.1 | 12.8 | 12.7 | 9.5 | 28 | 21.7 | 12 | 9.4 | 11.2 | 5.9 | 22.5 | 21.8 | 0 | 0 | 0 | 0 | 1958 | 1292.4 | 671.1 | 534.8 | 684.5 | 815.3 | 1428.4 | 961.1 | 715.1 | 661 | 561.7 | 862.2 | 2009 | 958.6 | 1078.7 | 1106.9 | 811.4 | 779.9 | 2101.3 | 1199.2 | 996.1 | 824.8 | 250.1 | 567.1 | 1331.4 | 1026.8 | 457.4 | 706 | 710.2 | 563.2 | 2031.1 | 863.9 | 895.9 | 812.2 | 811.2 | 611 | 1994.7 | 1317.3 | 769.8 | 577.2 | 716.9 | 371.2 | 1516.5 | 1377.6 | 0 | 0 | 0 | 0 | 0.1 | 0.09 | 0.05 | 0.05 | 0.05 | 0.06 | 0.08 | 0.08 | 0.07 | 0.06 | 0.05 | 0.07 | 0.12 | 0.07 | 0.09 | 0.09 | 0.06 | 0.06 | 0.11 | 0.1 | 0.09 | 0.07 | 0.02 | 0.05 | 0.07 | 0.09 | 0.04 | 0.06 | 0.07 | 0.04 | 0.12 | 0.06 | 0.07 | 0.06 | 0.06 | 0.05 | 0.16 | 0.11 | 0.07 | 0.05 | 0.04 | 0.02 | 0.14 | 0.09 | 0 | 0 | 0 | 0 | 0.039
| 18 | 177.1026 | 5.7227 | 0.71039 | 177.4671 | 18.7831 | 1264.3773 | 0.083172 | 56.4843 | 195.8858 | 1270.1 | 0.79356 | 233.9514 | 221.7 | 196.4 | 154.7 | 141.2 | 165.9 | 194.6 | 149.3 | 167.3 | 185 | 164.7 | 122.6 | 202.8 | 294.3 | 126 | 241.9 | 213.8 | 170.1 | 198 | 284.8 | 168.3 | 220.4 | 179.8 | 69 | 150.9 | 156.3 | 212.4 | 97.8 | 174 | 190.6 | 120.2 | 282.1 | 115.1 | 189 | 192.1 | 189.6 | 184.8 | 259.6 | 221 | 179.4 | 142 | 136.9 | 70.6 | 190.2 | 213.2 | 0 | 0 | 0 | 0 | 5.3 | 5.3 | 5.9 | 6.4 | 5.9 | 7.6 | 3.7 | 5.4 | 8.8 | 7.6 | 5.7 | 8 | 8.2 | 3.6 | 9.8 | 9 | 6.8 | 7.8 | 6.7 | 4.6 | 8.1 | 6 | 3.1 | 6.1 | 4.7 | 10.2 | 3.7 | 7.5 | 8.2 | 4.9 | 8.2 | 3.3 | 7.2 | 6.8 | 7.6 | 8.3 | 8.5 | 6.8 | 8 | 6.2 | 3.5 | 1.7 | 5.9 | 5.7 | 0 | 0 | 0 | 0 | 0.61 | 0.62 | 0.76 | 0.85 | 0.75 | 0.97 | 0.42 | 0.66 | 1.17 | 1.01 | 0.75 | 1.03 | 1.02 | 0.42 | 1.27 | 1.17 | 0.88 | 1 | 0.8 | 0.54 | 1.03 | 0.75 | 0.41 | 0.79 | 0.57 | 1.35 | 0.47 | 0.98 | 1.07 | 0.64 | 1.01 | 0.4 | 0.92 | 0.86 | 0.98 | 1.09 | 1.12 | 0.84 | 1.05 | 0.82 | 0.4 | 0.19 | 0.81 | 0.67 | 0 | 0 | 0 | 0 | 25.3 | 21.8 | 15.5 | 13.3 | 17.1 | 19.5 | 17 | 17.8 | 17 | 15.4 | 11.4 | 20.2 | 33 | 13.9 | 23.9 | 20.8 | 16.8 | 19.7 | 33 | 18.7 | 22.6 | 18.9 | 6.6 | 14.8 | 16.9 | 19.5 | 9.9 | 16.7 | 18.7 | 11.8 | 31.2 | 12.7 | 19.2 | 19.9 | 18.8 | 17.5 | 28.3 | 24 | 17.1 | 13.7 | 15.4 | 8.5 | 21.4 | 23.7 | 0 | 0 | 0 | 0 | 1954.1 | 1387.2 | 995.1 | 854.9 | 1093.2 | 1248.2 | 1309.7 | 1133.4 | 1095.9 | 988.6 | 734.7 | 1293.7 | 2442.6 | 876.9 | 1526.3 | 1334.2 | 1080.4 | 1266.6 | 2459.8 | 1182.4 | 1430.5 | 1200.1 | 411.9 | 953.3 | 1320.9 | 1256.7 | 633.6 | 1075.3 | 1181.3 | 752.2 | 2346.8 | 790.7 | 1212.2 | 1263.1 | 1202.7 | 1123.2 | 2007 | 1489.9 | 1095.4 | 864.3 | 980.9 | 528.4 | 1417.9 | 1505.9 | 0 | 0 | 0 | 0 | 0.11 | 0.09 | 0.07 | 0.07 | 0.07 | 0.09 | 0.07 | 0.08 | 0.08 | 0.08 | 0.06 | 0.09 | 0.16 | 0.06 | 0.11 | 0.1 | 0.08 | 0.09 | 0.15 | 0.08 | 0.1 | 0.08 | 0.03 | 0.07 | 0.07 | 0.1 | 0.04 | 0.08 | 0.09 | 0.06 | 0.15 | 0.06 | 0.09 | 0.09 | 0.09 | 0.08 | 0.16 | 0.11 | 0.08 | 0.07 | 0.06 | 0.04 | 0.14 | 0.1 | 0 | 0 | 0 | 0 | 0.039
| 19 | 160.38 | 5.6944 | 0.71788 | 160.7457 | 16.5951 | 1123.5447 | 0.073939 | 50.0969 | 176.9751 | 1129.2391 | 0.79182 | 210.8426 | 213.6 | 170.3 | 138.2 | 129 | 149.4 | 181.8 | 138.3 | 138.4 | 160.6 | 143.9 | 110.2 | 190.2 | 296.5 | 115.5 | 215.1 | 185.4 | 149.1 | 192.9 | 289.1 | 135 | 197.6 | 150.1 | 64.8 | 132.5 | 137 | 181.9 | 77.3 | 160 | 178 | 95 | 292.3 | 85 | 156.9 | 161.1 | 170.9 | 182.3 | 251.2 | 195.1 | 163 | 130.3 | 115.9 | 66.4 | 179.3 | 187.8 | 0 | 0 | 0 | 0 | 5.2 | 4.6 | 6.5 | 6.6 | 5.9 | 7.6 | 3.3 | 4.8 | 8.7 | 7.5 | 5.5 | 8 | 8 | 3.5 | 9.6 | 8.9 | 6.6 | 7.8 | 6.9 | 4.2 | 8.2 | 5.5 | 3 | 5.7 | 4.5 | 10 | 3.8 | 8.4 | 8.7 | 4.2 | 9.2 | 2.2 | 6.6 | 6.2 | 7.3 | 8.8 | 8.3 | 6 | 8.3 | 6.4 | 3 | 1.6 | 5.6 | 5.1 | 0 | 0 | 0 | 0 | 0.59 | 0.54 | 0.87 | 0.88 | 0.76 | 0.98 | 0.37 | 0.61 | 1.18 | 1.02 | 0.74 | 1.04 | 0.97 | 0.43 | 1.27 | 1.18 | 0.87 | 1.01 | 0.79 | 0.51 | 1.08 | 0.7 | 0.4 | 0.75 | 0.56 | 1.35 | 0.51 | 1.13 | 1.16 | 0.55 | 1.14 | 0.26 | 0.86 | 0.8 | 0.96 | 1.17 | 1.08 | 0.75 | 1.12 | 0.86 | 0.35 | 0.18 | 0.75 | 0.6 | 0 | 0 | 0 | 0 | 24.3 | 18.9 | 12.8 | 11.6 | 14.9 | 17.7 | 15.8 | 14.4 | 13.9 | 12.7 | 9.9 | 18.5 | 33.3 | 12.5 | 20.4 | 17.1 | 14.2 | 19 | 33.2 | 14.6 | 19.4 | 15.4 | 6.1 | 12.7 | 14.4 | 15.6 | 7 | 14.1 | 16.6 | 9 | 31.5 | 9.6 | 15.3 | 16.2 | 16.5 | 16.7 | 27.2 | 21.2 | 14.6 | 12 | 12.9 | 8 | 20.1 | 20.8 | 0 | 0 | 0 | 0 | 1897.9 | 1202.6 | 818.1 | 738.5 | 953.3 | 1139.4 | 1235.7 | 912.9 | 890.8 | 812.3 | 635.4 | 1187 | 2515.2 | 792.1 | 1309.2 | 1096.1 | 913.1 | 1220.1 | 2537.8 | 916.8 | 1226.4 | 976.1 | 383.7 | 819 | 1134.3 | 1007 | 452.5 | 907.8 | 1046.8 | 582.2 | 2404.8 | 599.4 | 972.7 | 1030.8 | 1056 | 1075.1 | 1956.3 | 1304.8 | 934.2 | 751.8 | 827.3 | 497.7 | 1357.4 | 1323.7 | 0 | 0 | 0 | 0 | 0.1 | 0.08 | 0.06 | 0.06 | 0.07 | 0.08 | 0.06 | 0.06 | 0.08 | 0.07 | 0.05 | 0.09 | 0.15 | 0.05 | 0.1 | 0.09 | 0.07 | 0.09 | 0.14 | 0.06 | 0.09 | 0.07 | 0.03 | 0.06 | 0.06 | 0.08 | 0.04 | 0.07 | 0.09 | 0.04 | 0.15 | 0.04 | 0.07 | 0.08 | 0.08 | 0.08 | 0.15 | 0.1 | 0.08 | 0.07 | 0.05 | 0.03 | 0.13 | 0.09 | 0 | 0 | 0 | 0 | 0.038
| 20 | 134.5541 | 5.3345 | 0.69097 | 134.9017 | 13.4169 | 912.1529 | 0.063939 | 40.6165 | 147.971 | 917.4874 | 0.75491 | 175.5182 | 200.2 | 141.4 | 102.5 | 108.1 | 122.2 | 160.5 | 120.9 | 115.7 | 133.3 | 121.8 | 92.5 | 156.2 | 282.9 | 101.1 | 190.3 | 163.9 | 136.8 | 183.5 | 266.4 | 108.3 | 167 | 115.9 | 60.9 | 104.6 | 113.3 | 154.2 | 60 | 123.3 | 146.8 | 86 | 280.6 | 65.1 | 134.2 | 136.4 | 149.3 | 167.9 | 236.3 | 172 | 130.2 | 117.4 | 92.1 | 50.2 | 160.3 | 163.5 | 0 | 0 | 0 | 0 | 5.5 | 4 | 5.9 | 6.3 | 5.4 | 7.4 | 2.8 | 4.8 | 8.9 | 7.3 | 4.9 | 7.3 | 9 | 2.9 | 10.2 | 8.9 | 6.6 | 7.7 | 6.3 | 3.6 | 8.5 | 5 | 3 | 5.4 | 4.8 | 9.3 | 3.7 | 7.3 | 8.9 | 4 | 9.5 | 1.6 | 6.9 | 6 | 7.2 | 8.3 | 8.4 | 5.8 | 8.2 | 6.3 | 2.6 | 1.3 | 4.9 | 4.8 | 0 | 0 | 0 | 0 | 0.65 | 0.48 | 0.81 | 0.87 | 0.7 | 0.98 | 0.31 | 0.64 | 1.24 | 1.01 | 0.66 | 0.98 | 1.12 | 0.34 | 1.38 | 1.2 | 0.88 | 1 | 0.72 | 0.46 | 1.16 | 0.66 | 0.4 | 0.73 | 0.63 | 1.28 | 0.51 | 1.01 | 1.22 | 0.53 | 1.18 | 0.18 | 0.94 | 0.79 | 0.95 | 1.11 | 1.1 | 0.75 | 1.13 | 0.86 | 0.31 | 0.15 | 0.66 | 0.58 | 0 | 0 | 0 | 0 | 22.1 | 15.6 | 8.6 | 8.9 | 11.7 | 15 | 13.9 | 11.5 | 10.1 | 9.9 | 8.1 | 14.5 | 30.2 | 11.1 | 16.6 | 14.2 | 12.5 | 17.8 | 30.5 | 11.6 | 15.1 | 11.2 | 5.6 | 9.3 | 11 | 12.5 | 4.8 | 10 | 12.2 | 8 | 29.5 | 7.4 | 12 | 13.1 | 13.8 | 15.2 | 25 | 18.3 | 10.3 | 10.3 | 10.1 | 6.1 | 18.1 | 17.8 | 0 | 0 | 0 | 0 | 1731.2 | 977.6 | 545.3 | 573.8 | 749.2 | 963.2 | 1087.9 | 702.9 | 641.8 | 635 | 520.1 | 931 | 2341.2 | 707.5 | 1056.4 | 909.4 | 805.4 | 1147.3 | 2358.9 | 702.3 | 931.4 | 707.2 | 351.1 | 597 | 857.1 | 803 | 308.1 | 650.2 | 767.9 | 516.6 | 2290.1 | 467.8 | 751.9 | 829.5 | 880.2 | 978.7 | 1810.9 | 1110.6 | 657.8 | 646.9 | 645.2 | 383.2 | 1212.1 | 1128 | 0 | 0 | 0 | 0 | 0.09 | 0.07 | 0.05 | 0.05 | 0.06 | 0.07 | 0.05 | 0.06 | 0.07 | 0.06 | 0.04 | 0.07 | 0.13 | 0.05 | 0.09 | 0.08 | 0.06 | 0.08 | 0.13 | 0.06 | 0.09 | 0.06 | 0.03 | 0.05 | 0.05 | 0.07 | 0.03 | 0.06 | 0.08 | 0.04 | 0.13 | 0.03 | 0.07 | 0.06 | 0.07 | 0.08 | 0.14 | 0.09 | 0.06 | 0.06 | 0.04 | 0.02 | 0.12 | 0.08 | 0 | 0 | 0 | 0 | 0.037
| 21 | 120.3283 | 5.2414 | 0.68551 | 120.6716 | 11.5596 | 795.2303 | 0.056037 | 35.2728 | 131.8879 | 800.4717 | 0.74155 | 155.9444 | 182.5 | 120.6 | 89.7 | 103.8 | 109 | 140.8 | 107.3 | 92.3 | 119.6 | 116.8 | 88.4 | 141 | 260 | 108.5 | 178.6 | 149.6 | 127.1 | 181.9 | 248.3 | 83.5 | 137.3 | 94.3 | 58.4 | 90.2 | 110 | 144.1 | 53.6 | 115.7 | 135.9 | 82.5 | 267 | 62.8 | 111.5 | 113.7 | 137.4 | 167 | 220 | 144.8 | 109.1 | 111.8 | 80.5 | 45.3 | 147.7 | 140.4 | 0 | 0 | 0 | 0 | 5.1 | 3.8 | 5.8 | 6.6 | 5.4 | 6.9 | 2.8 | 4.1 | 8.8 | 7.7 | 5.2 | 7.4 | 8.4 | 2.9 | 10.5 | 9.1 | 6.7 | 7.8 | 6 | 2.9 | 8 | 4.7 | 3 | 5.5 | 5.7 | 10.2 | 3.4 | 7.4 | 8.6 | 3.9 | 10 | 1.8 | 6.8 | 5.7 | 7.3 | 8.8 | 8.1 | 5 | 8 | 6.1 | 2.5 | 1.3 | 4.8 | 4.4 | 0 | 0 | 0 | 0 | 0.6 | 0.46 | 0.8 | 0.92 | 0.72 | 0.92 | 0.33 | 0.54 | 1.23 | 1.07 | 0.71 | 0.99 | 1.04 | 0.34 | 1.44 | 1.25 | 0.9 | 1.02 | 0.68 | 0.37 | 1.11 | 0.64 | 0.41 | 0.76 | 0.76 | 1.43 | 0.47 | 1.02 | 1.19 | 0.52 | 1.27 | 0.21 | 0.94 | 0.76 | 0.98 | 1.2 | 1.08 | 0.65 | 1.12 | 0.84 | 0.3 | 0.14 | 0.65 | 0.53 | 0 | 0 | 0 | 0 | 20.1 | 12.9 | 6.9 | 8.1 | 9.9 | 12.8 | 12 | 8.9 | 8.3 | 8.9 | 7.3 | 12.4 | 27.5 | 12.1 | 14.6 | 12 | 11.1 | 17.5 | 28.2 | 8.8 | 11.5 | 8.5 | 5.2 | 7.2 | 9.7 | 10.2 | 4.2 | 9 | 11 | 7.6 | 27.1 | 6.9 | 9 | 10.3 | 12 | 14.6 | 22.9 | 15.3 | 7.6 | 9.7 | 8.6 | 5.5 | 16.5 | 15 | 0 | 0 | 0 | 0 | 1580.4 | 822.5 | 445.1 | 518.8 | 633.4 | 822.9 | 933.9 | 553.7 | 535.6 | 567.9 | 469.5 | 798.2 | 2163.6 | 766 | 943.7 | 775.3 | 719.3 | 1126.5 | 2208.2 | 544.6 | 716.4 | 535.6 | 324.8 | 467.8 | 756.3 | 663.9 | 269.4 | 582.5 | 690.3 | 490.4 | 2119.8 | 441.3 | 568.1 | 652.7 | 771.5 | 940.2 | 1662.3 | 933.9 | 491.3 | 604.3 | 553.3 | 348.3 | 1087.8 | 961.3 | 0 | 0 | 0 | 0 | 0.08 | 0.06 | 0.04 | 0.05 | 0.05 | 0.06 | 0.05 | 0.05 | 0.06 | 0.06 | 0.04 | 0.07 | 0.12 | 0.05 | 0.08 | 0.07 | 0.06 | 0.08 | 0.11 | 0.04 | 0.07 | 0.05 | 0.03 | 0.04 | 0.05 | 0.07 | 0.03 | 0.05 | 0.07 | 0.04 | 0.12 | 0.03 | 0.06 | 0.06 | 0.06 | 0.08 | 0.13 | 0.08 | 0.05 | 0.06 | 0.04 | 0.02 | 0.11 | 0.06 | 0 | 0 | 0 | 0 | 0.035
| 22 | 112.8415 | 4.8135 | 0.62852 | 113.1565 | 10.9274 | 753.5029 | 0.053218 | 33.3963 | 123.7688 | 758.3164 | 0.68174 | 146.5528 | 172.3 | 107.5 | 82.9 | 103.6 | 106.7 | 135.4 | 106 | 91.4 | 118.5 | 116.2 | 91.1 | 132.9 | 248.6 | 107.7 | 158.6 | 135.2 | 132 | 184.1 | 233.6 | 78.9 | 118.1 | 85.5 | 70.2 | 87.6 | 106.1 | 134.3 | 50.3 | 110.7 | 131.4 | 77.3 | 245.6 | 62.7 | 104.5 | 105.1 | 131.4 | 171.9 | 204.6 | 133.9 | 102.2 | 112.1 | 73.3 | 45.1 | 142.9 | 126 | 0 | 0 | 0 | 0 | 4.6 | 3.2 | 5.5 | 6.2 | 5.3 | 7.1 | 2.7 | 4.1 | 8.7 | 7.8 | 5.2 | 7 | 8.4 | 2.9 | 10.3 | 8.5 | 7.2 | 8.3 | 5.7 | 2.6 | 7.4 | 4.4 | 3.6 | 5.5 | 5.3 | 10.4 | 3.1 | 7.2 | 8.2 | 3.6 | 9.1 | 1.7 | 6.4 | 5.5 | 7.1 | 9.3 | 7.1 | 4.6 | 7.4 | 6.1 | 2.4 | 1.2 | 4.7 | 3.8 | 0 | 0 | 0 | 0 | 0.54 | 0.39 | 0.76 | 0.85 | 0.7 | 0.96 | 0.31 | 0.55 | 1.22 | 1.09 | 0.71 | 0.94 | 1.05 | 0.34 | 1.43 | 1.18 | 0.98 | 1.09 | 0.64 | 0.33 | 1.03 | 0.6 | 0.48 | 0.77 | 0.71 | 1.46 | 0.43 | 1 | 1.12 | 0.47 | 1.15 | 0.2 | 0.89 | 0.75 | 0.97 | 1.26 | 0.94 | 0.59 | 1.04 | 0.83 | 0.29 | 0.14 | 0.65 | 0.47 | 0 | 0 | 0 | 0 | 19.1 | 11.6 | 6.3 | 8.5 | 9.7 | 11.9 | 11.9 | 8.6 | 8.2 | 8.7 | 7.6 | 11.7 | 26 | 12 | 12.1 | 10.6 | 11.4 | 17.4 | 26.5 | 8.4 | 9.3 | 7.7 | 6.3 | 6.8 | 9.5 | 8.8 | 4 | 8.4 | 10.8 | 7.2 | 25 | 6.9 | 8.4 | 9.3 | 11.4 | 14.9 | 21.8 | 14.2 | 7.1 | 9.8 | 7.8 | 5.5 | 15.8 | 13.6 | 0 | 0 | 0 | 0 | 1507.4 | 741.5 | 407.4 | 542.9 | 620 | 765.6 | 932.8 | 551.7 | 534.6 | 554.9 | 489.7 | 751.7 | 2042.6 | 762 | 786.6 | 685.1 | 731.2 | 1117.9 | 2081.2 | 524.3 | 591.5 | 478.4 | 395.8 | 442.8 | 743.8 | 576.4 | 257.2 | 549.2 | 676.1 | 466 | 1964.6 | 442.4 | 524.7 | 587.4 | 728.1 | 958.5 | 1571.9 | 868.8 | 465.2 | 614.9 | 498.4 | 346.5 | 1057.2 | 868.4 | 0 | 0 | 0 | 0 | 0.08 | 0.05 | 0.04 | 0.05 | 0.05 | 0.06 | 0.05 | 0.04 | 0.06 | 0.06 | 0.04 | 0.06 | 0.11 | 0.05 | 0.07 | 0.06 | 0.06 | 0.08 | 0.1 | 0.04 | 0.06 | 0.04 | 0.04 | 0.04 | 0.05 | 0.06 | 0.02 | 0.05 | 0.07 | 0.03 | 0.11 | 0.03 | 0.05 | 0.05 | 0.06 | 0.08 | 0.12 | 0.07 | 0.05 | 0.06 | 0.03 | 0.02 | 0.1 | 0.06 | 0 | 0 | 0 | 0 | 0.034
| 23 | 118.3735 | 4.9339 | 0.64099 | 118.6955 | 11.596 | 794.4293 | 0.056083 | 35.2853 | 129.9695 | 799.3632 | 0.69707 | 153.9809 | 174.6 | 114.6 | 80.4 | 116.8 | 118.9 | 129.6 | 109.6 | 93.2 | 126.1 | 128.2 | 110.3 | 134 | 235.9 | 107.8 | 139.8 | 118.8 | 131.9 | 200.7 | 222.4 | 89.9 | 110.4 | 81.2 | 108.1 | 94.7 | 115.6 | 126.4 | 58.7 | 123.7 | 136 | 71.6 | 226 | 64 | 102 | 105 | 132.2 | 178.7 | 211.6 | 139.5 | 105 | 129.8 | 71.2 | 50 | 154.6 | 123.6 | 0 | 0 | 0 | 0 | 4.8 | 3.4 | 5.2 | 6.6 | 5.5 | 6.9 | 2.8 | 3.9 | 8 | 8.1 | 5.8 | 7.2 | 7.9 | 2.9 | 9.3 | 7.3 | 7.3 | 9.2 | 5.6 | 3.1 | 7 | 4.4 | 4.7 | 5.4 | 6.1 | 9.2 | 3.5 | 7.6 | 8.8 | 3.4 | 8.2 | 1.7 | 6 | 5.4 | 7.1 | 8.8 | 8.4 | 4.8 | 7.7 | 6.7 | 2.2 | 1.4 | 5.6 | 3.8 | 0 | 0 | 0 | 0 | 0.56 | 0.41 | 0.72 | 0.9 | 0.73 | 0.93 | 0.33 | 0.51 | 1.1 | 1.13 | 0.78 | 0.98 | 0.98 | 0.34 | 1.29 | 1.01 | 0.99 | 1.22 | 0.64 | 0.39 | 0.98 | 0.6 | 0.62 | 0.74 | 0.82 | 1.3 | 0.49 | 1.05 | 1.23 | 0.44 | 1.04 | 0.2 | 0.83 | 0.73 | 0.96 | 1.18 | 1.12 | 0.62 | 1.07 | 0.91 | 0.27 | 0.16 | 0.77 | 0.46 | 0 | 0 | 0 | 0 | 19.3 | 12.4 | 6.2 | 10 | 11.2 | 11.3 | 12.3 | 9.1 | 9.9 | 10 | 9.7 | 11.6 | 24.7 | 12 | 10.5 | 9.5 | 11.3 | 18.8 | 25 | 9.5 | 8.6 | 7 | 10.5 | 7.9 | 10.1 | 8.7 | 4.7 | 9.8 | 10.9 | 6.6 | 23.1 | 7.1 | 8.5 | 9.4 | 11.5 | 16.2 | 21.6 | 14.8 | 7.3 | 11.8 | 7.7 | 6.1 | 16.7 | 13.3 | 0 | 0 | 0 | 0 | 1518.5 | 792.9 | 400.9 | 633.2 | 711 | 728.4 | 962.5 | 577.8 | 639.5 | 643.8 | 623.4 | 746.2 | 1946.5 | 761.1 | 683.1 | 611.9 | 727.3 | 1210 | 1969.1 | 594 | 550.6 | 445.2 | 655.9 | 509.8 | 789.3 | 570.9 | 306.6 | 638.2 | 677 | 428.2 | 1814.5 | 454.3 | 526 | 594.9 | 735.3 | 1041.4 | 1554.5 | 897.5 | 476.3 | 730.6 | 489.2 | 384.5 | 1103.5 | 851.1 | 0 | 0 | 0 | 0 | 0.08 | 0.05 | 0.04 | 0.06 | 0.06 | 0.06 | 0.05 | 0.04 | 0.06 | 0.06 | 0.05 | 0.06 | 0.1 | 0.05 | 0.07 | 0.06 | 0.06 | 0.09 | 0.1 | 0.04 | 0.05 | 0.04 | 0.05 | 0.04 | 0.05 | 0.06 | 0.03 | 0.06 | 0.08 | 0.03 | 0.1 | 0.03 | 0.05 | 0.05 | 0.06 | 0.08 | 0.12 | 0.08 | 0.05 | 0.07 | 0.03 | 0.02 | 0.11 | 0.05 | 0 | 0 | 0 | 0 | 0.033
FRCC | 0 | 321.5573 | 7.284 | 0.79146 | 321.9905 | 36.9104 | 2471.39 | 0.1389 | 110.5958 | 358.4678 | 2478.674 | 0.93036 | 432.5862 | 368.3 | 329 | 285.7 | 312.5 | 317.9 | 324.3 | 368.1 | 313.7 | 171.1 | 143.8 | 313.9 | 326.8 | 371.2 | 323.5 | 317.9 | 239.8 | 320.4 | 331.4 | 355.7 | 329.7 | 311.6 | 323.6 | 327.2 | 340 | 339 | 311.6 | 152.5 | 137.1 | 89.2 | 166.9 | 389.4 | 335.8 | 318.8 | 229.5 | 312.8 | 192.5 | 408 | 343.1 | 295.4 | 312 | 123.6 | 126.7 | 411.7 | 346.2 | 0 | 0 | 0 | 0 | 10.4 | 7.1 | 5.6 | 6.9 | 6.7 | 6.5 | 9.7 | 8.3 | 4.1 | 4.6 | 6.4 | 6.7 | 10.9 | 6.4 | 6.2 | 4.9 | 6.3 | 6.5 | 8.4 | 6.9 | 6.1 | 6.5 | 6.5 | 8.8 | 7.3 | 7 | 3.6 | 4.1 | 2.8 | 4.9 | 12.4 | 6.9 | 6.7 | 4.9 | 6.1 | 4.5 | 14.9 | 8 | 6 | 6.8 | 2.8 | 3.6 | 15.3 | 8.8 | 0 | 0 | 0 | 0 | 1.23 | 0.75 | 0.57 | 0.74 | 0.71 | 0.67 | 1.12 | 0.97 | 0.46 | 0.56 | 0.67 | 0.7 | 1.3 | 0.65 | 0.63 | 0.51 | 0.64 | 0.66 | 0.94 | 0.73 | 0.62 | 0.67 | 0.66 | 1.01 | 0.78 | 0.77 | 0.4 | 0.49 | 0.34 | 0.59 | 1.51 | 0.72 | 0.7 | 0.52 | 0.63 | 0.5 | 1.92 | 0.89 | 0.62 | 0.74 | 0.31 | 0.4 | 1.98 | 1 | 0 | 0 | 0 | 0 | 40.4 | 38.1 | 33.5 | 36.1 | 37 | 38 | 41 | 34.9 | 20.1 | 15.8 | 36.7 | 38.2 | 40.3 | 38 | 37.4 | 28.1 | 37.7 | 39 | 40.5 | 38.3 | 36.6 | 37.9 | 38.5 | 38 | 39.2 | 35.8 | 17.4 | 14.9 | 9.8 | 18.3 | 41.4 | 39.2 | 37.1 | 26.9 | 36.8 | 22.3 | 42 | 39.4 | 34.7 | 36.2 | 14.2 | 20.8 | 42.3 | 38.8 | 0 | 0 | 0 | 0 | 3184.1 | 2434.7 | 2142.4 | 2303.6 | 2358.4 | 2425.5 | 3231.1 | 2230.8 | 1235 | 980.5 | 2340.9 | 2436.9 | 3177.5 | 2425.8 | 2386.5 | 1789.9 | 2405.5 | 2488.6 | 3192.3 | 2448.4 | 2340.1 | 2419.4 | 2452.8 | 2431.4 | 3097.7 | 2287.4 | 1107.1 | 946.4 | 612.2 | 1160.2 | 3263.3 | 2502 | 2369.1 | 1701.9 | 2347.1 | 1402.5 | 3211.9 | 2483.9 | 2220.4 | 2285.9 | 907.6 | 1139.8 | 3204.2 | 2485.8 | 0 | 0 | 0 | 0 | 0.16 | 0.14 | 0.12 | 0.14 | 0.14 | 0.14 | 0.16 | 0.14 | 0.09 | 0.08 | 0.14 | 0.14 | 0.16 | 0.14 | 0.14 | 0.11 | 0.14 | 0.14 | 0.16 | 0.14 | 0.14 | 0.14 | 0.15 | 0.15 | 0.15 | 0.14 | 0.07 | 0.06 | 0.05 | 0.08 | 0.17 | 0.15 | 0.14 | 0.11 | 0.14 | 0.09 | 0.2 | 0.16 | 0.13 | 0.14 | 0.05 | 0.08 | 0.21 | 0.15 | 0 | 0 | 0 | 0 | 0.032
| 1 | 320.1864 | 7.6108 | 0.84682 | 320.6444 | 36.4305 | 2438.9461 | 0.13869 | 109.149 | 356.6169 | 2446.557 | 0.98551 | 429.7934 | 383.1 | 324.5 | 279.1 | 307 | 316.2 | 319.5 | 397.3 | 314.4 | 223.4 | 228 | 312.7 | 327 | 387.6 | 325.6 | 316.8 | 231.1 | 315.6 | 326.4 | 364.4 | 327.3 | 306.1 | 318.9 | 326.2 | 335.7 | 349.1 | 320.7 | 157.8 | 179.4 | 113 | 176.1 | 400.3 | 334.3 | 313.1 | 227 | 308.2 | 275.4 | 426.6 | 337.9 | 285.3 | 309.3 | 122.5 | 123.9 | 426.5 | 343.1 | 0 | 0 | 0 | 0 | 12.6 | 6.5 | 5.7 | 7.1 | 6.9 | 6.4 | 14.4 | 9.1 | 6.4 | 7 | 6.6 | 6.8 | 13.4 | 6.5 | 6.4 | 4.9 | 6.2 | 6.4 | 9.3 | 6.9 | 5.9 | 6.4 | 6.3 | 8.4 | 8.7 | 8.9 | 4 | 5.4 | 3.2 | 5.1 | 14 | 6.8 | 6.6 | 5 | 6.2 | 6.2 | 17.8 | 7.6 | 5.8 | 7 | 2.7 | 3.6 | 17.7 | 8.7 | 0 | 0 | 0 | 0 | 1.55 | 0.67 | 0.59 | 0.79 | 0.74 | 0.66 | 1.81 | 1.08 | 0.76 | 0.85 | 0.7 | 0.71 | 1.67 | 0.67 | 0.66 | 0.53 | 0.64 | 0.65 | 1.07 | 0.74 | 0.6 | 0.67 | 0.64 | 0.96 | 0.98 | 1.05 | 0.45 | 0.65 | 0.39 | 0.61 | 1.76 | 0.7 | 0.69 | 0.54 | 0.64 | 0.68 | 2.35 | 0.84 | 0.6 | 0.77 | 0.3 | 0.39 | 2.33 | 0.99 | 0 | 0 | 0 | 0 | 40.4 | 38 | 32.6 | 35.1 | 36.7 | 37.5 | 40.7 | 34.3 | 25.2 | 25.1 | 36.4 | 38.1 | 40.3 | 38.1 | 37.1 | 26.9 | 37 | 38.4 | 40.8 | 38 | 36 | 37.3 | 38.5 | 37.8 | 39.4 | 35.3 | 17.8 | 19.4 | 12.6 | 19.4 | 41.4 | 39.1 | 36.4 | 26.4 | 36.1 | 31.8 | 41.9 | 39 | 33.6 | 35.7 | 14.1 | 20.6 | 42 | 38.5 | 0 | 0 | 0 | 0 | 3177.8 | 2428.6 | 2082.6 | 2240.8 | 2334.7 | 2390.4 | 3200.6 | 2194 | 1561.3 | 1568 | 2320.6 | 2432.4 | 3170.3 | 2435.1 | 2368.3 | 1710.9 | 2365.9 | 2451.9 | 3216.2 | 2426.7 | 2299.8 | 2382.7 | 2451.7 | 2416.6 | 3107.1 | 2260.6 | 1131.4 | 1237.7 | 790.5 | 1229.7 | 3256.4 | 2496.2 | 2326 | 1673.5 | 2302.5 | 2021.3 | 3193.4 | 2461.8 | 2149 | 2256.2 | 902 | 1120.5 | 3193.7 | 2463.8 | 0 | 0 | 0 | 0 | 0.17 | 0.14 | 0.12 | 0.13 | 0.14 | 0.14 | 0.18 | 0.14 | 0.12 | 0.12 | 0.14 | 0.14 | 0.17 | 0.14 | 0.14 | 0.1 | 0.14 | 0.14 | 0.16 | 0.14 | 0.13 | 0.14 | 0.14 | 0.15 | 0.15 | 0.14 | 0.07 | 0.08 | 0.06 | 0.08 | 0.18 | 0.15 | 0.14 | 0.1 | 0.13 | 0.13 | 0.21 | 0.16 | 0.12 | 0.14 | 0.05 | 0.08 | 0.21 | 0.15 | 0 | 0 | 0 | 0 | 0.031
| 2 | 318.5841 | 7.6674 | 0.85442 | 319.0458 | 36.1596 | 2424.337 | 0.13869 | 108.4427 | 354.7437 | 2432.0043 | 0.99311 | 427.4886 | 377.5 | 324 | 278.4 | 305.8 | 316.4 | 314 | 401.7 | 309.6 | 240.6 | 277.3 | 314.2 | 325.9 | 380.9 | 328.2 | 320.2 | 230.3 | 316.8 | 326.8 | 366.2 | 326.3 | 302.8 | 315.1 | 325.2 | 333.1 | 355.1 | 322.8 | 165.7 | 203.6 | 146.7 | 187.7 | 395 | 334 | 313.5 | 225 | 305.6 | 303.5 | 425.5 | 337 | 283.9 | 308.7 | 120.2 | 127.4 | 429.1 | 342.8 | 0 | 0 | 0 | 0 | 11.6 | 6.5 | 6 | 7.7 | 7.5 | 6.3 | 15 | 8.6 | 7.9 | 8.8 | 7.1 | 6.9 | 12.1 | 6.7 | 7 | 5.2 | 6.7 | 6.8 | 9.4 | 7 | 5.9 | 6.3 | 6.3 | 7.8 | 9.5 | 9.4 | 4.7 | 6.4 | 3.9 | 5.3 | 13.1 | 6.8 | 6.9 | 5.2 | 6.1 | 7.1 | 17.6 | 7.4 | 5.9 | 7.3 | 2.8 | 3.6 | 17.9 | 8.9 | 0 | 0 | 0 | 0 | 1.4 | 0.67 | 0.64 | 0.87 | 0.83 | 0.66 | 1.9 | 1.02 | 0.98 | 1.08 | 0.78 | 0.74 | 1.49 | 0.7 | 0.75 | 0.57 | 0.71 | 0.72 | 1.08 | 0.74 | 0.59 | 0.64 | 0.64 | 0.86 | 1.1 | 1.13 | 0.56 | 0.78 | 0.45 | 0.63 | 1.61 | 0.71 | 0.75 | 0.57 | 0.63 | 0.78 | 2.32 | 0.82 | 0.62 | 0.81 | 0.31 | 0.4 | 2.37 | 1.02 | 0 | 0 | 0 | 0 | 40.5 | 37.9 | 32.2 | 34.5 | 36.2 | 36.8 | 40.8 | 34 | 26.2 | 30.3 | 36.2 | 37.9 | 40.5 | 38.3 | 37 | 26.5 | 36.7 | 38 | 41 | 37.8 | 35.6 | 36.9 | 38.4 | 38 | 39.4 | 35.1 | 18.2 | 21.8 | 16.5 | 20.8 | 41.6 | 39 | 36.1 | 26 | 35.8 | 34.8 | 41.9 | 39 | 33.3 | 35.3 | 13.7 | 21 | 42.2 | 38.3 | 0 | 0 | 0 | 0 | 3193.9 | 2423.7 | 2058.6 | 2202.6 | 2303.3 | 2345.4 | 3200.4 | 2178.7 | 1623.6 | 1893.7 | 2302.8 | 2415.6 | 3188 | 2446.5 | 2364.5 | 1688.8 | 2348.1 | 2430 | 3228.3 | 2415.9 | 2277 | 2359.8 | 2444.3 | 2429.9 | 3109 | 2249 | 1158.4 | 1393.6 | 1044.6 | 1317.9 | 3270.3 | 2491.7 | 2309.2 | 1645.8 | 2287.5 | 2215 | 3197.3 | 2460.7 | 2126.1 | 2241 | 878.5 | 1138.5 | 3193.6 | 2452 | 0 | 0 | 0 | 0 | 0.17 | 0.14 | 0.12 | 0.13 | 0.14 | 0.14 | 0.18 | 0.14 | 0.13 | 0.14 | 0.14 | 0.14 | 0.17 | 0.14 | 0.14 | 0.1 | 0.14 | 0.14 | 0.16 | 0.14 | 0.13 | 0.14 | 0.14 | 0.15 | 0.16 | 0.14 | 0.07 | 0.09 | 0.07 | 0.09 | 0.18 | 0.15 | 0.14 | 0.1 | 0.13 | 0.14 | 0.21 | 0.16 | 0.12 | 0.14 | 0.05 | 0.08 | 0.22 | 0.15 | 0 | 0 | 0 | 0 | 0.031
| 3 | 319.0146 | 7.8549 | 0.88453 | 319.4902 | 36.0725 | 2417.0826 | 0.14079 | 108.14 | 355.0872 | 2424.9375 | 1.0253 | 427.6302 | 375.2 | 323.4 | 280.2 | 308.6 | 316.5 | 310.7 | 400.4 | 306.7 | 247.6 | 299.4 | 313.3 | 324.2 | 379.1 | 329.3 | 319.5 | 230.1 | 317.1 | 326.9 | 368.3 | 323.6 | 302.3 | 313.2 | 324.9 | 332.2 | 351.9 | 326.2 | 175.3 | 215.4 | 162 | 205.3 | 395.9 | 333.8 | 317.4 | 224.6 | 304.8 | 314.6 | 425.6 | 334.6 | 283.3 | 306.9 | 119 | 123.6 | 428.1 | 340.3 | 0 | 0 | 0 | 0 | 11.2 | 6.5 | 6.5 | 8.3 | 7.7 | 6.3 | 14.7 | 8.6 | 8.7 | 10.7 | 7.5 | 7.2 | 11.8 | 6.9 | 7 | 5.5 | 7.1 | 7.2 | 9.6 | 6.9 | 6.1 | 6.3 | 6.4 | 7.7 | 9 | 10 | 5.5 | 7.3 | 4.2 | 5.9 | 13.2 | 6.8 | 7.6 | 5.4 | 6.4 | 8 | 17.8 | 7.3 | 5.9 | 7.5 | 2.8 | 3.7 | 17.7 | 8.8 | 0 | 0 | 0 | 0 | 1.34 | 0.67 | 0.72 | 0.96 | 0.87 | 0.65 | 1.87 | 1.02 | 1.1 | 1.35 | 0.84 | 0.78 | 1.44 | 0.72 | 0.76 | 0.62 | 0.77 | 0.77 | 1.11 | 0.74 | 0.63 | 0.65 | 0.65 | 0.84 | 1.03 | 1.21 | 0.67 | 0.92 | 0.49 | 0.69 | 1.64 | 0.71 | 0.85 | 0.6 | 0.67 | 0.91 | 2.35 | 0.79 | 0.62 | 0.84 | 0.31 | 0.42 | 2.34 | 1 | 0 | 0 | 0 | 0 | 40.6 | 37.9 | 32 | 34.3 | 36 | 36.5 | 40.8 | 33.7 | 26.5 | 31.7 | 35.7 | 37.4 | 40.5 | 38.3 | 36.8 | 26.2 | 36.5 | 37.7 | 41.1 | 37.5 | 35.4 | 36.6 | 38.3 | 38 | 39.4 | 35 | 18.8 | 22.5 | 18.3 | 22.6 | 41.5 | 39 | 36 | 25.8 | 35.5 | 35.5 | 41.8 | 38.9 | 33.1 | 34.9 | 13.6 | 20.6 | 42.3 | 38.1 | 0 | 0 | 0 | 0 | 3198.5 | 2418.6 | 2045 | 2190.9 | 2291.3 | 2321.9 | 3202.4 | 2154.5 | 1638.7 | 1976.7 | 2273.9 | 2384.3 | 3191.7 | 2448.1 | 2355.2 | 1669.9 | 2330.6 | 2411.2 | 3228.5 | 2394.8 | 2258.2 | 2341.5 | 2438.9 | 2428 | 3110.9 | 2245.1 | 1197.7 | 1439.7 | 1157.8 | 1438.5 | 3269.3 | 2489.8 | 2303 | 1631.2 | 2264.2 | 2259.6 | 3181.3 | 2448.3 | 2117.4 | 2216.2 | 866.9 | 1107.4 | 3197.4 | 2436.5 | 0 | 0 | 0 | 0 | 0.17 | 0.14 | 0.12 | 0.14 | 0.14 | 0.14 | 0.18 | 0.14 | 0.13 | 0.16 | 0.14 | 0.14 | 0.17 | 0.14 | 0.14 | 0.1 | 0.14 | 0.14 | 0.17 | 0.14 | 0.13 | 0.14 | 0.14 | 0.14 | 0.15 | 0.14 | 0.08 | 0.1 | 0.08 | 0.09 | 0.18 | 0.15 | 0.14 | 0.1 | 0.13 | 0.14 | 0.21 | 0.16 | 0.12 | 0.14 | 0.05 | 0.08 | 0.22 | 0.15 | 0 | 0 | 0 | 0 | 0.03
| 4 | 316.7315 | 7.6199 | 0.85086 | 317.1908 | 35.9419 | 2410.4061 | 0.1389 | 107.8099 | 352.6733 | 2418.0259 | 0.98977 | 425.0007 | 371.4 | 322.6 | 276.8 | 307.9 | 311.7 | 310.6 | 381.3 | 305.5 | 243.1 | 283.4 | 313.8 | 322.2 | 370.3 | 326.5 | 318.5 | 231.6 | 317.1 | 325.3 | 374.3 | 322.7 | 300.2 | 312.5 | 324.1 | 331.4 | 341 | 315.3 | 174.7 | 199 | 159.5 | 205.7 | 389.1 | 333.2 | 313.2 | 225 | 306.4 | 314.7 | 420.6 | 333.7 | 281.5 | 301.1 | 118.5 | 124.5 | 419 | 339.1 | 0 | 0 | 0 | 0 | 10.7 | 6.4 | 6.1 | 8.3 | 7.5 | 6.4 | 11.7 | 8.6 | 8.4 | 10.7 | 7.8 | 7 | 10.5 | 6.6 | 6.9 | 5.4 | 7.2 | 7.1 | 10.6 | 6.9 | 5.7 | 6.3 | 6.3 | 7.6 | 7.6 | 8.7 | 4.9 | 6.7 | 4.3 | 5.8 | 12.1 | 6.7 | 7.1 | 5.4 | 6.6 | 8.6 | 16.9 | 7.2 | 5.8 | 7.3 | 2.9 | 3.9 | 16.4 | 8.6 | 0 | 0 | 0 | 0 | 1.27 | 0.66 | 0.66 | 0.96 | 0.83 | 0.67 | 1.41 | 1.01 | 1.06 | 1.36 | 0.88 | 0.76 | 1.24 | 0.69 | 0.74 | 0.6 | 0.78 | 0.77 | 1.26 | 0.74 | 0.58 | 0.65 | 0.64 | 0.84 | 0.83 | 1.01 | 0.58 | 0.84 | 0.5 | 0.69 | 1.47 | 0.7 | 0.78 | 0.61 | 0.71 | 1 | 2.21 | 0.79 | 0.61 | 0.82 | 0.33 | 0.45 | 2.14 | 0.97 | 0 | 0 | 0 | 0 | 40.5 | 37.8 | 31.9 | 34.2 | 35.5 | 36.4 | 41 | 33.5 | 26.1 | 29.6 | 35.6 | 37.3 | 40.5 | 38.1 | 36.8 | 26.6 | 36.4 | 37.5 | 41.2 | 37.4 | 35.4 | 36.5 | 38.2 | 37.9 | 39.2 | 34.8 | 19.2 | 20.9 | 17.9 | 22.7 | 41.7 | 38.9 | 35.9 | 25.8 | 35.4 | 35 | 41.9 | 38.8 | 33 | 34.3 | 13.4 | 20.8 | 42.2 | 38.1 | 0 | 0 | 0 | 0 | 3194.3 | 2415 | 2037.2 | 2187 | 2263.2 | 2315.3 | 3224.7 | 2146.5 | 1616.1 | 1840.2 | 2265.8 | 2378.2 | 3195.4 | 2436 | 2352.1 | 1689.6 | 2325.2 | 2399.4 | 3207.2 | 2387.6 | 2260.4 | 2335.2 | 2436.8 | 2422.9 | 3097.6 | 2227.4 | 1223.5 | 1332.8 | 1132.9 | 1444.5 | 3277.9 | 2488.5 | 2295.9 | 1632.1 | 2264 | 2228.1 | 3196.8 | 2443.8 | 2107.6 | 2177.9 | 858.8 | 1120.8 | 3206.9 | 2440.6 | 0 | 0 | 0 | 0 | 0.16 | 0.14 | 0.12 | 0.14 | 0.14 | 0.14 | 0.17 | 0.13 | 0.13 | 0.15 | 0.14 | 0.14 | 0.16 | 0.14 | 0.14 | 0.1 | 0.14 | 0.14 | 0.17 | 0.14 | 0.13 | 0.14 | 0.14 | 0.14 | 0.15 | 0.14 | 0.08 | 0.09 | 0.07 | 0.09 | 0.17 | 0.14 | 0.14 | 0.1 | 0.13 | 0.14 | 0.21 | 0.16 | 0.12 | 0.14 | 0.05 | 0.08 | 0.21 | 0.15 | 0 | 0 | 0 | 0 | 0.03
| 5 | 304.7572 | 6.8016 | 0.74169 | 305.1624 | 35.0553 | 2353.1748 | 0.13415 | 105.2166 | 339.8125 | 2359.9763 | 0.87584 | 410.3789 | 351.9 | 315.3 | 270.6 | 293.7 | 288.8 | 301.2 | 367.3 | 303 | 190.6 | 207.7 | 292.8 | 313.9 | 353.7 | 323.6 | 311.4 | 229.6 | 308 | 311.3 | 379.6 | 321.7 | 298.4 | 305 | 317.1 | 316.1 | 330.6 | 303 | 164.9 | 166.6 | 137.3 | 202 | 379.2 | 328.6 | 304.7 | 205.5 | 296.8 | 254.9 | 395.5 | 324.7 | 276.3 | 282.3 | 102.7 | 111.7 | 400.3 | 333.1 | 0 | 0 | 0 | 0 | 8.2 | 6.4 | 5.7 | 7.4 | 6.7 | 6.1 | 9.9 | 9 | 6 | 7.5 | 6.8 | 6.9 | 8.5 | 6.7 | 6.5 | 5.1 | 6.9 | 6.8 | 12.1 | 6.9 | 6 | 6.3 | 6.2 | 7.7 | 6.5 | 7.3 | 4.7 | 5.9 | 3.9 | 6.6 | 10.8 | 7 | 6.9 | 5 | 6.3 | 6.6 | 13.3 | 7.2 | 5.6 | 6.6 | 2.5 | 3.6 | 13.7 | 8.6 | 0 | 0 | 0 | 0 | 0.91 | 0.66 | 0.61 | 0.85 | 0.75 | 0.64 | 1.15 | 1.09 | 0.73 | 0.95 | 0.75 | 0.74 | 0.95 | 0.7 | 0.68 | 0.56 | 0.76 | 0.72 | 1.49 | 0.73 | 0.62 | 0.66 | 0.63 | 0.86 | 0.67 | 0.82 | 0.56 | 0.74 | 0.46 | 0.81 | 1.28 | 0.74 | 0.76 | 0.55 | 0.68 | 0.76 | 1.68 | 0.79 | 0.59 | 0.74 | 0.29 | 0.41 | 1.74 | 0.99 | 0 | 0 | 0 | 0 | 40.1 | 36.9 | 31.4 | 33 | 33.1 | 35.3 | 40.7 | 32.8 | 21.1 | 22.1 | 33.6 | 36.3 | 40.1 | 37.7 | 36.2 | 26.5 | 35.4 | 36 | 40.5 | 37.3 | 34.9 | 35.5 | 37.3 | 35.8 | 38.8 | 34.3 | 18.1 | 17.3 | 15.3 | 21.5 | 41.5 | 38.1 | 34.9 | 23.6 | 34.4 | 28.7 | 41.8 | 37.6 | 32.4 | 32.4 | 11.7 | 19.3 | 42.2 | 37.3 | 0 | 0 | 0 | 0 | 3169.1 | 2355.2 | 2006.5 | 2110 | 2106.7 | 2248.7 | 3205 | 2099.4 | 1298.6 | 1367.6 | 2138 | 2315.9 | 3166.1 | 2407.9 | 2315 | 1688 | 2260.9 | 2299.6 | 3152.3 | 2381.4 | 2229.2 | 2269.7 | 2380.2 | 2288.9 | 3066.9 | 2194.7 | 1150.5 | 1100.5 | 965.2 | 1370.4 | 3267.8 | 2436.6 | 2232.5 | 1491 | 2197.3 | 1821.7 | 3191.8 | 2368.4 | 2073.4 | 2051 | 744.7 | 1033 | 3200.4 | 2385.9 | 0 | 0 | 0 | 0 | 0.15 | 0.14 | 0.12 | 0.13 | 0.13 | 0.13 | 0.16 | 0.13 | 0.1 | 0.11 | 0.13 | 0.14 | 0.15 | 0.14 | 0.14 | 0.1 | 0.13 | 0.14 | 0.18 | 0.14 | 0.13 | 0.13 | 0.14 | 0.14 | 0.14 | 0.13 | 0.07 | 0.08 | 0.07 | 0.09 | 0.17 | 0.14 | 0.13 | 0.1 | 0.13 | 0.12 | 0.2 | 0.15 | 0.12 | 0.13 | 0.05 | 0.08 | 0.2 | 0.15 | 0 | 0 | 0 | 0 | 0.031
| 6 | 242.0983 | 5.8153 | 0.64846 | 242.4486 | 27.4872 | 1866.134 | 0.10784 | 83.1274 | 269.5855 | 1871.9493 | 0.7563 | 325.576 | 348.4 | 243.3 | 222.7 | 203.7 | 143.2 | 214.1 | 363.7 | 227.7 | 106.4 | 132.9 | 172.8 | 241.9 | 349.7 | 312.4 | 250 | 196.5 | 221 | 204 | 373.9 | 299 | 244.7 | 210 | 223.3 | 185.9 | 343 | 250.1 | 119.4 | 114.6 | 82.8 | 115.6 | 370.8 | 265.8 | 219.1 | 117.5 | 198.7 | 142.4 | 392.5 | 246.2 | 217.6 | 183.7 | 55.9 | 63 | 385.3 | 249.4 | 0 | 0 | 0 | 0 | 9 | 4.9 | 5.2 | 5.6 | 3.9 | 4.6 | 11.3 | 6.3 | 4.2 | 5.8 | 4.6 | 5.8 | 9.4 | 6.2 | 5.3 | 4.6 | 5.1 | 4.4 | 12.3 | 6.5 | 4.9 | 4.4 | 4.4 | 5.1 | 8.6 | 7.1 | 4.1 | 6.3 | 3.5 | 4.8 | 10.6 | 5.5 | 5.5 | 3.6 | 5 | 4.5 | 14.2 | 5.5 | 4.7 | 4.5 | 1.6 | 2.4 | 13.1 | 7 | 0 | 0 | 0 | 0 | 1.04 | 0.5 | 0.57 | 0.66 | 0.45 | 0.5 | 1.38 | 0.74 | 0.55 | 0.76 | 0.53 | 0.65 | 1.09 | 0.64 | 0.56 | 0.51 | 0.56 | 0.47 | 1.52 | 0.7 | 0.5 | 0.46 | 0.45 | 0.6 | 0.97 | 0.83 | 0.51 | 0.85 | 0.46 | 0.63 | 1.26 | 0.58 | 0.63 | 0.44 | 0.57 | 0.55 | 1.83 | 0.61 | 0.5 | 0.51 | 0.19 | 0.28 | 1.67 | 0.83 | 0 | 0 | 0 | 0 | 38.9 | 28.5 | 25.4 | 22.5 | 16 | 24.8 | 39 | 25.1 | 11.2 | 13.3 | 19.4 | 27.5 | 38.8 | 36.6 | 29 | 22.6 | 25.4 | 23.8 | 39.6 | 34.6 | 28.7 | 24.5 | 26.3 | 20.5 | 38.6 | 27.4 | 12.5 | 9.9 | 8.3 | 11.5 | 40.5 | 31 | 24.6 | 13.2 | 22.4 | 15.6 | 40.7 | 28.4 | 25.6 | 21.1 | 6.2 | 12.7 | 40.7 | 27.5 | 0 | 0 | 0 | 0 | 3071.1 | 1819 | 1624.5 | 1438.7 | 1016 | 1581.9 | 3062.2 | 1603.6 | 668.9 | 819.5 | 1229.6 | 1753.9 | 3061.2 | 2339.6 | 1852.2 | 1433.3 | 1615.8 | 1510.7 | 3084.7 | 2208.1 | 1831.1 | 1560.9 | 1672.8 | 1310.7 | 3048.6 | 1755.7 | 793.4 | 632.8 | 515.3 | 725.2 | 3188.9 | 1974.9 | 1574.5 | 809.1 | 1427.8 | 973.3 | 3077.2 | 1788.2 | 1632 | 1327.3 | 397.7 | 662.7 | 3085.6 | 1750.8 | 0 | 0 | 0 | 0 | 0.15 | 0.11 | 0.1 | 0.09 | 0.07 | 0.1 | 0.16 | 0.1 | 0.06 | 0.07 | 0.08 | 0.11 | 0.15 | 0.14 | 0.11 | 0.09 | 0.1 | 0.09 | 0.17 | 0.13 | 0.11 | 0.09 | 0.1 | 0.08 | 0.15 | 0.11 | 0.05 | 0.06 | 0.04 | 0.06 | 0.16 | 0.12 | 0.1 | 0.06 | 0.09 | 0.07 | 0.2 | 0.12 | 0.1 | 0.09 | 0.03 | 0.05 | 0.2 | 0.11 | 0 | 0 | 0 | 0 | 0.031
| 7 | 183.9448 | 4.3681 | 0.48395 | 184.2071 | 21.1412 | 1438.7504 | 0.082371 | 64.0385 | 205.0861 | 1443.1186 | 0.56632 | 248.2456 | 319.8 | 185.5 | 156.7 | 132.7 | 71.2 | 146.7 | 321.1 | 176 | 74.1 | 95.9 | 89.3 | 167.2 | 321.8 | 290.8 | 175.6 | 159.9 | 142.2 | 109.4 | 352.9 | 259.2 | 195.7 | 169.8 | 168 | 108.4 | 313.5 | 169.5 | 84.7 | 72.3 | 50 | 58.8 | 365.5 | 203.8 | 139.8 | 66.2 | 102.5 | 93.8 | 361.7 | 186.2 | 159.7 | 115.4 | 21.1 | 36.2 | 349.8 | 174.2 | 0 | 0 | 0 | 0 | 8 | 3.7 | 3.3 | 4 | 2.3 | 3.8 | 8.8 | 5.1 | 2.8 | 4.2 | 2.5 | 4.3 | 8.1 | 5.8 | 3.5 | 3.8 | 3.2 | 2.5 | 11.4 | 5.6 | 3.9 | 3.5 | 3.4 | 4.2 | 7.2 | 4.5 | 3.1 | 4.2 | 2.1 | 2.5 | 11.3 | 4.3 | 3.6 | 2.2 | 2.5 | 3.3 | 12.6 | 4.2 | 3.6 | 3.3 | 0.8 | 1.7 | 11.2 | 5 | 0 | 0 | 0 | 0 | 0.9 | 0.38 | 0.35 | 0.48 | 0.28 | 0.43 | 1.03 | 0.61 | 0.37 | 0.56 | 0.3 | 0.49 | 0.92 | 0.59 | 0.37 | 0.42 | 0.35 | 0.28 | 1.41 | 0.6 | 0.4 | 0.37 | 0.35 | 0.54 | 0.8 | 0.52 | 0.39 | 0.58 | 0.27 | 0.32 | 1.37 | 0.45 | 0.41 | 0.27 | 0.28 | 0.41 | 1.62 | 0.46 | 0.39 | 0.4 | 0.1 | 0.2 | 1.41 | 0.59 | 0 | 0 | 0 | 0 | 36 | 21.8 | 18.2 | 14.4 | 10 | 16.6 | 35.5 | 19.2 | 7.9 | 9.5 | 9.9 | 18.8 | 36.2 | 34.1 | 20.5 | 18.4 | 16.5 | 12.8 | 37.5 | 30 | 23 | 19.8 | 19.8 | 10.8 | 35.8 | 18.9 | 8.7 | 6.2 | 5.2 | 6.1 | 39.3 | 23.7 | 15.7 | 7.7 | 11.7 | 10.1 | 38 | 21.5 | 18.8 | 13 | 2.3 | 8.5 | 37.6 | 19.1 | 0 | 0 | 0 | 0 | 2842 | 1387 | 1162.8 | 916.6 | 486.6 | 1050.6 | 2790.9 | 1224.3 | 466.6 | 587.1 | 625.8 | 1197.4 | 2852.3 | 2177.3 | 1310.8 | 1162.2 | 1043.1 | 799.2 | 2925.6 | 1916.1 | 1463.5 | 1261.4 | 1257.5 | 694.3 | 2829.8 | 1206.3 | 550.8 | 384 | 315.5 | 369.4 | 3083.6 | 1508.9 | 1000.7 | 448.8 | 741.6 | 623 | 2861.8 | 1354 | 1199.1 | 812.7 | 144 | 436.1 | 2851.3 | 1219.4 | 0 | 0 | 0 | 0 | 0.14 | 0.08 | 0.07 | 0.06 | 0.05 | 0.07 | 0.14 | 0.08 | 0.05 | 0.05 | 0.04 | 0.07 | 0.14 | 0.13 | 0.08 | 0.08 | 0.07 | 0.06 | 0.16 | 0.11 | 0.09 | 0.07 | 0.08 | 0.05 | 0.14 | 0.07 | 0.04 | 0.04 | 0.03 | 0.03 | 0.16 | 0.09 | 0.06 | 0.04 | 0.05 | 0.05 | 0.19 | 0.09 | 0.07 | 0.06 | 0.01 | 0.04 | 0.18 | 0.08 | 0 | 0 | 0 | 0 | 0.032
| 8 | 173.0096 | 4.8776 | 0.58023 | 173.3134 | 18.9961 | 1309.9596 | 0.07819 | 58.0543 | 192.0058 | 1314.8372 | 0.65842 | 231.3677 | 343.1 | 173.4 | 140.1 | 99.7 | 58.8 | 127.5 | 341.2 | 176.2 | 58.5 | 64.3 | 71.6 | 125.3 | 349.3 | 269.9 | 157 | 141 | 124.9 | 96.8 | 369.5 | 234.1 | 174.2 | 168.2 | 142.7 | 90.8 | 305.4 | 128.7 | 63.2 | 49.4 | 41.1 | 42.8 | 393.2 | 184.3 | 119.4 | 36.6 | 84.7 | 75.9 | 378.9 | 180 | 142.1 | 68.4 | 22.8 | 36 | 369.9 | 164.3 | 0 | 0 | 0 | 0 | 11.8 | 3.4 | 2.8 | 4 | 2.3 | 3 | 12.9 | 5 | 1.9 | 2.8 | 2.2 | 3.2 | 12.4 | 5.4 | 3.1 | 3.3 | 2.8 | 2.2 | 13.5 | 5 | 3.6 | 3.8 | 2.8 | 2.5 | 8 | 3.3 | 2.3 | 2.7 | 2.3 | 2.2 | 15.5 | 3.9 | 2.7 | 1.4 | 2.1 | 2.6 | 15.6 | 4 | 3.2 | 1.9 | 1.1 | 1.6 | 14.5 | 4.6 | 0 | 0 | 0 | 0 | 1.47 | 0.36 | 0.29 | 0.52 | 0.29 | 0.33 | 1.64 | 0.6 | 0.24 | 0.37 | 0.26 | 0.37 | 1.55 | 0.55 | 0.32 | 0.36 | 0.3 | 0.25 | 1.71 | 0.54 | 0.37 | 0.42 | 0.29 | 0.29 | 0.92 | 0.38 | 0.29 | 0.37 | 0.31 | 0.3 | 1.99 | 0.41 | 0.3 | 0.17 | 0.23 | 0.33 | 2.07 | 0.44 | 0.35 | 0.23 | 0.15 | 0.19 | 1.9 | 0.54 | 0 | 0 | 0 | 0 | 35.7 | 20.3 | 16.4 | 9.9 | 6.3 | 14.7 | 34.5 | 19.3 | 6.7 | 6.6 | 7.8 | 14.1 | 36 | 31.6 | 18.4 | 16.3 | 14.6 | 11.4 | 37.8 | 27.1 | 20.4 | 19.3 | 16.8 | 10 | 34.1 | 14.4 | 6.5 | 4.7 | 3.8 | 4.1 | 39.2 | 21.5 | 13.7 | 4.3 | 9.8 | 8.3 | 37.5 | 20.8 | 16.8 | 7.8 | 2.3 | 8.1 | 37.4 | 18.1 | 0 | 0 | 0 | 0 | 2807.8 | 1295.8 | 1046 | 630.4 | 379.9 | 928.8 | 2705.8 | 1231.2 | 386.5 | 395.4 | 494.3 | 897.5 | 2832.1 | 2020.8 | 1175 | 1028.4 | 917.9 | 708.1 | 2949.2 | 1731.3 | 1296.1 | 1230.5 | 1068.7 | 639.9 | 2687.9 | 921.2 | 410.5 | 270.5 | 225.1 | 243.9 | 3067.8 | 1362.9 | 871.9 | 238.8 | 613.5 | 507.5 | 2821.6 | 1311.5 | 1070.2 | 478.8 | 147 | 425.4 | 2813.4 | 1156.2 | 0 | 0 | 0 | 0 | 0.15 | 0.08 | 0.06 | 0.05 | 0.03 | 0.06 | 0.15 | 0.08 | 0.04 | 0.04 | 0.03 | 0.06 | 0.16 | 0.12 | 0.07 | 0.07 | 0.06 | 0.05 | 0.17 | 0.1 | 0.08 | 0.07 | 0.06 | 0.04 | 0.13 | 0.06 | 0.03 | 0.03 | 0.03 | 0.03 | 0.18 | 0.08 | 0.05 | 0.03 | 0.04 | 0.04 | 0.2 | 0.08 | 0.06 | 0.04 | 0.01 | 0.03 | 0.19 | 0.07 | 0 | 0 | 0 | 0 | 0.034
| 9 | 174.7995 | 5.0584 | 0.60106 | 175.1144 | 19.0768 | 1321.2021 | 0.077039 | 58.4697 | 193.8764 | 1326.2604 | 0.67809 | 233.5841 | 371.9 | 166.2 | 142 | 90.4 | 57.3 | 120.9 | 363.4 | 168.4 | 51.9 | 64.3 | 83.8 | 135 | 377.4 | 264.4 | 151.5 | 136.1 | 131.7 | 106.8 | 387.9 | 230.4 | 171.5 | 146.6 | 140.7 | 113.5 | 336.4 | 120.6 | 61.5 | 48.3 | 38 | 37.7 | 399.2 | 176.8 | 126.5 | 40.5 | 80.4 | 73.4 | 410.8 | 173.6 | 144.5 | 71.9 | 25.3 | 39.4 | 391.9 | 159 | 0 | 0 | 0 | 0 | 13.7 | 3.3 | 2.8 | 3.4 | 2 | 3 | 13.4 | 4.8 | 1.5 | 2.7 | 2.2 | 3.9 | 14.2 | 5.3 | 2.9 | 3.1 | 2.8 | 3 | 14.6 | 5 | 3.4 | 3.1 | 2.8 | 4.1 | 10.7 | 3 | 2.2 | 2.7 | 1.9 | 1.7 | 14.4 | 3.7 | 3 | 1.4 | 1.9 | 2.2 | 17.8 | 3.8 | 3.5 | 2.1 | 1.1 | 1.9 | 15.2 | 4.5 | 0 | 0 | 0 | 0 | 1.74 | 0.34 | 0.28 | 0.43 | 0.25 | 0.34 | 1.7 | 0.57 | 0.19 | 0.36 | 0.25 | 0.46 | 1.81 | 0.55 | 0.3 | 0.34 | 0.29 | 0.36 | 1.86 | 0.53 | 0.35 | 0.33 | 0.29 | 0.51 | 1.3 | 0.33 | 0.28 | 0.37 | 0.26 | 0.23 | 1.81 | 0.4 | 0.34 | 0.18 | 0.21 | 0.26 | 2.37 | 0.42 | 0.39 | 0.25 | 0.14 | 0.22 | 1.99 | 0.54 | 0 | 0 | 0 | 0 | 37.8 | 19.5 | 16.7 | 9.2 | 6.1 | 13.8 | 37 | 18.5 | 5.9 | 6.7 | 9.5 | 14.9 | 38.2 | 30.9 | 17.8 | 16 | 15.5 | 12.1 | 39.3 | 26.7 | 20.1 | 17.1 | 16.6 | 11.7 | 35.8 | 13.6 | 6.4 | 4.1 | 3.7 | 3.9 | 41 | 20.6 | 14.4 | 4.8 | 9.3 | 8.4 | 39.8 | 20.1 | 16.9 | 8.2 | 2.5 | 9 | 39.8 | 17.5 | 0 | 0 | 0 | 0 | 2974 | 1242.5 | 1064.8 | 584.7 | 379.7 | 873.3 | 2903.2 | 1175.7 | 348 | 398.3 | 598.7 | 945.8 | 2998 | 1976.8 | 1136.2 | 997 | 978.2 | 750.6 | 3068.8 | 1703.8 | 1281.7 | 1087.3 | 1054.3 | 747.2 | 2821.5 | 871.5 | 402.7 | 259.2 | 220.8 | 227.7 | 3217.5 | 1305.5 | 917.8 | 268.1 | 586.8 | 509.4 | 3015.2 | 1264.4 | 1077 | 504.7 | 162.5 | 458.5 | 2986.5 | 1114.5 | 0 | 0 | 0 | 0 | 0.17 | 0.07 | 0.06 | 0.04 | 0.03 | 0.06 | 0.16 | 0.08 | 0.03 | 0.04 | 0.04 | 0.06 | 0.17 | 0.12 | 0.07 | 0.07 | 0.06 | 0.05 | 0.18 | 0.1 | 0.08 | 0.06 | 0.06 | 0.05 | 0.15 | 0.05 | 0.03 | 0.02 | 0.02 | 0.03 | 0.18 | 0.08 | 0.06 | 0.03 | 0.04 | 0.04 | 0.21 | 0.08 | 0.07 | 0.04 | 0.01 | 0.04 | 0.2 | 0.07 | 0 | 0 | 0 | 0 | 0.035
| 10 | 170.9912 | 4.5273 | 0.52448 | 171.2693 | 19.1447 | 1327.2595 | 0.077039 | 58.7181 | 190.136 | 1331.7867 | 0.60152 | 229.9874 | 377.3 | 155.6 | 139.6 | 86 | 53 | 126.7 | 373 | 165.4 | 50.8 | 59.4 | 66 | 108.2 | 375.8 | 263.1 | 145.7 | 136 | 135.1 | 114.1 | 395.6 | 216.2 | 184.6 | 155.6 | 147 | 86.1 | 356.3 | 110 | 65.7 | 45.6 | 34 | 39.7 | 385 | 163.1 | 117.3 | 41.8 | 73.9 | 66.1 | 408.2 | 162.7 | 133.8 | 66.8 | 26.6 | 40.2 | 398.7 | 146.2 | 0 | 0 | 0 | 0 | 12 | 3.1 | 2.8 | 2.7 | 1.9 | 3.1 | 11.9 | 4.7 | 1.5 | 2.5 | 1.8 | 3 | 12.1 | 5.3 | 2.8 | 3.1 | 3.2 | 3.4 | 14.8 | 4.6 | 3.6 | 3.2 | 2.9 | 3 | 11.2 | 2.8 | 2.5 | 2.5 | 1.6 | 1.9 | 11.7 | 3.5 | 2.6 | 1.5 | 1.7 | 2 | 15.3 | 3.6 | 3.1 | 2.6 | 1.4 | 2 | 13.9 | 4.1 | 0 | 0 | 0 | 0 | 1.47 | 0.32 | 0.29 | 0.33 | 0.23 | 0.35 | 1.45 | 0.56 | 0.18 | 0.33 | 0.22 | 0.35 | 1.48 | 0.56 | 0.29 | 0.34 | 0.35 | 0.41 | 1.89 | 0.5 | 0.37 | 0.34 | 0.3 | 0.38 | 1.36 | 0.32 | 0.32 | 0.34 | 0.21 | 0.25 | 1.42 | 0.37 | 0.28 | 0.19 | 0.19 | 0.24 | 1.98 | 0.4 | 0.34 | 0.33 | 0.19 | 0.25 | 1.78 | 0.49 | 0 | 0 | 0 | 0 | 40.1 | 18.3 | 16.4 | 9.2 | 6.7 | 14.5 | 39.7 | 18.1 | 5.8 | 6.2 | 7.3 | 12 | 39.9 | 30.7 | 17.1 | 16 | 15.6 | 12.7 | 40.1 | 25 | 21.7 | 18.2 | 17.3 | 8.9 | 38 | 12.3 | 6.7 | 4.6 | 3.5 | 4 | 41.4 | 19 | 13.5 | 5.3 | 8.5 | 7.6 | 41.7 | 18.9 | 15.8 | 7.9 | 2.4 | 8.6 | 41.9 | 16.1 | 0 | 0 | 0 | 0 | 3158.7 | 1164.2 | 1042.9 | 588 | 353.4 | 916.3 | 3121.7 | 1154.6 | 342.1 | 368.9 | 464.5 | 763.9 | 3139.2 | 1963.2 | 1092.6 | 996.9 | 984.4 | 790.5 | 3137.7 | 1598.5 | 1380.6 | 1156.9 | 1101.7 | 570.3 | 2996.5 | 788.3 | 422.2 | 251.4 | 204.4 | 236.4 | 3261.8 | 1202.5 | 862 | 275 | 538.6 | 459.8 | 3180.8 | 1183.8 | 1008.9 | 485.3 | 153.1 | 454.3 | 3157.5 | 1025.4 | 0 | 0 | 0 | 0 | 0.17 | 0.07 | 0.06 | 0.04 | 0.03 | 0.06 | 0.17 | 0.07 | 0.03 | 0.04 | 0.03 | 0.05 | 0.17 | 0.11 | 0.06 | 0.07 | 0.06 | 0.06 | 0.18 | 0.09 | 0.08 | 0.07 | 0.07 | 0.04 | 0.16 | 0.05 | 0.03 | 0.03 | 0.02 | 0.03 | 0.17 | 0.07 | 0.05 | 0.03 | 0.04 | 0.04 | 0.2 | 0.08 | 0.06 | 0.04 | 0.01 | 0.04 | 0.21 | 0.07 | 0 | 0 | 0 | 0 | 0.036
| 11 | 166.4523 | 4.2068 | 0.4799 | 166.7087 | 18.8065 | 1307.8682 | 0.072337 | 57.8007 | 185.2588 | 1312.0751 | 0.55224 | 224.5094 | 368.1 | 139.6 | 140.1 | 91.5 | 58.6 | 120.1 | 364 | 151.3 | 56.4 | 52.4 | 65.4 | 126.2 | 363.9 | 286.7 | 140.5 | 137.4 | 137.4 | 109.6 | 385.8 | 219.5 | 176.6 | 145.6 | 149.5 | 86.3 | 358.9 | 103.1 | 68.2 | 51.4 | 33.6 | 45.2 | 378.3 | 149.6 | 122.1 | 48.4 | 80.6 | 71 | 398.5 | 147.1 | 134.6 | 71.5 | 20 | 31.9 | 390.3 | 128.1 | 0 | 0 | 0 | 0 | 10.1 | 2.7 | 2.9 | 3.3 | 1.9 | 3 | 9.9 | 4.3 | 1.6 | 2.1 | 1.8 | 3 | 9.9 | 5.8 | 2.8 | 3.2 | 3.4 | 3.1 | 13 | 4.7 | 3.6 | 3.1 | 3 | 2.9 | 10.4 | 2.5 | 2.4 | 3.1 | 1.6 | 2.7 | 10.5 | 3.2 | 2.9 | 1.6 | 1.9 | 2.3 | 13.3 | 3.3 | 3.3 | 3.7 | 0.7 | 1.2 | 12.1 | 3.8 | 0 | 0 | 0 | 0 | 1.18 | 0.28 | 0.3 | 0.42 | 0.23 | 0.34 | 1.16 | 0.51 | 0.2 | 0.27 | 0.21 | 0.33 | 1.16 | 0.61 | 0.29 | 0.35 | 0.38 | 0.36 | 1.62 | 0.51 | 0.37 | 0.33 | 0.3 | 0.36 | 1.24 | 0.28 | 0.31 | 0.43 | 0.21 | 0.38 | 1.24 | 0.34 | 0.32 | 0.2 | 0.22 | 0.29 | 1.68 | 0.37 | 0.37 | 0.5 | 0.08 | 0.14 | 1.52 | 0.46 | 0 | 0 | 0 | 0 | 40.6 | 16.4 | 16.4 | 9.4 | 7.5 | 13.7 | 40.2 | 16.6 | 6.6 | 5.6 | 7.3 | 14.5 | 40.2 | 33.5 | 16.5 | 16.1 | 15.8 | 12.4 | 40.4 | 25.4 | 20.7 | 16.9 | 17.7 | 9 | 39.1 | 11.7 | 7.1 | 4.8 | 3.4 | 4 | 41.6 | 17.4 | 13.9 | 6.5 | 9.3 | 7.9 | 42.3 | 17 | 15.8 | 8 | 2.2 | 7.1 | 42.3 | 13.9 | 0 | 0 | 0 | 0 | 3202.7 | 1043.9 | 1043.2 | 600.4 | 399.9 | 864.2 | 3172.8 | 1057.6 | 383.4 | 331.7 | 461.5 | 920 | 3173 | 2139.6 | 1051 | 1002.6 | 994.7 | 771.4 | 3168.9 | 1621.1 | 1315.2 | 1078.1 | 1120.4 | 577.1 | 3082.3 | 745.7 | 445.3 | 264.2 | 202.3 | 235.8 | 3281.4 | 1101 | 888.3 | 327.5 | 584.5 | 480.6 | 3222.7 | 1061.8 | 1009 | 492.7 | 138.3 | 377.4 | 3192.1 | 886.5 | 0 | 0 | 0 | 0 | 0.16 | 0.06 | 0.06 | 0.04 | 0.03 | 0.06 | 0.16 | 0.07 | 0.04 | 0.03 | 0.03 | 0.06 | 0.16 | 0.12 | 0.06 | 0.07 | 0.06 | 0.06 | 0.17 | 0.1 | 0.08 | 0.06 | 0.07 | 0.04 | 0.16 | 0.05 | 0.03 | 0.03 | 0.02 | 0.03 | 0.17 | 0.07 | 0.05 | 0.04 | 0.04 | 0.04 | 0.2 | 0.07 | 0.06 | 0.05 | 0.01 | 0.03 | 0.2 | 0.06 | 0 | 0 | 0 | 0 | 0.037
| 12 | 158.751 | 3.9478 | 0.45045 | 158.9916 | 17.9783 | 1255.6131 | 0.073104 | 55.4155 | 176.7293 | 1259.561 | 0.52355 | 214.4071 | 363.3 | 127.6 | 130.5 | 84.2 | 64.5 | 121.6 | 364.4 | 134.6 | 57 | 57.3 | 68.6 | 135.9 | 358.5 | 293.2 | 132.1 | 134.2 | 122.1 | 103.2 | 384.5 | 225.6 | 167 | 129 | 142.1 | 111.8 | 353.4 | 101.5 | 67.7 | 48.5 | 36.7 | 40 | 378.5 | 140 | 112.5 | 44.3 | 76.3 | 65.7 | 391 | 129.4 | 126.5 | 74.7 | 25.9 | 35.6 | 385.1 | 118.2 | 0 | 0 | 0 | 0 | 9.5 | 2.5 | 2.5 | 3.3 | 2 | 3.3 | 9.9 | 3.8 | 1.6 | 2.3 | 1.8 | 3.2 | 9.2 | 5.9 | 2.6 | 3.4 | 2.9 | 2.5 | 12.5 | 4.8 | 3.3 | 3.2 | 2.8 | 4.3 | 9.2 | 2.5 | 2.5 | 2.6 | 1.9 | 2 | 10.3 | 3 | 2.6 | 1.8 | 1.9 | 1.9 | 12.2 | 3 | 3 | 3.3 | 1.3 | 1.4 | 11.3 | 3.7 | 0 | 0 | 0 | 0 | 1.09 | 0.26 | 0.26 | 0.43 | 0.24 | 0.38 | 1.16 | 0.46 | 0.2 | 0.29 | 0.21 | 0.36 | 1.05 | 0.62 | 0.27 | 0.38 | 0.32 | 0.28 | 1.54 | 0.52 | 0.34 | 0.37 | 0.29 | 0.55 | 1.05 | 0.28 | 0.32 | 0.36 | 0.26 | 0.27 | 1.2 | 0.33 | 0.28 | 0.23 | 0.22 | 0.23 | 1.51 | 0.34 | 0.33 | 0.43 | 0.17 | 0.15 | 1.39 | 0.45 | 0 | 0 | 0 | 0 | 40.5 | 15 | 15.4 | 8.4 | 8 | 13.7 | 40.3 | 14.8 | 6.5 | 6 | 7.7 | 15.5 | 40.1 | 34.3 | 15.5 | 15.4 | 14.2 | 12.1 | 40.7 | 26.1 | 19.6 | 14.5 | 16.8 | 11.2 | 39.5 | 11.5 | 6.9 | 4.8 | 3.5 | 4 | 41.9 | 16.2 | 12.9 | 5.6 | 8.7 | 7.6 | 42.2 | 14.9 | 15 | 7.9 | 2.4 | 8.3 | 42.4 | 12.7 | 0 | 0 | 0 | 0 | 3198.4 | 953 | 977.5 | 537.1 | 444.8 | 864 | 3177.9 | 937.5 | 385.6 | 363.4 | 488.6 | 987.7 | 3168.3 | 2189.1 | 988.6 | 966.6 | 891 | 749.7 | 3191.2 | 1669 | 1249.7 | 927.1 | 1064.4 | 719.8 | 3114.5 | 734.2 | 437.8 | 266.7 | 208.4 | 232.6 | 3300.8 | 1027.5 | 822.8 | 283.2 | 550 | 458.4 | 3233.5 | 925.3 | 952.1 | 483 | 156.6 | 440.9 | 3204.9 | 807.8 | 0 | 0 | 0 | 0 | 0.16 | 0.06 | 0.06 | 0.04 | 0.04 | 0.06 | 0.16 | 0.06 | 0.03 | 0.03 | 0.03 | 0.06 | 0.16 | 0.13 | 0.06 | 0.06 | 0.06 | 0.05 | 0.17 | 0.1 | 0.07 | 0.06 | 0.07 | 0.05 | 0.15 | 0.04 | 0.03 | 0.03 | 0.02 | 0.03 | 0.17 | 0.06 | 0.05 | 0.04 | 0.04 | 0.04 | 0.19 | 0.06 | 0.06 | 0.04 | 0.01 | 0.03 | 0.2 | 0.05 | 0 | 0 | 0 | 0 | 0.038
| 13 | 156.5108 | 3.7046 | 0.41229 | 156.7338 | 17.8778 | 1251.2271 | 0.072337 | 55.1841 | 174.3886 | 1254.9317 | 0.48463 | 211.9179 | 356.7 | 125.9 | 137.8 | 77.4 | 53.2 | 109.8 | 355.6 | 119.2 | 56.6 | 61.3 | 73.4 | 130.9 | 353 | 295.4 | 128.5 | 131.2 | 114.8 | 105.2 | 381 | 228.6 | 159.6 | 118.8 | 133.4 | 107.2 | 349.5 | 112.5 | 72.7 | 55.4 | 39.9 | 38.3 | 377.5 | 143.3 | 105.4 | 40.9 | 74.2 | 73.7 | 383.9 | 126.4 | 130.7 | 64.2 | 20.7 | 37.3 | 379.8 | 122.5 | 0 | 0 | 0 | 0 | 8.5 | 2.5 | 2.8 | 2.8 | 1.7 | 2.7 | 8.8 | 3.6 | 1.7 | 2.5 | 2.1 | 3.4 | 8.4 | 5.9 | 2.5 | 3.5 | 3.1 | 3 | 11.7 | 4.9 | 3.1 | 2.7 | 2.7 | 3.8 | 8.5 | 3 | 3.5 | 3.5 | 2.2 | 2 | 9.7 | 3.1 | 2.5 | 1.5 | 2 | 2.4 | 11.2 | 2.9 | 3.2 | 2.3 | 0.9 | 1.7 | 10.5 | 3.6 | 0 | 0 | 0 | 0 | 0.95 | 0.26 | 0.29 | 0.35 | 0.21 | 0.3 | 1 | 0.43 | 0.21 | 0.33 | 0.25 | 0.39 | 0.94 | 0.61 | 0.26 | 0.41 | 0.36 | 0.36 | 1.43 | 0.52 | 0.32 | 0.29 | 0.28 | 0.48 | 0.95 | 0.35 | 0.46 | 0.48 | 0.3 | 0.26 | 1.11 | 0.34 | 0.28 | 0.19 | 0.23 | 0.3 | 1.36 | 0.33 | 0.35 | 0.3 | 0.11 | 0.21 | 1.27 | 0.44 | 0 | 0 | 0 | 0 | 40.5 | 14.8 | 16.1 | 8 | 6.3 | 12.6 | 40.1 | 12.9 | 6.4 | 6.4 | 8.2 | 14.7 | 40.1 | 34.6 | 15.1 | 15.1 | 13 | 11.9 | 40.9 | 26.5 | 18.8 | 13.7 | 15.8 | 11.1 | 39.6 | 12.5 | 6.7 | 5.1 | 3.7 | 3.8 | 42.2 | 16.6 | 12 | 5 | 8.4 | 8.2 | 42.2 | 14.6 | 15.4 | 7.4 | 2.1 | 7.9 | 42.4 | 13.4 | 0 | 0 | 0 | 0 | 3196.9 | 940.5 | 1025.6 | 508.3 | 363.5 | 794.5 | 3165.2 | 819.8 | 380.9 | 384.9 | 514.7 | 936.2 | 3167.6 | 2208.2 | 962.7 | 933.1 | 815.1 | 736.9 | 3211.5 | 1690 | 1194.6 | 869.4 | 998 | 707.9 | 3126 | 797.9 | 426.8 | 280.9 | 220 | 220.3 | 3331.2 | 1051.6 | 766 | 268.8 | 527.3 | 499.4 | 3222 | 905.4 | 981.5 | 445.2 | 133.9 | 419 | 3208.7 | 848 | 0 | 0 | 0 | 0 | 0.16 | 0.06 | 0.06 | 0.04 | 0.03 | 0.05 | 0.16 | 0.05 | 0.03 | 0.04 | 0.04 | 0.06 | 0.15 | 0.13 | 0.06 | 0.07 | 0.06 | 0.05 | 0.17 | 0.1 | 0.07 | 0.05 | 0.06 | 0.05 | 0.15 | 0.05 | 0.04 | 0.03 | 0.03 | 0.03 | 0.17 | 0.07 | 0.05 | 0.03 | 0.04 | 0.04 | 0.19 | 0.06 | 0.06 | 0.04 | 0.01 | 0.03 | 0.2 | 0.06 | 0 | 0 | 0 | 0 | 0.039
| 14 | 164.1535 | 3.912 | 0.437 | 164.3894 | 18.6885 | 1306.5311 | 0.072337 | 57.6429 | 182.842 | 1310.4431 | 0.50934 | 222.0323 | 355.6 | 138.6 | 145.8 | 86.5 | 58.6 | 112.4 | 355.8 | 121.3 | 70.4 | 66.8 | 78.3 | 137.9 | 354.5 | 302.3 | 137.4 | 145 | 115.3 | 87.3 | 380.2 | 239.4 | 154.4 | 127.6 | 127.9 | 95.1 | 347.1 | 124.1 | 66.6 | 53.5 | 38.4 | 39.8 | 378.3 | 154.2 | 111.3 | 42.8 | 73 | 69.7 | 381.2 | 134.2 | 137.5 | 71.5 | 19.8 | 37.3 | 381.4 | 134.9 | 0 | 0 | 0 | 0 | 8.2 | 2.7 | 3.3 | 3.1 | 2 | 3 | 8.5 | 3.6 | 2.6 | 2.9 | 2.2 | 3.2 | 8.1 | 6.1 | 2.8 | 4.4 | 3 | 2.2 | 11.2 | 5 | 3 | 3.1 | 2.6 | 3.2 | 7.8 | 3.5 | 3.3 | 2.9 | 1.9 | 1.9 | 9.4 | 3.3 | 2.6 | 1.7 | 2 | 2.5 | 10.5 | 3.2 | 3.4 | 2.8 | 0.6 | 1.2 | 10.2 | 3.8 | 0 | 0 | 0 | 0 | 0.9 | 0.28 | 0.36 | 0.39 | 0.25 | 0.35 | 0.95 | 0.44 | 0.34 | 0.37 | 0.25 | 0.35 | 0.9 | 0.63 | 0.3 | 0.53 | 0.35 | 0.25 | 1.34 | 0.53 | 0.31 | 0.34 | 0.27 | 0.4 | 0.85 | 0.41 | 0.45 | 0.39 | 0.25 | 0.25 | 1.07 | 0.35 | 0.29 | 0.22 | 0.23 | 0.31 | 1.27 | 0.37 | 0.38 | 0.36 | 0.07 | 0.13 | 1.23 | 0.44 | 0 | 0 | 0 | 0 | 40.7 | 16.3 | 16.7 | 8.9 | 6.5 | 12.6 | 40.4 | 13.1 | 7.4 | 6.7 | 8.7 | 15.9 | 40.6 | 35.3 | 16 | 15.9 | 13.1 | 10.2 | 41.4 | 27.8 | 18.2 | 14.5 | 15.1 | 10 | 39.9 | 13.7 | 6.1 | 5 | 3.8 | 4 | 42.8 | 17.9 | 12.7 | 5.4 | 8.2 | 7.6 | 42.5 | 15.4 | 16.2 | 7.9 | 2.2 | 8 | 43 | 14.9 | 0 | 0 | 0 | 0 | 3210.7 | 1037.3 | 1067.8 | 569.5 | 393.6 | 799.4 | 3185.9 | 834.2 | 446.4 | 412 | 552.5 | 1007.4 | 3196.4 | 2257.7 | 1022.1 | 1000.8 | 823.7 | 629.5 | 3233.2 | 1776.1 | 1154 | 924.5 | 956 | 638.2 | 3147.8 | 873.6 | 382.3 | 297.1 | 226.1 | 238.5 | 3340 | 1135.6 | 810.5 | 272.2 | 517.8 | 461.4 | 3233.3 | 955.9 | 1032.1 | 476.8 | 140.3 | 414.3 | 3232.2 | 946.6 | 0 | 0 | 0 | 0 | 0.16 | 0.06 | 0.06 | 0.04 | 0.03 | 0.05 | 0.16 | 0.06 | 0.04 | 0.04 | 0.04 | 0.06 | 0.16 | 0.13 | 0.06 | 0.07 | 0.06 | 0.05 | 0.17 | 0.1 | 0.07 | 0.06 | 0.06 | 0.04 | 0.15 | 0.05 | 0.03 | 0.03 | 0.02 | 0.03 | 0.17 | 0.07 | 0.05 | 0.04 | 0.03 | 0.04 | 0.19 | 0.07 | 0.06 | 0.04 | 0.01 | 0.03 | 0.2 | 0.06 | 0 | 0 | 0 | 0 | 0.039
| 15 | 178.3155 | 4.3969 | 0.49889 | 178.5827 | 20.2348 | 1396.3727 | 0.08157 | 61.869 | 198.5503 | 1400.7696 | 0.58045 | 240.4517 | 367 | 152.9 | 159.5 | 106 | 65.9 | 124.6 | 366.8 | 136 | 58.8 | 53.6 | 87.2 | 173.1 | 366.8 | 308.4 | 151.6 | 160.1 | 123.7 | 98.6 | 388.2 | 255.1 | 160.3 | 133.1 | 133.1 | 107.1 | 353.6 | 146.6 | 65.4 | 48.3 | 37.4 | 44.9 | 383.3 | 173.8 | 127.1 | 48.9 | 84.4 | 65 | 387.7 | 148.9 | 151.4 | 91 | 26.6 | 41 | 390.4 | 154.2 | 0 | 0 | 0 | 0 | 8.9 | 3 | 3.8 | 3.8 | 2 | 3.3 | 9.1 | 3.8 | 1.9 | 2.2 | 2.4 | 4.8 | 8.9 | 6.2 | 3 | 4.7 | 2.9 | 2.6 | 11.4 | 5.5 | 3.1 | 3.3 | 2.7 | 3.5 | 7.6 | 3.9 | 3 | 2.6 | 1.7 | 2 | 9.2 | 3.7 | 3 | 1.6 | 2.2 | 1.9 | 10.7 | 3.4 | 3.6 | 2.6 | 0.9 | 1.4 | 10.3 | 4.3 | 0 | 0 | 0 | 0 | 1.01 | 0.31 | 0.42 | 0.48 | 0.24 | 0.38 | 1.04 | 0.45 | 0.24 | 0.29 | 0.28 | 0.56 | 1.02 | 0.64 | 0.32 | 0.56 | 0.32 | 0.3 | 1.38 | 0.59 | 0.32 | 0.37 | 0.28 | 0.43 | 0.82 | 0.45 | 0.4 | 0.36 | 0.22 | 0.26 | 1.05 | 0.4 | 0.34 | 0.2 | 0.25 | 0.23 | 1.31 | 0.38 | 0.4 | 0.31 | 0.12 | 0.16 | 1.26 | 0.5 | 0 | 0 | 0 | 0 | 41.8 | 18 | 18.1 | 10.9 | 7.8 | 14 | 41.6 | 15 | 6.5 | 5.5 | 9.7 | 19.2 | 41.8 | 36.1 | 17.8 | 17.8 | 14.3 | 11.4 | 42.5 | 29.5 | 18.9 | 15 | 15.7 | 11.3 | 40.9 | 16.3 | 6.1 | 4.6 | 3.9 | 4.6 | 43.8 | 20.2 | 14.4 | 5.9 | 9.6 | 7.5 | 43.3 | 17.2 | 17.7 | 10.3 | 2.8 | 8.5 | 44.2 | 17 | 0 | 0 | 0 | 0 | 3245.9 | 1143 | 1157.8 | 696.6 | 456.9 | 886.2 | 3234.6 | 949.8 | 388.5 | 332.4 | 617.7 | 1222.1 | 3231.3 | 2306.3 | 1131.9 | 1113.8 | 903 | 704.2 | 3270.5 | 1886.1 | 1199.7 | 958.7 | 994.1 | 725.5 | 3222.1 | 1044.3 | 388 | 264.6 | 229.2 | 276.6 | 3386.7 | 1279.4 | 921.5 | 332.8 | 604.6 | 454 | 3263.7 | 1072.2 | 1129.4 | 633 | 180.6 | 435.8 | 3292.1 | 1083.7 | 0 | 0 | 0 | 0 | 0.17 | 0.07 | 0.07 | 0.05 | 0.03 | 0.06 | 0.17 | 0.06 | 0.04 | 0.03 | 0.04 | 0.08 | 0.18 | 0.13 | 0.07 | 0.08 | 0.06 | 0.05 | 0.19 | 0.11 | 0.07 | 0.06 | 0.06 | 0.05 | 0.16 | 0.06 | 0.03 | 0.03 | 0.02 | 0.03 | 0.18 | 0.08 | 0.06 | 0.04 | 0.04 | 0.04 | 0.2 | 0.07 | 0.07 | 0.05 | 0.01 | 0.03 | 0.21 | 0.07 | 0 | 0 | 0 | 0 | 0.039
| 16 | 219.3038 | 4.7933 | 0.5194 | 219.5884 | 25.4257 | 1726.7714 | 0.10178 | 76.9113 | 244.7295 | 1731.5647 | 0.62119 | 296.4997 | 367.4 | 195.7 | 206 | 172 | 114 | 184.7 | 369.3 | 174.3 | 65.6 | 55.1 | 140.7 | 239.5 | 369.3 | 327.2 | 203.8 | 210.6 | 181.7 | 156 | 392 | 289.8 | 194.7 | 171.8 | 170.1 | 159.2 | 357.8 | 212.7 | 84.6 | 49.3 | 38.8 | 69.7 | 382.7 | 217.8 | 190.1 | 81.2 | 141.2 | 60.6 | 388.4 | 191.3 | 201.7 | 161.9 | 57.3 | 68.2 | 395.5 | 201.7 | 0 | 0 | 0 | 0 | 7.8 | 3.9 | 4.5 | 4.4 | 2.7 | 4 | 8.1 | 4.6 | 2.2 | 2 | 3.2 | 5.9 | 7.9 | 6.6 | 4 | 4.6 | 4 | 3.3 | 10.9 | 6.3 | 3.8 | 3.8 | 3.4 | 4.4 | 7 | 5.1 | 3.4 | 2.3 | 1.5 | 2.5 | 8.2 | 4.5 | 4.4 | 2.1 | 3 | 1.7 | 9.4 | 4.3 | 4.4 | 3.6 | 1.4 | 2 | 9.5 | 5.5 | 0 | 0 | 0 | 0 | 0.86 | 0.4 | 0.48 | 0.5 | 0.3 | 0.42 | 0.9 | 0.53 | 0.29 | 0.26 | 0.35 | 0.66 | 0.89 | 0.68 | 0.41 | 0.5 | 0.44 | 0.35 | 1.32 | 0.68 | 0.39 | 0.41 | 0.36 | 0.52 | 0.74 | 0.57 | 0.44 | 0.3 | 0.19 | 0.31 | 0.91 | 0.47 | 0.48 | 0.24 | 0.32 | 0.2 | 1.11 | 0.49 | 0.47 | 0.4 | 0.15 | 0.21 | 1.14 | 0.65 | 0 | 0 | 0 | 0 | 43 | 23 | 23.8 | 19.3 | 13.1 | 21.5 | 42.9 | 19.5 | 7.2 | 5.9 | 16.2 | 27.1 | 43.2 | 38.3 | 23.9 | 24.4 | 21.1 | 18.3 | 43.6 | 33.5 | 22.9 | 19.8 | 20 | 17.5 | 42.2 | 24.1 | 8.4 | 4.7 | 4.2 | 7.5 | 44.9 | 25.4 | 21.7 | 9.6 | 16.5 | 7.1 | 44.7 | 22.1 | 23.6 | 18.8 | 6.6 | 12.1 | 45.8 | 22.3 | 0 | 0 | 0 | 0 | 3304.1 | 1463.4 | 1519.6 | 1232.7 | 830.2 | 1366.8 | 3309.6 | 1234.7 | 426.4 | 357 | 1030.9 | 1731.4 | 3298 | 2443.8 | 1526.8 | 1551 | 1337.1 | 1155.6 | 3317.3 | 2136.3 | 1460 | 1265.8 | 1270.6 | 1120.1 | 3289.1 | 1543.5 | 532.5 | 293.8 | 251 | 460.4 | 3419.4 | 1618.2 | 1388.1 | 580.2 | 1045.8 | 427.5 | 3351 | 1381.8 | 1505.3 | 1181.6 | 419.1 | 656.1 | 3376.8 | 1421.8 | 0 | 0 | 0 | 0 | 0.18 | 0.09 | 0.09 | 0.08 | 0.05 | 0.08 | 0.18 | 0.08 | 0.04 | 0.03 | 0.06 | 0.11 | 0.19 | 0.14 | 0.09 | 0.1 | 0.08 | 0.07 | 0.2 | 0.13 | 0.09 | 0.08 | 0.08 | 0.07 | 0.17 | 0.09 | 0.04 | 0.03 | 0.02 | 0.04 | 0.19 | 0.1 | 0.08 | 0.05 | 0.06 | 0.04 | 0.21 | 0.09 | 0.09 | 0.08 | 0.03 | 0.05 | 0.22 | 0.09 | 0 | 0 | 0 | 0 | 0.04
| 17 | 295.2646 | 5.9975 | 0.63401 | 295.6164 | 34.6143 | 2306.8483 | 0.13499 | 103.3952 | 329.8789 | 2312.8457 | 0.769 | 399.0116 | 376.8 | 302.9 | 284.1 | 277.2 | 151.8 | 298.7 | 378.6 | 321.5 | 65.6 | 73.4 | 219.8 | 279.5 | 377.4 | 348.5 | 304.8 | 270.3 | 288.9 | 277 | 398.7 | 336.5 | 291.7 | 281 | 281.7 | 197.2 | 375.1 | 305.2 | 70.8 | 61 | 50.6 | 110.3 | 389.7 | 316 | 294.4 | 100.4 | 252.1 | 80.3 | 397.8 | 311.8 | 291.6 | 268.4 | 137.7 | 116.2 | 408.2 | 322.5 | 0 | 0 | 0 | 0 | 7.8 | 5.9 | 5.5 | 6 | 3.5 | 5.9 | 8.4 | 8 | 2 | 2.9 | 4.6 | 5.7 | 7.8 | 7.2 | 5.9 | 5.5 | 5.7 | 5.5 | 11.4 | 7.2 | 5.7 | 5.5 | 5.6 | 5.4 | 7.5 | 6.2 | 2.3 | 2.8 | 1.9 | 3.1 | 8.1 | 6.5 | 6.1 | 2.6 | 5 | 2.3 | 9.2 | 7 | 5.8 | 5.6 | 3 | 3.1 | 9.7 | 8.3 | 0 | 0 | 0 | 0 | 0.86 | 0.61 | 0.55 | 0.65 | 0.39 | 0.61 | 0.95 | 0.94 | 0.26 | 0.38 | 0.48 | 0.6 | 0.87 | 0.76 | 0.6 | 0.58 | 0.59 | 0.57 | 1.39 | 0.77 | 0.59 | 0.56 | 0.57 | 0.64 | 0.83 | 0.66 | 0.28 | 0.37 | 0.24 | 0.37 | 0.9 | 0.69 | 0.64 | 0.3 | 0.52 | 0.27 | 1.08 | 0.78 | 0.6 | 0.6 | 0.32 | 0.34 | 1.18 | 0.96 | 0 | 0 | 0 | 0 | 44.5 | 35.6 | 33.5 | 32 | 17.4 | 35.1 | 44 | 36.7 | 7.5 | 7.6 | 25.6 | 32.7 | 44.5 | 40.6 | 35.9 | 31.7 | 33.9 | 32.5 | 44.1 | 39.1 | 34.3 | 33 | 33.2 | 21.8 | 44.5 | 35.7 | 7.6 | 5.8 | 5.4 | 12.4 | 45.9 | 37 | 34.3 | 11.7 | 29.6 | 9.2 | 46.4 | 36 | 34.3 | 31.5 | 15.9 | 18.7 | 47.6 | 36.1 | 0 | 0 | 0 | 0 | 3371.2 | 2263.5 | 2136.7 | 2044.8 | 1109 | 2238 | 3362.3 | 2257.4 | 437.3 | 465.3 | 1634.8 | 2083.8 | 3375.9 | 2585 | 2291.5 | 2012.9 | 2165.5 | 2072.6 | 3353.9 | 2484.3 | 2187 | 2110.3 | 2111 | 1391.9 | 3367 | 2268.5 | 476.8 | 365.3 | 329.9 | 776 | 3484 | 2331.4 | 2190.2 | 719.2 | 1886.5 | 565.2 | 3437.3 | 2263.5 | 2192.6 | 1984.6 | 1016.7 | 1034.9 | 3455.8 | 2302.9 | 0 | 0 | 0 | 0 | 0.19 | 0.14 | 0.12 | 0.12 | 0.07 | 0.13 | 0.19 | 0.17 | 0.04 | 0.04 | 0.1 | 0.12 | 0.19 | 0.15 | 0.13 | 0.12 | 0.13 | 0.12 | 0.2 | 0.15 | 0.13 | 0.12 | 0.13 | 0.09 | 0.2 | 0.14 | 0.03 | 0.03 | 0.03 | 0.05 | 0.2 | 0.15 | 0.13 | 0.06 | 0.11 | 0.04 | 0.22 | 0.15 | 0.13 | 0.12 | 0.06 | 0.07 | 0.24 | 0.14 | 0 | 0 | 0 | 0 | 0.04
| 18 | 334.7134 | 6.7624 | 0.71836 | 335.111 | 39.3527 | 2596.6226 | 0.15854 | 116.7753 | 374.0661 | 2603.3851 | 0.8769 | 451.8863 | 380.8 | 368.3 | 320.6 | 335.2 | 141.5 | 360 | 383.6 | 390.3 | 76.3 | 102 | 235.5 | 269.5 | 381.8 | 356.8 | 363.1 | 297.8 | 344 | 341.6 | 394 | 361.2 | 345.6 | 350.6 | 348.7 | 189.1 | 383.1 | 357.8 | 74.7 | 83.6 | 52.7 | 119.5 | 393.8 | 377.4 | 348.3 | 89.6 | 298.7 | 96.1 | 402.5 | 382.1 | 328.9 | 320.2 | 212.1 | 145.2 | 411.4 | 388.3 | 0 | 0 | 0 | 0 | 7.9 | 7.3 | 6.2 | 6.9 | 3.4 | 7 | 8.6 | 9.9 | 2.4 | 3.7 | 4.8 | 5.6 | 7.9 | 7.3 | 7.1 | 6 | 6.7 | 6.7 | 10.7 | 7.8 | 6.6 | 7.1 | 6.8 | 5.3 | 7.7 | 7.5 | 2.5 | 3.3 | 2 | 3.3 | 8.3 | 7.7 | 7.2 | 2.4 | 5.8 | 2.7 | 9.2 | 8.4 | 6.4 | 6.6 | 4.5 | 3.7 | 9.6 | 10 | 0 | 0 | 0 | 0 | 0.88 | 0.77 | 0.63 | 0.73 | 0.38 | 0.71 | 0.97 | 1.21 | 0.3 | 0.47 | 0.5 | 0.58 | 0.87 | 0.76 | 0.75 | 0.64 | 0.69 | 0.69 | 1.29 | 0.84 | 0.67 | 0.74 | 0.69 | 0.63 | 0.85 | 0.81 | 0.31 | 0.43 | 0.25 | 0.39 | 0.93 | 0.84 | 0.77 | 0.28 | 0.6 | 0.32 | 1.09 | 0.95 | 0.65 | 0.7 | 0.48 | 0.4 | 1.18 | 1.18 | 0 | 0 | 0 | 0 | 44.9 | 43.5 | 37.8 | 39.1 | 16.1 | 42.4 | 44.5 | 44.8 | 8.7 | 10.8 | 27.5 | 31.4 | 45.1 | 41.7 | 42.9 | 35 | 40.5 | 40.1 | 44.1 | 41.9 | 40.7 | 41.1 | 41.2 | 20.7 | 45.5 | 41.8 | 7.9 | 8.4 | 5.6 | 13.4 | 46.3 | 44.5 | 40.8 | 10.5 | 35.1 | 10.9 | 47.1 | 44.5 | 38.8 | 37.6 | 24.8 | 22.6 | 48.2 | 43.8 | 0 | 0 | 0 | 0 | 3408 | 2722.9 | 2411.2 | 2487.8 | 1025.7 | 2704.7 | 3405 | 2674.6 | 511.7 | 668.6 | 1754.9 | 2006.4 | 3417.5 | 2658.1 | 2688.2 | 2206 | 2574.6 | 2560.9 | 3351.1 | 2658.8 | 2598.1 | 2610.2 | 2617.5 | 1326.8 | 3436.6 | 2623.1 | 498 | 527.7 | 342.6 | 842.4 | 3504.9 | 2759 | 2568.4 | 633.9 | 2240.4 | 673.1 | 3471.4 | 2754.3 | 2471.4 | 2367.6 | 1555.8 | 1266.1 | 3480.1 | 2729.5 | 0 | 0 | 0 | 0 | 0.2 | 0.18 | 0.14 | 0.15 | 0.06 | 0.16 | 0.19 | 0.22 | 0.05 | 0.06 | 0.1 | 0.12 | 0.2 | 0.16 | 0.17 | 0.14 | 0.15 | 0.15 | 0.2 | 0.16 | 0.15 | 0.16 | 0.16 | 0.08 | 0.2 | 0.17 | 0.04 | 0.04 | 0.03 | 0.06 | 0.2 | 0.19 | 0.16 | 0.05 | 0.13 | 0.05 | 0.23 | 0.19 | 0.15 | 0.15 | 0.1 | 0.09 | 0.25 | 0.19 | 0 | 0 | 0 | 0 | 0.04
| 19 | 333.051 | 6.7231 | 0.71254 | 333.4459 | 39.0952 | 2588.0772 | 0.1546 | 116.2621 | 372.1462 | 2594.8003 | 0.86715 | 449.708 | 377.6 | 366.4 | 318.8 | 333.4 | 145.3 | 360.1 | 381.4 | 402 | 75 | 99.7 | 237.1 | 269.8 | 378.6 | 357.2 | 360.6 | 290.7 | 344.3 | 341.3 | 387.9 | 360.5 | 341.4 | 347.9 | 347.7 | 190.9 | 378.1 | 355.3 | 71.4 | 78.8 | 53.8 | 122 | 389 | 373.8 | 346.3 | 89.9 | 297.4 | 97.6 | 397.6 | 380.7 | 327.5 | 320 | 199.4 | 144 | 407.5 | 387.2 | 0 | 0 | 0 | 0 | 7.8 | 7.2 | 6.2 | 6.9 | 3.5 | 7 | 8.5 | 9.8 | 2.3 | 3.7 | 4.8 | 5.6 | 7.9 | 7.2 | 7 | 5.8 | 6.7 | 6.7 | 9.8 | 7.7 | 6.6 | 7.1 | 6.8 | 5.4 | 7.6 | 7.4 | 2.4 | 3.3 | 2 | 3.4 | 8.1 | 7.7 | 7.2 | 2.4 | 5.8 | 2.8 | 9.1 | 8.4 | 6.3 | 6.6 | 4.2 | 3.7 | 9.4 | 9.9 | 0 | 0 | 0 | 0 | 0.86 | 0.76 | 0.63 | 0.73 | 0.39 | 0.71 | 0.96 | 1.18 | 0.29 | 0.47 | 0.5 | 0.58 | 0.88 | 0.74 | 0.74 | 0.61 | 0.68 | 0.68 | 1.15 | 0.82 | 0.67 | 0.74 | 0.7 | 0.64 | 0.84 | 0.79 | 0.3 | 0.43 | 0.26 | 0.4 | 0.9 | 0.84 | 0.77 | 0.29 | 0.59 | 0.33 | 1.06 | 0.94 | 0.65 | 0.7 | 0.45 | 0.4 | 1.14 | 1.16 | 0 | 0 | 0 | 0 | 44.5 | 43.2 | 37.5 | 38.8 | 16.6 | 42.4 | 44.3 | 46.3 | 8.5 | 10.5 | 27.7 | 31.5 | 44.5 | 41.8 | 42.6 | 34.2 | 40.5 | 40.1 | 44 | 41.9 | 40.2 | 40.7 | 41 | 20.9 | 44.8 | 41.6 | 7.5 | 7.8 | 5.7 | 13.7 | 45.8 | 43.9 | 40.5 | 10.5 | 35 | 11.1 | 46.4 | 44.3 | 38.6 | 37.6 | 23.2 | 22.5 | 47.7 | 43.7 | 0 | 0 | 0 | 0 | 3390.1 | 2720.1 | 2396 | 2473.7 | 1055.3 | 2705.7 | 3388 | 2795.2 | 502.2 | 648.2 | 1768.2 | 2009.8 | 3391.7 | 2668.9 | 2676.2 | 2157.2 | 2580.5 | 2559.1 | 3367.1 | 2660.2 | 2566.5 | 2588.7 | 2605.5 | 1338.7 | 3398.3 | 2615.9 | 473.2 | 490.7 | 350.5 | 861.6 | 3479.3 | 2732.9 | 2551.9 | 636.2 | 2231 | 682.9 | 3454.9 | 2754.8 | 2461.8 | 2366.8 | 1467.4 | 1259.7 | 3478.9 | 2738.4 | 0 | 0 | 0 | 0 | 0.19 | 0.17 | 0.14 | 0.15 | 0.07 | 0.16 | 0.19 | 0.22 | 0.05 | 0.05 | 0.1 | 0.12 | 0.19 | 0.16 | 0.17 | 0.13 | 0.15 | 0.15 | 0.19 | 0.16 | 0.15 | 0.15 | 0.16 | 0.08 | 0.19 | 0.17 | 0.03 | 0.04 | 0.03 | 0.06 | 0.2 | 0.18 | 0.16 | 0.05 | 0.13 | 0.05 | 0.22 | 0.19 | 0.14 | 0.15 | 0.09 | 0.09 | 0.24 | 0.18 | 0 | 0 | 0 | 0 | 0.039
| 20 | 326.1959 | 6.5294 | 0.68449 | 326.5773 | 38.3573 | 2542.9926 | 0.1478 | 114.1789 | 364.5532 | 2549.522 | 0.83229 | 440.7562 | 368.4 | 357.7 | 312.5 | 326.7 | 148.8 | 350.7 | 373.5 | 411.4 | 72.3 | 87.3 | 243.1 | 276 | 368.3 | 349.9 | 346.9 | 283.8 | 340.2 | 338.1 | 377.5 | 355.2 | 329.6 | 333.8 | 340.3 | 197.4 | 366.8 | 345.8 | 70.1 | 68.5 | 52.7 | 121.5 | 378.4 | 365.4 | 338.3 | 92.2 | 293.6 | 96.1 | 387.7 | 372.7 | 319.5 | 320.2 | 185.9 | 133.2 | 396.9 | 379.5 | 0 | 0 | 0 | 0 | 7.4 | 7 | 6 | 6.8 | 3.6 | 6.8 | 7.9 | 9.9 | 2.3 | 3.5 | 5 | 5.7 | 7.3 | 6.8 | 6.7 | 5.6 | 6.6 | 6.6 | 8.8 | 7.5 | 6.3 | 6.6 | 6.7 | 5.6 | 7.3 | 6.9 | 2.4 | 3.1 | 2 | 3.4 | 7.6 | 7.6 | 7 | 2.4 | 5.7 | 2.8 | 8.7 | 8.3 | 6.2 | 6.5 | 3.9 | 3.5 | 9.1 | 9.9 | 0 | 0 | 0 | 0 | 0.8 | 0.73 | 0.61 | 0.71 | 0.4 | 0.7 | 0.87 | 1.17 | 0.29 | 0.45 | 0.52 | 0.59 | 0.79 | 0.7 | 0.69 | 0.57 | 0.68 | 0.68 | 1 | 0.8 | 0.64 | 0.69 | 0.68 | 0.66 | 0.78 | 0.72 | 0.3 | 0.41 | 0.25 | 0.39 | 0.82 | 0.83 | 0.74 | 0.28 | 0.59 | 0.33 | 1.02 | 0.92 | 0.63 | 0.69 | 0.42 | 0.37 | 1.08 | 1.16 | 0 | 0 | 0 | 0 | 43.6 | 42.2 | 36.8 | 38.1 | 17 | 41.3 | 43.7 | 47.5 | 8.2 | 9.1 | 28.4 | 32.2 | 43.6 | 41.1 | 40.9 | 33.4 | 40 | 39.7 | 43.4 | 41.3 | 38.9 | 39.1 | 40.2 | 21.6 | 43.4 | 40.6 | 7.4 | 6.6 | 5.6 | 13.6 | 44.7 | 42.9 | 39.6 | 10.8 | 34.5 | 10.9 | 45.3 | 43.2 | 37.7 | 37.6 | 21.6 | 21.3 | 46.4 | 42.6 | 0 | 0 | 0 | 0 | 3337.6 | 2660.5 | 2350 | 2430 | 1080.9 | 2631.7 | 3355.5 | 2883.7 | 482.6 | 553.6 | 1811.8 | 2057.2 | 3338.8 | 2624.8 | 2596.9 | 2124.1 | 2550.9 | 2536 | 3342.5 | 2625.2 | 2478.2 | 2495.9 | 2551.4 | 1383.4 | 3332 | 2577 | 465.9 | 413.4 | 342.7 | 857.8 | 3424.6 | 2668.6 | 2504.5 | 656.5 | 2203.8 | 672.3 | 3386 | 2701.4 | 2404.6 | 2379 | 1372.5 | 1177.2 | 3415.8 | 2680.6 | 0 | 0 | 0 | 0 | 0.18 | 0.16 | 0.14 | 0.14 | 0.07 | 0.15 | 0.18 | 0.22 | 0.05 | 0.05 | 0.11 | 0.12 | 0.18 | 0.15 | 0.16 | 0.13 | 0.15 | 0.15 | 0.18 | 0.16 | 0.14 | 0.15 | 0.15 | 0.09 | 0.18 | 0.15 | 0.03 | 0.03 | 0.03 | 0.06 | 0.19 | 0.18 | 0.15 | 0.05 | 0.13 | 0.05 | 0.21 | 0.18 | 0.14 | 0.15 | 0.08 | 0.08 | 0.23 | 0.18 | 0 | 0 | 0 | 0 | 0.038
| 21 | 318.5185 | 6.2962 | 0.65082 | 318.8838 | 37.4372 | 2497.8931 | 0.13955 | 111.9125 | 355.9557 | 2504.1893 | 0.79037 | 430.7963 | 355 | 346.7 | 304.9 | 318.6 | 168.3 | 344.6 | 360.8 | 344.6 | 72.5 | 83.3 | 250.8 | 287.5 | 355 | 340.9 | 340.5 | 273.3 | 330.4 | 330.5 | 362.7 | 349.1 | 320.7 | 325.8 | 326.9 | 214.5 | 353.5 | 334.4 | 72.8 | 66 | 54 | 123.9 | 365 | 350.6 | 332 | 102.6 | 297.8 | 96.8 | 375.6 | 360.4 | 315.2 | 318 | 172.5 | 133.4 | 384.2 | 365.6 | 0 | 0 | 0 | 0 | 6.8 | 6.7 | 5.9 | 6.6 | 4 | 6.8 | 7.1 | 7.8 | 2.3 | 3.4 | 5.2 | 5.9 | 6.8 | 6.6 | 6.5 | 5.4 | 6.4 | 6.5 | 8 | 7.3 | 6.2 | 6.4 | 6.4 | 6 | 6.7 | 6.5 | 2.4 | 3 | 2 | 3.4 | 7.1 | 7 | 6.7 | 2.6 | 5.8 | 2.8 | 8.3 | 7.5 | 6.1 | 6.5 | 3.7 | 3.4 | 8.8 | 8.7 | 0 | 0 | 0 | 0 | 0.7 | 0.69 | 0.6 | 0.69 | 0.44 | 0.69 | 0.75 | 0.86 | 0.28 | 0.44 | 0.54 | 0.61 | 0.7 | 0.68 | 0.66 | 0.55 | 0.65 | 0.66 | 0.87 | 0.76 | 0.63 | 0.66 | 0.65 | 0.71 | 0.69 | 0.66 | 0.29 | 0.4 | 0.26 | 0.4 | 0.74 | 0.73 | 0.69 | 0.3 | 0.59 | 0.33 | 0.95 | 0.81 | 0.62 | 0.69 | 0.39 | 0.37 | 1.03 | 0.98 | 0 | 0 | 0 | 0 | 42 | 40.9 | 35.9 | 37.1 | 19.3 | 40.5 | 42.5 | 39.6 | 8.3 | 8.6 | 29.3 | 33.6 | 42 | 40.1 | 40.1 | 32.2 | 38.9 | 38.9 | 42 | 40.6 | 37.8 | 38.2 | 38.6 | 23.5 | 41.8 | 39.3 | 7.8 | 6.3 | 5.8 | 13.9 | 43.1 | 41.1 | 38.8 | 12 | 35 | 11 | 43.9 | 42.2 | 37.2 | 37.3 | 20 | 21.2 | 44.7 | 41.7 | 0 | 0 | 0 | 0 | 3277.5 | 2595.5 | 2291.4 | 2370.9 | 1226.9 | 2583.3 | 3314.6 | 2515.8 | 485.2 | 525.9 | 1866.5 | 2143 | 3279 | 2560.2 | 2562.7 | 2051.1 | 2484.4 | 2481.8 | 3283.9 | 2594.9 | 2411.4 | 2442.8 | 2453.7 | 1506.4 | 3277 | 2510.1 | 489.9 | 397.2 | 352.1 | 874.2 | 3359.2 | 2611.4 | 2481.3 | 736.4 | 2236.3 | 676.7 | 3309.1 | 2648.2 | 2375 | 2362.7 | 1277.2 | 1169.8 | 3348 | 2639.3 | 0 | 0 | 0 | 0 | 0.16 | 0.15 | 0.13 | 0.14 | 0.08 | 0.15 | 0.17 | 0.15 | 0.05 | 0.05 | 0.11 | 0.13 | 0.16 | 0.15 | 0.15 | 0.12 | 0.14 | 0.14 | 0.16 | 0.15 | 0.14 | 0.14 | 0.15 | 0.09 | 0.16 | 0.15 | 0.03 | 0.03 | 0.03 | 0.06 | 0.17 | 0.16 | 0.14 | 0.06 | 0.13 | 0.05 | 0.2 | 0.17 | 0.14 | 0.14 | 0.08 | 0.08 | 0.21 | 0.17 | 0 | 0 | 0 | 0 | 0.036
| 22 | 315.0151 | 6.2632 | 0.6417 | 315.377 | 36.9467 | 2475.6195 | 0.13844 | 110.7579 | 351.9618 | 2481.8826 | 0.78013 | 426.1349 | 342.8 | 338.5 | 302 | 318.9 | 191.1 | 339.3 | 349.9 | 327.4 | 77.5 | 83.7 | 268.6 | 298.5 | 343.2 | 334.3 | 334.3 | 265.7 | 331.8 | 332.9 | 358 | 342.1 | 325.9 | 330.3 | 326.7 | 249.3 | 339.8 | 327.1 | 87.7 | 67.7 | 55.4 | 130 | 353.3 | 346.4 | 329.8 | 120.4 | 307.6 | 99.3 | 367.4 | 354.9 | 312.6 | 324.1 | 162.5 | 138.3 | 374.4 | 357 | 0 | 0 | 0 | 0 | 6.5 | 6.6 | 5.9 | 6.7 | 4.4 | 6.7 | 7 | 7.6 | 2.4 | 3.4 | 5.6 | 6.1 | 6.6 | 6.5 | 6.4 | 5.2 | 6.4 | 6.5 | 8.6 | 7 | 6.3 | 6.6 | 6.5 | 7.1 | 6.4 | 6.2 | 2.5 | 3 | 2 | 3.6 | 6.7 | 7.3 | 6.6 | 2.9 | 6 | 2.9 | 8.2 | 7.8 | 6.1 | 6.6 | 3.5 | 3.5 | 9 | 8.6 | 0 | 0 | 0 | 0 | 0.65 | 0.67 | 0.6 | 0.7 | 0.49 | 0.68 | 0.72 | 0.84 | 0.29 | 0.44 | 0.59 | 0.64 | 0.66 | 0.67 | 0.65 | 0.54 | 0.65 | 0.66 | 0.96 | 0.74 | 0.64 | 0.67 | 0.66 | 0.84 | 0.64 | 0.63 | 0.3 | 0.4 | 0.26 | 0.42 | 0.68 | 0.78 | 0.68 | 0.33 | 0.61 | 0.34 | 0.93 | 0.85 | 0.63 | 0.7 | 0.38 | 0.38 | 1.04 | 0.97 | 0 | 0 | 0 | 0 | 40.5 | 39.8 | 35.5 | 37.1 | 21.9 | 39.9 | 41 | 37.4 | 8.9 | 8.7 | 31.3 | 34.9 | 40.5 | 39.3 | 39.4 | 31.3 | 39.1 | 39.2 | 40.6 | 39.9 | 38.4 | 38.7 | 38.5 | 27.3 | 40.1 | 38.6 | 9.6 | 6.5 | 5.9 | 14.6 | 41.7 | 40.2 | 38.6 | 14.1 | 36.2 | 11.3 | 42.7 | 41 | 36.9 | 38 | 18.8 | 21.7 | 43 | 40.5 | 0 | 0 | 0 | 0 | 3200.4 | 2542.9 | 2268.9 | 2368.9 | 1396 | 2542.5 | 3238.7 | 2390.3 | 523.4 | 528.6 | 1996 | 2226.1 | 3199.8 | 2508.6 | 2515.2 | 1991.4 | 2496.5 | 2502.2 | 3208.2 | 2549.2 | 2449.8 | 2473.6 | 2449.1 | 1745.2 | 3174.7 | 2465 | 609.9 | 410.9 | 363.2 | 919 | 3294.9 | 2569.1 | 2466.6 | 870.5 | 2310.7 | 694.6 | 3263 | 2601 | 2354.8 | 2408.7 | 1202.1 | 1202.8 | 3275.1 | 2588.3 | 0 | 0 | 0 | 0 | 0.15 | 0.15 | 0.13 | 0.14 | 0.09 | 0.15 | 0.15 | 0.14 | 0.05 | 0.05 | 0.12 | 0.13 | 0.15 | 0.15 | 0.15 | 0.12 | 0.14 | 0.14 | 0.16 | 0.15 | 0.14 | 0.14 | 0.15 | 0.11 | 0.15 | 0.14 | 0.04 | 0.03 | 0.03 | 0.06 | 0.15 | 0.15 | 0.14 | 0.06 | 0.13 | 0.05 | 0.18 | 0.16 | 0.14 | 0.15 | 0.07 | 0.08 | 0.19 | 0.16 | 0 | 0 | 0 | 0 | 0.034
| 23 | 318.5849 | 6.5255 | 0.6815 | 318.9654 | 37.1593 | 2489.5798 | 0.13792 | 111.3864 | 355.7441 | 2496.1053 | 0.81942 | 430.3518 | 348.2 | 331.1 | 298 | 317.5 | 268.1 | 331.3 | 357.2 | 316.7 | 92.5 | 90.7 | 287.3 | 318.6 | 348.3 | 326.2 | 325.5 | 253.8 | 327.8 | 336 | 355 | 333.3 | 319.6 | 329.5 | 327.4 | 324.2 | 332.5 | 314.7 | 132.8 | 75.3 | 59.4 | 139.1 | 363.1 | 338.2 | 325.9 | 202.4 | 309.5 | 115 | 375 | 345.8 | 306.1 | 324.1 | 142.1 | 137.9 | 381 | 349.1 | 0 | 0 | 0 | 0 | 7.3 | 6.6 | 5.8 | 6.8 | 5.9 | 6.5 | 8.2 | 7.5 | 2.6 | 3.6 | 5.9 | 6.5 | 7.3 | 6.3 | 6.3 | 5.1 | 6.3 | 6.5 | 8.6 | 6.9 | 6.1 | 6.5 | 6.5 | 9.6 | 6.3 | 6 | 3.1 | 3 | 2.1 | 3.7 | 8.2 | 7 | 6.4 | 4.3 | 6 | 3.2 | 9.5 | 7.5 | 6 | 6.7 | 3.2 | 3.6 | 10.1 | 8.5 | 0 | 0 | 0 | 0 | 0.78 | 0.68 | 0.59 | 0.72 | 0.63 | 0.67 | 0.9 | 0.83 | 0.31 | 0.46 | 0.62 | 0.68 | 0.77 | 0.64 | 0.65 | 0.52 | 0.64 | 0.66 | 0.96 | 0.73 | 0.62 | 0.67 | 0.67 | 1.15 | 0.63 | 0.6 | 0.34 | 0.4 | 0.26 | 0.43 | 0.89 | 0.73 | 0.66 | 0.46 | 0.61 | 0.37 | 1.12 | 0.82 | 0.61 | 0.71 | 0.35 | 0.39 | 1.22 | 0.95 | 0 | 0 | 0 | 0 | 40.4 | 38.8 | 35 | 36.8 | 31 | 38.9 | 40.9 | 36 | 10.8 | 9.5 | 33.6 | 37.2 | 40.5 | 38.4 | 38.3 | 29.9 | 38.6 | 39.6 | 40.2 | 38.8 | 37.6 | 38.6 | 38.6 | 35.1 | 39.3 | 37.1 | 15.2 | 7.5 | 6.5 | 15.7 | 41.7 | 39.4 | 38.2 | 23.8 | 36.4 | 13.1 | 42.4 | 40.1 | 36.1 | 37.9 | 16.3 | 21.6 | 42.8 | 39.5 | 0 | 0 | 0 | 0 | 3194.9 | 2478.8 | 2236.9 | 2351 | 1977.6 | 2483 | 3229.6 | 2303.6 | 640.5 | 576.4 | 2139.7 | 2375.9 | 3197.1 | 2451.4 | 2444.9 | 1900.4 | 2465 | 2526.8 | 3174.5 | 2478.4 | 2404.8 | 2469 | 2453.8 | 2250.7 | 3104.5 | 2370.5 | 965.4 | 473.4 | 396.2 | 989.5 | 3291.6 | 2519.3 | 2443.8 | 1498.6 | 2324.9 | 812 | 3256.3 | 2536.7 | 2305.4 | 2404.9 | 1043.1 | 1194 | 3253.2 | 2528.5 | 0 | 0 | 0 | 0 | 0.15 | 0.14 | 0.13 | 0.14 | 0.12 | 0.15 | 0.16 | 0.14 | 0.06 | 0.05 | 0.13 | 0.14 | 0.15 | 0.14 | 0.14 | 0.11 | 0.14 | 0.15 | 0.16 | 0.14 | 0.14 | 0.14 | 0.15 | 0.14 | 0.14 | 0.14 | 0.06 | 0.04 | 0.03 | 0.07 | 0.16 | 0.15 | 0.14 | 0.1 | 0.13 | 0.06 | 0.18 | 0.16 | 0.13 | 0.15 | 0.06 | 0.08 | 0.19 | 0.15 | 0 | 0 | 0 | 0 | 0.033
ISONE | 0 | 128.585 | 2.8252 | 0.33452 | 128.7605 | 15.1498 | 969.886 | 0.072882 | 44.0723 | 143.7348 | 972.7112 | 0.4074 | 172.8328 | 214.9 | 160.8 | 103.2 | 66 | 49.9 | 36 | 217.3 | 171.8 | 106.4 | 58.3 | 49.2 | 35.8 | 210.7 | 151.3 | 103.5 | 57 | 41.3 | 29.7 | 225.8 | 167.9 | 103.3 | 62.9 | 55.7 | 34.1 | 214.4 | 131.5 | 95 | 56 | 50.2 | 31 | 206 | 162.7 | 98.6 | 56.8 | 50.2 | 31.7 | 215.5 | 155 | 94.6 | 50 | 47.2 | 11.5 | 218.5 | 148.1 | 0 | 0 | 0 | 0 | 5.1 | 3.5 | 2 | 1.5 | 1 | 0.8 | 5.2 | 4 | 2.4 | 1.3 | 1 | 0.7 | 4.9 | 3.2 | 2.1 | 1.3 | 0.9 | 0.6 | 5.7 | 4.1 | 2.1 | 1.3 | 1.1 | 0.7 | 4.6 | 2.8 | 2.4 | 1.3 | 1.1 | 0.7 | 4.8 | 3.7 | 1.9 | 1.3 | 1.1 | 0.6 | 6.6 | 3.5 | 2.5 | 1.1 | 0.9 | 0.7 | 6.6 | 3.4 | 0 | 0 | 0 | 0 | 0.62 | 0.43 | 0.21 | 0.18 | 0.1 | 0.08 | 0.63 | 0.5 | 0.29 | 0.15 | 0.11 | 0.08 | 0.58 | 0.36 | 0.22 | 0.15 | 0.09 | 0.07 | 0.72 | 0.55 | 0.23 | 0.15 | 0.12 | 0.08 | 0.52 | 0.31 | 0.27 | 0.15 | 0.11 | 0.08 | 0.56 | 0.46 | 0.19 | 0.14 | 0.12 | 0.07 | 0.87 | 0.44 | 0.29 | 0.13 | 0.09 | 0.07 | 0.89 | 0.41 | 0 | 0 | 0 | 0 | 25 | 19.1 | 12.2 | 7.8 | 5.9 | 4.2 | 25.2 | 20.3 | 12.6 | 6.8 | 5.7 | 4.2 | 24.5 | 17.9 | 12.3 | 7.3 | 5.3 | 4.3 | 26.3 | 19.9 | 12.2 | 7.4 | 6.5 | 4 | 25.1 | 15.3 | 10.7 | 6.5 | 6 | 4.1 | 24 | 19.3 | 11.6 | 8.4 | 5.9 | 4 | 24 | 18.4 | 11.3 | 6.1 | 5.6 | 4.1 | 24.7 | 17.4 | 0 | 0 | 0 | 0 | 1832.1 | 1110.8 | 766.3 | 460.8 | 372.8 | 265.3 | 1845.5 | 1159.1 | 742.3 | 414.7 | 363.9 | 266.1 | 1829.1 | 1083 | 757.9 | 401.5 | 306.9 | 222 | 1849.8 | 1089.5 | 748.5 | 449.2 | 414.1 | 247.9 | 1909.7 | 964.9 | 683.4 | 397.7 | 372 | 225.8 | 1782.3 | 1101.5 | 739.4 | 415.6 | 369.9 | 237.3 | 1677.2 | 1054.3 | 702.5 | 347.6 | 353.9 | 261.7 | 1662.7 | 1029.3 | 0 | 0 | 0 | 0 | 0.12 | 0.1 | 0.05 | 0.04 | 0.02 | 0.02 | 0.13 | 0.11 | 0.06 | 0.03 | 0.02 | 0.02 | 0.11 | 0.08 | 0.05 | 0.05 | 0.03 | 0.03 | 0.15 | 0.12 | 0.05 | 0.03 | 0.02 | 0.02 | 0.11 | 0.06 | 0.04 | 0.03 | 0.03 | 0.03 | 0.11 | 0.11 | 0.04 | 0.07 | 0.03 | 0.02 | 0.14 | 0.1 | 0.05 | 0.04 | 0.02 | 0.02 | 0.16 | 0.09 | 0 | 0 | 0 | 0 | 0.032
| 1 | 127.3671 | 2.8385 | 0.33379 | 127.5428 | 14.9576 | 960.3403 | 0.072882 | 43.5956 | 142.3247 | 963.1788 | 0.40668 | 171.1384 | 214.6 | 157.7 | 102.5 | 66.1 | 48.1 | 32.2 | 218.5 | 170.6 | 107.8 | 57.9 | 47.3 | 33.7 | 209.8 | 150 | 103.7 | 54.7 | 39.5 | 28.7 | 220.7 | 165.7 | 103.3 | 63.3 | 54.4 | 34.4 | 214.7 | 128.5 | 93.8 | 55.6 | 48.4 | 29.3 | 199.4 | 165 | 99.5 | 56.7 | 49.1 | 30.7 | 216.3 | 154.5 | 94.9 | 49.3 | 41.8 | 10.9 | 214.7 | 146.4 | 0 | 0 | 0 | 0 | 5.1 | 3.5 | 2 | 1.6 | 0.9 | 0.7 | 5.3 | 4 | 2.5 | 1.2 | 1 | 0.7 | 4.9 | 3.2 | 2.1 | 1.3 | 0.8 | 0.6 | 5.7 | 4 | 2.1 | 1.3 | 1.1 | 0.7 | 4.6 | 2.8 | 2.3 | 1.2 | 1 | 0.7 | 4.6 | 3.8 | 1.9 | 1.2 | 1.1 | 0.6 | 6.6 | 3.6 | 2.5 | 1.1 | 0.8 | 0.6 | 6.4 | 3.4 | 0 | 0 | 0 | 0 | 0.62 | 0.42 | 0.21 | 0.19 | 0.1 | 0.08 | 0.64 | 0.52 | 0.3 | 0.14 | 0.1 | 0.07 | 0.58 | 0.37 | 0.22 | 0.15 | 0.09 | 0.06 | 0.73 | 0.53 | 0.23 | 0.15 | 0.11 | 0.08 | 0.51 | 0.31 | 0.25 | 0.14 | 0.11 | 0.08 | 0.54 | 0.47 | 0.19 | 0.14 | 0.11 | 0.06 | 0.87 | 0.45 | 0.3 | 0.13 | 0.08 | 0.06 | 0.86 | 0.4 | 0 | 0 | 0 | 0 | 24.9 | 18.7 | 12.1 | 7.7 | 5.7 | 3.7 | 25.3 | 20.2 | 12.7 | 6.8 | 5.5 | 4 | 24.3 | 17.7 | 12.3 | 7.1 | 5.1 | 4.2 | 25.6 | 19.6 | 12.2 | 7.5 | 6.4 | 4 | 25.2 | 14.9 | 10.7 | 6.5 | 5.8 | 4 | 23.2 | 19.5 | 11.8 | 8.4 | 5.8 | 3.9 | 24.1 | 18.3 | 11.3 | 6 | 4.9 | 4 | 24.3 | 17.2 | 0 | 0 | 0 | 0 | 1831 | 1087.8 | 761.2 | 457.9 | 359.7 | 236.3 | 1854.9 | 1138.4 | 750.8 | 413.3 | 350.5 | 251.5 | 1815.2 | 1067.8 | 760.8 | 383.8 | 293.5 | 214.8 | 1797.5 | 1084 | 754.1 | 452.1 | 406.2 | 250.3 | 1913.2 | 936.9 | 678.3 | 396.3 | 359.2 | 213.9 | 1722.4 | 1125.4 | 745.8 | 416.5 | 362.3 | 229.7 | 1682 | 1042.3 | 705.2 | 344.9 | 313.5 | 250.9 | 1646 | 1018.1 | 0 | 0 | 0 | 0 | 0.12 | 0.1 | 0.05 | 0.04 | 0.02 | 0.01 | 0.13 | 0.12 | 0.06 | 0.03 | 0.02 | 0.01 | 0.11 | 0.08 | 0.05 | 0.05 | 0.03 | 0.03 | 0.14 | 0.12 | 0.05 | 0.03 | 0.02 | 0.02 | 0.11 | 0.06 | 0.04 | 0.03 | 0.03 | 0.03 | 0.11 | 0.11 | 0.04 | 0.07 | 0.03 | 0.02 | 0.14 | 0.1 | 0.05 | 0.03 | 0.02 | 0.01 | 0.15 | 0.09 | 0 | 0 | 0 | 0 | 0.032
| 2 | 127.1632 | 2.865 | 0.3406 | 127.3416 | 14.9254 | 954.947 | 0.072882 | 43.4027 | 142.0886 | 957.812 | 0.41348 | 170.7443 | 212.6 | 157 | 103.7 | 66.4 | 48.3 | 32.6 | 217.9 | 171.7 | 106.7 | 58.9 | 46.5 | 33.6 | 211.4 | 149.1 | 105.2 | 53.9 | 39.8 | 28.1 | 218.1 | 167.2 | 104.9 | 63.9 | 54.4 | 32.9 | 212.4 | 132.7 | 94.4 | 56.5 | 47.5 | 27.2 | 202 | 166.4 | 99.1 | 55.1 | 48.3 | 30.6 | 216.2 | 154.1 | 95.5 | 51.4 | 39.6 | 10.7 | 215 | 145.6 | 0 | 0 | 0 | 0 | 5.2 | 3.5 | 2 | 1.6 | 1 | 0.7 | 5.4 | 4.1 | 2.5 | 1.3 | 1 | 0.7 | 5 | 3.2 | 2.1 | 1.2 | 0.8 | 0.6 | 5.7 | 4.1 | 2.1 | 1.4 | 1.1 | 0.7 | 4.7 | 3.1 | 2.3 | 1.3 | 1 | 0.7 | 4.7 | 3.8 | 1.9 | 1.2 | 1.1 | 0.6 | 6.6 | 3.5 | 2.6 | 1.1 | 0.8 | 0.6 | 6.5 | 3.4 | 0 | 0 | 0 | 0 | 0.63 | 0.43 | 0.21 | 0.2 | 0.1 | 0.08 | 0.66 | 0.53 | 0.29 | 0.14 | 0.1 | 0.07 | 0.6 | 0.37 | 0.22 | 0.15 | 0.09 | 0.06 | 0.74 | 0.54 | 0.23 | 0.15 | 0.11 | 0.08 | 0.54 | 0.36 | 0.26 | 0.15 | 0.1 | 0.07 | 0.57 | 0.48 | 0.19 | 0.14 | 0.11 | 0.06 | 0.87 | 0.44 | 0.3 | 0.14 | 0.08 | 0.06 | 0.87 | 0.41 | 0 | 0 | 0 | 0 | 24.6 | 18.7 | 12.2 | 7.7 | 5.7 | 3.8 | 25.2 | 20.3 | 12.5 | 6.9 | 5.4 | 3.9 | 24.5 | 17.6 | 12.5 | 7.1 | 5.2 | 4.1 | 25.3 | 19.8 | 12.4 | 7.6 | 6.4 | 3.8 | 24.7 | 15.2 | 10.7 | 6.5 | 5.7 | 3.8 | 23.5 | 19.7 | 11.7 | 8.2 | 5.7 | 3.9 | 24.1 | 18.3 | 11.4 | 6.3 | 4.6 | 4 | 24.4 | 17.1 | 0 | 0 | 0 | 0 | 1798.5 | 1080.1 | 771.9 | 458.8 | 361.1 | 239.1 | 1831.1 | 1142.2 | 744.2 | 421.1 | 344.4 | 250.9 | 1814.5 | 1059.3 | 772.2 | 378.8 | 296.4 | 209.5 | 1756.3 | 1086 | 766.2 | 455.9 | 405.6 | 237.7 | 1881 | 953.8 | 681.9 | 400.7 | 353.5 | 197.9 | 1726.8 | 1125 | 742.5 | 401.2 | 356.2 | 229.4 | 1679.7 | 1039.5 | 710.5 | 359.2 | 296.1 | 250.6 | 1632.3 | 1007.5 | 0 | 0 | 0 | 0 | 0.12 | 0.1 | 0.05 | 0.04 | 0.02 | 0.01 | 0.13 | 0.12 | 0.06 | 0.03 | 0.02 | 0.01 | 0.12 | 0.08 | 0.05 | 0.05 | 0.03 | 0.03 | 0.15 | 0.12 | 0.05 | 0.04 | 0.02 | 0.02 | 0.11 | 0.06 | 0.04 | 0.03 | 0.02 | 0.03 | 0.12 | 0.11 | 0.04 | 0.07 | 0.02 | 0.02 | 0.14 | 0.1 | 0.05 | 0.04 | 0.02 | 0.01 | 0.16 | 0.09 | 0 | 0 | 0 | 0 | 0.031
| 3 | 128.1003 | 2.9232 | 0.34907 | 128.2827 | 15.0135 | 958.6232 | 0.074766 | 43.6009 | 143.1138 | 961.5464 | 0.42383 | 171.8836 | 216.2 | 159.5 | 102.7 | 65.8 | 47.3 | 31.9 | 219.4 | 171.3 | 107.2 | 59.5 | 47.5 | 33.8 | 213.3 | 148.3 | 105.2 | 55.1 | 41.1 | 28.1 | 221.5 | 168.6 | 104.7 | 63.8 | 54 | 32.8 | 215.6 | 133.6 | 93.5 | 55.9 | 46.2 | 26.2 | 206.4 | 165.6 | 99.7 | 53.7 | 47.8 | 30.8 | 216.3 | 154.7 | 95.1 | 50 | 38.4 | 11 | 219.1 | 145.1 | 0 | 0 | 0 | 0 | 5.4 | 3.6 | 2 | 1.6 | 0.9 | 0.7 | 5.4 | 4.1 | 2.5 | 1.3 | 1 | 0.7 | 5.1 | 3.1 | 2.1 | 1.2 | 0.8 | 0.6 | 5.8 | 4.1 | 2.1 | 1.4 | 1.1 | 0.7 | 5 | 3.3 | 2.3 | 1.4 | 0.9 | 0.6 | 4.9 | 3.8 | 1.9 | 1.2 | 1 | 0.6 | 6.4 | 3.5 | 2.5 | 1.1 | 0.8 | 0.6 | 6.6 | 3.4 | 0 | 0 | 0 | 0 | 0.66 | 0.44 | 0.21 | 0.2 | 0.1 | 0.08 | 0.66 | 0.52 | 0.3 | 0.15 | 0.1 | 0.07 | 0.61 | 0.36 | 0.22 | 0.14 | 0.09 | 0.06 | 0.75 | 0.53 | 0.23 | 0.16 | 0.11 | 0.08 | 0.58 | 0.38 | 0.26 | 0.16 | 0.1 | 0.07 | 0.59 | 0.48 | 0.19 | 0.13 | 0.11 | 0.06 | 0.85 | 0.45 | 0.29 | 0.13 | 0.08 | 0.06 | 0.89 | 0.4 | 0 | 0 | 0 | 0 | 24.9 | 19 | 12.1 | 7.6 | 5.6 | 3.7 | 25.5 | 20.2 | 12.6 | 7 | 5.6 | 4 | 24.8 | 17.6 | 12.5 | 7.2 | 5.3 | 4.1 | 25.7 | 19.9 | 12.4 | 7.5 | 6.3 | 3.8 | 24.9 | 15.2 | 10.6 | 6.4 | 5.5 | 3.6 | 24 | 19.6 | 11.8 | 8 | 5.7 | 3.9 | 24.3 | 18.4 | 11.3 | 6.1 | 4.5 | 4 | 24.9 | 17 | 0 | 0 | 0 | 0 | 1820.5 | 1091.3 | 765.1 | 452 | 354 | 234.4 | 1845.7 | 1146.7 | 745.3 | 423.7 | 352.9 | 252 | 1820.4 | 1053.7 | 774.1 | 391.4 | 305.3 | 209.8 | 1777.1 | 1111.3 | 766.4 | 453.8 | 402.8 | 238.4 | 1895.8 | 948 | 673.5 | 392.3 | 344 | 190.6 | 1753.3 | 1120 | 747.7 | 394.4 | 354.6 | 231.1 | 1693.6 | 1043 | 710 | 347.6 | 287.1 | 251.1 | 1660.9 | 1006.4 | 0 | 0 | 0 | 0 | 0.13 | 0.1 | 0.05 | 0.04 | 0.02 | 0.01 | 0.13 | 0.12 | 0.06 | 0.03 | 0.02 | 0.01 | 0.12 | 0.08 | 0.05 | 0.05 | 0.03 | 0.03 | 0.15 | 0.12 | 0.05 | 0.04 | 0.02 | 0.02 | 0.11 | 0.07 | 0.04 | 0.03 | 0.02 | 0.03 | 0.12 | 0.11 | 0.04 | 0.07 | 0.02 | 0.02 | 0.14 | 0.1 | 0.05 | 0.04 | 0.02 | 0.01 | 0.16 | 0.09 | 0 | 0 | 0 | 0 | 0.031
| 4 | 126.6542 | 2.8707 | 0.34305 | 126.8334 | 14.8162 | 951.133 | 0.074766 | 43.1803 | 141.4704 | 954.0036 | 0.41781 | 170.0138 | 214.9 | 157.8 | 100.1 | 65.3 | 47.5 | 29.8 | 219 | 171.9 | 109.9 | 58.6 | 47.4 | 33.8 | 213.1 | 148.2 | 104.6 | 55.1 | 41.1 | 27.5 | 222.4 | 167.2 | 104.3 | 62.4 | 52.9 | 31.2 | 215.1 | 135.6 | 94.5 | 55.8 | 46.3 | 25.5 | 205.2 | 165.2 | 99.4 | 55.3 | 47.5 | 30.3 | 218.5 | 154.2 | 95 | 51.4 | 36.9 | 10.9 | 219.4 | 144.4 | 0 | 0 | 0 | 0 | 5.4 | 3.5 | 1.9 | 1.6 | 0.9 | 0.6 | 5.4 | 4.1 | 2.6 | 1.3 | 1 | 0.7 | 5.1 | 3.2 | 2.1 | 1.2 | 0.8 | 0.6 | 5.8 | 4.1 | 2.1 | 1.3 | 1.1 | 0.7 | 5.2 | 3.4 | 2.3 | 1.3 | 0.9 | 0.6 | 4.9 | 3.9 | 1.9 | 1.2 | 1 | 0.6 | 6.5 | 3.5 | 2.5 | 1.1 | 0.7 | 0.6 | 6.4 | 3.3 | 0 | 0 | 0 | 0 | 0.66 | 0.43 | 0.2 | 0.2 | 0.09 | 0.07 | 0.66 | 0.52 | 0.31 | 0.14 | 0.1 | 0.07 | 0.61 | 0.37 | 0.22 | 0.14 | 0.09 | 0.06 | 0.75 | 0.53 | 0.23 | 0.15 | 0.11 | 0.08 | 0.6 | 0.39 | 0.27 | 0.16 | 0.1 | 0.07 | 0.59 | 0.49 | 0.19 | 0.14 | 0.11 | 0.06 | 0.85 | 0.44 | 0.29 | 0.14 | 0.07 | 0.06 | 0.86 | 0.39 | 0 | 0 | 0 | 0 | 24.8 | 18.7 | 11.8 | 7.5 | 5.6 | 3.5 | 25.3 | 20.3 | 12.9 | 6.9 | 5.5 | 4 | 24.7 | 17.6 | 12.4 | 7.2 | 5.3 | 4 | 25.8 | 19.8 | 12.3 | 7.4 | 6.2 | 3.6 | 24.7 | 15.4 | 10.7 | 6.4 | 5.6 | 3.5 | 23.8 | 19.5 | 11.7 | 8.1 | 5.6 | 3.8 | 24.5 | 18.3 | 11.3 | 6.3 | 4.3 | 3.9 | 25.1 | 17 | 0 | 0 | 0 | 0 | 1809 | 1088.8 | 747.1 | 450.3 | 355.5 | 219.5 | 1843.4 | 1149.7 | 764.5 | 417.6 | 351.4 | 252.3 | 1816.8 | 1046 | 771.4 | 391.5 | 306 | 205.5 | 1794.6 | 1093.9 | 760.5 | 442.6 | 394.5 | 225.6 | 1879 | 960.8 | 680.2 | 394.1 | 344.6 | 186.4 | 1744.9 | 1112 | 745.1 | 405.3 | 350.9 | 227.3 | 1713.2 | 1044.6 | 708.5 | 358.2 | 276.5 | 246.1 | 1676.7 | 1008.4 | 0 | 0 | 0 | 0 | 0.13 | 0.1 | 0.05 | 0.04 | 0.02 | 0.01 | 0.13 | 0.12 | 0.07 | 0.03 | 0.02 | 0.01 | 0.12 | 0.09 | 0.05 | 0.05 | 0.03 | 0.03 | 0.15 | 0.12 | 0.05 | 0.04 | 0.02 | 0.02 | 0.11 | 0.07 | 0.04 | 0.03 | 0.02 | 0.03 | 0.12 | 0.11 | 0.04 | 0.06 | 0.02 | 0.02 | 0.14 | 0.1 | 0.05 | 0.04 | 0.02 | 0.01 | 0.16 | 0.08 | 0 | 0 | 0 | 0 | 0.031
| 5 | 126.1263 | 2.895 | 0.34283 | 126.3062 | 14.7756 | 941.4851 | 0.074766 | 42.8522 | 140.9019 | 944.3801 | 0.4176 | 169.1584 | 212.3 | 156.5 | 100.4 | 66.7 | 47 | 25.8 | 216 | 170.9 | 105.2 | 61.2 | 46 | 29.3 | 211.8 | 148.8 | 105.5 | 55.9 | 39.2 | 25.7 | 222.5 | 166.8 | 104 | 63.5 | 49.8 | 26.9 | 213.4 | 137.5 | 95.9 | 57.3 | 42.9 | 21.9 | 204.5 | 163.8 | 100.7 | 52.7 | 44.1 | 27.9 | 216.3 | 156.7 | 95 | 51.3 | 33.3 | 10.6 | 218.1 | 145.3 | 0 | 0 | 0 | 0 | 5.4 | 3.5 | 2 | 1.6 | 0.9 | 0.6 | 5.4 | 4.1 | 2.5 | 1.3 | 0.9 | 0.6 | 5.2 | 3.2 | 2.1 | 1.3 | 0.8 | 0.5 | 6.2 | 4.1 | 2.1 | 1.3 | 1 | 0.6 | 5.1 | 3.3 | 2.5 | 1.4 | 0.9 | 0.5 | 5.1 | 3.8 | 1.9 | 1.1 | 0.9 | 0.6 | 6.6 | 3.6 | 2.5 | 1.2 | 0.7 | 0.6 | 6.5 | 3.3 | 0 | 0 | 0 | 0 | 0.67 | 0.43 | 0.2 | 0.19 | 0.09 | 0.06 | 0.67 | 0.53 | 0.29 | 0.16 | 0.1 | 0.06 | 0.64 | 0.37 | 0.22 | 0.15 | 0.08 | 0.06 | 0.82 | 0.54 | 0.23 | 0.15 | 0.1 | 0.07 | 0.59 | 0.38 | 0.29 | 0.16 | 0.09 | 0.05 | 0.62 | 0.48 | 0.2 | 0.12 | 0.1 | 0.06 | 0.88 | 0.47 | 0.28 | 0.14 | 0.07 | 0.06 | 0.88 | 0.4 | 0 | 0 | 0 | 0 | 24.4 | 18.6 | 11.8 | 7.8 | 5.6 | 3 | 24.9 | 20.1 | 12.4 | 7.2 | 5.4 | 3.4 | 24.5 | 17.6 | 12.5 | 7.3 | 5.1 | 3.7 | 25.6 | 19.8 | 12.3 | 7.5 | 5.9 | 3.1 | 24.5 | 15.7 | 10.7 | 6.6 | 5.1 | 3 | 23.6 | 19.4 | 11.9 | 7.4 | 5.3 | 3.5 | 24.3 | 18.6 | 11.3 | 6.3 | 3.9 | 3.9 | 24.8 | 17 | 0 | 0 | 0 | 0 | 1769.7 | 1071.4 | 749.4 | 461.7 | 351.7 | 189.8 | 1803.3 | 1140 | 731 | 433.4 | 341 | 219.2 | 1783.5 | 1052.5 | 775.8 | 395.2 | 291.6 | 191.9 | 1740.5 | 1082.7 | 759.7 | 454 | 371.2 | 193.2 | 1864.6 | 980.7 | 683.4 | 404.2 | 319.3 | 161.4 | 1727.2 | 1103.8 | 755.6 | 387.7 | 327 | 208.9 | 1653.9 | 1044.5 | 710.1 | 355.6 | 249.8 | 244.2 | 1654.3 | 1012.7 | 0 | 0 | 0 | 0 | 0.13 | 0.1 | 0.05 | 0.04 | 0.02 | 0.01 | 0.13 | 0.12 | 0.06 | 0.03 | 0.02 | 0.01 | 0.12 | 0.09 | 0.05 | 0.05 | 0.03 | 0.03 | 0.16 | 0.12 | 0.05 | 0.04 | 0.02 | 0.01 | 0.11 | 0.07 | 0.04 | 0.03 | 0.02 | 0.02 | 0.12 | 0.11 | 0.04 | 0.05 | 0.02 | 0.02 | 0.15 | 0.11 | 0.05 | 0.04 | 0.01 | 0.01 | 0.16 | 0.08 | 0 | 0 | 0 | 0 | 0.032
| 6 | 129.7567 | 2.9343 | 0.3498 | 129.9396 | 15.2271 | 970.8948 | 0.074766 | 44.1801 | 144.9837 | 973.8292 | 0.42457 | 174.1198 | 221.2 | 161.1 | 102 | 70.5 | 40.1 | 22.5 | 221.8 | 176.9 | 105.4 | 66.9 | 42.1 | 26.4 | 216.6 | 150.3 | 106.4 | 60.7 | 40.2 | 25.4 | 230.3 | 169.7 | 103.5 | 70.2 | 41.5 | 23.7 | 217.5 | 143.4 | 101 | 61.7 | 37.4 | 19.4 | 214.3 | 165.8 | 101.4 | 54 | 42.3 | 27.1 | 221.4 | 157.8 | 96.6 | 54.9 | 28.8 | 10.5 | 222.4 | 150 | 0 | 0 | 0 | 0 | 5.5 | 3.6 | 2 | 1.6 | 0.8 | 0.5 | 5.6 | 4.4 | 2.4 | 1.4 | 0.8 | 0.5 | 5.2 | 3.2 | 2.1 | 1.4 | 0.8 | 0.5 | 6.3 | 4.1 | 2.1 | 1.5 | 0.8 | 0.5 | 5.1 | 3.4 | 2.5 | 1.4 | 0.8 | 0.4 | 5.3 | 3.9 | 1.9 | 1.1 | 0.9 | 0.5 | 6.6 | 3.6 | 2.5 | 1.2 | 0.6 | 0.6 | 6.6 | 3.5 | 0 | 0 | 0 | 0 | 0.67 | 0.45 | 0.2 | 0.2 | 0.08 | 0.05 | 0.7 | 0.57 | 0.29 | 0.17 | 0.09 | 0.05 | 0.63 | 0.37 | 0.22 | 0.16 | 0.09 | 0.06 | 0.82 | 0.53 | 0.23 | 0.17 | 0.09 | 0.06 | 0.58 | 0.39 | 0.28 | 0.16 | 0.08 | 0.05 | 0.65 | 0.48 | 0.2 | 0.12 | 0.09 | 0.06 | 0.88 | 0.46 | 0.28 | 0.15 | 0.06 | 0.06 | 0.89 | 0.43 | 0 | 0 | 0 | 0 | 25.6 | 19.1 | 12 | 8.3 | 4.7 | 2.6 | 25.6 | 20.8 | 12.4 | 7.9 | 4.9 | 3.1 | 25.2 | 17.8 | 12.6 | 7.8 | 5.1 | 3.5 | 26.5 | 20.1 | 12.2 | 8.3 | 4.9 | 2.8 | 25.1 | 16.4 | 11.4 | 7.1 | 4.5 | 2.6 | 24.8 | 19.6 | 12 | 7 | 5 | 3.3 | 24.9 | 18.8 | 11.5 | 6.7 | 3.4 | 4 | 25.3 | 17.5 | 0 | 0 | 0 | 0 | 1861.3 | 1101.4 | 761.5 | 484.5 | 299.2 | 166 | 1847.8 | 1160.6 | 730.1 | 473.2 | 312.8 | 197.2 | 1840.1 | 1069.4 | 783.1 | 430.7 | 298.8 | 189 | 1828.4 | 1118.6 | 753.5 | 502 | 309.9 | 171.8 | 1915.1 | 1025.2 | 725.6 | 438.3 | 278.6 | 142.9 | 1801.3 | 1121.7 | 761.3 | 395 | 314.6 | 202.8 | 1709 | 1057.6 | 719.5 | 381.3 | 216.3 | 252.9 | 1698.8 | 1042.6 | 0 | 0 | 0 | 0 | 0.13 | 0.1 | 0.05 | 0.04 | 0.02 | 0.01 | 0.13 | 0.12 | 0.06 | 0.04 | 0.02 | 0.01 | 0.13 | 0.08 | 0.05 | 0.05 | 0.03 | 0.02 | 0.16 | 0.12 | 0.05 | 0.04 | 0.02 | 0.01 | 0.11 | 0.07 | 0.05 | 0.03 | 0.02 | 0.02 | 0.13 | 0.11 | 0.05 | 0.04 | 0.02 | 0.02 | 0.15 | 0.11 | 0.05 | 0.04 | 0.01 | 0.01 | 0.16 | 0.09 | 0 | 0 | 0 | 0 | 0.033
| 7 | 131.5883 | 2.9875 | 0.34948 | 131.7727 | 15.404 | 991.4802 | 0.076864 | 44.9711 | 146.9923 | 994.4677 | 0.42634 | 176.7439 | 223.7 | 161 | 102 | 78.4 | 36.6 | 19.2 | 223.8 | 177.7 | 106.4 | 74.5 | 42.1 | 23.8 | 223.7 | 154.4 | 110.5 | 67.9 | 42.8 | 25.2 | 235.1 | 174.1 | 106.9 | 77.6 | 37.5 | 21.2 | 219.1 | 151.6 | 102 | 65.7 | 32.5 | 14.8 | 222.1 | 169.3 | 104.9 | 49.9 | 39.4 | 23.5 | 225.2 | 158 | 96.7 | 59.5 | 24.5 | 10.5 | 227.5 | 152.3 | 0 | 0 | 0 | 0 | 5.6 | 3.6 | 2 | 1.8 | 0.7 | 0.4 | 5.6 | 4.3 | 2.4 | 1.6 | 0.8 | 0.5 | 5.4 | 3.3 | 2.2 | 1.5 | 0.9 | 0.5 | 6.5 | 4.2 | 2.2 | 1.6 | 0.7 | 0.5 | 4.9 | 3.6 | 2.4 | 1.5 | 0.7 | 0.3 | 5.3 | 3.9 | 2 | 1 | 0.8 | 0.5 | 6.7 | 3.6 | 2.5 | 1.3 | 0.5 | 0.6 | 6.7 | 3.6 | 0 | 0 | 0 | 0 | 0.68 | 0.43 | 0.2 | 0.22 | 0.07 | 0.05 | 0.69 | 0.55 | 0.28 | 0.18 | 0.09 | 0.05 | 0.64 | 0.37 | 0.23 | 0.17 | 0.09 | 0.05 | 0.85 | 0.55 | 0.24 | 0.18 | 0.08 | 0.05 | 0.56 | 0.41 | 0.26 | 0.17 | 0.07 | 0.04 | 0.65 | 0.49 | 0.2 | 0.11 | 0.09 | 0.05 | 0.89 | 0.45 | 0.28 | 0.15 | 0.05 | 0.06 | 0.9 | 0.44 | 0 | 0 | 0 | 0 | 25.7 | 19.1 | 12 | 9.2 | 4.3 | 2.2 | 25.8 | 21 | 12.6 | 8.8 | 4.9 | 2.8 | 25.9 | 18.2 | 13.1 | 8.6 | 5.3 | 3.3 | 26.9 | 20.6 | 12.6 | 9.2 | 4.4 | 2.5 | 25.4 | 17.4 | 11.7 | 7.7 | 4 | 2 | 25.8 | 20 | 12.4 | 6.2 | 4.7 | 2.9 | 25.3 | 18.8 | 11.5 | 7.3 | 2.9 | 4 | 25.8 | 17.7 | 0 | 0 | 0 | 0 | 1896.2 | 1115.5 | 760.7 | 542.7 | 273.4 | 140.5 | 1883 | 1179.1 | 743.7 | 533.8 | 313.7 | 177.1 | 1915.9 | 1102.6 | 815.8 | 483.2 | 318.9 | 187.9 | 1863.7 | 1144.9 | 780.3 | 555.7 | 280 | 153.2 | 1944.5 | 1083.8 | 741.8 | 467.5 | 242.2 | 109.3 | 1889.5 | 1152 | 787.8 | 367.8 | 292.6 | 175.8 | 1750.4 | 1069 | 720.7 | 421.7 | 183.8 | 251.2 | 1750.6 | 1055.9 | 0 | 0 | 0 | 0 | 0.13 | 0.1 | 0.05 | 0.05 | 0.02 | 0.01 | 0.13 | 0.12 | 0.06 | 0.04 | 0.02 | 0.01 | 0.13 | 0.08 | 0.05 | 0.05 | 0.03 | 0.02 | 0.16 | 0.12 | 0.05 | 0.04 | 0.02 | 0.01 | 0.11 | 0.07 | 0.05 | 0.04 | 0.02 | 0.01 | 0.13 | 0.11 | 0.05 | 0.03 | 0.02 | 0.01 | 0.15 | 0.1 | 0.05 | 0.04 | 0.01 | 0.01 | 0.16 | 0.09 | 0 | 0 | 0 | 0 | 0.035
| 8 | 134.1504 | 3.0158 | 0.36132 | 134.339 | 15.7177 | 1009.0748 | 0.076864 | 45.8091 | 149.8681 | 1012.0905 | 0.43819 | 180.1481 | 231.6 | 160.2 | 104.1 | 82.6 | 35.4 | 17.1 | 230.2 | 179.5 | 110.5 | 78.7 | 42.4 | 22.8 | 228.7 | 156.5 | 113.7 | 80.7 | 48.7 | 25.6 | 241.6 | 174 | 107.4 | 81.6 | 35.2 | 19.9 | 220.5 | 156.7 | 105.4 | 70.9 | 29.4 | 12.7 | 228.1 | 170.7 | 108.1 | 46.5 | 36.7 | 21.3 | 234.3 | 159.6 | 98.5 | 66.4 | 20.7 | 10.8 | 236.8 | 153.7 | 0 | 0 | 0 | 0 | 5.9 | 3.5 | 2 | 1.8 | 0.7 | 0.4 | 5.9 | 4.3 | 2.4 | 1.6 | 0.8 | 0.5 | 5.6 | 3.3 | 2.2 | 1.7 | 1 | 0.5 | 6.6 | 4.1 | 2.2 | 1.7 | 0.7 | 0.4 | 4.9 | 3.7 | 2.5 | 1.6 | 0.6 | 0.3 | 5.6 | 3.9 | 2.1 | 0.9 | 0.8 | 0.4 | 7.3 | 3.6 | 2.5 | 1.4 | 0.4 | 0.6 | 7 | 3.6 | 0 | 0 | 0 | 0 | 0.73 | 0.43 | 0.21 | 0.22 | 0.07 | 0.04 | 0.72 | 0.54 | 0.29 | 0.19 | 0.09 | 0.05 | 0.67 | 0.37 | 0.24 | 0.2 | 0.1 | 0.06 | 0.86 | 0.53 | 0.24 | 0.19 | 0.07 | 0.05 | 0.56 | 0.43 | 0.27 | 0.18 | 0.06 | 0.03 | 0.68 | 0.48 | 0.21 | 0.1 | 0.08 | 0.04 | 0.98 | 0.45 | 0.28 | 0.17 | 0.04 | 0.06 | 0.94 | 0.43 | 0 | 0 | 0 | 0 | 26.5 | 19 | 12.3 | 9.8 | 4.2 | 2 | 26.4 | 21.2 | 13.1 | 9.3 | 5 | 2.7 | 26.4 | 18.5 | 13.5 | 10 | 6 | 3.2 | 27.8 | 20.6 | 12.7 | 9.7 | 4.1 | 2.3 | 25.6 | 18 | 12 | 8.3 | 3.6 | 1.7 | 26.4 | 20.1 | 12.8 | 5.7 | 4.4 | 2.6 | 26.2 | 19 | 11.7 | 8.1 | 2.4 | 4 | 26.9 | 17.9 | 0 | 0 | 0 | 0 | 1951.3 | 1107.7 | 774.3 | 575.4 | 263.6 | 125.2 | 1928.7 | 1202.2 | 772.6 | 562.3 | 315.2 | 170.2 | 1945.2 | 1123.6 | 839.7 | 575.1 | 362.6 | 190.5 | 1922.4 | 1154.6 | 782.6 | 587.6 | 261.3 | 144.3 | 1958.2 | 1119.5 | 766.4 | 507.3 | 219 | 93 | 1931.9 | 1170.3 | 811.8 | 340.3 | 272.2 | 159.1 | 1786.1 | 1085.2 | 734.2 | 470.3 | 155.6 | 254.6 | 1807 | 1070.4 | 0 | 0 | 0 | 0 | 0.13 | 0.1 | 0.05 | 0.05 | 0.02 | 0.01 | 0.13 | 0.12 | 0.07 | 0.04 | 0.02 | 0.01 | 0.13 | 0.08 | 0.05 | 0.06 | 0.03 | 0.02 | 0.16 | 0.12 | 0.05 | 0.04 | 0.02 | 0.01 | 0.11 | 0.08 | 0.05 | 0.04 | 0.02 | 0.01 | 0.13 | 0.11 | 0.05 | 0.03 | 0.02 | 0.01 | 0.16 | 0.1 | 0.05 | 0.04 | 0.01 | 0.01 | 0.17 | 0.09 | 0 | 0 | 0 | 0 | 0.036
| 9 | 135.4304 | 3.0346 | 0.36111 | 135.6194 | 15.8722 | 1019.7111 | 0.078747 | 46.2811 | 151.3026 | 1022.7457 | 0.43986 | 181.9005 | 234.6 | 161 | 104.9 | 84.7 | 33.5 | 15.6 | 234.7 | 179 | 111.9 | 81.9 | 42.6 | 21.7 | 232.2 | 157.5 | 115.4 | 81.6 | 51.4 | 26.1 | 246 | 175 | 107.7 | 86.7 | 32.4 | 19.6 | 220.7 | 158.3 | 107.2 | 73.1 | 28.4 | 12.1 | 233.3 | 172.2 | 108.6 | 44.9 | 34.5 | 20.9 | 237.2 | 161 | 100.2 | 67.1 | 18.1 | 10.9 | 238.5 | 153.1 | 0 | 0 | 0 | 0 | 6 | 3.5 | 2 | 1.8 | 0.7 | 0.4 | 6 | 4.2 | 2.5 | 1.7 | 0.8 | 0.4 | 5.8 | 3.3 | 2.3 | 1.8 | 1 | 0.5 | 6.8 | 4.2 | 2.2 | 1.8 | 0.6 | 0.4 | 4.9 | 3.7 | 2.6 | 1.6 | 0.6 | 0.3 | 5.7 | 3.9 | 2.1 | 0.9 | 0.7 | 0.4 | 7.3 | 3.6 | 2.5 | 1.4 | 0.4 | 0.6 | 7 | 3.5 | 0 | 0 | 0 | 0 | 0.74 | 0.43 | 0.21 | 0.21 | 0.07 | 0.04 | 0.75 | 0.53 | 0.3 | 0.19 | 0.09 | 0.05 | 0.7 | 0.36 | 0.25 | 0.2 | 0.11 | 0.06 | 0.89 | 0.54 | 0.24 | 0.2 | 0.07 | 0.05 | 0.55 | 0.41 | 0.29 | 0.18 | 0.06 | 0.03 | 0.7 | 0.48 | 0.21 | 0.1 | 0.08 | 0.04 | 0.98 | 0.44 | 0.29 | 0.16 | 0.04 | 0.06 | 0.94 | 0.41 | 0 | 0 | 0 | 0 | 26.9 | 19.1 | 12.4 | 10 | 4 | 1.8 | 27 | 21.1 | 13.3 | 9.7 | 5 | 2.5 | 26.8 | 18.6 | 13.7 | 10.1 | 6.2 | 3.2 | 28.1 | 20.7 | 12.7 | 10.3 | 3.8 | 2.3 | 25.7 | 18.2 | 12.2 | 8.6 | 3.5 | 1.6 | 27 | 20.3 | 12.8 | 5.5 | 4.1 | 2.5 | 26.5 | 19.1 | 12 | 8.1 | 2.1 | 4 | 27.2 | 17.9 | 0 | 0 | 0 | 0 | 1970.1 | 1114 | 782 | 596.8 | 250 | 114 | 1956 | 1207 | 780.4 | 586 | 317.2 | 161.4 | 1960.8 | 1140.5 | 847.8 | 579.6 | 383.3 | 194.6 | 1958.8 | 1157.1 | 785.4 | 619.7 | 240.6 | 139.9 | 1963.3 | 1143.7 | 776.5 | 522.5 | 212.3 | 88.5 | 1960.6 | 1181.2 | 814.7 | 328 | 256.2 | 156.3 | 1819.2 | 1101.7 | 744.7 | 479.4 | 135.7 | 250.1 | 1819.7 | 1075.1 | 0 | 0 | 0 | 0 | 0.14 | 0.1 | 0.05 | 0.05 | 0.02 | 0.01 | 0.14 | 0.12 | 0.07 | 0.05 | 0.02 | 0.01 | 0.13 | 0.08 | 0.06 | 0.06 | 0.03 | 0.02 | 0.16 | 0.12 | 0.05 | 0.05 | 0.01 | 0.01 | 0.11 | 0.07 | 0.05 | 0.04 | 0.02 | 0.01 | 0.14 | 0.11 | 0.05 | 0.03 | 0.02 | 0.01 | 0.16 | 0.1 | 0.05 | 0.04 | 0.01 | 0.01 | 0.17 | 0.09 | 0 | 0 | 0 | 0 | 0.036
| 10 | 136.8051 | 3.1138 | 0.36621 | 136.9978 | 16.0438 | 1028.0894 | 0.07798 | 46.7022 | 152.8489 | 1031.2031 | 0.44419 | 183.7 | 238.9 | 162 | 105 | 86.7 | 31.4 | 16.1 | 237.4 | 179.9 | 110.7 | 82.2 | 42.8 | 20.7 | 237.8 | 159 | 115.3 | 81.4 | 51.1 | 26.3 | 248.1 | 176.3 | 107.9 | 87.2 | 32.7 | 19.5 | 224.1 | 158 | 107.2 | 73.2 | 27.8 | 11.3 | 234.5 | 173.4 | 108.5 | 45.9 | 33.3 | 20.6 | 239 | 160.4 | 99.8 | 68.7 | 18 | 9.7 | 241.6 | 156.8 | 0 | 0 | 0 | 0 | 6.2 | 3.6 | 2 | 1.9 | 0.6 | 0.4 | 6.2 | 4.3 | 2.4 | 1.7 | 0.8 | 0.4 | 5.9 | 3.3 | 2.3 | 1.7 | 1 | 0.5 | 7 | 4.2 | 2.2 | 1.8 | 0.7 | 0.4 | 5 | 3.6 | 2.5 | 1.6 | 0.6 | 0.3 | 5.8 | 4 | 2.1 | 0.9 | 0.7 | 0.4 | 7.4 | 3.6 | 2.5 | 1.5 | 0.4 | 0.6 | 6.9 | 3.6 | 0 | 0 | 0 | 0 | 0.76 | 0.43 | 0.21 | 0.22 | 0.06 | 0.04 | 0.77 | 0.54 | 0.29 | 0.2 | 0.09 | 0.04 | 0.73 | 0.37 | 0.24 | 0.2 | 0.11 | 0.06 | 0.91 | 0.55 | 0.24 | 0.2 | 0.07 | 0.05 | 0.56 | 0.4 | 0.28 | 0.18 | 0.06 | 0.03 | 0.71 | 0.49 | 0.21 | 0.1 | 0.07 | 0.04 | 0.99 | 0.45 | 0.28 | 0.17 | 0.04 | 0.06 | 0.94 | 0.44 | 0 | 0 | 0 | 0 | 27.3 | 19.3 | 12.4 | 10.3 | 3.7 | 1.9 | 27.2 | 21.2 | 13.1 | 9.8 | 5 | 2.4 | 27.5 | 18.8 | 13.7 | 10.1 | 6.2 | 3.3 | 28.3 | 20.9 | 12.8 | 10.4 | 3.9 | 2.3 | 26.1 | 18.2 | 12.3 | 8.6 | 3.4 | 1.5 | 27.2 | 20.5 | 12.8 | 5.6 | 4 | 2.5 | 26.7 | 19.1 | 11.9 | 8.3 | 2.1 | 3.8 | 27.7 | 18.3 | 0 | 0 | 0 | 0 | 1997.5 | 1119.6 | 780.5 | 612.2 | 234 | 117.8 | 1965.5 | 1210.8 | 771 | 586.9 | 318.7 | 154.1 | 1994.3 | 1150.1 | 848.6 | 582.3 | 380.8 | 195.6 | 1968.8 | 1162.4 | 786.8 | 623.8 | 242.7 | 140.6 | 1979.9 | 1147.9 | 779.5 | 522.7 | 207.1 | 82.5 | 1973.6 | 1185.3 | 813 | 336.3 | 247.2 | 153.8 | 1837.9 | 1094.8 | 743.6 | 489.1 | 135 | 238.4 | 1847.9 | 1089.4 | 0 | 0 | 0 | 0 | 0.14 | 0.1 | 0.05 | 0.05 | 0.01 | 0.01 | 0.14 | 0.12 | 0.07 | 0.05 | 0.02 | 0.01 | 0.14 | 0.08 | 0.06 | 0.05 | 0.03 | 0.02 | 0.16 | 0.13 | 0.05 | 0.05 | 0.02 | 0.01 | 0.12 | 0.07 | 0.05 | 0.04 | 0.02 | 0.01 | 0.14 | 0.11 | 0.05 | 0.03 | 0.02 | 0.01 | 0.16 | 0.1 | 0.05 | 0.04 | 0.01 | 0.01 | 0.18 | 0.09 | 0 | 0 | 0 | 0 | 0.037
| 11 | 136.5676 | 3.0949 | 0.36979 | 136.7608 | 16.0045 | 1022.3453 | 0.07798 | 46.4916 | 152.5721 | 1025.4403 | 0.44777 | 183.2524 | 237.5 | 161.8 | 104.9 | 87.1 | 31.7 | 14.9 | 237.8 | 179.3 | 110.7 | 80.6 | 43.5 | 20.3 | 237.3 | 158.6 | 115.3 | 80.1 | 51.2 | 27.2 | 250.9 | 175.6 | 107.6 | 86.8 | 32.5 | 17.5 | 225 | 157.2 | 106.8 | 72 | 27.4 | 11.3 | 233.1 | 173.1 | 107.5 | 43.2 | 32.1 | 19.3 | 239.2 | 161.1 | 99.2 | 66.5 | 17.5 | 9.8 | 240.2 | 155.6 | 0 | 0 | 0 | 0 | 6.1 | 3.6 | 2 | 1.9 | 0.6 | 0.3 | 6.2 | 4.2 | 2.5 | 1.7 | 0.9 | 0.4 | 5.9 | 3.3 | 2.3 | 1.7 | 1 | 0.6 | 7 | 4.2 | 2.2 | 1.8 | 0.7 | 0.4 | 5 | 3.5 | 2.5 | 1.6 | 0.6 | 0.3 | 5.7 | 4 | 2.1 | 0.9 | 0.7 | 0.4 | 7.3 | 3.6 | 2.5 | 1.4 | 0.3 | 0.6 | 6.8 | 3.6 | 0 | 0 | 0 | 0 | 0.76 | 0.44 | 0.21 | 0.22 | 0.07 | 0.04 | 0.77 | 0.54 | 0.3 | 0.19 | 0.09 | 0.04 | 0.74 | 0.37 | 0.25 | 0.2 | 0.11 | 0.06 | 0.93 | 0.55 | 0.24 | 0.21 | 0.07 | 0.04 | 0.59 | 0.39 | 0.28 | 0.19 | 0.06 | 0.03 | 0.7 | 0.5 | 0.21 | 0.1 | 0.07 | 0.04 | 0.97 | 0.45 | 0.29 | 0.16 | 0.04 | 0.06 | 0.9 | 0.43 | 0 | 0 | 0 | 0 | 27.2 | 19.2 | 12.4 | 10.3 | 3.8 | 1.7 | 27.3 | 21.2 | 13.1 | 9.6 | 5.1 | 2.4 | 27.5 | 18.7 | 13.7 | 9.9 | 6.2 | 3.4 | 28.7 | 20.9 | 12.7 | 10.3 | 3.8 | 2 | 26.3 | 18.1 | 12.2 | 8.4 | 3.3 | 1.5 | 27 | 20.4 | 12.7 | 5.3 | 3.9 | 2.4 | 26.7 | 19.2 | 11.8 | 8.1 | 2.1 | 3.7 | 27.5 | 18.2 | 0 | 0 | 0 | 0 | 1982.1 | 1111.6 | 778.8 | 610.6 | 236.1 | 108.8 | 1971.6 | 1205.3 | 769.4 | 575.6 | 323.6 | 150.7 | 1976.3 | 1148.4 | 842.5 | 568 | 381.6 | 202.3 | 1972.4 | 1150 | 785.2 | 618.8 | 240.3 | 126.1 | 1965.6 | 1142.7 | 776.1 | 510.5 | 204.9 | 82.8 | 1967.9 | 1174.8 | 805.8 | 315.1 | 237.6 | 143.9 | 1850.2 | 1092 | 739 | 473.5 | 131.4 | 235 | 1867.7 | 1082.4 | 0 | 0 | 0 | 0 | 0.14 | 0.1 | 0.05 | 0.05 | 0.01 | 0.01 | 0.14 | 0.12 | 0.07 | 0.05 | 0.02 | 0.01 | 0.14 | 0.08 | 0.06 | 0.06 | 0.03 | 0.02 | 0.17 | 0.13 | 0.05 | 0.05 | 0.02 | 0.01 | 0.12 | 0.07 | 0.05 | 0.04 | 0.02 | 0.01 | 0.14 | 0.11 | 0.05 | 0.03 | 0.02 | 0.01 | 0.16 | 0.11 | 0.05 | 0.04 | 0.01 | 0.01 | 0.17 | 0.09 | 0 | 0 | 0 | 0 | 0.037
| 12 | 135.6436 | 3.074 | 0.37168 | 135.8366 | 15.9272 | 1011.1205 | 0.079863 | 46.0804 | 151.5707 | 1014.1945 | 0.45154 | 181.917 | 236.9 | 161.2 | 103.5 | 85.7 | 31.6 | 14.7 | 237.9 | 178.7 | 110.1 | 80.3 | 42 | 19.7 | 237 | 158.6 | 112.9 | 79.2 | 49.7 | 26 | 249.5 | 173.9 | 107.1 | 84.8 | 31.8 | 17.1 | 225.1 | 157.2 | 105.6 | 70.9 | 27.6 | 10.7 | 233 | 173.4 | 105.7 | 41.2 | 30.4 | 19.3 | 237 | 159.9 | 98.6 | 66.2 | 17 | 10 | 238.3 | 156.2 | 0 | 0 | 0 | 0 | 6.1 | 3.6 | 2 | 1.8 | 0.6 | 0.3 | 6.1 | 4.4 | 2.4 | 1.7 | 0.8 | 0.4 | 6 | 3.3 | 2.3 | 1.7 | 1 | 0.5 | 7.2 | 4.2 | 2.2 | 1.7 | 0.6 | 0.4 | 5 | 3.6 | 2.4 | 1.6 | 0.6 | 0.3 | 5.6 | 4.1 | 2 | 0.9 | 0.6 | 0.4 | 7 | 3.7 | 2.5 | 1.4 | 0.3 | 0.6 | 6.7 | 3.7 | 0 | 0 | 0 | 0 | 0.77 | 0.44 | 0.21 | 0.22 | 0.07 | 0.04 | 0.77 | 0.56 | 0.3 | 0.19 | 0.09 | 0.04 | 0.75 | 0.37 | 0.25 | 0.2 | 0.1 | 0.06 | 0.94 | 0.55 | 0.24 | 0.2 | 0.07 | 0.04 | 0.59 | 0.4 | 0.27 | 0.18 | 0.06 | 0.03 | 0.7 | 0.51 | 0.21 | 0.09 | 0.07 | 0.04 | 0.93 | 0.46 | 0.28 | 0.16 | 0.03 | 0.06 | 0.9 | 0.44 | 0 | 0 | 0 | 0 | 27.2 | 19.2 | 12.2 | 10.2 | 3.7 | 1.7 | 27.4 | 21 | 13.1 | 9.5 | 4.9 | 2.3 | 27.5 | 18.7 | 13.4 | 9.8 | 6.1 | 3.2 | 28.3 | 20.7 | 12.7 | 10.1 | 3.7 | 2 | 26.3 | 18.1 | 12.1 | 8.3 | 3.4 | 1.4 | 27.2 | 20.4 | 12.5 | 5.1 | 3.7 | 2.4 | 26.9 | 19 | 11.8 | 8 | 2 | 3.8 | 27.5 | 18.2 | 0 | 0 | 0 | 0 | 1954.9 | 1104.7 | 771.6 | 599.5 | 235.1 | 106.9 | 1958.3 | 1186.3 | 763.5 | 572.7 | 313 | 146.2 | 1955.6 | 1146 | 821.2 | 565.7 | 371.2 | 193.4 | 1957.5 | 1138.5 | 782.1 | 606.5 | 235.1 | 123.5 | 1963.6 | 1140.5 | 768.8 | 503.3 | 205.6 | 77.8 | 1941.9 | 1172.7 | 792.8 | 299.7 | 225.2 | 144.3 | 1827.5 | 1075.8 | 737.5 | 468.9 | 127.1 | 236.9 | 1829.6 | 1083.1 | 0 | 0 | 0 | 0 | 0.15 | 0.1 | 0.05 | 0.05 | 0.01 | 0.01 | 0.15 | 0.12 | 0.07 | 0.05 | 0.02 | 0.01 | 0.15 | 0.08 | 0.06 | 0.05 | 0.03 | 0.02 | 0.17 | 0.13 | 0.05 | 0.05 | 0.01 | 0.01 | 0.12 | 0.07 | 0.05 | 0.04 | 0.02 | 0.01 | 0.15 | 0.11 | 0.05 | 0.03 | 0.02 | 0.01 | 0.17 | 0.11 | 0.05 | 0.04 | 0.01 | 0.01 | 0.18 | 0.09 | 0 | 0 | 0 | 0 | 0.037
| 13 | 134.2773 | 3.0551 | 0.36693 | 134.4685 | 15.8233 | 996.7287 | 0.079863 | 45.5476 | 150.1006 | 999.7838 | 0.44679 | 180.0162 | 235.6 | 159.4 | 102.6 | 84 | 31.1 | 14.6 | 236.9 | 176.8 | 110.1 | 78.8 | 41.6 | 18.6 | 234.1 | 158.7 | 111.5 | 76.9 | 50 | 26.4 | 247.4 | 174.3 | 106.9 | 83.7 | 32.7 | 17.1 | 227.5 | 157.4 | 105.6 | 70.4 | 27.5 | 11.4 | 233.3 | 171.9 | 104.8 | 41.5 | 29.5 | 19.3 | 233.6 | 160.8 | 97.3 | 65.4 | 18.9 | 10.4 | 237.6 | 155.4 | 0 | 0 | 0 | 0 | 6 | 3.6 | 2 | 1.8 | 0.6 | 0.3 | 6 | 4.3 | 2.4 | 1.6 | 0.8 | 0.4 | 5.9 | 3.3 | 2.2 | 1.6 | 1 | 0.5 | 7.1 | 4.2 | 2.1 | 1.7 | 0.7 | 0.4 | 5.1 | 3.4 | 2.4 | 1.6 | 0.6 | 0.3 | 5.7 | 4 | 2 | 0.9 | 0.6 | 0.4 | 6.9 | 3.7 | 2.4 | 1.4 | 0.4 | 0.6 | 6.8 | 3.6 | 0 | 0 | 0 | 0 | 0.76 | 0.44 | 0.21 | 0.21 | 0.06 | 0.04 | 0.76 | 0.56 | 0.3 | 0.19 | 0.09 | 0.04 | 0.75 | 0.36 | 0.25 | 0.19 | 0.1 | 0.06 | 0.94 | 0.56 | 0.23 | 0.2 | 0.07 | 0.04 | 0.6 | 0.37 | 0.27 | 0.18 | 0.06 | 0.03 | 0.72 | 0.51 | 0.2 | 0.09 | 0.07 | 0.04 | 0.93 | 0.47 | 0.28 | 0.16 | 0.04 | 0.06 | 0.93 | 0.44 | 0 | 0 | 0 | 0 | 27.3 | 19 | 12.1 | 10 | 3.7 | 1.7 | 27.6 | 20.8 | 13.1 | 9.4 | 4.9 | 2.2 | 27.2 | 18.7 | 13.2 | 9.5 | 6.1 | 3.3 | 28.1 | 20.7 | 12.6 | 10 | 3.8 | 2 | 26.8 | 18.3 | 12.1 | 8.3 | 3.4 | 1.5 | 27.4 | 20.2 | 12.4 | 5.1 | 3.6 | 2.4 | 26.6 | 19.2 | 11.6 | 7.9 | 2.2 | 3.9 | 27.5 | 18.1 | 0 | 0 | 0 | 0 | 1927.2 | 1088.5 | 762.7 | 589.1 | 231.7 | 106.7 | 1935 | 1165.8 | 763.4 | 563.5 | 309.9 | 138.1 | 1922.1 | 1151.1 | 810.1 | 550.4 | 373.6 | 196.5 | 1939.7 | 1136.1 | 780.7 | 595.6 | 242.2 | 124.3 | 1959.4 | 1151.3 | 767.7 | 498.6 | 205.4 | 82.7 | 1915.7 | 1163.7 | 786.4 | 303.6 | 217.8 | 144.4 | 1784 | 1080.8 | 726.8 | 461.2 | 141.7 | 245.2 | 1793.4 | 1080.6 | 0 | 0 | 0 | 0 | 0.15 | 0.1 | 0.05 | 0.05 | 0.01 | 0.01 | 0.15 | 0.12 | 0.07 | 0.04 | 0.02 | 0.01 | 0.15 | 0.08 | 0.06 | 0.05 | 0.03 | 0.02 | 0.17 | 0.13 | 0.05 | 0.05 | 0.02 | 0.01 | 0.13 | 0.07 | 0.05 | 0.04 | 0.02 | 0.01 | 0.15 | 0.11 | 0.05 | 0.03 | 0.02 | 0.01 | 0.17 | 0.11 | 0.05 | 0.04 | 0.01 | 0.01 | 0.18 | 0.09 | 0 | 0 | 0 | 0 | 0.037
| 14 | 135.0169 | 3.0346 | 0.36488 | 135.2069 | 15.8952 | 1005.3143 | 0.079863 | 45.8753 | 150.912 | 1008.3489 | 0.44474 | 181.0822 | 237.6 | 159.7 | 102.8 | 84.4 | 33 | 19.2 | 238.3 | 178.1 | 110.5 | 78.3 | 41.3 | 20.6 | 233.4 | 158.4 | 111.2 | 75.9 | 52 | 27.9 | 244.4 | 172.1 | 107.2 | 82.5 | 33.9 | 20.5 | 228.4 | 157.3 | 105.2 | 69.8 | 28.9 | 12.5 | 232.7 | 171.7 | 103.4 | 43.8 | 31.3 | 19 | 234.7 | 161.8 | 97.3 | 64.1 | 24.4 | 10.5 | 236.1 | 154.5 | 0 | 0 | 0 | 0 | 6 | 3.5 | 2 | 1.8 | 0.7 | 0.4 | 6 | 4.4 | 2.5 | 1.6 | 0.8 | 0.4 | 5.7 | 3.3 | 2.2 | 1.6 | 1 | 0.6 | 6.7 | 4.1 | 2.2 | 1.7 | 0.7 | 0.4 | 5.1 | 3.4 | 2.4 | 1.5 | 0.6 | 0.3 | 5.6 | 4 | 2 | 0.9 | 0.7 | 0.4 | 6.9 | 3.7 | 2.4 | 1.4 | 0.5 | 0.6 | 6.6 | 3.6 | 0 | 0 | 0 | 0 | 0.76 | 0.43 | 0.21 | 0.21 | 0.07 | 0.05 | 0.77 | 0.57 | 0.3 | 0.19 | 0.09 | 0.04 | 0.71 | 0.36 | 0.25 | 0.19 | 0.11 | 0.06 | 0.87 | 0.54 | 0.24 | 0.2 | 0.07 | 0.05 | 0.62 | 0.37 | 0.26 | 0.17 | 0.06 | 0.03 | 0.7 | 0.5 | 0.2 | 0.1 | 0.07 | 0.04 | 0.94 | 0.47 | 0.28 | 0.16 | 0.05 | 0.06 | 0.91 | 0.43 | 0 | 0 | 0 | 0 | 27.6 | 19 | 12.1 | 10 | 3.9 | 2.2 | 27.7 | 21 | 13.1 | 9.3 | 4.8 | 2.4 | 27.2 | 18.7 | 13.2 | 9.4 | 6.3 | 3.5 | 28 | 20.5 | 12.7 | 9.8 | 4 | 2.4 | 27 | 18.2 | 12.1 | 8.2 | 3.5 | 1.7 | 27.4 | 20.3 | 12.2 | 5.5 | 3.8 | 2.4 | 26.7 | 19.3 | 11.6 | 7.8 | 2.9 | 4 | 27.5 | 18 | 0 | 0 | 0 | 0 | 1951.4 | 1097.2 | 762 | 592.3 | 245.7 | 140.9 | 1942.3 | 1167.2 | 762.9 | 557.7 | 307.2 | 153.3 | 1946 | 1151.7 | 805.7 | 542.7 | 388 | 207.6 | 1948.6 | 1126.8 | 780.8 | 584.6 | 251.8 | 149.5 | 1936.8 | 1152.4 | 768.6 | 496.8 | 216.2 | 91.7 | 1918.5 | 1164.6 | 775.8 | 321.6 | 231.7 | 142 | 1785.5 | 1084.3 | 724.1 | 453 | 183.3 | 249.6 | 1779.6 | 1076.2 | 0 | 0 | 0 | 0 | 0.15 | 0.1 | 0.05 | 0.05 | 0.01 | 0.01 | 0.16 | 0.13 | 0.07 | 0.04 | 0.02 | 0.01 | 0.14 | 0.08 | 0.06 | 0.05 | 0.03 | 0.02 | 0.16 | 0.13 | 0.05 | 0.05 | 0.02 | 0.01 | 0.14 | 0.07 | 0.05 | 0.04 | 0.02 | 0.01 | 0.15 | 0.11 | 0.05 | 0.03 | 0.02 | 0.01 | 0.17 | 0.11 | 0.05 | 0.04 | 0.01 | 0.01 | 0.19 | 0.09 | 0 | 0 | 0 | 0 | 0.037
| 15 | 137.6683 | 3.076 | 0.37111 | 137.8612 | 16.2346 | 1027.6139 | 0.08063 | 46.8795 | 153.9029 | 1030.6898 | 0.45174 | 184.7408 | 239.5 | 163.6 | 105.1 | 84.5 | 41 | 27 | 240.2 | 180.1 | 111.1 | 77.2 | 45.8 | 29.2 | 238.3 | 161.9 | 111.2 | 77.1 | 56.9 | 30.2 | 247.3 | 178.1 | 107.9 | 84.4 | 43.1 | 27.2 | 233.1 | 159.3 | 106.8 | 71.2 | 38.7 | 20 | 234.5 | 174.4 | 104.9 | 54.8 | 37.8 | 25.3 | 237.2 | 162.9 | 99.2 | 67.9 | 36.1 | 11.2 | 239 | 157.1 | 0 | 0 | 0 | 0 | 5.9 | 3.6 | 2.1 | 1.8 | 0.8 | 0.6 | 5.9 | 4.4 | 2.5 | 1.6 | 0.9 | 0.6 | 5.9 | 3.3 | 2.2 | 1.7 | 1.1 | 0.6 | 6.7 | 4.2 | 2.2 | 1.8 | 0.8 | 0.6 | 5.2 | 3.5 | 2.4 | 1.6 | 0.8 | 0.4 | 5.6 | 4 | 2 | 1.1 | 0.8 | 0.5 | 6.9 | 3.7 | 2.5 | 1.5 | 0.7 | 0.7 | 6.6 | 3.6 | 0 | 0 | 0 | 0 | 0.75 | 0.44 | 0.22 | 0.22 | 0.08 | 0.06 | 0.76 | 0.57 | 0.3 | 0.19 | 0.09 | 0.06 | 0.73 | 0.36 | 0.25 | 0.2 | 0.12 | 0.06 | 0.87 | 0.55 | 0.24 | 0.21 | 0.09 | 0.06 | 0.64 | 0.38 | 0.26 | 0.19 | 0.08 | 0.05 | 0.7 | 0.49 | 0.21 | 0.12 | 0.08 | 0.05 | 0.92 | 0.47 | 0.29 | 0.18 | 0.07 | 0.07 | 0.9 | 0.43 | 0 | 0 | 0 | 0 | 27.9 | 19.5 | 12.4 | 10 | 4.8 | 3.1 | 28.1 | 21.3 | 13.2 | 9.2 | 5.4 | 3.4 | 27.7 | 19.1 | 13.2 | 9.5 | 6.9 | 3.8 | 28.4 | 21.2 | 12.8 | 10.1 | 5.1 | 3.2 | 27.7 | 18.4 | 12.3 | 8.3 | 4.7 | 2.5 | 27.6 | 20.6 | 12.4 | 6.9 | 4.5 | 3.1 | 27.1 | 19.4 | 11.8 | 8.2 | 4.3 | 4.2 | 27.9 | 18.3 | 0 | 0 | 0 | 0 | 1979.4 | 1128.1 | 777.7 | 591.5 | 306.5 | 199.3 | 1965.1 | 1184 | 771.9 | 549.9 | 342.1 | 217.8 | 1989.9 | 1178.3 | 807.4 | 545.6 | 425 | 225.1 | 1977.8 | 1172.3 | 788.1 | 595.4 | 321.3 | 199.1 | 1966 | 1165 | 782.8 | 502.5 | 289 | 147 | 1943.5 | 1194.1 | 786.4 | 399.9 | 280.5 | 189.2 | 1818.8 | 1097.6 | 737.8 | 474.4 | 271.2 | 267.8 | 1813.4 | 1104 | 0 | 0 | 0 | 0 | 0.15 | 0.1 | 0.05 | 0.05 | 0.02 | 0.01 | 0.16 | 0.13 | 0.07 | 0.04 | 0.02 | 0.01 | 0.15 | 0.08 | 0.06 | 0.05 | 0.03 | 0.02 | 0.17 | 0.13 | 0.05 | 0.05 | 0.02 | 0.01 | 0.15 | 0.07 | 0.05 | 0.04 | 0.02 | 0.01 | 0.15 | 0.11 | 0.05 | 0.04 | 0.02 | 0.01 | 0.17 | 0.11 | 0.05 | 0.04 | 0.02 | 0.02 | 0.19 | 0.09 | 0 | 0 | 0 | 0 | 0.037
| 16 | 142.3838 | 3.1815 | 0.38033 | 142.5824 | 16.8059 | 1065.2012 | 0.085333 | 48.5722 | 159.1897 | 1068.3826 | 0.46566 | 191.1546 | 242.4 | 171.5 | 109.7 | 84 | 53.1 | 40.4 | 241.5 | 186.2 | 114.8 | 79 | 56.4 | 40.8 | 242.8 | 168.9 | 114.3 | 81.1 | 65.6 | 34.4 | 248.5 | 186.5 | 112.6 | 85 | 55.1 | 37.4 | 239.8 | 164.3 | 112.1 | 72.4 | 51.9 | 31.3 | 234.8 | 181.6 | 108.7 | 70.1 | 51.8 | 32.4 | 239.3 | 171.5 | 103.7 | 71.6 | 55.3 | 12.3 | 238.8 | 166.6 | 0 | 0 | 0 | 0 | 6.1 | 3.7 | 2.2 | 1.8 | 1 | 0.8 | 5.9 | 4.5 | 2.5 | 1.6 | 1.1 | 0.8 | 6 | 3.4 | 2.3 | 1.8 | 1.3 | 0.7 | 6.7 | 4.4 | 2.3 | 1.8 | 1.1 | 0.8 | 5.2 | 3.6 | 2.5 | 1.6 | 1 | 0.7 | 5.5 | 4.2 | 2.1 | 1.5 | 1 | 0.6 | 7 | 3.8 | 2.6 | 1.5 | 1.1 | 0.7 | 6.5 | 3.8 | 0 | 0 | 0 | 0 | 0.77 | 0.45 | 0.23 | 0.21 | 0.11 | 0.08 | 0.75 | 0.58 | 0.3 | 0.19 | 0.11 | 0.08 | 0.76 | 0.37 | 0.25 | 0.21 | 0.13 | 0.07 | 0.88 | 0.57 | 0.24 | 0.21 | 0.11 | 0.08 | 0.64 | 0.4 | 0.28 | 0.18 | 0.11 | 0.07 | 0.68 | 0.53 | 0.21 | 0.16 | 0.11 | 0.07 | 0.94 | 0.48 | 0.29 | 0.18 | 0.11 | 0.07 | 0.88 | 0.44 | 0 | 0 | 0 | 0 | 28.2 | 20.4 | 13 | 10 | 6.3 | 4.7 | 28.2 | 22 | 13.6 | 9.4 | 6.6 | 4.8 | 28.2 | 20 | 13.5 | 9.9 | 7.9 | 4.4 | 28.6 | 22.2 | 13.3 | 10.1 | 6.5 | 4.4 | 28.6 | 19.1 | 12.9 | 8.5 | 6.2 | 3.9 | 27.6 | 21.5 | 12.8 | 8.8 | 6.1 | 3.9 | 27.3 | 20.4 | 12.3 | 8.6 | 6.5 | 4.6 | 27.9 | 19.5 | 0 | 0 | 0 | 0 | 1995.4 | 1191.9 | 813 | 596.4 | 397.4 | 300.3 | 1990.3 | 1239 | 803.4 | 565.6 | 421.6 | 304.3 | 2015.5 | 1232.9 | 834.3 | 573.6 | 489.9 | 255.8 | 1980.9 | 1237.1 | 824.1 | 595.8 | 412.2 | 273.8 | 2035.4 | 1197.3 | 817.8 | 515.8 | 387.5 | 232 | 1970.6 | 1229.8 | 814.3 | 512.9 | 386.9 | 242.6 | 1832.6 | 1167.4 | 771.3 | 501.8 | 414.5 | 289.4 | 1834.2 | 1177.8 | 0 | 0 | 0 | 0 | 0.16 | 0.11 | 0.05 | 0.05 | 0.02 | 0.02 | 0.16 | 0.13 | 0.07 | 0.04 | 0.03 | 0.02 | 0.15 | 0.09 | 0.06 | 0.05 | 0.03 | 0.02 | 0.17 | 0.13 | 0.06 | 0.05 | 0.02 | 0.02 | 0.15 | 0.08 | 0.05 | 0.04 | 0.03 | 0.02 | 0.15 | 0.12 | 0.05 | 0.05 | 0.02 | 0.02 | 0.17 | 0.11 | 0.05 | 0.05 | 0.02 | 0.02 | 0.18 | 0.09 | 0 | 0 | 0 | 0 | 0.038
| 17 | 149.3028 | 3.304 | 0.38977 | 149.5077 | 17.5917 | 1117.66 | 0.0861 | 50.9215 | 166.8945 | 1120.964 | 0.47587 | 200.4291 | 250.2 | 181.5 | 115.8 | 83.8 | 68.6 | 54.5 | 246.1 | 189.2 | 118.6 | 85.3 | 72.6 | 54.5 | 249.8 | 172.1 | 117.7 | 90.6 | 76.6 | 42.8 | 257.6 | 193.1 | 117.2 | 92.8 | 64.5 | 53.8 | 247 | 169 | 114.4 | 76.7 | 72.3 | 39.5 | 240.7 | 187.3 | 111.9 | 96 | 66.9 | 43.4 | 243.1 | 178.8 | 109.8 | 76.2 | 77.7 | 14.8 | 244.7 | 171.6 | 0 | 0 | 0 | 0 | 6.2 | 3.9 | 2.3 | 1.8 | 1.3 | 1.1 | 5.9 | 4.5 | 2.7 | 1.7 | 1.4 | 1.1 | 6.2 | 3.5 | 2.4 | 2 | 1.5 | 0.9 | 7 | 4.4 | 2.4 | 1.9 | 1.2 | 1.1 | 5.4 | 3.6 | 2.5 | 1.6 | 1.4 | 0.8 | 5.6 | 4.3 | 2.1 | 2 | 1.3 | 0.8 | 6.9 | 4 | 2.7 | 1.6 | 1.5 | 0.8 | 6.5 | 3.8 | 0 | 0 | 0 | 0 | 0.78 | 0.46 | 0.24 | 0.21 | 0.14 | 0.11 | 0.74 | 0.57 | 0.33 | 0.2 | 0.14 | 0.11 | 0.78 | 0.39 | 0.26 | 0.23 | 0.15 | 0.09 | 0.92 | 0.56 | 0.26 | 0.22 | 0.13 | 0.11 | 0.66 | 0.4 | 0.27 | 0.18 | 0.14 | 0.09 | 0.69 | 0.54 | 0.22 | 0.21 | 0.14 | 0.09 | 0.93 | 0.49 | 0.31 | 0.19 | 0.15 | 0.08 | 0.88 | 0.44 | 0 | 0 | 0 | 0 | 29.2 | 21.5 | 13.7 | 9.9 | 8.1 | 6.4 | 28.9 | 22.3 | 14 | 10.1 | 8.6 | 6.4 | 29 | 20.4 | 13.9 | 11 | 9.1 | 5.4 | 29.7 | 22.9 | 13.9 | 11 | 7.6 | 6.3 | 29.5 | 19.6 | 13.2 | 9 | 8.6 | 4.9 | 28.2 | 22.2 | 13.2 | 11.9 | 7.9 | 5.2 | 28 | 21.2 | 13 | 9.1 | 9.2 | 5 | 28.6 | 20.1 | 0 | 0 | 0 | 0 | 2053.4 | 1272.8 | 857 | 591.8 | 514.6 | 407.3 | 2037.8 | 1272.9 | 822 | 615.7 | 543.7 | 408.5 | 2072.1 | 1251.9 | 855 | 644.1 | 573.2 | 319.7 | 2039.9 | 1303.8 | 853.9 | 659.2 | 482.7 | 399.2 | 2085.7 | 1240.5 | 839.8 | 552 | 541.4 | 292.7 | 2032.1 | 1269.7 | 838.4 | 705.2 | 500.6 | 325.9 | 1870.7 | 1228.6 | 814.4 | 537.6 | 583.6 | 314.5 | 1894.8 | 1220.2 | 0 | 0 | 0 | 0 | 0.16 | 0.11 | 0.05 | 0.05 | 0.03 | 0.02 | 0.16 | 0.12 | 0.07 | 0.05 | 0.03 | 0.02 | 0.16 | 0.09 | 0.06 | 0.06 | 0.04 | 0.03 | 0.18 | 0.13 | 0.06 | 0.05 | 0.03 | 0.02 | 0.16 | 0.08 | 0.05 | 0.04 | 0.03 | 0.02 | 0.15 | 0.12 | 0.05 | 0.06 | 0.03 | 0.02 | 0.18 | 0.11 | 0.05 | 0.05 | 0.03 | 0.02 | 0.18 | 0.09 | 0 | 0 | 0 | 0 | 0.039
| 18 | 151.0607 | 3.3603 | 0.40142 | 151.2705 | 17.858 | 1125.2127 | 0.090416 | 51.414 | 168.9187 | 1128.573 | 0.49184 | 202.6845 | 247.4 | 187.3 | 120 | 78.3 | 78.8 | 66.9 | 245.7 | 190.1 | 121.7 | 85 | 78.5 | 61.8 | 252.8 | 173.6 | 117.4 | 90.1 | 82 | 48.9 | 257.9 | 199 | 120 | 88.2 | 71.9 | 63.4 | 246.5 | 164.9 | 117.1 | 75.7 | 82.1 | 50.4 | 240 | 188.2 | 112.8 | 109.6 | 75.4 | 51.3 | 242.6 | 181.1 | 112.1 | 75.9 | 86.3 | 15.9 | 243 | 173.2 | 0 | 0 | 0 | 0 | 6.1 | 4.1 | 2.4 | 1.7 | 1.5 | 1.3 | 5.9 | 4.5 | 2.8 | 1.7 | 1.5 | 1.2 | 6.4 | 3.5 | 2.4 | 1.9 | 1.6 | 1 | 6.9 | 4.6 | 2.4 | 1.8 | 1.4 | 1.2 | 5.5 | 3.4 | 2.6 | 1.6 | 1.6 | 1 | 5.9 | 4.3 | 2.2 | 2.2 | 1.5 | 1 | 6.9 | 4 | 2.7 | 1.6 | 1.6 | 0.8 | 6.5 | 3.7 | 0 | 0 | 0 | 0 | 0.78 | 0.49 | 0.25 | 0.21 | 0.15 | 0.13 | 0.76 | 0.55 | 0.33 | 0.2 | 0.15 | 0.12 | 0.81 | 0.39 | 0.26 | 0.22 | 0.16 | 0.1 | 0.91 | 0.58 | 0.27 | 0.21 | 0.14 | 0.13 | 0.68 | 0.36 | 0.28 | 0.19 | 0.16 | 0.11 | 0.75 | 0.54 | 0.22 | 0.24 | 0.15 | 0.1 | 0.94 | 0.49 | 0.31 | 0.19 | 0.17 | 0.08 | 0.88 | 0.42 | 0 | 0 | 0 | 0 | 29.1 | 22.2 | 14.2 | 9.3 | 9.3 | 7.9 | 28.9 | 22.3 | 14.3 | 10.1 | 9.3 | 7.3 | 29.4 | 20.5 | 13.9 | 10.8 | 9.8 | 6.1 | 29.9 | 23.5 | 14.2 | 10.5 | 8.5 | 7.5 | 29.4 | 19.2 | 13.6 | 8.9 | 9.7 | 6.1 | 28.1 | 22.3 | 13.3 | 13.7 | 8.9 | 6.1 | 27.9 | 21.5 | 13.3 | 9.1 | 10.2 | 5.1 | 28.5 | 20.3 | 0 | 0 | 0 | 0 | 2018.4 | 1310.5 | 887.1 | 545.4 | 591.9 | 501.1 | 2013.7 | 1295.7 | 844.5 | 612.8 | 588.8 | 463.9 | 2066.7 | 1262.4 | 854.6 | 646.6 | 613.4 | 366.2 | 2036.9 | 1346.6 | 874.3 | 629.9 | 538.2 | 472.3 | 2056.6 | 1225.1 | 860.1 | 542.4 | 616.2 | 375 | 1971.1 | 1278 | 846.1 | 806.8 | 565.7 | 385.4 | 1852 | 1248.7 | 829.8 | 535.3 | 648.5 | 320.8 | 1866.9 | 1249.4 | 0 | 0 | 0 | 0 | 0.17 | 0.11 | 0.06 | 0.05 | 0.03 | 0.03 | 0.16 | 0.12 | 0.07 | 0.05 | 0.03 | 0.03 | 0.16 | 0.09 | 0.06 | 0.05 | 0.04 | 0.03 | 0.18 | 0.13 | 0.06 | 0.05 | 0.03 | 0.03 | 0.16 | 0.07 | 0.05 | 0.04 | 0.04 | 0.03 | 0.16 | 0.12 | 0.05 | 0.07 | 0.03 | 0.02 | 0.18 | 0.11 | 0.06 | 0.05 | 0.04 | 0.02 | 0.19 | 0.09 | 0 | 0 | 0 | 0 | 0.04
| 19 | 147.5285 | 3.2513 | 0.38449 | 147.7304 | 17.4239 | 1106.78 | 0.086649 | 50.4296 | 164.9524 | 1110.0313 | 0.47113 | 198.16 | 240.4 | 183.4 | 119.1 | 74.8 | 76.7 | 66.2 | 240.3 | 186.5 | 120 | 82.1 | 78 | 60.2 | 244.3 | 171.6 | 115.7 | 87.5 | 79.7 | 46.5 | 252.8 | 195 | 118.3 | 84.4 | 70.4 | 62.7 | 244.6 | 161.8 | 115.1 | 73.3 | 80.3 | 50.6 | 234.7 | 186.1 | 110.5 | 105.3 | 73.6 | 50.5 | 238.4 | 176.7 | 111.5 | 73.2 | 86.9 | 15.4 | 240.8 | 169.1 | 0 | 0 | 0 | 0 | 5.8 | 4 | 2.3 | 1.7 | 1.5 | 1.3 | 5.7 | 4.4 | 2.7 | 1.7 | 1.5 | 1.2 | 5.9 | 3.5 | 2.3 | 1.9 | 1.6 | 0.9 | 6.6 | 4.6 | 2.4 | 1.8 | 1.4 | 1.2 | 5.3 | 3.3 | 2.5 | 1.6 | 1.6 | 1 | 5.6 | 4.3 | 2.1 | 2.2 | 1.4 | 1 | 6.6 | 3.9 | 2.7 | 1.6 | 1.7 | 0.8 | 6.5 | 3.7 | 0 | 0 | 0 | 0 | 0.72 | 0.47 | 0.25 | 0.21 | 0.15 | 0.13 | 0.71 | 0.54 | 0.33 | 0.19 | 0.15 | 0.12 | 0.73 | 0.38 | 0.25 | 0.22 | 0.16 | 0.1 | 0.86 | 0.58 | 0.26 | 0.21 | 0.14 | 0.13 | 0.64 | 0.34 | 0.28 | 0.18 | 0.16 | 0.11 | 0.69 | 0.53 | 0.21 | 0.23 | 0.15 | 0.1 | 0.89 | 0.48 | 0.31 | 0.18 | 0.17 | 0.08 | 0.88 | 0.42 | 0 | 0 | 0 | 0 | 28.2 | 21.7 | 14.1 | 8.9 | 9.1 | 7.8 | 28.2 | 21.9 | 14.1 | 9.7 | 9.2 | 7.1 | 28.4 | 20.3 | 13.7 | 10.5 | 9.5 | 5.9 | 29.3 | 23 | 14 | 10 | 8.3 | 7.4 | 29.2 | 18.9 | 13.3 | 8.6 | 9.5 | 6.2 | 27.4 | 22 | 13 | 13.3 | 8.7 | 6 | 27.5 | 20.9 | 13.2 | 8.8 | 10.3 | 5 | 28 | 19.8 | 0 | 0 | 0 | 0 | 1997.5 | 1289.1 | 883.7 | 515 | 575.5 | 495.9 | 2006.5 | 1273.6 | 832.6 | 587.7 | 584.7 | 451.9 | 2051.7 | 1250 | 844.2 | 625.6 | 596.2 | 347.2 | 2034.6 | 1310.8 | 859.1 | 598.2 | 527.4 | 467.3 | 2085.9 | 1203.8 | 843.4 | 524.4 | 601.9 | 376.4 | 1969.2 | 1264.3 | 829.9 | 776 | 551.8 | 379.6 | 1852.6 | 1221.1 | 824.5 | 515.4 | 653.3 | 318.3 | 1864.7 | 1212.4 | 0 | 0 | 0 | 0 | 0.15 | 0.11 | 0.06 | 0.05 | 0.03 | 0.03 | 0.15 | 0.12 | 0.07 | 0.05 | 0.03 | 0.03 | 0.15 | 0.09 | 0.06 | 0.05 | 0.04 | 0.03 | 0.17 | 0.13 | 0.06 | 0.05 | 0.03 | 0.03 | 0.15 | 0.07 | 0.05 | 0.04 | 0.04 | 0.03 | 0.14 | 0.12 | 0.05 | 0.07 | 0.03 | 0.02 | 0.17 | 0.11 | 0.06 | 0.04 | 0.04 | 0.02 | 0.18 | 0.09 | 0 | 0 | 0 | 0 | 0.039
| 20 | 144.03 | 3.1966 | 0.36978 | 144.2262 | 16.9659 | 1085.8382 | 0.081946 | 49.3463 | 160.9959 | 1089.0347 | 0.45173 | 193.5725 | 236.1 | 177.7 | 116.6 | 74.7 | 70.8 | 58.9 | 237.1 | 183.7 | 115.9 | 76.7 | 72.1 | 55.5 | 236.3 | 169.6 | 112.6 | 78.7 | 72.1 | 42.3 | 242.4 | 191.6 | 115.9 | 80.4 | 68.1 | 56.1 | 240.6 | 157.5 | 113.6 | 69.7 | 72.3 | 44.2 | 227.2 | 183.1 | 109.1 | 97.3 | 69.4 | 46.4 | 234.4 | 172.3 | 109.4 | 70.5 | 80.3 | 14.1 | 234.8 | 165.4 | 0 | 0 | 0 | 0 | 5.7 | 3.9 | 2.3 | 1.7 | 1.4 | 1.2 | 5.7 | 4.4 | 2.6 | 1.6 | 1.4 | 1.1 | 5.8 | 3.4 | 2.3 | 1.7 | 1.4 | 0.8 | 6.2 | 4.5 | 2.3 | 1.7 | 1.3 | 1.1 | 5.2 | 3.3 | 2.5 | 1.5 | 1.4 | 0.9 | 5.4 | 4.2 | 2.1 | 2 | 1.4 | 0.9 | 6.7 | 3.8 | 2.6 | 1.5 | 1.5 | 0.8 | 6.4 | 3.6 | 0 | 0 | 0 | 0 | 0.7 | 0.45 | 0.24 | 0.2 | 0.14 | 0.12 | 0.71 | 0.55 | 0.32 | 0.19 | 0.14 | 0.11 | 0.71 | 0.38 | 0.25 | 0.2 | 0.15 | 0.09 | 0.79 | 0.56 | 0.26 | 0.2 | 0.13 | 0.12 | 0.63 | 0.35 | 0.28 | 0.17 | 0.15 | 0.1 | 0.66 | 0.52 | 0.21 | 0.21 | 0.14 | 0.09 | 0.89 | 0.47 | 0.3 | 0.18 | 0.16 | 0.08 | 0.86 | 0.42 | 0 | 0 | 0 | 0 | 27.6 | 21 | 13.8 | 8.8 | 8.4 | 6.9 | 27.6 | 21.6 | 13.7 | 9.1 | 8.5 | 6.5 | 27.3 | 20 | 13.3 | 9.6 | 8.6 | 5.5 | 28.1 | 22.7 | 13.7 | 9.6 | 8 | 6.6 | 28.7 | 18.4 | 13.1 | 8.2 | 8.6 | 5.4 | 26.5 | 21.7 | 12.9 | 12.4 | 8.2 | 5.5 | 26.7 | 20.4 | 13 | 8.5 | 9.5 | 4.9 | 27.2 | 19.4 | 0 | 0 | 0 | 0 | 1985.9 | 1250.2 | 863.7 | 517.4 | 530.8 | 440 | 1991.6 | 1242 | 805.1 | 545.1 | 540 | 416.4 | 1998.5 | 1234.8 | 821.9 | 558.5 | 539 | 316.1 | 1982.6 | 1292.2 | 843.9 | 568 | 510.1 | 416.7 | 2051.6 | 1167.8 | 830.9 | 499.7 | 541 | 327.7 | 1922.9 | 1241.8 | 820.4 | 718.4 | 519.4 | 348.3 | 1829.2 | 1187.7 | 809.3 | 490.3 | 603.1 | 307.9 | 1818.3 | 1178.5 | 0 | 0 | 0 | 0 | 0.14 | 0.1 | 0.06 | 0.05 | 0.03 | 0.03 | 0.14 | 0.12 | 0.07 | 0.04 | 0.03 | 0.02 | 0.14 | 0.09 | 0.06 | 0.05 | 0.04 | 0.03 | 0.16 | 0.13 | 0.06 | 0.05 | 0.03 | 0.03 | 0.15 | 0.07 | 0.05 | 0.04 | 0.03 | 0.03 | 0.13 | 0.12 | 0.05 | 0.07 | 0.03 | 0.02 | 0.16 | 0.11 | 0.05 | 0.05 | 0.04 | 0.02 | 0.17 | 0.09 | 0 | 0 | 0 | 0 | 0.038
| 21 | 140.0078 | 3.0889 | 0.35923 | 140.1979 | 16.4568 | 1057.4632 | 0.077416 | 47.9903 | 156.4646 | 1060.5521 | 0.43665 | 188.1882 | 232.5 | 172.6 | 112.4 | 73.7 | 62 | 52 | 232.3 | 180.7 | 112.9 | 70.7 | 63.8 | 49.3 | 229.9 | 164.6 | 109.6 | 70.5 | 60.9 | 37.7 | 237.9 | 181.7 | 112.1 | 73.8 | 64.5 | 49 | 231.8 | 151.6 | 108.3 | 65.3 | 65.6 | 41 | 221.3 | 177.5 | 105.8 | 83.6 | 64.2 | 43.1 | 230.1 | 166.9 | 105 | 64.2 | 72.2 | 12.6 | 231.5 | 161.3 | 0 | 0 | 0 | 0 | 5.6 | 3.8 | 2.2 | 1.6 | 1.2 | 1 | 5.4 | 4.3 | 2.6 | 1.5 | 1.2 | 1 | 5.4 | 3.4 | 2.2 | 1.6 | 1.2 | 0.8 | 6 | 4.3 | 2.3 | 1.6 | 1.3 | 1 | 4.8 | 3.2 | 2.4 | 1.5 | 1.3 | 0.9 | 5.1 | 4 | 2 | 1.7 | 1.3 | 0.8 | 6.5 | 3.7 | 2.6 | 1.4 | 1.4 | 0.7 | 6.2 | 3.7 | 0 | 0 | 0 | 0 | 0.68 | 0.44 | 0.23 | 0.2 | 0.12 | 0.11 | 0.66 | 0.55 | 0.32 | 0.18 | 0.13 | 0.1 | 0.65 | 0.37 | 0.24 | 0.18 | 0.13 | 0.08 | 0.77 | 0.56 | 0.25 | 0.18 | 0.13 | 0.1 | 0.56 | 0.35 | 0.26 | 0.17 | 0.13 | 0.1 | 0.61 | 0.5 | 0.2 | 0.19 | 0.13 | 0.09 | 0.85 | 0.46 | 0.3 | 0.17 | 0.14 | 0.07 | 0.83 | 0.43 | 0 | 0 | 0 | 0 | 27 | 20.4 | 13.3 | 8.7 | 7.3 | 6.1 | 27.2 | 21.3 | 13.3 | 8.4 | 7.5 | 5.8 | 26.7 | 19.4 | 13 | 8.7 | 7.4 | 5 | 27.7 | 21.5 | 13.3 | 8.8 | 7.6 | 5.8 | 27.5 | 17.7 | 12.5 | 7.7 | 7.8 | 5.1 | 25.9 | 21 | 12.5 | 11 | 7.6 | 5.2 | 26.3 | 19.8 | 12.5 | 7.7 | 8.5 | 4.7 | 26.9 | 18.8 | 0 | 0 | 0 | 0 | 1969.6 | 1210.1 | 832.1 | 511.4 | 464.9 | 387.6 | 1973.6 | 1211.6 | 779.1 | 502 | 476.9 | 369.1 | 1971.4 | 1196.7 | 797.9 | 500 | 453.7 | 281.5 | 1934.9 | 1202.7 | 815.2 | 520.1 | 482.1 | 362.2 | 2027.9 | 1109.1 | 792.8 | 459.7 | 490.5 | 302.3 | 1897 | 1207.2 | 795.2 | 614.7 | 480.3 | 322.9 | 1810.4 | 1143.9 | 773.1 | 444.3 | 542 | 293.6 | 1811.7 | 1144.1 | 0 | 0 | 0 | 0 | 0.14 | 0.1 | 0.05 | 0.04 | 0.03 | 0.02 | 0.14 | 0.12 | 0.07 | 0.04 | 0.03 | 0.02 | 0.13 | 0.08 | 0.06 | 0.05 | 0.03 | 0.03 | 0.16 | 0.13 | 0.06 | 0.04 | 0.03 | 0.02 | 0.13 | 0.07 | 0.05 | 0.04 | 0.03 | 0.03 | 0.13 | 0.12 | 0.05 | 0.07 | 0.03 | 0.02 | 0.16 | 0.11 | 0.05 | 0.04 | 0.03 | 0.02 | 0.17 | 0.09 | 0 | 0 | 0 | 0 | 0.037
| 22 | 134.8878 | 2.9345 | 0.34605 | 135.0697 | 15.8913 | 1021.9262 | 0.075532 | 46.3653 | 150.7791 | 1024.8607 | 0.42158 | 181.435 | 222.6 | 167.9 | 108.5 | 70.3 | 58.5 | 45.2 | 223.8 | 178.3 | 110.8 | 67 | 56.9 | 42.5 | 222.7 | 159.9 | 106.2 | 63 | 52.5 | 34.5 | 234.8 | 177 | 109.1 | 70.5 | 62.4 | 41.8 | 225 | 146.3 | 105.1 | 63.2 | 59.9 | 40.2 | 211.6 | 171.8 | 101.9 | 76.9 | 61.6 | 39.6 | 219.8 | 162.1 | 100.7 | 59.3 | 63.5 | 12.1 | 222.4 | 156.3 | 0 | 0 | 0 | 0 | 5.1 | 3.7 | 2.1 | 1.6 | 1.1 | 0.9 | 5.1 | 4.3 | 2.5 | 1.4 | 1.1 | 0.8 | 5.1 | 3.3 | 2.1 | 1.4 | 1.1 | 0.7 | 6 | 4.3 | 2.2 | 1.5 | 1.2 | 0.8 | 4.7 | 3.1 | 2.4 | 1.4 | 1.2 | 0.9 | 4.7 | 4 | 1.9 | 1.6 | 1.2 | 0.8 | 6 | 3.7 | 2.5 | 1.3 | 1.2 | 0.7 | 6 | 3.6 | 0 | 0 | 0 | 0 | 0.61 | 0.44 | 0.23 | 0.2 | 0.12 | 0.1 | 0.61 | 0.55 | 0.31 | 0.17 | 0.12 | 0.09 | 0.59 | 0.37 | 0.23 | 0.16 | 0.11 | 0.07 | 0.77 | 0.56 | 0.24 | 0.17 | 0.13 | 0.09 | 0.53 | 0.33 | 0.26 | 0.16 | 0.12 | 0.1 | 0.54 | 0.5 | 0.2 | 0.18 | 0.13 | 0.08 | 0.77 | 0.45 | 0.29 | 0.16 | 0.12 | 0.07 | 0.78 | 0.42 | 0 | 0 | 0 | 0 | 26 | 19.9 | 12.8 | 8.3 | 6.9 | 5.3 | 26.2 | 21 | 13.1 | 7.9 | 6.7 | 5 | 26 | 18.9 | 12.6 | 7.9 | 6.5 | 4.7 | 27.2 | 21 | 12.9 | 8.4 | 7.4 | 4.9 | 26.6 | 17 | 12.1 | 7.4 | 7.1 | 5.1 | 24.8 | 20.4 | 12 | 10.4 | 7.3 | 4.8 | 25 | 19.2 | 12 | 7.2 | 7.5 | 4.5 | 25.6 | 18.2 | 0 | 0 | 0 | 0 | 1919.8 | 1170.5 | 804.3 | 482 | 438 | 336.1 | 1928.8 | 1188.7 | 765.7 | 476.1 | 424 | 317.8 | 1942.8 | 1151 | 777.3 | 447.9 | 391.2 | 257.5 | 1913.4 | 1159.9 | 795.1 | 498.8 | 465.8 | 306.9 | 1995.7 | 1078.6 | 766.5 | 448.4 | 446.8 | 296.2 | 1857 | 1156.4 | 767.2 | 561.5 | 459.5 | 297 | 1781.9 | 1108.4 | 746 | 408 | 476.2 | 285.2 | 1774.5 | 1100.9 | 0 | 0 | 0 | 0 | 0.13 | 0.1 | 0.05 | 0.04 | 0.03 | 0.02 | 0.13 | 0.12 | 0.07 | 0.04 | 0.03 | 0.02 | 0.12 | 0.09 | 0.05 | 0.05 | 0.03 | 0.03 | 0.15 | 0.13 | 0.06 | 0.04 | 0.03 | 0.02 | 0.12 | 0.07 | 0.05 | 0.03 | 0.03 | 0.03 | 0.11 | 0.12 | 0.04 | 0.07 | 0.03 | 0.02 | 0.14 | 0.1 | 0.05 | 0.04 | 0.03 | 0.02 | 0.15 | 0.09 | 0 | 0 | 0 | 0 | 0.035
| 23 | 130.7951 | 2.8477 | 0.33018 | 130.9701 | 15.38 | 995.299 | 0.072882 | 45.0598 | 146.1751 | 998.1467 | 0.40306 | 176.0299 | 214.5 | 163.6 | 106.2 | 68.3 | 53.6 | 38.9 | 218.4 | 178 | 109.5 | 62.8 | 51.8 | 37.8 | 213.4 | 155.7 | 103 | 59.2 | 46.4 | 33.7 | 225.9 | 174.5 | 106 | 67 | 58.8 | 36.6 | 219.1 | 138.1 | 99.5 | 60.5 | 55.1 | 35.7 | 205.5 | 166.3 | 99 | 62.4 | 55.1 | 34.1 | 215.9 | 157.5 | 97.9 | 53.4 | 53.1 | 12.5 | 218.2 | 154.8 | 0 | 0 | 0 | 0 | 4.9 | 3.6 | 2.1 | 1.5 | 1.1 | 0.8 | 5.1 | 4.3 | 2.5 | 1.4 | 1 | 0.7 | 4.7 | 3.3 | 2.1 | 1.3 | 1 | 0.7 | 5.8 | 4.3 | 2.2 | 1.4 | 1.2 | 0.8 | 4.6 | 3 | 2.3 | 1.3 | 1.1 | 0.8 | 4.6 | 3.8 | 1.9 | 1.4 | 1.1 | 0.7 | 6.2 | 3.5 | 2.5 | 1.2 | 1 | 0.7 | 6.1 | 3.6 | 0 | 0 | 0 | 0 | 0.58 | 0.43 | 0.22 | 0.18 | 0.11 | 0.09 | 0.6 | 0.55 | 0.3 | 0.16 | 0.11 | 0.08 | 0.54 | 0.37 | 0.22 | 0.15 | 0.1 | 0.07 | 0.73 | 0.56 | 0.24 | 0.16 | 0.12 | 0.08 | 0.51 | 0.32 | 0.26 | 0.15 | 0.12 | 0.09 | 0.54 | 0.47 | 0.19 | 0.15 | 0.12 | 0.07 | 0.8 | 0.44 | 0.29 | 0.14 | 0.1 | 0.07 | 0.8 | 0.42 | 0 | 0 | 0 | 0 | 25 | 19.4 | 12.5 | 8 | 6.3 | 4.5 | 25.4 | 21 | 12.9 | 7.4 | 6.1 | 4.4 | 24.9 | 18.4 | 12.2 | 7.6 | 5.8 | 4.7 | 26.1 | 20.7 | 12.5 | 7.9 | 6.9 | 4.3 | 25.8 | 16 | 11.4 | 7.1 | 6.6 | 4.6 | 24 | 19.7 | 11.7 | 9 | 6.5 | 4.2 | 24.4 | 18.7 | 11.7 | 6.5 | 6.3 | 4.3 | 25 | 18.1 | 0 | 0 | 0 | 0 | 1864.7 | 1141.4 | 785 | 479.7 | 400.6 | 287.5 | 1883 | 1185.5 | 758.9 | 446.9 | 384.3 | 282.2 | 1887.4 | 1119.3 | 752.8 | 420.8 | 344.7 | 251.9 | 1854.5 | 1139.1 | 768.6 | 481.7 | 435.8 | 267.9 | 1958.1 | 1012.6 | 725.6 | 433.2 | 409.2 | 261.6 | 1794.8 | 1132.6 | 743.3 | 454.3 | 410.7 | 255 | 1729.9 | 1078.6 | 725 | 370.9 | 397.7 | 274.4 | 1719.1 | 1081.8 | 0 | 0 | 0 | 0 | 0.12 | 0.1 | 0.05 | 0.04 | 0.02 | 0.02 | 0.12 | 0.12 | 0.07 | 0.03 | 0.02 | 0.02 | 0.11 | 0.08 | 0.05 | 0.05 | 0.03 | 0.03 | 0.14 | 0.13 | 0.06 | 0.04 | 0.03 | 0.02 | 0.11 | 0.06 | 0.04 | 0.03 | 0.03 | 0.03 | 0.11 | 0.11 | 0.04 | 0.07 | 0.03 | 0.02 | 0.14 | 0.1 | 0.05 | 0.04 | 0.02 | 0.02 | 0.15 | 0.09 | 0 | 0 | 0 | 0 | 0.034
MISO_Central | 0 | 254.5945 | 18.0694 | 2.5389 | 255.8261 | 18.3138 | 1216.6216 | 0.12882 | 54.6043 | 272.9083 | 1234.691 | 2.6677 | 310.4304 | 711.7 | 118.8 | 165.7 | 180.8 | 115.1 | 119.9 | 706.2 | 125.7 | 89.4 | 81.2 | 135.7 | 152.9 | 711.3 | 193.6 | 139.8 | 183.3 | 174 | 173.9 | 697.8 | 116.2 | 176.6 | 133.6 | 98.6 | 107.9 | 663.1 | 268.8 | 145.5 | 128.9 | 138.1 | 72.3 | 618.2 | 191.5 | 192.6 | 145.3 | 157.5 | 99.2 | 707 | 136.2 | 177.3 | 166 | 60.5 | 40.4 | 641.9 | 144.5 | 0 | 0 | 0 | 0 | 64.7 | 3.5 | 8 | 11.4 | 7.3 | 5.1 | 64.7 | 5.4 | 3.9 | 5.9 | 9.8 | 6.5 | 63.8 | 5.8 | 5.2 | 11.3 | 7.7 | 5.3 | 64.1 | 3.1 | 7.2 | 6.5 | 4.6 | 4.2 | 55.8 | 25.6 | 12.4 | 10.5 | 10 | 3.4 | 57.5 | 8.1 | 10.3 | 8.5 | 8.3 | 3.2 | 64 | 4.6 | 13.7 | 9 | 2.2 | 1.7 | 51.8 | 5.6 | 0 | 0 | 0 | 0 | 9.31 | 0.42 | 1.07 | 1.57 | 1.01 | 0.67 | 9.32 | 0.72 | 0.52 | 0.83 | 1.38 | 0.86 | 9.17 | 0.71 | 0.66 | 1.57 | 1.02 | 0.64 | 9.26 | 0.37 | 0.95 | 0.86 | 0.61 | 0.55 | 7.96 | 3.69 | 1.78 | 1.49 | 1.42 | 0.46 | 8.3 | 1.07 | 1.4 | 1.17 | 1.12 | 0.4 | 9.23 | 0.59 | 1.92 | 1.22 | 0.28 | 0.19 | 7.41 | 0.73 | 0 | 0 | 0 | 0 | 38.2 | 12.9 | 15.3 | 14.6 | 9.1 | 13.7 | 37.4 | 12.1 | 10.9 | 7.3 | 10.8 | 15 | 39 | 21 | 14.3 | 14.9 | 17 | 19.1 | 37.3 | 12.9 | 17.5 | 12.4 | 9.4 | 10.9 | 39.5 | 13.2 | 10.6 | 8.3 | 10 | 7.1 | 32.1 | 18.6 | 16.9 | 12.4 | 14.1 | 11.1 | 38.4 | 14.4 | 15.2 | 15.1 | 6.2 | 8 | 40.7 | 14.5 | 0 | 0 | 0 | 0 | 2723.1 | 821.9 | 971.2 | 912.9 | 577.5 | 743.2 | 2669.1 | 770.6 | 547.6 | 367.7 | 604.1 | 928.7 | 2783.1 | 1329.3 | 906.8 | 937.5 | 1052.9 | 1195.4 | 2550.3 | 818.8 | 1098.1 | 781.7 | 584.1 | 683.2 | 2904.1 | 869.9 | 540.1 | 515.8 | 615 | 417.3 | 2257.8 | 1180.1 | 1065.6 | 766 | 885.5 | 670.6 | 2688 | 890.4 | 964 | 916.1 | 395 | 496.6 | 2888.2 | 921.2 | 0 | 0 | 0 | 0 | 0.37 | 0.05 | 0.08 | 0.1 | 0.06 | 0.1 | 0.37 | 0.06 | 0.1 | 0.08 | 0.1 | 0.08 | 0.37 | 0.09 | 0.07 | 0.09 | 0.09 | 0.09 | 0.39 | 0.05 | 0.09 | 0.07 | 0.05 | 0.05 | 0.34 | 0.13 | 0.12 | 0.07 | 0.08 | 0.05 | 0.33 | 0.09 | 0.09 | 0.08 | 0.08 | 0.06 | 0.38 | 0.07 | 0.1 | 0.1 | 0.03 | 0.03 | 0.35 | 0.07 | 0 | 0 | 0 | 0 | 0.033
| 1 | 254.0471 | 17.9697 | 2.5257 | 255.2721 | 18.3255 | 1217.7636 | 0.12672 | 54.6495 | 272.3726 | 1235.7332 | 2.6524 | 309.9215 | 706.3 | 119.4 | 171.2 | 175.6 | 115.8 | 117.7 | 702.1 | 126.9 | 86 | 82.5 | 136.7 | 152.2 | 705.5 | 191.6 | 141.8 | 183.3 | 175.8 | 172 | 683.7 | 116.1 | 174.6 | 133.1 | 98.8 | 106.7 | 675.8 | 277.6 | 147 | 132.2 | 137.1 | 76.3 | 617.4 | 191.6 | 189.1 | 145.3 | 155.5 | 100.7 | 707.9 | 136.1 | 178.3 | 166.3 | 60.9 | 39.1 | 633.6 | 144.8 | 0 | 0 | 0 | 0 | 64 | 3.5 | 8.5 | 10.9 | 7.5 | 4.9 | 64.2 | 5.5 | 3.6 | 6.1 | 10 | 6.6 | 63 | 5.7 | 5.3 | 11 | 8 | 5.4 | 61.8 | 3.1 | 7.1 | 6.3 | 4.6 | 4.1 | 58 | 26.7 | 12.7 | 10.8 | 9.8 | 3.7 | 57.4 | 8.2 | 10.1 | 8.6 | 8.3 | 3.3 | 64.2 | 4.4 | 13.9 | 9 | 2.3 | 1.9 | 50.8 | 5.6 | 0 | 0 | 0 | 0 | 9.2 | 0.42 | 1.14 | 1.51 | 1.05 | 0.64 | 9.24 | 0.72 | 0.47 | 0.87 | 1.41 | 0.87 | 9.05 | 0.69 | 0.67 | 1.51 | 1.06 | 0.66 | 8.93 | 0.37 | 0.93 | 0.84 | 0.61 | 0.53 | 8.29 | 3.84 | 1.83 | 1.54 | 1.39 | 0.51 | 8.28 | 1.07 | 1.37 | 1.19 | 1.13 | 0.41 | 9.26 | 0.56 | 1.94 | 1.22 | 0.29 | 0.22 | 7.26 | 0.73 | 0 | 0 | 0 | 0 | 38.1 | 13 | 15.6 | 14.3 | 9 | 13.5 | 37.3 | 12.2 | 11 | 7.3 | 10.8 | 14.9 | 39 | 20.8 | 14.5 | 15.2 | 17 | 18.7 | 37.5 | 12.9 | 17.4 | 12.4 | 9.4 | 10.9 | 39.2 | 13.4 | 10.6 | 8.5 | 10.1 | 7.4 | 32.1 | 18.6 | 16.6 | 12.3 | 13.8 | 11.3 | 38.3 | 14.6 | 15.5 | 15.2 | 6.2 | 8.2 | 40.5 | 14.6 | 0 | 0 | 0 | 0 | 2722.7 | 826.2 | 991 | 892.2 | 571.4 | 736.6 | 2661.2 | 777.7 | 538.9 | 366.7 | 603 | 920.7 | 2780.2 | 1317.8 | 919.9 | 958.7 | 1053.9 | 1173 | 2567.4 | 817.3 | 1087.5 | 785.7 | 586.4 | 680 | 2878 | 886.9 | 536.4 | 525.8 | 616.5 | 436.5 | 2260.9 | 1179 | 1045.9 | 759 | 866.3 | 681.3 | 2684.7 | 900.4 | 982 | 917.4 | 394.1 | 504.1 | 2883.8 | 925.4 | 0 | 0 | 0 | 0 | 0.37 | 0.05 | 0.08 | 0.09 | 0.06 | 0.1 | 0.37 | 0.06 | 0.1 | 0.08 | 0.1 | 0.08 | 0.37 | 0.09 | 0.07 | 0.09 | 0.09 | 0.09 | 0.38 | 0.05 | 0.09 | 0.07 | 0.05 | 0.05 | 0.34 | 0.14 | 0.13 | 0.07 | 0.08 | 0.05 | 0.33 | 0.09 | 0.09 | 0.08 | 0.08 | 0.06 | 0.38 | 0.07 | 0.1 | 0.1 | 0.03 | 0.03 | 0.34 | 0.07 | 0 | 0 | 0 | 0 | 0.033
| 2 | 254.4885 | 17.9907 | 2.5328 | 255.7161 | 18.3606 | 1220.7193 | 0.12882 | 54.7732 | 272.8492 | 1238.71 | 2.6616 | 310.4893 | 709.4 | 118.1 | 167.1 | 180.8 | 117.5 | 118.1 | 696.4 | 127.5 | 86.3 | 83.8 | 134 | 158.6 | 708.5 | 196.2 | 140 | 193.7 | 175.7 | 172.6 | 679.4 | 117 | 176.7 | 135.1 | 101 | 109.3 | 680.8 | 293.7 | 156.1 | 133.2 | 142.3 | 74.3 | 615.4 | 195.4 | 186.7 | 151.4 | 159.4 | 103.1 | 706.4 | 139.1 | 177.5 | 165.5 | 61.9 | 36.8 | 636.2 | 145.2 | 0 | 0 | 0 | 0 | 64.5 | 3.3 | 8 | 11.4 | 7.5 | 5.1 | 63.4 | 5.6 | 3.6 | 6.1 | 9.9 | 7.1 | 63.3 | 6.2 | 4.9 | 12 | 8.3 | 5.4 | 60.9 | 3.2 | 7.1 | 6.5 | 4.6 | 4.3 | 58.9 | 28.7 | 13.7 | 10.9 | 10.4 | 3.7 | 57 | 8.5 | 9.8 | 9.4 | 8.6 | 3.6 | 63.9 | 4.7 | 13.2 | 8.8 | 2.3 | 1.7 | 51.1 | 5.6 | 0 | 0 | 0 | 0 | 9.28 | 0.4 | 1.07 | 1.58 | 1.05 | 0.67 | 9.12 | 0.74 | 0.47 | 0.86 | 1.41 | 0.95 | 9.11 | 0.75 | 0.62 | 1.66 | 1.11 | 0.66 | 8.8 | 0.37 | 0.93 | 0.87 | 0.62 | 0.55 | 8.42 | 4.13 | 1.97 | 1.56 | 1.47 | 0.5 | 8.22 | 1.12 | 1.34 | 1.3 | 1.18 | 0.45 | 9.21 | 0.6 | 1.84 | 1.2 | 0.3 | 0.2 | 7.31 | 0.72 | 0 | 0 | 0 | 0 | 38 | 13 | 15.5 | 14.6 | 9.2 | 13.5 | 37.3 | 12.2 | 11 | 7.5 | 10.5 | 15.3 | 39 | 21 | 14.5 | 15.7 | 16.8 | 18.8 | 37.6 | 13 | 17.6 | 12.5 | 9.6 | 11.1 | 39.1 | 13.8 | 10.9 | 8.5 | 10.2 | 7.1 | 32.1 | 18.8 | 16.5 | 12.4 | 14 | 11.4 | 38.4 | 14.7 | 15.6 | 15.3 | 6.3 | 7.8 | 40.5 | 14.6 | 0 | 0 | 0 | 0 | 2721.6 | 824 | 984 | 912.9 | 586.3 | 728.2 | 2671.3 | 777.9 | 539.6 | 378.7 | 582.7 | 947.7 | 2783.7 | 1333.8 | 924.3 | 987.9 | 1037.6 | 1176.3 | 2590.8 | 822.9 | 1104.9 | 793.2 | 600.5 | 692 | 2868.9 | 917.2 | 559.2 | 529.3 | 634.8 | 421.4 | 2266.9 | 1194.6 | 1042.3 | 771.5 | 880.5 | 685.9 | 2696 | 908.2 | 985.1 | 922.1 | 399.5 | 484.1 | 2889.5 | 930.9 | 0 | 0 | 0 | 0 | 0.37 | 0.05 | 0.08 | 0.1 | 0.06 | 0.1 | 0.36 | 0.06 | 0.1 | 0.08 | 0.1 | 0.08 | 0.37 | 0.09 | 0.06 | 0.1 | 0.09 | 0.09 | 0.38 | 0.05 | 0.09 | 0.07 | 0.05 | 0.05 | 0.34 | 0.15 | 0.13 | 0.07 | 0.08 | 0.05 | 0.33 | 0.09 | 0.09 | 0.08 | 0.08 | 0.06 | 0.38 | 0.07 | 0.1 | 0.1 | 0.03 | 0.03 | 0.34 | 0.07 | 0 | 0 | 0 | 0 | 0.032
| 3 | 256.8373 | 18.0522 | 2.5362 | 258.0676 | 18.6443 | 1238.3512 | 0.13197 | 55.5832 | 275.4816 | 1256.4034 | 2.6682 | 313.6508 | 709.4 | 122.1 | 175 | 177.9 | 116.3 | 120.5 | 704.8 | 129.3 | 89.3 | 83.8 | 135.3 | 153.6 | 710.3 | 197.9 | 144.1 | 193.8 | 179.7 | 174.5 | 691 | 117.7 | 179.5 | 135.4 | 101.1 | 110.3 | 671.4 | 283.5 | 154.3 | 134.4 | 145.9 | 75.4 | 624.8 | 191.5 | 192.5 | 150.5 | 159.5 | 105.4 | 702.7 | 141.3 | 181.7 | 169.1 | 61.4 | 37.9 | 634.8 | 147.5 | 0 | 0 | 0 | 0 | 64.2 | 3.6 | 8.6 | 10.9 | 7.4 | 5.1 | 64.3 | 5.6 | 3.9 | 6.2 | 9.9 | 6.7 | 63.7 | 6.2 | 5.2 | 12.1 | 8.5 | 5.3 | 62.1 | 3.2 | 7.2 | 6.3 | 4.6 | 4.4 | 57.2 | 27.1 | 13.3 | 11 | 10.9 | 3.8 | 58.1 | 8 | 10.2 | 9.3 | 8.9 | 3.7 | 62.9 | 4.8 | 13.6 | 9 | 2.4 | 1.9 | 50.8 | 5.7 | 0 | 0 | 0 | 0 | 9.24 | 0.43 | 1.15 | 1.51 | 1.02 | 0.68 | 9.26 | 0.74 | 0.51 | 0.88 | 1.41 | 0.89 | 9.16 | 0.76 | 0.66 | 1.67 | 1.14 | 0.65 | 8.97 | 0.38 | 0.95 | 0.84 | 0.61 | 0.57 | 8.18 | 3.91 | 1.91 | 1.57 | 1.54 | 0.52 | 8.37 | 1.04 | 1.39 | 1.29 | 1.22 | 0.46 | 9.06 | 0.61 | 1.91 | 1.22 | 0.3 | 0.23 | 7.25 | 0.74 | 0 | 0 | 0 | 0 | 38.3 | 13.3 | 16 | 14.7 | 9.2 | 13.7 | 37.6 | 12.5 | 11.2 | 7.5 | 10.7 | 14.9 | 38.9 | 21.2 | 14.8 | 15.7 | 17.1 | 19.1 | 38.2 | 13.1 | 17.9 | 12.7 | 9.7 | 11.1 | 39.3 | 13.8 | 11 | 8.6 | 10.3 | 7.1 | 32.4 | 18.8 | 16.9 | 12.4 | 13.8 | 11.6 | 38.8 | 14.9 | 15.6 | 15.5 | 6.2 | 8 | 40.6 | 14.8 | 0 | 0 | 0 | 0 | 2740.6 | 845.5 | 1016.5 | 913.9 | 584.7 | 746.4 | 2682.8 | 792.6 | 552.1 | 372.3 | 590 | 927.3 | 2782.7 | 1346.1 | 941.6 | 988.6 | 1060.6 | 1198.3 | 2623 | 827.8 | 1122.2 | 806.5 | 605.5 | 694.3 | 2892.8 | 913.6 | 565.8 | 534.4 | 635.5 | 427.7 | 2290.4 | 1190.4 | 1069.4 | 768.5 | 866.1 | 700.9 | 2728.6 | 922.4 | 983.7 | 942.3 | 394.5 | 496 | 2910.3 | 944.5 | 0 | 0 | 0 | 0 | 0.37 | 0.06 | 0.09 | 0.09 | 0.06 | 0.1 | 0.37 | 0.06 | 0.1 | 0.08 | 0.1 | 0.08 | 0.37 | 0.09 | 0.07 | 0.1 | 0.1 | 0.09 | 0.39 | 0.05 | 0.09 | 0.07 | 0.05 | 0.06 | 0.34 | 0.14 | 0.13 | 0.07 | 0.08 | 0.04 | 0.33 | 0.09 | 0.09 | 0.08 | 0.08 | 0.06 | 0.38 | 0.07 | 0.1 | 0.1 | 0.03 | 0.03 | 0.34 | 0.07 | 0 | 0 | 0 | 0 | 0.033
| 4 | 255.7762 | 17.9415 | 2.5203 | 256.9989 | 18.5663 | 1236.6212 | 0.13087 | 55.4534 | 274.3425 | 1254.5627 | 2.6512 | 312.4523 | 707.7 | 126.6 | 166.3 | 180.6 | 110.3 | 116.9 | 708.5 | 132 | 90.4 | 84.4 | 132.1 | 144.5 | 705.3 | 201.6 | 146.6 | 191 | 175.6 | 174.7 | 716.2 | 118.4 | 178.5 | 137.8 | 103 | 109.3 | 619.5 | 277.4 | 141.1 | 128.4 | 142.4 | 69.9 | 635.7 | 190.6 | 193.7 | 147.4 | 153.3 | 100.1 | 706.2 | 144 | 180.8 | 164.7 | 61.1 | 34.6 | 648.9 | 149.9 | 0 | 0 | 0 | 0 | 63.8 | 3.8 | 7.8 | 11.5 | 7.1 | 4.9 | 64.8 | 5.7 | 4 | 6.3 | 9.7 | 6.3 | 63.1 | 6.5 | 5.3 | 11.8 | 8.6 | 5.4 | 66.3 | 3.1 | 7.1 | 6.5 | 5 | 4.2 | 49.5 | 25.9 | 11.8 | 10.2 | 10.5 | 3.4 | 59.3 | 8 | 10.6 | 9.1 | 8.2 | 3.3 | 63.4 | 4.9 | 13.9 | 8.8 | 2.4 | 1.8 | 53.1 | 5.8 | 0 | 0 | 0 | 0 | 9.18 | 0.46 | 1.04 | 1.59 | 0.98 | 0.65 | 9.33 | 0.74 | 0.53 | 0.89 | 1.38 | 0.83 | 9.07 | 0.81 | 0.67 | 1.63 | 1.15 | 0.66 | 9.58 | 0.36 | 0.93 | 0.87 | 0.67 | 0.55 | 7.04 | 3.72 | 1.69 | 1.44 | 1.49 | 0.46 | 8.55 | 1.05 | 1.46 | 1.27 | 1.12 | 0.41 | 9.13 | 0.63 | 1.95 | 1.2 | 0.3 | 0.22 | 7.59 | 0.74 | 0 | 0 | 0 | 0 | 38.4 | 13.7 | 15.5 | 14.5 | 8.6 | 13.4 | 37.6 | 12.8 | 11 | 7.4 | 10.3 | 14.1 | 38.8 | 21.4 | 15.1 | 15.6 | 16.5 | 19 | 37.8 | 13.2 | 17.9 | 12.8 | 9.6 | 11.1 | 39.2 | 14.1 | 10.6 | 8.6 | 10.1 | 6.8 | 32.8 | 18.6 | 16.7 | 12.1 | 13.6 | 11.2 | 38.9 | 15.2 | 15.1 | 15.1 | 6.1 | 7.3 | 40.4 | 15.1 | 0 | 0 | 0 | 0 | 2754.5 | 871.4 | 984.3 | 908.2 | 550.5 | 727.1 | 2692.9 | 811.8 | 551.5 | 373.9 | 576.9 | 873.2 | 2776.2 | 1359 | 959.2 | 981 | 1019.2 | 1194.8 | 2587.6 | 839.1 | 1121.5 | 813 | 597.8 | 696.7 | 2907.4 | 930.9 | 534.9 | 531.6 | 626.2 | 399.4 | 2322 | 1180.2 | 1054.5 | 749 | 849.5 | 674.8 | 2731.9 | 939.2 | 956.2 | 915.4 | 391.9 | 451.4 | 2891.8 | 961.8 | 0 | 0 | 0 | 0 | 0.37 | 0.06 | 0.08 | 0.1 | 0.05 | 0.1 | 0.37 | 0.06 | 0.1 | 0.08 | 0.1 | 0.08 | 0.37 | 0.09 | 0.07 | 0.1 | 0.09 | 0.09 | 0.4 | 0.05 | 0.09 | 0.07 | 0.05 | 0.05 | 0.31 | 0.14 | 0.12 | 0.07 | 0.08 | 0.04 | 0.33 | 0.09 | 0.1 | 0.08 | 0.08 | 0.06 | 0.38 | 0.07 | 0.1 | 0.1 | 0.03 | 0.03 | 0.35 | 0.07 | 0 | 0 | 0 | 0 | 0.033
| 5 | 236.3672 | 16.4664 | 2.314 | 237.4896 | 17.3032 | 1147.4459 | 0.12181 | 51.5304 | 253.6704 | 1163.9123 | 2.4359 | 289.02 | 672.3 | 122.9 | 144.7 | 157.3 | 90 | 111.2 | 685.4 | 132.8 | 84.9 | 74.8 | 112.5 | 137.3 | 636.7 | 203 | 154.7 | 179.5 | 155 | 153.9 | 668.8 | 111.8 | 165.7 | 127.6 | 86.4 | 101.2 | 520.8 | 247.2 | 115.8 | 129.3 | 122.6 | 59.6 | 623 | 185.3 | 179.3 | 127.4 | 127.5 | 91.3 | 673.3 | 142.7 | 149.3 | 141.5 | 49.2 | 28.6 | 619.7 | 151.6 | 0 | 0 | 0 | 0 | 60.8 | 3.5 | 6.4 | 9.7 | 5.7 | 4.6 | 63 | 5.7 | 3.8 | 5.7 | 8.4 | 6.1 | 57.2 | 6.4 | 5.7 | 11 | 7.5 | 5 | 63.5 | 3 | 6.8 | 6.4 | 4.2 | 3.7 | 39.6 | 22 | 9.5 | 10.6 | 9.5 | 3.2 | 57.9 | 7.9 | 10.1 | 7.8 | 7 | 2.9 | 60.4 | 4.9 | 11 | 7.3 | 2.1 | 1.5 | 50.9 | 6.1 | 0 | 0 | 0 | 0 | 8.75 | 0.42 | 0.85 | 1.34 | 0.78 | 0.6 | 9.08 | 0.75 | 0.51 | 0.8 | 1.19 | 0.81 | 8.23 | 0.78 | 0.72 | 1.52 | 1.01 | 0.62 | 9.19 | 0.35 | 0.89 | 0.86 | 0.56 | 0.48 | 5.61 | 3.15 | 1.36 | 1.5 | 1.35 | 0.45 | 8.35 | 1.04 | 1.38 | 1.08 | 0.95 | 0.35 | 8.7 | 0.63 | 1.54 | 0.98 | 0.28 | 0.18 | 7.29 | 0.79 | 0 | 0 | 0 | 0 | 36.3 | 13.5 | 13.9 | 13 | 7.2 | 12.8 | 36.1 | 12.8 | 10.6 | 6.7 | 8.9 | 13.3 | 34.8 | 21.8 | 15.8 | 14.7 | 14.7 | 16.7 | 33.8 | 12.5 | 16.4 | 11.7 | 8.1 | 10.5 | 34.8 | 13.6 | 9 | 8.3 | 8.4 | 5.5 | 32.3 | 18 | 15.2 | 10.6 | 11.2 | 10.4 | 37.2 | 15 | 13.2 | 13.3 | 4.7 | 6.5 | 38.5 | 15.1 | 0 | 0 | 0 | 0 | 2601.4 | 854.8 | 876.3 | 802.9 | 455.3 | 695.5 | 2573.2 | 815.2 | 516.5 | 327.3 | 485.9 | 824.3 | 2480.5 | 1380.1 | 1006.6 | 922.6 | 902.6 | 1040.1 | 2310.7 | 789.4 | 1030.3 | 733.5 | 500.8 | 653.7 | 2592.1 | 887.1 | 446.5 | 519 | 509.6 | 322.6 | 2285 | 1138.9 | 966 | 651.6 | 699.9 | 620.3 | 2598.3 | 930.5 | 830.4 | 800 | 302.8 | 400.5 | 2735 | 958.8 | 0 | 0 | 0 | 0 | 0.35 | 0.06 | 0.07 | 0.09 | 0.04 | 0.1 | 0.36 | 0.06 | 0.1 | 0.07 | 0.08 | 0.07 | 0.34 | 0.09 | 0.07 | 0.09 | 0.08 | 0.08 | 0.37 | 0.05 | 0.08 | 0.06 | 0.05 | 0.05 | 0.26 | 0.12 | 0.1 | 0.07 | 0.07 | 0.04 | 0.33 | 0.09 | 0.09 | 0.07 | 0.07 | 0.06 | 0.37 | 0.07 | 0.09 | 0.08 | 0.02 | 0.03 | 0.34 | 0.07 | 0 | 0 | 0 | 0 | 0.034
| 6 | 216.653 | 15.1371 | 2.1273 | 217.6848 | 15.7899 | 1047.6924 | 0.10881 | 47.0409 | 232.4429 | 1062.8295 | 2.2361 | 264.7257 | 621.5 | 116.2 | 122.7 | 147.1 | 80 | 108.4 | 646.1 | 138.5 | 84.3 | 68.9 | 103.3 | 131.1 | 532.5 | 209.8 | 172.1 | 159.6 | 134.1 | 127.7 | 560.6 | 104.8 | 145.5 | 109.8 | 74 | 98.2 | 397.7 | 231.4 | 96.8 | 124.1 | 94.6 | 57.2 | 606.1 | 178.9 | 154 | 119.6 | 117.4 | 81.4 | 628.3 | 133.8 | 127.7 | 125.7 | 38.7 | 26.5 | 567.6 | 140.5 | 0 | 0 | 0 | 0 | 56.8 | 3.2 | 5 | 9.2 | 5.1 | 4.5 | 59.8 | 6 | 3.8 | 5.1 | 7.6 | 6.3 | 47.6 | 6.6 | 6.2 | 9.5 | 6.2 | 4.1 | 53 | 3.1 | 5.8 | 5 | 3.5 | 3.6 | 27.7 | 20.9 | 7.9 | 10.1 | 6.9 | 3 | 56.6 | 7.8 | 8.5 | 7.4 | 6.6 | 2.8 | 56.7 | 4.4 | 9.6 | 6.6 | 1.9 | 1.2 | 46.4 | 5.5 | 0 | 0 | 0 | 0 | 8.17 | 0.38 | 0.66 | 1.27 | 0.71 | 0.6 | 8.61 | 0.79 | 0.51 | 0.73 | 1.08 | 0.85 | 6.84 | 0.8 | 0.79 | 1.31 | 0.83 | 0.51 | 7.66 | 0.37 | 0.76 | 0.67 | 0.47 | 0.46 | 3.9 | 2.99 | 1.13 | 1.44 | 0.98 | 0.41 | 8.16 | 1.02 | 1.17 | 1.02 | 0.91 | 0.35 | 8.18 | 0.56 | 1.34 | 0.9 | 0.25 | 0.13 | 6.65 | 0.71 | 0 | 0 | 0 | 0 | 33.1 | 12.8 | 12.2 | 11.9 | 6.3 | 12.3 | 33.7 | 13.3 | 10.5 | 6.3 | 8.3 | 12.2 | 29.4 | 22.5 | 17.7 | 13.3 | 13.1 | 13.9 | 28.5 | 11.5 | 14.5 | 10.5 | 7 | 10.2 | 29 | 12.4 | 7.7 | 7.9 | 6.9 | 5.4 | 31.2 | 17.2 | 13.2 | 9.9 | 10.2 | 9.1 | 34.4 | 14.3 | 11.6 | 11.6 | 3.6 | 5.8 | 35.5 | 14.1 | 0 | 0 | 0 | 0 | 2365 | 814.8 | 765.3 | 743.1 | 397.8 | 674.7 | 2400.9 | 847 | 510.9 | 305.2 | 452.7 | 758.1 | 2095.4 | 1429 | 1127.1 | 834.6 | 796.8 | 860.2 | 1955.2 | 724.4 | 913.2 | 655.1 | 433.8 | 637.2 | 2156.4 | 813.9 | 370.4 | 499.6 | 412.9 | 317.6 | 2206.2 | 1092 | 832.9 | 608.1 | 632.6 | 544 | 2395.4 | 883 | 724.5 | 697.7 | 227.3 | 359.9 | 2512.4 | 896 | 0 | 0 | 0 | 0 | 0.32 | 0.05 | 0.06 | 0.08 | 0.04 | 0.09 | 0.34 | 0.07 | 0.1 | 0.07 | 0.08 | 0.07 | 0.28 | 0.1 | 0.08 | 0.08 | 0.08 | 0.07 | 0.31 | 0.05 | 0.07 | 0.06 | 0.04 | 0.05 | 0.2 | 0.12 | 0.09 | 0.07 | 0.06 | 0.04 | 0.32 | 0.09 | 0.08 | 0.07 | 0.06 | 0.05 | 0.34 | 0.07 | 0.08 | 0.07 | 0.02 | 0.02 | 0.31 | 0.07 | 0 | 0 | 0 | 0 | 0.035
| 7 | 198.1583 | 13.6209 | 1.9123 | 199.0863 | 14.624 | 969.5582 | 0.10184 | 43.5446 | 212.7823 | 983.1791 | 2.0142 | 242.6309 | 561.5 | 111.2 | 106.3 | 144.9 | 62.6 | 109 | 595 | 139.4 | 80.2 | 59.1 | 90.7 | 125.5 | 439.8 | 213.4 | 183.1 | 151 | 115.4 | 111.7 | 467.4 | 94.9 | 126 | 98.3 | 65 | 95.7 | 323 | 211.9 | 81.2 | 135.8 | 82.2 | 46.3 | 573 | 167.8 | 135 | 102.5 | 92.6 | 71.1 | 575.1 | 127.3 | 107.1 | 121 | 32.9 | 23.8 | 498 | 132 | 0 | 0 | 0 | 0 | 50.7 | 3 | 4.1 | 9.2 | 3.9 | 4.4 | 54.3 | 6 | 3.4 | 4.3 | 6.5 | 6 | 39 | 6.4 | 6 | 8.6 | 5.2 | 3.7 | 43.9 | 2.7 | 4.8 | 4.7 | 2.7 | 3.4 | 23.1 | 19 | 6.8 | 11.8 | 6.2 | 2.5 | 52.8 | 7.1 | 7.1 | 6.6 | 5 | 2.4 | 51.2 | 4.1 | 8.2 | 6.7 | 1.6 | 1.1 | 39 | 5.1 | 0 | 0 | 0 | 0 | 7.3 | 0.36 | 0.53 | 1.27 | 0.53 | 0.58 | 7.82 | 0.79 | 0.44 | 0.6 | 0.92 | 0.81 | 5.61 | 0.77 | 0.75 | 1.18 | 0.7 | 0.47 | 6.36 | 0.32 | 0.63 | 0.64 | 0.36 | 0.43 | 3.26 | 2.72 | 0.98 | 1.68 | 0.88 | 0.34 | 7.62 | 0.94 | 0.96 | 0.91 | 0.68 | 0.3 | 7.38 | 0.52 | 1.15 | 0.92 | 0.21 | 0.12 | 5.58 | 0.65 | 0 | 0 | 0 | 0 | 30.4 | 12.3 | 10.8 | 11.5 | 5.1 | 12.5 | 31.8 | 13.4 | 10.4 | 5.9 | 7.6 | 11.7 | 24.6 | 23.1 | 19.3 | 13 | 11.4 | 12.2 | 24.1 | 10.5 | 12.8 | 9.1 | 6.5 | 10.1 | 23 | 11.6 | 6.4 | 7.9 | 5.9 | 4.4 | 30.2 | 16.3 | 11.9 | 8.4 | 8.2 | 8 | 32.2 | 13.6 | 10.2 | 10.9 | 3 | 5.4 | 32.7 | 13.3 | 0 | 0 | 0 | 0 | 2169.5 | 781.6 | 674.3 | 724.4 | 320.9 | 683.7 | 2250.7 | 856.4 | 499.8 | 270.1 | 406 | 725.5 | 1738.7 | 1472.6 | 1231.3 | 811.9 | 692.1 | 746.5 | 1636.1 | 660.9 | 798.1 | 571.2 | 399.3 | 627 | 1698.7 | 751 | 300.7 | 506.4 | 348.4 | 254 | 2125.4 | 1032.6 | 752 | 510 | 512.3 | 477.4 | 2230.4 | 841.7 | 632 | 653.9 | 193.8 | 328.3 | 2309 | 844.5 | 0 | 0 | 0 | 0 | 0.3 | 0.05 | 0.05 | 0.08 | 0.03 | 0.09 | 0.32 | 0.07 | 0.1 | 0.07 | 0.07 | 0.07 | 0.24 | 0.1 | 0.08 | 0.08 | 0.07 | 0.06 | 0.26 | 0.04 | 0.06 | 0.05 | 0.03 | 0.05 | 0.17 | 0.11 | 0.08 | 0.07 | 0.05 | 0.03 | 0.31 | 0.08 | 0.07 | 0.06 | 0.05 | 0.05 | 0.32 | 0.07 | 0.07 | 0.07 | 0.02 | 0.02 | 0.28 | 0.06 | 0 | 0 | 0 | 0 | 0.036
| 8 | 188.1171 | 12.6601 | 1.7701 | 188.9776 | 14.1709 | 938.923 | 0.094096 | 42.1765 | 202.288 | 951.583 | 1.8642 | 231.1541 | 518.9 | 107.7 | 102.4 | 145.2 | 60.7 | 114.1 | 572 | 136.7 | 81.8 | 59.5 | 92.3 | 130.7 | 396.5 | 224.1 | 195.4 | 149.4 | 109.5 | 107.4 | 421.6 | 90.1 | 118.5 | 99.4 | 58.3 | 102.1 | 291.1 | 204.9 | 74.8 | 129.5 | 73.8 | 43.6 | 550.6 | 169.5 | 130.6 | 101.2 | 80.3 | 70.4 | 547 | 125.2 | 99.2 | 117.3 | 32.4 | 23.5 | 462.7 | 128.2 | 0 | 0 | 0 | 0 | 45.9 | 2.9 | 4.1 | 9.1 | 3.8 | 4.6 | 51.5 | 5.6 | 3.6 | 4.3 | 6.8 | 6.3 | 34.4 | 7.2 | 6.6 | 8.6 | 5 | 3.7 | 39.2 | 2.5 | 4.5 | 4.8 | 2.4 | 3.5 | 21.1 | 18.4 | 6.1 | 11.2 | 5.4 | 2.1 | 49.9 | 7.4 | 7 | 6.5 | 4.3 | 2.3 | 48.2 | 4.1 | 7.7 | 6.4 | 1.5 | 1.1 | 35.7 | 4.9 | 0 | 0 | 0 | 0 | 6.59 | 0.34 | 0.53 | 1.26 | 0.52 | 0.6 | 7.42 | 0.72 | 0.47 | 0.6 | 0.97 | 0.85 | 4.94 | 0.88 | 0.83 | 1.18 | 0.66 | 0.46 | 5.68 | 0.29 | 0.58 | 0.64 | 0.31 | 0.44 | 2.97 | 2.64 | 0.88 | 1.6 | 0.77 | 0.29 | 7.19 | 0.97 | 0.95 | 0.9 | 0.59 | 0.28 | 6.95 | 0.52 | 1.07 | 0.87 | 0.2 | 0.12 | 5.1 | 0.63 | 0 | 0 | 0 | 0 | 29.1 | 12 | 10.3 | 11.6 | 4.8 | 13 | 31.3 | 13.5 | 10.5 | 6 | 7.5 | 12.2 | 22.9 | 23.9 | 20.5 | 12.8 | 10.9 | 11.7 | 22.2 | 10 | 12.1 | 9.3 | 5.9 | 10.9 | 20.6 | 11.1 | 6 | 7.5 | 5.5 | 4.3 | 29.8 | 16.3 | 11.4 | 8.3 | 7.2 | 8 | 31 | 13.4 | 9.4 | 10.6 | 3 | 5.3 | 31 | 13 | 0 | 0 | 0 | 0 | 2076.7 | 758.2 | 642.4 | 734.5 | 308.9 | 717.6 | 2209.1 | 858.9 | 502.8 | 272.8 | 402.8 | 752.3 | 1620.8 | 1520 | 1304.8 | 799.6 | 652.8 | 714.7 | 1488.4 | 630.2 | 753.7 | 579.2 | 362.2 | 671.8 | 1514.5 | 724.5 | 284.1 | 483.4 | 318.9 | 249.5 | 2107.1 | 1034.6 | 720.2 | 503.3 | 446 | 478.5 | 2157.6 | 824 | 583.9 | 642 | 191.5 | 323.1 | 2178.6 | 823 | 0 | 0 | 0 | 0 | 0.27 | 0.05 | 0.05 | 0.07 | 0.03 | 0.09 | 0.31 | 0.06 | 0.1 | 0.07 | 0.07 | 0.07 | 0.21 | 0.1 | 0.09 | 0.08 | 0.07 | 0.06 | 0.24 | 0.04 | 0.06 | 0.05 | 0.03 | 0.05 | 0.15 | 0.1 | 0.07 | 0.07 | 0.05 | 0.03 | 0.29 | 0.08 | 0.06 | 0.06 | 0.04 | 0.04 | 0.3 | 0.06 | 0.06 | 0.07 | 0.02 | 0.02 | 0.26 | 0.06 | 0 | 0 | 0 | 0 | 0.036
| 9 | 188.0259 | 12.6385 | 1.77 | 188.8857 | 14.1546 | 937.0414 | 0.095979 | 42.1046 | 202.1804 | 949.6799 | 1.866 | 230.9903 | 525 | 109.6 | 100.6 | 139.7 | 58.3 | 116.4 | 573.4 | 141 | 81 | 62.2 | 88.6 | 116.6 | 384.4 | 227.8 | 199.8 | 148.3 | 109.4 | 105.5 | 416.2 | 90.1 | 113.8 | 98.6 | 58.8 | 96.4 | 275.8 | 200.8 | 68.8 | 133.5 | 72 | 43.5 | 548.7 | 170.7 | 127.4 | 102.9 | 78.8 | 68.4 | 547.9 | 125.9 | 97.8 | 116.8 | 32.3 | 20.5 | 464.4 | 129.9 | 0 | 0 | 0 | 0 | 46.7 | 2.9 | 3.8 | 8.7 | 3.6 | 4.8 | 51.6 | 6 | 3.6 | 4.6 | 6.5 | 5.2 | 32.9 | 7.4 | 7.3 | 8.7 | 4.8 | 3.4 | 38.6 | 2.5 | 4.2 | 4.6 | 2.5 | 3.3 | 18.9 | 17.7 | 5.5 | 11.4 | 5.3 | 2.3 | 49.6 | 7.4 | 6.7 | 6.5 | 4.2 | 2.3 | 48.5 | 4 | 7.5 | 6.4 | 1.5 | 0.9 | 35.8 | 4.9 | 0 | 0 | 0 | 0 | 6.72 | 0.34 | 0.49 | 1.2 | 0.49 | 0.63 | 7.43 | 0.78 | 0.47 | 0.64 | 0.93 | 0.69 | 4.74 | 0.92 | 0.92 | 1.19 | 0.64 | 0.43 | 5.59 | 0.29 | 0.53 | 0.62 | 0.33 | 0.42 | 2.66 | 2.54 | 0.79 | 1.62 | 0.76 | 0.31 | 7.15 | 0.97 | 0.91 | 0.9 | 0.57 | 0.28 | 7 | 0.5 | 1.05 | 0.87 | 0.2 | 0.1 | 5.13 | 0.63 | 0 | 0 | 0 | 0 | 29.2 | 12.2 | 10.3 | 11.2 | 4.7 | 13.1 | 31.4 | 13.7 | 10.4 | 6.1 | 7.2 | 11.2 | 22.7 | 24.1 | 20.5 | 12.6 | 11 | 11.6 | 22 | 10 | 11.8 | 9.3 | 5.8 | 10.2 | 20.5 | 11.2 | 5.8 | 7.9 | 5.4 | 4.2 | 29.8 | 16.5 | 11.2 | 8.5 | 7 | 7.8 | 30.9 | 13.6 | 9.4 | 10.5 | 3 | 4.7 | 31.2 | 13.2 | 0 | 0 | 0 | 0 | 2068.7 | 776.4 | 644.5 | 709 | 300.2 | 728.8 | 2209.9 | 873.4 | 495.8 | 279.1 | 386.4 | 697.9 | 1584.2 | 1534.5 | 1305.2 | 784.2 | 658.4 | 709.7 | 1474.4 | 631.6 | 732.3 | 579.8 | 356.3 | 637 | 1505.9 | 727.9 | 267.7 | 506.1 | 310 | 238.8 | 2092.3 | 1044.2 | 707.9 | 516.2 | 438.3 | 462.6 | 2138.3 | 836.2 | 582.1 | 635.3 | 192.1 | 285.9 | 2177.4 | 836.1 | 0 | 0 | 0 | 0 | 0.28 | 0.05 | 0.05 | 0.07 | 0.03 | 0.09 | 0.31 | 0.07 | 0.1 | 0.07 | 0.07 | 0.06 | 0.21 | 0.1 | 0.09 | 0.08 | 0.07 | 0.06 | 0.24 | 0.04 | 0.06 | 0.05 | 0.03 | 0.05 | 0.14 | 0.1 | 0.07 | 0.07 | 0.05 | 0.03 | 0.3 | 0.08 | 0.06 | 0.06 | 0.04 | 0.04 | 0.3 | 0.06 | 0.06 | 0.07 | 0.02 | 0.02 | 0.26 | 0.06 | 0 | 0 | 0 | 0 | 0.037
| 10 | 186.0238 | 12.2222 | 1.7114 | 186.8552 | 14.2809 | 941.4556 | 0.095979 | 42.3625 | 200.3047 | 953.6778 | 1.8074 | 229.2177 | 518.3 | 109.6 | 98.6 | 138.6 | 58 | 110.4 | 564.9 | 140.8 | 84.1 | 61.8 | 86.4 | 132.4 | 385.3 | 222.6 | 196.9 | 147.9 | 108.1 | 101.9 | 416.3 | 90 | 114.4 | 98.6 | 57.2 | 101.6 | 289.2 | 202 | 68.2 | 133.9 | 61.5 | 43.3 | 542 | 172 | 128.2 | 101.4 | 77.5 | 66.8 | 543.5 | 126 | 95.2 | 112.8 | 30.5 | 20.3 | 453.7 | 130 | 0 | 0 | 0 | 0 | 44.7 | 2.9 | 3.7 | 8.7 | 3.4 | 4.4 | 49.3 | 5.8 | 3.9 | 4.6 | 6.5 | 6.1 | 32.2 | 7 | 7 | 8.6 | 4.9 | 3.3 | 38.1 | 2.5 | 4.3 | 4.8 | 2.4 | 3.4 | 19.7 | 17.7 | 5.4 | 11.4 | 4.3 | 2.3 | 47.8 | 7.5 | 6.8 | 6.4 | 4.1 | 2.3 | 47 | 4 | 7.3 | 6.1 | 1.4 | 1 | 33.4 | 4.8 | 0 | 0 | 0 | 0 | 6.43 | 0.34 | 0.48 | 1.2 | 0.47 | 0.58 | 7.1 | 0.75 | 0.52 | 0.65 | 0.92 | 0.82 | 4.63 | 0.85 | 0.88 | 1.18 | 0.66 | 0.41 | 5.51 | 0.3 | 0.55 | 0.65 | 0.32 | 0.42 | 2.78 | 2.53 | 0.77 | 1.62 | 0.6 | 0.31 | 6.89 | 0.98 | 0.93 | 0.89 | 0.56 | 0.28 | 6.78 | 0.51 | 1.02 | 0.83 | 0.18 | 0.11 | 4.78 | 0.62 | 0 | 0 | 0 | 0 | 30.2 | 12.2 | 10.1 | 11.1 | 4.8 | 12.6 | 32.4 | 13.9 | 10.3 | 5.8 | 6.9 | 12.6 | 23.5 | 23.9 | 20.4 | 12.7 | 10.7 | 11.2 | 22.5 | 9.9 | 11.7 | 9.1 | 5.7 | 10.9 | 21.6 | 11.4 | 5.9 | 8 | 4.9 | 4.2 | 30.7 | 16.6 | 11.2 | 8.4 | 6.9 | 7.5 | 31.8 | 13.5 | 9.2 | 10.2 | 2.9 | 4.6 | 32 | 13.2 | 0 | 0 | 0 | 0 | 2125.1 | 773.7 | 630.6 | 697.8 | 303.9 | 697.8 | 2266.8 | 882.3 | 503.7 | 273.2 | 375 | 775.7 | 1635.6 | 1517.6 | 1297.4 | 787.5 | 643.6 | 685.5 | 1510.9 | 627.7 | 729.1 | 570.5 | 351 | 677.1 | 1571.4 | 735.1 | 267.8 | 511.4 | 281 | 237.9 | 2132.2 | 1049.4 | 707.7 | 506.2 | 431.7 | 448.1 | 2181.3 | 835.5 | 570 | 617.5 | 184.6 | 279.2 | 2217.2 | 840.2 | 0 | 0 | 0 | 0 | 0.28 | 0.05 | 0.05 | 0.07 | 0.03 | 0.09 | 0.31 | 0.07 | 0.1 | 0.07 | 0.07 | 0.07 | 0.22 | 0.1 | 0.09 | 0.08 | 0.06 | 0.06 | 0.24 | 0.04 | 0.06 | 0.05 | 0.03 | 0.05 | 0.16 | 0.1 | 0.07 | 0.07 | 0.04 | 0.03 | 0.3 | 0.08 | 0.06 | 0.06 | 0.04 | 0.04 | 0.31 | 0.06 | 0.06 | 0.07 | 0.01 | 0.02 | 0.26 | 0.06 | 0 | 0 | 0 | 0 | 0.037
| 11 | 185.923 | 12.0747 | 1.6902 | 186.7443 | 14.4505 | 950.0475 | 0.097862 | 42.7886 | 200.3735 | 962.1222 | 1.7881 | 229.5329 | 519.4 | 109.4 | 99.1 | 136.2 | 59.7 | 111.6 | 566.6 | 144 | 82.5 | 60.8 | 83.2 | 146.7 | 386.7 | 226.6 | 187.9 | 141.5 | 104.6 | 100.3 | 416 | 88.9 | 111.9 | 93.9 | 56.6 | 97.2 | 281.7 | 199.1 | 68.2 | 130 | 68.7 | 40.9 | 543.3 | 174.2 | 127.7 | 101.6 | 76.9 | 66.9 | 544 | 126 | 95.4 | 115.5 | 29.1 | 21.1 | 459 | 131.2 | 0 | 0 | 0 | 0 | 43.8 | 2.9 | 3.9 | 8.5 | 3.6 | 4.5 | 48.8 | 6.1 | 3.8 | 4.5 | 6.1 | 7.5 | 31.5 | 7.7 | 6.3 | 8.3 | 4.7 | 3.2 | 37.2 | 2.3 | 4.2 | 4.3 | 2.3 | 3.2 | 18.3 | 17.1 | 5.4 | 10.9 | 4.9 | 2.1 | 47.1 | 7.7 | 6.7 | 6.5 | 4.2 | 2.3 | 46.5 | 4 | 7.5 | 6.2 | 1.3 | 1 | 33.4 | 4.9 | 0 | 0 | 0 | 0 | 6.3 | 0.34 | 0.51 | 1.17 | 0.5 | 0.59 | 7.03 | 0.8 | 0.51 | 0.64 | 0.87 | 1.02 | 4.53 | 0.96 | 0.79 | 1.13 | 0.62 | 0.4 | 5.39 | 0.27 | 0.55 | 0.57 | 0.3 | 0.4 | 2.58 | 2.44 | 0.78 | 1.55 | 0.69 | 0.29 | 6.79 | 1.02 | 0.91 | 0.91 | 0.58 | 0.29 | 6.7 | 0.5 | 1.04 | 0.85 | 0.17 | 0.11 | 4.78 | 0.63 | 0 | 0 | 0 | 0 | 31.3 | 12.2 | 10 | 11 | 4.9 | 12.7 | 33.3 | 14 | 10.2 | 5.8 | 6.8 | 13.3 | 24.4 | 23.7 | 19.7 | 12.1 | 10.5 | 11.1 | 23.3 | 10 | 11.4 | 9 | 5.7 | 10.4 | 21.9 | 11.6 | 5.8 | 7.9 | 5.3 | 4 | 31.7 | 16.7 | 11.3 | 8.3 | 6.8 | 7.5 | 32.4 | 13.6 | 9.1 | 10.4 | 2.8 | 5 | 32.9 | 13.3 | 0 | 0 | 0 | 0 | 2185.6 | 773.1 | 624.5 | 690.2 | 309.7 | 703.3 | 2299.4 | 888.4 | 496.3 | 269 | 366.8 | 822.2 | 1684.6 | 1509.4 | 1254.8 | 749.8 | 627.3 | 677.4 | 1564.3 | 628.1 | 710.1 | 561.2 | 352.5 | 650.3 | 1583.3 | 745.1 | 266.6 | 503.5 | 306.7 | 226.6 | 2178.4 | 1054.1 | 710.5 | 501.6 | 420.5 | 447.8 | 2211.9 | 839 | 567.4 | 632.9 | 177.7 | 309 | 2259.8 | 846.2 | 0 | 0 | 0 | 0 | 0.29 | 0.05 | 0.05 | 0.07 | 0.03 | 0.09 | 0.32 | 0.07 | 0.1 | 0.07 | 0.07 | 0.08 | 0.22 | 0.1 | 0.09 | 0.08 | 0.06 | 0.06 | 0.24 | 0.04 | 0.06 | 0.05 | 0.03 | 0.05 | 0.15 | 0.1 | 0.07 | 0.07 | 0.04 | 0.03 | 0.31 | 0.08 | 0.06 | 0.06 | 0.04 | 0.04 | 0.31 | 0.06 | 0.06 | 0.07 | 0.01 | 0.02 | 0.27 | 0.06 | 0 | 0 | 0 | 0 | 0.037
| 12 | 182.5148 | 11.6667 | 1.6342 | 183.3086 | 14.374 | 940.768 | 0.097862 | 42.4356 | 196.8889 | 952.4347 | 1.732 | 225.7443 | 510.3 | 107.7 | 98.6 | 131.5 | 58.3 | 109.9 | 563.9 | 141.1 | 81.5 | 59.6 | 79.2 | 114.4 | 382.3 | 225 | 184.5 | 141.6 | 103.3 | 100.5 | 416.8 | 88.8 | 110.9 | 94.1 | 58 | 97.6 | 287.3 | 197.5 | 66.5 | 129.4 | 64.2 | 44.9 | 536.1 | 173.2 | 123.7 | 97.6 | 73.9 | 68 | 537 | 125.3 | 94 | 118.3 | 29.2 | 23.2 | 455.1 | 129.9 | 0 | 0 | 0 | 0 | 42.1 | 2.8 | 4 | 8.1 | 3.6 | 4.4 | 47.4 | 6 | 3.8 | 4.4 | 5.8 | 5.2 | 30.7 | 7.6 | 6.2 | 8.1 | 4.6 | 3.3 | 37.1 | 2.4 | 4.3 | 4.4 | 2.3 | 3.4 | 18.3 | 16.9 | 5.2 | 11 | 4.7 | 2.4 | 45.4 | 7.7 | 6.3 | 6.1 | 4 | 2.2 | 44.9 | 3.9 | 7.3 | 6.6 | 1.3 | 1.1 | 32.5 | 5 | 0 | 0 | 0 | 0 | 6.06 | 0.33 | 0.52 | 1.12 | 0.5 | 0.57 | 6.82 | 0.78 | 0.51 | 0.63 | 0.83 | 0.69 | 4.42 | 0.95 | 0.78 | 1.11 | 0.61 | 0.41 | 5.38 | 0.28 | 0.55 | 0.59 | 0.3 | 0.43 | 2.57 | 2.42 | 0.74 | 1.56 | 0.67 | 0.33 | 6.55 | 1.01 | 0.85 | 0.85 | 0.55 | 0.28 | 6.47 | 0.49 | 1.02 | 0.91 | 0.17 | 0.12 | 4.65 | 0.64 | 0 | 0 | 0 | 0 | 31.7 | 12.1 | 9.9 | 10.6 | 4.7 | 12.6 | 34.3 | 13.7 | 10.1 | 5.7 | 6.5 | 11 | 24.7 | 23.6 | 19.4 | 12.2 | 10.4 | 11 | 23.5 | 9.9 | 11.3 | 8.9 | 5.9 | 10.4 | 22.9 | 11.5 | 5.7 | 7.7 | 4.8 | 4.3 | 32.3 | 16.6 | 11.1 | 8.1 | 6.6 | 7.7 | 32.9 | 13.6 | 8.9 | 10.4 | 2.8 | 5.3 | 33.2 | 13.1 | 0 | 0 | 0 | 0 | 2189 | 763.7 | 616.1 | 669.2 | 299 | 695.2 | 2361 | 871.8 | 488.1 | 264.2 | 345.3 | 674.2 | 1680.1 | 1501.2 | 1233.2 | 757.6 | 620.1 | 676.1 | 1571 | 625.3 | 700.4 | 556.1 | 363.9 | 642.3 | 1630.7 | 739.4 | 266.1 | 495.8 | 279.9 | 243 | 2205.8 | 1049.1 | 699 | 489.6 | 407.4 | 459.8 | 2246.2 | 838.4 | 550.3 | 635.6 | 179 | 315.9 | 2275.4 | 834 | 0 | 0 | 0 | 0 | 0.29 | 0.05 | 0.05 | 0.07 | 0.03 | 0.09 | 0.32 | 0.07 | 0.09 | 0.07 | 0.06 | 0.06 | 0.22 | 0.1 | 0.08 | 0.08 | 0.06 | 0.06 | 0.24 | 0.04 | 0.06 | 0.05 | 0.03 | 0.05 | 0.16 | 0.1 | 0.07 | 0.07 | 0.04 | 0.03 | 0.31 | 0.08 | 0.06 | 0.06 | 0.04 | 0.04 | 0.31 | 0.06 | 0.06 | 0.07 | 0.01 | 0.02 | 0.27 | 0.06 | 0 | 0 | 0 | 0 | 0.037
| 13 | 181.455 | 11.4696 | 1.6047 | 182.2348 | 14.4179 | 943.466 | 0.097862 | 42.5599 | 195.8728 | 954.9356 | 1.7025 | 224.7947 | 507.9 | 107 | 96.3 | 132.1 | 58.6 | 109 | 555.9 | 136.5 | 80.7 | 59.4 | 85.9 | 121.4 | 380 | 223.8 | 181.9 | 144.9 | 104.3 | 103.1 | 423.3 | 87.3 | 113.1 | 100.9 | 56.7 | 95 | 290.5 | 189.4 | 63.8 | 131.5 | 68.9 | 40.7 | 533.9 | 173.4 | 126.7 | 98.9 | 74.9 | 66.5 | 533.9 | 123.3 | 90.9 | 115.8 | 29.4 | 21.8 | 462.7 | 129.3 | 0 | 0 | 0 | 0 | 41.2 | 2.8 | 3.8 | 8.2 | 3.6 | 4.5 | 45.8 | 5.7 | 3.8 | 4.5 | 6.3 | 6.1 | 30 | 7.5 | 6.6 | 8.7 | 4.7 | 3.4 | 37.7 | 2.3 | 4.3 | 5.1 | 2.4 | 3.2 | 17.9 | 16 | 4.9 | 11.2 | 4.8 | 2 | 44.6 | 7.6 | 6.6 | 6.2 | 4.1 | 2.3 | 44.1 | 3.8 | 6.9 | 6.4 | 1.2 | 1.1 | 33.4 | 5 | 0 | 0 | 0 | 0 | 5.92 | 0.33 | 0.49 | 1.14 | 0.5 | 0.59 | 6.59 | 0.74 | 0.5 | 0.63 | 0.9 | 0.82 | 4.32 | 0.94 | 0.84 | 1.19 | 0.62 | 0.42 | 5.47 | 0.27 | 0.55 | 0.68 | 0.32 | 0.4 | 2.51 | 2.29 | 0.71 | 1.6 | 0.67 | 0.27 | 6.43 | 1.01 | 0.9 | 0.86 | 0.56 | 0.28 | 6.35 | 0.47 | 0.96 | 0.87 | 0.16 | 0.13 | 4.78 | 0.64 | 0 | 0 | 0 | 0 | 32.3 | 12 | 9.7 | 10.6 | 4.8 | 12.3 | 34.7 | 13.4 | 9.9 | 5.7 | 6.9 | 11.1 | 25 | 23.5 | 18.7 | 12.2 | 10.5 | 11.3 | 23.9 | 9.8 | 11.6 | 9.2 | 5.6 | 10.2 | 23.6 | 11.2 | 5.6 | 7.8 | 5.4 | 4.1 | 32.9 | 16.6 | 11.3 | 8.2 | 6.6 | 7.5 | 33.3 | 13.4 | 8.9 | 10.4 | 2.9 | 5.1 | 33.4 | 13.1 | 0 | 0 | 0 | 0 | 2224.1 | 758.1 | 606.8 | 668.2 | 300.8 | 680.5 | 2381.3 | 852.2 | 482.3 | 261.3 | 377.7 | 685.4 | 1706.2 | 1491.1 | 1188.1 | 757.4 | 625.9 | 694.6 | 1591.1 | 616.3 | 719.1 | 576.4 | 347.8 | 633.1 | 1693.3 | 723.6 | 257.6 | 500.5 | 318.4 | 230.6 | 2230.5 | 1051.4 | 708.6 | 497.5 | 412.4 | 446.4 | 2267 | 827.5 | 552.5 | 628.7 | 182.7 | 310.9 | 2289.1 | 828.6 | 0 | 0 | 0 | 0 | 0.29 | 0.05 | 0.05 | 0.07 | 0.03 | 0.09 | 0.32 | 0.06 | 0.09 | 0.07 | 0.07 | 0.06 | 0.22 | 0.1 | 0.08 | 0.08 | 0.06 | 0.06 | 0.25 | 0.04 | 0.06 | 0.05 | 0.03 | 0.05 | 0.16 | 0.09 | 0.07 | 0.07 | 0.04 | 0.03 | 0.31 | 0.08 | 0.06 | 0.06 | 0.04 | 0.04 | 0.31 | 0.06 | 0.06 | 0.07 | 0.01 | 0.02 | 0.28 | 0.06 | 0 | 0 | 0 | 0 | 0.037
| 14 | 188.1157 | 12.0555 | 1.6861 | 188.9353 | 14.7849 | 970.6658 | 0.099746 | 43.738 | 202.9007 | 982.7212 | 1.7859 | 232.6733 | 527.8 | 109.1 | 97 | 141.4 | 61.2 | 113.2 | 568.8 | 136.8 | 82.6 | 58.1 | 83.1 | 122.2 | 406.2 | 223.6 | 177 | 152.3 | 110.5 | 106.3 | 439.1 | 91.6 | 117.2 | 99.6 | 60 | 99.3 | 295.6 | 203.6 | 66 | 125 | 65.8 | 44.3 | 550.9 | 175.1 | 132.6 | 102.8 | 79.8 | 67.6 | 552.5 | 127.6 | 99.9 | 119.6 | 31.7 | 22.6 | 474.2 | 132.8 | 0 | 0 | 0 | 0 | 43.3 | 2.9 | 3.8 | 8.9 | 3.8 | 4.7 | 47 | 5.4 | 3.8 | 4.2 | 6 | 5.9 | 32.5 | 7.4 | 5.9 | 8.9 | 4.9 | 3.3 | 39 | 2.5 | 4.5 | 4.6 | 2.5 | 3.4 | 17.4 | 17.6 | 4.8 | 10.3 | 4.6 | 2.2 | 46.3 | 7.4 | 7.2 | 6.3 | 4.4 | 2.2 | 46.1 | 4.1 | 7.6 | 6.4 | 1.3 | 1.1 | 34.1 | 5.1 | 0 | 0 | 0 | 0 | 6.22 | 0.33 | 0.5 | 1.24 | 0.52 | 0.62 | 6.77 | 0.7 | 0.51 | 0.59 | 0.85 | 0.79 | 4.67 | 0.93 | 0.74 | 1.23 | 0.65 | 0.4 | 5.64 | 0.3 | 0.59 | 0.61 | 0.33 | 0.43 | 2.44 | 2.52 | 0.68 | 1.47 | 0.64 | 0.3 | 6.67 | 0.97 | 0.99 | 0.87 | 0.6 | 0.28 | 6.64 | 0.51 | 1.07 | 0.87 | 0.17 | 0.12 | 4.88 | 0.65 | 0 | 0 | 0 | 0 | 33 | 12.2 | 9.8 | 11.3 | 4.9 | 12.6 | 35.3 | 13.6 | 10 | 5.7 | 6.9 | 11.4 | 26.3 | 23.6 | 18.6 | 13 | 11.1 | 11.8 | 24.9 | 10.1 | 11.9 | 9.4 | 6 | 10.6 | 24.8 | 11.7 | 6 | 7.7 | 5.2 | 4.4 | 33.6 | 17.1 | 11.5 | 8.7 | 7 | 7.6 | 34 | 13.7 | 9.3 | 10.8 | 3.1 | 4.9 | 34.4 | 13.5 | 0 | 0 | 0 | 0 | 2288.1 | 772.9 | 611 | 710.7 | 314.3 | 704.8 | 2428.7 | 866.2 | 494.2 | 263.5 | 371 | 706 | 1802.3 | 1497.3 | 1183.3 | 804.5 | 665.1 | 727.8 | 1663.9 | 639.8 | 741.1 | 591.6 | 368.5 | 652.7 | 1767.6 | 752.7 | 283.4 | 494.2 | 298.5 | 247.2 | 2296.3 | 1079 | 722.8 | 525.6 | 438.3 | 457.2 | 2317.9 | 846.9 | 578.3 | 661.9 | 199.8 | 304.6 | 2351.8 | 853.2 | 0 | 0 | 0 | 0 | 0.3 | 0.05 | 0.05 | 0.07 | 0.03 | 0.09 | 0.33 | 0.06 | 0.09 | 0.07 | 0.07 | 0.06 | 0.24 | 0.1 | 0.08 | 0.08 | 0.07 | 0.06 | 0.26 | 0.04 | 0.06 | 0.05 | 0.03 | 0.05 | 0.17 | 0.1 | 0.07 | 0.06 | 0.04 | 0.03 | 0.32 | 0.08 | 0.07 | 0.06 | 0.04 | 0.04 | 0.32 | 0.07 | 0.06 | 0.07 | 0.01 | 0.02 | 0.28 | 0.06 | 0 | 0 | 0 | 0 | 0.037
| 15 | 209.5159 | 13.5643 | 1.8984 | 210.4383 | 16.3552 | 1071.2329 | 0.11108 | 48.3082 | 225.871 | 1084.7972 | 2.0094 | 258.7466 | 574.4 | 123.1 | 109.3 | 164 | 73.5 | 122.6 | 618.2 | 143.3 | 89.7 | 75.6 | 109.9 | 137.3 | 483.6 | 230.6 | 176.3 | 168.4 | 131.8 | 122.3 | 503 | 107.2 | 136.5 | 117.7 | 68.8 | 104.6 | 324.8 | 218.9 | 70.3 | 133.9 | 79.5 | 55.6 | 589.7 | 191.8 | 154.6 | 122.9 | 101.8 | 76.9 | 587.8 | 140.1 | 115.9 | 139.5 | 45.3 | 27.7 | 529.8 | 148.7 | 0 | 0 | 0 | 0 | 47.9 | 3.5 | 4.2 | 10.4 | 4.6 | 5 | 52.3 | 5.8 | 4 | 5.8 | 8 | 6.6 | 39.9 | 7.8 | 6.1 | 9.8 | 6.3 | 3.8 | 45.4 | 3 | 5.3 | 5.7 | 3 | 3.6 | 16.8 | 18.3 | 4.7 | 10.5 | 5 | 2.7 | 50.5 | 8.6 | 8.7 | 7.5 | 5.3 | 2.5 | 49.2 | 4.7 | 8.5 | 7.3 | 1.7 | 1.3 | 39.7 | 5.7 | 0 | 0 | 0 | 0 | 6.88 | 0.42 | 0.55 | 1.44 | 0.63 | 0.66 | 7.53 | 0.76 | 0.54 | 0.82 | 1.13 | 0.9 | 5.74 | 0.97 | 0.76 | 1.35 | 0.85 | 0.46 | 6.58 | 0.35 | 0.7 | 0.76 | 0.41 | 0.46 | 2.31 | 2.61 | 0.66 | 1.49 | 0.71 | 0.37 | 7.27 | 1.14 | 1.19 | 1.03 | 0.72 | 0.31 | 7.09 | 0.59 | 1.18 | 1 | 0.22 | 0.15 | 5.69 | 0.74 | 0 | 0 | 0 | 0 | 35.3 | 13.5 | 11.1 | 13.1 | 5.9 | 13.6 | 37.3 | 14.1 | 10.7 | 6.5 | 8.7 | 12.8 | 30.2 | 24.2 | 18.4 | 14.3 | 12.7 | 13.5 | 27.8 | 11.9 | 13.8 | 10.9 | 6.7 | 11 | 29.4 | 13.2 | 6.9 | 8.8 | 6.6 | 5.5 | 35 | 18.2 | 13.1 | 10.3 | 9.2 | 8.7 | 36 | 14.9 | 10.4 | 12.7 | 4.6 | 5.9 | 36.9 | 15 | 0 | 0 | 0 | 0 | 2439.4 | 859 | 693.2 | 821.4 | 374 | 764.6 | 2559.6 | 900.5 | 544.2 | 324.2 | 487.9 | 788.4 | 2067.1 | 1540.4 | 1168.7 | 893.5 | 762 | 834.6 | 1856.4 | 750.4 | 856.3 | 684.7 | 411.1 | 686.7 | 2127.4 | 841.6 | 323.4 | 557.1 | 388.8 | 317 | 2403.1 | 1153.2 | 831.1 | 631.1 | 570.6 | 519.5 | 2455.6 | 924.2 | 645.8 | 778.3 | 290.7 | 361.2 | 2526.5 | 951.1 | 0 | 0 | 0 | 0 | 0.33 | 0.06 | 0.05 | 0.08 | 0.04 | 0.09 | 0.35 | 0.07 | 0.09 | 0.07 | 0.08 | 0.07 | 0.28 | 0.11 | 0.08 | 0.09 | 0.08 | 0.07 | 0.29 | 0.05 | 0.07 | 0.06 | 0.04 | 0.05 | 0.18 | 0.11 | 0.07 | 0.07 | 0.05 | 0.04 | 0.33 | 0.09 | 0.08 | 0.07 | 0.05 | 0.05 | 0.34 | 0.07 | 0.07 | 0.08 | 0.02 | 0.02 | 0.31 | 0.07 | 0 | 0 | 0 | 0 | 0.038
| 16 | 243.6996 | 15.5369 | 2.1733 | 244.7559 | 19.2242 | 1255.2665 | 0.12938 | 56.6664 | 262.9237 | 1270.8035 | 2.3027 | 301.4223 | 637.3 | 144 | 141.8 | 196.7 | 95.4 | 147.5 | 663.6 | 162.8 | 106.4 | 88.8 | 138.7 | 154.6 | 578.4 | 241.6 | 179.1 | 200.3 | 169.5 | 163 | 604.2 | 129 | 177.3 | 145.9 | 85.2 | 114.3 | 396.9 | 244.3 | 86.9 | 141.1 | 104.8 | 65.4 | 624 | 216.4 | 191.9 | 156 | 142.4 | 94.8 | 642.9 | 162.1 | 147 | 172.4 | 71.9 | 34 | 601.4 | 174.3 | 0 | 0 | 0 | 0 | 52.8 | 4 | 6.1 | 12.2 | 5.5 | 6.1 | 55.5 | 6.8 | 4.8 | 6.7 | 9.7 | 7.1 | 47.7 | 8.4 | 5.8 | 11.2 | 7.2 | 5 | 54.2 | 3.4 | 7.2 | 7.6 | 3.9 | 4.2 | 19.1 | 19.4 | 6.3 | 10.1 | 6.7 | 2.8 | 52.6 | 9.8 | 10.6 | 9.3 | 7.2 | 3.1 | 53.7 | 5.5 | 10.4 | 9 | 2.5 | 1.5 | 46.3 | 6.7 | 0 | 0 | 0 | 0 | 7.6 | 0.48 | 0.8 | 1.69 | 0.75 | 0.81 | 8 | 0.89 | 0.63 | 0.94 | 1.37 | 0.95 | 6.86 | 1.06 | 0.71 | 1.53 | 0.96 | 0.61 | 7.84 | 0.4 | 0.95 | 1.03 | 0.53 | 0.53 | 2.62 | 2.76 | 0.91 | 1.42 | 0.94 | 0.38 | 7.58 | 1.31 | 1.45 | 1.28 | 0.96 | 0.38 | 7.75 | 0.69 | 1.46 | 1.22 | 0.32 | 0.17 | 6.65 | 0.86 | 0 | 0 | 0 | 0 | 39.5 | 15.8 | 13.9 | 15.9 | 8 | 16.1 | 40.6 | 15.9 | 12.1 | 7.5 | 11.1 | 14.7 | 36 | 25.1 | 19 | 17.4 | 17 | 17.9 | 33.6 | 14.4 | 17.7 | 13 | 8.2 | 11.8 | 37.1 | 15.6 | 7.7 | 10.2 | 8.6 | 6.7 | 37.8 | 20.5 | 16.5 | 13.2 | 13 | 10.6 | 39.5 | 17.1 | 12.8 | 15.8 | 7.5 | 6.7 | 40.7 | 17.5 | 0 | 0 | 0 | 0 | 2718.4 | 1006.2 | 868.9 | 997.6 | 508.1 | 911.1 | 2790.3 | 1010.5 | 645.6 | 388 | 633.1 | 910.4 | 2487.3 | 1599.6 | 1214.2 | 1081.4 | 1031.7 | 1115.7 | 2274.2 | 912.2 | 1095.5 | 820.4 | 499.1 | 743.6 | 2704.3 | 1000.3 | 369.3 | 641.7 | 510.8 | 389.2 | 2595.2 | 1297.2 | 1039.4 | 809.6 | 816.7 | 643.4 | 2684.1 | 1071.1 | 795.3 | 966.9 | 476.1 | 413.8 | 2779.7 | 1116.8 | 0 | 0 | 0 | 0 | 0.36 | 0.07 | 0.07 | 0.1 | 0.05 | 0.11 | 0.38 | 0.08 | 0.1 | 0.08 | 0.1 | 0.08 | 0.33 | 0.11 | 0.08 | 0.11 | 0.09 | 0.08 | 0.34 | 0.06 | 0.09 | 0.07 | 0.05 | 0.06 | 0.22 | 0.12 | 0.09 | 0.07 | 0.06 | 0.04 | 0.36 | 0.1 | 0.1 | 0.09 | 0.07 | 0.05 | 0.37 | 0.08 | 0.09 | 0.1 | 0.03 | 0.03 | 0.36 | 0.08 | 0 | 0 | 0 | 0 | 0.038
| 17 | 274.188 | 16.3473 | 2.2626 | 275.2929 | 22.6598 | 1483.0288 | 0.14352 | 66.8932 | 296.8478 | 1499.3762 | 2.4062 | 342.1861 | 675.9 | 159.7 | 181.7 | 223.2 | 141.4 | 185.2 | 691 | 166.1 | 122.9 | 107.3 | 178.9 | 187.7 | 653.4 | 243.1 | 186.8 | 239.9 | 215.2 | 214.6 | 686 | 160.9 | 226.1 | 182.4 | 112 | 134.7 | 487.4 | 270.5 | 104.6 | 168.8 | 142.8 | 90.5 | 638 | 231.6 | 226.2 | 201.8 | 193 | 123.8 | 677.8 | 178.9 | 185.9 | 200.8 | 117.4 | 57.3 | 641.6 | 191.3 | 0 | 0 | 0 | 0 | 53.6 | 4.6 | 7.4 | 12.3 | 7.5 | 6.5 | 55.9 | 6.5 | 4.9 | 7.3 | 10.9 | 7.7 | 51.2 | 8 | 6 | 12 | 8.2 | 6.1 | 58.5 | 4.3 | 8.9 | 8 | 4.5 | 4.5 | 23.6 | 19.5 | 7.2 | 11.1 | 8.3 | 3.7 | 52 | 10.3 | 12 | 10.5 | 8.5 | 3.8 | 54.6 | 6.1 | 11.3 | 9.1 | 3.6 | 2 | 47.8 | 7 | 0 | 0 | 0 | 0 | 7.69 | 0.54 | 0.96 | 1.67 | 1.02 | 0.82 | 8.03 | 0.84 | 0.63 | 1.02 | 1.51 | 1.01 | 7.34 | 0.99 | 0.73 | 1.61 | 1.05 | 0.73 | 8.44 | 0.51 | 1.15 | 1.06 | 0.59 | 0.57 | 3.22 | 2.74 | 1.02 | 1.55 | 1.15 | 0.49 | 7.48 | 1.36 | 1.62 | 1.42 | 1.11 | 0.46 | 7.86 | 0.78 | 1.55 | 1.21 | 0.44 | 0.23 | 6.85 | 0.89 | 0 | 0 | 0 | 0 | 44.1 | 17.5 | 18 | 19.5 | 12.4 | 20.9 | 44 | 16.6 | 14 | 9.2 | 15.4 | 18.7 | 43.1 | 25.7 | 19.9 | 21.9 | 22.2 | 23.8 | 41 | 17.9 | 22.7 | 17.5 | 11.3 | 14.3 | 45.4 | 19 | 9.4 | 13.1 | 12.2 | 9.4 | 40.3 | 22.1 | 19.8 | 18.2 | 18.7 | 13.8 | 43.6 | 18.8 | 17.1 | 19.5 | 12.7 | 9.7 | 45 | 19.6 | 0 | 0 | 0 | 0 | 3051.7 | 1113.9 | 1137.5 | 1225.5 | 788.2 | 1219.9 | 3046.1 | 1056.3 | 782.4 | 513.3 | 911.6 | 1160.3 | 3001.3 | 1639.4 | 1268.1 | 1385.4 | 1377.1 | 1497.7 | 2792.6 | 1136.1 | 1434.4 | 1107.9 | 694.7 | 896.9 | 3324.7 | 1229.9 | 477.3 | 822.3 | 742.8 | 554.2 | 2775.1 | 1402.8 | 1263.3 | 1136.6 | 1178.6 | 848.7 | 2969.1 | 1172.8 | 1074.9 | 1203.3 | 805.2 | 601.7 | 3067.3 | 1245.9 | 0 | 0 | 0 | 0 | 0.39 | 0.07 | 0.09 | 0.11 | 0.07 | 0.12 | 0.39 | 0.08 | 0.1 | 0.08 | 0.11 | 0.1 | 0.37 | 0.11 | 0.08 | 0.12 | 0.11 | 0.1 | 0.4 | 0.07 | 0.11 | 0.09 | 0.06 | 0.07 | 0.27 | 0.13 | 0.09 | 0.09 | 0.08 | 0.06 | 0.37 | 0.11 | 0.11 | 0.1 | 0.1 | 0.07 | 0.4 | 0.09 | 0.1 | 0.11 | 0.05 | 0.04 | 0.38 | 0.09 | 0 | 0 | 0 | 0 | 0.038
| 18 | 287.8755 | 16.7396 | 2.3184 | 289.0072 | 24.129 | 1574.9916 | 0.14861 | 71.1043 | 312.0045 | 1591.7312 | 2.467 | 360.1116 | 701.6 | 157.3 | 210.5 | 226.8 | 164.4 | 188.7 | 701.2 | 155.6 | 127.2 | 116.8 | 193.9 | 185.7 | 699.5 | 232.7 | 177.6 | 249.8 | 233 | 230.4 | 734.4 | 167.5 | 243.3 | 200 | 130.6 | 137.9 | 525.1 | 270.2 | 132.5 | 168 | 184.8 | 107.2 | 644.6 | 231.4 | 240.1 | 202 | 231.5 | 135.6 | 700.4 | 175.9 | 223.7 | 214 | 132.6 | 86.1 | 668.3 | 190.4 | 0 | 0 | 0 | 0 | 56 | 4.2 | 7.9 | 11.9 | 7.7 | 6.6 | 56.4 | 5.8 | 4.3 | 7.6 | 11.1 | 7.3 | 55 | 7.5 | 5.9 | 12.4 | 9.1 | 6.4 | 62.2 | 4.4 | 9.2 | 8.7 | 4.8 | 4.5 | 24.8 | 18.9 | 8 | 10.1 | 9.6 | 4 | 53.3 | 10.3 | 13.4 | 10.4 | 9.9 | 4 | 56.7 | 5.6 | 12.7 | 9.6 | 4 | 2.5 | 49.9 | 6.6 | 0 | 0 | 0 | 0 | 8.05 | 0.48 | 1.02 | 1.62 | 1.03 | 0.84 | 8.1 | 0.75 | 0.54 | 1.07 | 1.52 | 0.95 | 7.89 | 0.92 | 0.74 | 1.66 | 1.18 | 0.76 | 8.98 | 0.51 | 1.17 | 1.15 | 0.62 | 0.57 | 3.38 | 2.64 | 1.12 | 1.39 | 1.3 | 0.51 | 7.67 | 1.37 | 1.83 | 1.4 | 1.3 | 0.49 | 8.16 | 0.7 | 1.73 | 1.28 | 0.48 | 0.27 | 7.16 | 0.83 | 0 | 0 | 0 | 0 | 45.4 | 17.6 | 21.4 | 20.2 | 15.3 | 21.2 | 45 | 15.8 | 15 | 10 | 17.2 | 18.8 | 46 | 24.7 | 18.7 | 22.9 | 23.8 | 25.7 | 44.5 | 18.7 | 24.7 | 19.3 | 13.5 | 14.7 | 49.5 | 19.5 | 12.3 | 13.9 | 16.7 | 11.3 | 40.1 | 22 | 20.5 | 18.3 | 22.5 | 15.2 | 44.8 | 18.9 | 21.2 | 20.8 | 14.4 | 13.1 | 46.7 | 19.8 | 0 | 0 | 0 | 0 | 3131.5 | 1114.1 | 1354.3 | 1271.8 | 976.4 | 1241 | 3111.4 | 1003.9 | 850.8 | 571.7 | 1028.1 | 1167 | 3193.3 | 1577.5 | 1191.1 | 1448.6 | 1477.2 | 1614.9 | 2995.4 | 1188.3 | 1566.9 | 1220.9 | 839.2 | 921.9 | 3617.7 | 1262 | 674.7 | 871.6 | 1036.2 | 684.1 | 2747.1 | 1397.4 | 1303.7 | 1146.4 | 1427.7 | 936.5 | 3049 | 1176.1 | 1339.4 | 1288.6 | 914.8 | 822.4 | 3184.7 | 1262.7 | 0 | 0 | 0 | 0 | 0.4 | 0.07 | 0.1 | 0.11 | 0.08 | 0.13 | 0.4 | 0.07 | 0.1 | 0.08 | 0.12 | 0.09 | 0.4 | 0.11 | 0.08 | 0.12 | 0.12 | 0.11 | 0.43 | 0.08 | 0.11 | 0.1 | 0.07 | 0.07 | 0.29 | 0.13 | 0.1 | 0.09 | 0.1 | 0.06 | 0.37 | 0.11 | 0.12 | 0.1 | 0.11 | 0.07 | 0.41 | 0.09 | 0.12 | 0.11 | 0.06 | 0.05 | 0.4 | 0.09 | 0 | 0 | 0 | 0 | 0.038
| 19 | 279.18 | 17.2759 | 2.4104 | 280.3528 | 22.4017 | 1468.2484 | 0.14729 | 66.1957 | 301.5817 | 1485.5243 | 2.5577 | 346.5485 | 725.7 | 146 | 187.3 | 212.6 | 145.8 | 169.1 | 719.3 | 149 | 113 | 108.9 | 173.2 | 170.1 | 721.8 | 226.1 | 166.3 | 232.7 | 220.8 | 214.3 | 746.8 | 155.2 | 222 | 177.2 | 116.9 | 128.7 | 517.5 | 257.4 | 113.7 | 150.4 | 165.7 | 90.2 | 646.6 | 223.2 | 234.5 | 182.5 | 209.7 | 120.5 | 716.4 | 165.8 | 199.7 | 200 | 118.3 | 62.3 | 674.4 | 180 | 0 | 0 | 0 | 0 | 61 | 3.8 | 7.2 | 11.5 | 7.2 | 6.3 | 60.5 | 5.7 | 4.2 | 7.4 | 10.3 | 7.1 | 59.8 | 7.7 | 5.9 | 12.6 | 8.8 | 6.5 | 65.3 | 4 | 8.2 | 7.9 | 4.5 | 4.5 | 25.4 | 20 | 7.6 | 9.7 | 9.2 | 3.8 | 55.4 | 9.7 | 13.3 | 9.3 | 9.4 | 3.6 | 60.3 | 5.3 | 11.9 | 9.2 | 3.7 | 2 | 51.9 | 6.3 | 0 | 0 | 0 | 0 | 8.78 | 0.45 | 0.93 | 1.57 | 0.97 | 0.81 | 8.71 | 0.74 | 0.54 | 1.04 | 1.42 | 0.94 | 8.6 | 0.95 | 0.74 | 1.7 | 1.15 | 0.78 | 9.43 | 0.46 | 1.04 | 1.05 | 0.59 | 0.57 | 3.47 | 2.83 | 1.07 | 1.35 | 1.25 | 0.51 | 7.98 | 1.28 | 1.82 | 1.26 | 1.24 | 0.44 | 8.67 | 0.66 | 1.63 | 1.23 | 0.44 | 0.22 | 7.44 | 0.8 | 0 | 0 | 0 | 0 | 44 | 16.3 | 18.9 | 18.6 | 13.3 | 18.9 | 43.5 | 15 | 13.3 | 9.2 | 15.1 | 16.8 | 44.6 | 23.7 | 17.2 | 20.4 | 22.4 | 23.5 | 43.2 | 17.4 | 22.8 | 16.9 | 12 | 13.5 | 47.8 | 16.8 | 10.3 | 11.9 | 14.5 | 9.1 | 38.3 | 21.5 | 19.8 | 16.6 | 20.1 | 13.6 | 43.5 | 17.8 | 18.5 | 19.3 | 12.7 | 10.3 | 45.5 | 18.7 | 0 | 0 | 0 | 0 | 3053.6 | 1035.1 | 1195.1 | 1172.4 | 843.1 | 1090.5 | 3023.7 | 953.2 | 734.9 | 516.7 | 895.7 | 1043.6 | 3093 | 1511.3 | 1097.8 | 1294.7 | 1388.1 | 1472.9 | 2933.2 | 1105.4 | 1439.6 | 1070.2 | 737.7 | 847.1 | 3507.5 | 1087.3 | 533.3 | 740.9 | 897.2 | 546.5 | 2636.8 | 1363 | 1262.9 | 1038.8 | 1271.6 | 831.1 | 2997.1 | 1108 | 1167 | 1191.9 | 811 | 645.9 | 3144.9 | 1185.9 | 0 | 0 | 0 | 0 | 0.41 | 0.07 | 0.09 | 0.11 | 0.07 | 0.12 | 0.4 | 0.07 | 0.09 | 0.08 | 0.11 | 0.09 | 0.41 | 0.1 | 0.08 | 0.12 | 0.11 | 0.1 | 0.43 | 0.07 | 0.11 | 0.09 | 0.06 | 0.06 | 0.28 | 0.13 | 0.1 | 0.08 | 0.09 | 0.05 | 0.37 | 0.11 | 0.11 | 0.09 | 0.1 | 0.07 | 0.41 | 0.08 | 0.11 | 0.11 | 0.05 | 0.04 | 0.39 | 0.08 | 0 | 0 | 0 | 0 | 0.038
| 20 | 268.7903 | 17.9739 | 2.5206 | 270.0141 | 20.4305 | 1332.9362 | 0.13939 | 60.1901 | 289.2208 | 1350.9101 | 2.66 | 330.2041 | 723.3 | 138.8 | 168.7 | 203.6 | 126.3 | 150.3 | 718.5 | 146 | 100.9 | 97.7 | 163.7 | 163.2 | 720.1 | 212.2 | 152 | 207.9 | 195.8 | 201.4 | 767.8 | 138.4 | 199.2 | 153.5 | 106.3 | 122.5 | 509.2 | 263.3 | 123.2 | 134.5 | 139.9 | 81.6 | 642.4 | 205.3 | 232.7 | 169.8 | 185.3 | 108.7 | 721.8 | 157.5 | 187.1 | 190.9 | 99.1 | 45.2 | 669.3 | 169 | 0 | 0 | 0 | 0 | 63.4 | 3.9 | 7.5 | 12.3 | 6.9 | 6 | 63.3 | 5.9 | 4 | 7 | 10.5 | 6.8 | 62.6 | 6.9 | 5.2 | 12.2 | 8.1 | 6.3 | 72.2 | 3.7 | 7.6 | 7.3 | 4.5 | 4.3 | 27 | 21.8 | 9.4 | 9.5 | 8.6 | 3.6 | 57.7 | 8.6 | 12.9 | 9.6 | 8.9 | 3.5 | 63.6 | 5.2 | 13.1 | 10.2 | 3.3 | 1.6 | 54 | 6.1 | 0 | 0 | 0 | 0 | 9.14 | 0.46 | 0.99 | 1.7 | 0.94 | 0.78 | 9.14 | 0.76 | 0.52 | 0.98 | 1.47 | 0.9 | 9.01 | 0.86 | 0.64 | 1.68 | 1.07 | 0.77 | 10.47 | 0.44 | 0.98 | 0.98 | 0.59 | 0.55 | 3.72 | 3.11 | 1.35 | 1.33 | 1.19 | 0.48 | 8.34 | 1.14 | 1.77 | 1.32 | 1.19 | 0.43 | 9.17 | 0.65 | 1.83 | 1.39 | 0.41 | 0.17 | 7.76 | 0.77 | 0 | 0 | 0 | 0 | 41.5 | 15.3 | 16.2 | 16.8 | 10.9 | 16.8 | 40.8 | 14.5 | 12 | 8.2 | 13.7 | 16.1 | 41.8 | 22.5 | 15.9 | 17.4 | 19.6 | 21.9 | 39.7 | 15.4 | 20.2 | 14.3 | 10.6 | 12.8 | 45.2 | 16.1 | 10.3 | 10 | 11.6 | 8.2 | 35.5 | 20 | 19.9 | 14.7 | 17.3 | 12.1 | 41.2 | 16.8 | 15.8 | 17.2 | 10.4 | 8.3 | 42.9 | 17.4 | 0 | 0 | 0 | 0 | 2860 | 969.2 | 1018.9 | 1049.3 | 692 | 948.7 | 2811.6 | 916.3 | 638.7 | 445.7 | 799.3 | 1003.5 | 2892 | 1425.3 | 1012.4 | 1096.2 | 1210.6 | 1372.4 | 2646.6 | 973.4 | 1266.4 | 903.4 | 650.6 | 800.2 | 3308.5 | 1016.2 | 502.4 | 615.5 | 706.8 | 486.1 | 2431.7 | 1266.2 | 1262.6 | 913.6 | 1086.6 | 737.1 | 2820.8 | 1042.2 | 988.8 | 1055.7 | 668 | 514.5 | 2951.8 | 1105 | 0 | 0 | 0 | 0 | 0.4 | 0.06 | 0.08 | 0.11 | 0.06 | 0.11 | 0.4 | 0.07 | 0.09 | 0.08 | 0.11 | 0.08 | 0.4 | 0.1 | 0.07 | 0.11 | 0.1 | 0.1 | 0.44 | 0.06 | 0.1 | 0.07 | 0.06 | 0.06 | 0.28 | 0.14 | 0.11 | 0.08 | 0.08 | 0.05 | 0.36 | 0.1 | 0.11 | 0.09 | 0.09 | 0.06 | 0.41 | 0.08 | 0.1 | 0.11 | 0.04 | 0.03 | 0.39 | 0.08 | 0 | 0 | 0 | 0 | 0.037
| 21 | 262.7392 | 18.0946 | 2.5382 | 263.9713 | 19.41 | 1283.8743 | 0.13352 | 57.7059 | 282.1492 | 1301.9689 | 2.6717 | 321.6772 | 715.8 | 130.2 | 165.7 | 198.5 | 120.9 | 144.4 | 712 | 134.7 | 97 | 91.8 | 151.4 | 158.2 | 715 | 203.1 | 146.1 | 193.2 | 183.9 | 193.7 | 766.7 | 129.9 | 186.6 | 146.8 | 101.3 | 118.3 | 564 | 268.5 | 129.3 | 129.9 | 137 | 79.6 | 641.3 | 196.9 | 213.6 | 157.9 | 176.3 | 104.6 | 716.9 | 146.9 | 187.1 | 186.8 | 84.8 | 43.5 | 652.2 | 156.5 | 0 | 0 | 0 | 0 | 64 | 3.9 | 7.5 | 12.3 | 7 | 5.8 | 64.2 | 5.6 | 3.9 | 6.7 | 10.1 | 6.8 | 63.3 | 6.6 | 5.4 | 11.6 | 7.9 | 6 | 73.9 | 3.9 | 7.6 | 7.3 | 4.6 | 4.3 | 38.1 | 23.8 | 10 | 9.7 | 9 | 3.6 | 59.7 | 8.3 | 11.8 | 8.9 | 8.7 | 3.4 | 64.4 | 5.1 | 14 | 10.4 | 3 | 1.6 | 52.8 | 5.9 | 0 | 0 | 0 | 0 | 9.21 | 0.47 | 0.99 | 1.7 | 0.96 | 0.75 | 9.24 | 0.73 | 0.51 | 0.94 | 1.42 | 0.9 | 9.11 | 0.82 | 0.69 | 1.6 | 1.04 | 0.74 | 10.7 | 0.47 | 0.99 | 0.99 | 0.61 | 0.54 | 5.36 | 3.41 | 1.44 | 1.37 | 1.26 | 0.48 | 8.62 | 1.09 | 1.61 | 1.22 | 1.17 | 0.42 | 9.28 | 0.65 | 1.96 | 1.42 | 0.37 | 0.18 | 7.56 | 0.75 | 0 | 0 | 0 | 0 | 39.5 | 14.1 | 15.8 | 16.1 | 10.1 | 16.2 | 38.8 | 13.2 | 11.6 | 7.8 | 12.3 | 15.5 | 40 | 21.6 | 14.9 | 16 | 18.2 | 21.1 | 37.7 | 14.1 | 18.6 | 13.4 | 9.8 | 12.3 | 42.4 | 14.9 | 10.5 | 9.1 | 10.8 | 8 | 33.2 | 19.2 | 18.3 | 13.7 | 16.2 | 11.6 | 39.5 | 15.4 | 15.2 | 16.5 | 8.8 | 8.3 | 41.3 | 15.9 | 0 | 0 | 0 | 0 | 2799 | 896.9 | 997.5 | 1009.4 | 644.9 | 912.4 | 2748.7 | 839.1 | 611.8 | 411.8 | 717.9 | 957.9 | 2843.2 | 1369.8 | 945.5 | 1003.2 | 1122.3 | 1319.9 | 2569.7 | 894 | 1160.6 | 839.9 | 605.4 | 769.3 | 3111.9 | 966.6 | 522.6 | 569.1 | 660.5 | 469.7 | 2328.6 | 1215.3 | 1159.5 | 849.9 | 1021.4 | 708.4 | 2757.2 | 959.6 | 965.9 | 1011.9 | 563.1 | 516.7 | 2917 | 1007.6 | 0 | 0 | 0 | 0 | 0.38 | 0.06 | 0.08 | 0.1 | 0.06 | 0.11 | 0.38 | 0.06 | 0.09 | 0.08 | 0.1 | 0.08 | 0.38 | 0.09 | 0.07 | 0.1 | 0.1 | 0.1 | 0.42 | 0.06 | 0.09 | 0.07 | 0.05 | 0.06 | 0.3 | 0.13 | 0.12 | 0.07 | 0.08 | 0.05 | 0.34 | 0.09 | 0.11 | 0.09 | 0.09 | 0.06 | 0.39 | 0.07 | 0.1 | 0.1 | 0.04 | 0.03 | 0.36 | 0.07 | 0 | 0 | 0 | 0 | 0.036
| 22 | 261.8792 | 18.4873 | 2.5957 | 263.1388 | 18.9347 | 1256.3929 | 0.13352 | 56.4117 | 280.8139 | 1274.8802 | 2.7292 | 319.5504 | 728.7 | 124.1 | 167.2 | 191.4 | 115.1 | 133.5 | 722.3 | 130.8 | 91 | 86.6 | 145.5 | 155.1 | 726.8 | 194.5 | 139.3 | 184.5 | 179.3 | 193.1 | 733.2 | 122.9 | 177.7 | 140 | 101.5 | 116.2 | 626 | 262.8 | 139.7 | 123.2 | 140.5 | 73.7 | 645.1 | 194.2 | 197.3 | 151.4 | 165.4 | 103.6 | 718.7 | 140.7 | 176.8 | 179 | 74.6 | 44.4 | 661.8 | 149.9 | 0 | 0 | 0 | 0 | 67 | 3.7 | 7.4 | 11.9 | 6.9 | 5.3 | 66.7 | 5.6 | 3.7 | 6.4 | 9.8 | 6.8 | 65.6 | 5.7 | 4.6 | 10.9 | 8 | 6.1 | 68.4 | 3.5 | 7.1 | 7 | 4.8 | 4.3 | 49 | 23.8 | 11.1 | 9.3 | 9.6 | 3.3 | 61.1 | 8.2 | 10.3 | 8.6 | 8.1 | 3.4 | 65.5 | 4.8 | 13.1 | 10 | 2.6 | 1.6 | 54.9 | 5.8 | 0 | 0 | 0 | 0 | 9.65 | 0.44 | 0.97 | 1.65 | 0.94 | 0.69 | 9.61 | 0.73 | 0.48 | 0.91 | 1.38 | 0.9 | 9.44 | 0.69 | 0.57 | 1.5 | 1.05 | 0.75 | 9.9 | 0.42 | 0.93 | 0.95 | 0.65 | 0.55 | 6.96 | 3.41 | 1.59 | 1.31 | 1.35 | 0.45 | 8.82 | 1.07 | 1.4 | 1.18 | 1.09 | 0.43 | 9.44 | 0.6 | 1.83 | 1.36 | 0.32 | 0.17 | 7.87 | 0.74 | 0 | 0 | 0 | 0 | 38.4 | 13.5 | 16.1 | 15.5 | 9.5 | 15.2 | 37.8 | 12.7 | 11.2 | 7.4 | 11.8 | 15.1 | 39.4 | 21.2 | 14.7 | 15.5 | 17.5 | 20.9 | 38.1 | 13.5 | 17.7 | 12.7 | 9.5 | 12 | 40.7 | 14.1 | 11 | 8.6 | 10.7 | 7.4 | 32.4 | 18.9 | 17.5 | 13.2 | 15.3 | 11.5 | 38.6 | 14.9 | 15.2 | 15.9 | 7.7 | 8.3 | 40.5 | 15.1 | 0 | 0 | 0 | 0 | 2741.7 | 858.8 | 1018.9 | 972 | 601.8 | 844.7 | 2691.1 | 807.7 | 574 | 382.6 | 683.2 | 933.2 | 2815.1 | 1343.2 | 933.9 | 972.1 | 1086.3 | 1308.5 | 2603.3 | 856.4 | 1115 | 801.1 | 593.2 | 749.6 | 3004.4 | 918.3 | 550.9 | 536.6 | 659 | 431 | 2289.9 | 1199.9 | 1102.1 | 809.3 | 963.4 | 695.2 | 2711.6 | 926.5 | 963 | 970.8 | 495.5 | 518.1 | 2879.1 | 961.1 | 0 | 0 | 0 | 0 | 0.38 | 0.06 | 0.08 | 0.1 | 0.06 | 0.11 | 0.38 | 0.06 | 0.09 | 0.08 | 0.1 | 0.08 | 0.38 | 0.09 | 0.06 | 0.1 | 0.09 | 0.1 | 0.41 | 0.06 | 0.09 | 0.07 | 0.05 | 0.06 | 0.32 | 0.13 | 0.12 | 0.07 | 0.08 | 0.05 | 0.34 | 0.09 | 0.1 | 0.08 | 0.08 | 0.06 | 0.39 | 0.07 | 0.1 | 0.1 | 0.03 | 0.03 | 0.36 | 0.07 | 0 | 0 | 0 | 0 | 0.035
| 23 | 255.5582 | 18.0401 | 2.5354 | 256.7879 | 18.4819 | 1227.2317 | 0.13087 | 55.0891 | 274.0401 | 1245.2718 | 2.6663 | 311.8771 | 715.9 | 120.9 | 164.2 | 181.6 | 112.2 | 127.9 | 707.6 | 130.4 | 90.1 | 85.1 | 143.6 | 152.4 | 716.2 | 195.7 | 141.3 | 187.8 | 174.1 | 181.8 | 705.7 | 115.7 | 177.7 | 137.4 | 103.1 | 111.6 | 663.3 | 272.2 | 141.7 | 122.9 | 136.8 | 76.8 | 626.9 | 190.5 | 198 | 146.3 | 165.4 | 101.7 | 708.1 | 138.1 | 174.7 | 168.1 | 68.3 | 41.9 | 646.8 | 146.1 | 0 | 0 | 0 | 0 | 65.4 | 3.7 | 7.6 | 10.9 | 7.1 | 5.3 | 64.8 | 5.7 | 3.8 | 6.3 | 9.8 | 6.5 | 64.4 | 6.2 | 5.4 | 11.8 | 7.6 | 5.9 | 64.6 | 3.1 | 7.1 | 6.7 | 4.9 | 4.1 | 55.5 | 25.7 | 11.8 | 9.5 | 9.2 | 3.7 | 58.7 | 8.1 | 10.8 | 8.4 | 8.9 | 3.4 | 64 | 4.8 | 12.8 | 8.8 | 2.4 | 1.8 | 52.6 | 5.8 | 0 | 0 | 0 | 0 | 9.41 | 0.45 | 1.01 | 1.5 | 0.99 | 0.69 | 9.33 | 0.75 | 0.5 | 0.89 | 1.39 | 0.86 | 9.26 | 0.76 | 0.7 | 1.63 | 1 | 0.73 | 9.35 | 0.36 | 0.92 | 0.89 | 0.66 | 0.52 | 7.92 | 3.7 | 1.7 | 1.34 | 1.3 | 0.51 | 8.47 | 1.07 | 1.48 | 1.16 | 1.21 | 0.42 | 9.22 | 0.61 | 1.79 | 1.2 | 0.3 | 0.2 | 7.53 | 0.75 | 0 | 0 | 0 | 0 | 38.1 | 13.1 | 15.5 | 15.1 | 8.8 | 14.5 | 37.5 | 12.5 | 11.1 | 7.4 | 11.7 | 15 | 39.1 | 21 | 14.2 | 15.1 | 17.1 | 19.6 | 38 | 12.9 | 17.8 | 12.7 | 9.7 | 11.5 | 39.7 | 13.6 | 10.5 | 8.4 | 10.6 | 7.4 | 32.1 | 18.5 | 17.1 | 12.6 | 14.6 | 11.3 | 38.6 | 14.5 | 15.4 | 15.5 | 7.1 | 8.1 | 40.7 | 14.6 | 0 | 0 | 0 | 0 | 2728.6 | 829.4 | 980.3 | 943.5 | 562.2 | 801.3 | 2682.6 | 796.5 | 561.9 | 377.6 | 667.9 | 922.2 | 2794.1 | 1330.3 | 906.3 | 950.2 | 1062.2 | 1227.6 | 2581.8 | 817.7 | 1115.7 | 803.3 | 601.7 | 721.7 | 2928.7 | 895 | 536.5 | 517.8 | 647.7 | 437.4 | 2269.4 | 1170.9 | 1082.2 | 780.4 | 916.6 | 682.7 | 2707.3 | 899.1 | 970.5 | 939.4 | 451.8 | 502.1 | 2883.4 | 926.4 | 0 | 0 | 0 | 0 | 0.37 | 0.06 | 0.08 | 0.1 | 0.05 | 0.1 | 0.37 | 0.06 | 0.1 | 0.08 | 0.1 | 0.08 | 0.38 | 0.09 | 0.07 | 0.1 | 0.09 | 0.09 | 0.4 | 0.05 | 0.09 | 0.07 | 0.05 | 0.06 | 0.33 | 0.14 | 0.12 | 0.07 | 0.08 | 0.05 | 0.33 | 0.09 | 0.1 | 0.08 | 0.08 | 0.06 | 0.38 | 0.07 | 0.1 | 0.1 | 0.03 | 0.03 | 0.35 | 0.07 | 0 | 0 | 0 | 0 | 0.034
MISO_North | 0 | 152.8977 | 11.6039 | 1.6465 | 153.693 | 10.9877 | 692.631 | 0.097392 | 31.6547 | 163.8854 | 704.2349 | 1.7439 | 185.3476 | 429.4 | 91.7 | 67 | 114.4 | 76.6 | 101.6 | 512.1 | 93.5 | 63.3 | 54.2 | 79.4 | 100.8 | 283 | 148.4 | 94.7 | 131.3 | 71 | 86.5 | 390.7 | 79.1 | 110.3 | 92.9 | 68.7 | 80.2 | 418.7 | 157.4 | 99.1 | 105.6 | 65.3 | 50.1 | 440.5 | 123.5 | 131.7 | 93.4 | 89.2 | 72.3 | 471.5 | 108.3 | 78.1 | 123 | 41.4 | 15.9 | 309.6 | 125.5 | 0 | 0 | 0 | 0 | 36.3 | 5.5 | 3.9 | 8.8 | 5.5 | 6.2 | 45.2 | 6.3 | 4.3 | 4.1 | 6 | 5.3 | 22.8 | 8.5 | 5.5 | 10.3 | 4 | 3.6 | 33.2 | 4.2 | 6.4 | 6.5 | 3.9 | 4.1 | 35.3 | 14.9 | 9 | 9.2 | 5.4 | 3.4 | 38.2 | 8 | 9.7 | 7.1 | 5.4 | 3.3 | 38.7 | 6.5 | 6.3 | 9 | 2 | 0.6 | 20.6 | 8 | 0 | 0 | 0 | 0 | 5.21 | 0.76 | 0.53 | 1.25 | 0.78 | 0.85 | 6.49 | 0.89 | 0.6 | 0.59 | 0.85 | 0.73 | 3.26 | 1.17 | 0.76 | 1.46 | 0.54 | 0.47 | 4.78 | 0.58 | 0.89 | 0.91 | 0.54 | 0.55 | 5.04 | 2.15 | 1.3 | 1.31 | 0.77 | 0.48 | 5.48 | 1.12 | 1.38 | 1 | 0.74 | 0.44 | 5.56 | 0.9 | 0.9 | 1.27 | 0.26 | 0.06 | 2.95 | 1.12 | 0 | 0 | 0 | 0 | 25.6 | 7.5 | 8.4 | 7.6 | 5.4 | 8.6 | 28.7 | 7.1 | 5.2 | 4.4 | 6 | 8.9 | 18 | 12.5 | 8 | 8.8 | 8.1 | 8.9 | 23.2 | 6.9 | 9.3 | 8.5 | 5.8 | 7.2 | 24.9 | 7.8 | 7.3 | 7 | 6.2 | 3.9 | 25.4 | 9.6 | 9.1 | 6.6 | 7.3 | 7.3 | 29.6 | 9 | 8.9 | 8.8 | 3.8 | 3.2 | 24.1 | 9.8 | 0 | 0 | 0 | 0 | 1827.3 | 472.9 | 356.7 | 484.7 | 348.2 | 527.9 | 2066.5 | 436.6 | 298.8 | 233.1 | 345.8 | 562.1 | 1273.5 | 783.6 | 498 | 551 | 392.7 | 541.3 | 1632.8 | 432.4 | 573.2 | 432.2 | 368.6 | 458.4 | 1829 | 515.6 | 343.4 | 394.8 | 263.1 | 237.2 | 1812.3 | 593.6 | 575.2 | 403.7 | 466.4 | 435.7 | 2032.5 | 544.9 | 395.2 | 547.9 | 246.2 | 202.5 | 1626.5 | 618.3 | 0 | 0 | 0 | 0 | 0.23 | 0.05 | 0.1 | 0.06 | 0.04 | 0.06 | 0.27 | 0.05 | 0.04 | 0.04 | 0.05 | 0.05 | 0.16 | 0.08 | 0.05 | 0.07 | 0.08 | 0.05 | 0.21 | 0.04 | 0.06 | 0.09 | 0.03 | 0.04 | 0.21 | 0.08 | 0.1 | 0.08 | 0.08 | 0.03 | 0.23 | 0.07 | 0.07 | 0.05 | 0.04 | 0.05 | 0.27 | 0.06 | 0.11 | 0.07 | 0.02 | 0.01 | 0.19 | 0.06 | 0 | 0 | 0 | 0 | 0.033
| 1 | 152.221 | 11.5183 | 1.6379 | 153.0114 | 10.9867 | 691.8712 | 0.094573 | 31.6303 | 163.2077 | 703.3896 | 1.7325 | 184.6417 | 428.3 | 87.6 | 69.6 | 114 | 78.4 | 97.9 | 506.9 | 92.2 | 62.4 | 56.1 | 81 | 102 | 278 | 147.3 | 97.4 | 131.2 | 72.2 | 85.1 | 391.9 | 78.8 | 113.9 | 93 | 69.3 | 79.6 | 416.1 | 165.6 | 96.6 | 104.6 | 62.7 | 50.5 | 435.2 | 127.8 | 133.5 | 101 | 88.2 | 71 | 474 | 105.8 | 75.9 | 120 | 39.8 | 15.8 | 312.7 | 123 | 0 | 0 | 0 | 0 | 35.9 | 4.9 | 4.2 | 9.1 | 5.8 | 5.8 | 44.4 | 6.2 | 4.2 | 4.4 | 6.2 | 5.5 | 21.9 | 8.4 | 5.7 | 10.4 | 4.1 | 3.6 | 33.4 | 4.3 | 7.1 | 6.6 | 4.1 | 3.9 | 35 | 15.8 | 8.9 | 9.2 | 5.2 | 3.4 | 37.3 | 8.3 | 10 | 8 | 5.3 | 3.4 | 38.9 | 5.9 | 6.2 | 8.7 | 2 | 0.6 | 20.7 | 7.6 | 0 | 0 | 0 | 0 | 5.15 | 0.68 | 0.59 | 1.29 | 0.81 | 0.8 | 6.37 | 0.87 | 0.59 | 0.62 | 0.88 | 0.75 | 3.13 | 1.16 | 0.78 | 1.47 | 0.56 | 0.47 | 4.79 | 0.59 | 1 | 0.93 | 0.57 | 0.52 | 5.01 | 2.27 | 1.28 | 1.32 | 0.74 | 0.48 | 5.35 | 1.17 | 1.41 | 1.14 | 0.73 | 0.45 | 5.59 | 0.83 | 0.87 | 1.23 | 0.26 | 0.07 | 2.95 | 1.05 | 0 | 0 | 0 | 0 | 25.8 | 7.5 | 8.5 | 7.3 | 5.4 | 8.4 | 28.7 | 7 | 5.2 | 4.4 | 6 | 8.9 | 18.2 | 12.4 | 8.2 | 8.7 | 8.1 | 8.7 | 23.2 | 6.8 | 9.1 | 8.5 | 5.7 | 7.3 | 24.8 | 8.1 | 7.2 | 6.9 | 6.2 | 4 | 25.5 | 9.9 | 9.1 | 6.8 | 7.2 | 7.1 | 29.7 | 9.1 | 8.8 | 8.7 | 3.6 | 3.2 | 24.5 | 9.9 | 0 | 0 | 0 | 0 | 1843.7 | 468.6 | 358.9 | 469 | 349.8 | 514.3 | 2071.1 | 431 | 295.5 | 235.9 | 346.8 | 563.2 | 1289.3 | 779.6 | 512.3 | 547.8 | 394.3 | 530.8 | 1640.6 | 425.9 | 561.5 | 426.5 | 364 | 464.8 | 1815.7 | 538 | 332.6 | 385.3 | 254.5 | 242.6 | 1824.6 | 614.4 | 578.6 | 417.7 | 459.2 | 421.6 | 2047.1 | 552.2 | 384.4 | 536.6 | 232.5 | 201.4 | 1654.9 | 621.3 | 0 | 0 | 0 | 0 | 0.23 | 0.04 | 0.1 | 0.06 | 0.04 | 0.06 | 0.26 | 0.05 | 0.04 | 0.04 | 0.05 | 0.05 | 0.15 | 0.07 | 0.05 | 0.07 | 0.08 | 0.05 | 0.21 | 0.04 | 0.06 | 0.09 | 0.03 | 0.04 | 0.21 | 0.08 | 0.1 | 0.08 | 0.08 | 0.03 | 0.23 | 0.07 | 0.07 | 0.06 | 0.04 | 0.05 | 0.27 | 0.06 | 0.11 | 0.07 | 0.02 | 0.01 | 0.2 | 0.06 | 0 | 0 | 0 | 0 | 0.033
| 2 | 150.9148 | 11.2735 | 1.5969 | 151.6867 | 11.0569 | 696.3285 | 0.094573 | 31.8333 | 161.9717 | 707.602 | 1.6915 | 183.52 | 426.5 | 88 | 65.5 | 114.3 | 76.5 | 101 | 506.9 | 97 | 63.1 | 56.3 | 80.5 | 101.2 | 282.7 | 147.5 | 99 | 130.7 | 71.9 | 85.4 | 396.3 | 84.4 | 111.3 | 93.5 | 69.5 | 81.4 | 420 | 170.1 | 100.4 | 106.4 | 64.6 | 49.4 | 429.9 | 125.5 | 134.5 | 104.3 | 89.3 | 71.4 | 473.3 | 111.5 | 74.5 | 117.8 | 40.4 | 16.8 | 315.3 | 124 | 0 | 0 | 0 | 0 | 35.5 | 4.8 | 3.8 | 9 | 5.5 | 6.2 | 44.1 | 6.5 | 4.3 | 4.5 | 6.2 | 5.5 | 22.4 | 8.3 | 5.8 | 10.3 | 4.1 | 3.5 | 33.8 | 4.7 | 6.8 | 6.6 | 4 | 4.1 | 35.4 | 16.4 | 9.2 | 9.4 | 5.3 | 3.4 | 36.5 | 8.1 | 10.1 | 8.2 | 5.5 | 3.4 | 38.6 | 6.6 | 6 | 8.5 | 2.1 | 0.6 | 20.8 | 7.6 | 0 | 0 | 0 | 0 | 5.08 | 0.66 | 0.52 | 1.28 | 0.77 | 0.85 | 6.33 | 0.91 | 0.6 | 0.63 | 0.88 | 0.75 | 3.2 | 1.15 | 0.8 | 1.46 | 0.57 | 0.46 | 4.86 | 0.65 | 0.95 | 0.94 | 0.55 | 0.55 | 5.06 | 2.36 | 1.33 | 1.34 | 0.75 | 0.47 | 5.24 | 1.13 | 1.43 | 1.17 | 0.75 | 0.45 | 5.55 | 0.92 | 0.85 | 1.19 | 0.28 | 0.07 | 2.97 | 1.06 | 0 | 0 | 0 | 0 | 26 | 7.6 | 8.4 | 7.4 | 5.5 | 8.6 | 28.9 | 7.4 | 5.2 | 4.3 | 6 | 8.8 | 18.3 | 12.5 | 8.3 | 8.7 | 8.1 | 8.8 | 23.4 | 7.2 | 9 | 8.6 | 5.8 | 7.4 | 25 | 8.2 | 7.4 | 7 | 6.4 | 3.9 | 25.5 | 9.8 | 9.2 | 7 | 7.2 | 7.2 | 29.9 | 9.3 | 8.7 | 8.6 | 3.6 | 3.3 | 24.8 | 10 | 0 | 0 | 0 | 0 | 1858.8 | 479.4 | 348.4 | 473.8 | 351.3 | 523.5 | 2093 | 455.2 | 296.1 | 233 | 345.2 | 557.9 | 1298.9 | 786 | 519.4 | 545.8 | 390.9 | 535.8 | 1654.6 | 450.1 | 556.4 | 428.6 | 371.8 | 469.7 | 1833 | 543.6 | 343.7 | 391.6 | 263.8 | 235.8 | 1823.5 | 608.3 | 581.4 | 431.8 | 461.2 | 424.8 | 2058.1 | 564.5 | 379 | 532.8 | 231.6 | 209.4 | 1670.6 | 625.9 | 0 | 0 | 0 | 0 | 0.23 | 0.04 | 0.1 | 0.06 | 0.04 | 0.06 | 0.26 | 0.05 | 0.04 | 0.04 | 0.05 | 0.05 | 0.16 | 0.07 | 0.05 | 0.07 | 0.08 | 0.05 | 0.21 | 0.04 | 0.06 | 0.09 | 0.03 | 0.04 | 0.21 | 0.08 | 0.1 | 0.08 | 0.09 | 0.03 | 0.23 | 0.07 | 0.07 | 0.06 | 0.04 | 0.05 | 0.27 | 0.06 | 0.11 | 0.06 | 0.02 | 0.01 | 0.2 | 0.06 | 0 | 0 | 0 | 0 | 0.033
| 3 | 153.9592 | 11.6229 | 1.6419 | 154.7537 | 11.1566 | 704.4754 | 0.094573 | 32.1758 | 165.1157 | 716.0984 | 1.7364 | 186.9295 | 435.6 | 87.5 | 68.3 | 117.3 | 78.6 | 96.9 | 508.2 | 95.1 | 64.5 | 55.6 | 78.6 | 102.1 | 294.1 | 149.6 | 101.4 | 131.1 | 72.5 | 90 | 407.5 | 86.2 | 111.9 | 91.2 | 68.5 | 80.5 | 428.4 | 165.1 | 93.6 | 104.2 | 63.4 | 48.5 | 433.6 | 130.2 | 136.8 | 106.5 | 91 | 71.3 | 474.7 | 111 | 75.5 | 119 | 40 | 17.1 | 314.7 | 123 | 0 | 0 | 0 | 0 | 36.4 | 4.8 | 4.1 | 9.4 | 5.8 | 5.9 | 44.1 | 6.3 | 4.4 | 4.4 | 6 | 5.7 | 23.5 | 8.4 | 6.2 | 10.1 | 4.1 | 4.1 | 34.9 | 4.8 | 6.9 | 6.3 | 3.9 | 4.1 | 36.3 | 15.8 | 8.5 | 9.2 | 5.2 | 3.3 | 36.7 | 8.5 | 10.3 | 8.3 | 5.7 | 3.5 | 38.5 | 6.4 | 6.1 | 8.7 | 2 | 0.6 | 20.5 | 7.4 | 0 | 0 | 0 | 0 | 5.21 | 0.65 | 0.56 | 1.33 | 0.81 | 0.81 | 6.33 | 0.89 | 0.62 | 0.63 | 0.85 | 0.78 | 3.36 | 1.15 | 0.85 | 1.43 | 0.56 | 0.54 | 5.02 | 0.65 | 0.97 | 0.89 | 0.53 | 0.56 | 5.19 | 2.28 | 1.21 | 1.31 | 0.73 | 0.46 | 5.26 | 1.19 | 1.45 | 1.18 | 0.78 | 0.46 | 5.53 | 0.89 | 0.86 | 1.23 | 0.27 | 0.07 | 2.92 | 1.03 | 0 | 0 | 0 | 0 | 26.4 | 7.6 | 8.5 | 7.4 | 5.5 | 8.2 | 29.1 | 7.3 | 5.3 | 4.3 | 5.9 | 8.7 | 18.9 | 12.8 | 8.4 | 8.9 | 8.2 | 8.9 | 24 | 7.4 | 9 | 8.5 | 5.8 | 7.2 | 25.3 | 8 | 7.2 | 6.9 | 6.3 | 3.8 | 25.8 | 10.1 | 9.3 | 7.2 | 7.3 | 7.1 | 30.2 | 9.4 | 8.8 | 8.6 | 3.6 | 3.3 | 25 | 10 | 0 | 0 | 0 | 0 | 1887.1 | 476.8 | 358 | 479.3 | 352.1 | 503.3 | 2109.8 | 449.3 | 302 | 229.9 | 340.6 | 554.1 | 1337.6 | 801.7 | 521.3 | 561.6 | 396.7 | 544.3 | 1688.3 | 465.2 | 555.8 | 427.7 | 370 | 459.3 | 1855.4 | 531.3 | 329.7 | 383.1 | 262.5 | 233.9 | 1853.2 | 623 | 589.6 | 445.9 | 465.4 | 420.1 | 2083.5 | 573.2 | 383.3 | 530.1 | 233.2 | 210.4 | 1689.3 | 630.9 | 0 | 0 | 0 | 0 | 0.23 | 0.04 | 0.1 | 0.06 | 0.04 | 0.06 | 0.26 | 0.05 | 0.04 | 0.04 | 0.05 | 0.05 | 0.16 | 0.08 | 0.05 | 0.07 | 0.08 | 0.05 | 0.22 | 0.04 | 0.06 | 0.09 | 0.03 | 0.04 | 0.22 | 0.08 | 0.1 | 0.08 | 0.08 | 0.03 | 0.23 | 0.07 | 0.07 | 0.06 | 0.05 | 0.05 | 0.27 | 0.06 | 0.11 | 0.07 | 0.02 | 0.01 | 0.2 | 0.06 | 0 | 0 | 0 | 0 | 0.033
| 4 | 155.6773 | 11.7805 | 1.6709 | 156.4845 | 11.2318 | 708.4858 | 0.097392 | 32.3713 | 166.9091 | 720.2663 | 1.7683 | 188.8558 | 438.6 | 95.1 | 66.3 | 116.4 | 74.5 | 101.9 | 529.6 | 96.4 | 63.3 | 55.6 | 77 | 100.1 | 301.9 | 150.6 | 100.3 | 131.2 | 72.3 | 88.2 | 411.7 | 88.2 | 108.2 | 92.5 | 67 | 82 | 443.8 | 159.7 | 89.9 | 103.1 | 64.8 | 47.8 | 438.5 | 134.6 | 137.2 | 101.6 | 85.9 | 73.4 | 487.1 | 116.6 | 75.2 | 120 | 39.3 | 17 | 318.2 | 127.7 | 0 | 0 | 0 | 0 | 37 | 5.4 | 3.8 | 9.3 | 5.4 | 6.3 | 46.6 | 6.2 | 4.3 | 4.4 | 5.8 | 5.6 | 24.4 | 8.6 | 6 | 10.3 | 4.2 | 3.8 | 35.1 | 4.8 | 6.5 | 6.4 | 3.8 | 4.1 | 37.5 | 15 | 8 | 9 | 5.3 | 3.3 | 37.2 | 8.9 | 10.3 | 7.9 | 5.2 | 3.6 | 40.2 | 6.6 | 6.1 | 8.8 | 1.9 | 0.6 | 20.9 | 7.9 | 0 | 0 | 0 | 0 | 5.3 | 0.75 | 0.53 | 1.31 | 0.75 | 0.86 | 6.69 | 0.87 | 0.6 | 0.62 | 0.82 | 0.77 | 3.5 | 1.18 | 0.83 | 1.46 | 0.58 | 0.5 | 5.05 | 0.66 | 0.91 | 0.89 | 0.52 | 0.56 | 5.36 | 2.16 | 1.14 | 1.29 | 0.76 | 0.45 | 5.33 | 1.24 | 1.46 | 1.12 | 0.72 | 0.48 | 5.78 | 0.92 | 0.87 | 1.24 | 0.25 | 0.07 | 2.98 | 1.09 | 0 | 0 | 0 | 0 | 26.3 | 8 | 8.4 | 7.5 | 5.3 | 8.7 | 29.7 | 7.5 | 5.2 | 4.4 | 5.8 | 8.5 | 19.1 | 12.7 | 8.4 | 8.8 | 8 | 8.9 | 24.3 | 7.7 | 8.8 | 8.5 | 5.7 | 7.4 | 26.2 | 8 | 7.1 | 6.8 | 6.2 | 3.8 | 26 | 10.3 | 9.3 | 6.9 | 7 | 7.3 | 30.3 | 10 | 8.7 | 8.6 | 3.6 | 3.4 | 25 | 10.3 | 0 | 0 | 0 | 0 | 1880.4 | 504.2 | 352.2 | 478.9 | 339.6 | 526.1 | 2153.6 | 464.5 | 297.2 | 232.3 | 336.4 | 541.7 | 1356.6 | 799.6 | 520.6 | 551 | 389 | 543 | 1720.4 | 479.1 | 545.4 | 435.5 | 362.2 | 471.4 | 1933.1 | 531.6 | 325.3 | 382.1 | 264.2 | 228.9 | 1873.9 | 641.7 | 591.3 | 425.5 | 446.9 | 430.9 | 2095.1 | 606.6 | 379.6 | 532.4 | 234.6 | 210 | 1699.4 | 646.2 | 0 | 0 | 0 | 0 | 0.23 | 0.05 | 0.1 | 0.06 | 0.04 | 0.06 | 0.27 | 0.05 | 0.04 | 0.05 | 0.05 | 0.05 | 0.16 | 0.08 | 0.05 | 0.07 | 0.08 | 0.05 | 0.22 | 0.04 | 0.06 | 0.09 | 0.03 | 0.04 | 0.22 | 0.08 | 0.09 | 0.07 | 0.08 | 0.03 | 0.23 | 0.07 | 0.07 | 0.06 | 0.04 | 0.05 | 0.28 | 0.06 | 0.11 | 0.07 | 0.02 | 0.01 | 0.2 | 0.06 | 0 | 0 | 0 | 0 | 0.033
| 5 | 144.4785 | 10.9499 | 1.5549 | 145.2293 | 10.4018 | 654.4184 | 0.09231 | 29.9287 | 154.8803 | 665.3683 | 1.6472 | 175.158 | 408.4 | 88.1 | 57 | 111.6 | 71 | 93 | 529.4 | 87.9 | 57.4 | 51.2 | 68 | 86.9 | 273.1 | 155.2 | 98.6 | 117 | 66.5 | 85.1 | 385.3 | 72 | 94.5 | 87.9 | 60.7 | 77.7 | 438.2 | 154.7 | 76.5 | 102.3 | 58.5 | 44.9 | 408.9 | 134.8 | 128.8 | 97.9 | 78.6 | 68.4 | 461 | 107.3 | 64.7 | 107.9 | 36.5 | 15.1 | 314.8 | 120.2 | 0 | 0 | 0 | 0 | 34.3 | 5.1 | 3.2 | 8.9 | 5.3 | 5.5 | 46.6 | 5.7 | 3.8 | 3.9 | 5.1 | 4.8 | 21.6 | 9 | 5.6 | 9.1 | 3.8 | 3.8 | 33.6 | 4.1 | 5.9 | 6 | 3.4 | 3.8 | 36.1 | 14.5 | 6.6 | 8.9 | 4.9 | 3.1 | 34.6 | 8.8 | 9.7 | 7.6 | 4.7 | 3.3 | 37.2 | 6.5 | 5.1 | 7.6 | 1.8 | 0.6 | 20.6 | 7.6 | 0 | 0 | 0 | 0 | 4.92 | 0.71 | 0.44 | 1.26 | 0.74 | 0.75 | 6.68 | 0.8 | 0.54 | 0.55 | 0.72 | 0.65 | 3.08 | 1.24 | 0.78 | 1.29 | 0.52 | 0.5 | 4.82 | 0.57 | 0.83 | 0.85 | 0.46 | 0.52 | 5.15 | 2.09 | 0.95 | 1.28 | 0.69 | 0.43 | 4.96 | 1.24 | 1.38 | 1.07 | 0.64 | 0.45 | 5.35 | 0.92 | 0.72 | 1.07 | 0.25 | 0.06 | 2.94 | 1.05 | 0 | 0 | 0 | 0 | 24.6 | 7.3 | 7.5 | 7.2 | 4.9 | 8.1 | 29.8 | 6.8 | 4.8 | 4.2 | 5.2 | 7.5 | 17.8 | 13 | 8.4 | 8 | 7.6 | 8.5 | 22.1 | 6.1 | 7.5 | 8 | 5.2 | 7.1 | 26.7 | 7.8 | 6.3 | 6.7 | 5.7 | 3.6 | 24.3 | 10.4 | 8.7 | 6.7 | 6.5 | 6.8 | 29.5 | 8.8 | 7.9 | 8.1 | 3.3 | 3.2 | 24.8 | 9.5 | 0 | 0 | 0 | 0 | 1752 | 459.1 | 308.2 | 456.7 | 316 | 492.6 | 2151.4 | 420.6 | 271.2 | 221 | 300.5 | 477.5 | 1262.4 | 813.3 | 525 | 496.3 | 363.2 | 518.4 | 1568.5 | 379 | 463.4 | 412.6 | 332 | 450.8 | 1976.8 | 516.4 | 284.1 | 381 | 235.5 | 215.1 | 1744.4 | 644.4 | 554.6 | 414.3 | 414.8 | 401.6 | 2028.8 | 531.4 | 338.6 | 493.5 | 210.7 | 198 | 1682.7 | 597.3 | 0 | 0 | 0 | 0 | 0.22 | 0.05 | 0.09 | 0.06 | 0.03 | 0.05 | 0.27 | 0.05 | 0.04 | 0.04 | 0.05 | 0.04 | 0.15 | 0.08 | 0.05 | 0.06 | 0.08 | 0.05 | 0.21 | 0.04 | 0.05 | 0.08 | 0.03 | 0.04 | 0.22 | 0.08 | 0.08 | 0.07 | 0.08 | 0.03 | 0.22 | 0.07 | 0.06 | 0.06 | 0.04 | 0.04 | 0.26 | 0.06 | 0.1 | 0.06 | 0.02 | 0.01 | 0.2 | 0.06 | 0 | 0 | 0 | 0 | 0.033
| 6 | 132.2005 | 9.9209 | 1.4078 | 132.8804 | 9.59 | 605.3241 | 0.081193 | 27.6508 | 141.7904 | 615.2451 | 1.489 | 160.5312 | 376.6 | 77.4 | 50.4 | 105.3 | 66.5 | 95.6 | 517.2 | 85.8 | 56.5 | 49.1 | 60.5 | 80.3 | 243.6 | 168.8 | 111.2 | 107.6 | 63.5 | 79.4 | 333 | 62.2 | 80.1 | 85.5 | 56.6 | 80 | 405.4 | 133.2 | 75 | 99.3 | 50.7 | 43.7 | 367.3 | 148.3 | 111 | 89.8 | 72.1 | 68.9 | 428.9 | 99.8 | 57.8 | 109.8 | 32.2 | 14.1 | 301.8 | 111.1 | 0 | 0 | 0 | 0 | 31.4 | 4.3 | 2.7 | 8.4 | 4.9 | 5.9 | 45.2 | 5.8 | 3.8 | 3.8 | 4.4 | 4.4 | 18.8 | 10.2 | 6.6 | 8.3 | 3.5 | 3.3 | 28.7 | 3.5 | 4.6 | 5.9 | 3.1 | 4 | 32.1 | 12.2 | 6.7 | 8.9 | 4.1 | 3 | 31.2 | 10 | 7.9 | 6.8 | 3.9 | 3.4 | 34.2 | 6 | 4.5 | 8 | 1.7 | 0.5 | 19.8 | 7.1 | 0 | 0 | 0 | 0 | 4.5 | 0.59 | 0.37 | 1.2 | 0.68 | 0.81 | 6.49 | 0.82 | 0.54 | 0.54 | 0.62 | 0.6 | 2.68 | 1.41 | 0.92 | 1.17 | 0.48 | 0.42 | 4.12 | 0.48 | 0.65 | 0.82 | 0.42 | 0.53 | 4.56 | 1.75 | 0.97 | 1.27 | 0.58 | 0.42 | 4.47 | 1.41 | 1.11 | 0.96 | 0.53 | 0.46 | 4.91 | 0.85 | 0.63 | 1.12 | 0.23 | 0.06 | 2.82 | 0.99 | 0 | 0 | 0 | 0 | 22.9 | 6.7 | 6.7 | 6.7 | 4.6 | 8 | 29.3 | 6.5 | 4.6 | 3.9 | 4.7 | 6.9 | 16.3 | 13.7 | 9.2 | 7.4 | 7.3 | 8.3 | 19.4 | 5.4 | 6.8 | 7.7 | 4.9 | 7.3 | 26 | 7 | 5.8 | 6.3 | 5.1 | 3.4 | 21.8 | 11.1 | 8 | 6.4 | 6.3 | 6.7 | 27.9 | 8.2 | 7.2 | 8 | 2.8 | 2.9 | 23.8 | 8.7 | 0 | 0 | 0 | 0 | 1633.7 | 415.3 | 278.1 | 428.9 | 298.9 | 493.2 | 2123.9 | 398.7 | 262.8 | 207.8 | 273.8 | 441.2 | 1154.3 | 866.2 | 577.7 | 460.8 | 353.8 | 500.1 | 1375.6 | 328.4 | 413.1 | 400.7 | 312.5 | 463.7 | 1922.3 | 460.4 | 262.8 | 357.7 | 211.2 | 207.5 | 1562.8 | 694.8 | 505.4 | 388.2 | 399.5 | 400.8 | 1912.8 | 495.4 | 308.8 | 490.2 | 181.1 | 183 | 1610.8 | 544.2 | 0 | 0 | 0 | 0 | 0.2 | 0.04 | 0.08 | 0.05 | 0.03 | 0.05 | 0.27 | 0.05 | 0.04 | 0.04 | 0.04 | 0.04 | 0.13 | 0.08 | 0.06 | 0.06 | 0.07 | 0.05 | 0.18 | 0.03 | 0.04 | 0.08 | 0.03 | 0.04 | 0.2 | 0.07 | 0.08 | 0.07 | 0.07 | 0.03 | 0.19 | 0.08 | 0.06 | 0.05 | 0.04 | 0.04 | 0.25 | 0.06 | 0.09 | 0.06 | 0.01 | 0.01 | 0.19 | 0.06 | 0 | 0 | 0 | 0 | 0.035
| 7 | 121.0995 | 9.1442 | 1.2985 | 121.7265 | 8.7492 | 549.3661 | 0.074273 | 25.1406 | 129.8487 | 558.5103 | 1.3727 | 146.8671 | 338.2 | 65.4 | 47.7 | 108.2 | 60.8 | 93.6 | 503.2 | 79.3 | 51.1 | 46.5 | 57 | 72.6 | 210.8 | 171.7 | 124.6 | 91.6 | 58 | 76.7 | 283.5 | 51.8 | 60.8 | 82.2 | 55.1 | 79.8 | 387.5 | 125.8 | 65.3 | 91.4 | 45.1 | 44.2 | 320.9 | 153 | 101.2 | 89.8 | 64.2 | 62.8 | 401.2 | 86.9 | 51.2 | 106.6 | 30.7 | 12.7 | 281.1 | 91.3 | 0 | 0 | 0 | 0 | 27.8 | 3.8 | 2.6 | 8.9 | 4.4 | 5.8 | 43.5 | 5.6 | 3.3 | 3.7 | 4 | 4 | 15.9 | 10.4 | 7.5 | 6.8 | 3.1 | 3.3 | 24.5 | 3.1 | 3.3 | 5.7 | 3 | 4.1 | 30 | 11.7 | 5.9 | 8.2 | 3.7 | 3.1 | 26.7 | 10.6 | 7.2 | 6.9 | 3.5 | 3.1 | 31.7 | 5.3 | 4 | 8 | 1.7 | 0.5 | 18.1 | 5.5 | 0 | 0 | 0 | 0 | 3.98 | 0.53 | 0.36 | 1.26 | 0.62 | 0.8 | 6.23 | 0.79 | 0.46 | 0.53 | 0.56 | 0.54 | 2.26 | 1.44 | 1.03 | 0.96 | 0.42 | 0.44 | 3.53 | 0.43 | 0.46 | 0.8 | 0.4 | 0.55 | 4.26 | 1.68 | 0.85 | 1.17 | 0.52 | 0.44 | 3.83 | 1.49 | 1.01 | 0.98 | 0.47 | 0.42 | 4.56 | 0.75 | 0.57 | 1.13 | 0.23 | 0.05 | 2.59 | 0.76 | 0 | 0 | 0 | 0 | 21 | 5.5 | 6.2 | 6.7 | 4.3 | 7.8 | 29 | 5.8 | 4.4 | 3.6 | 4.5 | 6.2 | 14.5 | 14 | 10.3 | 6.6 | 6.7 | 7.8 | 16.5 | 4.3 | 5.4 | 7.3 | 4.8 | 7.1 | 25.4 | 6.4 | 5.1 | 5.8 | 4.5 | 3.4 | 19.6 | 11.2 | 7.3 | 6.3 | 5.7 | 6.2 | 26.4 | 7.1 | 6.5 | 7.5 | 2.6 | 2.7 | 22.5 | 7.5 | 0 | 0 | 0 | 0 | 1484.7 | 339 | 259.1 | 428.8 | 276.2 | 479.4 | 2099.8 | 355.3 | 249.4 | 190.9 | 265.1 | 399 | 1021.5 | 880.4 | 646.5 | 405.1 | 327.6 | 472.9 | 1153.9 | 260.5 | 322.9 | 381.9 | 305.9 | 454.9 | 1887.7 | 425.3 | 228.5 | 329.2 | 187 | 205.1 | 1392.4 | 706.1 | 460.3 | 380.7 | 356.9 | 366.2 | 1798.1 | 424.7 | 281.5 | 463 | 168.6 | 170 | 1509.2 | 465.9 | 0 | 0 | 0 | 0 | 0.18 | 0.03 | 0.07 | 0.06 | 0.03 | 0.05 | 0.26 | 0.04 | 0.04 | 0.04 | 0.04 | 0.03 | 0.12 | 0.09 | 0.06 | 0.05 | 0.07 | 0.05 | 0.16 | 0.03 | 0.03 | 0.07 | 0.03 | 0.04 | 0.19 | 0.06 | 0.07 | 0.06 | 0.06 | 0.03 | 0.17 | 0.08 | 0.05 | 0.05 | 0.03 | 0.04 | 0.24 | 0.05 | 0.08 | 0.06 | 0.01 | 0.01 | 0.18 | 0.05 | 0 | 0 | 0 | 0 | 0.036
| 8 | 113.9731 | 8.3882 | 1.1913 | 114.5483 | 8.3724 | 528.4997 | 0.071841 | 24.1413 | 122.3455 | 536.8879 | 1.2632 | 138.6896 | 316.8 | 59 | 40.9 | 110 | 60.6 | 93.5 | 480 | 73.4 | 48.4 | 49.1 | 58.2 | 71.3 | 192.9 | 175.4 | 134.1 | 84.3 | 58.1 | 77.3 | 239.1 | 43.6 | 50.7 | 80.9 | 56.3 | 81.1 | 387.8 | 121.8 | 54.6 | 89.6 | 40.4 | 49.9 | 283 | 163.3 | 95.2 | 96.7 | 61.4 | 63.9 | 384.1 | 82.9 | 47.2 | 112.4 | 30.6 | 12 | 276.2 | 84 | 0 | 0 | 0 | 0 | 25.4 | 3.4 | 1.9 | 8.8 | 4.4 | 5.7 | 40.6 | 4.9 | 3 | 3.9 | 4.2 | 3.9 | 14.2 | 10.6 | 8 | 6.2 | 3.1 | 3.4 | 19.9 | 2.6 | 2.6 | 5.5 | 3.2 | 4.2 | 30.2 | 11.3 | 4.7 | 8 | 3.2 | 3.6 | 22.8 | 11.4 | 6.7 | 7.5 | 3.4 | 3.2 | 29.7 | 5.1 | 3.6 | 8.3 | 1.6 | 0.5 | 17.5 | 5 | 0 | 0 | 0 | 0 | 3.63 | 0.47 | 0.26 | 1.26 | 0.62 | 0.79 | 5.81 | 0.7 | 0.42 | 0.55 | 0.59 | 0.53 | 2.03 | 1.47 | 1.1 | 0.87 | 0.42 | 0.45 | 2.86 | 0.36 | 0.36 | 0.78 | 0.44 | 0.57 | 4.29 | 1.62 | 0.68 | 1.14 | 0.45 | 0.51 | 3.27 | 1.6 | 0.95 | 1.06 | 0.46 | 0.42 | 4.27 | 0.72 | 0.51 | 1.18 | 0.22 | 0.05 | 2.5 | 0.7 | 0 | 0 | 0 | 0 | 20.3 | 5 | 5.6 | 6.9 | 4.3 | 8 | 28.5 | 5.6 | 4.2 | 3.8 | 4.4 | 6.1 | 13.6 | 14.3 | 11.1 | 6.2 | 6.6 | 7.8 | 14.7 | 3.6 | 4.6 | 7.2 | 4.7 | 7.2 | 25.3 | 6.2 | 4.5 | 5.7 | 4.2 | 3.7 | 18 | 11.9 | 6.8 | 6.6 | 5.3 | 6.3 | 25.9 | 6.8 | 6.1 | 8 | 2.7 | 2.7 | 22.5 | 6.9 | 0 | 0 | 0 | 0 | 1432 | 307.7 | 236.6 | 445.2 | 275.1 | 484.6 | 2064.6 | 339.1 | 239.3 | 203.2 | 264.6 | 391.3 | 944 | 900 | 699.7 | 377.3 | 328 | 474.5 | 1019 | 218.3 | 275.1 | 379.8 | 302.1 | 460.2 | 1874.3 | 412.7 | 201.4 | 324.4 | 174.1 | 227.7 | 1270.9 | 750.4 | 432.9 | 407 | 336.9 | 373.5 | 1760.7 | 402.9 | 268.1 | 490.6 | 171.1 | 166.5 | 1496.8 | 427.2 | 0 | 0 | 0 | 0 | 0.18 | 0.03 | 0.06 | 0.06 | 0.03 | 0.05 | 0.25 | 0.04 | 0.03 | 0.04 | 0.04 | 0.03 | 0.11 | 0.09 | 0.07 | 0.05 | 0.06 | 0.05 | 0.13 | 0.02 | 0.03 | 0.07 | 0.03 | 0.04 | 0.2 | 0.06 | 0.06 | 0.06 | 0.05 | 0.03 | 0.16 | 0.08 | 0.05 | 0.06 | 0.03 | 0.04 | 0.23 | 0.05 | 0.07 | 0.06 | 0.01 | 0.01 | 0.18 | 0.04 | 0 | 0 | 0 | 0 | 0.036
| 9 | 113.0892 | 8.3519 | 1.1851 | 113.6617 | 8.3181 | 521.168 | 0.071841 | 23.8686 | 121.4074 | 529.5199 | 1.2569 | 137.5302 | 315.5 | 54.3 | 41.1 | 112.6 | 61.8 | 99 | 473.3 | 70 | 49.7 | 51.2 | 57.6 | 70.2 | 191.9 | 182.3 | 137.8 | 83.9 | 58.9 | 80.5 | 235.2 | 43 | 49.3 | 83.1 | 58.4 | 83.6 | 386.6 | 119 | 53.8 | 93.7 | 40.2 | 52.7 | 270.7 | 178.3 | 97.1 | 100.2 | 64.2 | 68.2 | 382 | 75.7 | 49.3 | 113.1 | 30.5 | 12.3 | 272.2 | 83.1 | 0 | 0 | 0 | 0 | 25.3 | 2.9 | 2 | 9.2 | 4.6 | 6.1 | 39.7 | 4.5 | 3.1 | 4.2 | 4.2 | 3.7 | 14.2 | 11.5 | 8.3 | 6.1 | 3.2 | 3.6 | 19.7 | 2.5 | 2.5 | 5.7 | 3.4 | 4.5 | 29 | 10.9 | 4.6 | 8.2 | 3.1 | 3.9 | 21.5 | 12.7 | 7 | 7.5 | 3.6 | 3.4 | 29.6 | 4.3 | 3.9 | 8.4 | 1.6 | 0.5 | 17.1 | 5.1 | 0 | 0 | 0 | 0 | 3.64 | 0.39 | 0.27 | 1.31 | 0.64 | 0.84 | 5.69 | 0.63 | 0.43 | 0.59 | 0.6 | 0.51 | 2.03 | 1.6 | 1.15 | 0.86 | 0.43 | 0.48 | 2.83 | 0.35 | 0.35 | 0.8 | 0.47 | 0.61 | 4.1 | 1.56 | 0.66 | 1.18 | 0.44 | 0.55 | 3.08 | 1.8 | 0.98 | 1.06 | 0.48 | 0.46 | 4.26 | 0.6 | 0.56 | 1.18 | 0.21 | 0.05 | 2.45 | 0.72 | 0 | 0 | 0 | 0 | 20.2 | 4.8 | 5.6 | 7 | 4.3 | 8.4 | 28.5 | 5.5 | 4.4 | 3.9 | 4.3 | 6.1 | 13.5 | 14.4 | 11.3 | 6.2 | 6.7 | 8.1 | 14.4 | 3.6 | 4.5 | 7.4 | 4.8 | 7.3 | 26.3 | 6.3 | 4.4 | 6 | 4 | 3.8 | 17.6 | 12.7 | 6.9 | 7.1 | 5.6 | 6.6 | 25.8 | 6.6 | 5.9 | 8 | 2.7 | 2.7 | 22.3 | 6.7 | 0 | 0 | 0 | 0 | 1406.2 | 296.4 | 237 | 448.1 | 275.2 | 511.7 | 2034.8 | 336.4 | 247.4 | 206.4 | 259 | 391.5 | 934.2 | 908.6 | 713.4 | 377.6 | 331.3 | 489.6 | 994.1 | 218.7 | 267.5 | 389.1 | 307 | 465.7 | 1942.6 | 413.3 | 200.5 | 343.9 | 172.7 | 233.3 | 1228.7 | 801.8 | 437.4 | 435.9 | 352.6 | 395.1 | 1736.6 | 387.4 | 266.1 | 496.5 | 172.9 | 168.3 | 1475.7 | 415.2 | 0 | 0 | 0 | 0 | 0.18 | 0.03 | 0.06 | 0.06 | 0.03 | 0.06 | 0.25 | 0.04 | 0.04 | 0.04 | 0.04 | 0.03 | 0.11 | 0.09 | 0.07 | 0.05 | 0.06 | 0.05 | 0.13 | 0.02 | 0.03 | 0.07 | 0.03 | 0.04 | 0.2 | 0.06 | 0.06 | 0.06 | 0.05 | 0.03 | 0.15 | 0.09 | 0.05 | 0.06 | 0.03 | 0.04 | 0.23 | 0.05 | 0.07 | 0.06 | 0.01 | 0.01 | 0.18 | 0.04 | 0 | 0 | 0 | 0 | 0.037
| 10 | 114.7731 | 8.3477 | 1.1882 | 115.3462 | 8.507 | 536.1958 | 0.071841 | 24.5052 | 123.28 | 544.5435 | 1.2601 | 139.8514 | 322.4 | 56.5 | 40.1 | 113 | 60.8 | 99.7 | 481.7 | 68.8 | 52.8 | 53.3 | 56.1 | 69.2 | 199 | 178.1 | 138.4 | 82.3 | 57.7 | 79.5 | 233 | 42.6 | 47.4 | 84.1 | 57.9 | 87.6 | 397.3 | 120.7 | 53.8 | 96.1 | 37.8 | 54.3 | 281.9 | 173.2 | 96.9 | 103.4 | 62.7 | 69.5 | 384.4 | 78 | 47.7 | 111.3 | 30 | 11.6 | 280.3 | 86.9 | 0 | 0 | 0 | 0 | 25.5 | 3.1 | 1.8 | 9 | 4.5 | 6.2 | 40 | 4.4 | 3.3 | 4.4 | 4 | 3.6 | 14.3 | 11 | 8.2 | 6 | 3.1 | 3.5 | 19.1 | 2.6 | 2.4 | 5.7 | 3.3 | 4.8 | 28.9 | 10.9 | 4.7 | 8.5 | 2.9 | 4.1 | 22 | 11.9 | 7 | 8 | 3.3 | 3.4 | 29.5 | 4.5 | 3.8 | 8.1 | 1.6 | 0.5 | 17.6 | 5.4 | 0 | 0 | 0 | 0 | 3.66 | 0.43 | 0.25 | 1.28 | 0.63 | 0.85 | 5.72 | 0.62 | 0.46 | 0.63 | 0.56 | 0.48 | 2.05 | 1.52 | 1.12 | 0.84 | 0.42 | 0.46 | 2.75 | 0.36 | 0.33 | 0.8 | 0.45 | 0.66 | 4.08 | 1.56 | 0.67 | 1.21 | 0.41 | 0.58 | 3.15 | 1.67 | 0.98 | 1.13 | 0.44 | 0.46 | 4.24 | 0.63 | 0.54 | 1.14 | 0.21 | 0.05 | 2.51 | 0.76 | 0 | 0 | 0 | 0 | 21 | 4.9 | 5.5 | 7.2 | 4.2 | 8.4 | 29.4 | 5.5 | 4.6 | 4 | 4.3 | 6.2 | 14.4 | 14.3 | 11.5 | 6.1 | 6.6 | 8.1 | 14.6 | 3.5 | 4.4 | 7.4 | 4.9 | 7.5 | 28 | 6.5 | 4.4 | 6.1 | 3.9 | 3.9 | 18.6 | 12.8 | 6.9 | 7.1 | 5.6 | 6.8 | 26.3 | 6.7 | 5.9 | 8 | 2.7 | 2.6 | 23 | 6.9 | 0 | 0 | 0 | 0 | 1467.1 | 301.1 | 235.2 | 462 | 272 | 512 | 2111 | 330.6 | 260.7 | 209 | 258.5 | 392.5 | 994.3 | 898.3 | 726.2 | 370.3 | 327.2 | 489.1 | 1003.4 | 212.6 | 257 | 396.1 | 310.3 | 481.9 | 2047.7 | 426.2 | 197.6 | 352.3 | 164.6 | 237.6 | 1304.5 | 805.2 | 435.7 | 437.8 | 355.9 | 406.4 | 1766 | 392.7 | 260.9 | 497.1 | 171.3 | 163.2 | 1529.1 | 431.3 | 0 | 0 | 0 | 0 | 0.18 | 0.03 | 0.06 | 0.06 | 0.03 | 0.06 | 0.26 | 0.04 | 0.04 | 0.04 | 0.03 | 0.03 | 0.12 | 0.09 | 0.07 | 0.05 | 0.06 | 0.05 | 0.13 | 0.02 | 0.03 | 0.07 | 0.03 | 0.04 | 0.21 | 0.06 | 0.06 | 0.06 | 0.05 | 0.03 | 0.16 | 0.09 | 0.05 | 0.06 | 0.03 | 0.04 | 0.23 | 0.05 | 0.07 | 0.06 | 0.01 | 0.01 | 0.18 | 0.05 | 0 | 0 | 0 | 0 | 0.037
| 11 | 114.5764 | 8.2817 | 1.1751 | 115.144 | 8.5827 | 540.2092 | 0.071841 | 24.7005 | 123.1591 | 548.4909 | 1.2469 | 139.8446 | 317.1 | 56.6 | 39.5 | 115.7 | 65.4 | 99.5 | 475.6 | 66.1 | 53.4 | 52.1 | 55.5 | 68.2 | 196.1 | 180.5 | 137 | 80.6 | 57.4 | 79.1 | 235.8 | 40.6 | 47.2 | 86.6 | 58.2 | 84.8 | 397.6 | 118.3 | 50.8 | 98.3 | 37.3 | 52.4 | 284.7 | 179.3 | 95 | 103.5 | 62.6 | 66.6 | 382.2 | 79.2 | 47 | 111.1 | 30.4 | 12.2 | 277.7 | 85.1 | 0 | 0 | 0 | 0 | 24.5 | 3.1 | 1.8 | 9.4 | 5 | 6 | 38.5 | 4.2 | 3.3 | 4.3 | 3.9 | 3.6 | 13.8 | 11 | 8 | 5.8 | 3.1 | 3.4 | 19.4 | 2.2 | 2.4 | 6 | 3.4 | 4.6 | 27.8 | 10.4 | 4.2 | 8.7 | 2.9 | 3.9 | 22.2 | 12.6 | 6.7 | 7.9 | 3.3 | 3.2 | 28.8 | 4.6 | 3.7 | 8.1 | 1.5 | 0.5 | 17 | 5.3 | 0 | 0 | 0 | 0 | 3.51 | 0.42 | 0.25 | 1.34 | 0.7 | 0.83 | 5.5 | 0.59 | 0.46 | 0.61 | 0.54 | 0.49 | 1.97 | 1.53 | 1.1 | 0.82 | 0.42 | 0.44 | 2.8 | 0.31 | 0.33 | 0.85 | 0.46 | 0.62 | 3.93 | 1.49 | 0.6 | 1.25 | 0.4 | 0.54 | 3.18 | 1.78 | 0.94 | 1.12 | 0.45 | 0.42 | 4.15 | 0.65 | 0.53 | 1.15 | 0.21 | 0.05 | 2.44 | 0.74 | 0 | 0 | 0 | 0 | 21.3 | 5 | 5.4 | 7.2 | 4.4 | 8.5 | 30 | 5.3 | 4.7 | 3.9 | 4.3 | 6 | 14.5 | 14.6 | 11.5 | 6 | 6.6 | 8.1 | 14.8 | 3.6 | 4.3 | 7.5 | 4.9 | 7.4 | 29 | 6.6 | 4.4 | 6.2 | 3.9 | 3.8 | 19 | 13 | 6.9 | 7.2 | 5.6 | 6.6 | 26.6 | 6.7 | 5.8 | 8 | 2.7 | 2.7 | 23.2 | 6.8 | 0 | 0 | 0 | 0 | 1480.5 | 305 | 231.2 | 464 | 284.3 | 518.7 | 2142.6 | 317.6 | 265 | 206.2 | 260.9 | 382.1 | 997.4 | 917.5 | 724 | 364.4 | 323.8 | 491 | 1003.9 | 214.1 | 255.5 | 399.1 | 309.9 | 472.3 | 2120.5 | 430.7 | 197 | 355.9 | 163.6 | 234.1 | 1311.1 | 817.3 | 435 | 445 | 352.9 | 395.4 | 1783 | 399.1 | 259 | 493.2 | 175.4 | 167.1 | 1529.8 | 421.9 | 0 | 0 | 0 | 0 | 0.18 | 0.03 | 0.06 | 0.06 | 0.03 | 0.06 | 0.26 | 0.04 | 0.04 | 0.04 | 0.03 | 0.03 | 0.12 | 0.09 | 0.07 | 0.05 | 0.06 | 0.05 | 0.14 | 0.02 | 0.03 | 0.07 | 0.03 | 0.04 | 0.21 | 0.06 | 0.06 | 0.07 | 0.05 | 0.03 | 0.16 | 0.09 | 0.05 | 0.06 | 0.03 | 0.04 | 0.23 | 0.05 | 0.07 | 0.06 | 0.01 | 0.01 | 0.19 | 0.05 | 0 | 0 | 0 | 0 | 0.037
| 12 | 114.0115 | 8.1812 | 1.1615 | 114.5724 | 8.605 | 538.6873 | 0.071841 | 24.6775 | 122.6165 | 546.8684 | 1.2333 | 139.2499 | 313.3 | 58.3 | 39.2 | 116.2 | 60.7 | 99.7 | 476.3 | 65.3 | 56.5 | 53.6 | 55 | 67.9 | 192.6 | 173.7 | 131 | 78.2 | 56.6 | 77.5 | 229.9 | 40.4 | 46.8 | 87.1 | 59 | 84.3 | 387.5 | 114.2 | 49.6 | 98.7 | 35.9 | 51.9 | 285.2 | 172.3 | 94.4 | 101.3 | 61 | 64.9 | 378.8 | 80.1 | 46.3 | 114.6 | 29.3 | 12.2 | 277.1 | 86.6 | 0 | 0 | 0 | 0 | 23.8 | 3.3 | 1.8 | 9.5 | 4.4 | 6.2 | 38 | 4.2 | 3.7 | 4.5 | 3.9 | 3.6 | 13.2 | 10.2 | 7.3 | 5.6 | 2.9 | 3.2 | 18.5 | 2.2 | 2.3 | 6.2 | 3.5 | 4.4 | 26.4 | 9.9 | 4.1 | 8.8 | 2.7 | 3.8 | 21.8 | 12 | 6.7 | 7.7 | 3.2 | 3.1 | 28.4 | 4.6 | 3.7 | 8.4 | 1.5 | 0.5 | 16.7 | 5.5 | 0 | 0 | 0 | 0 | 3.41 | 0.45 | 0.25 | 1.35 | 0.63 | 0.85 | 5.43 | 0.6 | 0.51 | 0.64 | 0.54 | 0.49 | 1.88 | 1.41 | 1 | 0.79 | 0.39 | 0.42 | 2.66 | 0.3 | 0.32 | 0.87 | 0.48 | 0.6 | 3.73 | 1.41 | 0.58 | 1.25 | 0.38 | 0.53 | 3.12 | 1.69 | 0.94 | 1.1 | 0.43 | 0.41 | 4.09 | 0.65 | 0.52 | 1.19 | 0.2 | 0.05 | 2.39 | 0.77 | 0 | 0 | 0 | 0 | 21.5 | 5 | 5.4 | 7.2 | 4.2 | 8.4 | 30.7 | 5.1 | 4.8 | 3.9 | 4.2 | 5.9 | 14.5 | 14.4 | 11.3 | 5.9 | 6.6 | 8 | 14.8 | 3.6 | 4.3 | 7.5 | 4.8 | 7.5 | 29 | 6.5 | 4.3 | 6.2 | 3.8 | 3.8 | 19.4 | 12.6 | 6.8 | 7 | 5.5 | 6.4 | 26.5 | 6.8 | 5.8 | 8.2 | 2.6 | 2.7 | 23.5 | 6.8 | 0 | 0 | 0 | 0 | 1480 | 308.5 | 227.8 | 460.6 | 272.9 | 512.7 | 2170.4 | 308.7 | 272.9 | 209.1 | 257.1 | 379.4 | 1005.4 | 904.2 | 711.2 | 355.2 | 327.1 | 485.3 | 1007.2 | 213.3 | 256.3 | 395.8 | 308.5 | 474.8 | 2102.6 | 425.4 | 195.1 | 358.4 | 159.8 | 234.3 | 1340.4 | 788.9 | 429.3 | 433.6 | 346.4 | 384.8 | 1768.6 | 405.4 | 254.5 | 505 | 167.6 | 167 | 1544.5 | 424.6 | 0 | 0 | 0 | 0 | 0.18 | 0.03 | 0.06 | 0.06 | 0.03 | 0.06 | 0.26 | 0.04 | 0.04 | 0.04 | 0.03 | 0.03 | 0.11 | 0.09 | 0.07 | 0.05 | 0.06 | 0.05 | 0.14 | 0.02 | 0.03 | 0.07 | 0.03 | 0.04 | 0.21 | 0.06 | 0.05 | 0.07 | 0.05 | 0.03 | 0.17 | 0.09 | 0.05 | 0.06 | 0.03 | 0.04 | 0.24 | 0.05 | 0.07 | 0.06 | 0.01 | 0.01 | 0.19 | 0.05 | 0 | 0 | 0 | 0 | 0.037
| 13 | 114.6649 | 8.2188 | 1.1675 | 115.2285 | 8.6444 | 542.9565 | 0.071841 | 24.8441 | 123.3093 | 551.1753 | 1.2393 | 140.0726 | 314.3 | 59.8 | 39.4 | 116.9 | 58.7 | 99.1 | 475 | 62.4 | 56.1 | 52 | 51.7 | 67.3 | 196.1 | 175.1 | 132.6 | 79.2 | 57 | 76.3 | 229.6 | 40.6 | 46.5 | 83.6 | 58.5 | 86.2 | 387.3 | 109.6 | 49.1 | 98.1 | 37.4 | 50 | 285.1 | 171.2 | 91.4 | 97.7 | 61 | 62.9 | 374.3 | 80.1 | 46.6 | 111.8 | 30.2 | 12.1 | 280 | 86.5 | 0 | 0 | 0 | 0 | 23.8 | 3.3 | 1.9 | 9.6 | 4.3 | 6 | 37.7 | 3.8 | 3.8 | 4.2 | 3.5 | 3.5 | 13.5 | 10.4 | 7.7 | 5.8 | 2.9 | 3.1 | 18.1 | 2.3 | 2.3 | 5.9 | 3.5 | 4.5 | 25.9 | 9.3 | 4 | 8.7 | 2.9 | 3.7 | 21.6 | 12 | 6.4 | 7.4 | 3.2 | 3.1 | 27.8 | 4.6 | 3.6 | 8.2 | 1.5 | 0.5 | 17 | 5.5 | 0 | 0 | 0 | 0 | 3.4 | 0.46 | 0.26 | 1.37 | 0.61 | 0.83 | 5.39 | 0.54 | 0.53 | 0.6 | 0.49 | 0.47 | 1.92 | 1.44 | 1.06 | 0.81 | 0.4 | 0.4 | 2.6 | 0.33 | 0.32 | 0.82 | 0.48 | 0.61 | 3.65 | 1.33 | 0.57 | 1.24 | 0.41 | 0.51 | 3.09 | 1.69 | 0.9 | 1.05 | 0.44 | 0.41 | 4 | 0.65 | 0.51 | 1.15 | 0.21 | 0.05 | 2.43 | 0.77 | 0 | 0 | 0 | 0 | 21.6 | 5.1 | 5.4 | 7.2 | 4.1 | 8.4 | 30.8 | 5.1 | 4.6 | 3.9 | 4.1 | 6 | 14.8 | 14.4 | 11.1 | 5.9 | 6.6 | 8 | 15.2 | 3.5 | 4.3 | 7.2 | 4.8 | 7.6 | 29.4 | 6.4 | 4.3 | 6.2 | 3.9 | 3.7 | 19.6 | 12.4 | 6.6 | 6.9 | 5.5 | 6.2 | 26.5 | 6.8 | 5.8 | 8 | 2.7 | 2.7 | 23.5 | 6.8 | 0 | 0 | 0 | 0 | 1494.4 | 316.8 | 227.2 | 461 | 263.5 | 515.2 | 2182.3 | 306.5 | 263.7 | 208.7 | 247.1 | 382.2 | 1022.4 | 906.1 | 702.3 | 355.2 | 328.6 | 484 | 1033.6 | 207.3 | 254.9 | 384.2 | 304.5 | 486.6 | 2141.8 | 415.6 | 194.2 | 359.4 | 163.1 | 226.3 | 1356.3 | 781.4 | 420.3 | 421 | 343.9 | 369.5 | 1767.8 | 404.4 | 257.7 | 495.1 | 172.9 | 166.9 | 1553.3 | 422.6 | 0 | 0 | 0 | 0 | 0.18 | 0.03 | 0.06 | 0.06 | 0.03 | 0.06 | 0.26 | 0.04 | 0.04 | 0.04 | 0.03 | 0.03 | 0.12 | 0.09 | 0.07 | 0.05 | 0.06 | 0.05 | 0.14 | 0.02 | 0.03 | 0.07 | 0.03 | 0.04 | 0.21 | 0.05 | 0.05 | 0.07 | 0.05 | 0.03 | 0.17 | 0.09 | 0.05 | 0.06 | 0.03 | 0.04 | 0.23 | 0.05 | 0.07 | 0.06 | 0.01 | 0.01 | 0.19 | 0.05 | 0 | 0 | 0 | 0 | 0.037
| 14 | 114.9341 | 8.1902 | 1.1612 | 115.4952 | 8.6952 | 548.0892 | 0.071841 | 25.0479 | 123.6293 | 556.2794 | 1.2331 | 140.5431 | 316.8 | 59.4 | 39.3 | 116.3 | 59.5 | 98.2 | 475.3 | 67.2 | 56.3 | 53.8 | 53.8 | 69.6 | 196.9 | 175 | 123.9 | 79.4 | 57.6 | 75.8 | 235.8 | 45.1 | 51.1 | 87.1 | 57.8 | 85.3 | 394.9 | 116.4 | 50.1 | 98.2 | 37.6 | 51.7 | 291.6 | 167 | 97.4 | 97.7 | 64.5 | 65.4 | 379.7 | 85.5 | 48.9 | 113.7 | 31.8 | 12.4 | 283.5 | 95.8 | 0 | 0 | 0 | 0 | 24 | 3.3 | 1.8 | 9.4 | 4.3 | 5.9 | 37.4 | 4.3 | 3.8 | 4.4 | 3.7 | 3.7 | 13.4 | 10.7 | 6.8 | 5.6 | 2.9 | 3 | 18.7 | 2.6 | 2.8 | 6.1 | 3.4 | 4.4 | 26.3 | 10.1 | 4 | 8.6 | 2.9 | 3.7 | 22 | 11.6 | 7.1 | 7.4 | 3.6 | 3.3 | 28.1 | 5.2 | 3.8 | 8.4 | 1.6 | 0.5 | 17.2 | 6.4 | 0 | 0 | 0 | 0 | 3.43 | 0.46 | 0.24 | 1.34 | 0.6 | 0.81 | 5.35 | 0.61 | 0.53 | 0.63 | 0.52 | 0.5 | 1.91 | 1.48 | 0.93 | 0.79 | 0.39 | 0.39 | 2.68 | 0.36 | 0.38 | 0.85 | 0.46 | 0.59 | 3.7 | 1.44 | 0.58 | 1.22 | 0.41 | 0.52 | 3.14 | 1.63 | 1 | 1.05 | 0.48 | 0.44 | 4.04 | 0.74 | 0.54 | 1.18 | 0.22 | 0.05 | 2.45 | 0.9 | 0 | 0 | 0 | 0 | 21.7 | 5.1 | 5.5 | 7.2 | 4.2 | 8.4 | 31 | 5.3 | 4.7 | 3.9 | 4.2 | 6.1 | 14.9 | 14.1 | 10.8 | 6 | 6.7 | 8 | 15.5 | 3.8 | 4.5 | 7.5 | 4.8 | 7.6 | 30.1 | 6.6 | 4.5 | 6.3 | 3.9 | 3.9 | 20.1 | 12.2 | 6.8 | 6.8 | 5.6 | 6.3 | 26.9 | 7 | 6 | 8.1 | 2.8 | 2.7 | 23.9 | 7.3 | 0 | 0 | 0 | 0 | 1508.3 | 314.9 | 232.2 | 466.6 | 272.1 | 514.7 | 2202.6 | 320.4 | 266.8 | 215.4 | 255.3 | 389.3 | 1035.5 | 890.9 | 677.7 | 364.3 | 335 | 482.4 | 1058.3 | 229.5 | 269.1 | 402.6 | 306.4 | 487.2 | 2190.4 | 433.2 | 200.3 | 364.6 | 164.3 | 237.7 | 1397.5 | 767 | 432.7 | 418.5 | 355.3 | 379.6 | 1803.3 | 416.9 | 267.3 | 501.4 | 183 | 169.1 | 1577.5 | 449.7 | 0 | 0 | 0 | 0 | 0.18 | 0.03 | 0.06 | 0.06 | 0.03 | 0.06 | 0.26 | 0.04 | 0.04 | 0.04 | 0.03 | 0.03 | 0.12 | 0.09 | 0.06 | 0.05 | 0.06 | 0.05 | 0.14 | 0.03 | 0.03 | 0.07 | 0.03 | 0.04 | 0.21 | 0.06 | 0.06 | 0.07 | 0.05 | 0.03 | 0.17 | 0.09 | 0.05 | 0.06 | 0.03 | 0.04 | 0.23 | 0.05 | 0.07 | 0.06 | 0.01 | 0.01 | 0.19 | 0.05 | 0 | 0 | 0 | 0 | 0.037
| 15 | 128.6049 | 9.3316 | 1.3219 | 129.2438 | 9.567 | 605.0597 | 0.080859 | 27.6198 | 138.1718 | 614.3913 | 1.4028 | 156.8637 | 346.6 | 72.7 | 44.9 | 127.2 | 68.1 | 103.4 | 491.9 | 74.7 | 59.9 | 59.5 | 64.1 | 79.3 | 227.5 | 174.1 | 118.6 | 96.2 | 62.7 | 79 | 281.6 | 53.8 | 64.8 | 95.2 | 65.7 | 88.8 | 399.1 | 135.2 | 57 | 104.4 | 44.8 | 54.8 | 327.2 | 170.1 | 112.4 | 102.1 | 70.2 | 68.4 | 401.8 | 95.7 | 51.3 | 123.1 | 40 | 15.4 | 297.5 | 109.3 | 0 | 0 | 0 | 0 | 26.6 | 4.3 | 2.3 | 10.4 | 4.8 | 6.2 | 38.9 | 4.8 | 4 | 4.9 | 4.4 | 4.3 | 16.2 | 10.8 | 6.8 | 6.9 | 3.3 | 3 | 23.1 | 3 | 3.7 | 6.6 | 3.9 | 4.6 | 25.4 | 11.6 | 4.3 | 8.9 | 3.4 | 3.7 | 25.3 | 11.8 | 8.4 | 7.8 | 3.7 | 3.2 | 29.8 | 5.7 | 3.9 | 8.9 | 1.8 | 0.6 | 18.4 | 7.2 | 0 | 0 | 0 | 0 | 3.81 | 0.6 | 0.31 | 1.47 | 0.67 | 0.85 | 5.56 | 0.68 | 0.56 | 0.69 | 0.62 | 0.58 | 2.31 | 1.5 | 0.93 | 0.97 | 0.45 | 0.38 | 3.33 | 0.42 | 0.52 | 0.93 | 0.53 | 0.62 | 3.56 | 1.66 | 0.61 | 1.26 | 0.49 | 0.52 | 3.62 | 1.67 | 1.18 | 1.11 | 0.5 | 0.43 | 4.28 | 0.81 | 0.55 | 1.25 | 0.24 | 0.06 | 2.64 | 1 | 0 | 0 | 0 | 0 | 23.4 | 6 | 5.9 | 7.9 | 4.9 | 8.8 | 32 | 5.9 | 4.9 | 4.4 | 5 | 6.9 | 16.6 | 13.9 | 10.1 | 7.2 | 7.1 | 8.5 | 17.6 | 4.6 | 5.5 | 8.1 | 5.4 | 7.9 | 31.4 | 7.8 | 5.3 | 6.8 | 4.4 | 4.3 | 21.9 | 12.4 | 7.7 | 7.1 | 6.3 | 6.8 | 28.4 | 7.9 | 6.4 | 8.9 | 3.7 | 3.1 | 24.6 | 8.4 | 0 | 0 | 0 | 0 | 1633 | 372.2 | 251.6 | 509.6 | 318.9 | 542.1 | 2271.5 | 355.3 | 283.1 | 237.7 | 304.5 | 439.3 | 1151.9 | 876.5 | 632.3 | 439.2 | 357.2 | 513.1 | 1212.1 | 281 | 332.2 | 443.5 | 345.7 | 503 | 2302.2 | 507.7 | 244.9 | 400.2 | 195.7 | 262.7 | 1531.9 | 781.4 | 488.2 | 434.4 | 395.7 | 406.7 | 1914.2 | 476.6 | 282.4 | 555.5 | 241 | 193.6 | 1633.2 | 524.5 | 0 | 0 | 0 | 0 | 0.2 | 0.04 | 0.07 | 0.06 | 0.03 | 0.06 | 0.27 | 0.04 | 0.04 | 0.05 | 0.04 | 0.04 | 0.13 | 0.09 | 0.06 | 0.06 | 0.07 | 0.05 | 0.16 | 0.03 | 0.04 | 0.07 | 0.03 | 0.04 | 0.21 | 0.07 | 0.06 | 0.07 | 0.06 | 0.03 | 0.19 | 0.09 | 0.06 | 0.06 | 0.04 | 0.04 | 0.25 | 0.05 | 0.07 | 0.07 | 0.02 | 0.01 | 0.2 | 0.06 | 0 | 0 | 0 | 0 | 0.037
| 16 | 148.6023 | 10.577 | 1.4963 | 149.326 | 11.1778 | 711.5666 | 0.09031 | 32.4071 | 159.7801 | 722.1436 | 1.5866 | 181.7331 | 394 | 94.5 | 54.3 | 134.8 | 81.7 | 110.2 | 520.4 | 95.7 | 65.2 | 62.9 | 83.6 | 88.4 | 268.9 | 182.4 | 112.5 | 123 | 75.1 | 93.2 | 344.7 | 78.4 | 92.7 | 104.7 | 73.7 | 95.7 | 422.5 | 158 | 65.6 | 115.1 | 56.9 | 57.3 | 387.1 | 179.3 | 137.1 | 111.5 | 86.1 | 73.7 | 442.8 | 118.3 | 63.3 | 133.2 | 56.3 | 18 | 327.7 | 132.4 | 0 | 0 | 0 | 0 | 30.4 | 5.4 | 3.1 | 10.3 | 5.4 | 5.8 | 41.1 | 6.4 | 4.3 | 5 | 5.7 | 4.6 | 18.9 | 10.9 | 6.5 | 8.6 | 4 | 3.3 | 27.8 | 4.3 | 5.5 | 6.7 | 4.3 | 4.8 | 26 | 13.5 | 5.2 | 9.4 | 4.4 | 3.6 | 30.2 | 11.8 | 9.5 | 8 | 4.4 | 3.1 | 33.3 | 6.9 | 5 | 8.9 | 2.4 | 0.6 | 20.5 | 8.4 | 0 | 0 | 0 | 0 | 4.35 | 0.74 | 0.43 | 1.46 | 0.75 | 0.79 | 5.88 | 0.9 | 0.6 | 0.7 | 0.8 | 0.62 | 2.69 | 1.5 | 0.89 | 1.21 | 0.54 | 0.42 | 4 | 0.59 | 0.76 | 0.93 | 0.6 | 0.65 | 3.63 | 1.92 | 0.74 | 1.34 | 0.61 | 0.49 | 4.32 | 1.65 | 1.33 | 1.12 | 0.6 | 0.41 | 4.77 | 0.96 | 0.7 | 1.25 | 0.32 | 0.06 | 2.92 | 1.17 | 0 | 0 | 0 | 0 | 26.3 | 8 | 6.6 | 9 | 6.2 | 10.1 | 33.8 | 7.3 | 5.4 | 4.8 | 6.5 | 7.9 | 19.8 | 15 | 9.6 | 9.2 | 8.2 | 10 | 22 | 6.8 | 7.7 | 9.2 | 6.1 | 8.6 | 34.1 | 9.2 | 5.8 | 7.8 | 5.4 | 4.8 | 25.5 | 13.8 | 10 | 8.2 | 7.7 | 7.6 | 30.8 | 10 | 7.1 | 10.3 | 5.4 | 3.4 | 26.8 | 10.4 | 0 | 0 | 0 | 0 | 1853.9 | 499.8 | 289.1 | 574.1 | 400.7 | 619 | 2408.4 | 447.9 | 312.3 | 262.1 | 396.9 | 500.4 | 1389.3 | 943.1 | 598.5 | 570.4 | 425.9 | 614.3 | 1528.5 | 421.4 | 471.7 | 517.6 | 388.3 | 549.2 | 2509 | 600.8 | 266.2 | 461.1 | 248.8 | 294.3 | 1803.4 | 864.6 | 637.7 | 507.6 | 490.8 | 458 | 2099.4 | 606.5 | 326.8 | 636.4 | 348.4 | 212.8 | 1804.8 | 656.8 | 0 | 0 | 0 | 0 | 0.22 | 0.05 | 0.07 | 0.07 | 0.04 | 0.06 | 0.28 | 0.05 | 0.04 | 0.05 | 0.05 | 0.04 | 0.15 | 0.09 | 0.06 | 0.07 | 0.07 | 0.05 | 0.19 | 0.04 | 0.05 | 0.08 | 0.04 | 0.05 | 0.22 | 0.08 | 0.07 | 0.07 | 0.06 | 0.03 | 0.21 | 0.09 | 0.07 | 0.06 | 0.04 | 0.04 | 0.26 | 0.07 | 0.08 | 0.07 | 0.03 | 0.01 | 0.21 | 0.07 | 0 | 0 | 0 | 0 | 0.037
| 17 | 168.5402 | 11.1636 | 1.5678 | 169.3009 | 13.3807 | 859.2498 | 0.10198 | 39.0142 | 181.921 | 870.4133 | 1.6698 | 208.3151 | 439.4 | 116.8 | 63.2 | 140.2 | 105.2 | 132.6 | 553.9 | 109.4 | 68 | 65.2 | 102.8 | 105.1 | 320.3 | 193.4 | 112.2 | 152.3 | 87.2 | 112.2 | 424.9 | 99.5 | 125.3 | 126.1 | 93.7 | 106.4 | 456.9 | 183.4 | 72.5 | 122.3 | 68.9 | 65.4 | 452.9 | 195.8 | 162.8 | 127 | 106.6 | 95.1 | 488.3 | 145.3 | 73.4 | 143.7 | 76.9 | 24.6 | 362.2 | 159.7 | 0 | 0 | 0 | 0 | 32.5 | 6.2 | 3.6 | 9.3 | 6.1 | 6.2 | 42.9 | 7.1 | 4.1 | 4.5 | 6.5 | 5.1 | 21.5 | 10.9 | 6.4 | 9.5 | 4.3 | 3.6 | 33.8 | 5.3 | 6.3 | 6.8 | 4.8 | 4.8 | 28 | 15.7 | 5.7 | 9.1 | 4.9 | 3.5 | 34.9 | 11.6 | 9.9 | 8.4 | 5.2 | 3.9 | 36.1 | 8.8 | 5.7 | 8.4 | 2.9 | 0.7 | 22.3 | 9.3 | 0 | 0 | 0 | 0 | 4.62 | 0.85 | 0.5 | 1.3 | 0.83 | 0.82 | 6.11 | 1 | 0.57 | 0.63 | 0.9 | 0.68 | 3.04 | 1.49 | 0.88 | 1.32 | 0.58 | 0.44 | 4.84 | 0.72 | 0.86 | 0.93 | 0.65 | 0.63 | 3.91 | 2.23 | 0.81 | 1.28 | 0.69 | 0.47 | 4.98 | 1.6 | 1.36 | 1.17 | 0.69 | 0.5 | 5.17 | 1.23 | 0.8 | 1.15 | 0.37 | 0.08 | 3.17 | 1.28 | 0 | 0 | 0 | 0 | 30.7 | 10.2 | 7.5 | 10.6 | 8.8 | 12.7 | 36.8 | 8.5 | 5.9 | 5.6 | 8.5 | 9.7 | 24.4 | 16.4 | 9.6 | 12.3 | 9.5 | 12.3 | 27.5 | 8.8 | 11.3 | 11.9 | 8.4 | 10.1 | 37 | 10.7 | 6.3 | 9.1 | 6.6 | 5.9 | 30.3 | 16.1 | 13.1 | 9.9 | 9.8 | 9.8 | 34.4 | 11.9 | 8.1 | 12.2 | 7.8 | 4.1 | 30 | 13.3 | 0 | 0 | 0 | 0 | 2178.4 | 644 | 337.7 | 676.6 | 564.8 | 791.9 | 2633.4 | 526.7 | 344.4 | 307.5 | 518.7 | 614.8 | 1736.3 | 1035.7 | 596.7 | 773.3 | 510.8 | 763.3 | 1928 | 546.2 | 706.8 | 695.7 | 534.7 | 644.6 | 2718.1 | 699.3 | 298.9 | 540 | 321.7 | 367.1 | 2153.3 | 1015.5 | 838.6 | 617.7 | 626.8 | 600.2 | 2366.4 | 726.5 | 374.7 | 756.7 | 498.1 | 261.7 | 2031.6 | 838.3 | 0 | 0 | 0 | 0 | 0.25 | 0.06 | 0.08 | 0.07 | 0.05 | 0.07 | 0.3 | 0.06 | 0.04 | 0.05 | 0.06 | 0.05 | 0.18 | 0.1 | 0.06 | 0.08 | 0.08 | 0.06 | 0.24 | 0.05 | 0.06 | 0.08 | 0.04 | 0.05 | 0.24 | 0.09 | 0.08 | 0.08 | 0.07 | 0.04 | 0.25 | 0.1 | 0.08 | 0.07 | 0.05 | 0.05 | 0.29 | 0.08 | 0.09 | 0.08 | 0.03 | 0.02 | 0.23 | 0.08 | 0 | 0 | 0 | 0 | 0.038
| 18 | 182.1242 | 11.6048 | 1.6191 | 182.912 | 14.9444 | 959.5916 | 0.10911 | 43.57 | 197.0685 | 971.1963 | 1.7282 | 226.482 | 468.3 | 131.9 | 70.5 | 146.3 | 116 | 140.5 | 569.9 | 112.2 | 78.3 | 75.1 | 114.3 | 114.4 | 345.8 | 196.3 | 108 | 166.4 | 92.9 | 119 | 469.2 | 118.5 | 155.2 | 139.8 | 106.2 | 108 | 454 | 181 | 85.8 | 132.4 | 80.6 | 73.7 | 494.1 | 186.1 | 173.3 | 128 | 121.1 | 107 | 511.7 | 159.2 | 85.2 | 149.3 | 84.9 | 35 | 371.8 | 172.5 | 0 | 0 | 0 | 0 | 33.8 | 6.9 | 3.8 | 9.1 | 6 | 6.3 | 43.9 | 7 | 4.2 | 4.6 | 6.6 | 5.3 | 22.7 | 11.5 | 6.3 | 9.8 | 4.4 | 3.7 | 36.2 | 5.9 | 7.3 | 7.1 | 4.8 | 4.6 | 27.3 | 15.1 | 6.9 | 9.1 | 5.2 | 3.6 | 37 | 10.7 | 10.2 | 8.2 | 5.5 | 4.1 | 37.4 | 9.1 | 6.2 | 8 | 3.1 | 0.9 | 22.4 | 9.6 | 0 | 0 | 0 | 0 | 4.8 | 0.94 | 0.52 | 1.25 | 0.8 | 0.83 | 6.25 | 0.98 | 0.57 | 0.63 | 0.9 | 0.71 | 3.21 | 1.58 | 0.87 | 1.35 | 0.59 | 0.45 | 5.18 | 0.8 | 0.99 | 0.96 | 0.64 | 0.61 | 3.8 | 2.15 | 0.99 | 1.27 | 0.72 | 0.47 | 5.28 | 1.47 | 1.4 | 1.14 | 0.73 | 0.52 | 5.35 | 1.26 | 0.87 | 1.08 | 0.39 | 0.09 | 3.18 | 1.31 | 0 | 0 | 0 | 0 | 33.5 | 11.7 | 8.6 | 11.7 | 10.3 | 13.7 | 38 | 8.9 | 7.2 | 6.7 | 10 | 10.7 | 26.8 | 16.3 | 9.1 | 13.9 | 10.2 | 13.2 | 31.4 | 10.8 | 14.5 | 13.5 | 10 | 10.5 | 37.3 | 10.8 | 7.2 | 10.4 | 8 | 7 | 34 | 15.7 | 14.3 | 10.2 | 11.5 | 11.2 | 36.4 | 13.6 | 9.5 | 13.3 | 8.7 | 5.3 | 31.1 | 14.8 | 0 | 0 | 0 | 0 | 2389.5 | 737 | 388.3 | 745.5 | 663.9 | 853 | 2733.4 | 553.7 | 430.5 | 388 | 615.3 | 681.5 | 1907.8 | 1030 | 568.2 | 877.6 | 553.4 | 816.6 | 2204.6 | 675.1 | 907.3 | 796.3 | 641 | 666.9 | 2738 | 706.9 | 345.8 | 623.6 | 405.1 | 434.5 | 2416.8 | 985 | 913.7 | 637 | 731.1 | 693.8 | 2523.5 | 829.6 | 448.8 | 829.2 | 557 | 338.2 | 2123.2 | 931.5 | 0 | 0 | 0 | 0 | 0.26 | 0.07 | 0.09 | 0.07 | 0.05 | 0.07 | 0.31 | 0.06 | 0.05 | 0.05 | 0.06 | 0.05 | 0.2 | 0.1 | 0.06 | 0.08 | 0.08 | 0.06 | 0.26 | 0.06 | 0.08 | 0.09 | 0.05 | 0.05 | 0.24 | 0.09 | 0.09 | 0.08 | 0.08 | 0.04 | 0.27 | 0.09 | 0.08 | 0.07 | 0.06 | 0.06 | 0.3 | 0.09 | 0.1 | 0.08 | 0.04 | 0.02 | 0.23 | 0.09 | 0 | 0 | 0 | 0 | 0.038
| 19 | 177.5015 | 11.7898 | 1.6565 | 178.305 | 14.1255 | 902.9998 | 0.10873 | 41.0646 | 191.627 | 914.7897 | 1.7652 | 219.3696 | 467.5 | 124.1 | 74.3 | 134.9 | 105.5 | 127.4 | 574.6 | 109.8 | 72.8 | 67.4 | 107.5 | 111.6 | 330.5 | 182.1 | 100.1 | 158.6 | 85.3 | 111.5 | 464.4 | 117 | 145.3 | 128.1 | 95.3 | 98.4 | 445 | 171.8 | 85.5 | 125.2 | 78.4 | 64.8 | 486.4 | 167.8 | 169.7 | 119 | 114.6 | 97.7 | 504.3 | 143.2 | 89.1 | 144.3 | 77.2 | 28.4 | 355.6 | 160.6 | 0 | 0 | 0 | 0 | 35.6 | 6.4 | 4.1 | 8.8 | 5.7 | 6.1 | 46.8 | 6.6 | 4.1 | 4.4 | 6.6 | 5.6 | 23 | 10.1 | 5.8 | 10 | 4.2 | 3.6 | 37 | 5.4 | 6.8 | 7.1 | 4.5 | 4.4 | 28.9 | 14.5 | 7 | 9.6 | 5.4 | 3.5 | 37.7 | 10.1 | 10.5 | 7.8 | 5.3 | 3.9 | 38.1 | 7.8 | 6.7 | 8.3 | 2.9 | 0.8 | 22.1 | 8.6 | 0 | 0 | 0 | 0 | 5.08 | 0.87 | 0.57 | 1.22 | 0.78 | 0.82 | 6.69 | 0.92 | 0.56 | 0.61 | 0.91 | 0.75 | 3.26 | 1.38 | 0.8 | 1.38 | 0.56 | 0.44 | 5.31 | 0.72 | 0.92 | 0.97 | 0.61 | 0.58 | 4.05 | 2.06 | 0.99 | 1.35 | 0.75 | 0.48 | 5.38 | 1.4 | 1.45 | 1.09 | 0.71 | 0.5 | 5.45 | 1.07 | 0.94 | 1.14 | 0.36 | 0.08 | 3.14 | 1.18 | 0 | 0 | 0 | 0 | 31.6 | 11.1 | 8.9 | 10.4 | 9.1 | 12.1 | 35.9 | 9 | 6.6 | 5.9 | 9 | 10.1 | 24.5 | 15.6 | 8.5 | 12.7 | 9.5 | 12.3 | 30 | 11.1 | 13.6 | 12 | 8.8 | 9.4 | 34.5 | 10.1 | 7.1 | 9.1 | 7.6 | 5.8 | 32.3 | 13.7 | 13.5 | 9.3 | 10.8 | 10.1 | 34.7 | 12.6 | 9.7 | 12.3 | 7.9 | 4.6 | 29.2 | 14 | 0 | 0 | 0 | 0 | 2254.4 | 697.8 | 402.5 | 662.1 | 585 | 752.2 | 2576.1 | 559.1 | 388.6 | 332.4 | 554.2 | 641.9 | 1733.6 | 986.2 | 528.4 | 802.3 | 502.9 | 757.7 | 2094.8 | 691.1 | 851.3 | 699.6 | 562.4 | 598.1 | 2535 | 664 | 342.9 | 538.5 | 376.8 | 359.3 | 2297.7 | 856.8 | 867.8 | 579.4 | 686.9 | 622.2 | 2405.4 | 765.2 | 456.3 | 767.5 | 503.8 | 292 | 1985.9 | 883.1 | 0 | 0 | 0 | 0 | 0.26 | 0.06 | 0.1 | 0.07 | 0.05 | 0.07 | 0.31 | 0.06 | 0.04 | 0.05 | 0.06 | 0.05 | 0.19 | 0.09 | 0.05 | 0.08 | 0.08 | 0.06 | 0.26 | 0.06 | 0.07 | 0.09 | 0.05 | 0.05 | 0.24 | 0.08 | 0.08 | 0.08 | 0.08 | 0.03 | 0.27 | 0.09 | 0.08 | 0.06 | 0.05 | 0.05 | 0.29 | 0.08 | 0.11 | 0.08 | 0.03 | 0.02 | 0.22 | 0.08 | 0 | 0 | 0 | 0 | 0.038
| 20 | 167.4016 | 11.8801 | 1.6771 | 168.2135 | 12.7046 | 805.8415 | 0.099663 | 36.7458 | 180.1062 | 817.7215 | 1.7768 | 204.9593 | 449.9 | 114.8 | 68.3 | 126.4 | 93.5 | 116.3 | 554.4 | 111.8 | 66.5 | 59.9 | 100.2 | 107.1 | 306.5 | 166.7 | 96.6 | 143.5 | 83.1 | 99 | 448.8 | 103.8 | 129.9 | 113.5 | 86.7 | 91.6 | 438.4 | 167.2 | 90.7 | 120.4 | 77.4 | 60.3 | 471.5 | 149.5 | 152.1 | 109.3 | 103.4 | 90.2 | 483.7 | 135.2 | 80.4 | 134.2 | 69 | 20.6 | 328.6 | 146.8 | 0 | 0 | 0 | 0 | 36.1 | 6.3 | 3.8 | 9.3 | 5.6 | 6.1 | 46.7 | 7.1 | 4.3 | 4.4 | 6.7 | 5.5 | 22.5 | 9.7 | 5.7 | 9.9 | 4.2 | 3.5 | 38 | 5.1 | 7.3 | 7 | 4.5 | 4.3 | 31.6 | 14 | 7.3 | 9.6 | 5.9 | 3.7 | 38.2 | 10 | 10 | 7.4 | 5.1 | 3.6 | 37.7 | 7.7 | 6.1 | 8.8 | 2.8 | 0.6 | 20.6 | 8.2 | 0 | 0 | 0 | 0 | 5.16 | 0.86 | 0.53 | 1.31 | 0.77 | 0.83 | 6.69 | 1 | 0.61 | 0.62 | 0.93 | 0.74 | 3.2 | 1.34 | 0.78 | 1.39 | 0.57 | 0.44 | 5.46 | 0.69 | 1 | 0.97 | 0.61 | 0.58 | 4.46 | 1.99 | 1.04 | 1.37 | 0.83 | 0.51 | 5.46 | 1.41 | 1.39 | 1.03 | 0.69 | 0.47 | 5.41 | 1.07 | 0.86 | 1.23 | 0.35 | 0.07 | 2.94 | 1.12 | 0 | 0 | 0 | 0 | 28.7 | 10 | 8.4 | 8.8 | 7.7 | 10.6 | 33.1 | 8.8 | 5.5 | 5 | 8 | 9.6 | 21.6 | 13.9 | 8.1 | 10.8 | 9.1 | 10.7 | 26.9 | 9.6 | 11.2 | 10.2 | 7.7 | 8.5 | 31 | 10 | 7.6 | 8.5 | 7.1 | 5.1 | 29.7 | 11.3 | 11.6 | 8.4 | 9.4 | 9.4 | 32.1 | 11.5 | 9 | 10.5 | 6.8 | 3.7 | 26.7 | 12.6 | 0 | 0 | 0 | 0 | 2049.9 | 622.2 | 368.9 | 557.2 | 491.8 | 655.6 | 2387.8 | 544.2 | 317.6 | 268 | 488.6 | 609.6 | 1530.3 | 871.5 | 506.9 | 672.2 | 481.1 | 655.7 | 1880.3 | 589.4 | 687.8 | 578.5 | 490.8 | 543 | 2294.6 | 648.6 | 362.3 | 491.8 | 341.5 | 311.9 | 2122.5 | 701.7 | 740.6 | 521.4 | 599.8 | 572.8 | 2231.4 | 703.1 | 410.6 | 650.6 | 439.2 | 233 | 1816.9 | 789.4 | 0 | 0 | 0 | 0 | 0.24 | 0.06 | 0.09 | 0.06 | 0.04 | 0.06 | 0.29 | 0.06 | 0.04 | 0.05 | 0.06 | 0.05 | 0.17 | 0.09 | 0.05 | 0.08 | 0.08 | 0.05 | 0.25 | 0.06 | 0.07 | 0.08 | 0.04 | 0.04 | 0.22 | 0.08 | 0.09 | 0.08 | 0.08 | 0.03 | 0.25 | 0.08 | 0.07 | 0.06 | 0.05 | 0.05 | 0.28 | 0.07 | 0.1 | 0.07 | 0.03 | 0.01 | 0.21 | 0.07 | 0 | 0 | 0 | 0 | 0.037
| 21 | 162.57 | 12.0321 | 1.7079 | 163.3948 | 11.8493 | 751.5901 | 0.097779 | 34.2734 | 174.4193 | 763.6222 | 1.8057 | 197.6682 | 436.7 | 109.8 | 69.7 | 122.4 | 87.8 | 110.3 | 540.8 | 98.6 | 61.7 | 58.7 | 94.2 | 102.9 | 300.4 | 149 | 91.2 | 133.8 | 74.5 | 93.9 | 435.9 | 95.2 | 128.4 | 106.2 | 78.3 | 90.4 | 429.4 | 162.6 | 89.8 | 114 | 70.8 | 55.2 | 455.2 | 140.9 | 143 | 103.1 | 99.9 | 83.9 | 472.6 | 124.9 | 80 | 130.1 | 60.6 | 19.2 | 308.9 | 133.3 | 0 | 0 | 0 | 0 | 36.2 | 6.6 | 4 | 9.3 | 5.6 | 5.9 | 47.6 | 6.3 | 4 | 4.3 | 6.4 | 5 | 23.8 | 8 | 5.2 | 9.8 | 3.8 | 3.5 | 37.7 | 5.4 | 7.8 | 7 | 4.2 | 4.5 | 33.6 | 14.4 | 7.3 | 9.3 | 5.4 | 3.3 | 38.4 | 9.6 | 10.4 | 7.4 | 5.4 | 3.7 | 37.9 | 7.5 | 6.3 | 8.9 | 2.5 | 0.6 | 19.7 | 7.9 | 0 | 0 | 0 | 0 | 5.18 | 0.92 | 0.56 | 1.32 | 0.78 | 0.8 | 6.83 | 0.89 | 0.57 | 0.61 | 0.89 | 0.68 | 3.4 | 1.09 | 0.71 | 1.37 | 0.51 | 0.44 | 5.42 | 0.75 | 1.09 | 0.98 | 0.58 | 0.6 | 4.77 | 2.06 | 1.04 | 1.33 | 0.76 | 0.46 | 5.5 | 1.35 | 1.46 | 1.04 | 0.73 | 0.49 | 5.44 | 1.04 | 0.9 | 1.25 | 0.33 | 0.07 | 2.8 | 1.09 | 0 | 0 | 0 | 0 | 26.8 | 8.9 | 8.4 | 8.2 | 6.9 | 10 | 30.4 | 7.7 | 5.1 | 4.8 | 7.4 | 9.4 | 19.5 | 13.1 | 7.8 | 9.6 | 8.4 | 10 | 25.3 | 8.1 | 10.5 | 9.4 | 6.8 | 8.3 | 27.9 | 9 | 7.4 | 7.9 | 6.8 | 4.7 | 27.1 | 10.5 | 10.1 | 7.6 | 8.7 | 8.5 | 30.5 | 10.3 | 8.8 | 9.9 | 5.9 | 3.6 | 24.9 | 11 | 0 | 0 | 0 | 0 | 1910.4 | 562.8 | 368.3 | 522.9 | 441.1 | 617.4 | 2193.7 | 473.6 | 292.2 | 258.5 | 451.8 | 598 | 1385.2 | 818.4 | 486 | 600.1 | 431 | 612.2 | 1786.4 | 502 | 643.8 | 515.9 | 433.2 | 524.9 | 2063 | 588.2 | 357.5 | 455.6 | 312.8 | 288.5 | 1955.9 | 654 | 632.9 | 468 | 555.7 | 514.2 | 2108.1 | 630.6 | 399.5 | 607.3 | 380.3 | 224.1 | 1693.1 | 689.4 | 0 | 0 | 0 | 0 | 0.23 | 0.06 | 0.09 | 0.06 | 0.04 | 0.06 | 0.28 | 0.05 | 0.04 | 0.05 | 0.06 | 0.05 | 0.16 | 0.08 | 0.05 | 0.07 | 0.07 | 0.05 | 0.24 | 0.05 | 0.07 | 0.08 | 0.04 | 0.04 | 0.22 | 0.08 | 0.09 | 0.08 | 0.08 | 0.03 | 0.24 | 0.07 | 0.07 | 0.06 | 0.05 | 0.05 | 0.27 | 0.07 | 0.1 | 0.07 | 0.03 | 0.01 | 0.19 | 0.07 | 0 | 0 | 0 | 0 | 0.036
| 22 | 157.2656 | 11.7322 | 1.6558 | 158.0672 | 11.4539 | 726.6229 | 0.097392 | 33.1339 | 168.7195 | 738.355 | 1.7532 | 191.2011 | 433.4 | 94.6 | 70.2 | 123.4 | 78.3 | 106.7 | 525.4 | 97.7 | 58.1 | 56.7 | 87.6 | 103 | 289.5 | 147.9 | 89.8 | 129.1 | 73.5 | 92.5 | 411.5 | 87.6 | 122.6 | 98.8 | 78.1 | 86.8 | 433.7 | 162.4 | 93.4 | 109.2 | 67.2 | 51.8 | 448.3 | 132.6 | 133.7 | 96.9 | 93 | 76.7 | 462.4 | 112.3 | 73.4 | 128.3 | 51.8 | 18.5 | 301.4 | 122.2 | 0 | 0 | 0 | 0 | 36.4 | 5.3 | 3.9 | 9.7 | 5.2 | 6 | 46.4 | 6.2 | 3.8 | 4.3 | 6 | 5.3 | 23 | 8.3 | 5 | 9.6 | 3.9 | 3.7 | 34.9 | 4.8 | 7.2 | 6.5 | 4.4 | 4.4 | 36.1 | 15.1 | 7.8 | 9 | 5.3 | 3.2 | 38.4 | 9 | 9.6 | 7.1 | 5.3 | 3.5 | 37.1 | 6.7 | 5.6 | 9.1 | 2.3 | 0.6 | 19.6 | 7.3 | 0 | 0 | 0 | 0 | 5.21 | 0.72 | 0.53 | 1.37 | 0.72 | 0.82 | 6.65 | 0.87 | 0.53 | 0.62 | 0.84 | 0.71 | 3.29 | 1.13 | 0.69 | 1.35 | 0.53 | 0.47 | 5.01 | 0.66 | 1 | 0.9 | 0.6 | 0.59 | 5.14 | 2.17 | 1.11 | 1.28 | 0.75 | 0.45 | 5.5 | 1.27 | 1.36 | 1 | 0.72 | 0.46 | 5.33 | 0.93 | 0.8 | 1.28 | 0.3 | 0.07 | 2.79 | 1 | 0 | 0 | 0 | 0 | 26.1 | 8.1 | 8.7 | 8 | 6 | 9.5 | 29.4 | 7.7 | 4.9 | 4.5 | 7 | 9.2 | 18.7 | 12.6 | 7.8 | 9.1 | 8.2 | 9.6 | 24.6 | 7.6 | 10.2 | 9 | 6.6 | 7.9 | 26.2 | 8.3 | 7.6 | 7.6 | 6.4 | 4.3 | 26.2 | 9.9 | 9.5 | 7 | 7.9 | 7.8 | 29.7 | 9.3 | 8.7 | 9.5 | 4.9 | 3.5 | 23.9 | 10.1 | 0 | 0 | 0 | 0 | 1870.9 | 509.6 | 382.8 | 515.5 | 382.4 | 582.1 | 2135.8 | 476.8 | 276.8 | 242.3 | 416.9 | 586.2 | 1330.3 | 793.9 | 484.7 | 570.4 | 417.5 | 589.5 | 1735.7 | 473.2 | 633.8 | 481.7 | 422.5 | 499.5 | 1934.5 | 547.8 | 362.1 | 436.6 | 287 | 263.6 | 1891 | 617.8 | 596.9 | 430.1 | 503.2 | 466.7 | 2061.7 | 569.9 | 389.1 | 587.9 | 317.8 | 218.6 | 1627.2 | 632 | 0 | 0 | 0 | 0 | 0.23 | 0.05 | 0.1 | 0.06 | 0.04 | 0.06 | 0.27 | 0.05 | 0.04 | 0.05 | 0.05 | 0.05 | 0.16 | 0.07 | 0.05 | 0.07 | 0.08 | 0.05 | 0.22 | 0.04 | 0.06 | 0.08 | 0.04 | 0.04 | 0.22 | 0.08 | 0.09 | 0.07 | 0.08 | 0.03 | 0.23 | 0.07 | 0.07 | 0.06 | 0.05 | 0.05 | 0.26 | 0.06 | 0.1 | 0.07 | 0.02 | 0.01 | 0.19 | 0.06 | 0 | 0 | 0 | 0 | 0.035
| 23 | 154.6035 | 11.6464 | 1.6534 | 155.4019 | 11.1765 | 705.8591 | 0.097392 | 32.2377 | 165.78 | 717.5056 | 1.7508 | 187.6396 | 428.4 | 92.5 | 69.4 | 119.9 | 75.7 | 101.9 | 512.7 | 94.5 | 63.4 | 57.9 | 83.8 | 104.2 | 283.8 | 148.9 | 92.9 | 130.8 | 71.5 | 89.7 | 397.1 | 79.6 | 116.9 | 95.7 | 75 | 82.4 | 424.5 | 155.6 | 99.5 | 109.5 | 67.4 | 49.2 | 437.4 | 129.8 | 133.8 | 94.1 | 93.5 | 76.3 | 468.8 | 108.4 | 74.6 | 123.7 | 44.2 | 19.6 | 308.9 | 125.4 | 0 | 0 | 0 | 0 | 36 | 5.4 | 4 | 9.4 | 5.2 | 5.8 | 45.1 | 6.1 | 4.2 | 4.5 | 5.8 | 5.5 | 22.6 | 8.6 | 5.4 | 9.9 | 4 | 3.6 | 33.9 | 4.3 | 6.8 | 6.5 | 4.5 | 4.1 | 35.9 | 14.6 | 8.9 | 9.4 | 5.5 | 3.1 | 37.5 | 8.7 | 9.7 | 7 | 5.2 | 3.4 | 37.8 | 6.4 | 5.8 | 9 | 2 | 0.7 | 20.1 | 8 | 0 | 0 | 0 | 0 | 5.16 | 0.75 | 0.55 | 1.34 | 0.72 | 0.79 | 6.47 | 0.86 | 0.58 | 0.63 | 0.8 | 0.74 | 3.22 | 1.18 | 0.75 | 1.4 | 0.54 | 0.46 | 4.87 | 0.59 | 0.94 | 0.92 | 0.62 | 0.54 | 5.12 | 2.09 | 1.28 | 1.34 | 0.79 | 0.43 | 5.37 | 1.22 | 1.38 | 0.99 | 0.71 | 0.45 | 5.43 | 0.9 | 0.82 | 1.26 | 0.26 | 0.07 | 2.87 | 1.11 | 0 | 0 | 0 | 0 | 25.7 | 7.7 | 8.6 | 7.8 | 5.7 | 9 | 28.8 | 7.4 | 5.3 | 4.6 | 6.8 | 9.2 | 18.3 | 12.5 | 7.8 | 9.1 | 8 | 9.4 | 23.5 | 7 | 9.8 | 8.7 | 6.1 | 7.6 | 25.1 | 7.9 | 7.5 | 7.3 | 6.4 | 4.1 | 25.6 | 9.8 | 9.4 | 6.8 | 8 | 7.8 | 30 | 9 | 8.8 | 9 | 4.2 | 3.6 | 24.5 | 9.8 | 0 | 0 | 0 | 0 | 1843.5 | 481 | 372.9 | 498.9 | 360.9 | 551.2 | 2090.8 | 454.6 | 304.3 | 245.3 | 398.2 | 584 | 1303.5 | 784.2 | 488.1 | 569.6 | 396.9 | 571.6 | 1655 | 433.3 | 605.3 | 453.5 | 389.8 | 479.6 | 1853.6 | 519.6 | 354.6 | 415.9 | 274.9 | 249.6 | 1841 | 610.3 | 593.3 | 412.6 | 511.1 | 467.4 | 2079.6 | 547.7 | 392.9 | 554.6 | 268.5 | 229.4 | 1658.3 | 620.1 | 0 | 0 | 0 | 0 | 0.23 | 0.05 | 0.1 | 0.06 | 0.04 | 0.06 | 0.26 | 0.05 | 0.04 | 0.05 | 0.05 | 0.05 | 0.15 | 0.08 | 0.05 | 0.07 | 0.08 | 0.05 | 0.22 | 0.04 | 0.06 | 0.08 | 0.04 | 0.04 | 0.21 | 0.08 | 0.1 | 0.08 | 0.08 | 0.03 | 0.23 | 0.07 | 0.07 | 0.05 | 0.05 | 0.05 | 0.27 | 0.06 | 0.1 | 0.07 | 0.02 | 0.01 | 0.19 | 0.06 | 0 | 0 | 0 | 0 | 0.034
MISO_South | 0 | 234.4812 | 11.7666 | 1.6224 | 235.2748 | 22.6569 | 1372.5709 | 0.16025 | 63.6033 | 257.1382 | 1384.3375 | 1.7826 | 298.8781 | 603 | 190.3 | 162.2 | 63.9 | 187.8 | 209.7 | 564.7 | 190.1 | 69.7 | 92.6 | 185.3 | 210.9 | 575.4 | 257.1 | 145.1 | 200.2 | 180.6 | 156.3 | 485.9 | 252.5 | 163 | 204.6 | 192.7 | 179.7 | 472.6 | 302.1 | 195.5 | 126.2 | 151.9 | 117.4 | 584.4 | 205.4 | 209.4 | 150 | 92.4 | 84.2 | 611 | 264.6 | 106.5 | 71.9 | 80.3 | 54.7 | 504.7 | 251.1 | 0 | 0 | 0 | 0 | 40.4 | 4.4 | 6.6 | 3 | 8.9 | 7.8 | 40 | 5.4 | 3 | 4.7 | 7.6 | 7.8 | 36.7 | 6.5 | 3.7 | 7.7 | 6 | 3.5 | 22.8 | 5.2 | 3.7 | 5.3 | 5.4 | 5.7 | 26.4 | 23.8 | 15.5 | 8.6 | 10.9 | 5.7 | 39.9 | 6.3 | 6.1 | 7.2 | 3.8 | 3 | 40.2 | 6.8 | 5.5 | 3.2 | 2 | 1.9 | 28.4 | 6.5 | 0 | 0 | 0 | 0 | 5.84 | 0.49 | 0.86 | 0.4 | 1.19 | 1 | 5.8 | 0.64 | 0.4 | 0.64 | 0.99 | 1 | 5.28 | 0.74 | 0.42 | 0.98 | 0.74 | 0.38 | 3.29 | 0.55 | 0.41 | 0.61 | 0.64 | 0.7 | 3.63 | 3.37 | 2.2 | 1.22 | 1.54 | 0.76 | 5.8 | 0.76 | 0.72 | 0.96 | 0.5 | 0.38 | 5.85 | 0.82 | 0.73 | 0.44 | 0.23 | 0.21 | 4.16 | 0.75 | 0 | 0 | 0 | 0 | 47.5 | 21.8 | 16 | 11 | 17.8 | 21.7 | 42.6 | 21 | 7.6 | 8.9 | 18.9 | 21.9 | 46.8 | 28.9 | 16.3 | 20.4 | 19.4 | 18.4 | 48.1 | 29.4 | 19.4 | 22.9 | 21.7 | 19.2 | 40.4 | 19.3 | 12.8 | 14.4 | 11 | 11.1 | 45.7 | 22.2 | 22.8 | 14.2 | 11.6 | 9.3 | 49.4 | 30.2 | 11.3 | 12.4 | 9.1 | 8.9 | 45.8 | 28.3 | 0 | 0 | 0 | 0 | 3020.4 | 1385.5 | 1016.5 | 386.7 | 1104.6 | 1357.6 | 2670.7 | 1320.6 | 417.7 | 524.6 | 1162.8 | 1351.5 | 3044.7 | 1845.2 | 1038.2 | 1292.1 | 1219.9 | 1147.4 | 2987.6 | 1878.1 | 1186.5 | 1461.9 | 1355.9 | 1217.4 | 3038.3 | 1266.6 | 804.4 | 595.5 | 686.3 | 685.6 | 2826.4 | 1403.6 | 1459 | 886 | 581 | 551.6 | 3028.9 | 1832.2 | 708.1 | 438.4 | 574.5 | 533.9 | 2728.8 | 1800.6 | 0 | 0 | 0 | 0 | 0.42 | 0.08 | 0.08 | 0.15 | 0.1 | 0.11 | 0.39 | 0.09 | 0.05 | 0.06 | 0.1 | 0.11 | 0.39 | 0.11 | 0.07 | 0.1 | 0.09 | 0.08 | 0.39 | 0.11 | 0.09 | 0.09 | 0.1 | 0.08 | 0.24 | 0.14 | 0.1 | 0.18 | 0.08 | 0.06 | 0.42 | 0.1 | 0.09 | 0.08 | 0.1 | 0.05 | 0.45 | 0.14 | 0.06 | 0.16 | 0.04 | 0.04 | 0.41 | 0.11 | 0 | 0 | 0 | 0 | 0.033
| 1 | 237.9666 | 11.932 | 1.6489 | 238.7723 | 22.9587 | 1391.9806 | 0.16025 | 64.4835 | 260.9253 | 1403.9126 | 1.8091 | 303.2558 | 604.2 | 190.7 | 173.7 | 63.3 | 194 | 198.9 | 569.4 | 189 | 69.9 | 101.6 | 179.7 | 206.6 | 582.5 | 255.6 | 144 | 199.4 | 177.5 | 153 | 476.9 | 251.1 | 159.3 | 205.9 | 215.1 | 182.8 | 479.6 | 301.8 | 216 | 116.4 | 163.7 | 116.4 | 589 | 204.6 | 204.8 | 152.3 | 94.4 | 90.1 | 613.5 | 259.2 | 107 | 75 | 76.4 | 50.7 | 510.2 | 246.5 | 0 | 0 | 0 | 0 | 40.3 | 4.4 | 7.2 | 3 | 9.4 | 7.7 | 40.4 | 5.4 | 2.9 | 5 | 7.7 | 8 | 37.8 | 6.7 | 3.8 | 8.1 | 6.3 | 3.5 | 21.1 | 5.2 | 3.7 | 5.4 | 6.3 | 5.9 | 27.7 | 24 | 18 | 8.4 | 11.3 | 5.7 | 40.4 | 6.1 | 5.9 | 7.5 | 3.9 | 3.2 | 40.5 | 6.7 | 5.4 | 3.3 | 2 | 1.8 | 29.2 | 6.5 | 0 | 0 | 0 | 0 | 5.84 | 0.49 | 0.95 | 0.4 | 1.25 | 1 | 5.87 | 0.65 | 0.39 | 0.67 | 1 | 1.03 | 5.45 | 0.77 | 0.44 | 1.05 | 0.79 | 0.38 | 3.04 | 0.54 | 0.41 | 0.62 | 0.75 | 0.73 | 3.81 | 3.39 | 2.56 | 1.18 | 1.59 | 0.77 | 5.89 | 0.75 | 0.7 | 1.01 | 0.51 | 0.41 | 5.9 | 0.81 | 0.72 | 0.44 | 0.23 | 0.21 | 4.27 | 0.75 | 0 | 0 | 0 | 0 | 47.8 | 21.8 | 17 | 10.9 | 18.1 | 20.4 | 42.9 | 20.7 | 7.7 | 10 | 18.1 | 21.1 | 46.9 | 28.5 | 16.1 | 19.9 | 18.7 | 18 | 48.4 | 29.3 | 19 | 23 | 24 | 19.4 | 40.1 | 19.1 | 13.3 | 13.5 | 12.2 | 10.8 | 45.9 | 22.2 | 22.3 | 14.2 | 11.9 | 9.9 | 49.5 | 29.5 | 11.5 | 12.7 | 8.6 | 8.4 | 45.9 | 27.8 | 0 | 0 | 0 | 0 | 3021.5 | 1389.7 | 1081.1 | 383.4 | 1143.7 | 1273.1 | 2670.2 | 1307.6 | 424.8 | 590.6 | 1113.3 | 1312.6 | 3027.2 | 1820.7 | 1022.2 | 1261.8 | 1175.4 | 1120 | 3020.5 | 1868 | 1156.7 | 1469 | 1497.4 | 1234 | 3029.9 | 1256.6 | 845.6 | 540.1 | 769.1 | 679.7 | 2806.9 | 1404.1 | 1428.5 | 888 | 596.2 | 589.8 | 3023.1 | 1790.7 | 722.9 | 463.5 | 545.2 | 504 | 2725.8 | 1769 | 0 | 0 | 0 | 0 | 0.42 | 0.08 | 0.08 | 0.15 | 0.1 | 0.1 | 0.4 | 0.09 | 0.05 | 0.07 | 0.1 | 0.11 | 0.4 | 0.11 | 0.06 | 0.1 | 0.09 | 0.08 | 0.38 | 0.11 | 0.09 | 0.09 | 0.11 | 0.08 | 0.24 | 0.14 | 0.11 | 0.18 | 0.09 | 0.06 | 0.43 | 0.1 | 0.09 | 0.08 | 0.1 | 0.06 | 0.46 | 0.14 | 0.06 | 0.16 | 0.03 | 0.03 | 0.41 | 0.11 | 0 | 0 | 0 | 0 | 0.032
| 2 | 239.6297 | 12.1705 | 1.6763 | 240.45 | 23.0311 | 1393.9846 | 0.16496 | 64.6168 | 262.6608 | 1406.155 | 1.8412 | 305.0669 | 605.7 | 194.4 | 175 | 61.5 | 199.2 | 195.5 | 572.5 | 188.9 | 74.4 | 111.3 | 179.6 | 207.3 | 584.2 | 259.4 | 145.7 | 200.5 | 174.6 | 150.5 | 476.3 | 255.4 | 159 | 204.9 | 229.1 | 191 | 494.3 | 301.7 | 215 | 116.6 | 169.5 | 116.7 | 591.7 | 208.2 | 207.3 | 155.4 | 97 | 93 | 614.6 | 261.6 | 110.8 | 71.1 | 75 | 50.2 | 513 | 247.8 | 0 | 0 | 0 | 0 | 40.7 | 4.5 | 7.7 | 3.1 | 9.3 | 7.5 | 40.5 | 5.4 | 3.1 | 6 | 7.7 | 8.4 | 38 | 7 | 3.8 | 8.5 | 6.4 | 3.4 | 21 | 5.3 | 3.8 | 5.4 | 6.5 | 6.4 | 30.1 | 23.7 | 17.8 | 8.7 | 11.8 | 5.9 | 40.9 | 6.4 | 6.2 | 7.7 | 4 | 3.3 | 40.6 | 6.7 | 5.8 | 3 | 1.9 | 1.8 | 29.1 | 6.5 | 0 | 0 | 0 | 0 | 5.89 | 0.5 | 1.01 | 0.41 | 1.23 | 0.97 | 5.89 | 0.65 | 0.41 | 0.81 | 1.01 | 1.09 | 5.48 | 0.81 | 0.45 | 1.1 | 0.81 | 0.37 | 3.01 | 0.56 | 0.43 | 0.63 | 0.77 | 0.79 | 4.17 | 3.36 | 2.54 | 1.23 | 1.64 | 0.79 | 5.96 | 0.78 | 0.75 | 1.04 | 0.52 | 0.42 | 5.92 | 0.81 | 0.78 | 0.39 | 0.22 | 0.21 | 4.27 | 0.75 | 0 | 0 | 0 | 0 | 47.7 | 22.2 | 16.8 | 10.7 | 19 | 20.1 | 43.3 | 20.8 | 8.1 | 10.6 | 18.1 | 20.9 | 46.9 | 28.8 | 16.3 | 19.7 | 18.2 | 17.7 | 48.5 | 29.8 | 18.9 | 22.8 | 25.8 | 20.1 | 40 | 19.3 | 13.3 | 13.4 | 12.6 | 10.7 | 45.9 | 22.5 | 22.4 | 14.4 | 12.2 | 10.2 | 49.5 | 29.8 | 11.7 | 12.5 | 8.4 | 8.4 | 46.4 | 27.8 | 0 | 0 | 0 | 0 | 3015.1 | 1413.8 | 1066.7 | 363.7 | 1196.5 | 1255.6 | 2686.5 | 1309.6 | 454.3 | 620.1 | 1111 | 1302.1 | 3025.3 | 1836.7 | 1035.2 | 1250.3 | 1144.1 | 1104.4 | 3022.5 | 1898.6 | 1148.7 | 1458.4 | 1608 | 1280.8 | 3005.5 | 1268.3 | 847.3 | 525.7 | 797.3 | 673.5 | 2806 | 1419.4 | 1432.7 | 904.1 | 613.4 | 607.1 | 3019.2 | 1812.5 | 733.2 | 446.7 | 537.9 | 504.6 | 2738.8 | 1769.7 | 0 | 0 | 0 | 0 | 0.43 | 0.09 | 0.08 | 0.15 | 0.1 | 0.1 | 0.41 | 0.09 | 0.06 | 0.07 | 0.1 | 0.11 | 0.4 | 0.12 | 0.07 | 0.1 | 0.09 | 0.08 | 0.38 | 0.11 | 0.09 | 0.09 | 0.12 | 0.09 | 0.25 | 0.14 | 0.11 | 0.18 | 0.09 | 0.06 | 0.43 | 0.1 | 0.09 | 0.08 | 0.11 | 0.06 | 0.46 | 0.14 | 0.06 | 0.16 | 0.03 | 0.03 | 0.42 | 0.11 | 0 | 0 | 0 | 0 | 0.032
| 3 | 240.1198 | 12.117 | 1.6704 | 240.9369 | 23.1295 | 1400.6828 | 0.16496 | 64.9149 | 263.2493 | 1412.7998 | 1.8353 | 305.8518 | 604.3 | 198.1 | 173.5 | 62.7 | 196.9 | 194.6 | 573.8 | 191.7 | 74.1 | 111 | 180 | 205.6 | 579.9 | 261.6 | 147.7 | 201.7 | 178.2 | 150.9 | 482.6 | 254.6 | 161 | 203.1 | 228.3 | 192.9 | 485.5 | 308.7 | 204.7 | 113.7 | 160.4 | 116.9 | 596.2 | 212.4 | 209.6 | 156.5 | 99.3 | 95.5 | 612.9 | 264.7 | 111.4 | 73.6 | 73.1 | 50.1 | 511.3 | 248.5 | 0 | 0 | 0 | 0 | 40.5 | 4.6 | 7.7 | 3 | 9 | 7.5 | 40.6 | 5.4 | 3.1 | 5.8 | 7.6 | 8.1 | 37.2 | 6.9 | 3.8 | 8.5 | 6.5 | 3.5 | 22.1 | 5.2 | 3.8 | 5.4 | 6.4 | 6.1 | 28.5 | 24.2 | 16.8 | 8.6 | 11.1 | 6 | 41.9 | 6.4 | 6.4 | 7.5 | 4.2 | 3.4 | 40.4 | 6.8 | 6.1 | 3.1 | 1.8 | 1.9 | 28.7 | 6.7 | 0 | 0 | 0 | 0 | 5.86 | 0.51 | 1.01 | 0.41 | 1.19 | 0.96 | 5.91 | 0.65 | 0.41 | 0.78 | 0.99 | 1.05 | 5.36 | 0.8 | 0.44 | 1.11 | 0.83 | 0.38 | 3.17 | 0.55 | 0.43 | 0.63 | 0.76 | 0.74 | 3.94 | 3.42 | 2.39 | 1.21 | 1.56 | 0.8 | 6.11 | 0.78 | 0.77 | 1 | 0.54 | 0.44 | 5.89 | 0.82 | 0.82 | 0.41 | 0.21 | 0.22 | 4.2 | 0.78 | 0 | 0 | 0 | 0 | 47.7 | 22.6 | 16.6 | 10.9 | 18.9 | 20.1 | 43.3 | 21.1 | 8 | 10.7 | 18.3 | 20.9 | 47.1 | 29.2 | 16.5 | 19.8 | 18.6 | 17.7 | 48.2 | 29.7 | 19.1 | 22.6 | 25.8 | 20.7 | 40.1 | 19.8 | 12.9 | 13.1 | 11.9 | 10.7 | 45.4 | 23 | 22.6 | 14.8 | 12.4 | 10.4 | 49.4 | 30.2 | 11.6 | 12.7 | 8.2 | 8.4 | 46.4 | 27.8 | 0 | 0 | 0 | 0 | 3012.5 | 1440.8 | 1055.6 | 376.7 | 1190.6 | 1252.4 | 2692.2 | 1331.4 | 451.6 | 628.7 | 1121.6 | 1300.6 | 3033.3 | 1862.1 | 1052.2 | 1258.6 | 1166.7 | 1104.3 | 3025.4 | 1895.3 | 1163.4 | 1443.3 | 1605.2 | 1310.2 | 3027.1 | 1302.3 | 815.8 | 509.7 | 753.1 | 672.7 | 2796 | 1457.5 | 1445 | 927.1 | 622.8 | 622.2 | 3016.3 | 1830.2 | 723.8 | 459.7 | 525.6 | 501.9 | 2773.1 | 1770 | 0 | 0 | 0 | 0 | 0.43 | 0.09 | 0.08 | 0.15 | 0.1 | 0.1 | 0.41 | 0.09 | 0.06 | 0.07 | 0.1 | 0.11 | 0.4 | 0.12 | 0.07 | 0.1 | 0.09 | 0.08 | 0.38 | 0.11 | 0.09 | 0.09 | 0.12 | 0.09 | 0.24 | 0.15 | 0.11 | 0.18 | 0.08 | 0.06 | 0.43 | 0.1 | 0.09 | 0.08 | 0.11 | 0.06 | 0.46 | 0.14 | 0.06 | 0.16 | 0.03 | 0.03 | 0.41 | 0.11 | 0 | 0 | 0 | 0 | 0.032
| 4 | 239.227 | 12.2471 | 1.6899 | 240.0534 | 22.8496 | 1388.8818 | 0.16098 | 64.2823 | 262.0767 | 1401.1289 | 1.8509 | 304.3356 | 608.2 | 202.2 | 163.8 | 61.3 | 195.2 | 193.3 | 581.7 | 194.5 | 76.1 | 103.1 | 175.6 | 201 | 583.3 | 264.8 | 152.3 | 197.2 | 177 | 148.1 | 488.5 | 257.2 | 160.8 | 195.5 | 216.1 | 187.4 | 485.1 | 323.9 | 176.4 | 109.6 | 152 | 116.4 | 600.7 | 215.5 | 216.5 | 157.1 | 94.2 | 93.9 | 619.6 | 264.8 | 109.5 | 69 | 71.9 | 50 | 519.1 | 249.4 | 0 | 0 | 0 | 0 | 41.9 | 4.6 | 7.3 | 2.9 | 8.8 | 7.4 | 42.3 | 5.5 | 3.3 | 5.1 | 7.2 | 8.2 | 38.5 | 6.6 | 3.9 | 8.1 | 6.2 | 3.4 | 23.6 | 5.3 | 3.7 | 5 | 6.2 | 6 | 28.6 | 25.5 | 13.9 | 8.2 | 10.8 | 6.1 | 43.1 | 6.4 | 6.5 | 7.2 | 3.9 | 3.3 | 41.8 | 6.5 | 6.2 | 2.8 | 1.7 | 1.8 | 30.1 | 6.6 | 0 | 0 | 0 | 0 | 6.05 | 0.51 | 0.97 | 0.39 | 1.16 | 0.95 | 6.14 | 0.66 | 0.44 | 0.69 | 0.94 | 1.07 | 5.54 | 0.75 | 0.46 | 1.04 | 0.78 | 0.37 | 3.39 | 0.55 | 0.42 | 0.57 | 0.74 | 0.73 | 3.94 | 3.6 | 1.97 | 1.15 | 1.52 | 0.82 | 6.27 | 0.77 | 0.78 | 0.96 | 0.51 | 0.43 | 6.09 | 0.78 | 0.84 | 0.37 | 0.19 | 0.2 | 4.39 | 0.77 | 0 | 0 | 0 | 0 | 46.8 | 23.2 | 15.6 | 10.8 | 18.7 | 20 | 42.8 | 21.4 | 8.1 | 10.2 | 17.9 | 20.2 | 46.3 | 29.8 | 17 | 19.6 | 18.7 | 17.4 | 47.5 | 30 | 19.1 | 21.9 | 24.3 | 20 | 40.1 | 20.7 | 11.6 | 12.8 | 11.1 | 10.5 | 44.9 | 23.5 | 23.4 | 15.1 | 11.9 | 10.3 | 49 | 30.4 | 11.3 | 12.3 | 8.2 | 8.3 | 46.3 | 28 | 0 | 0 | 0 | 0 | 2988.1 | 1476.9 | 989.7 | 372.1 | 1185.5 | 1244.4 | 2683.2 | 1350.4 | 459.2 | 597.5 | 1101.1 | 1259.3 | 2998.2 | 1903.7 | 1085.9 | 1244.5 | 1173.6 | 1084.9 | 2995.6 | 1915.4 | 1166 | 1399.9 | 1512.4 | 1271.8 | 3021.3 | 1361.7 | 732.8 | 495.7 | 699.9 | 661.8 | 2780.4 | 1485.8 | 1497.7 | 946.9 | 593 | 613 | 3001.4 | 1845.5 | 705.5 | 436.8 | 520.8 | 498 | 2765.1 | 1785.8 | 0 | 0 | 0 | 0 | 0.42 | 0.09 | 0.08 | 0.14 | 0.1 | 0.1 | 0.4 | 0.09 | 0.05 | 0.07 | 0.1 | 0.1 | 0.4 | 0.12 | 0.07 | 0.09 | 0.09 | 0.08 | 0.37 | 0.11 | 0.09 | 0.09 | 0.11 | 0.09 | 0.24 | 0.15 | 0.09 | 0.17 | 0.08 | 0.06 | 0.43 | 0.1 | 0.1 | 0.08 | 0.1 | 0.06 | 0.46 | 0.14 | 0.06 | 0.16 | 0.03 | 0.03 | 0.42 | 0.11 | 0 | 0 | 0 | 0 | 0.032
| 5 | 212.9123 | 10.901 | 1.5006 | 213.6468 | 20.5128 | 1237.99 | 0.14816 | 57.4453 | 233.4251 | 1248.8909 | 1.6487 | 271.0921 | 571.1 | 195.7 | 114.6 | 53.3 | 145 | 170.8 | 538.6 | 182.2 | 64.2 | 97.6 | 127.7 | 167.9 | 569 | 253.5 | 150.5 | 166.4 | 151 | 128.8 | 482 | 251 | 146.7 | 150.6 | 166.9 | 155.1 | 451.9 | 280.4 | 131 | 97.3 | 120.1 | 93.8 | 594.1 | 210.1 | 191.7 | 135.5 | 81.1 | 85.5 | 592.2 | 252.5 | 85.9 | 62.5 | 58.7 | 33.4 | 487 | 235.1 | 0 | 0 | 0 | 0 | 39.1 | 4.6 | 4.8 | 2.7 | 6.6 | 6.9 | 39.1 | 5.3 | 2.6 | 4.8 | 5.7 | 6.8 | 37.6 | 6.4 | 4 | 6.5 | 5.7 | 3 | 24.6 | 5.2 | 3.5 | 4.1 | 4.7 | 5.1 | 23.9 | 21.6 | 10.3 | 7.6 | 8.7 | 5.5 | 41.8 | 6.2 | 6.1 | 6.2 | 3.6 | 3.1 | 40.2 | 6.4 | 5 | 2.7 | 1.5 | 1.5 | 28.4 | 6.4 | 0 | 0 | 0 | 0 | 5.65 | 0.5 | 0.63 | 0.36 | 0.87 | 0.89 | 5.68 | 0.64 | 0.34 | 0.64 | 0.74 | 0.87 | 5.42 | 0.73 | 0.47 | 0.83 | 0.72 | 0.32 | 3.55 | 0.55 | 0.4 | 0.48 | 0.55 | 0.64 | 3.26 | 3.05 | 1.45 | 1.08 | 1.22 | 0.76 | 6.08 | 0.75 | 0.74 | 0.82 | 0.47 | 0.39 | 5.87 | 0.77 | 0.69 | 0.37 | 0.17 | 0.17 | 4.15 | 0.74 | 0 | 0 | 0 | 0 | 44.1 | 22.4 | 11.3 | 9.9 | 13.9 | 17.3 | 39.6 | 19.9 | 7 | 9.6 | 12.7 | 16.9 | 45.1 | 28.5 | 16.7 | 16.9 | 15.7 | 15.3 | 45.8 | 29.2 | 17.4 | 16.7 | 18.8 | 16.3 | 39.8 | 18.4 | 8.7 | 11.5 | 8.7 | 7.9 | 45.3 | 22.9 | 20.4 | 13.1 | 10.2 | 9.3 | 46.8 | 28.9 | 9 | 11.5 | 6.6 | 6.5 | 43.3 | 26.3 | 0 | 0 | 0 | 0 | 2820.1 | 1424.2 | 705.7 | 315.8 | 879 | 1081.2 | 2488.8 | 1257.2 | 394.1 | 570.8 | 782.5 | 1063.7 | 2924.7 | 1819.3 | 1066.1 | 1066.9 | 980.3 | 942.7 | 2843.4 | 1863.7 | 1057.5 | 1062.7 | 1173.2 | 1045 | 3007.4 | 1204.1 | 547 | 419.1 | 546.6 | 497.4 | 2794.8 | 1447.7 | 1307.2 | 817.9 | 499.3 | 559.4 | 2821.7 | 1749.6 | 560.7 | 384.1 | 422.1 | 380.2 | 2570.5 | 1677.1 | 0 | 0 | 0 | 0 | 0.39 | 0.09 | 0.06 | 0.14 | 0.07 | 0.09 | 0.37 | 0.09 | 0.05 | 0.06 | 0.07 | 0.08 | 0.38 | 0.11 | 0.07 | 0.08 | 0.08 | 0.07 | 0.38 | 0.11 | 0.08 | 0.07 | 0.09 | 0.07 | 0.23 | 0.13 | 0.07 | 0.17 | 0.06 | 0.05 | 0.43 | 0.1 | 0.09 | 0.07 | 0.09 | 0.05 | 0.45 | 0.14 | 0.05 | 0.16 | 0.03 | 0.03 | 0.39 | 0.11 | 0 | 0 | 0 | 0 | 0.033
| 6 | 173.2403 | 9.0026 | 1.2448 | 173.8484 | 16.703 | 999.0242 | 0.12272 | 46.5075 | 189.9434 | 1008.0268 | 1.3675 | 220.3559 | 484.2 | 164.5 | 75.2 | 50 | 89.8 | 133.2 | 438.9 | 169.8 | 49.4 | 69.7 | 84.5 | 108.1 | 521.2 | 228.6 | 138.2 | 124.5 | 114.1 | 103.6 | 412.5 | 230.9 | 122.2 | 105.1 | 116.4 | 117.6 | 441.7 | 198.3 | 91.9 | 73.5 | 81.4 | 76.5 | 590.1 | 180.4 | 144.3 | 105.2 | 57.6 | 67.8 | 504.5 | 216.7 | 64.4 | 53.7 | 31.6 | 19 | 400.4 | 196.7 | 0 | 0 | 0 | 0 | 33.5 | 4.1 | 2.8 | 2.4 | 4.6 | 6 | 32.1 | 5.1 | 2.2 | 4 | 4.4 | 4.7 | 34.5 | 5.7 | 3.4 | 4.6 | 4.2 | 2.6 | 20.6 | 5 | 2.8 | 2.8 | 3.2 | 3.9 | 23.4 | 14 | 7.2 | 5.6 | 6.3 | 5.2 | 41.6 | 5.3 | 4.7 | 5.4 | 2.6 | 2.6 | 33.6 | 5.7 | 4.1 | 2.5 | 1 | 1.1 | 22.7 | 5.6 | 0 | 0 | 0 | 0 | 4.84 | 0.46 | 0.36 | 0.33 | 0.61 | 0.79 | 4.66 | 0.62 | 0.3 | 0.55 | 0.59 | 0.62 | 4.98 | 0.65 | 0.38 | 0.58 | 0.54 | 0.29 | 3 | 0.53 | 0.32 | 0.33 | 0.37 | 0.48 | 3.2 | 1.95 | 1.02 | 0.79 | 0.89 | 0.72 | 6.05 | 0.64 | 0.58 | 0.73 | 0.34 | 0.33 | 4.9 | 0.7 | 0.56 | 0.33 | 0.13 | 0.13 | 3.33 | 0.66 | 0 | 0 | 0 | 0 | 37.1 | 18.6 | 7.8 | 9.2 | 8.4 | 13 | 32.2 | 18.5 | 5.2 | 6.3 | 7.9 | 10.6 | 41.3 | 25.8 | 15.7 | 13.1 | 12.1 | 12.3 | 39.9 | 26.8 | 14.6 | 11.7 | 13.2 | 12.4 | 38.9 | 14.2 | 6.1 | 9.2 | 5.6 | 6 | 44.6 | 19.7 | 15.3 | 9.8 | 7.5 | 7.4 | 40.6 | 24.6 | 7 | 10.3 | 3.5 | 4.6 | 36.3 | 21.9 | 0 | 0 | 0 | 0 | 2371.9 | 1181.9 | 479.4 | 299 | 518.2 | 810.7 | 1998.7 | 1159.9 | 287.3 | 371.3 | 483.7 | 664.6 | 2666.4 | 1643.5 | 995.8 | 813.9 | 744.4 | 746.6 | 2410.2 | 1706.8 | 883.1 | 744.3 | 823.9 | 792.8 | 2926.4 | 924.8 | 382.4 | 325.7 | 349.7 | 369.7 | 2789.9 | 1243.3 | 977.3 | 601.9 | 353.6 | 440 | 2440.9 | 1487.6 | 429 | 325.3 | 221.5 | 266.1 | 2140.9 | 1389 | 0 | 0 | 0 | 0 | 0.33 | 0.07 | 0.04 | 0.13 | 0.05 | 0.07 | 0.31 | 0.08 | 0.04 | 0.05 | 0.05 | 0.06 | 0.35 | 0.1 | 0.06 | 0.07 | 0.06 | 0.06 | 0.34 | 0.1 | 0.07 | 0.05 | 0.06 | 0.05 | 0.22 | 0.09 | 0.05 | 0.13 | 0.05 | 0.04 | 0.41 | 0.09 | 0.06 | 0.06 | 0.07 | 0.04 | 0.38 | 0.12 | 0.04 | 0.15 | 0.01 | 0.02 | 0.33 | 0.09 | 0 | 0 | 0 | 0 | 0.033
| 7 | 141.6715 | 7.1604 | 0.99182 | 142.1557 | 13.9345 | 822.5956 | 0.10233 | 38.4758 | 155.606 | 829.756 | 1.0941 | 180.6315 | 394.6 | 141.9 | 54.1 | 47.7 | 54.5 | 99.8 | 343.3 | 153.2 | 37.9 | 46.8 | 51.1 | 89.6 | 484.2 | 198.3 | 137.7 | 89.2 | 88.5 | 90.6 | 372 | 217.5 | 106.4 | 69.7 | 83.2 | 90.6 | 425.9 | 135.2 | 63.9 | 59.6 | 44.8 | 54 | 596.1 | 152.6 | 119.6 | 69.9 | 43.3 | 54.8 | 421.7 | 186.8 | 58.4 | 50.2 | 22.3 | 14.7 | 328 | 165 | 0 | 0 | 0 | 0 | 26.9 | 3.3 | 1.8 | 2.4 | 2.9 | 4.2 | 24.5 | 4.4 | 1.6 | 2.6 | 2.9 | 4.7 | 32 | 4.9 | 3.2 | 3.1 | 3.4 | 2.3 | 20 | 4.7 | 2.5 | 1.8 | 2.2 | 2.8 | 22.2 | 9.2 | 4.8 | 4.5 | 3.3 | 3.7 | 42.3 | 4.5 | 3.9 | 3.7 | 1.9 | 1.9 | 27.5 | 4.9 | 3.8 | 2.4 | 0.8 | 0.7 | 18.3 | 4.6 | 0 | 0 | 0 | 0 | 3.9 | 0.37 | 0.23 | 0.32 | 0.39 | 0.55 | 3.59 | 0.54 | 0.21 | 0.36 | 0.39 | 0.63 | 4.61 | 0.56 | 0.36 | 0.38 | 0.43 | 0.27 | 2.94 | 0.51 | 0.29 | 0.22 | 0.26 | 0.34 | 3.02 | 1.28 | 0.68 | 0.64 | 0.46 | 0.51 | 6.14 | 0.55 | 0.48 | 0.5 | 0.25 | 0.23 | 4.03 | 0.6 | 0.52 | 0.33 | 0.1 | 0.08 | 2.7 | 0.54 | 0 | 0 | 0 | 0 | 30.8 | 16.2 | 5.8 | 8.3 | 5.4 | 10 | 25.9 | 16.8 | 4.2 | 4.3 | 4.6 | 8.1 | 38.5 | 22.4 | 15.7 | 9.8 | 9.5 | 10.8 | 34.8 | 25.1 | 12.7 | 7.8 | 9.4 | 9.7 | 37.9 | 9.9 | 4.4 | 7.3 | 3.4 | 4.3 | 44.7 | 16.7 | 12.7 | 6.6 | 5.9 | 6.2 | 34.6 | 21.2 | 6.5 | 9.4 | 2.3 | 3.9 | 30.3 | 18.4 | 0 | 0 | 0 | 0 | 1929.1 | 1031.1 | 353.6 | 280.5 | 309.1 | 619.8 | 1560.2 | 1054.4 | 224 | 251.8 | 279.9 | 507.3 | 2477.3 | 1426 | 1000 | 594.6 | 573 | 649.8 | 2051 | 1602.8 | 763.9 | 492.8 | 588.9 | 621.2 | 2858.6 | 646.8 | 273.8 | 265.7 | 202 | 259.5 | 2824.3 | 1045.1 | 807.6 | 393.3 | 270.8 | 367.2 | 2050.6 | 1289.9 | 393.4 | 296.5 | 148.1 | 226.6 | 1726 | 1171.1 | 0 | 0 | 0 | 0 | 0.28 | 0.06 | 0.03 | 0.11 | 0.03 | 0.05 | 0.25 | 0.07 | 0.03 | 0.03 | 0.03 | 0.05 | 0.33 | 0.09 | 0.06 | 0.05 | 0.05 | 0.05 | 0.31 | 0.1 | 0.06 | 0.03 | 0.04 | 0.04 | 0.21 | 0.06 | 0.03 | 0.1 | 0.03 | 0.03 | 0.41 | 0.07 | 0.05 | 0.04 | 0.06 | 0.04 | 0.33 | 0.1 | 0.04 | 0.13 | 0.01 | 0.02 | 0.29 | 0.08 | 0 | 0 | 0 | 0 | 0.034
| 8 | 133.1079 | 6.6441 | 0.9191 | 133.5568 | 13.1421 | 773.5268 | 0.097793 | 36.2199 | 146.25 | 780.1708 | 1.0169 | 169.7767 | 362.5 | 139.8 | 49.1 | 46.4 | 48.8 | 100.1 | 315.5 | 147.9 | 34.4 | 44 | 49 | 83.8 | 486.2 | 183.1 | 138.7 | 84.2 | 84.6 | 91.7 | 360.6 | 206.9 | 104.8 | 70.8 | 71.5 | 89.8 | 436.6 | 120.7 | 52.1 | 52.7 | 43.1 | 55.2 | 601 | 139.5 | 115.6 | 75 | 40.4 | 58.4 | 392.5 | 176.3 | 53.5 | 49.2 | 19.3 | 15.5 | 302.7 | 153.6 | 0 | 0 | 0 | 0 | 24.8 | 3.2 | 1.6 | 2.3 | 2.6 | 4.8 | 22.6 | 4.3 | 1.4 | 2.4 | 2.8 | 4.4 | 32.9 | 4.6 | 3.3 | 3.1 | 3.4 | 2.5 | 19.2 | 4.6 | 2.5 | 1.8 | 2 | 2.8 | 24.4 | 8.3 | 3.7 | 3.7 | 3.2 | 4.1 | 42.8 | 4.1 | 3.8 | 4.3 | 1.8 | 2.1 | 25.7 | 4.7 | 3.5 | 2.5 | 0.7 | 0.8 | 16.8 | 4.3 | 0 | 0 | 0 | 0 | 3.61 | 0.35 | 0.2 | 0.31 | 0.35 | 0.64 | 3.3 | 0.53 | 0.19 | 0.33 | 0.39 | 0.59 | 4.75 | 0.52 | 0.37 | 0.39 | 0.44 | 0.29 | 2.81 | 0.5 | 0.29 | 0.21 | 0.23 | 0.34 | 3.34 | 1.15 | 0.52 | 0.53 | 0.46 | 0.58 | 6.2 | 0.5 | 0.46 | 0.59 | 0.23 | 0.26 | 3.77 | 0.57 | 0.49 | 0.34 | 0.08 | 0.09 | 2.49 | 0.51 | 0 | 0 | 0 | 0 | 28.2 | 16.1 | 5.3 | 7.9 | 4.5 | 9.4 | 23.9 | 16.3 | 3.9 | 4.2 | 4.3 | 7.5 | 38 | 20.6 | 15.8 | 9.1 | 9 | 10.8 | 34 | 23.8 | 12.5 | 8 | 8 | 9.6 | 37.3 | 8.8 | 3.8 | 6.3 | 3.2 | 4.1 | 45 | 15.3 | 12.3 | 6.8 | 5.5 | 6.6 | 32.1 | 20 | 6 | 8.9 | 2 | 4 | 28.1 | 17.1 | 0 | 0 | 0 | 0 | 1750.9 | 1018.7 | 321.2 | 272.8 | 276.3 | 591.1 | 1422.3 | 1014.8 | 204.8 | 242.1 | 263.7 | 473.7 | 2428.7 | 1313.5 | 1004.5 | 550.9 | 539.4 | 651 | 2000.2 | 1518.9 | 750.4 | 501.9 | 503.2 | 615.5 | 2816.9 | 575.5 | 236.7 | 245.7 | 189 | 245.4 | 2846.4 | 954.6 | 781.9 | 403.3 | 251.8 | 387.3 | 1902 | 1212.8 | 362.5 | 284.4 | 129.8 | 234.1 | 1588.4 | 1087.9 | 0 | 0 | 0 | 0 | 0.26 | 0.06 | 0.03 | 0.11 | 0.02 | 0.05 | 0.24 | 0.07 | 0.03 | 0.03 | 0.03 | 0.04 | 0.33 | 0.08 | 0.06 | 0.05 | 0.05 | 0.05 | 0.3 | 0.09 | 0.06 | 0.03 | 0.03 | 0.04 | 0.22 | 0.06 | 0.03 | 0.08 | 0.03 | 0.03 | 0.41 | 0.07 | 0.05 | 0.05 | 0.06 | 0.04 | 0.31 | 0.1 | 0.04 | 0.13 | 0.01 | 0.02 | 0.27 | 0.07 | 0 | 0 | 0 | 0 | 0.035
| 9 | 129.0299 | 6.4214 | 0.88965 | 129.4641 | 12.766 | 751.4231 | 0.095909 | 35.1846 | 141.7959 | 757.8445 | 0.98556 | 164.6487 | 355.5 | 133.9 | 46.5 | 46.2 | 43.3 | 93 | 309.6 | 146.9 | 34.3 | 40.5 | 48.2 | 65.2 | 479.4 | 178.5 | 132.7 | 81.1 | 84.4 | 89.8 | 353.4 | 202.9 | 100.1 | 70.6 | 69.3 | 83 | 438.5 | 111.6 | 49.1 | 55 | 39.5 | 54.2 | 600.9 | 138.3 | 110.3 | 80.6 | 38.7 | 53.5 | 388.8 | 170.7 | 51.6 | 49 | 18 | 14.6 | 297.1 | 150 | 0 | 0 | 0 | 0 | 24.3 | 3.1 | 1.4 | 2.2 | 2.2 | 4.1 | 22.4 | 4.5 | 1.4 | 2.2 | 2.9 | 2.7 | 32 | 4.5 | 3.3 | 3.1 | 3.4 | 2.4 | 19 | 4.6 | 2.3 | 1.9 | 1.8 | 2.4 | 24.2 | 7.4 | 3.4 | 4 | 2.9 | 3.9 | 42.8 | 4.1 | 3.5 | 5 | 1.6 | 1.9 | 25.9 | 4.6 | 3.3 | 2.5 | 0.5 | 0.7 | 16.5 | 4.3 | 0 | 0 | 0 | 0 | 3.53 | 0.34 | 0.18 | 0.3 | 0.29 | 0.54 | 3.27 | 0.55 | 0.19 | 0.29 | 0.41 | 0.35 | 4.61 | 0.51 | 0.37 | 0.4 | 0.43 | 0.28 | 2.8 | 0.5 | 0.27 | 0.22 | 0.21 | 0.29 | 3.33 | 1.03 | 0.48 | 0.57 | 0.41 | 0.54 | 6.18 | 0.5 | 0.42 | 0.69 | 0.21 | 0.24 | 3.79 | 0.56 | 0.46 | 0.35 | 0.06 | 0.08 | 2.45 | 0.51 | 0 | 0 | 0 | 0 | 27.7 | 15.3 | 5.1 | 7.9 | 4.4 | 9.1 | 23.2 | 15.9 | 3.8 | 3.8 | 4 | 6.5 | 37.7 | 20.1 | 15 | 8.6 | 8.9 | 10.6 | 33.1 | 23.3 | 12 | 7.9 | 7.8 | 9.1 | 37.8 | 8.4 | 3.7 | 6.5 | 3 | 4.2 | 44.8 | 15.1 | 11.8 | 6.9 | 5.2 | 6.1 | 31.3 | 19.4 | 5.9 | 8.9 | 2 | 3.9 | 27.6 | 16.7 | 0 | 0 | 0 | 0 | 1725.4 | 973.1 | 309 | 274.9 | 251.3 | 568.8 | 1386.7 | 1000.2 | 203.9 | 224.3 | 250.1 | 408 | 2439.3 | 1279.8 | 954.5 | 521.8 | 537.5 | 639.4 | 1928.1 | 1486.9 | 717.8 | 497.4 | 493.1 | 578 | 2831.8 | 545.3 | 226.1 | 251 | 177.1 | 250.4 | 2876.7 | 943.9 | 752.2 | 413.3 | 245.3 | 355.7 | 1871 | 1168.2 | 353.7 | 281.3 | 124.7 | 228.6 | 1550 | 1060.9 | 0 | 0 | 0 | 0 | 0.25 | 0.06 | 0.03 | 0.11 | 0.02 | 0.05 | 0.23 | 0.07 | 0.03 | 0.03 | 0.03 | 0.03 | 0.32 | 0.08 | 0.06 | 0.05 | 0.05 | 0.05 | 0.3 | 0.09 | 0.06 | 0.03 | 0.03 | 0.04 | 0.22 | 0.05 | 0.03 | 0.09 | 0.03 | 0.03 | 0.4 | 0.07 | 0.05 | 0.05 | 0.05 | 0.04 | 0.3 | 0.09 | 0.04 | 0.13 | 0.01 | 0.02 | 0.26 | 0.07 | 0 | 0 | 0 | 0 | 0.036
| 10 | 128.611 | 6.3149 | 0.87262 | 129.0374 | 12.9005 | 754.3467 | 0.096676 | 35.4064 | 141.5115 | 760.6616 | 0.96929 | 164.4438 | 349.3 | 136.6 | 45.5 | 47.3 | 43.3 | 96.6 | 300.4 | 144.6 | 32.8 | 40.4 | 38.1 | 71.3 | 473.9 | 180.6 | 121.2 | 79 | 84.4 | 90 | 345.4 | 200.4 | 97.4 | 68.5 | 65.7 | 75.9 | 442.4 | 114.1 | 46.4 | 58.8 | 34.6 | 55.4 | 602.4 | 137.7 | 101.4 | 72.2 | 38.1 | 53.5 | 379.2 | 171.3 | 50.9 | 50.2 | 19.6 | 13.2 | 296.7 | 151.7 | 0 | 0 | 0 | 0 | 23.6 | 3.1 | 1.3 | 2.4 | 2.3 | 4.4 | 21.4 | 4.3 | 1.2 | 2.2 | 1.8 | 3.4 | 31.4 | 4.6 | 3.1 | 3 | 3.5 | 2.4 | 18.9 | 4.5 | 2.3 | 1.9 | 1.7 | 2.3 | 23.4 | 7.9 | 3 | 4.5 | 2.4 | 4.1 | 42.5 | 4 | 3.2 | 4.2 | 1.6 | 1.8 | 24.6 | 4.6 | 3.3 | 2.6 | 0.8 | 0.7 | 16.4 | 4.4 | 0 | 0 | 0 | 0 | 3.42 | 0.35 | 0.16 | 0.32 | 0.31 | 0.58 | 3.14 | 0.53 | 0.16 | 0.3 | 0.25 | 0.44 | 4.54 | 0.52 | 0.36 | 0.39 | 0.46 | 0.29 | 2.8 | 0.49 | 0.27 | 0.22 | 0.2 | 0.27 | 3.22 | 1.1 | 0.43 | 0.63 | 0.33 | 0.58 | 6.14 | 0.49 | 0.39 | 0.58 | 0.21 | 0.22 | 3.6 | 0.56 | 0.46 | 0.36 | 0.1 | 0.08 | 2.43 | 0.53 | 0 | 0 | 0 | 0 | 27.5 | 15.7 | 5.1 | 8 | 4.9 | 9.4 | 22.8 | 15.7 | 3.8 | 3.8 | 3.6 | 6.7 | 37.6 | 20.3 | 13.6 | 8.5 | 8.8 | 10.6 | 32.2 | 23 | 11.7 | 7.7 | 7.5 | 8.3 | 39.3 | 8.3 | 3.6 | 6.9 | 2.8 | 4.1 | 45.3 | 15.1 | 10.8 | 6.5 | 5.3 | 6.1 | 31.2 | 19.4 | 5.8 | 9 | 1.9 | 3.5 | 27.6 | 16.8 | 0 | 0 | 0 | 0 | 1714.3 | 994.5 | 305.2 | 276.2 | 246.5 | 586.3 | 1358.3 | 987 | 199.5 | 222.3 | 224.1 | 424.9 | 2398.5 | 1293.4 | 864.8 | 509.4 | 529.5 | 637.2 | 1842.2 | 1467.8 | 696.1 | 481.2 | 468.7 | 524.8 | 2891.7 | 540.3 | 222.7 | 258.7 | 164.9 | 246.3 | 2906.4 | 941.8 | 690.5 | 383.5 | 241.1 | 359.9 | 1858.5 | 1174.7 | 349.1 | 286.7 | 124.3 | 213 | 1557.2 | 1068.4 | 0 | 0 | 0 | 0 | 0.25 | 0.06 | 0.03 | 0.11 | 0.03 | 0.05 | 0.23 | 0.07 | 0.03 | 0.03 | 0.02 | 0.04 | 0.33 | 0.08 | 0.05 | 0.05 | 0.05 | 0.05 | 0.3 | 0.09 | 0.06 | 0.03 | 0.03 | 0.03 | 0.24 | 0.05 | 0.03 | 0.1 | 0.02 | 0.03 | 0.41 | 0.07 | 0.05 | 0.05 | 0.05 | 0.04 | 0.29 | 0.09 | 0.04 | 0.13 | 0.01 | 0.01 | 0.26 | 0.07 | 0 | 0 | 0 | 0 | 0.037
| 11 | 128.6933 | 6.1955 | 0.85953 | 129.1126 | 12.9231 | 756.1719 | 0.095695 | 35.4832 | 141.6164 | 762.3675 | 0.95522 | 164.5957 | 352.2 | 136.1 | 45.8 | 46.4 | 40.6 | 91.7 | 304 | 147.6 | 31.6 | 39.3 | 42.6 | 77.3 | 468.9 | 185.2 | 113.3 | 78.9 | 83.8 | 88.3 | 343.6 | 200.3 | 95.3 | 70.2 | 73.6 | 89.1 | 440.5 | 109.5 | 43.7 | 55.3 | 31.1 | 53.8 | 601.2 | 139.2 | 100.7 | 74.5 | 37 | 54.1 | 377.9 | 169.4 | 51 | 48.9 | 23.1 | 14.3 | 298 | 146.3 | 0 | 0 | 0 | 0 | 23.2 | 3.1 | 1.3 | 2.3 | 2 | 4.2 | 21.3 | 4.7 | 1.1 | 2.1 | 2.3 | 3.8 | 30.5 | 4.6 | 2.6 | 3.1 | 3.5 | 2.4 | 18.9 | 4.5 | 2.2 | 1.9 | 2 | 2.8 | 21.4 | 7.3 | 2.8 | 4.1 | 2 | 4.2 | 41.1 | 4.1 | 3.3 | 4.5 | 1.5 | 1.8 | 24.2 | 4.5 | 3.3 | 2.5 | 1.1 | 0.8 | 16.2 | 4.1 | 0 | 0 | 0 | 0 | 3.38 | 0.34 | 0.17 | 0.31 | 0.27 | 0.55 | 3.12 | 0.59 | 0.15 | 0.28 | 0.31 | 0.51 | 4.43 | 0.53 | 0.29 | 0.4 | 0.46 | 0.28 | 2.79 | 0.49 | 0.26 | 0.22 | 0.23 | 0.35 | 2.94 | 1.02 | 0.4 | 0.57 | 0.28 | 0.6 | 5.97 | 0.5 | 0.41 | 0.61 | 0.19 | 0.23 | 3.55 | 0.56 | 0.45 | 0.34 | 0.15 | 0.09 | 2.41 | 0.48 | 0 | 0 | 0 | 0 | 28.4 | 15.6 | 5.1 | 7.8 | 3.9 | 8.9 | 23.5 | 15.8 | 3.7 | 3.8 | 3.9 | 7.2 | 38 | 20.9 | 13 | 8.4 | 8.7 | 10.5 | 32 | 23.1 | 11.5 | 7.9 | 8.4 | 9.5 | 41.1 | 8.2 | 3.4 | 6.6 | 2.7 | 3.8 | 46.8 | 15.2 | 10.6 | 6.6 | 5.2 | 6.2 | 31.5 | 19.2 | 5.8 | 8.9 | 2.1 | 4 | 28.2 | 16.4 | 0 | 0 | 0 | 0 | 1735.6 | 990.7 | 306.5 | 273.4 | 235.5 | 554.6 | 1388.7 | 990 | 192.8 | 219.8 | 237.8 | 449.6 | 2366.8 | 1329.6 | 824.4 | 504.9 | 524.5 | 627.6 | 1827.5 | 1468.6 | 683.2 | 496.7 | 520.7 | 606.4 | 2973.7 | 531 | 211.8 | 251.2 | 154.1 | 227.9 | 2919.4 | 951.5 | 678.9 | 391.1 | 237.7 | 364.4 | 1854.5 | 1159 | 352.3 | 283.9 | 136.4 | 227.6 | 1556.7 | 1043 | 0 | 0 | 0 | 0 | 0.26 | 0.06 | 0.03 | 0.1 | 0.02 | 0.05 | 0.23 | 0.07 | 0.03 | 0.03 | 0.02 | 0.04 | 0.34 | 0.08 | 0.05 | 0.05 | 0.05 | 0.05 | 0.3 | 0.09 | 0.06 | 0.03 | 0.04 | 0.04 | 0.25 | 0.05 | 0.02 | 0.09 | 0.02 | 0.03 | 0.43 | 0.07 | 0.05 | 0.05 | 0.05 | 0.04 | 0.3 | 0.09 | 0.04 | 0.13 | 0.01 | 0.02 | 0.27 | 0.07 | 0 | 0 | 0 | 0 | 0.037
| 12 | 130.0556 | 6.3243 | 0.88319 | 130.4852 | 13.0601 | 754.6311 | 0.099676 | 35.5753 | 143.1157 | 760.9554 | 0.98287 | 166.0605 | 355 | 136.6 | 45.1 | 50.3 | 41.2 | 102.6 | 303.5 | 144 | 31.7 | 37.4 | 44.7 | 70.7 | 468.9 | 185.8 | 111.3 | 78.9 | 79.5 | 89.2 | 341.5 | 201.8 | 94.1 | 68.6 | 64.6 | 84.5 | 445.8 | 114 | 43 | 57.2 | 30.9 | 48.8 | 605.5 | 137.6 | 98.7 | 74.7 | 37.3 | 53.5 | 379.9 | 175 | 49.8 | 48.3 | 17.2 | 15.9 | 296.9 | 146.5 | 0 | 0 | 0 | 0 | 23.4 | 3.2 | 1.3 | 2.6 | 2 | 4.9 | 21 | 4.3 | 1.1 | 1.9 | 2.6 | 3.4 | 30.1 | 4.7 | 2.7 | 3.1 | 3.1 | 2.4 | 18.8 | 4.4 | 2.2 | 1.8 | 1.7 | 2.6 | 21.1 | 7.7 | 2.8 | 4.3 | 2 | 3.6 | 40.9 | 4 | 3.1 | 4.5 | 1.6 | 1.8 | 24.2 | 4.7 | 3.3 | 2.4 | 0.5 | 0.8 | 16 | 4 | 0 | 0 | 0 | 0 | 3.42 | 0.36 | 0.17 | 0.36 | 0.27 | 0.66 | 3.09 | 0.53 | 0.16 | 0.26 | 0.36 | 0.45 | 4.39 | 0.53 | 0.3 | 0.4 | 0.4 | 0.29 | 2.79 | 0.48 | 0.26 | 0.21 | 0.2 | 0.32 | 2.93 | 1.08 | 0.38 | 0.61 | 0.28 | 0.5 | 5.96 | 0.49 | 0.38 | 0.63 | 0.2 | 0.22 | 3.56 | 0.58 | 0.45 | 0.34 | 0.07 | 0.09 | 2.39 | 0.47 | 0 | 0 | 0 | 0 | 28.8 | 15.6 | 5 | 8.1 | 4.2 | 9.7 | 24 | 15.7 | 3.7 | 3.7 | 3.8 | 6.6 | 38.5 | 20.9 | 12.7 | 8.4 | 8.5 | 10.5 | 31.8 | 23.3 | 11.3 | 7.8 | 7.5 | 9.1 | 42.8 | 8.4 | 3.4 | 6.7 | 2.7 | 3.7 | 48 | 15.1 | 10.5 | 6.5 | 5.2 | 6.2 | 31.9 | 19.9 | 5.7 | 8.8 | 1.8 | 4.1 | 28.3 | 16.4 | 0 | 0 | 0 | 0 | 1719.8 | 990 | 299.4 | 287.4 | 241 | 605.9 | 1364.7 | 983.6 | 193.4 | 212.6 | 236.6 | 419.1 | 2366.5 | 1332.9 | 805.1 | 503 | 508.6 | 631.7 | 1800.6 | 1484.5 | 672.6 | 487.4 | 461.1 | 577.9 | 2947.2 | 546.6 | 210 | 254.9 | 154.3 | 220.3 | 2918.8 | 943.5 | 672.4 | 388.7 | 236.9 | 362.9 | 1853.2 | 1194.2 | 342.6 | 278.3 | 117 | 240.1 | 1546.8 | 1043.1 | 0 | 0 | 0 | 0 | 0.27 | 0.06 | 0.03 | 0.11 | 0.02 | 0.05 | 0.24 | 0.07 | 0.03 | 0.02 | 0.03 | 0.04 | 0.35 | 0.08 | 0.05 | 0.05 | 0.05 | 0.05 | 0.3 | 0.09 | 0.06 | 0.03 | 0.03 | 0.04 | 0.29 | 0.05 | 0.02 | 0.09 | 0.02 | 0.03 | 0.45 | 0.07 | 0.04 | 0.05 | 0.05 | 0.04 | 0.31 | 0.1 | 0.04 | 0.13 | 0.01 | 0.02 | 0.28 | 0.07 | 0 | 0 | 0 | 0 | 0.038
| 13 | 130.2923 | 6.3087 | 0.87671 | 130.7197 | 13.1293 | 758.3311 | 0.099461 | 35.7548 | 143.4216 | 764.6398 | 0.97617 | 166.4744 | 355.9 | 137 | 46.1 | 47.9 | 44 | 90.7 | 302.3 | 142.6 | 32 | 38 | 38.9 | 76.2 | 475.2 | 185.6 | 117 | 78.9 | 80.5 | 88.4 | 348.5 | 200.8 | 92.9 | 68.2 | 68.6 | 86.5 | 452.2 | 120 | 42.5 | 55.6 | 35.2 | 58.5 | 606.8 | 139.8 | 102.9 | 68.2 | 38.1 | 50.3 | 379.7 | 170.4 | 49.7 | 50 | 18.2 | 13.5 | 298.3 | 149.5 | 0 | 0 | 0 | 0 | 23.2 | 3.2 | 1.5 | 2.4 | 2.2 | 4 | 20.8 | 4.1 | 1.2 | 2 | 1.9 | 3.6 | 30.2 | 4.6 | 3 | 3 | 3.2 | 2.4 | 19.1 | 4.4 | 2.2 | 1.8 | 1.8 | 2.7 | 21.3 | 8.1 | 2.7 | 4.1 | 2.5 | 4.7 | 40.5 | 4.1 | 3.3 | 3.9 | 1.6 | 1.7 | 24 | 4.6 | 3.3 | 2.6 | 0.6 | 1.1 | 16.3 | 4 | 0 | 0 | 0 | 0 | 3.4 | 0.35 | 0.19 | 0.33 | 0.29 | 0.52 | 3.06 | 0.5 | 0.17 | 0.27 | 0.25 | 0.47 | 4.4 | 0.53 | 0.35 | 0.38 | 0.41 | 0.29 | 2.82 | 0.48 | 0.25 | 0.21 | 0.21 | 0.33 | 2.99 | 1.13 | 0.38 | 0.58 | 0.35 | 0.67 | 5.92 | 0.5 | 0.4 | 0.53 | 0.21 | 0.2 | 3.53 | 0.57 | 0.45 | 0.35 | 0.08 | 0.14 | 2.43 | 0.46 | 0 | 0 | 0 | 0 | 29.2 | 15.7 | 5 | 7.9 | 4.3 | 9 | 24 | 15.7 | 3.7 | 3.7 | 3.8 | 7.2 | 39.5 | 20.9 | 13.1 | 8.5 | 8.6 | 10.4 | 32.6 | 23.2 | 11.1 | 7.7 | 7.9 | 9.3 | 43.6 | 8.9 | 3.4 | 6.7 | 2.8 | 4 | 48.7 | 15.3 | 11 | 6.3 | 5.3 | 5.8 | 32.1 | 19.4 | 5.7 | 8.9 | 1.9 | 3.8 | 28.2 | 16.8 | 0 | 0 | 0 | 0 | 1732.9 | 995 | 301.5 | 278.2 | 257.2 | 556.8 | 1368.6 | 981.9 | 191.5 | 214 | 230.5 | 454.9 | 2404.3 | 1332.4 | 834.3 | 510.9 | 514.8 | 624.4 | 1848.4 | 1476.3 | 663.3 | 483 | 490.1 | 592.5 | 2956.2 | 575.7 | 208.5 | 250.7 | 165.4 | 239.7 | 2919.3 | 957.2 | 699.7 | 370.3 | 241.6 | 341.2 | 1857.2 | 1159.4 | 340.3 | 284.1 | 122.6 | 222.5 | 1538.7 | 1065.7 | 0 | 0 | 0 | 0 | 0.28 | 0.06 | 0.03 | 0.1 | 0.02 | 0.05 | 0.24 | 0.07 | 0.03 | 0.03 | 0.02 | 0.04 | 0.36 | 0.08 | 0.05 | 0.05 | 0.05 | 0.05 | 0.31 | 0.09 | 0.06 | 0.03 | 0.04 | 0.04 | 0.3 | 0.06 | 0.02 | 0.09 | 0.02 | 0.04 | 0.46 | 0.07 | 0.05 | 0.04 | 0.05 | 0.03 | 0.31 | 0.1 | 0.04 | 0.13 | 0.01 | 0.02 | 0.28 | 0.07 | 0 | 0 | 0 | 0 | 0.038
| 14 | 133.8078 | 6.4922 | 0.90435 | 134.2482 | 13.4955 | 774.6049 | 0.10421 | 36.6072 | 147.3034 | 781.0972 | 1.0086 | 170.8554 | 370.5 | 138.5 | 45.5 | 48 | 50.1 | 96.1 | 314.3 | 149.6 | 33.6 | 40.4 | 43.7 | 75.4 | 486.1 | 189.9 | 119.8 | 79.9 | 81.5 | 89.4 | 357 | 201 | 94 | 69.2 | 69.4 | 81.2 | 457.5 | 127.4 | 42.6 | 58.1 | 36.3 | 79.3 | 613.1 | 145.8 | 101.6 | 76.4 | 37.7 | 54.5 | 388.1 | 178.2 | 49.3 | 50.2 | 20.7 | 14.4 | 305.6 | 155.1 | 0 | 0 | 0 | 0 | 24.1 | 3.2 | 1.4 | 2.4 | 2.7 | 4.3 | 21.4 | 4.1 | 1.3 | 2.1 | 2.4 | 3.6 | 31.3 | 4.7 | 3.1 | 2.9 | 3.2 | 2.5 | 19.4 | 4.5 | 2.2 | 1.8 | 1.9 | 2.5 | 21.2 | 8.6 | 2.7 | 4.4 | 2.6 | 6.9 | 40.9 | 4 | 3.3 | 4.5 | 1.6 | 2.1 | 24.3 | 4.9 | 3.2 | 2.6 | 0.7 | 0.8 | 16.8 | 3.9 | 0 | 0 | 0 | 0 | 3.54 | 0.35 | 0.17 | 0.33 | 0.37 | 0.57 | 3.16 | 0.5 | 0.17 | 0.29 | 0.33 | 0.48 | 4.57 | 0.54 | 0.35 | 0.37 | 0.41 | 0.3 | 2.87 | 0.49 | 0.25 | 0.2 | 0.22 | 0.3 | 2.98 | 1.19 | 0.38 | 0.62 | 0.36 | 0.99 | 5.99 | 0.48 | 0.4 | 0.61 | 0.21 | 0.27 | 3.58 | 0.61 | 0.44 | 0.35 | 0.09 | 0.09 | 2.5 | 0.44 | 0 | 0 | 0 | 0 | 30.5 | 15.9 | 5 | 8.1 | 4.6 | 9.4 | 25.3 | 16.6 | 4 | 3.9 | 4 | 7.1 | 40.2 | 21.4 | 13.5 | 8.8 | 8.7 | 10.4 | 33.6 | 23.1 | 11.3 | 7.8 | 8 | 8.8 | 44.6 | 9.5 | 3.4 | 6.9 | 2.9 | 4.8 | 49.4 | 16.2 | 10.8 | 6.8 | 5.2 | 6 | 33 | 20.2 | 5.6 | 9.1 | 2.2 | 3.8 | 28.8 | 17.6 | 0 | 0 | 0 | 0 | 1789 | 1007.9 | 302.2 | 279.4 | 278.7 | 583.4 | 1420.3 | 1040.7 | 204.9 | 225.9 | 241.9 | 443.9 | 2402.7 | 1363.9 | 855.9 | 521.4 | 524.6 | 627.4 | 1899.5 | 1474.2 | 674.6 | 492.8 | 492.6 | 559 | 2983.4 | 615.6 | 210.3 | 258.6 | 168.6 | 296.3 | 2923.3 | 1013.4 | 688.2 | 406.6 | 238.5 | 352.5 | 1910 | 1208.6 | 340.8 | 289.3 | 139.4 | 225.6 | 1577.9 | 1115.7 | 0 | 0 | 0 | 0 | 0.29 | 0.06 | 0.03 | 0.11 | 0.03 | 0.05 | 0.26 | 0.07 | 0.03 | 0.03 | 0.03 | 0.04 | 0.38 | 0.09 | 0.05 | 0.05 | 0.05 | 0.05 | 0.32 | 0.09 | 0.06 | 0.03 | 0.04 | 0.04 | 0.32 | 0.06 | 0.02 | 0.1 | 0.02 | 0.05 | 0.48 | 0.07 | 0.05 | 0.05 | 0.05 | 0.04 | 0.32 | 0.1 | 0.03 | 0.13 | 0.01 | 0.02 | 0.28 | 0.07 | 0 | 0 | 0 | 0 | 0.038
| 15 | 144.2063 | 7.0991 | 0.99571 | 144.6897 | 14.4264 | 828.3613 | 0.11478 | 39.1429 | 158.6326 | 835.4603 | 1.1105 | 183.8325 | 407 | 147.8 | 46.8 | 50.5 | 50.9 | 107.2 | 354.7 | 164.6 | 35.6 | 46.2 | 52 | 83.8 | 502.6 | 205 | 134.8 | 93.2 | 90.2 | 94.8 | 383.5 | 211 | 97.3 | 73.3 | 70.1 | 87.8 | 472.8 | 162.8 | 43.4 | 61.3 | 39.9 | 66.5 | 624.6 | 162.3 | 111.2 | 85 | 42.4 | 54.3 | 422.4 | 186.7 | 52.7 | 56.5 | 21.9 | 18.6 | 336.8 | 169.1 | 0 | 0 | 0 | 0 | 26.8 | 3.4 | 1.4 | 2.6 | 2.7 | 5.1 | 24.7 | 4.6 | 1.4 | 2.6 | 2.8 | 3.9 | 31.8 | 5 | 3.7 | 3.4 | 3.3 | 3 | 21.2 | 4.6 | 2.3 | 1.9 | 2 | 3 | 21.2 | 11.4 | 2.6 | 4.6 | 2.7 | 4.9 | 42.2 | 4.5 | 3.5 | 5 | 1.9 | 1.8 | 26.9 | 5 | 3.2 | 2.8 | 0.6 | 0.8 | 18.7 | 4.3 | 0 | 0 | 0 | 0 | 3.93 | 0.39 | 0.18 | 0.35 | 0.37 | 0.69 | 3.65 | 0.56 | 0.19 | 0.35 | 0.38 | 0.51 | 4.66 | 0.56 | 0.44 | 0.43 | 0.42 | 0.36 | 3.13 | 0.49 | 0.26 | 0.22 | 0.23 | 0.37 | 3 | 1.59 | 0.36 | 0.65 | 0.38 | 0.69 | 6.19 | 0.55 | 0.44 | 0.69 | 0.25 | 0.22 | 3.96 | 0.61 | 0.44 | 0.38 | 0.07 | 0.09 | 2.78 | 0.49 | 0 | 0 | 0 | 0 | 33.3 | 16.9 | 5.1 | 8.6 | 4.5 | 10.2 | 27.9 | 18.2 | 4 | 4.2 | 4.7 | 8 | 42.2 | 23.2 | 14.9 | 10 | 9.8 | 10.8 | 35.7 | 24.4 | 11.7 | 8.3 | 8 | 9.2 | 47.3 | 11.7 | 3.6 | 7.3 | 3.3 | 4.9 | 49.8 | 17.9 | 11.8 | 7.5 | 5.6 | 6.2 | 35.5 | 21.2 | 5.9 | 9.9 | 2.4 | 4.4 | 31.4 | 19.1 | 0 | 0 | 0 | 0 | 1948.5 | 1072.1 | 309.9 | 294.9 | 285.1 | 633.2 | 1569.8 | 1142.2 | 213.5 | 249.9 | 289.3 | 504.4 | 2498.4 | 1479.5 | 949.3 | 610.5 | 590.4 | 649.4 | 2022.4 | 1553.8 | 699 | 520.7 | 493.7 | 587.8 | 3060.4 | 763.4 | 222.2 | 274 | 190.5 | 297.1 | 2934.8 | 1126.6 | 755.7 | 451.4 | 261.7 | 368 | 2060 | 1274.4 | 359.7 | 330 | 154.4 | 256.8 | 1743.4 | 1211.2 | 0 | 0 | 0 | 0 | 0.32 | 0.07 | 0.03 | 0.12 | 0.03 | 0.06 | 0.29 | 0.08 | 0.03 | 0.03 | 0.03 | 0.04 | 0.4 | 0.09 | 0.06 | 0.05 | 0.05 | 0.06 | 0.34 | 0.09 | 0.06 | 0.03 | 0.04 | 0.04 | 0.35 | 0.08 | 0.02 | 0.1 | 0.03 | 0.04 | 0.49 | 0.08 | 0.05 | 0.05 | 0.05 | 0.04 | 0.34 | 0.11 | 0.04 | 0.14 | 0.01 | 0.02 | 0.3 | 0.08 | 0 | 0 | 0 | 0 | 0.039
| 16 | 178.1454 | 8.5826 | 1.2031 | 178.7296 | 17.9336 | 1028.4216 | 0.13763 | 48.6182 | 196.0791 | 1037.0042 | 1.3407 | 227.3478 | 487.2 | 185.5 | 59.7 | 66.1 | 74.3 | 161.5 | 444.3 | 204.2 | 44.3 | 68.6 | 77.2 | 119.7 | 535.6 | 244.1 | 172.5 | 143.8 | 137.9 | 125.7 | 442.8 | 238 | 124.6 | 99.9 | 93.6 | 107.1 | 481.2 | 252.1 | 65.3 | 70.3 | 58.3 | 94.3 | 622.5 | 204.9 | 171.3 | 119.8 | 56.5 | 61.1 | 501.9 | 227.4 | 63.3 | 77.3 | 40.6 | 26.5 | 419.8 | 226.5 | 0 | 0 | 0 | 0 | 31 | 4.6 | 2 | 3.3 | 3.5 | 6.9 | 29.7 | 6 | 1.9 | 3.5 | 3.4 | 4.8 | 32.9 | 6 | 4.4 | 4.9 | 4.5 | 3.5 | 23.9 | 5 | 2.7 | 2.5 | 2.7 | 3.4 | 18.4 | 16.9 | 4.7 | 4.8 | 4.1 | 6.5 | 40.6 | 5.7 | 5.2 | 5.7 | 2.5 | 2.2 | 31.5 | 5.9 | 3.8 | 3.5 | 1 | 1.2 | 22.7 | 6.1 | 0 | 0 | 0 | 0 | 4.57 | 0.53 | 0.26 | 0.45 | 0.46 | 0.9 | 4.39 | 0.73 | 0.26 | 0.48 | 0.45 | 0.62 | 4.84 | 0.67 | 0.51 | 0.6 | 0.56 | 0.41 | 3.57 | 0.53 | 0.3 | 0.29 | 0.32 | 0.42 | 2.65 | 2.35 | 0.66 | 0.67 | 0.57 | 0.9 | 5.99 | 0.68 | 0.64 | 0.75 | 0.34 | 0.28 | 4.66 | 0.72 | 0.51 | 0.46 | 0.11 | 0.14 | 3.39 | 0.71 | 0 | 0 | 0 | 0 | 41.1 | 21 | 6.3 | 10.5 | 7 | 15.9 | 36.3 | 22.4 | 4.7 | 6.4 | 7.6 | 12.1 | 46.1 | 27.6 | 19.4 | 15.4 | 15 | 14.4 | 42 | 27.7 | 15 | 11.3 | 10.5 | 11.4 | 51.8 | 18.9 | 4.7 | 8.8 | 4.5 | 7.2 | 51.5 | 22.7 | 18.4 | 11.5 | 7 | 6.7 | 42.8 | 25.9 | 6.9 | 12.4 | 4.6 | 5.5 | 39.7 | 25.4 | 0 | 0 | 0 | 0 | 2355.8 | 1329.9 | 386.7 | 388.9 | 445 | 1003.3 | 2020.4 | 1399 | 261.2 | 389 | 470 | 757.9 | 2686.4 | 1759.5 | 1234.1 | 964.9 | 932.3 | 887.1 | 2317.6 | 1759.3 | 907.9 | 715.4 | 653.5 | 726.3 | 3203.2 | 1213.9 | 294.7 | 343 | 273.2 | 450.3 | 2942.9 | 1426.3 | 1178 | 713.5 | 345.8 | 400.5 | 2437.2 | 1573.2 | 421 | 468.5 | 293.9 | 321.2 | 2199.1 | 1600 | 0 | 0 | 0 | 0 | 0.4 | 0.08 | 0.03 | 0.14 | 0.04 | 0.08 | 0.38 | 0.1 | 0.03 | 0.04 | 0.04 | 0.06 | 0.44 | 0.11 | 0.08 | 0.07 | 0.07 | 0.07 | 0.41 | 0.11 | 0.07 | 0.05 | 0.05 | 0.05 | 0.4 | 0.12 | 0.03 | 0.12 | 0.03 | 0.05 | 0.51 | 0.1 | 0.08 | 0.06 | 0.06 | 0.04 | 0.42 | 0.12 | 0.04 | 0.15 | 0.02 | 0.02 | 0.38 | 0.11 | 0 | 0 | 0 | 0 | 0.039
| 17 | 217.298 | 10.4144 | 1.4672 | 218.0089 | 21.9455 | 1235.289 | 0.17377 | 58.8045 | 239.2435 | 1245.7034 | 1.641 | 276.8134 | 592.9 | 236.9 | 73.9 | 58 | 113.4 | 240.7 | 570.3 | 243.3 | 48.7 | 79.9 | 141.7 | 202.2 | 596.9 | 291.2 | 223.8 | 200.2 | 194.4 | 166.5 | 522.4 | 275.3 | 174.9 | 142.3 | 135.6 | 148.6 | 490.7 | 333.4 | 78.1 | 83.1 | 94.5 | 123.9 | 627.8 | 239.4 | 251.5 | 174.4 | 82 | 73.8 | 594.5 | 282.5 | 71.1 | 77.1 | 80.4 | 50.3 | 525.7 | 279.9 | 0 | 0 | 0 | 0 | 36.8 | 6.2 | 2.9 | 2.9 | 5.5 | 8.6 | 37 | 7.7 | 2.1 | 3.9 | 5.2 | 6.8 | 35.6 | 6.8 | 5.4 | 6.4 | 6.1 | 3.8 | 27.2 | 5.9 | 3.8 | 3.4 | 3.7 | 4.7 | 17.2 | 19.5 | 6 | 5.9 | 6.4 | 6.5 | 39.3 | 7 | 7.2 | 7.2 | 3.2 | 2.6 | 35.8 | 7.5 | 4.3 | 3.3 | 1.8 | 1.6 | 28.1 | 7.2 | 0 | 0 | 0 | 0 | 5.49 | 0.72 | 0.38 | 0.39 | 0.73 | 1.09 | 5.55 | 0.95 | 0.28 | 0.52 | 0.66 | 0.86 | 5.31 | 0.76 | 0.61 | 0.78 | 0.74 | 0.42 | 4.09 | 0.64 | 0.42 | 0.38 | 0.44 | 0.57 | 2.54 | 2.68 | 0.86 | 0.83 | 0.9 | 0.87 | 5.86 | 0.84 | 0.85 | 0.93 | 0.42 | 0.32 | 5.36 | 0.91 | 0.59 | 0.45 | 0.2 | 0.18 | 4.25 | 0.84 | 0 | 0 | 0 | 0 | 51.6 | 26.6 | 7.5 | 10 | 10.5 | 25.1 | 48.5 | 26.2 | 5.2 | 7.7 | 14.8 | 21.5 | 53.4 | 33.2 | 25.4 | 21.6 | 21.2 | 19.5 | 50.8 | 31.9 | 20.8 | 16.2 | 15.4 | 15.9 | 55.2 | 27.6 | 5.3 | 10 | 7.3 | 11.1 | 54.5 | 26.1 | 27.5 | 17.5 | 10.1 | 8.2 | 52.9 | 32 | 7.6 | 12.8 | 9.2 | 8.2 | 50.7 | 31.7 | 0 | 0 | 0 | 0 | 2796 | 1679.3 | 462.7 | 339.8 | 670.1 | 1577.4 | 2519.7 | 1636.5 | 287.7 | 467.6 | 921.6 | 1334.4 | 2906 | 2116.5 | 1615.6 | 1363 | 1328.5 | 1218.5 | 2744.7 | 2027.6 | 1278.9 | 1029 | 957.8 | 1011.7 | 3219.8 | 1759.7 | 328.1 | 390 | 453.5 | 703.9 | 2926.1 | 1653.7 | 1756.2 | 1097.2 | 524.6 | 489.7 | 2850.6 | 1948.9 | 466.6 | 469.3 | 588.8 | 497 | 2658.3 | 1985.4 | 0 | 0 | 0 | 0 | 0.53 | 0.11 | 0.04 | 0.14 | 0.05 | 0.12 | 0.53 | 0.12 | 0.04 | 0.05 | 0.07 | 0.1 | 0.54 | 0.13 | 0.1 | 0.1 | 0.1 | 0.08 | 0.5 | 0.12 | 0.09 | 0.06 | 0.07 | 0.07 | 0.46 | 0.16 | 0.04 | 0.13 | 0.05 | 0.06 | 0.57 | 0.11 | 0.11 | 0.09 | 0.08 | 0.04 | 0.54 | 0.15 | 0.04 | 0.16 | 0.04 | 0.03 | 0.52 | 0.13 | 0 | 0 | 0 | 0 | 0.039
| 18 | 233.1326 | 11.1129 | 1.5699 | 233.8923 | 23.5575 | 1321.8403 | 0.18754 | 62.9995 | 256.6901 | 1332.9532 | 1.7574 | 296.8918 | 636.5 | 253.4 | 77.7 | 57.3 | 142 | 278.1 | 617.6 | 256.5 | 50.6 | 81.1 | 184.1 | 236.1 | 615.9 | 308.3 | 229.1 | 222.7 | 219 | 166.3 | 569.1 | 291.5 | 195.8 | 157.1 | 177.6 | 178.6 | 478.6 | 366.2 | 82.5 | 86.7 | 120.5 | 138.1 | 622.8 | 249 | 271 | 205.5 | 105.5 | 89.1 | 641.7 | 310.4 | 77.4 | 77.7 | 121.4 | 63.6 | 567.5 | 304.3 | 0 | 0 | 0 | 0 | 38.8 | 6.8 | 3 | 3 | 6.9 | 9.2 | 38.9 | 8 | 2.3 | 3.9 | 6.1 | 7.4 | 36.3 | 7.3 | 5.6 | 7 | 6.5 | 3.9 | 29.4 | 6.3 | 4.2 | 3.7 | 4.7 | 5.4 | 15 | 20.6 | 6.3 | 6.1 | 7.7 | 6.6 | 38.3 | 7.4 | 7.3 | 7.8 | 4.1 | 2.9 | 38.3 | 8.1 | 4.7 | 3.5 | 2.7 | 2 | 29.5 | 7.9 | 0 | 0 | 0 | 0 | 5.81 | 0.8 | 0.39 | 0.4 | 0.93 | 1.14 | 5.86 | 1 | 0.32 | 0.53 | 0.75 | 0.92 | 5.4 | 0.82 | 0.63 | 0.85 | 0.79 | 0.43 | 4.43 | 0.69 | 0.46 | 0.42 | 0.54 | 0.65 | 2.24 | 2.81 | 0.9 | 0.86 | 1.07 | 0.88 | 5.74 | 0.9 | 0.85 | 0.99 | 0.53 | 0.36 | 5.75 | 0.98 | 0.64 | 0.47 | 0.3 | 0.22 | 4.48 | 0.93 | 0 | 0 | 0 | 0 | 56.3 | 28.2 | 7.9 | 9.9 | 13.1 | 29.7 | 54 | 27.6 | 5.3 | 7.9 | 19.8 | 25.5 | 55.5 | 35.1 | 26 | 24 | 24.1 | 19.4 | 55.8 | 33.8 | 23.3 | 17.9 | 20.3 | 19.3 | 55.9 | 30.9 | 5.6 | 10.8 | 9.6 | 13 | 54.9 | 27 | 30 | 21.1 | 12.9 | 10 | 57.7 | 35.3 | 8.2 | 12.7 | 14 | 9.8 | 55.9 | 34.3 | 0 | 0 | 0 | 0 | 3008.2 | 1785.1 | 488.7 | 329.9 | 833.2 | 1865.8 | 2755.1 | 1730.4 | 291.1 | 466.5 | 1237.1 | 1590.9 | 3035.5 | 2231.7 | 1650.7 | 1524.5 | 1512.6 | 1210.7 | 2976.1 | 2139.3 | 1434.9 | 1138.1 | 1265.8 | 1227.9 | 3190.2 | 1988.5 | 350.1 | 411.4 | 602.7 | 815.3 | 2895.4 | 1711.7 | 1922 | 1333.6 | 674.3 | 600.6 | 3057.4 | 2147.7 | 504 | 466.3 | 888.5 | 594.7 | 2879.3 | 2153.4 | 0 | 0 | 0 | 0 | 0.58 | 0.12 | 0.04 | 0.14 | 0.07 | 0.13 | 0.59 | 0.12 | 0.04 | 0.05 | 0.09 | 0.12 | 0.56 | 0.14 | 0.1 | 0.1 | 0.11 | 0.08 | 0.55 | 0.13 | 0.1 | 0.07 | 0.09 | 0.08 | 0.47 | 0.17 | 0.04 | 0.15 | 0.06 | 0.07 | 0.58 | 0.12 | 0.12 | 0.1 | 0.1 | 0.05 | 0.6 | 0.17 | 0.05 | 0.16 | 0.05 | 0.04 | 0.58 | 0.15 | 0 | 0 | 0 | 0 | 0.039
| 19 | 229.0138 | 10.8328 | 1.5274 | 229.7536 | 23.1662 | 1309.9127 | 0.18095 | 62.251 | 252.18 | 1320.7455 | 1.7084 | 292.0046 | 628.4 | 242.5 | 78.9 | 57.1 | 145 | 261.5 | 600.8 | 250.8 | 49.8 | 76.9 | 183.4 | 223.1 | 607.3 | 301.4 | 213.4 | 220.3 | 207.2 | 163.5 | 557.9 | 290 | 189.5 | 159 | 169.8 | 175.5 | 461.6 | 360.5 | 83.9 | 92 | 116.9 | 132.1 | 616 | 244.4 | 256.7 | 179.7 | 101.6 | 82.5 | 631 | 305.1 | 73.8 | 75.7 | 102.7 | 55.8 | 547.2 | 296.1 | 0 | 0 | 0 | 0 | 38.2 | 6.2 | 3 | 2.9 | 7.2 | 9 | 38.1 | 7.2 | 2.3 | 3.7 | 6.7 | 7.3 | 35.4 | 7.1 | 5.2 | 7 | 6.2 | 3.7 | 28.4 | 6.1 | 4.1 | 3.8 | 4.5 | 5.5 | 14 | 21.6 | 6.5 | 6.6 | 7.7 | 6.6 | 38.5 | 6.9 | 6.9 | 7.3 | 4 | 2.8 | 38 | 7.8 | 4.5 | 3.3 | 2.3 | 1.8 | 28.1 | 7.4 | 0 | 0 | 0 | 0 | 5.69 | 0.71 | 0.4 | 0.4 | 0.97 | 1.13 | 5.7 | 0.88 | 0.32 | 0.5 | 0.85 | 0.92 | 5.28 | 0.78 | 0.59 | 0.85 | 0.75 | 0.4 | 4.25 | 0.65 | 0.45 | 0.43 | 0.52 | 0.67 | 2.05 | 2.97 | 0.93 | 0.93 | 1.07 | 0.89 | 5.74 | 0.83 | 0.8 | 0.95 | 0.51 | 0.34 | 5.66 | 0.94 | 0.62 | 0.45 | 0.25 | 0.2 | 4.24 | 0.85 | 0 | 0 | 0 | 0 | 55.4 | 27.3 | 8 | 9.9 | 13.2 | 27.6 | 51.9 | 27.6 | 5.3 | 7.4 | 19.2 | 23.9 | 55 | 34.4 | 24.2 | 23.7 | 22.8 | 19.3 | 54.9 | 33.8 | 22.6 | 18.1 | 19.4 | 18.9 | 53.9 | 29.2 | 5.6 | 11.2 | 9.2 | 12.1 | 53.4 | 26.9 | 28.5 | 18.1 | 12.5 | 9.2 | 56 | 34.8 | 7.8 | 12.6 | 11.8 | 8.9 | 53.7 | 33.6 | 0 | 0 | 0 | 0 | 3023.9 | 1724.1 | 494.4 | 331.4 | 841.2 | 1729.8 | 2730.6 | 1723 | 285.2 | 447 | 1194.4 | 1485.6 | 3017.3 | 2190.8 | 1537.1 | 1504.9 | 1431.5 | 1200.2 | 2987 | 2142.9 | 1390.8 | 1149.8 | 1208 | 1196.7 | 3200.7 | 1884.6 | 350.2 | 426.6 | 572.8 | 764.6 | 2879.3 | 1701.5 | 1819.7 | 1135.3 | 648.4 | 553.1 | 3063.1 | 2118.7 | 481.5 | 460.3 | 751.6 | 539.6 | 2867.5 | 2114.5 | 0 | 0 | 0 | 0 | 0.56 | 0.11 | 0.04 | 0.14 | 0.07 | 0.13 | 0.55 | 0.12 | 0.04 | 0.05 | 0.09 | 0.11 | 0.55 | 0.13 | 0.1 | 0.1 | 0.1 | 0.08 | 0.53 | 0.13 | 0.1 | 0.07 | 0.09 | 0.08 | 0.43 | 0.17 | 0.05 | 0.15 | 0.06 | 0.07 | 0.56 | 0.11 | 0.11 | 0.09 | 0.1 | 0.05 | 0.57 | 0.16 | 0.05 | 0.16 | 0.05 | 0.04 | 0.53 | 0.14 | 0 | 0 | 0 | 0 | 0.038
| 20 | 223.8003 | 10.8717 | 1.5227 | 224.54 | 22.3193 | 1288.9258 | 0.17059 | 60.7759 | 246.1196 | 1299.7975 | 1.6933 | 285.3158 | 608.7 | 233.8 | 80.5 | 58.2 | 149.3 | 237.9 | 578 | 245.5 | 51.3 | 73.3 | 182.6 | 211.8 | 588.5 | 294.7 | 198.7 | 219.1 | 196.3 | 164.4 | 551.5 | 287.3 | 191.9 | 167.4 | 159.1 | 166.1 | 435.1 | 356.1 | 90.6 | 95.4 | 113.2 | 127.2 | 602.7 | 239.1 | 257.4 | 159.9 | 94.9 | 76.9 | 616.5 | 304.6 | 74.5 | 74.3 | 90.2 | 48.3 | 521.5 | 296.4 | 0 | 0 | 0 | 0 | 38.3 | 5.9 | 3.1 | 3.1 | 7.7 | 8.6 | 38.2 | 6.6 | 2.5 | 3.5 | 6.9 | 7.4 | 36.2 | 7 | 4.8 | 6.9 | 6.1 | 3.7 | 30.2 | 6 | 4.3 | 4 | 4.4 | 5.2 | 13.8 | 22.9 | 7.2 | 7 | 7.7 | 6.5 | 39.3 | 6.7 | 7.1 | 7.2 | 3.7 | 2.6 | 38.3 | 7.5 | 4.6 | 3.3 | 2 | 1.7 | 27.7 | 7.1 | 0 | 0 | 0 | 0 | 5.62 | 0.69 | 0.41 | 0.43 | 1.04 | 1.1 | 5.64 | 0.81 | 0.35 | 0.47 | 0.88 | 0.94 | 5.3 | 0.8 | 0.53 | 0.84 | 0.74 | 0.41 | 4.48 | 0.64 | 0.48 | 0.45 | 0.51 | 0.64 | 1.93 | 3.21 | 1.02 | 0.99 | 1.08 | 0.88 | 5.81 | 0.81 | 0.84 | 0.96 | 0.49 | 0.33 | 5.65 | 0.9 | 0.63 | 0.44 | 0.23 | 0.19 | 4.1 | 0.83 | 0 | 0 | 0 | 0 | 51.5 | 26.6 | 8.2 | 10 | 13.4 | 24.8 | 47.4 | 27.6 | 5.4 | 7.1 | 18.9 | 22.3 | 50.4 | 33.7 | 22.6 | 23.6 | 21.4 | 19.3 | 51.8 | 33.6 | 22.9 | 19.1 | 18.1 | 17.8 | 49.3 | 27.8 | 6 | 11.3 | 8.6 | 11.5 | 50 | 26.5 | 28.5 | 15.5 | 11.9 | 8.6 | 52.8 | 35.1 | 7.9 | 12.6 | 10.4 | 8.1 | 49.6 | 34.1 | 0 | 0 | 0 | 0 | 3012.5 | 1646.8 | 505.9 | 328.9 | 850.1 | 1546.4 | 2697.1 | 1685.8 | 283.9 | 425.9 | 1176.2 | 1381.6 | 3004.1 | 2120 | 1439.5 | 1495.2 | 1344.1 | 1204.7 | 2893.6 | 2117.8 | 1386 | 1211.2 | 1124.7 | 1128.3 | 3140.3 | 1730.7 | 371.6 | 435.6 | 540.3 | 728.6 | 2832.3 | 1651.7 | 1804.7 | 968.4 | 603.5 | 511.6 | 3041.1 | 2119.7 | 479.7 | 450.1 | 657.8 | 487 | 2814.1 | 2111.6 | 0 | 0 | 0 | 0 | 0.49 | 0.12 | 0.04 | 0.14 | 0.07 | 0.12 | 0.47 | 0.13 | 0.04 | 0.04 | 0.09 | 0.11 | 0.46 | 0.14 | 0.09 | 0.1 | 0.1 | 0.08 | 0.5 | 0.13 | 0.11 | 0.08 | 0.08 | 0.08 | 0.35 | 0.19 | 0.05 | 0.15 | 0.06 | 0.06 | 0.5 | 0.12 | 0.12 | 0.08 | 0.1 | 0.05 | 0.51 | 0.17 | 0.05 | 0.16 | 0.04 | 0.03 | 0.46 | 0.15 | 0 | 0 | 0 | 0 | 0.037
| 21 | 219.1432 | 11.0176 | 1.5335 | 219.8902 | 21.3067 | 1269.8012 | 0.15553 | 59.1893 | 240.45 | 1280.8188 | 1.689 | 279.0795 | 600.7 | 216.8 | 87.8 | 56.8 | 151.4 | 229.8 | 565.3 | 226.7 | 51.6 | 73.5 | 183.2 | 208.9 | 576.9 | 282.3 | 190.9 | 217.6 | 191.1 | 160.9 | 529.3 | 273.8 | 183 | 174 | 159.9 | 162.4 | 436.4 | 340.1 | 98.2 | 92 | 117.8 | 124.2 | 588.2 | 228 | 244.8 | 152 | 89.1 | 73.3 | 606.2 | 289.4 | 76.6 | 71.9 | 85.9 | 46.8 | 513.5 | 285.7 | 0 | 0 | 0 | 0 | 39.5 | 5.2 | 3.7 | 3 | 7.6 | 8.6 | 39.2 | 5.9 | 2.6 | 3.5 | 7 | 7.3 | 36.6 | 6.7 | 4.6 | 6.8 | 5.9 | 3.6 | 29.3 | 5.7 | 4 | 4.2 | 4.4 | 5.2 | 17.4 | 23.3 | 7.9 | 6.6 | 8.2 | 6.3 | 39.8 | 6.5 | 7.1 | 7.1 | 3.6 | 2.7 | 38.8 | 7.1 | 4.8 | 3.1 | 2.1 | 1.6 | 29.2 | 6.8 | 0 | 0 | 0 | 0 | 5.75 | 0.59 | 0.49 | 0.41 | 1.03 | 1.1 | 5.72 | 0.7 | 0.35 | 0.47 | 0.9 | 0.93 | 5.3 | 0.75 | 0.52 | 0.83 | 0.73 | 0.39 | 4.29 | 0.6 | 0.44 | 0.48 | 0.52 | 0.64 | 2.37 | 3.26 | 1.13 | 0.93 | 1.14 | 0.85 | 5.81 | 0.78 | 0.85 | 0.95 | 0.46 | 0.34 | 5.66 | 0.84 | 0.66 | 0.42 | 0.23 | 0.18 | 4.27 | 0.78 | 0 | 0 | 0 | 0 | 48.4 | 24.7 | 8.6 | 9.9 | 13.8 | 23.8 | 43.8 | 25.5 | 5.4 | 7.1 | 18.9 | 22 | 47.5 | 32.1 | 21.7 | 23.5 | 20.9 | 19 | 48.5 | 32 | 21.8 | 19.8 | 18.1 | 17.3 | 44.7 | 24.9 | 6.3 | 11.3 | 8.8 | 11.3 | 46.5 | 25.1 | 26.7 | 14.5 | 11.3 | 8 | 50.3 | 33.3 | 7.9 | 12.4 | 9.8 | 7.8 | 46.4 | 32.7 | 0 | 0 | 0 | 0 | 2993.8 | 1560.8 | 537.5 | 324.7 | 874.1 | 1479.1 | 2662 | 1591.2 | 287.1 | 428.3 | 1172.6 | 1361.9 | 3002.4 | 2047.1 | 1381.4 | 1488.3 | 1306 | 1180.5 | 2895.8 | 2027.2 | 1337.9 | 1251.3 | 1126.5 | 1099.3 | 3129.8 | 1614.2 | 394.6 | 428.9 | 555.6 | 713.9 | 2819.4 | 1581.7 | 1701 | 908.9 | 566.9 | 478.1 | 3022.2 | 2032.5 | 488.8 | 441.3 | 620.6 | 472.8 | 2760.2 | 2057.2 | 0 | 0 | 0 | 0 | 0.44 | 0.1 | 0.04 | 0.14 | 0.07 | 0.12 | 0.42 | 0.11 | 0.04 | 0.04 | 0.1 | 0.11 | 0.41 | 0.13 | 0.08 | 0.1 | 0.1 | 0.08 | 0.43 | 0.12 | 0.1 | 0.08 | 0.08 | 0.08 | 0.28 | 0.16 | 0.05 | 0.15 | 0.06 | 0.06 | 0.44 | 0.11 | 0.11 | 0.08 | 0.1 | 0.05 | 0.47 | 0.15 | 0.05 | 0.16 | 0.04 | 0.03 | 0.42 | 0.14 | 0 | 0 | 0 | 0 | 0.036
| 22 | 220.597 | 11.0362 | 1.527 | 221.3427 | 21.4088 | 1293.2421 | 0.15215 | 59.989 | 242.0058 | 1304.2783 | 1.6792 | 281.3317 | 595.6 | 207.5 | 105.7 | 58.3 | 156.2 | 222.6 | 556.8 | 214 | 53.3 | 76.6 | 185.4 | 211.6 | 569.3 | 270.1 | 175.6 | 214.2 | 190.3 | 160.5 | 512.4 | 265.6 | 174.9 | 182.8 | 161.8 | 168.5 | 456.6 | 324.6 | 121.3 | 92.4 | 125.7 | 121.5 | 584.7 | 218.1 | 230.3 | 152.7 | 87.6 | 72.7 | 604.2 | 274.7 | 85.5 | 70.4 | 84.8 | 47.8 | 506.9 | 274.4 | 0 | 0 | 0 | 0 | 39.4 | 4.6 | 4.4 | 3.1 | 7.8 | 8 | 38.8 | 5.7 | 2.8 | 3.8 | 7 | 7.6 | 36.3 | 6.6 | 4.4 | 7 | 5.9 | 3.7 | 27.2 | 5.5 | 3.8 | 4.5 | 4.4 | 5.4 | 23.3 | 23.7 | 10.1 | 6.7 | 8.8 | 6.1 | 39.9 | 6.2 | 6.6 | 7.2 | 3.6 | 2.5 | 39.4 | 6.6 | 4.9 | 3.1 | 2.2 | 1.6 | 29.4 | 6.8 | 0 | 0 | 0 | 0 | 5.7 | 0.51 | 0.58 | 0.42 | 1.05 | 1.02 | 5.63 | 0.67 | 0.39 | 0.52 | 0.9 | 0.98 | 5.21 | 0.74 | 0.5 | 0.86 | 0.72 | 0.4 | 3.94 | 0.57 | 0.42 | 0.51 | 0.52 | 0.67 | 3.17 | 3.33 | 1.44 | 0.94 | 1.23 | 0.82 | 5.81 | 0.74 | 0.79 | 0.95 | 0.47 | 0.32 | 5.72 | 0.76 | 0.67 | 0.42 | 0.25 | 0.18 | 4.27 | 0.78 | 0 | 0 | 0 | 0 | 47.5 | 23.9 | 10.4 | 10 | 14.3 | 23.4 | 42.7 | 23.9 | 5.4 | 7.3 | 19.3 | 22.1 | 46.3 | 30.6 | 19.8 | 22.9 | 20.8 | 18.8 | 47.6 | 31 | 20.9 | 20.7 | 18.3 | 17.9 | 41.2 | 22.4 | 7.5 | 11.4 | 9.3 | 11.2 | 45.7 | 23.9 | 25.1 | 14.6 | 11.1 | 8.1 | 49 | 31.6 | 8.9 | 12.2 | 9.5 | 8 | 44.9 | 31.2 | 0 | 0 | 0 | 0 | 3010.8 | 1517.7 | 653 | 333.9 | 905 | 1450 | 2661.4 | 1505.5 | 286.7 | 438.2 | 1192.7 | 1367 | 3030.2 | 1954 | 1262.5 | 1451.5 | 1307.1 | 1174.1 | 2949 | 1977.1 | 1283.4 | 1317.5 | 1144.1 | 1138.8 | 3089.8 | 1466.4 | 471.2 | 429.2 | 588.4 | 705.1 | 2813.3 | 1517.7 | 1608.5 | 910.8 | 553.3 | 479.8 | 3039.2 | 1954 | 555 | 430.4 | 604.4 | 483.2 | 2737.6 | 1979.8 | 0 | 0 | 0 | 0 | 0.42 | 0.09 | 0.05 | 0.14 | 0.08 | 0.11 | 0.39 | 0.1 | 0.05 | 0.05 | 0.1 | 0.11 | 0.38 | 0.12 | 0.08 | 0.1 | 0.09 | 0.08 | 0.4 | 0.12 | 0.09 | 0.08 | 0.08 | 0.08 | 0.23 | 0.15 | 0.07 | 0.16 | 0.07 | 0.06 | 0.43 | 0.1 | 0.1 | 0.08 | 0.1 | 0.05 | 0.44 | 0.14 | 0.05 | 0.16 | 0.04 | 0.03 | 0.39 | 0.12 | 0 | 0 | 0 | 0 | 0.035
| 23 | 231.4998 | 11.6648 | 1.6078 | 232.2863 | 22.3603 | 1350.8584 | 0.15854 | 62.6591 | 253.8601 | 1362.5233 | 1.7663 | 294.9455 | 606.7 | 196.8 | 135.5 | 68 | 189.4 | 227.9 | 571.8 | 198.7 | 65.2 | 85.9 | 187 | 225.1 | 583.8 | 261.9 | 154.3 | 209.6 | 189.1 | 165.8 | 505.9 | 254.9 | 169 | 204.2 | 178.2 | 180.3 | 463.4 | 304.2 | 174.9 | 129.8 | 141.3 | 126.7 | 602.2 | 211.8 | 220.6 | 159.1 | 94.4 | 83.2 | 616.7 | 268.1 | 102.8 | 74.8 | 86.5 | 61.1 | 512.1 | 256.5 | 0 | 0 | 0 | 0 | 41.2 | 4.5 | 5.4 | 3.2 | 8.5 | 8.1 | 41.3 | 5.4 | 2.9 | 4.2 | 7.1 | 7.8 | 38.4 | 6.5 | 3.8 | 7.7 | 6 | 3.9 | 26.4 | 5.3 | 3.8 | 5.1 | 5 | 5.5 | 24.8 | 22.6 | 13.3 | 8.5 | 9.7 | 6.2 | 43 | 6.2 | 6.3 | 7.2 | 3.7 | 2.8 | 41.1 | 6.8 | 5.3 | 3.1 | 2.1 | 1.9 | 29.7 | 6.6 | 0 | 0 | 0 | 0 | 5.96 | 0.49 | 0.7 | 0.43 | 1.13 | 1.03 | 6.02 | 0.64 | 0.39 | 0.56 | 0.91 | 0.99 | 5.53 | 0.73 | 0.43 | 0.98 | 0.74 | 0.43 | 3.82 | 0.55 | 0.42 | 0.58 | 0.59 | 0.67 | 3.39 | 3.17 | 1.88 | 1.19 | 1.35 | 0.83 | 6.26 | 0.74 | 0.74 | 0.95 | 0.48 | 0.35 | 5.99 | 0.81 | 0.7 | 0.41 | 0.23 | 0.22 | 4.36 | 0.76 | 0 | 0 | 0 | 0 | 47.4 | 22.6 | 13.6 | 11.2 | 18.3 | 24 | 42.5 | 22.1 | 7 | 8.4 | 19.4 | 23.7 | 46.6 | 29.6 | 17.5 | 21.6 | 20.5 | 19.3 | 47.5 | 29.7 | 20.1 | 23 | 20 | 19.4 | 40.6 | 20.7 | 12 | 14.7 | 10.7 | 11.9 | 45.4 | 23.2 | 24.2 | 15.4 | 11.9 | 9.3 | 49.4 | 30.6 | 10.9 | 12.8 | 9.9 | 9.6 | 45.7 | 28.9 | 0 | 0 | 0 | 0 | 2995.3 | 1437.2 | 855.5 | 410.4 | 1138.8 | 1488.3 | 2619.5 | 1393 | 382.6 | 496.1 | 1202.2 | 1473.6 | 2996.7 | 1888.3 | 1112.7 | 1371.2 | 1289.4 | 1207.7 | 2944.2 | 1895.1 | 1232.6 | 1467.4 | 1254.7 | 1235.2 | 3061.6 | 1354.7 | 748.3 | 631.1 | 664.4 | 732.2 | 2771 | 1464 | 1546.1 | 965.3 | 602.9 | 555.7 | 3007.6 | 1869.4 | 683.1 | 468.5 | 625.7 | 576.9 | 2695.3 | 1845 | 0 | 0 | 0 | 0 | 0.42 | 0.09 | 0.07 | 0.14 | 0.1 | 0.12 | 0.41 | 0.09 | 0.05 | 0.05 | 0.1 | 0.11 | 0.4 | 0.12 | 0.07 | 0.1 | 0.09 | 0.08 | 0.39 | 0.11 | 0.09 | 0.09 | 0.09 | 0.08 | 0.23 | 0.14 | 0.1 | 0.18 | 0.08 | 0.07 | 0.44 | 0.1 | 0.1 | 0.08 | 0.1 | 0.05 | 0.46 | 0.14 | 0.06 | 0.16 | 0.04 | 0.04 | 0.42 | 0.12 | 0 | 0 | 0 | 0 | 0.034
NorthernGrid_East | 0 | 150.2291 | 11.167 | 1.5726 | 150.9912 | 10.1899 | 690.6475 | 0.069491 | 30.7902 | 160.419 | 701.8145 | 1.6421 | 181.7813 | 257.9 | 145.1 | 155.1 | 73 | 100.5 | 235.8 | 217.5 | 48.6 | 254.8 | 104.8 | 140.9 | 146.1 | 327.5 | 233 | 148.9 | 169.9 | 211.6 | 154.8 | 152.7 | 124.2 | 258.8 | 122 | 167.7 | 128 | 277.5 | 53 | 173.8 | 111.6 | 124.4 | 146.8 | 450.2 | 83.2 | 163.6 | 149.9 | 211.4 | 220.9 | 407.1 | 163.4 | 288 | 131.7 | 105.4 | 116.7 | 208.9 | 152.1 | 0 | 0 | 0 | 0 | 23.2 | 9.7 | 10.6 | 4.7 | 6.5 | 13.1 | 17.4 | 3.7 | 20.2 | 5.8 | 7.1 | 7.1 | 27.7 | 15.2 | 7.3 | 7.2 | 7.5 | 5.6 | 9.3 | 7.4 | 15.5 | 3.6 | 5.6 | 4.8 | 21.9 | 5.3 | 10.4 | 7.9 | 9.2 | 9.9 | 41.6 | 6 | 10.6 | 8.4 | 10.9 | 10.6 | 33 | 11.4 | 21.9 | 4.7 | 5.3 | 5.3 | 13.3 | 8.7 | 0 | 0 | 0 | 0 | 3.32 | 1.35 | 1.48 | 0.66 | 0.89 | 1.77 | 2.46 | 0.53 | 2.86 | 0.78 | 0.95 | 0.95 | 3.94 | 2.1 | 0.98 | 0.94 | 0.94 | 0.71 | 1.29 | 1.01 | 2.12 | 0.43 | 0.7 | 0.61 | 3.1 | 0.76 | 1.42 | 1.11 | 1.29 | 1.38 | 5.96 | 0.84 | 1.47 | 1.15 | 1.46 | 1.42 | 4.69 | 1.59 | 2.92 | 0.59 | 0.57 | 0.53 | 1.87 | 1.19 | 0 | 0 | 0 | 0 | 13.8 | 10.8 | 11.4 | 5.6 | 7.8 | 20.1 | 13.7 | 3.2 | 16.2 | 9 | 12.7 | 13.3 | 19.2 | 17.8 | 13.7 | 16.4 | 21.9 | 15.9 | 12.2 | 10.1 | 21 | 13.2 | 17.6 | 13.7 | 17.6 | 2.4 | 14.2 | 7.9 | 8.5 | 10.9 | 23.2 | 5.8 | 12.5 | 12.6 | 18.8 | 20.2 | 25.4 | 11.8 | 41.3 | 13.6 | 27.6 | 34.1 | 16.5 | 12.7 | 0 | 0 | 0 | 0 | 1042.2 | 706.2 | 741.2 | 363.9 | 503.7 | 1299.2 | 1044.7 | 208.5 | 1063.9 | 579.8 | 816.7 | 858.1 | 1458.5 | 1158.1 | 871.5 | 1058.1 | 1401.8 | 1019.3 | 944.7 | 655.4 | 1362.3 | 847.5 | 1126.6 | 836.2 | 1348.3 | 161.5 | 916.3 | 516.4 | 556.6 | 709.6 | 1741 | 379.2 | 813.9 | 818.3 | 1210.7 | 1305.2 | 1886.7 | 767.5 | 2662.5 | 871.9 | 1751 | 2105.3 | 1200.5 | 820.3 | 0 | 0 | 0 | 0 | 0.12 | 0.07 | 0.07 | 0.03 | 0.05 | 0.11 | 0.1 | 0.02 | 0.12 | 0.05 | 0.06 | 0.07 | 0.16 | 0.11 | 0.07 | 0.08 | 0.1 | 0.07 | 0.07 | 0.06 | 0.12 | 0.05 | 0.07 | 0.07 | 0.13 | 0.03 | 0.08 | 0.05 | 0.06 | 0.07 | 0.22 | 0.04 | 0.08 | 0.07 | 0.1 | 0.1 | 0.2 | 0.08 | 0.21 | 0.06 | 0.1 | 0.13 | 0.11 | 0.07 | 0 | 0 | 0 | 0 | 0.034
| 1 | 148.8333 | 11.0536 | 1.5514 | 149.5863 | 10.1362 | 686.8574 | 0.068724 | 30.6233 | 158.9695 | 697.911 | 1.6202 | 180.2096 | 260.8 | 143.3 | 152.8 | 71.9 | 92.1 | 229.3 | 210 | 45.8 | 258.3 | 107.4 | 138.3 | 146 | 328.8 | 230.6 | 150.1 | 159.6 | 209.1 | 154.8 | 155.5 | 129.5 | 256.9 | 120.7 | 164.3 | 126.5 | 281.4 | 53.2 | 172 | 108.2 | 124.1 | 135.4 | 449.1 | 87.6 | 160.6 | 147.9 | 209 | 217.8 | 406.5 | 158.4 | 287.7 | 129.9 | 101.7 | 114.7 | 205.4 | 151.8 | 0 | 0 | 0 | 0 | 23.4 | 9.5 | 10.4 | 4.7 | 5.9 | 13.1 | 16.6 | 3.4 | 20.9 | 6.3 | 7.1 | 7 | 27.3 | 14.8 | 7.6 | 6.5 | 7.6 | 6 | 9.4 | 7.8 | 15.1 | 3.5 | 5.6 | 5.1 | 22.1 | 5.3 | 10.2 | 7.8 | 9.2 | 8.7 | 41.3 | 6.5 | 10.4 | 8.6 | 11.2 | 10.5 | 32.8 | 10.5 | 22 | 4.6 | 5.1 | 5.3 | 12.8 | 8.8 | 0 | 0 | 0 | 0 | 3.35 | 1.31 | 1.45 | 0.65 | 0.81 | 1.78 | 2.34 | 0.49 | 2.97 | 0.86 | 0.95 | 0.94 | 3.87 | 2.04 | 1.01 | 0.85 | 0.97 | 0.76 | 1.3 | 1.07 | 2.07 | 0.42 | 0.7 | 0.66 | 3.12 | 0.76 | 1.39 | 1.1 | 1.29 | 1.21 | 5.92 | 0.91 | 1.44 | 1.18 | 1.51 | 1.4 | 4.66 | 1.46 | 2.94 | 0.58 | 0.54 | 0.53 | 1.8 | 1.21 | 0 | 0 | 0 | 0 | 14 | 10.8 | 11.3 | 5.5 | 7.2 | 19.2 | 13.4 | 3.1 | 16 | 8.9 | 12.3 | 13.4 | 19.7 | 17.8 | 13.7 | 15.7 | 21.4 | 15.5 | 12.5 | 10.5 | 21 | 13.1 | 17.1 | 13.2 | 18.1 | 2.4 | 14.1 | 7.5 | 8.5 | 10.4 | 23.3 | 6 | 12.3 | 12.2 | 18.2 | 19.9 | 25.4 | 11.9 | 41.2 | 13.5 | 27.5 | 34 | 16.5 | 12.5 | 0 | 0 | 0 | 0 | 1058.3 | 704.2 | 733.5 | 357.4 | 464.3 | 1242.5 | 1024.9 | 201.5 | 1053.1 | 574.3 | 793.7 | 863.5 | 1502.9 | 1159.5 | 869.6 | 1007.2 | 1371.5 | 998.1 | 968.2 | 679.3 | 1364.9 | 841 | 1099.9 | 803.9 | 1383.1 | 163.8 | 911.7 | 492.4 | 553.5 | 678 | 1747.8 | 390.4 | 800.1 | 789.6 | 1174.7 | 1285.8 | 1892.4 | 770.9 | 2659.2 | 861.7 | 1743.8 | 2101.7 | 1199.3 | 812.4 | 0 | 0 | 0 | 0 | 0.12 | 0.07 | 0.07 | 0.03 | 0.04 | 0.11 | 0.1 | 0.02 | 0.12 | 0.05 | 0.06 | 0.07 | 0.16 | 0.11 | 0.07 | 0.07 | 0.09 | 0.07 | 0.07 | 0.06 | 0.12 | 0.05 | 0.07 | 0.07 | 0.13 | 0.03 | 0.08 | 0.05 | 0.06 | 0.06 | 0.22 | 0.04 | 0.07 | 0.07 | 0.1 | 0.1 | 0.2 | 0.07 | 0.21 | 0.06 | 0.1 | 0.13 | 0.11 | 0.07 | 0 | 0 | 0 | 0 | 0.033
| 2 | 148.0481 | 10.8484 | 1.5251 | 148.7877 | 10.2088 | 693.1179 | 0.068724 | 30.8825 | 158.2569 | 703.9662 | 1.5938 | 179.6702 | 253.4 | 146 | 153.5 | 69.3 | 95 | 229.4 | 211.7 | 46.6 | 247.9 | 104.9 | 137.5 | 148.4 | 326.6 | 233.5 | 153.2 | 161.8 | 214.7 | 152.7 | 162.2 | 124.9 | 253.1 | 122.7 | 164 | 124.4 | 279.9 | 52.7 | 174.5 | 111.1 | 125.1 | 134 | 442.8 | 87.2 | 159.7 | 147.2 | 211.1 | 217.5 | 408.2 | 162.1 | 291.9 | 129 | 102.2 | 113.6 | 209.1 | 152 | 0 | 0 | 0 | 0 | 22 | 9.7 | 10.4 | 4.6 | 6.2 | 13 | 16.6 | 3.4 | 19.4 | 5.9 | 7.1 | 7.1 | 26.9 | 15.1 | 7.8 | 6.8 | 8.1 | 5.9 | 9.7 | 7 | 14.8 | 3.7 | 5.6 | 4.9 | 21.9 | 5.2 | 10.6 | 8.1 | 9.3 | 8.7 | 40.2 | 6.5 | 10.2 | 8.5 | 11.5 | 10.6 | 33 | 11 | 22.5 | 4.6 | 5.2 | 5.2 | 13.2 | 8.7 | 0 | 0 | 0 | 0 | 3.13 | 1.35 | 1.45 | 0.65 | 0.86 | 1.76 | 2.34 | 0.48 | 2.74 | 0.8 | 0.95 | 0.95 | 3.82 | 2.09 | 1.04 | 0.88 | 1.04 | 0.75 | 1.33 | 0.95 | 2.02 | 0.44 | 0.69 | 0.63 | 3.09 | 0.75 | 1.45 | 1.13 | 1.3 | 1.21 | 5.75 | 0.91 | 1.42 | 1.16 | 1.55 | 1.41 | 4.69 | 1.53 | 3 | 0.57 | 0.56 | 0.53 | 1.85 | 1.18 | 0 | 0 | 0 | 0 | 14.4 | 10.9 | 11.4 | 5.2 | 7.3 | 19.3 | 13.7 | 3.2 | 16 | 8.9 | 12.2 | 13.6 | 19.8 | 17.9 | 13.9 | 15.7 | 21.7 | 15.3 | 13.1 | 10.5 | 20.8 | 13.3 | 17.1 | 13.1 | 18 | 2.4 | 14.1 | 7.7 | 8.6 | 10.2 | 23.5 | 5.9 | 12.3 | 12.2 | 18.2 | 19.8 | 25.5 | 12 | 41.2 | 13.4 | 27.5 | 34.2 | 16.6 | 12.7 | 0 | 0 | 0 | 0 | 1089.2 | 713.3 | 740.5 | 337 | 470.2 | 1249.7 | 1045.4 | 207.9 | 1048.9 | 575.2 | 787.4 | 879.3 | 1503.3 | 1166.4 | 885.5 | 1012.3 | 1391.6 | 984.3 | 1019 | 682.5 | 1352.3 | 849.7 | 1100 | 797.2 | 1378.4 | 161.9 | 911 | 504.5 | 559.4 | 667.3 | 1764.7 | 389.1 | 801.1 | 791 | 1175.5 | 1281.1 | 1898.9 | 777.3 | 2657 | 858 | 1744.3 | 2101.7 | 1214.2 | 824.8 | 0 | 0 | 0 | 0 | 0.12 | 0.07 | 0.07 | 0.03 | 0.04 | 0.11 | 0.1 | 0.02 | 0.12 | 0.05 | 0.06 | 0.07 | 0.16 | 0.11 | 0.07 | 0.07 | 0.1 | 0.07 | 0.07 | 0.06 | 0.12 | 0.05 | 0.07 | 0.07 | 0.13 | 0.03 | 0.08 | 0.05 | 0.06 | 0.06 | 0.21 | 0.04 | 0.07 | 0.07 | 0.1 | 0.1 | 0.2 | 0.08 | 0.21 | 0.06 | 0.1 | 0.13 | 0.11 | 0.07 | 0 | 0 | 0 | 0 | 0.033
| 3 | 148.2105 | 10.854 | 1.5235 | 148.9499 | 10.2043 | 694.7578 | 0.069491 | 30.9271 | 158.4149 | 705.6118 | 1.593 | 179.877 | 254.8 | 143.7 | 151.4 | 73.1 | 98.4 | 230.9 | 213.5 | 48.9 | 254.2 | 104.7 | 140.9 | 145.2 | 332.5 | 231.8 | 152.9 | 158 | 214.8 | 157.5 | 161.1 | 126.5 | 254.5 | 122.4 | 169.8 | 126.2 | 278.9 | 49.1 | 172.8 | 110.7 | 125.6 | 137.4 | 457.2 | 90.9 | 161.2 | 147.4 | 211.1 | 219.5 | 401.9 | 159.1 | 286.7 | 131 | 102.1 | 114 | 208 | 154.6 | 0 | 0 | 0 | 0 | 22 | 9.4 | 10.3 | 5 | 6.6 | 13.1 | 16.7 | 3.6 | 20.4 | 5.6 | 7.4 | 6.8 | 27.3 | 14.6 | 7.8 | 6.4 | 8.2 | 6.5 | 9.3 | 7.1 | 14.9 | 3.8 | 6.1 | 5.1 | 21.3 | 4.8 | 10.3 | 8.1 | 9.3 | 9.1 | 42 | 6.8 | 10.5 | 8.5 | 11.3 | 10.9 | 32.2 | 10.4 | 21.8 | 4.8 | 5.2 | 5.3 | 13 | 8.8 | 0 | 0 | 0 | 0 | 3.14 | 1.3 | 1.44 | 0.69 | 0.92 | 1.78 | 2.35 | 0.51 | 2.88 | 0.76 | 1 | 0.9 | 3.87 | 2.01 | 1.05 | 0.83 | 1.04 | 0.85 | 1.28 | 0.97 | 2.04 | 0.46 | 0.76 | 0.66 | 3 | 0.68 | 1.42 | 1.13 | 1.31 | 1.26 | 6.02 | 0.96 | 1.45 | 1.16 | 1.53 | 1.46 | 4.57 | 1.45 | 2.91 | 0.61 | 0.56 | 0.53 | 1.81 | 1.2 | 0 | 0 | 0 | 0 | 14.5 | 10.9 | 11.1 | 5.4 | 7.4 | 19.4 | 13.8 | 3.3 | 16 | 9.1 | 12.4 | 13.5 | 20.2 | 18.1 | 13.8 | 15.5 | 21.7 | 15.4 | 13.3 | 10.7 | 20.9 | 13.1 | 17.5 | 13.2 | 18.4 | 2.3 | 14.1 | 7.7 | 8.6 | 10.4 | 23.8 | 6.1 | 12.3 | 12.2 | 18.3 | 19.8 | 25.3 | 12.1 | 41.2 | 13.4 | 27.5 | 34.2 | 16.7 | 13 | 0 | 0 | 0 | 0 | 1099.4 | 712.2 | 725.7 | 351.7 | 477.3 | 1256.8 | 1056.1 | 217.2 | 1049.4 | 588.4 | 799.5 | 868.6 | 1542.5 | 1178.9 | 880 | 1000 | 1392.1 | 990.4 | 1033.8 | 691.1 | 1358.4 | 841.6 | 1122.1 | 801.9 | 1413.6 | 156.6 | 908.5 | 500.8 | 558.8 | 675.8 | 1785.1 | 399.9 | 801 | 792.7 | 1182.5 | 1280.1 | 1892.7 | 783.2 | 2657.7 | 860.5 | 1741.8 | 2104.5 | 1220.1 | 840.5 | 0 | 0 | 0 | 0 | 0.12 | 0.07 | 0.07 | 0.03 | 0.05 | 0.11 | 0.1 | 0.02 | 0.12 | 0.05 | 0.06 | 0.07 | 0.16 | 0.11 | 0.07 | 0.07 | 0.1 | 0.07 | 0.07 | 0.06 | 0.12 | 0.05 | 0.08 | 0.07 | 0.13 | 0.02 | 0.08 | 0.05 | 0.06 | 0.06 | 0.22 | 0.04 | 0.07 | 0.07 | 0.1 | 0.1 | 0.2 | 0.08 | 0.2 | 0.06 | 0.1 | 0.13 | 0.11 | 0.07 | 0 | 0 | 0 | 0 | 0.033
| 4 | 147.9049 | 10.7208 | 1.5041 | 148.635 | 10.2957 | 699.287 | 0.068724 | 31.1532 | 158.2006 | 710.0078 | 1.5728 | 179.7882 | 256.6 | 144.4 | 151.6 | 70.5 | 93.9 | 228.8 | 218.6 | 50.3 | 255.1 | 105.8 | 135.4 | 151.7 | 332.7 | 230.8 | 152.3 | 162 | 215.4 | 156.8 | 160.7 | 122.8 | 264.1 | 121.2 | 166.3 | 127 | 277.5 | 50.1 | 166.6 | 111.4 | 125.6 | 138.4 | 453.2 | 88.7 | 159.2 | 147.2 | 205.9 | 218.4 | 406.5 | 163.9 | 288.2 | 131.4 | 102.1 | 113.5 | 205.7 | 154.9 | 0 | 0 | 0 | 0 | 22.2 | 9.4 | 10.1 | 4.6 | 6.1 | 13 | 17.3 | 3.8 | 20.3 | 5.8 | 6.8 | 7.3 | 27.3 | 14.5 | 7.7 | 6.9 | 8.1 | 6.4 | 9.3 | 6.7 | 16.2 | 3.6 | 5.9 | 5.1 | 21 | 4.9 | 9.5 | 8.1 | 9.4 | 9 | 41.7 | 6.6 | 10.1 | 8.5 | 10.7 | 10.8 | 32.6 | 11 | 22 | 4.8 | 5.2 | 5.3 | 12.7 | 8.8 | 0 | 0 | 0 | 0 | 3.16 | 1.3 | 1.41 | 0.64 | 0.85 | 1.77 | 2.45 | 0.53 | 2.87 | 0.79 | 0.9 | 0.97 | 3.88 | 2.01 | 1.03 | 0.89 | 1.04 | 0.82 | 1.27 | 0.91 | 2.23 | 0.43 | 0.74 | 0.65 | 2.96 | 0.71 | 1.3 | 1.14 | 1.32 | 1.25 | 5.98 | 0.92 | 1.39 | 1.15 | 1.43 | 1.44 | 4.64 | 1.53 | 2.94 | 0.61 | 0.56 | 0.53 | 1.78 | 1.2 | 0 | 0 | 0 | 0 | 14.6 | 11 | 11.4 | 5.3 | 7.3 | 19.2 | 13.9 | 3.4 | 16.2 | 9.1 | 12.2 | 13.9 | 20.2 | 18 | 13.8 | 15.7 | 21.8 | 15.4 | 13.3 | 10.5 | 21.1 | 13.1 | 17.1 | 13.3 | 18.5 | 2.3 | 14 | 7.8 | 8.6 | 10.5 | 23.5 | 6 | 12.4 | 12.2 | 18.2 | 19.8 | 25.5 | 12.2 | 41.2 | 13.5 | 27.5 | 34.1 | 16.6 | 13 | 0 | 0 | 0 | 0 | 1105.6 | 719.4 | 738.5 | 346.9 | 467.2 | 1243.6 | 1062.1 | 222 | 1061.9 | 585.9 | 787.2 | 898.8 | 1539.2 | 1173.4 | 880.8 | 1010.5 | 1397.9 | 993.4 | 1033.2 | 680.6 | 1368.7 | 840.6 | 1100.7 | 810.2 | 1419.9 | 156.6 | 901 | 505.6 | 557.9 | 686.6 | 1761.9 | 395.4 | 808.2 | 793.5 | 1176.8 | 1276.6 | 1910.1 | 791.6 | 2656.8 | 862.6 | 1743.7 | 2102.8 | 1215 | 842.6 | 0 | 0 | 0 | 0 | 0.12 | 0.07 | 0.07 | 0.03 | 0.04 | 0.1 | 0.1 | 0.02 | 0.12 | 0.05 | 0.06 | 0.07 | 0.16 | 0.11 | 0.07 | 0.07 | 0.1 | 0.07 | 0.07 | 0.06 | 0.12 | 0.05 | 0.07 | 0.07 | 0.13 | 0.02 | 0.08 | 0.05 | 0.06 | 0.06 | 0.22 | 0.04 | 0.07 | 0.07 | 0.09 | 0.1 | 0.2 | 0.08 | 0.2 | 0.06 | 0.1 | 0.13 | 0.11 | 0.07 | 0 | 0 | 0 | 0 | 0.033
| 5 | 143.53 | 10.2505 | 1.438 | 144.228 | 10.0901 | 686.3387 | 0.068724 | 30.5617 | 153.6201 | 696.5892 | 1.5067 | 174.7897 | 246.5 | 142.8 | 148.7 | 66.2 | 88.5 | 214.1 | 216.2 | 46 | 256.7 | 101.3 | 136.9 | 143.8 | 322.4 | 232 | 151.8 | 161.4 | 213.7 | 157.3 | 164.8 | 119.3 | 255.5 | 120.5 | 166.6 | 120.9 | 258.3 | 49.3 | 167.7 | 110 | 121.3 | 137.9 | 433.4 | 88.6 | 149.9 | 140.4 | 203.2 | 210 | 389 | 155.6 | 285.3 | 130.8 | 101.2 | 112.3 | 193.9 | 150.5 | 0 | 0 | 0 | 0 | 21.1 | 9.1 | 9.9 | 4.2 | 5.5 | 11.5 | 16.8 | 3.3 | 20.7 | 5.3 | 6.9 | 6.6 | 25.5 | 14.8 | 7.6 | 6.6 | 8.2 | 6.5 | 9.9 | 6.4 | 14.9 | 3.5 | 5.8 | 4.8 | 18.8 | 4.8 | 9.7 | 7.9 | 8.8 | 9 | 39.1 | 6.5 | 9 | 8 | 10.7 | 9.9 | 30.7 | 10 | 21.7 | 4.7 | 5.2 | 5.2 | 11.8 | 8.4 | 0 | 0 | 0 | 0 | 3 | 1.26 | 1.38 | 0.59 | 0.76 | 1.56 | 2.37 | 0.46 | 2.93 | 0.72 | 0.93 | 0.87 | 3.6 | 2.05 | 1.02 | 0.86 | 1.04 | 0.85 | 1.35 | 0.87 | 2.04 | 0.42 | 0.73 | 0.62 | 2.64 | 0.7 | 1.32 | 1.11 | 1.24 | 1.24 | 5.59 | 0.91 | 1.23 | 1.09 | 1.45 | 1.32 | 4.36 | 1.39 | 2.89 | 0.59 | 0.57 | 0.53 | 1.64 | 1.15 | 0 | 0 | 0 | 0 | 14.2 | 11 | 11.1 | 5.1 | 7.1 | 18.5 | 14.1 | 3.3 | 16 | 8.9 | 12.2 | 13.5 | 20.5 | 18 | 13.8 | 15.8 | 21.6 | 15.3 | 13.4 | 10.3 | 21 | 13.1 | 17.2 | 12.7 | 17.9 | 2.3 | 14 | 7.7 | 8.4 | 10.5 | 23.2 | 6.1 | 12.1 | 11.7 | 17.8 | 19.4 | 24.9 | 12 | 41.2 | 13.5 | 27.6 | 34.1 | 15.8 | 12.7 | 0 | 0 | 0 | 0 | 1077.3 | 718.1 | 724.7 | 332.5 | 455.8 | 1198.1 | 1075.2 | 213.4 | 1054.2 | 574 | 790.7 | 869.3 | 1567.2 | 1168.7 | 882.5 | 1018.2 | 1382.8 | 988.2 | 1035.4 | 666.1 | 1364 | 839 | 1106.8 | 772.9 | 1376.5 | 153.7 | 902.3 | 504.3 | 550.5 | 686.4 | 1747.6 | 399.2 | 788.5 | 761.4 | 1147.7 | 1251.9 | 1867.5 | 774.4 | 2657.1 | 867.7 | 1747.3 | 2102.2 | 1161.4 | 823.3 | 0 | 0 | 0 | 0 | 0.12 | 0.07 | 0.07 | 0.03 | 0.04 | 0.1 | 0.1 | 0.02 | 0.12 | 0.05 | 0.06 | 0.06 | 0.15 | 0.11 | 0.07 | 0.07 | 0.1 | 0.07 | 0.08 | 0.05 | 0.12 | 0.05 | 0.07 | 0.07 | 0.12 | 0.02 | 0.08 | 0.05 | 0.06 | 0.06 | 0.21 | 0.04 | 0.07 | 0.06 | 0.09 | 0.09 | 0.19 | 0.07 | 0.2 | 0.06 | 0.1 | 0.13 | 0.1 | 0.07 | 0 | 0 | 0 | 0 | 0.033
| 6 | 139.2346 | 10.0685 | 1.4145 | 139.9208 | 9.718 | 658.0552 | 0.065137 | 29.3458 | 148.9526 | 668.1237 | 1.4797 | 169.2666 | 242 | 136.3 | 153 | 59 | 73.5 | 194.2 | 212.1 | 45.2 | 233 | 98.3 | 130.5 | 121.1 | 322.3 | 229.1 | 144.2 | 151.8 | 196.7 | 144.8 | 149.1 | 113.7 | 240 | 120.6 | 159.8 | 109.5 | 233.1 | 52.8 | 171.3 | 110.1 | 108.3 | 129.7 | 423.1 | 85.1 | 140 | 121 | 181.7 | 202.5 | 385.8 | 148.2 | 265.6 | 130.2 | 98.7 | 110.9 | 171.8 | 142.8 | 0 | 0 | 0 | 0 | 21.3 | 8.6 | 10.3 | 3.8 | 4.3 | 9.8 | 17.2 | 3.2 | 17.9 | 5.1 | 6.4 | 5.5 | 26 | 14.8 | 6.8 | 5.8 | 6.5 | 5.3 | 8.6 | 6.3 | 13.4 | 3.5 | 5.4 | 4 | 17.1 | 5.3 | 10.2 | 8.1 | 7.4 | 8.5 | 38.7 | 5.9 | 8.1 | 6.2 | 8.7 | 9.4 | 30.9 | 9.4 | 19.5 | 4.6 | 5.1 | 5.2 | 10.2 | 7.6 | 0 | 0 | 0 | 0 | 3.05 | 1.19 | 1.44 | 0.52 | 0.59 | 1.31 | 2.44 | 0.45 | 2.52 | 0.68 | 0.85 | 0.73 | 3.68 | 2.05 | 0.91 | 0.73 | 0.81 | 0.66 | 1.18 | 0.85 | 1.82 | 0.41 | 0.67 | 0.51 | 2.4 | 0.77 | 1.39 | 1.14 | 1.04 | 1.18 | 5.54 | 0.83 | 1.1 | 0.83 | 1.16 | 1.25 | 4.39 | 1.31 | 2.57 | 0.58 | 0.54 | 0.52 | 1.42 | 1.02 | 0 | 0 | 0 | 0 | 13.4 | 10.6 | 11.4 | 4.6 | 6.1 | 17.4 | 13.1 | 3.2 | 15.3 | 8.7 | 11.9 | 11.3 | 20 | 17.6 | 13.5 | 15.3 | 20.7 | 14.8 | 12.4 | 9.7 | 20.3 | 13.2 | 16.7 | 11.9 | 16 | 2.3 | 14 | 7.6 | 8 | 9.8 | 22.1 | 6.1 | 11.6 | 10.7 | 16.7 | 18.9 | 24.3 | 11.5 | 41.3 | 13.5 | 27.5 | 34 | 14.2 | 12.4 | 0 | 0 | 0 | 0 | 1013.7 | 690.7 | 740.1 | 296.6 | 393.3 | 1123.9 | 999.5 | 208.5 | 1005.2 | 561.8 | 766.1 | 731.8 | 1529.8 | 1144.4 | 859.3 | 984.6 | 1326.6 | 951.6 | 959.4 | 627.7 | 1316.1 | 843 | 1071 | 718.1 | 1234.5 | 156.2 | 905.5 | 495.6 | 517.4 | 639.8 | 1667.5 | 401.5 | 754.3 | 694 | 1074.8 | 1215.9 | 1818.5 | 745.1 | 2661.9 | 864.2 | 1739.3 | 2098.6 | 1050 | 804.8 | 0 | 0 | 0 | 0 | 0.12 | 0.06 | 0.07 | 0.03 | 0.03 | 0.09 | 0.1 | 0.02 | 0.11 | 0.05 | 0.06 | 0.05 | 0.15 | 0.11 | 0.07 | 0.07 | 0.09 | 0.06 | 0.07 | 0.05 | 0.11 | 0.05 | 0.07 | 0.07 | 0.11 | 0.03 | 0.08 | 0.05 | 0.05 | 0.06 | 0.2 | 0.04 | 0.06 | 0.06 | 0.08 | 0.09 | 0.19 | 0.07 | 0.2 | 0.06 | 0.1 | 0.13 | 0.09 | 0.07 | 0 | 0 | 0 | 0 | 0.034
| 7 | 133.2648 | 9.8001 | 1.3743 | 133.932 | 9.1489 | 619.2106 | 0.063976 | 27.6189 | 142.4137 | 629.0108 | 1.4383 | 161.5508 | 228 | 144 | 140.8 | 50.6 | 63.4 | 184.4 | 198.4 | 40.7 | 204.5 | 93.2 | 124 | 99.2 | 316.6 | 239.5 | 137.3 | 147 | 187.1 | 135.2 | 141.6 | 111.9 | 224.4 | 118.9 | 145.5 | 99.5 | 214.1 | 53.8 | 153 | 100.3 | 97 | 113.6 | 373.2 | 87.7 | 133.6 | 114.9 | 161.1 | 192.8 | 368.5 | 155.3 | 258.1 | 126 | 95.7 | 110.3 | 149.3 | 146.1 | 0 | 0 | 0 | 0 | 20.6 | 9.6 | 9.2 | 3.3 | 3.7 | 9 | 15.9 | 2.8 | 14.7 | 5 | 6.2 | 4.6 | 25.4 | 16.1 | 6.4 | 5.3 | 5.8 | 4.4 | 8 | 6.6 | 11.8 | 3.4 | 4.5 | 3.5 | 16.2 | 5.4 | 8.1 | 7.2 | 6.7 | 7.5 | 32.4 | 6.2 | 7.6 | 5.8 | 7.3 | 8.4 | 29.1 | 10.2 | 18.7 | 4.3 | 5.1 | 5.2 | 8.7 | 7.9 | 0 | 0 | 0 | 0 | 2.95 | 1.33 | 1.27 | 0.46 | 0.5 | 1.2 | 2.25 | 0.39 | 2.06 | 0.67 | 0.82 | 0.61 | 3.6 | 2.24 | 0.84 | 0.67 | 0.71 | 0.54 | 1.09 | 0.9 | 1.6 | 0.41 | 0.54 | 0.43 | 2.28 | 0.77 | 1.09 | 1.01 | 0.93 | 1.05 | 4.62 | 0.86 | 1.03 | 0.78 | 0.95 | 1.11 | 4.13 | 1.43 | 2.45 | 0.53 | 0.55 | 0.53 | 1.2 | 1.08 | 0 | 0 | 0 | 0 | 12.2 | 10.8 | 10.7 | 3.8 | 5.3 | 16.8 | 12.4 | 3 | 14.3 | 8.1 | 11.2 | 9.2 | 19.8 | 17.8 | 12.9 | 15 | 20.1 | 14.3 | 11.9 | 9.2 | 19.6 | 13 | 15.6 | 11 | 14.3 | 2.4 | 13.4 | 7 | 7.1 | 8.5 | 21.1 | 6.3 | 11.2 | 10.3 | 15.2 | 18.4 | 23.6 | 11.7 | 41.4 | 13.2 | 27.4 | 34.2 | 12.5 | 12.6 | 0 | 0 | 0 | 0 | 917 | 703.5 | 698.4 | 249.1 | 339.4 | 1084 | 948.8 | 194.5 | 937.2 | 524.2 | 722.4 | 596.3 | 1509.8 | 1161.6 | 826.7 | 965.7 | 1283.7 | 918.6 | 923 | 593.9 | 1268 | 832 | 1001.4 | 663.8 | 1094.6 | 162.9 | 864.3 | 459.8 | 461.2 | 556.9 | 1598.5 | 409.5 | 727.4 | 664.2 | 980.5 | 1186.8 | 1764.4 | 760.7 | 2666.1 | 847.5 | 1734 | 2102.1 | 925.6 | 813.8 | 0 | 0 | 0 | 0 | 0.11 | 0.07 | 0.07 | 0.02 | 0.03 | 0.08 | 0.09 | 0.02 | 0.1 | 0.04 | 0.06 | 0.04 | 0.15 | 0.11 | 0.06 | 0.07 | 0.08 | 0.06 | 0.07 | 0.05 | 0.1 | 0.05 | 0.06 | 0.06 | 0.1 | 0.03 | 0.07 | 0.05 | 0.05 | 0.05 | 0.18 | 0.04 | 0.06 | 0.05 | 0.07 | 0.09 | 0.18 | 0.07 | 0.19 | 0.06 | 0.1 | 0.13 | 0.08 | 0.07 | 0 | 0 | 0 | 0 | 0.035
| 8 | 127.2167 | 9.4693 | 1.3263 | 127.8609 | 8.6618 | 583.4513 | 0.060776 | 26.0653 | 135.8785 | 592.9207 | 1.3871 | 153.9262 | 227.3 | 143.8 | 128.4 | 40.7 | 53.4 | 172.4 | 199.7 | 40.1 | 184.4 | 88 | 116.6 | 90.6 | 329.6 | 244.3 | 133.5 | 142.7 | 171.5 | 129.2 | 137.6 | 106 | 205.9 | 118.6 | 134.4 | 94 | 178.4 | 55.7 | 151.5 | 92.5 | 87.5 | 105.4 | 367.4 | 88.6 | 128.5 | 107 | 152.2 | 184 | 365.4 | 157.3 | 254.1 | 124.6 | 96.5 | 110.3 | 131.7 | 151.6 | 0 | 0 | 0 | 0 | 21.3 | 9.8 | 8 | 2.4 | 3.2 | 8.3 | 16.7 | 2.8 | 12.9 | 4.6 | 5.5 | 4.4 | 27.8 | 16.8 | 6.1 | 5.1 | 5 | 4.2 | 8.5 | 6 | 10.1 | 3.4 | 4.1 | 3.5 | 13.1 | 5.7 | 7.9 | 6.5 | 5.8 | 6.8 | 32.6 | 6.3 | 7.1 | 5.2 | 6.7 | 7.5 | 29.2 | 10.7 | 18.4 | 4.2 | 5.2 | 5.2 | 7.5 | 8.9 | 0 | 0 | 0 | 0 | 3.05 | 1.36 | 1.1 | 0.32 | 0.44 | 1.1 | 2.37 | 0.39 | 1.8 | 0.62 | 0.73 | 0.58 | 3.95 | 2.35 | 0.81 | 0.65 | 0.6 | 0.52 | 1.17 | 0.82 | 1.35 | 0.41 | 0.5 | 0.44 | 1.84 | 0.83 | 1.07 | 0.9 | 0.8 | 0.95 | 4.65 | 0.89 | 0.96 | 0.69 | 0.89 | 0.97 | 4.15 | 1.49 | 2.4 | 0.52 | 0.56 | 0.52 | 1.04 | 1.22 | 0 | 0 | 0 | 0 | 11.5 | 10.6 | 10.1 | 3.4 | 4.4 | 15.8 | 11.9 | 2.9 | 13.3 | 7.7 | 10.8 | 8.3 | 19.4 | 17.8 | 12.6 | 14.6 | 18.7 | 13.6 | 10.9 | 8.9 | 18.7 | 12.9 | 14.5 | 10.3 | 12.3 | 2.3 | 13.3 | 6.7 | 6.6 | 8.1 | 20.2 | 6.2 | 11 | 9.8 | 14.5 | 18.1 | 23.1 | 11.6 | 41.4 | 13.1 | 27.4 | 34 | 11.2 | 12.4 | 0 | 0 | 0 | 0 | 857.6 | 690.3 | 658.7 | 217.2 | 280.7 | 1020.3 | 903.8 | 190 | 867.5 | 499.9 | 694 | 535.7 | 1473.5 | 1161.7 | 805.6 | 939.9 | 1194.9 | 874.6 | 844.7 | 575.6 | 1205.5 | 827.7 | 926.9 | 617.3 | 943.4 | 158.6 | 859 | 435 | 431.2 | 525.3 | 1524.7 | 408.8 | 710.9 | 629.2 | 932.3 | 1163.5 | 1725.4 | 752.6 | 2668.4 | 841.1 | 1732.8 | 2100.4 | 822.3 | 805.3 | 0 | 0 | 0 | 0 | 0.11 | 0.07 | 0.06 | 0.02 | 0.02 | 0.08 | 0.1 | 0.02 | 0.09 | 0.04 | 0.05 | 0.04 | 0.16 | 0.11 | 0.06 | 0.06 | 0.08 | 0.06 | 0.06 | 0.05 | 0.09 | 0.05 | 0.06 | 0.06 | 0.08 | 0.03 | 0.07 | 0.04 | 0.04 | 0.05 | 0.18 | 0.04 | 0.06 | 0.05 | 0.07 | 0.08 | 0.18 | 0.07 | 0.19 | 0.06 | 0.1 | 0.13 | 0.07 | 0.07 | 0 | 0 | 0 | 0 | 0.036
| 9 | 126.416 | 9.5008 | 1.337 | 127.0641 | 8.5217 | 573.7466 | 0.060776 | 25.6359 | 134.9377 | 583.2474 | 1.3978 | 152.7 | 228.2 | 146.2 | 124.4 | 39.9 | 46.8 | 164.2 | 191.2 | 40.8 | 185.8 | 86.8 | 112.1 | 86 | 325.6 | 253.2 | 130.2 | 138.8 | 167.3 | 129.6 | 142.2 | 104.3 | 198 | 116 | 131.1 | 86.9 | 183.1 | 59.1 | 148.4 | 94.3 | 84.9 | 101.9 | 363.5 | 89.2 | 127.7 | 110.5 | 151 | 182.9 | 378.2 | 157.6 | 252.2 | 124 | 95.5 | 109.1 | 129.3 | 152.9 | 0 | 0 | 0 | 0 | 21.5 | 10.2 | 7.7 | 2.4 | 2.6 | 7.5 | 15.6 | 2.9 | 13.1 | 4.5 | 5.1 | 4.2 | 27.2 | 18 | 5.9 | 5 | 4.9 | 4.7 | 9.4 | 6.4 | 9.2 | 3.3 | 4.1 | 3 | 14.3 | 6.2 | 7.7 | 6.6 | 5.6 | 6.7 | 32.3 | 6.5 | 7.2 | 5.8 | 6.8 | 7.5 | 31.1 | 10.7 | 18.1 | 4.2 | 5.1 | 5.2 | 7.6 | 9.1 | 0 | 0 | 0 | 0 | 3.09 | 1.42 | 1.06 | 0.33 | 0.36 | 1 | 2.22 | 0.4 | 1.83 | 0.6 | 0.68 | 0.56 | 3.87 | 2.52 | 0.78 | 0.62 | 0.59 | 0.59 | 1.31 | 0.88 | 1.22 | 0.39 | 0.49 | 0.38 | 2.02 | 0.89 | 1.03 | 0.93 | 0.77 | 0.93 | 4.61 | 0.91 | 0.98 | 0.79 | 0.9 | 0.96 | 4.43 | 1.49 | 2.36 | 0.53 | 0.55 | 0.52 | 1.05 | 1.25 | 0 | 0 | 0 | 0 | 11.4 | 10.6 | 9.9 | 3.2 | 4 | 15.4 | 11.7 | 2.9 | 13.3 | 7.7 | 10.5 | 7.8 | 19.4 | 17.9 | 12.3 | 14.3 | 18.2 | 13.3 | 10.7 | 8.3 | 18.4 | 12.7 | 14 | 9.7 | 11.8 | 2.4 | 13.1 | 6.8 | 6.5 | 7.7 | 19.9 | 6.2 | 10.8 | 9.7 | 14.3 | 18 | 23.1 | 11.7 | 41.5 | 13 | 27.4 | 34 | 10.8 | 12.4 | 0 | 0 | 0 | 0 | 849.2 | 691 | 640.9 | 207.5 | 255.2 | 991.6 | 891.2 | 190 | 866.6 | 496.1 | 677.8 | 506.6 | 1473.9 | 1172.4 | 788.6 | 916.6 | 1163.5 | 854.8 | 823.5 | 539.1 | 1186.7 | 813 | 900.2 | 581.1 | 904.5 | 164.4 | 846.6 | 440.7 | 419.9 | 503.8 | 1502.1 | 404.4 | 697 | 624.7 | 917.8 | 1156.8 | 1721.1 | 756.6 | 2672 | 833.2 | 1736.4 | 2100.5 | 794.8 | 806.7 | 0 | 0 | 0 | 0 | 0.11 | 0.07 | 0.06 | 0.02 | 0.02 | 0.07 | 0.09 | 0.02 | 0.09 | 0.04 | 0.05 | 0.04 | 0.15 | 0.12 | 0.06 | 0.06 | 0.07 | 0.06 | 0.07 | 0.05 | 0.09 | 0.05 | 0.06 | 0.05 | 0.09 | 0.03 | 0.07 | 0.04 | 0.04 | 0.05 | 0.17 | 0.04 | 0.06 | 0.05 | 0.07 | 0.08 | 0.19 | 0.07 | 0.19 | 0.06 | 0.1 | 0.13 | 0.07 | 0.07 | 0 | 0 | 0 | 0 | 0.037
| 10 | 126.0688 | 9.4801 | 1.3338 | 126.7154 | 8.4653 | 571.3091 | 0.060776 | 25.5069 | 134.5341 | 580.7892 | 1.3945 | 152.2224 | 231.1 | 148.6 | 120.4 | 37.2 | 46.4 | 165.2 | 199.4 | 41.2 | 192.1 | 86.4 | 111.2 | 83.2 | 350.2 | 247.3 | 130.9 | 137.7 | 163.8 | 125.7 | 140.5 | 111.8 | 196.4 | 114.6 | 131.4 | 84.5 | 181.6 | 55.1 | 149.4 | 92.6 | 80.9 | 104.2 | 380.5 | 88.9 | 125.1 | 109 | 152.9 | 181.7 | 389.1 | 162.2 | 252.3 | 123.2 | 95.9 | 109.1 | 134.1 | 157.6 | 0 | 0 | 0 | 0 | 22 | 10.2 | 7.4 | 2.2 | 2.6 | 7.7 | 16.7 | 3 | 13.9 | 4.4 | 5 | 3.7 | 30.2 | 17.2 | 6 | 4.8 | 4.7 | 4.1 | 9.3 | 7.1 | 9.1 | 3.2 | 4.2 | 2.8 | 14.1 | 5.7 | 7.8 | 6.5 | 5.1 | 6.9 | 34.4 | 6.5 | 6.9 | 5.7 | 7 | 7.3 | 32.4 | 11.2 | 18.2 | 4.1 | 5.2 | 5.2 | 8.2 | 9.6 | 0 | 0 | 0 | 0 | 3.16 | 1.43 | 1.01 | 0.3 | 0.35 | 1.01 | 2.37 | 0.42 | 1.95 | 0.6 | 0.66 | 0.49 | 4.3 | 2.4 | 0.79 | 0.6 | 0.55 | 0.51 | 1.29 | 0.99 | 1.2 | 0.38 | 0.52 | 0.35 | 1.99 | 0.82 | 1.06 | 0.91 | 0.71 | 0.96 | 4.91 | 0.91 | 0.94 | 0.77 | 0.92 | 0.94 | 4.62 | 1.57 | 2.37 | 0.51 | 0.56 | 0.52 | 1.14 | 1.32 | 0 | 0 | 0 | 0 | 11.3 | 10.8 | 9.6 | 3.1 | 4 | 15.4 | 11.9 | 2.9 | 13.4 | 7.7 | 10.5 | 7.9 | 20 | 17.9 | 12.4 | 14.2 | 17.9 | 13.2 | 10.6 | 8.7 | 18.3 | 12.6 | 13.9 | 9.6 | 11.8 | 2.3 | 13.1 | 6.7 | 6.3 | 7.8 | 20.3 | 6.2 | 10.7 | 9.5 | 14.4 | 18 | 23.4 | 11.8 | 41.6 | 13 | 27.4 | 34.1 | 10.9 | 12.6 | 0 | 0 | 0 | 0 | 843.5 | 707.2 | 624.7 | 198.3 | 254.4 | 993.7 | 902.8 | 189.1 | 877.8 | 495.7 | 677.6 | 507.2 | 1514.9 | 1168.8 | 790.7 | 914.4 | 1147.5 | 849.4 | 817.7 | 563.5 | 1181.8 | 806.5 | 893.2 | 572 | 904.3 | 155.1 | 847.1 | 434.5 | 409 | 511 | 1531.1 | 404.6 | 690 | 617.3 | 926.4 | 1156.3 | 1742.6 | 765.4 | 2674.4 | 832.4 | 1735.8 | 2100.7 | 798.4 | 821.4 | 0 | 0 | 0 | 0 | 0.11 | 0.07 | 0.06 | 0.02 | 0.02 | 0.07 | 0.09 | 0.02 | 0.09 | 0.04 | 0.05 | 0.04 | 0.17 | 0.11 | 0.06 | 0.06 | 0.07 | 0.06 | 0.07 | 0.05 | 0.09 | 0.05 | 0.06 | 0.05 | 0.09 | 0.03 | 0.07 | 0.04 | 0.04 | 0.05 | 0.18 | 0.04 | 0.06 | 0.05 | 0.07 | 0.08 | 0.19 | 0.08 | 0.19 | 0.06 | 0.1 | 0.13 | 0.07 | 0.07 | 0 | 0 | 0 | 0 | 0.037
| 11 | 126.9195 | 9.5701 | 1.3481 | 127.5727 | 8.4951 | 573.0142 | 0.060776 | 25.5875 | 135.4146 | 582.5843 | 1.4089 | 153.1602 | 226.3 | 147.3 | 129.5 | 37.2 | 45.2 | 163.2 | 203.2 | 42.8 | 190.9 | 85.3 | 110.8 | 83.6 | 338.3 | 244.3 | 130 | 137.7 | 164 | 125.2 | 134.6 | 113.2 | 196.9 | 115.1 | 130 | 84.9 | 171.8 | 53 | 151.7 | 92.6 | 81.4 | 102.1 | 386.1 | 87.4 | 127.8 | 105.9 | 152 | 181.3 | 379.5 | 159.6 | 251.5 | 122.9 | 96.3 | 109.2 | 133.5 | 158.7 | 0 | 0 | 0 | 0 | 21.4 | 10.1 | 8.5 | 2.1 | 2.4 | 7.4 | 17.1 | 3.1 | 13.7 | 4.2 | 4.9 | 3.9 | 28.5 | 16.9 | 6 | 4.9 | 4.8 | 4 | 8.6 | 7.2 | 9.1 | 3.2 | 4.1 | 2.9 | 12.6 | 5.5 | 8.1 | 6.5 | 5.2 | 6.7 | 35 | 6.2 | 7.2 | 5.3 | 6.8 | 7.2 | 31.1 | 10.8 | 18.2 | 4.1 | 5.2 | 5.2 | 8.1 | 9.8 | 0 | 0 | 0 | 0 | 3.07 | 1.41 | 1.18 | 0.29 | 0.32 | 0.97 | 2.44 | 0.43 | 1.91 | 0.57 | 0.65 | 0.51 | 4.05 | 2.35 | 0.79 | 0.62 | 0.57 | 0.49 | 1.19 | 0.99 | 1.2 | 0.38 | 0.5 | 0.37 | 1.78 | 0.79 | 1.1 | 0.91 | 0.73 | 0.92 | 5.01 | 0.87 | 0.98 | 0.71 | 0.89 | 0.93 | 4.43 | 1.51 | 2.36 | 0.5 | 0.56 | 0.52 | 1.13 | 1.36 | 0 | 0 | 0 | 0 | 11.2 | 10.8 | 9.8 | 3.1 | 4 | 15.4 | 12 | 3 | 13.5 | 7.7 | 10.5 | 7.8 | 19.9 | 17.8 | 12.3 | 14.2 | 17.9 | 13.3 | 10.4 | 8.8 | 18.4 | 12.7 | 13.9 | 9.5 | 11.8 | 2.2 | 13.2 | 6.7 | 6.3 | 7.8 | 20.4 | 6.2 | 10.7 | 9.5 | 14.4 | 18 | 23.3 | 11.8 | 41.6 | 13 | 27.4 | 34 | 10.9 | 12.5 | 0 | 0 | 0 | 0 | 837.5 | 702.7 | 639.8 | 200.1 | 255.1 | 992.8 | 907.4 | 195.2 | 878.7 | 496.5 | 678.1 | 503 | 1514.8 | 1160.4 | 785.3 | 910.3 | 1142.9 | 853.1 | 805.7 | 574.3 | 1185.4 | 810.8 | 890.3 | 567.6 | 904.9 | 150.1 | 851.7 | 434.2 | 407.5 | 506.4 | 1540.7 | 405 | 696.3 | 614 | 927.9 | 1156.5 | 1733.4 | 765.7 | 2674.2 | 832.1 | 1733.9 | 2098.7 | 797.7 | 816 | 0 | 0 | 0 | 0 | 0.11 | 0.07 | 0.06 | 0.02 | 0.02 | 0.07 | 0.1 | 0.02 | 0.09 | 0.04 | 0.05 | 0.04 | 0.16 | 0.11 | 0.06 | 0.06 | 0.07 | 0.06 | 0.06 | 0.05 | 0.09 | 0.05 | 0.06 | 0.05 | 0.08 | 0.03 | 0.07 | 0.04 | 0.04 | 0.05 | 0.18 | 0.04 | 0.06 | 0.05 | 0.07 | 0.08 | 0.19 | 0.08 | 0.19 | 0.06 | 0.1 | 0.13 | 0.07 | 0.07 | 0 | 0 | 0 | 0 | 0.037
| 12 | 122.4742 | 9.0962 | 1.2766 | 123.0938 | 8.3613 | 563.2647 | 0.058893 | 25.1627 | 130.8356 | 572.3608 | 1.3355 | 148.2565 | 211.6 | 147.1 | 124.5 | 35.2 | 45.4 | 162.6 | 196.5 | 41.1 | 195.3 | 89.2 | 111.4 | 85.7 | 330.8 | 240 | 130.3 | 136.8 | 164.1 | 128.8 | 135.1 | 112.2 | 198.1 | 116 | 130 | 83.5 | 176.5 | 52.9 | 150.5 | 93.2 | 85.9 | 103.1 | 381.8 | 84.2 | 125.9 | 104.1 | 147.8 | 180.8 | 378.3 | 163.9 | 260.1 | 122.3 | 96.9 | 109.1 | 134.1 | 158.9 | 0 | 0 | 0 | 0 | 19.6 | 10.1 | 8 | 2 | 2.5 | 7.2 | 16.2 | 2.9 | 14.3 | 4.7 | 5 | 4 | 27.5 | 16.3 | 6 | 4.7 | 4.7 | 4.5 | 8.7 | 7 | 9.3 | 3.3 | 4.1 | 2.9 | 13.3 | 5.4 | 8 | 6.6 | 5.8 | 6.7 | 34.6 | 5.9 | 7 | 5.1 | 6.4 | 7.2 | 30.9 | 11.2 | 19.2 | 4 | 5.2 | 5.2 | 8.2 | 9.7 | 0 | 0 | 0 | 0 | 2.81 | 1.4 | 1.11 | 0.27 | 0.34 | 0.95 | 2.31 | 0.41 | 2 | 0.64 | 0.66 | 0.53 | 3.91 | 2.27 | 0.79 | 0.59 | 0.56 | 0.56 | 1.21 | 0.96 | 1.23 | 0.4 | 0.49 | 0.36 | 1.87 | 0.78 | 1.08 | 0.92 | 0.81 | 0.93 | 4.95 | 0.83 | 0.95 | 0.68 | 0.83 | 0.93 | 4.39 | 1.56 | 2.53 | 0.49 | 0.57 | 0.52 | 1.15 | 1.33 | 0 | 0 | 0 | 0 | 10.9 | 10.8 | 9.6 | 3 | 3.9 | 15.4 | 11.9 | 2.9 | 13.5 | 7.8 | 10.5 | 8 | 19.8 | 17.7 | 12.3 | 14.2 | 17.9 | 13.3 | 10.4 | 8.9 | 18.4 | 12.7 | 13.9 | 9.4 | 11.8 | 2.2 | 13.2 | 6.7 | 6.4 | 7.8 | 20.3 | 6 | 10.7 | 9.5 | 14.3 | 17.9 | 23.3 | 12 | 41.5 | 13 | 27.4 | 34 | 10.8 | 12.7 | 0 | 0 | 0 | 0 | 813.5 | 703.1 | 625 | 193 | 251.8 | 994.9 | 902 | 190 | 883.4 | 502.5 | 677.7 | 514 | 1505.4 | 1154.2 | 786.6 | 912 | 1146.3 | 857.1 | 802 | 575.8 | 1186.6 | 810.9 | 890.7 | 559.7 | 907.7 | 152.6 | 849.2 | 435.2 | 415.6 | 510.9 | 1525 | 394.1 | 691.7 | 610.5 | 915.6 | 1153.4 | 1737.6 | 781.2 | 2671.1 | 832.9 | 1736.4 | 2098 | 794.2 | 826.4 | 0 | 0 | 0 | 0 | 0.1 | 0.07 | 0.06 | 0.02 | 0.02 | 0.07 | 0.09 | 0.02 | 0.09 | 0.04 | 0.05 | 0.04 | 0.16 | 0.11 | 0.06 | 0.06 | 0.07 | 0.06 | 0.06 | 0.05 | 0.09 | 0.05 | 0.06 | 0.05 | 0.08 | 0.03 | 0.07 | 0.04 | 0.04 | 0.05 | 0.18 | 0.04 | 0.06 | 0.05 | 0.07 | 0.08 | 0.19 | 0.08 | 0.2 | 0.05 | 0.1 | 0.13 | 0.07 | 0.07 | 0 | 0 | 0 | 0 | 0.037
| 13 | 122.9515 | 9.0894 | 1.2762 | 123.5708 | 8.4049 | 567.3238 | 0.058893 | 25.3273 | 131.3564 | 576.4131 | 1.3351 | 148.898 | 211.5 | 145.8 | 125.6 | 38 | 45.5 | 163.9 | 185.9 | 40.6 | 197.7 | 86.6 | 112.1 | 85.9 | 323.5 | 242.6 | 129.6 | 137.9 | 164.2 | 130 | 135.2 | 112.2 | 197.1 | 115 | 130.2 | 86 | 176.3 | 54.3 | 152.4 | 94.9 | 87.2 | 102.7 | 372.7 | 87.2 | 124 | 102.8 | 148.5 | 180.6 | 384.3 | 161.9 | 262.4 | 124 | 96 | 109.2 | 133.4 | 157.9 | 0 | 0 | 0 | 0 | 19.4 | 9.9 | 8.1 | 2.3 | 2.5 | 7.4 | 15.1 | 2.9 | 14.7 | 4.4 | 5.2 | 4.1 | 26.9 | 16.6 | 5.9 | 4.9 | 4.8 | 4.7 | 8.7 | 7 | 9.1 | 3.3 | 4.1 | 3.1 | 13.4 | 5.6 | 8.2 | 6.7 | 5.9 | 6.7 | 33.4 | 6.2 | 6.8 | 5 | 6.5 | 7.2 | 31.7 | 11.2 | 19.5 | 4.2 | 5.2 | 5.2 | 8.1 | 9.6 | 0 | 0 | 0 | 0 | 2.78 | 1.38 | 1.12 | 0.31 | 0.34 | 0.97 | 2.14 | 0.4 | 2.06 | 0.59 | 0.68 | 0.54 | 3.81 | 2.31 | 0.78 | 0.61 | 0.57 | 0.59 | 1.21 | 0.96 | 1.21 | 0.38 | 0.5 | 0.39 | 1.88 | 0.81 | 1.11 | 0.94 | 0.82 | 0.93 | 4.77 | 0.87 | 0.92 | 0.66 | 0.85 | 0.93 | 4.51 | 1.56 | 2.57 | 0.52 | 0.56 | 0.52 | 1.12 | 1.32 | 0 | 0 | 0 | 0 | 11 | 10.7 | 9.7 | 3.1 | 4 | 15.5 | 11.5 | 2.9 | 13.5 | 7.7 | 10.5 | 7.9 | 19.4 | 17.8 | 12.3 | 14.3 | 17.9 | 13.4 | 10.4 | 8.8 | 18.4 | 12.6 | 13.9 | 9.5 | 11.7 | 2.3 | 13.2 | 6.8 | 6.5 | 7.8 | 20.2 | 6.1 | 10.6 | 9.4 | 14.2 | 17.9 | 23.4 | 11.8 | 41.4 | 13.1 | 27.4 | 34 | 10.9 | 12.7 | 0 | 0 | 0 | 0 | 827.8 | 700 | 628.1 | 199.9 | 252.3 | 997.3 | 875.6 | 189.9 | 882.4 | 498.4 | 675.7 | 510.8 | 1476.7 | 1160 | 786.4 | 915.2 | 1145.2 | 858.3 | 801.7 | 575.1 | 1184.7 | 807.5 | 890.8 | 569.7 | 900.2 | 153.9 | 852.7 | 440.4 | 421 | 507.6 | 1520.6 | 401.6 | 687.3 | 606.1 | 915.1 | 1149.9 | 1741.1 | 764.8 | 2670.1 | 836.4 | 1736.5 | 2097.9 | 799.3 | 822.5 | 0 | 0 | 0 | 0 | 0.1 | 0.07 | 0.06 | 0.02 | 0.02 | 0.07 | 0.09 | 0.02 | 0.09 | 0.04 | 0.05 | 0.04 | 0.15 | 0.11 | 0.06 | 0.06 | 0.07 | 0.06 | 0.06 | 0.05 | 0.09 | 0.05 | 0.06 | 0.05 | 0.08 | 0.03 | 0.07 | 0.04 | 0.04 | 0.05 | 0.18 | 0.04 | 0.06 | 0.05 | 0.07 | 0.08 | 0.19 | 0.08 | 0.2 | 0.06 | 0.1 | 0.13 | 0.07 | 0.07 | 0 | 0 | 0 | 0 | 0.037
| 14 | 128.8937 | 9.7535 | 1.3735 | 129.5593 | 8.6195 | 581.548 | 0.060776 | 25.9662 | 137.5132 | 591.3016 | 1.4342 | 155.5255 | 221.1 | 154.2 | 130.3 | 40.2 | 47.6 | 164.4 | 189.1 | 41.7 | 200.6 | 87.1 | 111.6 | 86.4 | 328 | 249.2 | 131.5 | 138.1 | 165.1 | 131.6 | 135.8 | 119.8 | 197 | 114.9 | 133.2 | 86.4 | 177.6 | 57.8 | 150.7 | 94.3 | 90.2 | 101.8 | 379.7 | 91 | 127.3 | 103.9 | 147.3 | 180.4 | 387 | 171.6 | 260.1 | 124.3 | 95.5 | 109.2 | 134.7 | 161.1 | 0 | 0 | 0 | 0 | 20.5 | 10.8 | 8.7 | 2.5 | 2.7 | 7.5 | 15.5 | 2.9 | 15 | 4.5 | 5.1 | 4.3 | 27.4 | 17.4 | 6.1 | 4.9 | 4.8 | 4.8 | 8.7 | 7.5 | 9.2 | 3.3 | 4.3 | 3.1 | 13.6 | 6 | 8 | 6.7 | 6.2 | 6.6 | 34.3 | 6.7 | 7.1 | 5.1 | 6.5 | 7.1 | 31.9 | 12.1 | 19.2 | 4.2 | 5.1 | 5.2 | 8.1 | 9.7 | 0 | 0 | 0 | 0 | 2.94 | 1.51 | 1.21 | 0.34 | 0.37 | 0.99 | 2.2 | 0.4 | 2.12 | 0.6 | 0.67 | 0.57 | 3.89 | 2.44 | 0.81 | 0.61 | 0.57 | 0.61 | 1.2 | 1.04 | 1.21 | 0.39 | 0.52 | 0.39 | 1.91 | 0.86 | 1.08 | 0.93 | 0.87 | 0.91 | 4.9 | 0.95 | 0.96 | 0.68 | 0.85 | 0.92 | 4.54 | 1.7 | 2.52 | 0.52 | 0.55 | 0.52 | 1.14 | 1.34 | 0 | 0 | 0 | 0 | 11.3 | 11.1 | 9.8 | 3.2 | 4 | 15.5 | 11.5 | 3 | 13.5 | 7.7 | 10.5 | 7.8 | 19.6 | 17.9 | 12.3 | 14.3 | 18 | 13.4 | 10.5 | 9.4 | 18.4 | 12.6 | 14.1 | 9.6 | 11.7 | 2.4 | 13.2 | 6.7 | 6.6 | 7.8 | 20.3 | 6.2 | 10.8 | 9.4 | 14.1 | 17.9 | 23.6 | 12.2 | 41.5 | 13.1 | 27.4 | 34.1 | 11 | 13 | 0 | 0 | 0 | 0 | 848.4 | 722.6 | 636 | 207.3 | 258.8 | 996.7 | 875 | 197.5 | 886.2 | 499.7 | 675.9 | 504.9 | 1487.6 | 1170 | 788.9 | 915.6 | 1150.8 | 862.1 | 813.5 | 611.1 | 1183.3 | 805.9 | 907 | 570.3 | 898.8 | 164.3 | 850.3 | 439 | 427.2 | 507.3 | 1527.8 | 406.9 | 699 | 609.7 | 906.2 | 1153.5 | 1759.1 | 795.1 | 2672.3 | 836 | 1735 | 2097.9 | 803.3 | 842.4 | 0 | 0 | 0 | 0 | 0.11 | 0.07 | 0.06 | 0.02 | 0.02 | 0.07 | 0.09 | 0.02 | 0.09 | 0.04 | 0.05 | 0.04 | 0.16 | 0.12 | 0.06 | 0.06 | 0.07 | 0.06 | 0.06 | 0.06 | 0.09 | 0.05 | 0.06 | 0.05 | 0.08 | 0.03 | 0.07 | 0.04 | 0.04 | 0.05 | 0.18 | 0.04 | 0.06 | 0.05 | 0.07 | 0.08 | 0.19 | 0.08 | 0.2 | 0.06 | 0.1 | 0.13 | 0.07 | 0.07 | 0 | 0 | 0 | 0 | 0.037
| 15 | 131.2242 | 9.8433 | 1.3882 | 131.8965 | 8.8576 | 596.1466 | 0.060776 | 26.6393 | 140.0817 | 605.9899 | 1.4489 | 158.5358 | 222.9 | 157 | 130.6 | 43.9 | 52.2 | 171.6 | 200.9 | 50.4 | 212.5 | 87.9 | 115.8 | 93.2 | 328.7 | 247.9 | 132.1 | 140.1 | 168.2 | 132.6 | 140.7 | 130.6 | 203 | 115.1 | 135.9 | 89.4 | 201.5 | 55 | 152.2 | 99.2 | 93 | 106.4 | 387.3 | 88.2 | 133.8 | 107.3 | 157.1 | 183.2 | 390 | 177 | 264.7 | 124.1 | 96.4 | 109.1 | 140.1 | 167.1 | 0 | 0 | 0 | 0 | 20.5 | 10.9 | 8.6 | 2.8 | 3 | 8.1 | 17 | 3.8 | 16.2 | 4.6 | 5.5 | 4.8 | 27.6 | 17.1 | 6.1 | 5.1 | 4.9 | 4.9 | 9 | 8.4 | 9.8 | 3.2 | 4.4 | 3.4 | 15.9 | 5.6 | 8.1 | 7.2 | 6.5 | 7 | 35 | 6.4 | 7.8 | 5.4 | 7.3 | 7.4 | 32 | 12.4 | 19.9 | 4.2 | 5.2 | 5.2 | 8.6 | 10.3 | 0 | 0 | 0 | 0 | 2.94 | 1.52 | 1.2 | 0.39 | 0.42 | 1.07 | 2.42 | 0.54 | 2.29 | 0.62 | 0.74 | 0.65 | 3.93 | 2.39 | 0.81 | 0.65 | 0.59 | 0.62 | 1.25 | 1.17 | 1.31 | 0.38 | 0.54 | 0.43 | 2.25 | 0.81 | 1.1 | 1.01 | 0.9 | 0.98 | 5.01 | 0.89 | 1.06 | 0.72 | 0.97 | 0.96 | 4.56 | 1.74 | 2.61 | 0.52 | 0.56 | 0.52 | 1.2 | 1.41 | 0 | 0 | 0 | 0 | 11.6 | 11.4 | 9.9 | 3.4 | 4.4 | 15.9 | 11.8 | 3.3 | 14 | 7.7 | 10.6 | 8.3 | 19.4 | 18 | 12.4 | 14.3 | 18.3 | 13.5 | 10.8 | 10 | 18.6 | 12.6 | 14.4 | 9.7 | 12.8 | 2.3 | 13.2 | 6.9 | 6.7 | 8 | 20.6 | 6.2 | 11 | 9.7 | 14.6 | 18 | 23.9 | 12.7 | 41.4 | 13 | 27.5 | 34 | 11.4 | 13.3 | 0 | 0 | 0 | 0 | 866.9 | 743.4 | 641.2 | 218.8 | 279.3 | 1025.2 | 891.7 | 219.7 | 920.8 | 499.8 | 686.6 | 533.5 | 1474.5 | 1176.5 | 793.7 | 919.3 | 1171.7 | 868.5 | 837.9 | 652.7 | 1199.2 | 809 | 922.3 | 581 | 978.3 | 158.5 | 854 | 453.1 | 438.2 | 522.2 | 1555.6 | 403.2 | 716.7 | 623.6 | 942.4 | 1160 | 1775.6 | 824.6 | 2669.3 | 834.8 | 1740.7 | 2098.8 | 830.6 | 865 | 0 | 0 | 0 | 0 | 0.11 | 0.07 | 0.06 | 0.02 | 0.02 | 0.08 | 0.1 | 0.02 | 0.1 | 0.04 | 0.05 | 0.04 | 0.16 | 0.12 | 0.06 | 0.06 | 0.07 | 0.06 | 0.07 | 0.06 | 0.09 | 0.05 | 0.06 | 0.06 | 0.09 | 0.03 | 0.07 | 0.05 | 0.04 | 0.05 | 0.19 | 0.04 | 0.06 | 0.05 | 0.07 | 0.08 | 0.19 | 0.08 | 0.2 | 0.06 | 0.1 | 0.13 | 0.08 | 0.08 | 0 | 0 | 0 | 0 | 0.037
| 16 | 134.0716 | 9.6864 | 1.3551 | 134.7302 | 9.3589 | 634.2118 | 0.061758 | 28.2753 | 143.4305 | 643.8982 | 1.4168 | 163.0055 | 214.1 | 158.2 | 134.7 | 54.4 | 64.8 | 185.8 | 190.8 | 55.2 | 235.3 | 98.2 | 125 | 107.9 | 315.3 | 239.5 | 139 | 147.4 | 182.7 | 137.2 | 147 | 140.3 | 219.5 | 117.3 | 143.3 | 98.2 | 201.7 | 46.3 | 162 | 110.1 | 108.3 | 122.8 | 402 | 86.8 | 138.6 | 115.5 | 171.9 | 194.6 | 397.4 | 174.4 | 270 | 125.2 | 101.3 | 111.7 | 158.3 | 164.8 | 0 | 0 | 0 | 0 | 18.4 | 10.6 | 8.9 | 3.7 | 3.8 | 9.1 | 15.1 | 4.2 | 18.7 | 5.3 | 6.1 | 5.3 | 25.1 | 15.8 | 6.6 | 5.4 | 5.6 | 4.6 | 8.9 | 9.1 | 11.4 | 3.3 | 4.7 | 3.7 | 14.7 | 4.5 | 9 | 8 | 7.9 | 8.1 | 36 | 6.2 | 8 | 5.7 | 8.2 | 8.5 | 32.2 | 11.7 | 20.1 | 4.1 | 5.3 | 5.3 | 9.7 | 9.3 | 0 | 0 | 0 | 0 | 2.63 | 1.47 | 1.23 | 0.51 | 0.51 | 1.22 | 2.13 | 0.59 | 2.64 | 0.71 | 0.82 | 0.71 | 3.55 | 2.2 | 0.88 | 0.69 | 0.67 | 0.58 | 1.23 | 1.26 | 1.53 | 0.39 | 0.58 | 0.48 | 2.06 | 0.64 | 1.22 | 1.13 | 1.11 | 1.13 | 5.15 | 0.87 | 1.09 | 0.76 | 1.08 | 1.12 | 4.58 | 1.63 | 2.65 | 0.5 | 0.58 | 0.53 | 1.35 | 1.27 | 0 | 0 | 0 | 0 | 12.2 | 11.8 | 10.2 | 4 | 5.4 | 16.9 | 12.2 | 3.7 | 14.9 | 8.5 | 11.3 | 9.8 | 19.9 | 18 | 12.9 | 15 | 19.7 | 14.3 | 11.8 | 10.8 | 19.4 | 12.9 | 15.1 | 10.6 | 14 | 2.2 | 13.8 | 7.6 | 7.5 | 9.3 | 21.7 | 6.1 | 11.5 | 10.5 | 15.9 | 18.6 | 24.7 | 13 | 41.5 | 13.3 | 27.7 | 34.2 | 12.8 | 13.8 | 0 | 0 | 0 | 0 | 926.9 | 768.8 | 662.3 | 262.7 | 347.9 | 1087.9 | 928 | 241.7 | 981.6 | 550 | 732 | 630 | 1518.3 | 1176.2 | 825 | 963.5 | 1259 | 920.5 | 914.3 | 699.1 | 1252.7 | 824.3 | 969.8 | 637.6 | 1074.2 | 148.5 | 890.4 | 498.4 | 488.9 | 603.4 | 1637.2 | 400 | 746.1 | 674.5 | 1022.8 | 1196.3 | 1837.8 | 841 | 2672.7 | 851.9 | 1751.6 | 2107.5 | 941.6 | 894.7 | 0 | 0 | 0 | 0 | 0.1 | 0.07 | 0.06 | 0.03 | 0.03 | 0.08 | 0.09 | 0.03 | 0.11 | 0.04 | 0.06 | 0.05 | 0.15 | 0.11 | 0.07 | 0.07 | 0.08 | 0.06 | 0.07 | 0.07 | 0.1 | 0.05 | 0.06 | 0.06 | 0.09 | 0.02 | 0.08 | 0.05 | 0.05 | 0.06 | 0.19 | 0.04 | 0.06 | 0.05 | 0.08 | 0.09 | 0.2 | 0.08 | 0.2 | 0.06 | 0.11 | 0.13 | 0.08 | 0.08 | 0 | 0 | 0 | 0 | 0.037
| 17 | 146.7655 | 10.5562 | 1.4787 | 147.4838 | 10.2957 | 696.913 | 0.06966 | 31.0827 | 157.0611 | 707.4692 | 1.5484 | 178.5664 | 233.7 | 164.3 | 151.5 | 62.8 | 83.5 | 203.4 | 201.4 | 55.6 | 257.2 | 101.6 | 137.6 | 124.1 | 325.3 | 247.8 | 149.4 | 155.8 | 201.4 | 152.4 | 171 | 142.6 | 243.4 | 120.3 | 160.3 | 117.5 | 239.4 | 46.7 | 172 | 119.8 | 118.9 | 137.7 | 432 | 86.8 | 154.8 | 134.1 | 191 | 209.6 | 415 | 181.6 | 283.4 | 136 | 106.7 | 115.7 | 176.9 | 173.7 | 0 | 0 | 0 | 0 | 19.9 | 11.2 | 10.1 | 3.9 | 4.9 | 10.1 | 15.6 | 4.3 | 20.5 | 5.5 | 6.9 | 6.3 | 25.9 | 16.8 | 7.5 | 5.8 | 6.4 | 5.6 | 10.9 | 9.2 | 13.6 | 3.4 | 5.3 | 4.5 | 18.1 | 4.5 | 9.9 | 8.6 | 8.5 | 8.9 | 38.6 | 6.1 | 9.3 | 7.1 | 9.1 | 9.8 | 33.7 | 12.3 | 21.3 | 5.1 | 5.3 | 5.3 | 10.8 | 10.3 | 0 | 0 | 0 | 0 | 2.83 | 1.57 | 1.4 | 0.53 | 0.67 | 1.35 | 2.21 | 0.6 | 2.9 | 0.74 | 0.92 | 0.85 | 3.67 | 2.34 | 1.01 | 0.74 | 0.79 | 0.71 | 1.51 | 1.27 | 1.85 | 0.4 | 0.66 | 0.58 | 2.55 | 0.65 | 1.36 | 1.21 | 1.19 | 1.23 | 5.51 | 0.86 | 1.28 | 0.96 | 1.2 | 1.3 | 4.8 | 1.72 | 2.83 | 0.65 | 0.57 | 0.53 | 1.51 | 1.41 | 0 | 0 | 0 | 0 | 13.6 | 12 | 11.4 | 5 | 6.9 | 18.4 | 13.1 | 3.7 | 16.2 | 8.8 | 12.4 | 11.1 | 20.5 | 18.3 | 13.5 | 15.8 | 21.4 | 15.5 | 13.3 | 11 | 20.6 | 13.2 | 16.8 | 12.5 | 16 | 2.2 | 14.3 | 8.4 | 8.4 | 10.6 | 23.5 | 6.2 | 12.5 | 11.7 | 17.7 | 19.5 | 25.8 | 13.4 | 41.5 | 13.9 | 27.9 | 34.2 | 14.4 | 14.2 | 0 | 0 | 0 | 0 | 1029 | 784.7 | 739.9 | 322.9 | 445.5 | 1184.7 | 1000.4 | 238.4 | 1067.1 | 567.3 | 798.1 | 715.2 | 1563.3 | 1194.1 | 866 | 1014.4 | 1372.4 | 997.1 | 1024 | 711.6 | 1333.4 | 843.2 | 1080.1 | 759.9 | 1225.2 | 149.2 | 922.6 | 546.3 | 548.1 | 688.9 | 1769.9 | 403.7 | 811.8 | 756.9 | 1137.1 | 1255.8 | 1908.7 | 869.4 | 2675.6 | 887.9 | 1767.6 | 2110.6 | 1053.4 | 917.5 | 0 | 0 | 0 | 0 | 0.11 | 0.08 | 0.07 | 0.03 | 0.04 | 0.09 | 0.1 | 0.03 | 0.12 | 0.05 | 0.06 | 0.06 | 0.15 | 0.12 | 0.07 | 0.07 | 0.09 | 0.07 | 0.08 | 0.07 | 0.11 | 0.05 | 0.07 | 0.07 | 0.11 | 0.02 | 0.08 | 0.06 | 0.06 | 0.06 | 0.21 | 0.04 | 0.07 | 0.06 | 0.09 | 0.09 | 0.21 | 0.09 | 0.2 | 0.06 | 0.11 | 0.13 | 0.09 | 0.08 | 0 | 0 | 0 | 0 | 0.038
| 18 | 156.084 | 10.9584 | 1.5335 | 156.8292 | 11.2052 | 757.4843 | 0.071589 | 33.7978 | 167.2892 | 768.4427 | 1.6051 | 190.627 | 256.5 | 158.8 | 159 | 78.5 | 102.5 | 232.9 | 213.9 | 56.9 | 269 | 104.9 | 144.9 | 141.2 | 334.9 | 251.2 | 172.4 | 177.3 | 221.2 | 162.5 | 181.2 | 141.4 | 258.8 | 128.6 | 171.2 | 134.7 | 264.5 | 46 | 181.1 | 130.7 | 134.2 | 155.3 | 454.5 | 88 | 181 | 161.3 | 224.5 | 226.5 | 414.1 | 190.9 | 300.7 | 145 | 113.6 | 122.6 | 196.7 | 179.8 | 0 | 0 | 0 | 0 | 21.8 | 10.4 | 10 | 4.9 | 6 | 12 | 16.5 | 4.4 | 21 | 5.3 | 7 | 6.9 | 27 | 17.1 | 9.7 | 7.3 | 7.8 | 5.9 | 11.1 | 8.9 | 14.8 | 3.7 | 5.4 | 4.7 | 19.4 | 4.5 | 10.7 | 9.3 | 9.8 | 10.2 | 40.7 | 6.5 | 11.5 | 8.9 | 11.3 | 11.1 | 32.5 | 13.6 | 22.8 | 5.7 | 5.5 | 5.3 | 11.2 | 11.1 | 0 | 0 | 0 | 0 | 3.1 | 1.44 | 1.39 | 0.68 | 0.82 | 1.61 | 2.34 | 0.63 | 2.96 | 0.72 | 0.93 | 0.92 | 3.83 | 2.39 | 1.32 | 0.95 | 0.98 | 0.75 | 1.53 | 1.23 | 2.02 | 0.44 | 0.66 | 0.58 | 2.72 | 0.65 | 1.46 | 1.3 | 1.37 | 1.41 | 5.82 | 0.91 | 1.6 | 1.2 | 1.51 | 1.49 | 4.61 | 1.9 | 3.04 | 0.73 | 0.61 | 0.53 | 1.54 | 1.53 | 0 | 0 | 0 | 0 | 15 | 12.1 | 12.4 | 6.2 | 8.5 | 20.7 | 13.9 | 3.7 | 17.4 | 9.3 | 13.3 | 12.9 | 20.8 | 18.4 | 14.7 | 17.3 | 22.9 | 16.6 | 14.5 | 11 | 21.6 | 14 | 18.2 | 14.7 | 18.2 | 2.2 | 14.9 | 9.3 | 9.3 | 11.8 | 24.6 | 6 | 14 | 13.8 | 20.2 | 20.5 | 26.8 | 13.6 | 41.5 | 14.5 | 28.2 | 34.5 | 16.8 | 14.2 | 0 | 0 | 0 | 0 | 1136.3 | 785.1 | 807.3 | 399.4 | 547.3 | 1335.4 | 1066.2 | 241.1 | 1143.4 | 603.1 | 855.1 | 829.9 | 1586 | 1204.4 | 943.2 | 1115.3 | 1465.9 | 1066 | 1117.6 | 716 | 1400.5 | 897.5 | 1169 | 899.6 | 1398.2 | 144.9 | 961.4 | 606.3 | 608 | 767.1 | 1853.1 | 394 | 912.9 | 891.3 | 1301.7 | 1326.9 | 1988.7 | 880.5 | 2677.9 | 932.3 | 1789.2 | 2130.5 | 1234.1 | 924.4 | 0 | 0 | 0 | 0 | 0.12 | 0.07 | 0.07 | 0.04 | 0.05 | 0.11 | 0.1 | 0.03 | 0.13 | 0.05 | 0.07 | 0.06 | 0.16 | 0.12 | 0.08 | 0.08 | 0.1 | 0.07 | 0.08 | 0.07 | 0.12 | 0.06 | 0.08 | 0.08 | 0.12 | 0.02 | 0.08 | 0.06 | 0.06 | 0.07 | 0.22 | 0.04 | 0.08 | 0.07 | 0.1 | 0.1 | 0.21 | 0.09 | 0.21 | 0.07 | 0.11 | 0.13 | 0.11 | 0.08 | 0 | 0 | 0 | 0 | 0.038
| 19 | 166.5922 | 11.5571 | 1.6148 | 167.3774 | 12.0784 | 813.1204 | 0.076886 | 36.3304 | 178.6705 | 824.6774 | 1.6917 | 203.7078 | 259.2 | 157.2 | 178.5 | 99.2 | 120.3 | 254.4 | 208.9 | 59 | 276 | 112.1 | 154.9 | 165.5 | 327.3 | 251.6 | 189.6 | 210.2 | 245 | 177.8 | 166.8 | 141.5 | 285.5 | 158.2 | 185.5 | 167.1 | 306.5 | 48.6 | 205 | 144.1 | 138.7 | 158.1 | 458.4 | 86.4 | 182.7 | 168 | 238.5 | 241.6 | 403.7 | 178 | 310.8 | 152.6 | 117.3 | 131.5 | 224.4 | 172.8 | 0 | 0 | 0 | 0 | 22.4 | 10.4 | 11 | 5.8 | 6.7 | 12.5 | 15.5 | 4.8 | 20.8 | 5.5 | 7.2 | 8.1 | 26.5 | 17.2 | 10.8 | 8 | 9.1 | 6.4 | 9 | 9 | 16.3 | 4.4 | 6 | 5.6 | 22.9 | 4.8 | 12.3 | 9.4 | 9.9 | 9.6 | 40.6 | 6.4 | 10 | 8.6 | 11.2 | 11.8 | 31 | 11.7 | 22.9 | 5.1 | 5.6 | 5.4 | 13.2 | 10.1 | 0 | 0 | 0 | 0 | 3.19 | 1.45 | 1.52 | 0.79 | 0.91 | 1.67 | 2.18 | 0.68 | 2.92 | 0.74 | 0.95 | 1.08 | 3.75 | 2.4 | 1.47 | 1.02 | 1.15 | 0.8 | 1.23 | 1.24 | 2.22 | 0.52 | 0.73 | 0.7 | 3.23 | 0.69 | 1.68 | 1.3 | 1.39 | 1.32 | 5.81 | 0.89 | 1.36 | 1.15 | 1.49 | 1.57 | 4.39 | 1.63 | 3.07 | 0.63 | 0.62 | 0.54 | 1.84 | 1.39 | 0 | 0 | 0 | 0 | 14.8 | 11.8 | 14.2 | 8.2 | 10.3 | 23.1 | 14.2 | 3.6 | 18.5 | 10.2 | 14.5 | 15.1 | 20.3 | 18.4 | 16.1 | 21.2 | 25 | 18.3 | 14.4 | 11 | 23.8 | 17.4 | 19.7 | 18.1 | 20.7 | 2.2 | 16.7 | 11 | 9.8 | 12.7 | 25.1 | 5.9 | 15.6 | 14.9 | 22.1 | 22 | 26.8 | 13.5 | 41.8 | 16.1 | 28.5 | 34.9 | 18.7 | 14.2 | 0 | 0 | 0 | 0 | 1118.4 | 768.9 | 919.5 | 530.9 | 660.7 | 1488.9 | 1088.9 | 237.9 | 1215.7 | 656 | 931.3 | 972.6 | 1545.5 | 1202.7 | 1030.1 | 1359.7 | 1600.4 | 1172.9 | 1115.7 | 712.9 | 1544.7 | 1112.6 | 1262.1 | 1124.2 | 1586.1 | 148.9 | 1078.4 | 714.5 | 639 | 825.1 | 1899 | 387.5 | 1011 | 965.7 | 1424.7 | 1419.9 | 1991.6 | 871.7 | 2699.5 | 1030 | 1806.5 | 2157.2 | 1371 | 920.1 | 0 | 0 | 0 | 0 | 0.12 | 0.07 | 0.08 | 0.05 | 0.06 | 0.12 | 0.1 | 0.03 | 0.13 | 0.05 | 0.07 | 0.07 | 0.15 | 0.12 | 0.09 | 0.09 | 0.11 | 0.08 | 0.08 | 0.07 | 0.13 | 0.07 | 0.08 | 0.09 | 0.14 | 0.02 | 0.1 | 0.07 | 0.07 | 0.07 | 0.22 | 0.04 | 0.08 | 0.08 | 0.11 | 0.11 | 0.2 | 0.08 | 0.21 | 0.07 | 0.11 | 0.13 | 0.12 | 0.08 | 0 | 0 | 0 | 0 | 0.038
| 20 | 161.7891 | 11.1671 | 1.559 | 162.5475 | 11.7851 | 793.7044 | 0.077435 | 35.4586 | 173.5742 | 804.8715 | 1.6364 | 198.0061 | 237.1 | 151.2 | 183.7 | 98.4 | 119.7 | 252 | 201.3 | 53.2 | 277.1 | 108.4 | 154 | 166.6 | 302.4 | 247.4 | 180.4 | 206.7 | 244.7 | 181.4 | 161.7 | 138.7 | 284.5 | 155.1 | 188.2 | 173.4 | 298.9 | 50.8 | 200.6 | 142.6 | 131.1 | 164 | 463.1 | 88 | 180.4 | 162.1 | 237 | 240.3 | 388.9 | 177.4 | 310.6 | 151.4 | 117.1 | 130.5 | 207.2 | 168.7 | 0 | 0 | 0 | 0 | 20.1 | 10 | 11.9 | 5.5 | 6.7 | 12.5 | 14.8 | 4.2 | 20.8 | 5.2 | 7.1 | 7.9 | 24.2 | 16.7 | 9.6 | 7.5 | 8.4 | 6.6 | 9.1 | 8.9 | 16.8 | 4.1 | 5.9 | 5.9 | 22.4 | 5.1 | 12 | 9.4 | 9.4 | 10.3 | 41.8 | 6.6 | 10 | 8.2 | 11.5 | 11.4 | 29.9 | 12.2 | 22.9 | 5 | 5.7 | 5.4 | 12 | 10 | 0 | 0 | 0 | 0 | 2.86 | 1.39 | 1.65 | 0.75 | 0.91 | 1.66 | 2.08 | 0.6 | 2.93 | 0.69 | 0.94 | 1.04 | 3.42 | 2.33 | 1.3 | 0.94 | 1.04 | 0.83 | 1.24 | 1.23 | 2.31 | 0.47 | 0.72 | 0.73 | 3.15 | 0.74 | 1.64 | 1.31 | 1.33 | 1.42 | 5.98 | 0.93 | 1.36 | 1.1 | 1.53 | 1.51 | 4.24 | 1.71 | 3.07 | 0.61 | 0.62 | 0.54 | 1.67 | 1.37 | 0 | 0 | 0 | 0 | 13.9 | 11.4 | 14.1 | 8.3 | 10.2 | 22.8 | 13.8 | 3.4 | 18.7 | 10 | 14.4 | 15.4 | 19 | 18.3 | 15.9 | 21.2 | 25.6 | 18.6 | 13.6 | 10.7 | 23.2 | 17.3 | 20.1 | 18.7 | 20.1 | 2.2 | 16.3 | 10.8 | 9.2 | 12.9 | 24.7 | 5.9 | 15.3 | 14.5 | 21.6 | 22.2 | 25.7 | 12.9 | 41.8 | 16 | 28.4 | 34.7 | 17.4 | 13.7 | 0 | 0 | 0 | 0 | 1055.8 | 740.5 | 916.8 | 537.2 | 657 | 1472.4 | 1062 | 221.6 | 1222.8 | 641.5 | 928.7 | 993.8 | 1450.7 | 1193.3 | 1014.5 | 1359.3 | 1638 | 1194.1 | 1057.8 | 695.8 | 1506.5 | 1106.3 | 1289.2 | 1163.7 | 1546.6 | 151.7 | 1056.8 | 701.6 | 601.4 | 837 | 1862.6 | 386.8 | 993.3 | 935.8 | 1395.8 | 1430.1 | 1909.2 | 838.2 | 2695.8 | 1027.2 | 1799.7 | 2148.7 | 1279.3 | 890.9 | 0 | 0 | 0 | 0 | 0.11 | 0.07 | 0.09 | 0.05 | 0.06 | 0.11 | 0.09 | 0.03 | 0.13 | 0.05 | 0.07 | 0.08 | 0.14 | 0.11 | 0.09 | 0.09 | 0.11 | 0.08 | 0.07 | 0.06 | 0.13 | 0.07 | 0.08 | 0.09 | 0.14 | 0.02 | 0.09 | 0.07 | 0.06 | 0.08 | 0.22 | 0.04 | 0.08 | 0.07 | 0.11 | 0.11 | 0.2 | 0.08 | 0.21 | 0.07 | 0.11 | 0.13 | 0.11 | 0.08 | 0 | 0 | 0 | 0 | 0.038
| 21 | 159.555 | 11.4389 | 1.6034 | 160.3336 | 11.238 | 758.991 | 0.072905 | 33.8758 | 170.793 | 770.4299 | 1.6763 | 194.2094 | 235.2 | 156.4 | 174.7 | 92.5 | 120.8 | 252.1 | 205.2 | 48.9 | 283.8 | 108.8 | 151.3 | 154.7 | 299.7 | 243.7 | 168.5 | 187.6 | 239.2 | 171.6 | 155.9 | 132.2 | 277.7 | 144.8 | 189.8 | 159.7 | 292.1 | 49.2 | 194.1 | 131.9 | 135.9 | 159.7 | 468.6 | 84.1 | 168.4 | 156.8 | 229.4 | 231.4 | 387.6 | 174.4 | 308 | 144.1 | 114.3 | 125.4 | 198.7 | 160.1 | 0 | 0 | 0 | 0 | 20.2 | 11 | 11.6 | 5.6 | 7 | 12.6 | 15.6 | 3.7 | 22.1 | 5.4 | 7.1 | 7.1 | 23.9 | 16.3 | 9 | 6.7 | 8.3 | 6.2 | 8.6 | 8.2 | 16.4 | 3.9 | 6 | 5.3 | 22.1 | 4.8 | 11.8 | 8.8 | 9.7 | 9.9 | 42.9 | 6.2 | 9.4 | 7.9 | 10.9 | 10.8 | 29.9 | 12.2 | 23.2 | 4.8 | 5.7 | 5.3 | 11.3 | 9 | 0 | 0 | 0 | 0 | 2.88 | 1.54 | 1.61 | 0.77 | 0.96 | 1.69 | 2.19 | 0.52 | 3.12 | 0.73 | 0.94 | 0.94 | 3.38 | 2.27 | 1.22 | 0.84 | 1.04 | 0.78 | 1.17 | 1.13 | 2.25 | 0.46 | 0.73 | 0.66 | 3.11 | 0.7 | 1.63 | 1.22 | 1.36 | 1.36 | 6.13 | 0.87 | 1.27 | 1.07 | 1.45 | 1.43 | 4.24 | 1.7 | 3.11 | 0.59 | 0.63 | 0.53 | 1.56 | 1.23 | 0 | 0 | 0 | 0 | 13.5 | 11.2 | 13.2 | 7.4 | 10.1 | 22.7 | 13.7 | 3.3 | 18.4 | 9.8 | 14 | 14.4 | 18.9 | 18.1 | 14.8 | 19.3 | 24.9 | 17.6 | 13.3 | 10.5 | 22.7 | 16 | 20.2 | 17.4 | 19.5 | 2.3 | 15.6 | 9.9 | 9.6 | 12.6 | 24.5 | 5.8 | 14.3 | 14 | 21.1 | 21.5 | 25.5 | 12.6 | 41.5 | 15.2 | 28.2 | 34.4 | 16.9 | 13.5 | 0 | 0 | 0 | 0 | 1024.4 | 732.9 | 857 | 482.5 | 648.7 | 1463.5 | 1048 | 212.8 | 1208.3 | 631.3 | 903.9 | 931.9 | 1444.2 | 1183.6 | 947.1 | 1241.3 | 1593.3 | 1129.1 | 1033.6 | 679.2 | 1470.7 | 1024.5 | 1296.5 | 1078.4 | 1497.1 | 152.6 | 1008.3 | 643.3 | 628.2 | 821.3 | 1845.3 | 377.5 | 924.6 | 905.1 | 1361.6 | 1387.8 | 1898.7 | 817.4 | 2680.3 | 975.4 | 1785 | 2128.7 | 1246 | 873.7 | 0 | 0 | 0 | 0 | 0.11 | 0.07 | 0.08 | 0.04 | 0.06 | 0.11 | 0.1 | 0.02 | 0.13 | 0.05 | 0.07 | 0.07 | 0.14 | 0.11 | 0.08 | 0.08 | 0.11 | 0.08 | 0.07 | 0.06 | 0.13 | 0.06 | 0.08 | 0.09 | 0.14 | 0.02 | 0.09 | 0.06 | 0.06 | 0.07 | 0.22 | 0.04 | 0.08 | 0.07 | 0.1 | 0.1 | 0.19 | 0.08 | 0.21 | 0.06 | 0.11 | 0.13 | 0.11 | 0.07 | 0 | 0 | 0 | 0 | 0.037
| 22 | 163.7141 | 11.911 | 1.6712 | 164.5253 | 11.3624 | 768.137 | 0.076671 | 34.2738 | 175.0765 | 780.048 | 1.7478 | 198.7991 | 264.8 | 150.6 | 174.7 | 91.5 | 126.4 | 248.6 | 224.5 | 52.9 | 266.4 | 109.1 | 151.5 | 162.7 | 328.2 | 239.9 | 170.5 | 184.6 | 227.8 | 159.2 | 173.2 | 131.3 | 268.1 | 144.6 | 182.7 | 155.7 | 304.4 | 54.4 | 192.1 | 127.3 | 132.4 | 157.4 | 479.2 | 88.4 | 172.8 | 162.5 | 228.4 | 229.4 | 401 | 175.3 | 305.6 | 144.5 | 114.3 | 124 | 214.7 | 158.4 | 0 | 0 | 0 | 0 | 23.3 | 10.1 | 11.9 | 5.6 | 7.9 | 12.6 | 17.8 | 4.2 | 20.3 | 5.6 | 7.3 | 7.6 | 27.1 | 15.8 | 9.4 | 7.1 | 8.1 | 5.6 | 10.6 | 8 | 15.6 | 4.3 | 5.7 | 5.2 | 24.2 | 5.4 | 11.9 | 8.7 | 9.4 | 9.9 | 44.5 | 6.6 | 10.2 | 8.4 | 11 | 10.7 | 31.8 | 12.4 | 23.2 | 5.1 | 5.5 | 5.3 | 13.1 | 9.1 | 0 | 0 | 0 | 0 | 3.33 | 1.41 | 1.65 | 0.77 | 1.09 | 1.7 | 2.52 | 0.59 | 2.86 | 0.75 | 0.97 | 1.01 | 3.85 | 2.19 | 1.28 | 0.91 | 1.02 | 0.7 | 1.47 | 1.11 | 2.13 | 0.51 | 0.7 | 0.65 | 3.43 | 0.77 | 1.64 | 1.22 | 1.31 | 1.37 | 6.37 | 0.93 | 1.39 | 1.13 | 1.47 | 1.41 | 4.51 | 1.74 | 3.11 | 0.63 | 0.61 | 0.53 | 1.84 | 1.25 | 0 | 0 | 0 | 0 | 14.7 | 11.2 | 12.9 | 7.3 | 10 | 22.2 | 14.2 | 3.4 | 17.7 | 9.7 | 13.9 | 15.1 | 19.8 | 18.2 | 14.7 | 18.5 | 23.5 | 16.5 | 13.8 | 10.5 | 22.2 | 15.7 | 19.5 | 17 | 19.2 | 2.5 | 15.3 | 9.3 | 9.5 | 12.3 | 24.5 | 5.9 | 14.2 | 14.3 | 20.9 | 21.4 | 25.6 | 12.5 | 41.4 | 15 | 28.2 | 34.4 | 17.4 | 13.1 | 0 | 0 | 0 | 0 | 1108.7 | 729.6 | 840 | 475 | 647.5 | 1433 | 1085.9 | 220.6 | 1159.1 | 626.4 | 895.1 | 973.7 | 1508.8 | 1183.2 | 940.8 | 1191.4 | 1507.1 | 1057.2 | 1066.5 | 679.2 | 1436.7 | 1005.4 | 1251.8 | 1049.1 | 1466.1 | 168.3 | 987.3 | 606.9 | 616.3 | 800.6 | 1839.3 | 389.5 | 918.6 | 927.3 | 1349.7 | 1377.9 | 1910.6 | 809.8 | 2672.9 | 963.1 | 1787.2 | 2129.5 | 1270.8 | 852.2 | 0 | 0 | 0 | 0 | 0.13 | 0.07 | 0.08 | 0.04 | 0.06 | 0.11 | 0.11 | 0.03 | 0.13 | 0.05 | 0.07 | 0.07 | 0.16 | 0.11 | 0.08 | 0.08 | 0.1 | 0.07 | 0.08 | 0.06 | 0.12 | 0.06 | 0.08 | 0.08 | 0.14 | 0.03 | 0.09 | 0.06 | 0.06 | 0.07 | 0.23 | 0.04 | 0.08 | 0.07 | 0.1 | 0.1 | 0.2 | 0.08 | 0.21 | 0.07 | 0.11 | 0.13 | 0.12 | 0.07 | 0 | 0 | 0 | 0 | 0.036
| 23 | 157.0782 | 11.6973 | 1.6418 | 157.875 | 10.6393 | 721.9505 | 0.075904 | 32.1742 | 167.7176 | 733.6478 | 1.7177 | 190.0492 | 261.8 | 147.9 | 169.2 | 78.6 | 109.9 | 244.6 | 211.9 | 47.1 | 265.7 | 107.2 | 147.9 | 156.1 | 322.3 | 244.3 | 158.9 | 170.3 | 210.6 | 155 | 163.3 | 124.3 | 262.4 | 126.1 | 174 | 140 | 278.1 | 54.7 | 179.9 | 114 | 134.1 | 156.1 | 458.4 | 87.9 | 168.4 | 154.6 | 215.8 | 224.4 | 397 | 169.9 | 294.7 | 134.5 | 109.7 | 120.7 | 210.8 | 156.9 | 0 | 0 | 0 | 0 | 23.3 | 9.9 | 12 | 5.1 | 6.9 | 13.2 | 16.8 | 3.5 | 21.2 | 5.5 | 7.4 | 7.6 | 26.7 | 16.5 | 8.5 | 6.7 | 7.1 | 5.6 | 10.3 | 7.3 | 15.7 | 3.7 | 5.7 | 5.2 | 21.8 | 5.4 | 10.9 | 7.8 | 10 | 10.3 | 42.4 | 6.6 | 10.9 | 8.4 | 10.6 | 10.7 | 31.7 | 11.8 | 22.5 | 4.7 | 5.5 | 5.3 | 13.2 | 9 | 0 | 0 | 0 | 0 | 3.33 | 1.37 | 1.68 | 0.7 | 0.95 | 1.79 | 2.38 | 0.5 | 3 | 0.75 | 0.99 | 1.01 | 3.78 | 2.3 | 1.15 | 0.87 | 0.89 | 0.71 | 1.42 | 1 | 2.16 | 0.45 | 0.7 | 0.65 | 3.08 | 0.78 | 1.5 | 1.09 | 1.41 | 1.42 | 6.08 | 0.92 | 1.51 | 1.14 | 1.42 | 1.43 | 4.5 | 1.65 | 3.01 | 0.59 | 0.6 | 0.53 | 1.85 | 1.23 | 0 | 0 | 0 | 0 | 14.3 | 11 | 12 | 6 | 8.7 | 21.1 | 13.4 | 3.2 | 16.8 | 9.5 | 13.3 | 14.3 | 19.4 | 18.1 | 14 | 16.9 | 22.1 | 15.9 | 12.8 | 10.2 | 21.2 | 13.7 | 18.4 | 15 | 17.9 | 2.5 | 14.5 | 8.4 | 9.1 | 11.8 | 23.5 | 5.9 | 12.9 | 13.3 | 19.6 | 20.6 | 25.1 | 12.3 | 41.3 | 14 | 27.9 | 34.2 | 16.9 | 13 | 0 | 0 | 0 | 0 | 1076.8 | 720.2 | 784.3 | 392.5 | 560.5 | 1364 | 1027.7 | 207.6 | 1101.5 | 612.4 | 860.6 | 920.5 | 1478.7 | 1179.4 | 891.1 | 1088.7 | 1412.5 | 1020.1 | 989.4 | 660.7 | 1378.6 | 875.4 | 1178.1 | 918.4 | 1368.5 | 166.6 | 939.5 | 543.7 | 592.8 | 770.3 | 1765.7 | 389.5 | 838.4 | 859.2 | 1263.4 | 1330.8 | 1877.2 | 800.1 | 2667 | 895.7 | 1767.1 | 2113.2 | 1227.6 | 845 | 0 | 0 | 0 | 0 | 0.13 | 0.07 | 0.08 | 0.04 | 0.05 | 0.11 | 0.1 | 0.02 | 0.13 | 0.05 | 0.07 | 0.07 | 0.15 | 0.11 | 0.08 | 0.08 | 0.1 | 0.07 | 0.08 | 0.06 | 0.12 | 0.06 | 0.08 | 0.08 | 0.13 | 0.03 | 0.08 | 0.05 | 0.06 | 0.07 | 0.22 | 0.04 | 0.08 | 0.07 | 0.1 | 0.1 | 0.2 | 0.08 | 0.21 | 0.06 | 0.11 | 0.13 | 0.11 | 0.07 | 0 | 0 | 0 | 0 | 0.035
NorthernGrid_South | 0 | 140.8351 | 5.913 | 0.76768 | 141.2209 | 13.6926 | 936.023 | 0.06274 | 41.6033 | 154.5278 | 941.936 | 0.83042 | 182.8242 | 205 | 160.4 | 135.2 | 84.8 | 82.5 | 126.3 | 235.3 | 98.5 | 163.5 | 146.8 | 116.2 | 114.6 | 259.1 | 181.4 | 160.5 | 148.1 | 145.5 | 111 | 236 | 203.6 | 175.7 | 143.7 | 121.2 | 93.9 | 265.5 | 116.9 | 166.1 | 112.3 | 97.5 | 92.7 | 279 | 156.2 | 155.1 | 178.1 | 146.4 | 135.4 | 294.1 | 170.4 | 197.7 | 134.3 | 99.1 | 72 | 250.8 | 169.9 | 0 | 0 | 0 | 0 | 8 | 5.7 | 7.3 | 3.6 | 3.5 | 5.3 | 10.2 | 6.2 | 10 | 9.2 | 4.3 | 4.2 | 10.3 | 7.3 | 6 | 5.2 | 4.4 | 3.1 | 7.4 | 5.7 | 8.9 | 4.2 | 4 | 2.3 | 12.8 | 7.5 | 9.7 | 6.5 | 5.6 | 3.5 | 12.7 | 4.9 | 6.6 | 6.4 | 5 | 5 | 13.8 | 6.3 | 12.2 | 4.5 | 4.5 | 2.8 | 9.5 | 6.3 | 0 | 0 | 0 | 0 | 1.02 | 0.72 | 0.99 | 0.46 | 0.46 | 0.69 | 1.34 | 0.85 | 1.37 | 1.27 | 0.54 | 0.53 | 1.33 | 0.95 | 0.76 | 0.65 | 0.53 | 0.37 | 0.9 | 0.68 | 1.19 | 0.5 | 0.49 | 0.27 | 1.71 | 1.04 | 1.33 | 0.89 | 0.76 | 0.44 | 1.67 | 0.59 | 0.86 | 0.8 | 0.62 | 0.63 | 1.84 | 0.8 | 1.6 | 0.55 | 0.53 | 0.28 | 1.24 | 0.8 | 0 | 0 | 0 | 0 | 20.5 | 16.5 | 11.7 | 8.2 | 8 | 12.3 | 22.5 | 7.7 | 13.1 | 11.5 | 11.8 | 11.7 | 25.7 | 17.9 | 16.3 | 15.3 | 15.7 | 12.2 | 25.2 | 22.3 | 15.7 | 15.7 | 12.8 | 11.1 | 24.3 | 9 | 13.6 | 9.3 | 8.1 | 9.4 | 26.2 | 16.7 | 15 | 18.3 | 15.3 | 13.8 | 27.5 | 17.4 | 26.2 | 14.2 | 17.9 | 18.8 | 25.6 | 17.2 | 0 | 0 | 0 | 0 | 1608.4 | 1059.5 | 754.9 | 530.6 | 514.4 | 789.2 | 1766.6 | 500.7 | 849.7 | 748.8 | 759.6 | 750.1 | 2014.4 | 1150.3 | 1045 | 984.2 | 1004.8 | 780.7 | 1987.5 | 1430.7 | 1015.9 | 1003 | 820.7 | 677.5 | 1897.2 | 585.2 | 883.6 | 601.7 | 526.5 | 602.8 | 2055.3 | 1070.2 | 966.2 | 1175 | 978.5 | 887.2 | 2098.8 | 1109 | 1690.5 | 906.3 | 1138.6 | 1131.4 | 1930.6 | 1108.1 | 0 | 0 | 0 | 0 | 0.09 | 0.07 | 0.06 | 0.04 | 0.04 | 0.06 | 0.11 | 0.05 | 0.08 | 0.07 | 0.05 | 0.05 | 0.12 | 0.08 | 0.07 | 0.07 | 0.06 | 0.05 | 0.1 | 0.09 | 0.08 | 0.06 | 0.05 | 0.05 | 0.12 | 0.05 | 0.08 | 0.05 | 0.04 | 0.04 | 0.13 | 0.07 | 0.07 | 0.08 | 0.06 | 0.06 | 0.14 | 0.08 | 0.12 | 0.06 | 0.07 | 0.07 | 0.13 | 0.08 | 0 | 0 | 0 | 0 | 0.034
| 1 | 138.9079 | 5.9534 | 0.77814 | 139.2977 | 13.3742 | 915.5238 | 0.06274 | 40.6739 | 152.2821 | 921.4773 | 0.84088 | 179.9717 | 202.2 | 155.3 | 137.5 | 82.9 | 80.9 | 124 | 226.8 | 104.4 | 170.1 | 150.5 | 115 | 116.6 | 255 | 181.3 | 158.4 | 142.9 | 147.2 | 113.9 | 230.2 | 201.3 | 175.9 | 139.8 | 124.6 | 93.4 | 258.5 | 121.5 | 162.6 | 108.4 | 98.4 | 92.1 | 281.3 | 160.2 | 148.1 | 171.2 | 141.3 | 134.3 | 291.4 | 171 | 196.9 | 133.7 | 95.1 | 70.3 | 244.3 | 165.1 | 0 | 0 | 0 | 0 | 8 | 5.6 | 7.7 | 3.5 | 3.4 | 5.4 | 9.7 | 6.7 | 10.7 | 9.9 | 4.3 | 4.4 | 10.5 | 7.3 | 6 | 5 | 4.5 | 3.3 | 7.1 | 5.6 | 9.2 | 4.2 | 4.2 | 2.4 | 12.7 | 7.9 | 9.7 | 6.7 | 5.8 | 3.6 | 13.4 | 5.3 | 6.7 | 6.4 | 5.1 | 5.1 | 14 | 6.4 | 12.5 | 4.6 | 4.5 | 2.8 | 9.3 | 6.2 | 0 | 0 | 0 | 0 | 1.03 | 0.71 | 1.04 | 0.46 | 0.45 | 0.7 | 1.27 | 0.93 | 1.48 | 1.38 | 0.54 | 0.56 | 1.36 | 0.94 | 0.77 | 0.63 | 0.54 | 0.4 | 0.86 | 0.66 | 1.24 | 0.5 | 0.52 | 0.28 | 1.69 | 1.1 | 1.33 | 0.92 | 0.79 | 0.46 | 1.79 | 0.65 | 0.89 | 0.81 | 0.65 | 0.65 | 1.88 | 0.82 | 1.64 | 0.57 | 0.52 | 0.28 | 1.21 | 0.78 | 0 | 0 | 0 | 0 | 20.1 | 15.9 | 11.6 | 8 | 7.9 | 11.9 | 21.9 | 8.1 | 13.3 | 11.4 | 11.7 | 11.8 | 25 | 17.9 | 16 | 14.8 | 15.9 | 12.4 | 24.7 | 22.1 | 15.4 | 15.1 | 13 | 11 | 23.5 | 9.3 | 13.2 | 8.6 | 8.1 | 9.2 | 25.9 | 16.9 | 13.9 | 17.4 | 14.5 | 13.5 | 26.9 | 17.3 | 26.2 | 14 | 17.7 | 19 | 24.9 | 16.7 | 0 | 0 | 0 | 0 | 1577.3 | 1020.7 | 754.5 | 517 | 504.6 | 765.7 | 1714.6 | 521.6 | 863.8 | 740.2 | 749.7 | 757.8 | 1959.8 | 1151.8 | 1025.4 | 948.2 | 1016.9 | 792.8 | 1947.2 | 1416.4 | 998.4 | 970.3 | 837.5 | 669.5 | 1835.4 | 603.4 | 858.4 | 558.3 | 525.3 | 592 | 2022.7 | 1082.7 | 898.1 | 1115.8 | 929.5 | 869.6 | 2051.4 | 1105.8 | 1686.6 | 893.8 | 1126.7 | 1140.3 | 1880.2 | 1075.7 | 0 | 0 | 0 | 0 | 0.09 | 0.07 | 0.06 | 0.04 | 0.04 | 0.06 | 0.1 | 0.05 | 0.08 | 0.07 | 0.05 | 0.05 | 0.11 | 0.08 | 0.07 | 0.06 | 0.07 | 0.05 | 0.1 | 0.09 | 0.08 | 0.06 | 0.06 | 0.05 | 0.12 | 0.06 | 0.08 | 0.05 | 0.05 | 0.04 | 0.13 | 0.07 | 0.07 | 0.08 | 0.06 | 0.06 | 0.14 | 0.08 | 0.12 | 0.06 | 0.07 | 0.07 | 0.12 | 0.07 | 0 | 0 | 0 | 0 | 0.033
| 2 | 140.4651 | 6.123 | 0.79902 | 140.8657 | 13.4867 | 920.0393 | 0.06274 | 40.921 | 153.9518 | 926.1623 | 0.86176 | 181.7867 | 203.9 | 152.5 | 141.2 | 87.1 | 84.1 | 126.9 | 230.2 | 111.4 | 175.3 | 148.7 | 117.9 | 119.3 | 256.8 | 179.1 | 163.1 | 142.6 | 152.2 | 114.3 | 227.9 | 205.5 | 175.9 | 141.9 | 129.2 | 93.6 | 259.9 | 126.2 | 167.8 | 107.9 | 101.8 | 94.9 | 282.8 | 160.1 | 146.4 | 172.3 | 143.8 | 134.2 | 292.4 | 167.3 | 196.6 | 134.3 | 95.4 | 69.9 | 241.7 | 162.3 | 0 | 0 | 0 | 0 | 8.3 | 5.5 | 8.1 | 3.6 | 3.7 | 5.6 | 10.2 | 7.3 | 11 | 9.5 | 4.5 | 4.6 | 10.8 | 7.2 | 6.3 | 5 | 4.7 | 3.3 | 6.9 | 5.9 | 9.4 | 4.3 | 4.4 | 2.5 | 13.3 | 8.2 | 10.1 | 6.6 | 6 | 3.8 | 13.7 | 5.3 | 6.6 | 6.7 | 5.3 | 5.1 | 14.4 | 6.5 | 12.5 | 4.7 | 4.6 | 2.8 | 9.3 | 6 | 0 | 0 | 0 | 0 | 1.07 | 0.69 | 1.1 | 0.47 | 0.48 | 0.74 | 1.34 | 1.01 | 1.52 | 1.32 | 0.57 | 0.58 | 1.41 | 0.92 | 0.8 | 0.63 | 0.57 | 0.39 | 0.84 | 0.7 | 1.27 | 0.52 | 0.55 | 0.28 | 1.79 | 1.14 | 1.39 | 0.91 | 0.82 | 0.49 | 1.82 | 0.65 | 0.86 | 0.86 | 0.68 | 0.65 | 1.94 | 0.84 | 1.64 | 0.59 | 0.54 | 0.28 | 1.22 | 0.76 | 0 | 0 | 0 | 0 | 20.1 | 15.7 | 11.8 | 8.5 | 8.1 | 12.1 | 21.9 | 8.5 | 13.7 | 11.5 | 11.9 | 12 | 24.9 | 17.7 | 16.4 | 14.7 | 16.3 | 12.5 | 24.5 | 22.5 | 15.3 | 15.3 | 13.5 | 11 | 23.1 | 9.6 | 13.5 | 8.6 | 8.4 | 9.4 | 25.8 | 16.9 | 13.8 | 17.2 | 14.6 | 13.5 | 26.7 | 16.8 | 26.5 | 14 | 18 | 18.9 | 24.5 | 16.5 | 0 | 0 | 0 | 0 | 1574.3 | 1005.6 | 763.8 | 545.5 | 518.9 | 777.3 | 1714.4 | 550.3 | 891.5 | 747.6 | 763.8 | 770.5 | 1954.6 | 1139.5 | 1052.8 | 944.6 | 1044.7 | 799.1 | 1932.5 | 1439.6 | 989.6 | 979.1 | 865.5 | 669.2 | 1802.4 | 624.9 | 878.4 | 558.3 | 542.7 | 605.1 | 2020.6 | 1083.4 | 892.2 | 1106.5 | 938.9 | 869.3 | 2036.8 | 1070.2 | 1708.4 | 892.7 | 1143.2 | 1132.8 | 1853.1 | 1060.6 | 0 | 0 | 0 | 0 | 0.09 | 0.07 | 0.06 | 0.04 | 0.04 | 0.06 | 0.1 | 0.05 | 0.08 | 0.07 | 0.05 | 0.05 | 0.12 | 0.08 | 0.07 | 0.06 | 0.07 | 0.05 | 0.1 | 0.09 | 0.08 | 0.06 | 0.06 | 0.05 | 0.12 | 0.06 | 0.08 | 0.05 | 0.05 | 0.04 | 0.13 | 0.07 | 0.07 | 0.08 | 0.06 | 0.06 | 0.14 | 0.08 | 0.13 | 0.06 | 0.07 | 0.07 | 0.12 | 0.07 | 0 | 0 | 0 | 0 | 0.032
| 3 | 139.6977 | 6.0152 | 0.78769 | 140.092 | 13.4251 | 916.7799 | 0.06274 | 40.7623 | 153.1229 | 922.7951 | 0.85043 | 180.8543 | 202.8 | 152 | 137.6 | 88.8 | 85.4 | 129 | 230.8 | 112.6 | 181.3 | 154.8 | 121.8 | 120.1 | 258 | 177.4 | 164.4 | 147.4 | 156.8 | 117 | 226.4 | 204.7 | 179.3 | 145.4 | 132.7 | 94 | 260.6 | 130.3 | 167.9 | 109.3 | 104.3 | 95.3 | 284.3 | 158.8 | 148.3 | 173 | 146.8 | 135.8 | 292.9 | 168.4 | 199.6 | 136.3 | 94 | 69.4 | 239.4 | 161.4 | 0 | 0 | 0 | 0 | 8.3 | 5.4 | 7.6 | 3.8 | 3.7 | 5.9 | 10.3 | 7 | 11.6 | 10 | 4.8 | 4.5 | 11.1 | 7.1 | 6.3 | 5.3 | 5 | 3.3 | 6.8 | 5.8 | 9.6 | 4.6 | 4.4 | 2.5 | 13.4 | 8.6 | 10.1 | 6.9 | 6.2 | 3.9 | 13.8 | 5.2 | 6.9 | 6.5 | 5.4 | 5.1 | 14.7 | 6.6 | 12.7 | 4.8 | 4.6 | 2.8 | 9.1 | 5.9 | 0 | 0 | 0 | 0 | 1.08 | 0.68 | 1.04 | 0.49 | 0.48 | 0.78 | 1.35 | 0.96 | 1.6 | 1.39 | 0.61 | 0.57 | 1.45 | 0.91 | 0.8 | 0.66 | 0.61 | 0.39 | 0.81 | 0.69 | 1.3 | 0.55 | 0.54 | 0.29 | 1.8 | 1.2 | 1.38 | 0.95 | 0.85 | 0.5 | 1.85 | 0.63 | 0.91 | 0.83 | 0.69 | 0.65 | 1.98 | 0.86 | 1.67 | 0.6 | 0.54 | 0.28 | 1.19 | 0.75 | 0 | 0 | 0 | 0 | 19.9 | 15.6 | 11.7 | 8.6 | 8.2 | 12.1 | 21.9 | 8.9 | 14 | 11.8 | 12.1 | 12.2 | 24.9 | 17.6 | 16.6 | 15.1 | 16.7 | 12.8 | 24.5 | 22.4 | 15.5 | 15.5 | 14 | 11 | 23.1 | 9.8 | 13.6 | 8.6 | 8.5 | 9.4 | 25.9 | 16.8 | 13.8 | 17.5 | 14.9 | 13.7 | 26.4 | 16.8 | 27 | 14.1 | 18 | 18.9 | 24.4 | 16.5 | 0 | 0 | 0 | 0 | 1558.3 | 1003.5 | 756.3 | 552.7 | 527.5 | 779.3 | 1715.1 | 576.7 | 913.1 | 771.1 | 780.7 | 782.8 | 1947.9 | 1131.3 | 1062.9 | 972 | 1068.7 | 819.8 | 1928.3 | 1434.3 | 1004.2 | 996.5 | 896 | 668.2 | 1802.8 | 639.7 | 880.7 | 556.5 | 551 | 603.1 | 2024.4 | 1077.2 | 891.3 | 1123.1 | 958.1 | 883.4 | 2022.6 | 1071.8 | 1737.6 | 903.3 | 1146.1 | 1132.7 | 1843.8 | 1057.9 | 0 | 0 | 0 | 0 | 0.09 | 0.07 | 0.06 | 0.04 | 0.04 | 0.06 | 0.1 | 0.05 | 0.08 | 0.07 | 0.05 | 0.05 | 0.12 | 0.08 | 0.07 | 0.07 | 0.07 | 0.05 | 0.1 | 0.09 | 0.08 | 0.06 | 0.06 | 0.05 | 0.12 | 0.06 | 0.08 | 0.05 | 0.05 | 0.04 | 0.13 | 0.07 | 0.07 | 0.08 | 0.07 | 0.06 | 0.14 | 0.08 | 0.13 | 0.06 | 0.07 | 0.07 | 0.12 | 0.07 | 0 | 0 | 0 | 0 | 0.032
| 4 | 139.4447 | 6.0512 | 0.78924 | 139.8405 | 13.3814 | 914.4673 | 0.06274 | 40.6496 | 152.8261 | 920.5185 | 0.85198 | 180.4902 | 203 | 154.2 | 135.5 | 86.6 | 86.2 | 130 | 232.6 | 115.2 | 184.6 | 154.7 | 128.6 | 122.2 | 259.5 | 179.9 | 166.7 | 150.8 | 160.1 | 118.5 | 223.7 | 203 | 178.1 | 145.9 | 135.5 | 96.6 | 261.7 | 126.3 | 166.3 | 110.9 | 108.3 | 100 | 278.9 | 154.8 | 147 | 173.2 | 144.8 | 135.4 | 295.2 | 168.9 | 200.2 | 138.4 | 93 | 69.3 | 238.2 | 161.4 | 0 | 0 | 0 | 0 | 8.5 | 5.7 | 7.3 | 3.7 | 3.8 | 6 | 10.5 | 7 | 11.6 | 9.9 | 4.9 | 4.6 | 11.2 | 7.3 | 6.3 | 5.3 | 5.2 | 3.5 | 6.6 | 5.7 | 9.4 | 4.4 | 4.4 | 2.7 | 13.5 | 8.2 | 9.8 | 6.8 | 6.4 | 4.1 | 13.3 | 4.9 | 6.7 | 6.6 | 5.2 | 5 | 15 | 6.7 | 12.7 | 4.7 | 4.4 | 2.9 | 9.1 | 5.8 | 0 | 0 | 0 | 0 | 1.1 | 0.72 | 0.99 | 0.48 | 0.49 | 0.8 | 1.39 | 0.97 | 1.6 | 1.37 | 0.63 | 0.58 | 1.47 | 0.95 | 0.8 | 0.67 | 0.64 | 0.42 | 0.79 | 0.67 | 1.27 | 0.54 | 0.55 | 0.31 | 1.81 | 1.13 | 1.34 | 0.93 | 0.87 | 0.52 | 1.77 | 0.59 | 0.88 | 0.84 | 0.66 | 0.64 | 2.03 | 0.87 | 1.66 | 0.59 | 0.51 | 0.29 | 1.19 | 0.74 | 0 | 0 | 0 | 0 | 19.7 | 15.7 | 11.7 | 8.4 | 8.3 | 12.1 | 21.9 | 9.2 | 14.4 | 12 | 12.9 | 12.4 | 24.9 | 17.7 | 16.8 | 15.6 | 17 | 12.8 | 24.3 | 22.3 | 15.6 | 15.7 | 14.3 | 11.3 | 23.2 | 9.7 | 13.6 | 8.9 | 8.9 | 9.9 | 25.6 | 16.5 | 13.8 | 17.4 | 14.9 | 13.8 | 26.5 | 16.8 | 27.4 | 14.5 | 18.2 | 19.2 | 24.2 | 16.5 | 0 | 0 | 0 | 0 | 1549.4 | 1010.5 | 757.2 | 537.9 | 531.1 | 781 | 1714.5 | 597.6 | 939 | 778.5 | 831.4 | 794.8 | 1952.1 | 1137.1 | 1081.3 | 999.7 | 1087 | 822.6 | 1913.5 | 1427.1 | 1007.3 | 1006.4 | 916.7 | 683.8 | 1810.3 | 630.3 | 882.1 | 576.3 | 575 | 633.9 | 2004 | 1060.3 | 892.3 | 1120.4 | 953.2 | 883.8 | 2021.8 | 1070.1 | 1763.1 | 926.6 | 1154.1 | 1147.5 | 1831.4 | 1061.2 | 0 | 0 | 0 | 0 | 0.09 | 0.07 | 0.06 | 0.04 | 0.04 | 0.06 | 0.1 | 0.05 | 0.09 | 0.07 | 0.06 | 0.05 | 0.12 | 0.08 | 0.07 | 0.07 | 0.07 | 0.05 | 0.1 | 0.09 | 0.08 | 0.06 | 0.06 | 0.06 | 0.12 | 0.06 | 0.08 | 0.05 | 0.05 | 0.04 | 0.13 | 0.07 | 0.07 | 0.08 | 0.06 | 0.06 | 0.14 | 0.08 | 0.13 | 0.06 | 0.07 | 0.07 | 0.12 | 0.07 | 0 | 0 | 0 | 0 | 0.032
| 5 | 139.8498 | 6.2062 | 0.81791 | 140.258 | 13.277 | 906.9694 | 0.06274 | 40.3218 | 153.1268 | 913.1756 | 0.88065 | 180.5799 | 200.8 | 157.8 | 136.7 | 85.3 | 83.4 | 126.3 | 232.9 | 109 | 178.1 | 142.3 | 128.6 | 117.8 | 247.3 | 176 | 163.2 | 149.8 | 162.1 | 119.3 | 213.8 | 198.8 | 177.1 | 146.2 | 139.5 | 96.9 | 247.7 | 121.3 | 160.6 | 107.9 | 105.5 | 100.1 | 260.6 | 150.2 | 141.5 | 168.4 | 141.3 | 131.5 | 285 | 169.4 | 201.6 | 138.5 | 91.7 | 67.3 | 226.9 | 163 | 0 | 0 | 0 | 0 | 8.6 | 6.3 | 7.4 | 3.5 | 3.6 | 5.6 | 11.4 | 6.5 | 10.8 | 8.7 | 4.9 | 4.5 | 10.1 | 6.9 | 6 | 5.2 | 5.2 | 3.5 | 6.2 | 5.8 | 9.2 | 4.7 | 4.8 | 2.8 | 12.5 | 7.2 | 8.8 | 6.3 | 6.1 | 3.8 | 12.3 | 4.9 | 6.1 | 6.4 | 4.9 | 4.8 | 14.7 | 7.1 | 13 | 4.8 | 4.4 | 2.9 | 9.1 | 6.2 | 0 | 0 | 0 | 0 | 1.12 | 0.82 | 1 | 0.46 | 0.47 | 0.74 | 1.53 | 0.89 | 1.49 | 1.19 | 0.62 | 0.57 | 1.31 | 0.88 | 0.76 | 0.65 | 0.63 | 0.42 | 0.74 | 0.7 | 1.23 | 0.57 | 0.6 | 0.33 | 1.67 | 0.98 | 1.19 | 0.86 | 0.83 | 0.49 | 1.63 | 0.61 | 0.79 | 0.81 | 0.62 | 0.6 | 1.99 | 0.93 | 1.7 | 0.59 | 0.5 | 0.29 | 1.19 | 0.79 | 0 | 0 | 0 | 0 | 19.4 | 15.6 | 11.8 | 8.3 | 8 | 12 | 21.1 | 8.9 | 14.3 | 11.4 | 13 | 11.9 | 24.3 | 17.6 | 16.7 | 15.5 | 17.2 | 13 | 23.3 | 21.6 | 15.6 | 15.5 | 14.5 | 11.2 | 22.2 | 9.9 | 13.8 | 8.9 | 8.8 | 10.1 | 24.1 | 15.8 | 13.6 | 17 | 14.6 | 13.5 | 25.4 | 16.5 | 27.7 | 14.5 | 18.5 | 19.2 | 22.8 | 16.4 | 0 | 0 | 0 | 0 | 1520.3 | 1002.9 | 763.7 | 536.3 | 516.5 | 771.8 | 1652.1 | 574.5 | 926.9 | 740.2 | 834.9 | 762.8 | 1906 | 1129.7 | 1068.6 | 997.1 | 1105 | 831.5 | 1833.9 | 1383.2 | 1012.1 | 996.9 | 931.1 | 681.2 | 1735.6 | 643.1 | 891.2 | 576.8 | 569.9 | 646.5 | 1886.4 | 1016.1 | 877.1 | 1092.6 | 939.4 | 864.8 | 1942.5 | 1053.8 | 1785.2 | 926.3 | 1172.6 | 1149.9 | 1713.7 | 1056.5 | 0 | 0 | 0 | 0 | 0.09 | 0.07 | 0.06 | 0.04 | 0.04 | 0.06 | 0.11 | 0.05 | 0.08 | 0.07 | 0.06 | 0.05 | 0.11 | 0.08 | 0.07 | 0.07 | 0.07 | 0.05 | 0.09 | 0.09 | 0.08 | 0.06 | 0.06 | 0.06 | 0.11 | 0.06 | 0.07 | 0.05 | 0.05 | 0.04 | 0.12 | 0.07 | 0.06 | 0.08 | 0.06 | 0.06 | 0.14 | 0.08 | 0.13 | 0.06 | 0.07 | 0.07 | 0.12 | 0.07 | 0 | 0 | 0 | 0 | 0.032
| 6 | 125.8349 | 5.5523 | 0.73114 | 126.2 | 11.9796 | 816.9314 | 0.055559 | 36.3394 | 137.8146 | 822.4838 | 0.7867 | 162.5394 | 183.2 | 147.1 | 120 | 72.9 | 70.1 | 112.9 | 201.1 | 83.5 | 152.1 | 118 | 109.1 | 94 | 240.9 | 163.1 | 145.2 | 132.4 | 155.6 | 118 | 176 | 181.4 | 162.4 | 130.5 | 132.4 | 88.3 | 230.4 | 100.1 | 140.9 | 98.2 | 98.6 | 86 | 233.6 | 136.7 | 127.8 | 143.7 | 121.9 | 120.7 | 264.5 | 156.2 | 190.3 | 124.1 | 68.9 | 59 | 182.1 | 155.1 | 0 | 0 | 0 | 0 | 8.2 | 5.6 | 6.1 | 3.3 | 3.3 | 5.5 | 9.7 | 5.1 | 8.8 | 7.3 | 4.5 | 4 | 10.9 | 6.3 | 5.1 | 4.8 | 5 | 3.7 | 5.4 | 5.2 | 8 | 4 | 4.5 | 2.4 | 12.1 | 6.4 | 7.6 | 6.3 | 5.7 | 3.8 | 11.8 | 4.6 | 5.5 | 5.5 | 4.1 | 4.5 | 14.3 | 6.2 | 12.3 | 4.1 | 3.9 | 2.8 | 7.6 | 5.9 | 0 | 0 | 0 | 0 | 1.08 | 0.72 | 0.82 | 0.44 | 0.43 | 0.73 | 1.29 | 0.7 | 1.2 | 1.01 | 0.59 | 0.53 | 1.44 | 0.8 | 0.64 | 0.6 | 0.61 | 0.45 | 0.66 | 0.62 | 1.06 | 0.49 | 0.55 | 0.28 | 1.63 | 0.89 | 1.02 | 0.87 | 0.78 | 0.49 | 1.58 | 0.57 | 0.72 | 0.71 | 0.52 | 0.58 | 1.95 | 0.81 | 1.61 | 0.51 | 0.44 | 0.28 | 1.01 | 0.76 | 0 | 0 | 0 | 0 | 17.3 | 14.8 | 10.7 | 6.9 | 6.5 | 10.3 | 18.4 | 6.7 | 12.6 | 9.3 | 10.6 | 9 | 22.7 | 16.4 | 15 | 13.6 | 16.5 | 12.6 | 18.9 | 19.8 | 14.7 | 14 | 13.9 | 10.4 | 20.2 | 7.7 | 12.2 | 7.6 | 8.2 | 8.2 | 20.9 | 14.3 | 12.3 | 14.4 | 12.7 | 12.2 | 23 | 15.5 | 27.9 | 13.1 | 17.2 | 18.6 | 17.9 | 15.6 | 0 | 0 | 0 | 0 | 1357.3 | 951.6 | 690.7 | 442.2 | 420.3 | 666.6 | 1440.7 | 435.6 | 818 | 606.6 | 684.8 | 582.6 | 1776.5 | 1052.2 | 965.1 | 871.7 | 1058.9 | 806.6 | 1486.3 | 1268.8 | 951.4 | 896.4 | 889.3 | 626.8 | 1578.5 | 501.4 | 790 | 493.1 | 529.3 | 529.4 | 1632.5 | 919.9 | 792.2 | 927 | 817 | 785.1 | 1750.2 | 990.3 | 1799.5 | 838 | 1090.6 | 1118.1 | 1349.2 | 1001.8 | 0 | 0 | 0 | 0 | 0.08 | 0.07 | 0.05 | 0.03 | 0.03 | 0.05 | 0.09 | 0.04 | 0.07 | 0.05 | 0.05 | 0.04 | 0.11 | 0.07 | 0.06 | 0.06 | 0.07 | 0.05 | 0.08 | 0.08 | 0.07 | 0.06 | 0.06 | 0.05 | 0.1 | 0.05 | 0.06 | 0.05 | 0.05 | 0.04 | 0.11 | 0.06 | 0.06 | 0.06 | 0.05 | 0.05 | 0.13 | 0.07 | 0.13 | 0.06 | 0.07 | 0.07 | 0.09 | 0.07 | 0 | 0 | 0 | 0 | 0.033
| 7 | 107.2666 | 4.7746 | 0.62091 | 107.5784 | 10.1819 | 695.2445 | 0.048758 | 30.9135 | 117.4486 | 700.0191 | 0.66967 | 138.492 | 154 | 138.3 | 101.6 | 48.7 | 56.6 | 103.9 | 162 | 62.2 | 128.1 | 93.7 | 88.6 | 79.6 | 213.5 | 149.7 | 127 | 115.7 | 139.6 | 98.6 | 137.7 | 158.6 | 149 | 108.5 | 114.9 | 79.9 | 201.5 | 76.1 | 119 | 73.7 | 79.1 | 61.8 | 194.4 | 120.5 | 108.8 | 114.4 | 102.4 | 109 | 221.4 | 142.3 | 174.2 | 98.9 | 57.6 | 58 | 139.5 | 140.1 | 0 | 0 | 0 | 0 | 6.9 | 5.5 | 5.1 | 2.2 | 2.9 | 5.2 | 7.5 | 3.6 | 7 | 6 | 3.8 | 4.2 | 9.7 | 6.2 | 4.6 | 3.8 | 4.3 | 2.8 | 4.1 | 4.9 | 7.3 | 2.9 | 3.7 | 2.4 | 10.7 | 5.2 | 6.1 | 4.7 | 5 | 2.7 | 9.6 | 4.4 | 4.7 | 4.4 | 3.6 | 4.4 | 11.2 | 5.5 | 10.8 | 3.2 | 3.5 | 2.7 | 5.4 | 5.3 | 0 | 0 | 0 | 0 | 0.9 | 0.7 | 0.68 | 0.28 | 0.39 | 0.7 | 1 | 0.5 | 0.95 | 0.84 | 0.49 | 0.57 | 1.28 | 0.8 | 0.58 | 0.47 | 0.51 | 0.33 | 0.5 | 0.6 | 0.98 | 0.34 | 0.45 | 0.3 | 1.44 | 0.73 | 0.82 | 0.64 | 0.69 | 0.35 | 1.29 | 0.55 | 0.62 | 0.57 | 0.44 | 0.57 | 1.52 | 0.71 | 1.38 | 0.39 | 0.4 | 0.27 | 0.71 | 0.67 | 0 | 0 | 0 | 0 | 14.6 | 13.7 | 9.1 | 4.6 | 5.1 | 9.3 | 15.1 | 5.1 | 11 | 7.2 | 8.6 | 7 | 20.1 | 14.7 | 13 | 12.2 | 15 | 10.8 | 14.9 | 17 | 13.5 | 12 | 12.2 | 9.2 | 17.6 | 5.5 | 10.6 | 5.8 | 6.2 | 5.9 | 17.6 | 12.3 | 10.4 | 11.5 | 10.6 | 10.7 | 19.9 | 14.3 | 27.5 | 10.5 | 15.4 | 18 | 14.2 | 14.1 | 0 | 0 | 0 | 0 | 1143.2 | 884.2 | 588.6 | 298.6 | 323.8 | 601.6 | 1179.6 | 332.6 | 710.8 | 468.7 | 551.9 | 450 | 1571.8 | 943.5 | 834.4 | 782.6 | 962.8 | 692.4 | 1172.1 | 1087.7 | 872.1 | 771 | 781.6 | 551.5 | 1370.2 | 362.7 | 684.2 | 374.4 | 402.4 | 382.1 | 1372.6 | 792.2 | 672.9 | 736.4 | 682.2 | 691.5 | 1514.8 | 909.9 | 1766.9 | 672.3 | 974.2 | 1073 | 1060 | 909.4 | 0 | 0 | 0 | 0 | 0.07 | 0.06 | 0.05 | 0.02 | 0.03 | 0.05 | 0.07 | 0.03 | 0.06 | 0.04 | 0.04 | 0.04 | 0.1 | 0.07 | 0.06 | 0.05 | 0.06 | 0.04 | 0.06 | 0.07 | 0.07 | 0.05 | 0.05 | 0.05 | 0.09 | 0.04 | 0.05 | 0.03 | 0.04 | 0.03 | 0.09 | 0.05 | 0.05 | 0.05 | 0.05 | 0.05 | 0.11 | 0.07 | 0.12 | 0.04 | 0.06 | 0.07 | 0.07 | 0.06 | 0 | 0 | 0 | 0 | 0.033
| 8 | 95.1315 | 4.4298 | 0.58883 | 95.4242 | 8.8249 | 603.1527 | 0.043676 | 26.8108 | 103.9564 | 607.5825 | 0.63251 | 122.235 | 143.1 | 127.4 | 90.3 | 33.4 | 42.9 | 93.4 | 141.9 | 41.6 | 109.4 | 67.8 | 69.7 | 62.6 | 199.7 | 138.1 | 108.1 | 104.2 | 122.3 | 79.2 | 111.7 | 132.7 | 137.7 | 95.1 | 97.8 | 66.1 | 185.8 | 53.3 | 101.8 | 55.6 | 67.5 | 49.7 | 171.6 | 104.2 | 93.9 | 97.8 | 85.2 | 93.9 | 207.8 | 131.3 | 162.8 | 85.5 | 51.7 | 52.2 | 117.3 | 125.9 | 0 | 0 | 0 | 0 | 7 | 5.4 | 4.6 | 1.4 | 2.3 | 4.7 | 6.7 | 2.6 | 5.7 | 4.2 | 2.8 | 3.3 | 9.5 | 6.1 | 3.8 | 3.5 | 3.5 | 2.1 | 3.6 | 4.2 | 6.9 | 2.6 | 3.1 | 1.8 | 10.5 | 4.1 | 4.9 | 3.5 | 4.3 | 2.5 | 8.7 | 4 | 4 | 3.8 | 2.9 | 3.3 | 11.4 | 5.4 | 10.1 | 2.8 | 3.1 | 2.5 | 4.8 | 4.7 | 0 | 0 | 0 | 0 | 0.94 | 0.7 | 0.62 | 0.19 | 0.31 | 0.63 | 0.9 | 0.36 | 0.77 | 0.57 | 0.36 | 0.44 | 1.25 | 0.8 | 0.48 | 0.43 | 0.42 | 0.25 | 0.43 | 0.51 | 0.92 | 0.31 | 0.39 | 0.22 | 1.43 | 0.58 | 0.65 | 0.49 | 0.59 | 0.34 | 1.17 | 0.52 | 0.52 | 0.49 | 0.36 | 0.42 | 1.56 | 0.71 | 1.28 | 0.35 | 0.36 | 0.25 | 0.64 | 0.6 | 0 | 0 | 0 | 0 | 13 | 12.3 | 8 | 3.2 | 3.8 | 8.3 | 13.1 | 3.3 | 9.6 | 5.4 | 6.9 | 5.5 | 18.4 | 13.1 | 11.2 | 10.9 | 13.3 | 8.8 | 11.9 | 14.1 | 12.4 | 10.5 | 10.4 | 7.8 | 15.6 | 3.5 | 9.3 | 4.3 | 5.2 | 4.4 | 15.3 | 10.4 | 9.1 | 9.8 | 8.9 | 9.7 | 17.9 | 12.9 | 26.5 | 9 | 14.4 | 17.3 | 11.8 | 12.7 | 0 | 0 | 0 | 0 | 1015.1 | 794.5 | 518.5 | 206.8 | 240.8 | 539.1 | 1022.6 | 212.9 | 623.2 | 350.3 | 443.6 | 354.4 | 1442.5 | 847.4 | 716.8 | 701.4 | 854.1 | 561.8 | 935.7 | 906.6 | 800.4 | 670.3 | 665.5 | 467 | 1217.5 | 228.2 | 601.9 | 280.6 | 341.4 | 286 | 1193.7 | 670.4 | 583.3 | 628.2 | 571.1 | 620.9 | 1361.2 | 821.1 | 1700.9 | 578 | 914.5 | 1019.1 | 866.5 | 819.2 | 0 | 0 | 0 | 0 | 0.06 | 0.06 | 0.04 | 0.02 | 0.02 | 0.04 | 0.06 | 0.02 | 0.05 | 0.03 | 0.03 | 0.03 | 0.09 | 0.06 | 0.05 | 0.05 | 0.05 | 0.03 | 0.05 | 0.06 | 0.06 | 0.04 | 0.04 | 0.04 | 0.08 | 0.03 | 0.05 | 0.03 | 0.03 | 0.02 | 0.08 | 0.05 | 0.04 | 0.04 | 0.04 | 0.04 | 0.1 | 0.06 | 0.12 | 0.04 | 0.06 | 0.06 | 0.06 | 0.06 | 0 | 0 | 0 | 0 | 0.034
| 9 | 91.0047 | 4.3261 | 0.57129 | 91.2896 | 8.4116 | 573.549 | 0.041578 | 25.5147 | 99.4163 | 577.8751 | 0.61286 | 116.8043 | 137.7 | 125.6 | 84.6 | 30.2 | 35.8 | 84.5 | 136.1 | 35.3 | 105.4 | 58.5 | 62.2 | 55.9 | 196.4 | 135 | 99.9 | 97.2 | 112 | 70.9 | 103.3 | 134.3 | 126.5 | 88.9 | 89.5 | 56.8 | 185.3 | 50.3 | 96 | 59.6 | 62.2 | 42.1 | 167.5 | 100.3 | 85.9 | 96 | 84.1 | 89.3 | 201 | 130.7 | 163.4 | 75 | 51.1 | 50.6 | 109 | 122.7 | 0 | 0 | 0 | 0 | 6.8 | 5.4 | 4.4 | 1.5 | 1.8 | 4 | 6.7 | 2.2 | 5.5 | 3.4 | 2.5 | 2.8 | 9.3 | 6.1 | 3.5 | 3.3 | 3.2 | 1.9 | 3.5 | 4.8 | 6.1 | 2.6 | 3 | 1.5 | 11.5 | 4.1 | 4.5 | 4.2 | 3.9 | 2 | 8.8 | 4 | 3.9 | 4.2 | 3.1 | 3.4 | 11.3 | 5.6 | 10.6 | 2.4 | 3.2 | 2.4 | 4.4 | 4.6 | 0 | 0 | 0 | 0 | 0.91 | 0.7 | 0.59 | 0.19 | 0.25 | 0.53 | 0.89 | 0.3 | 0.74 | 0.46 | 0.33 | 0.38 | 1.23 | 0.8 | 0.43 | 0.41 | 0.38 | 0.23 | 0.44 | 0.61 | 0.81 | 0.31 | 0.37 | 0.18 | 1.58 | 0.59 | 0.6 | 0.59 | 0.54 | 0.26 | 1.19 | 0.52 | 0.51 | 0.55 | 0.39 | 0.44 | 1.54 | 0.73 | 1.37 | 0.29 | 0.37 | 0.24 | 0.59 | 0.59 | 0 | 0 | 0 | 0 | 12.4 | 12.1 | 7.5 | 2.8 | 3.3 | 7.8 | 12.3 | 2.8 | 9.3 | 4.8 | 6.1 | 5 | 18.2 | 12.7 | 10.4 | 10.2 | 12.2 | 7.8 | 10.8 | 13.8 | 11.6 | 9.7 | 9.4 | 6.7 | 14.7 | 3.1 | 8.9 | 4.2 | 4.9 | 3.9 | 14.6 | 9.9 | 8.1 | 9.2 | 8.6 | 9 | 17.1 | 12.6 | 25.9 | 8 | 14.1 | 16.1 | 10.9 | 12.4 | 0 | 0 | 0 | 0 | 971.9 | 779.6 | 483.2 | 178.4 | 205.3 | 503.4 | 965.1 | 181.6 | 599 | 313.5 | 394.7 | 323.2 | 1420.6 | 820.5 | 665.8 | 652 | 783.9 | 501.4 | 846 | 886.2 | 748.4 | 619.2 | 601.7 | 404.6 | 1137.5 | 202 | 573.4 | 276.2 | 315.4 | 251.6 | 1141.8 | 637.6 | 522.2 | 592.1 | 549.4 | 577.5 | 1296.9 | 808 | 1667.8 | 514.4 | 891.7 | 966.4 | 806 | 798 | 0 | 0 | 0 | 0 | 0.06 | 0.06 | 0.04 | 0.01 | 0.02 | 0.04 | 0.06 | 0.02 | 0.05 | 0.03 | 0.03 | 0.03 | 0.09 | 0.06 | 0.04 | 0.04 | 0.05 | 0.03 | 0.05 | 0.06 | 0.06 | 0.04 | 0.04 | 0.04 | 0.09 | 0.02 | 0.04 | 0.03 | 0.03 | 0.02 | 0.08 | 0.04 | 0.04 | 0.04 | 0.04 | 0.04 | 0.1 | 0.06 | 0.12 | 0.03 | 0.06 | 0.06 | 0.06 | 0.05 | 0 | 0 | 0 | 0 | 0.035
| 10 | 90.1102 | 4.243 | 0.56521 | 90.391 | 8.3207 | 568.9224 | 0.040811 | 25.2858 | 98.431 | 573.1654 | 0.60602 | 115.6767 | 140.9 | 125.5 | 81.2 | 28.2 | 32.9 | 82 | 136.1 | 36.2 | 102.5 | 57.3 | 61 | 55.7 | 200.8 | 131.2 | 95.3 | 93.2 | 109.3 | 68.4 | 100.5 | 135.8 | 126.9 | 85.7 | 85.4 | 54.2 | 183.9 | 48.8 | 95.8 | 56.8 | 61.7 | 39.9 | 173.9 | 105.3 | 80.9 | 91 | 81.5 | 88.9 | 206.4 | 130.5 | 171.3 | 74.1 | 49.4 | 49.2 | 106.4 | 123.5 | 0 | 0 | 0 | 0 | 7.2 | 5.3 | 4.1 | 1.3 | 1.6 | 3.8 | 6.9 | 2.2 | 5.3 | 3.3 | 2.5 | 2.8 | 9.5 | 5.7 | 3.2 | 3 | 3.2 | 1.9 | 3.4 | 4.8 | 6.4 | 2.4 | 2.7 | 1.5 | 11.2 | 4 | 4.6 | 4 | 4.1 | 1.8 | 9.6 | 4.5 | 3.5 | 3.7 | 2.9 | 3.4 | 11.8 | 5.6 | 11.2 | 2.2 | 3.1 | 2.4 | 4.4 | 4.7 | 0 | 0 | 0 | 0 | 0.97 | 0.69 | 0.56 | 0.17 | 0.21 | 0.51 | 0.92 | 0.3 | 0.72 | 0.45 | 0.33 | 0.38 | 1.27 | 0.74 | 0.39 | 0.37 | 0.38 | 0.22 | 0.42 | 0.6 | 0.86 | 0.28 | 0.33 | 0.18 | 1.53 | 0.57 | 0.62 | 0.56 | 0.57 | 0.24 | 1.3 | 0.58 | 0.46 | 0.47 | 0.36 | 0.43 | 1.63 | 0.74 | 1.46 | 0.27 | 0.35 | 0.24 | 0.59 | 0.6 | 0 | 0 | 0 | 0 | 12.5 | 12.2 | 7.2 | 2.6 | 3 | 7.6 | 12.2 | 2.9 | 9 | 4.8 | 6 | 4.9 | 18.5 | 12.6 | 10 | 9.9 | 11.9 | 7.6 | 10.5 | 14 | 11.4 | 9.4 | 9.1 | 6.3 | 14.7 | 3 | 8.8 | 4.1 | 4.6 | 3.8 | 14.8 | 10.2 | 7.8 | 9 | 8.4 | 9 | 17.3 | 12.6 | 25.5 | 8 | 13.9 | 15.9 | 10.6 | 12.4 | 0 | 0 | 0 | 0 | 976 | 784 | 466.6 | 169.8 | 194.9 | 492.2 | 949.6 | 187.8 | 584.2 | 308.2 | 384.2 | 319.7 | 1447.2 | 810.9 | 642.3 | 632.5 | 762.6 | 484 | 825.7 | 900.4 | 733.9 | 604.3 | 581.7 | 382.4 | 1145.1 | 196.1 | 565.1 | 265.5 | 302.9 | 242.7 | 1153.7 | 656.4 | 500.6 | 578.4 | 539.4 | 576 | 1312.8 | 803.1 | 1643.5 | 512.6 | 880.5 | 946.1 | 776.6 | 798.9 | 0 | 0 | 0 | 0 | 0.06 | 0.06 | 0.04 | 0.01 | 0.01 | 0.04 | 0.06 | 0.02 | 0.05 | 0.03 | 0.03 | 0.03 | 0.09 | 0.06 | 0.04 | 0.04 | 0.05 | 0.03 | 0.04 | 0.06 | 0.06 | 0.04 | 0.04 | 0.03 | 0.08 | 0.02 | 0.04 | 0.03 | 0.03 | 0.02 | 0.08 | 0.05 | 0.04 | 0.04 | 0.04 | 0.04 | 0.1 | 0.06 | 0.12 | 0.03 | 0.05 | 0.06 | 0.06 | 0.06 | 0 | 0 | 0 | 0 | 0.036
| 11 | 90.7857 | 4.3693 | 0.58386 | 91.0753 | 8.3002 | 567.8039 | 0.041578 | 25.2321 | 99.0859 | 572.1732 | 0.62543 | 116.3075 | 140.5 | 126 | 83.1 | 28.1 | 35.1 | 82.2 | 136.2 | 35.6 | 99.8 | 58.8 | 61.4 | 52.4 | 199.3 | 130.9 | 95.6 | 92.5 | 108.2 | 67.5 | 98.6 | 136.7 | 123.1 | 85.1 | 85.9 | 52.5 | 186.1 | 52 | 95 | 56.2 | 60.2 | 43.7 | 171.5 | 106.1 | 80 | 92.6 | 81.1 | 86.7 | 199.6 | 131.7 | 166.4 | 74.5 | 47.4 | 48.9 | 106.4 | 123.6 | 0 | 0 | 0 | 0 | 7.1 | 5.4 | 4.4 | 1.4 | 1.9 | 4 | 6.9 | 2.1 | 5.1 | 3.4 | 2.6 | 2.7 | 9.2 | 5.6 | 3.2 | 3 | 3.1 | 1.8 | 3.2 | 4.9 | 6 | 2.4 | 2.9 | 1.4 | 11.2 | 4.3 | 4.5 | 3.9 | 3.9 | 2.3 | 9.2 | 4.5 | 3.4 | 3.9 | 2.9 | 3.1 | 11 | 5.8 | 11.1 | 2.4 | 2.8 | 2.3 | 4.5 | 4.7 | 0 | 0 | 0 | 0 | 0.96 | 0.71 | 0.6 | 0.18 | 0.25 | 0.53 | 0.93 | 0.29 | 0.68 | 0.47 | 0.34 | 0.37 | 1.22 | 0.74 | 0.4 | 0.37 | 0.37 | 0.21 | 0.4 | 0.62 | 0.8 | 0.28 | 0.36 | 0.16 | 1.54 | 0.61 | 0.6 | 0.55 | 0.54 | 0.31 | 1.25 | 0.59 | 0.45 | 0.51 | 0.37 | 0.38 | 1.5 | 0.77 | 1.44 | 0.29 | 0.31 | 0.23 | 0.61 | 0.6 | 0 | 0 | 0 | 0 | 12.5 | 12.1 | 7.2 | 2.6 | 3.1 | 7.5 | 12.2 | 2.9 | 8.9 | 4.9 | 6 | 4.6 | 18.6 | 12.6 | 10 | 9.8 | 11.8 | 7.5 | 10.4 | 14 | 11.2 | 9.4 | 9 | 6.2 | 15 | 3.2 | 8.7 | 4 | 4.6 | 3.8 | 14.8 | 10.2 | 7.7 | 9 | 8.3 | 8.9 | 17.2 | 12.5 | 25.2 | 8 | 13.4 | 15.8 | 10.5 | 12.4 | 0 | 0 | 0 | 0 | 978 | 780.1 | 467.4 | 166 | 197.6 | 485.3 | 950.5 | 187.1 | 576.2 | 314.8 | 383.3 | 298.3 | 1456 | 810.4 | 642.1 | 626.5 | 755.8 | 479.2 | 819 | 900.1 | 722.6 | 599.8 | 578.3 | 374.3 | 1164.5 | 208.9 | 563 | 263.4 | 300.7 | 248.7 | 1153.9 | 659.4 | 495.9 | 577 | 534.6 | 574.4 | 1302.7 | 802.5 | 1625.2 | 509.6 | 846.8 | 931.1 | 769.2 | 798.6 | 0 | 0 | 0 | 0 | 0.06 | 0.06 | 0.04 | 0.01 | 0.02 | 0.04 | 0.06 | 0.02 | 0.05 | 0.03 | 0.03 | 0.02 | 0.09 | 0.06 | 0.04 | 0.04 | 0.05 | 0.03 | 0.04 | 0.06 | 0.06 | 0.04 | 0.04 | 0.03 | 0.09 | 0.02 | 0.04 | 0.03 | 0.03 | 0.02 | 0.08 | 0.05 | 0.04 | 0.04 | 0.04 | 0.04 | 0.1 | 0.06 | 0.12 | 0.03 | 0.05 | 0.06 | 0.06 | 0.06 | 0 | 0 | 0 | 0 | 0.036
| 12 | 88.8691 | 4.1335 | 0.55088 | 89.1427 | 8.2345 | 564.227 | 0.040811 | 25.0596 | 97.1037 | 568.3605 | 0.59169 | 114.2023 | 139.5 | 124.9 | 79 | 27.3 | 31.8 | 79.6 | 138 | 35.4 | 100.4 | 60.2 | 60.5 | 57 | 197.3 | 131.1 | 95.6 | 92.7 | 108.6 | 67.6 | 100.1 | 137.9 | 121 | 83.3 | 85.4 | 54.2 | 186.5 | 50.4 | 93.9 | 56.1 | 60.4 | 40.8 | 167.8 | 107.8 | 80.5 | 87.4 | 80.9 | 86.1 | 198.6 | 131.5 | 171.6 | 74 | 47.7 | 49 | 103.4 | 124 | 0 | 0 | 0 | 0 | 6.9 | 5.3 | 4 | 1.2 | 1.5 | 3.7 | 7.1 | 2 | 5.2 | 3.7 | 2.5 | 3.2 | 8.9 | 5.6 | 3.2 | 3 | 3.1 | 1.8 | 3.3 | 5 | 5.8 | 2.4 | 2.8 | 1.5 | 11.3 | 4.1 | 4.4 | 3.9 | 4 | 1.9 | 8.7 | 4.8 | 3.5 | 3.5 | 2.9 | 3 | 10.9 | 5.8 | 11.6 | 2.3 | 2.8 | 2.3 | 4.3 | 4.7 | 0 | 0 | 0 | 0 | 0.92 | 0.7 | 0.54 | 0.16 | 0.2 | 0.49 | 0.96 | 0.28 | 0.69 | 0.51 | 0.32 | 0.44 | 1.17 | 0.73 | 0.4 | 0.37 | 0.37 | 0.22 | 0.4 | 0.63 | 0.77 | 0.28 | 0.34 | 0.18 | 1.56 | 0.58 | 0.59 | 0.55 | 0.56 | 0.26 | 1.18 | 0.62 | 0.46 | 0.45 | 0.37 | 0.38 | 1.49 | 0.77 | 1.51 | 0.29 | 0.31 | 0.23 | 0.58 | 0.6 | 0 | 0 | 0 | 0 | 12.6 | 12 | 7 | 2.6 | 3 | 7.4 | 12.2 | 2.9 | 8.9 | 4.8 | 5.9 | 4.8 | 18.6 | 12.7 | 10 | 9.8 | 11.8 | 7.5 | 10.6 | 14.1 | 11.1 | 9.1 | 9 | 6.3 | 15 | 3.1 | 8.7 | 4 | 4.5 | 3.8 | 14.8 | 10.3 | 7.7 | 8.7 | 8.3 | 8.9 | 17.1 | 12.6 | 25 | 7.9 | 13.1 | 15.6 | 10.3 | 12.5 | 0 | 0 | 0 | 0 | 985.4 | 776 | 454.3 | 165.6 | 190.5 | 477.5 | 953.2 | 191 | 574.8 | 311.2 | 380.9 | 309 | 1458.5 | 814.8 | 641.3 | 628.1 | 758.6 | 478.2 | 831.3 | 907.1 | 718.4 | 582.8 | 578 | 382 | 1161.8 | 206.3 | 560.9 | 264 | 294.9 | 242 | 1152.7 | 661.6 | 497.2 | 557.1 | 531.9 | 570.8 | 1296.5 | 802.4 | 1613.4 | 506.7 | 831.5 | 917.3 | 754.4 | 801.4 | 0 | 0 | 0 | 0 | 0.06 | 0.06 | 0.04 | 0.01 | 0.01 | 0.04 | 0.06 | 0.02 | 0.05 | 0.03 | 0.03 | 0.03 | 0.09 | 0.06 | 0.04 | 0.04 | 0.05 | 0.03 | 0.04 | 0.06 | 0.05 | 0.04 | 0.04 | 0.03 | 0.09 | 0.02 | 0.04 | 0.03 | 0.03 | 0.02 | 0.08 | 0.05 | 0.04 | 0.04 | 0.04 | 0.04 | 0.1 | 0.06 | 0.12 | 0.03 | 0.05 | 0.06 | 0.06 | 0.06 | 0 | 0 | 0 | 0 | 0.036
| 13 | 89.1233 | 4.2154 | 0.55796 | 89.4012 | 8.2496 | 564.523 | 0.038379 | 25.0828 | 97.3729 | 568.7384 | 0.59634 | 114.4841 | 140.7 | 125.9 | 76.9 | 29 | 30.5 | 81.3 | 137.1 | 37.1 | 100.4 | 60 | 60.1 | 52.6 | 200.4 | 132.6 | 95.3 | 94.1 | 107.8 | 68.1 | 99.6 | 140.9 | 121.1 | 81 | 84.1 | 52.5 | 192.1 | 51.2 | 96.3 | 60.6 | 59.6 | 39.1 | 167.7 | 106.3 | 80.8 | 87.5 | 79 | 92 | 202.4 | 133.2 | 167.5 | 73.8 | 48.8 | 48.8 | 106.2 | 126.1 | 0 | 0 | 0 | 0 | 7 | 5.5 | 3.8 | 1.5 | 1.4 | 4 | 7 | 2.2 | 5.2 | 3.7 | 2.5 | 2.7 | 9.3 | 5.8 | 3.3 | 3.2 | 3.1 | 2 | 3.2 | 5.1 | 5.9 | 2.3 | 2.8 | 1.4 | 11.9 | 4.2 | 4.8 | 4.4 | 3.9 | 1.8 | 8.9 | 4.5 | 3.6 | 3.6 | 2.8 | 3.9 | 11.3 | 6 | 11.3 | 2.4 | 3 | 2.3 | 4.6 | 5 | 0 | 0 | 0 | 0 | 0.93 | 0.72 | 0.51 | 0.2 | 0.18 | 0.53 | 0.94 | 0.31 | 0.7 | 0.51 | 0.33 | 0.37 | 1.23 | 0.75 | 0.42 | 0.4 | 0.37 | 0.23 | 0.4 | 0.65 | 0.79 | 0.27 | 0.34 | 0.17 | 1.64 | 0.59 | 0.64 | 0.62 | 0.54 | 0.23 | 1.2 | 0.59 | 0.47 | 0.46 | 0.35 | 0.51 | 1.54 | 0.8 | 1.48 | 0.29 | 0.34 | 0.23 | 0.62 | 0.64 | 0 | 0 | 0 | 0 | 12.7 | 12.1 | 6.9 | 2.6 | 2.9 | 7.4 | 12.2 | 3 | 8.9 | 4.8 | 5.9 | 4.6 | 18.7 | 12.7 | 9.9 | 9.8 | 11.8 | 7.4 | 10.5 | 14.4 | 11 | 8.9 | 8.9 | 6.2 | 15.2 | 3.1 | 8.7 | 4.2 | 4.5 | 3.7 | 14.7 | 10.3 | 7.7 | 8.6 | 8.2 | 8.9 | 17.3 | 12.6 | 25.1 | 7.9 | 13.1 | 15.6 | 10.4 | 12.5 | 0 | 0 | 0 | 0 | 993.3 | 777 | 448.5 | 167.2 | 185.3 | 477.8 | 952.5 | 194.5 | 572.7 | 310 | 377 | 299.2 | 1459.3 | 818.6 | 633.8 | 629 | 753.2 | 476.4 | 828.7 | 925.3 | 709.6 | 570.2 | 569.2 | 372.7 | 1179.1 | 207.1 | 562.4 | 276.3 | 295.9 | 238.2 | 1142.9 | 660.9 | 494.3 | 552.6 | 522.9 | 574.1 | 1311 | 805 | 1615.7 | 504.6 | 827.5 | 922.6 | 763.5 | 805.2 | 0 | 0 | 0 | 0 | 0.06 | 0.06 | 0.03 | 0.01 | 0.01 | 0.04 | 0.06 | 0.02 | 0.05 | 0.03 | 0.03 | 0.02 | 0.09 | 0.06 | 0.04 | 0.04 | 0.05 | 0.03 | 0.04 | 0.06 | 0.05 | 0.04 | 0.04 | 0.03 | 0.09 | 0.02 | 0.04 | 0.03 | 0.03 | 0.02 | 0.08 | 0.05 | 0.04 | 0.04 | 0.04 | 0.04 | 0.1 | 0.06 | 0.12 | 0.03 | 0.05 | 0.06 | 0.06 | 0.06 | 0 | 0 | 0 | 0 | 0.037
| 14 | 90.0191 | 4.3032 | 0.57199 | 90.3035 | 8.2756 | 566.6024 | 0.040811 | 25.1715 | 98.2947 | 570.9056 | 0.6128 | 115.475 | 142.7 | 126.4 | 79.4 | 27.1 | 32.7 | 81.6 | 139.2 | 36.4 | 98.7 | 58.6 | 57.5 | 53.9 | 202 | 135.3 | 93.9 | 92.3 | 107.4 | 67.6 | 102.8 | 144.1 | 117.8 | 82.5 | 84.3 | 51.3 | 189.6 | 51.4 | 94 | 53.3 | 58.8 | 38.1 | 169.1 | 105.3 | 83.5 | 90.4 | 81 | 84.7 | 205.5 | 137 | 170.4 | 75 | 45.9 | 48.4 | 105.1 | 125.5 | 0 | 0 | 0 | 0 | 7.2 | 5.4 | 4.2 | 1.3 | 1.7 | 4.1 | 7.2 | 2.2 | 5 | 3.4 | 2.2 | 2.9 | 9.4 | 6 | 3.2 | 3.2 | 3.1 | 2 | 3.4 | 5.2 | 5.7 | 2.4 | 2.8 | 1.4 | 11.5 | 4.1 | 4.5 | 3.6 | 3.9 | 1.7 | 8.9 | 4.3 | 4 | 3.9 | 2.9 | 3.1 | 11.5 | 6.4 | 11.7 | 2.5 | 2.7 | 2.3 | 4.4 | 4.9 | 0 | 0 | 0 | 0 | 0.97 | 0.7 | 0.57 | 0.17 | 0.23 | 0.54 | 0.97 | 0.3 | 0.67 | 0.47 | 0.29 | 0.39 | 1.25 | 0.78 | 0.4 | 0.39 | 0.37 | 0.23 | 0.42 | 0.65 | 0.76 | 0.29 | 0.34 | 0.16 | 1.58 | 0.58 | 0.6 | 0.5 | 0.54 | 0.22 | 1.21 | 0.56 | 0.53 | 0.51 | 0.36 | 0.39 | 1.58 | 0.85 | 1.54 | 0.32 | 0.3 | 0.23 | 0.58 | 0.63 | 0 | 0 | 0 | 0 | 12.8 | 12.2 | 6.9 | 2.5 | 2.9 | 7.4 | 12.3 | 3 | 8.8 | 4.8 | 5.7 | 4.7 | 18.8 | 12.9 | 9.8 | 9.6 | 11.7 | 7.4 | 10.8 | 14.8 | 10.8 | 9 | 8.9 | 6.1 | 15.2 | 3.2 | 8.6 | 4 | 4.4 | 3.6 | 14.8 | 10.3 | 7.7 | 8.7 | 8.4 | 8.6 | 17.5 | 12.7 | 25 | 7.9 | 13.1 | 15.4 | 10.5 | 12.5 | 0 | 0 | 0 | 0 | 996.4 | 785.8 | 447.4 | 162.9 | 187.7 | 475.5 | 961.3 | 191.9 | 568.2 | 314.3 | 369.3 | 302.3 | 1468.1 | 831.2 | 627 | 617.8 | 750.3 | 471 | 850.6 | 950.6 | 695.3 | 574.5 | 569.3 | 364.1 | 1180.2 | 213.7 | 555.4 | 258.4 | 288 | 233.7 | 1151.3 | 665 | 495.4 | 559.6 | 536.1 | 555.5 | 1326.6 | 815.2 | 1608.2 | 504 | 826.7 | 909.3 | 768.6 | 806.9 | 0 | 0 | 0 | 0 | 0.06 | 0.06 | 0.04 | 0.01 | 0.01 | 0.04 | 0.06 | 0.02 | 0.04 | 0.03 | 0.03 | 0.02 | 0.09 | 0.06 | 0.04 | 0.04 | 0.05 | 0.03 | 0.05 | 0.06 | 0.05 | 0.04 | 0.04 | 0.03 | 0.09 | 0.02 | 0.04 | 0.02 | 0.03 | 0.02 | 0.08 | 0.05 | 0.04 | 0.04 | 0.04 | 0.04 | 0.1 | 0.06 | 0.12 | 0.03 | 0.05 | 0.06 | 0.06 | 0.06 | 0 | 0 | 0 | 0 | 0.037
| 15 | 91.462 | 4.2382 | 0.561 | 91.7415 | 8.5172 | 582.7375 | 0.041578 | 25.8941 | 99.9792 | 586.9757 | 0.60258 | 117.6355 | 143.3 | 127.1 | 80.8 | 30.4 | 34 | 77.9 | 139.1 | 40.7 | 99.4 | 59.6 | 60.2 | 53.4 | 212.2 | 138 | 97.2 | 94.4 | 107.4 | 68 | 108.2 | 149.3 | 120 | 84.7 | 85.3 | 54.4 | 191.2 | 60.5 | 98.8 | 56.9 | 63.8 | 41.4 | 176 | 107.6 | 82.2 | 89.1 | 78.7 | 87.8 | 207.6 | 135.5 | 174.9 | 75 | 47.5 | 48.7 | 109.6 | 128.6 | 0 | 0 | 0 | 0 | 6.8 | 5.1 | 4.3 | 1.6 | 1.8 | 3.7 | 6.8 | 2.5 | 4.9 | 3.4 | 2.5 | 2.7 | 10.2 | 6 | 3.5 | 3.3 | 3.1 | 1.9 | 3.5 | 5.4 | 6 | 2.6 | 2.9 | 1.7 | 11.2 | 4.7 | 5 | 3.9 | 4.4 | 2 | 9.4 | 4.4 | 3.8 | 3.6 | 2.7 | 3.4 | 11.4 | 5.8 | 12.5 | 2.5 | 2.9 | 2.3 | 4.7 | 5 | 0 | 0 | 0 | 0 | 0.91 | 0.66 | 0.58 | 0.21 | 0.24 | 0.48 | 0.91 | 0.35 | 0.66 | 0.46 | 0.32 | 0.36 | 1.36 | 0.79 | 0.43 | 0.41 | 0.37 | 0.22 | 0.43 | 0.67 | 0.8 | 0.31 | 0.36 | 0.21 | 1.53 | 0.67 | 0.67 | 0.54 | 0.62 | 0.27 | 1.27 | 0.57 | 0.5 | 0.46 | 0.33 | 0.44 | 1.56 | 0.77 | 1.65 | 0.3 | 0.33 | 0.23 | 0.63 | 0.65 | 0 | 0 | 0 | 0 | 13.2 | 12.5 | 7 | 2.7 | 3.1 | 7.2 | 12.6 | 3.2 | 9 | 5 | 5.9 | 4.8 | 19.5 | 13.2 | 10 | 9.8 | 11.7 | 7.5 | 11.4 | 15.3 | 10.8 | 9.1 | 8.9 | 6.2 | 15.7 | 3.9 | 8.9 | 4.2 | 4.6 | 3.8 | 15.3 | 10.6 | 7.7 | 8.8 | 8.2 | 8.8 | 17.9 | 13.1 | 25.1 | 7.9 | 13.3 | 15.4 | 10.8 | 12.8 | 0 | 0 | 0 | 0 | 1030.4 | 806.2 | 453.3 | 172.8 | 193.8 | 465.7 | 987.1 | 209.3 | 579.9 | 322.4 | 379.5 | 308 | 1521.5 | 850.6 | 643.3 | 627.2 | 750 | 479.1 | 900.8 | 984.2 | 697.5 | 584.2 | 571.8 | 373.3 | 1223.2 | 255.7 | 572.3 | 273 | 302 | 244.1 | 1192.5 | 679.4 | 496.1 | 565.7 | 527.4 | 565.3 | 1354.6 | 833.5 | 1620.1 | 508.3 | 842.4 | 921 | 792.7 | 824.1 | 0 | 0 | 0 | 0 | 0.06 | 0.06 | 0.04 | 0.01 | 0.02 | 0.04 | 0.06 | 0.02 | 0.05 | 0.03 | 0.03 | 0.02 | 0.1 | 0.06 | 0.04 | 0.04 | 0.05 | 0.03 | 0.05 | 0.07 | 0.05 | 0.04 | 0.04 | 0.03 | 0.09 | 0.03 | 0.04 | 0.03 | 0.03 | 0.02 | 0.08 | 0.05 | 0.04 | 0.04 | 0.03 | 0.04 | 0.1 | 0.06 | 0.12 | 0.03 | 0.05 | 0.06 | 0.06 | 0.06 | 0 | 0 | 0 | 0 | 0.038
| 16 | 99.6192 | 4.2739 | 0.55727 | 99.8987 | 9.5967 | 655.325 | 0.045559 | 29.1378 | 109.2159 | 659.599 | 0.60283 | 129.0365 | 150.4 | 134.7 | 88.8 | 39.8 | 43.9 | 88.5 | 153.2 | 64.5 | 117.9 | 86.9 | 72.7 | 67.5 | 217.8 | 146 | 109.6 | 103.1 | 115.2 | 77.1 | 132 | 167.9 | 124.4 | 92.6 | 92 | 57.8 | 192.8 | 71.2 | 110 | 71.4 | 65.7 | 53.5 | 196.6 | 118.2 | 93.5 | 100.5 | 91.1 | 94.6 | 224.5 | 143.6 | 185.4 | 89.6 | 61 | 57.2 | 129.5 | 146.6 | 0 | 0 | 0 | 0 | 6.6 | 5 | 4.6 | 1.7 | 1.9 | 4.2 | 7 | 4.2 | 6.3 | 5.4 | 2.8 | 3.1 | 9.4 | 5.7 | 3.6 | 3.3 | 3.2 | 2 | 4 | 5.4 | 5.8 | 2.7 | 3.1 | 1.5 | 9.3 | 4.5 | 5.5 | 4.7 | 3.8 | 2.4 | 10 | 4.5 | 4.1 | 3.7 | 3.1 | 3.6 | 11.9 | 5.7 | 12.6 | 2.7 | 3.2 | 2.5 | 5.2 | 5.9 | 0 | 0 | 0 | 0 | 0.87 | 0.63 | 0.61 | 0.23 | 0.25 | 0.56 | 0.92 | 0.58 | 0.86 | 0.75 | 0.35 | 0.41 | 1.23 | 0.73 | 0.44 | 0.41 | 0.38 | 0.23 | 0.49 | 0.67 | 0.77 | 0.32 | 0.38 | 0.18 | 1.24 | 0.63 | 0.74 | 0.65 | 0.52 | 0.32 | 1.34 | 0.57 | 0.54 | 0.47 | 0.38 | 0.45 | 1.63 | 0.74 | 1.67 | 0.33 | 0.36 | 0.25 | 0.69 | 0.76 | 0 | 0 | 0 | 0 | 14.3 | 13.7 | 7.9 | 3.8 | 4.2 | 8.1 | 14.4 | 5 | 10.2 | 6.8 | 7.3 | 6.3 | 20.9 | 14.6 | 11.6 | 10.9 | 12.6 | 8.6 | 14.2 | 17.8 | 11.6 | 10.1 | 9.6 | 6.8 | 17.6 | 5.5 | 9.9 | 5.4 | 5.4 | 5 | 17.5 | 11.9 | 8.9 | 10.2 | 9.6 | 9.6 | 19.7 | 14.3 | 26 | 9.7 | 14.8 | 16.6 | 13 | 14.5 | 0 | 0 | 0 | 0 | 1123.1 | 878.6 | 508.8 | 246 | 270.2 | 525.5 | 1124.6 | 321.6 | 660.9 | 443.9 | 470.3 | 406.7 | 1639.5 | 937.6 | 741.5 | 700.5 | 809.2 | 551.5 | 1117.5 | 1139.3 | 746.2 | 645.9 | 618.2 | 411.4 | 1377.4 | 359.9 | 637.4 | 353.2 | 353.2 | 324.9 | 1369.8 | 767.3 | 573.1 | 656 | 612 | 614.5 | 1492.9 | 908.6 | 1677.3 | 618.8 | 936.5 | 986.3 | 964.8 | 932.2 | 0 | 0 | 0 | 0 | 0.07 | 0.06 | 0.04 | 0.02 | 0.02 | 0.04 | 0.07 | 0.03 | 0.05 | 0.04 | 0.03 | 0.03 | 0.1 | 0.07 | 0.05 | 0.05 | 0.05 | 0.03 | 0.06 | 0.07 | 0.06 | 0.04 | 0.04 | 0.03 | 0.09 | 0.03 | 0.05 | 0.03 | 0.03 | 0.02 | 0.09 | 0.05 | 0.04 | 0.04 | 0.04 | 0.04 | 0.11 | 0.07 | 0.13 | 0.04 | 0.06 | 0.06 | 0.07 | 0.07 | 0 | 0 | 0 | 0 | 0.038
| 17 | 125.215 | 5.5044 | 0.71887 | 125.5753 | 11.9471 | 815.5682 | 0.057443 | 36.2668 | 137.1621 | 821.0726 | 0.77632 | 161.842 | 199 | 155.1 | 110.7 | 57.4 | 65.7 | 105.6 | 205.2 | 69.8 | 136.6 | 107.1 | 94.1 | 87.7 | 274.7 | 169.2 | 133.5 | 124.5 | 128.8 | 97 | 181.4 | 189.6 | 145.3 | 112.8 | 108.3 | 76.3 | 258.1 | 89.8 | 134.2 | 91.6 | 80.6 | 76.8 | 244.6 | 132.9 | 120.6 | 136.5 | 119.1 | 116.5 | 280.6 | 169 | 191.2 | 110.8 | 83.8 | 68 | 180 | 169.6 | 0 | 0 | 0 | 0 | 9.9 | 5.9 | 5.4 | 2.1 | 2.9 | 4.5 | 10.4 | 4.1 | 7.3 | 6.3 | 3.4 | 3.6 | 13.9 | 6.7 | 4.5 | 4 | 3.6 | 2.6 | 6.4 | 5.8 | 6.7 | 2.9 | 3.4 | 2.1 | 14.7 | 5.7 | 7.1 | 5.2 | 4.4 | 3 | 12.5 | 4.3 | 5.1 | 4.9 | 3.8 | 4.4 | 15.7 | 6.9 | 11.7 | 3.2 | 3.8 | 2.6 | 7.4 | 6.9 | 0 | 0 | 0 | 0 | 1.32 | 0.75 | 0.72 | 0.26 | 0.38 | 0.58 | 1.39 | 0.56 | 0.99 | 0.86 | 0.44 | 0.47 | 1.86 | 0.86 | 0.55 | 0.49 | 0.42 | 0.3 | 0.8 | 0.7 | 0.89 | 0.34 | 0.42 | 0.25 | 2 | 0.79 | 0.95 | 0.71 | 0.6 | 0.38 | 1.68 | 0.53 | 0.66 | 0.62 | 0.47 | 0.55 | 2.15 | 0.9 | 1.52 | 0.39 | 0.43 | 0.27 | 0.97 | 0.89 | 0 | 0 | 0 | 0 | 17.9 | 15.6 | 10.1 | 5.9 | 6.3 | 10.2 | 18.4 | 5.8 | 11.8 | 8.8 | 9.6 | 8.6 | 24.5 | 16.8 | 14 | 13.2 | 14.2 | 10.8 | 18.7 | 20.4 | 13.6 | 12.6 | 11.5 | 8.9 | 21.6 | 7 | 11.8 | 7.7 | 6.9 | 7.7 | 21.7 | 14.1 | 11.7 | 14 | 12.6 | 11.8 | 23.9 | 16.6 | 26.8 | 12.1 | 16.8 | 17.7 | 17.9 | 16.7 | 0 | 0 | 0 | 0 | 1401.4 | 1003.9 | 650.2 | 378.7 | 404.1 | 658.4 | 1432.6 | 371.9 | 766 | 571.1 | 616.7 | 551.9 | 1916.3 | 1080.1 | 899.3 | 848.1 | 906.8 | 691.6 | 1471.4 | 1307.6 | 875.5 | 806.3 | 739.9 | 540.3 | 1680.9 | 455.1 | 759.9 | 496.7 | 447.4 | 494.1 | 1697.1 | 900.7 | 752.7 | 899.5 | 809.3 | 759 | 1812.3 | 1059.6 | 1723 | 773.3 | 1066 | 1061.1 | 1345.4 | 1072.7 | 0 | 0 | 0 | 0 | 0.09 | 0.07 | 0.05 | 0.03 | 0.03 | 0.05 | 0.09 | 0.03 | 0.06 | 0.05 | 0.04 | 0.04 | 0.12 | 0.08 | 0.06 | 0.06 | 0.06 | 0.04 | 0.08 | 0.08 | 0.07 | 0.05 | 0.05 | 0.04 | 0.12 | 0.04 | 0.06 | 0.04 | 0.04 | 0.03 | 0.11 | 0.06 | 0.05 | 0.06 | 0.05 | 0.05 | 0.14 | 0.08 | 0.12 | 0.05 | 0.07 | 0.07 | 0.09 | 0.08 | 0 | 0 | 0 | 0 | 0.039
| 18 | 141.6031 | 5.6432 | 0.72856 | 141.9702 | 14.0241 | 957.4532 | 0.063461 | 42.5736 | 155.6273 | 963.0964 | 0.79202 | 184.5438 | 208.4 | 169 | 137.2 | 72.3 | 80.4 | 123.3 | 229.6 | 81.1 | 152.8 | 131.8 | 110.9 | 104.4 | 274.6 | 188 | 167.4 | 151.4 | 140.2 | 112.2 | 219.7 | 205.9 | 170.1 | 138.4 | 116.8 | 93.4 | 263 | 100.1 | 159 | 118.7 | 88.9 | 93.7 | 269.1 | 152.4 | 158.5 | 181 | 152 | 137.1 | 289.5 | 184.2 | 211.2 | 132.8 | 106 | 83.8 | 232.1 | 182 | 0 | 0 | 0 | 0 | 8 | 6 | 6.8 | 2.6 | 3.2 | 4.8 | 9.7 | 4.5 | 8.6 | 7.5 | 3.9 | 4.2 | 11 | 7.4 | 6.3 | 4.9 | 3.9 | 2.9 | 6.1 | 5.6 | 8.3 | 3.8 | 3.7 | 2.3 | 11.8 | 6.1 | 8.8 | 6.6 | 4.3 | 3.5 | 11.7 | 4.7 | 6.9 | 6.5 | 5.1 | 5 | 12.9 | 6.9 | 12.8 | 4 | 4.6 | 2.9 | 8.3 | 6.9 | 0 | 0 | 0 | 0 | 1.03 | 0.75 | 0.92 | 0.32 | 0.42 | 0.62 | 1.26 | 0.61 | 1.18 | 1.02 | 0.49 | 0.54 | 1.42 | 0.96 | 0.81 | 0.6 | 0.46 | 0.34 | 0.72 | 0.66 | 1.1 | 0.45 | 0.45 | 0.26 | 1.55 | 0.84 | 1.2 | 0.9 | 0.57 | 0.44 | 1.53 | 0.58 | 0.9 | 0.82 | 0.63 | 0.63 | 1.72 | 0.87 | 1.68 | 0.49 | 0.53 | 0.29 | 1.07 | 0.88 | 0 | 0 | 0 | 0 | 20.9 | 17.4 | 12.4 | 7.4 | 8 | 12.3 | 22.3 | 6.9 | 12.8 | 11 | 11.4 | 10.3 | 27.2 | 18.7 | 16.9 | 16 | 15.4 | 12.5 | 24.2 | 22.8 | 15.5 | 15.2 | 12.5 | 11.1 | 24.9 | 8 | 13.5 | 10.1 | 8.1 | 9.5 | 25.8 | 16.3 | 15.2 | 18.6 | 16 | 14 | 27.7 | 18.8 | 27.5 | 14.3 | 18.7 | 19.1 | 24.2 | 18.3 | 0 | 0 | 0 | 0 | 1639.5 | 1118.3 | 797.5 | 477.7 | 510.9 | 792 | 1748.2 | 445.5 | 831.4 | 715 | 735.2 | 663.2 | 2129.6 | 1200.8 | 1085.6 | 1028 | 986.6 | 801.9 | 1901.4 | 1456.2 | 1000 | 975.9 | 798.9 | 677.2 | 1947.5 | 518.7 | 873.7 | 651.7 | 525.1 | 610.2 | 2023.4 | 1045.7 | 977.7 | 1193.4 | 1023.4 | 898.8 | 2105 | 1193.1 | 1769.8 | 916.7 | 1189.8 | 1158.4 | 1816.9 | 1177.8 | 0 | 0 | 0 | 0 | 0.09 | 0.08 | 0.06 | 0.03 | 0.04 | 0.06 | 0.1 | 0.04 | 0.07 | 0.06 | 0.05 | 0.05 | 0.12 | 0.08 | 0.08 | 0.07 | 0.06 | 0.05 | 0.1 | 0.09 | 0.08 | 0.06 | 0.05 | 0.05 | 0.12 | 0.05 | 0.07 | 0.05 | 0.04 | 0.04 | 0.12 | 0.07 | 0.07 | 0.08 | 0.07 | 0.06 | 0.14 | 0.09 | 0.13 | 0.06 | 0.07 | 0.07 | 0.12 | 0.08 | 0 | 0 | 0 | 0 | 0.039
| 19 | 155.5616 | 5.8995 | 0.75068 | 155.9423 | 15.7045 | 1066.1259 | 0.070642 | 47.4943 | 171.2661 | 1072.0253 | 0.82132 | 203.4367 | 214.6 | 173.1 | 158 | 93.7 | 107.6 | 144.5 | 237.8 | 88.1 | 166.5 | 152.5 | 130.2 | 118.1 | 281.6 | 191.1 | 186.6 | 178.2 | 162.5 | 133.7 | 241 | 214 | 188.9 | 160 | 131.6 | 114.8 | 276.4 | 111.1 | 183.6 | 153.9 | 110.2 | 110.1 | 282.8 | 156.8 | 185.3 | 209 | 180 | 151.3 | 298.8 | 192.1 | 222.6 | 160.1 | 124 | 91.9 | 259.5 | 189.6 | 0 | 0 | 0 | 0 | 8.2 | 5.7 | 7.3 | 3.1 | 4.2 | 5 | 9.4 | 5 | 9.6 | 8.5 | 4.5 | 4.5 | 11.4 | 7.1 | 6.8 | 5.6 | 4.5 | 3.4 | 7.1 | 6 | 8.2 | 4.1 | 4.1 | 2.7 | 11.5 | 6.6 | 9.6 | 7.4 | 5 | 3.8 | 12.2 | 4.8 | 7.2 | 6.9 | 5.1 | 5 | 13 | 6.9 | 12 | 4.9 | 5 | 3 | 8.8 | 6.7 | 0 | 0 | 0 | 0 | 1.04 | 0.71 | 0.96 | 0.38 | 0.54 | 0.63 | 1.21 | 0.68 | 1.31 | 1.15 | 0.57 | 0.57 | 1.47 | 0.91 | 0.86 | 0.68 | 0.53 | 0.39 | 0.85 | 0.71 | 1.08 | 0.48 | 0.5 | 0.3 | 1.5 | 0.9 | 1.3 | 0.99 | 0.66 | 0.48 | 1.59 | 0.59 | 0.92 | 0.85 | 0.61 | 0.61 | 1.72 | 0.87 | 1.55 | 0.6 | 0.58 | 0.3 | 1.12 | 0.83 | 0 | 0 | 0 | 0 | 21.6 | 18.2 | 14.8 | 9.9 | 10.8 | 15 | 23.7 | 7.4 | 13.8 | 13 | 13.5 | 11.9 | 27.8 | 19.4 | 19.1 | 19 | 17.9 | 15 | 26.2 | 23.5 | 18.1 | 17.9 | 14.1 | 13.5 | 26.9 | 9.1 | 16.1 | 14.1 | 10.4 | 11.4 | 27.2 | 16.8 | 18.5 | 22 | 19.7 | 16 | 28.9 | 19.8 | 29 | 17.2 | 20.3 | 19.9 | 27.5 | 19.6 | 0 | 0 | 0 | 0 | 1697.3 | 1167.6 | 952.3 | 632.1 | 691.4 | 962.3 | 1855 | 477.5 | 895.4 | 839.3 | 865.9 | 766.7 | 2177.8 | 1244.1 | 1223.7 | 1221.5 | 1144.4 | 957.5 | 2058.2 | 1503.2 | 1163.7 | 1144.5 | 903.2 | 836 | 2109.9 | 586.7 | 1040.1 | 910.1 | 668 | 732.3 | 2129.9 | 1078 | 1190.5 | 1410.5 | 1261.7 | 1023.6 | 2194 | 1257.7 | 1868 | 1102 | 1291.3 | 1209.1 | 2066.9 | 1258.6 | 0 | 0 | 0 | 0 | 0.1 | 0.08 | 0.07 | 0.04 | 0.05 | 0.06 | 0.11 | 0.04 | 0.08 | 0.07 | 0.06 | 0.05 | 0.13 | 0.09 | 0.08 | 0.08 | 0.07 | 0.06 | 0.11 | 0.09 | 0.09 | 0.07 | 0.06 | 0.06 | 0.12 | 0.05 | 0.08 | 0.07 | 0.05 | 0.05 | 0.13 | 0.07 | 0.08 | 0.09 | 0.08 | 0.07 | 0.15 | 0.09 | 0.13 | 0.07 | 0.08 | 0.07 | 0.14 | 0.08 | 0 | 0 | 0 | 0 | 0.039
| 20 | 155.669 | 5.9542 | 0.75804 | 156.0534 | 15.6367 | 1063.7666 | 0.070642 | 47.3562 | 171.3057 | 1069.7209 | 0.82868 | 203.4096 | 212.6 | 171.5 | 160.3 | 97.1 | 103.2 | 145.9 | 237.1 | 87.9 | 165.4 | 152.8 | 130.9 | 118 | 280.7 | 190.9 | 183.2 | 180.2 | 159.6 | 134.8 | 240.3 | 213.4 | 192.3 | 162.8 | 131.8 | 115.8 | 268.2 | 111.4 | 184.8 | 149.7 | 104.7 | 108.2 | 281.7 | 155.6 | 187.4 | 203.4 | 175.1 | 150.1 | 295.8 | 187.7 | 220.5 | 162.6 | 120.6 | 89.6 | 257.3 | 188 | 0 | 0 | 0 | 0 | 8 | 5.8 | 7.4 | 3.4 | 3.9 | 5.3 | 9.5 | 5 | 9.4 | 8.6 | 4.5 | 4.5 | 11.5 | 7.2 | 6.6 | 5.7 | 4.4 | 3.6 | 7 | 5.9 | 8.6 | 4.3 | 4 | 2.7 | 10.5 | 6.9 | 10.2 | 7.2 | 4.8 | 3.7 | 12.2 | 4.9 | 7.2 | 6.7 | 5.2 | 5 | 13.1 | 6.7 | 12.1 | 4.9 | 4.8 | 3 | 8.9 | 6.9 | 0 | 0 | 0 | 0 | 1.01 | 0.72 | 0.98 | 0.42 | 0.5 | 0.66 | 1.23 | 0.69 | 1.28 | 1.17 | 0.56 | 0.57 | 1.49 | 0.92 | 0.83 | 0.7 | 0.51 | 0.41 | 0.84 | 0.7 | 1.13 | 0.5 | 0.48 | 0.3 | 1.35 | 0.95 | 1.38 | 0.96 | 0.63 | 0.46 | 1.59 | 0.59 | 0.92 | 0.83 | 0.63 | 0.62 | 1.74 | 0.85 | 1.57 | 0.59 | 0.56 | 0.3 | 1.15 | 0.88 | 0 | 0 | 0 | 0 | 21.5 | 17.9 | 14.9 | 10.1 | 10.4 | 15 | 23.4 | 7.3 | 13.9 | 12.9 | 13.6 | 11.9 | 27.5 | 19.3 | 18.8 | 19.2 | 17.6 | 15 | 26.1 | 23.5 | 18.2 | 18.1 | 14.2 | 13.7 | 26.7 | 8.8 | 15.8 | 13.7 | 9.8 | 11.3 | 27.1 | 16.6 | 18.8 | 21.4 | 19 | 15.8 | 28.4 | 19.3 | 28.6 | 17.6 | 20 | 19.7 | 27.1 | 19.1 | 0 | 0 | 0 | 0 | 1690 | 1149.6 | 963.4 | 646.7 | 669.6 | 960.9 | 1837.4 | 472.4 | 898 | 834.3 | 873.2 | 764.9 | 2156.2 | 1238.7 | 1208.2 | 1231.2 | 1128.4 | 961.2 | 2055.5 | 1503.3 | 1173.8 | 1159.8 | 911.4 | 846.1 | 2095.1 | 573.8 | 1021.3 | 884.7 | 633.7 | 723.5 | 2122.1 | 1065.8 | 1208 | 1375.2 | 1215 | 1011.4 | 2157 | 1229.8 | 1838.7 | 1123.5 | 1273.2 | 1190.8 | 2031.9 | 1229.5 | 0 | 0 | 0 | 0 | 0.1 | 0.08 | 0.07 | 0.04 | 0.05 | 0.06 | 0.11 | 0.04 | 0.08 | 0.07 | 0.06 | 0.05 | 0.13 | 0.09 | 0.08 | 0.08 | 0.07 | 0.06 | 0.11 | 0.09 | 0.09 | 0.07 | 0.06 | 0.06 | 0.12 | 0.05 | 0.09 | 0.07 | 0.05 | 0.05 | 0.13 | 0.07 | 0.08 | 0.09 | 0.08 | 0.07 | 0.15 | 0.09 | 0.13 | 0.07 | 0.08 | 0.07 | 0.13 | 0.08 | 0 | 0 | 0 | 0 | 0.039
| 21 | 151.1499 | 5.8837 | 0.75137 | 151.5304 | 15.1146 | 1029.4988 | 0.067991 | 45.8122 | 166.2645 | 1035.3825 | 0.81937 | 197.3426 | 212.6 | 171.2 | 152 | 88.4 | 95.5 | 136.9 | 234.6 | 90.5 | 168.9 | 151.6 | 127.1 | 111.2 | 277.6 | 190 | 179 | 170.3 | 153 | 126.2 | 237.6 | 213 | 186.2 | 158.5 | 126.3 | 110 | 264.3 | 112.9 | 180.7 | 140.2 | 103.7 | 105.4 | 281 | 156.6 | 181.5 | 196.4 | 165.2 | 144.2 | 295.5 | 187.3 | 212 | 151.9 | 114.2 | 83 | 256.9 | 186.5 | 0 | 0 | 0 | 0 | 8 | 6 | 7.2 | 3.1 | 3.7 | 5.1 | 9.2 | 5.2 | 9.9 | 8.8 | 4.4 | 4.2 | 11.3 | 7.3 | 6.4 | 5.6 | 4.2 | 3.4 | 6.7 | 6.1 | 8.5 | 4.1 | 3.9 | 2.6 | 10.7 | 7 | 10.1 | 7.3 | 5 | 3.5 | 11.9 | 5 | 7.2 | 6.6 | 5.2 | 5.2 | 13.2 | 7 | 12.2 | 4.5 | 4.8 | 2.9 | 9.1 | 6.9 | 0 | 0 | 0 | 0 | 1.01 | 0.75 | 0.95 | 0.39 | 0.48 | 0.64 | 1.18 | 0.71 | 1.36 | 1.2 | 0.55 | 0.54 | 1.46 | 0.94 | 0.81 | 0.69 | 0.5 | 0.39 | 0.79 | 0.72 | 1.13 | 0.47 | 0.47 | 0.29 | 1.37 | 0.97 | 1.38 | 0.98 | 0.66 | 0.44 | 1.54 | 0.61 | 0.93 | 0.82 | 0.63 | 0.66 | 1.76 | 0.9 | 1.59 | 0.55 | 0.56 | 0.29 | 1.17 | 0.87 | 0 | 0 | 0 | 0 | 21.5 | 17.7 | 14.1 | 9.1 | 9.6 | 13.9 | 23.4 | 7.6 | 13.9 | 12.5 | 13.2 | 11.2 | 27.3 | 19 | 18.4 | 18 | 16.9 | 14 | 26.1 | 23.3 | 17.4 | 17.7 | 13.6 | 13 | 26.1 | 8.9 | 15.3 | 12.4 | 9.5 | 11 | 27.2 | 16.7 | 18 | 20.6 | 17.7 | 14.8 | 28.2 | 19 | 27.9 | 16.5 | 19.4 | 19.2 | 26.8 | 19 | 0 | 0 | 0 | 0 | 1691 | 1135.8 | 908.1 | 585.3 | 614.4 | 893.4 | 1835.4 | 487.8 | 897.1 | 812 | 846.3 | 719.1 | 2141.3 | 1224.3 | 1179.4 | 1152.9 | 1078.9 | 897.9 | 2056.3 | 1491.1 | 1125.2 | 1133.3 | 869.8 | 803.5 | 2046.9 | 578.3 | 986.6 | 800.1 | 613.2 | 708.4 | 2135.4 | 1068.4 | 1156.8 | 1318.7 | 1132.8 | 947.9 | 2148 | 1211.4 | 1794.2 | 1052.2 | 1236.6 | 1159.5 | 2024 | 1219.1 | 0 | 0 | 0 | 0 | 0.09 | 0.08 | 0.07 | 0.04 | 0.04 | 0.06 | 0.1 | 0.04 | 0.08 | 0.07 | 0.06 | 0.05 | 0.12 | 0.08 | 0.08 | 0.08 | 0.07 | 0.06 | 0.1 | 0.09 | 0.08 | 0.07 | 0.06 | 0.06 | 0.12 | 0.05 | 0.08 | 0.06 | 0.05 | 0.05 | 0.13 | 0.07 | 0.08 | 0.09 | 0.07 | 0.06 | 0.15 | 0.09 | 0.13 | 0.07 | 0.08 | 0.07 | 0.13 | 0.08 | 0 | 0 | 0 | 0 | 0.038
| 22 | 150.577 | 5.8757 | 0.75024 | 150.9569 | 15.0628 | 1027.1545 | 0.069875 | 45.6911 | 165.6397 | 1033.0302 | 0.82011 | 196.6479 | 213.7 | 171.2 | 146.8 | 90.6 | 95.8 | 139.3 | 243.3 | 89.6 | 169.8 | 154.8 | 125.4 | 116 | 272.1 | 186.5 | 173.4 | 165.4 | 149.3 | 117 | 241.7 | 211 | 184.6 | 156 | 128.1 | 108.1 | 267.6 | 111.1 | 178.1 | 133.3 | 102 | 109.2 | 293.8 | 159.4 | 180.2 | 195.2 | 161.4 | 141.4 | 299.7 | 188.7 | 206.4 | 150.6 | 113.5 | 78.1 | 266.1 | 182.7 | 0 | 0 | 0 | 0 | 7.8 | 6 | 7 | 3.4 | 3.9 | 5.3 | 9.9 | 5.1 | 10.2 | 9.3 | 4.4 | 4.2 | 10.5 | 7.1 | 6.1 | 5.7 | 4.4 | 3.1 | 6.8 | 5.9 | 8.7 | 4.3 | 4.1 | 2.7 | 11.1 | 6.6 | 10.2 | 7.1 | 5 | 4.2 | 13.1 | 5.2 | 7.5 | 6.6 | 4.9 | 4.8 | 12.7 | 7.1 | 12.1 | 4.7 | 4.8 | 2.9 | 9.3 | 6.8 | 0 | 0 | 0 | 0 | 0.99 | 0.75 | 0.92 | 0.43 | 0.5 | 0.67 | 1.28 | 0.7 | 1.41 | 1.28 | 0.55 | 0.53 | 1.34 | 0.9 | 0.76 | 0.71 | 0.53 | 0.36 | 0.8 | 0.7 | 1.16 | 0.5 | 0.5 | 0.3 | 1.45 | 0.9 | 1.4 | 0.96 | 0.67 | 0.54 | 1.72 | 0.65 | 0.97 | 0.82 | 0.59 | 0.59 | 1.69 | 0.91 | 1.58 | 0.57 | 0.56 | 0.29 | 1.2 | 0.86 | 0 | 0 | 0 | 0 | 21.8 | 17.7 | 13.6 | 9.2 | 9.5 | 14.1 | 23.9 | 7.5 | 13.7 | 12.5 | 12.9 | 11.9 | 27.3 | 18.8 | 18 | 17.2 | 16.2 | 13 | 26.5 | 23.2 | 17 | 17.2 | 13.6 | 12.7 | 26.1 | 9.1 | 14.8 | 11.6 | 9.3 | 11 | 27.9 | 16.8 | 17.6 | 20.4 | 17.4 | 14.8 | 29.3 | 19.2 | 27.4 | 16.2 | 19.3 | 18.9 | 27.9 | 18.5 | 0 | 0 | 0 | 0 | 1715.2 | 1137.6 | 874 | 592 | 607.6 | 903.5 | 1878.9 | 483.4 | 887.7 | 811.4 | 831.5 | 762.7 | 2141 | 1207.5 | 1153.2 | 1104 | 1037.9 | 833.2 | 2088.3 | 1483.8 | 1098.8 | 1101.6 | 873.9 | 781.5 | 2044.3 | 587.1 | 960.3 | 751.7 | 597 | 705 | 2181.8 | 1077.8 | 1132.3 | 1310.4 | 1114.6 | 948.7 | 2218.9 | 1217.6 | 1764.9 | 1034 | 1231 | 1142.6 | 2097.7 | 1191 | 0 | 0 | 0 | 0 | 0.1 | 0.08 | 0.07 | 0.04 | 0.04 | 0.06 | 0.11 | 0.04 | 0.08 | 0.07 | 0.06 | 0.05 | 0.12 | 0.08 | 0.08 | 0.07 | 0.07 | 0.05 | 0.11 | 0.09 | 0.08 | 0.07 | 0.06 | 0.06 | 0.12 | 0.05 | 0.08 | 0.06 | 0.05 | 0.05 | 0.13 | 0.07 | 0.08 | 0.09 | 0.07 | 0.06 | 0.15 | 0.09 | 0.13 | 0.07 | 0.08 | 0.07 | 0.14 | 0.08 | 0 | 0 | 0 | 0 | 0.037
| 23 | 147.1269 | 5.9936 | 0.78099 | 147.5187 | 14.4461 | 987.9858 | 0.067055 | 43.9064 | 161.573 | 993.9794 | 0.84804 | 191.4251 | 213.9 | 165.7 | 144.3 | 87.3 | 87.5 | 129.5 | 237.1 | 94.4 | 164.9 | 153.5 | 121 | 116.8 | 265.8 | 181.8 | 166.6 | 155.4 | 145.2 | 112.4 | 238.2 | 208.6 | 178.2 | 148 | 122.8 | 100.3 | 260.6 | 116.7 | 170.5 | 121.7 | 93.8 | 101.8 | 285.3 | 156.9 | 169.8 | 181.7 | 152.6 | 134.9 | 297.3 | 178.2 | 203.3 | 141.8 | 105.5 | 77.3 | 261.3 | 178.2 | 0 | 0 | 0 | 0 | 7.9 | 5.9 | 7.5 | 3.5 | 3.7 | 5.1 | 9.3 | 5.6 | 10 | 9.6 | 4.4 | 4.2 | 10.2 | 7 | 6.1 | 5.6 | 4.3 | 3 | 6.9 | 5.8 | 8.8 | 4.1 | 4 | 2.5 | 11.2 | 7.6 | 10 | 6.9 | 5.3 | 3.9 | 12.4 | 4.7 | 7.3 | 6.1 | 5 | 4.7 | 13.2 | 6.5 | 12.6 | 4.7 | 4.8 | 2.8 | 9.4 | 6.7 | 0 | 0 | 0 | 0 | 1.01 | 0.75 | 1.02 | 0.45 | 0.48 | 0.65 | 1.19 | 0.78 | 1.37 | 1.33 | 0.55 | 0.53 | 1.3 | 0.89 | 0.78 | 0.71 | 0.52 | 0.35 | 0.83 | 0.68 | 1.17 | 0.48 | 0.49 | 0.29 | 1.47 | 1.06 | 1.37 | 0.94 | 0.72 | 0.5 | 1.62 | 0.57 | 0.96 | 0.76 | 0.62 | 0.58 | 1.75 | 0.82 | 1.65 | 0.58 | 0.57 | 0.28 | 1.22 | 0.85 | 0 | 0 | 0 | 0 | 21.7 | 17 | 12.7 | 8.7 | 8.5 | 12.9 | 23.7 | 7.7 | 13.3 | 12 | 12.4 | 12 | 26.7 | 18.3 | 17 | 15.9 | 15.7 | 12.4 | 25.9 | 22.9 | 16.1 | 16.3 | 13 | 11.8 | 25 | 8.9 | 14 | 10.2 | 7.9 | 10.2 | 27.3 | 16.9 | 16.3 | 19 | 16.1 | 14 | 28.5 | 18.3 | 26.7 | 15 | 18.4 | 18.9 | 27.2 | 18 | 0 | 0 | 0 | 0 | 1707.1 | 1093.4 | 820.1 | 557.2 | 545.4 | 830.4 | 1857.3 | 494.8 | 860.6 | 781.8 | 796.7 | 768.7 | 2100 | 1174.7 | 1090.6 | 1021.7 | 1008.4 | 796.8 | 2043.7 | 1469.3 | 1042.8 | 1045 | 832.9 | 722.6 | 1963.5 | 577.7 | 908.4 | 663.3 | 509.9 | 656.5 | 2142.8 | 1084.6 | 1051.1 | 1219.1 | 1031.1 | 899.3 | 2171.8 | 1164.6 | 1720 | 956.9 | 1169.4 | 1136.8 | 2044.2 | 1158.8 | 0 | 0 | 0 | 0 | 0.1 | 0.07 | 0.07 | 0.04 | 0.04 | 0.06 | 0.11 | 0.04 | 0.08 | 0.07 | 0.05 | 0.05 | 0.12 | 0.08 | 0.07 | 0.07 | 0.06 | 0.05 | 0.11 | 0.09 | 0.08 | 0.07 | 0.05 | 0.05 | 0.12 | 0.05 | 0.08 | 0.06 | 0.04 | 0.05 | 0.13 | 0.07 | 0.08 | 0.08 | 0.07 | 0.06 | 0.15 | 0.08 | 0.13 | 0.06 | 0.07 | 0.07 | 0.14 | 0.08 | 0 | 0 | 0 | 0 | 0.035
NorthernGrid_West | 0 | 38.7779 | 1.7792 | 0.2423 | 38.8971 | 3.6324 | 248.8817 | 0.016199 | 11.0535 | 42.4104 | 250.6609 | 0.2585 | 49.9506 | 75.8 | 32.2 | 38.1 | 22.4 | 19 | 36.2 | 89.1 | 16.4 | 34.9 | 15.8 | 22.6 | 27.1 | 131.4 | 41.6 | 32 | 40.2 | 44.1 | 31 | 95.7 | 26.6 | 43 | 25.4 | 41.9 | 20.3 | 150.8 | 18.6 | 28.3 | 16.6 | 23.8 | 22.3 | 199.6 | 28 | 24.9 | 30.5 | 32.9 | 34.8 | 182.4 | 35.2 | 52.7 | 24.6 | 16.9 | 16.8 | 120.2 | 34.8 | 0 | 0 | 0 | 0 | 4 | 1.3 | 1.8 | 0.8 | 0.7 | 1 | 4.3 | 0.7 | 1.7 | 0.7 | 0.8 | 1 | 6.6 | 1.9 | 1 | 1 | 1.1 | 0.7 | 3.6 | 1 | 1.9 | 0.5 | 1 | 0.5 | 7.6 | 1.5 | 1.4 | 0.9 | 1.3 | 0.8 | 11.6 | 1.2 | 1 | 0.9 | 0.9 | 1 | 10 | 1.5 | 3 | 0.7 | 0.7 | 0.6 | 5.7 | 1.4 | 0 | 0 | 0 | 0 | 0.55 | 0.17 | 0.25 | 0.11 | 0.09 | 0.12 | 0.57 | 0.09 | 0.23 | 0.09 | 0.1 | 0.13 | 0.88 | 0.26 | 0.13 | 0.11 | 0.13 | 0.07 | 0.46 | 0.13 | 0.26 | 0.06 | 0.12 | 0.06 | 1.02 | 0.21 | 0.19 | 0.12 | 0.18 | 0.11 | 1.59 | 0.15 | 0.14 | 0.11 | 0.11 | 0.11 | 1.36 | 0.2 | 0.39 | 0.09 | 0.07 | 0.06 | 0.75 | 0.17 | 0 | 0 | 0 | 0 | 6.6 | 3.2 | 3.5 | 2.3 | 2 | 4 | 8.2 | 1.6 | 3.2 | 1.5 | 2.3 | 2.7 | 11.8 | 3.9 | 3.4 | 4.5 | 4.9 | 3.6 | 9.7 | 2.7 | 4.1 | 2.9 | 4.7 | 2.4 | 13.5 | 1.2 | 2.5 | 1.4 | 2 | 2.2 | 16.5 | 2.7 | 2.4 | 3.3 | 3.6 | 3.8 | 15.6 | 3.4 | 6.4 | 2.7 | 3.5 | 4.2 | 11.2 | 3.5 | 0 | 0 | 0 | 0 | 514.1 | 203.4 | 224.4 | 145.7 | 124.7 | 253.3 | 640 | 101.8 | 205 | 99.2 | 149.7 | 175.4 | 920.8 | 249.9 | 217.4 | 289.9 | 316.4 | 228.7 | 760.9 | 172.1 | 261.2 | 188.4 | 302.6 | 145 | 1051.6 | 76.2 | 163.7 | 92.7 | 132.1 | 144.5 | 1280.3 | 174.6 | 156 | 212 | 231.7 | 246.1 | 1207.9 | 218.6 | 413 | 171.2 | 222.9 | 258.4 | 859.6 | 223.6 | 0 | 0 | 0 | 0 | 0.03 | 0.01 | 0.02 | 0.01 | 0.01 | 0.02 | 0.04 | 0.01 | 0.02 | 0.01 | 0.01 | 0.01 | 0.06 | 0.02 | 0.01 | 0.02 | 0.02 | 0.01 | 0.04 | 0.01 | 0.02 | 0.01 | 0.02 | 0.01 | 0.07 | 0.01 | 0.01 | 0.01 | 0.01 | 0.01 | 0.09 | 0.01 | 0.01 | 0.01 | 0.01 | 0.02 | 0.09 | 0.02 | 0.03 | 0.01 | 0.01 | 0.02 | 0.06 | 0.02 | 0 | 0 | 0 | 0 | 0.033
| 1 | 40.0362 | 1.8372 | 0.24433 | 40.1576 | 3.7378 | 259.7371 | 0.018082 | 11.4829 | 43.7739 | 261.5743 | 0.26242 | 51.6405 | 78.9 | 33.2 | 39.4 | 22.8 | 18.9 | 35.5 | 95.7 | 16.8 | 34.1 | 14.5 | 23.2 | 28.2 | 143.5 | 42.2 | 32.2 | 40.5 | 44.7 | 30.5 | 105.5 | 26.6 | 43.4 | 25 | 41 | 19.6 | 156.1 | 17.8 | 28.3 | 16.4 | 23.6 | 22.5 | 202 | 28.3 | 24.8 | 29.7 | 32.2 | 33.4 | 182.9 | 35.4 | 52.6 | 24.8 | 16 | 16.1 | 131.6 | 36.3 | 0 | 0 | 0 | 0 | 3.9 | 1.4 | 2 | 0.8 | 0.7 | 1.1 | 4.5 | 0.7 | 1.6 | 0.5 | 0.8 | 1.1 | 7.3 | 1.9 | 1 | 1.1 | 1.2 | 0.7 | 3.8 | 1 | 2 | 0.5 | 1 | 0.5 | 7.7 | 1.4 | 1.4 | 0.9 | 1.3 | 0.9 | 11.6 | 1.2 | 1 | 0.9 | 0.9 | 0.9 | 9.5 | 1.5 | 3 | 0.7 | 0.6 | 0.6 | 6.2 | 1.5 | 0 | 0 | 0 | 0 | 0.52 | 0.18 | 0.27 | 0.11 | 0.09 | 0.13 | 0.59 | 0.1 | 0.21 | 0.07 | 0.11 | 0.13 | 0.97 | 0.25 | 0.13 | 0.12 | 0.14 | 0.07 | 0.48 | 0.13 | 0.26 | 0.06 | 0.11 | 0.06 | 1.03 | 0.2 | 0.19 | 0.12 | 0.18 | 0.12 | 1.59 | 0.15 | 0.13 | 0.11 | 0.11 | 0.11 | 1.28 | 0.19 | 0.39 | 0.09 | 0.07 | 0.06 | 0.84 | 0.19 | 0 | 0 | 0 | 0 | 7.2 | 3.2 | 3.5 | 2.3 | 1.9 | 3.8 | 8.9 | 1.6 | 3.2 | 1.5 | 2.4 | 2.8 | 12.8 | 4 | 3.4 | 4.5 | 5 | 3.5 | 10.8 | 2.7 | 4.1 | 2.9 | 4.7 | 2.3 | 14.1 | 1.1 | 2.5 | 1.4 | 2 | 2.2 | 16.8 | 2.8 | 2.4 | 3.2 | 3.5 | 3.7 | 16.2 | 3.5 | 6.5 | 2.7 | 3.4 | 4 | 12.2 | 3.6 | 0 | 0 | 0 | 0 | 559.3 | 207.5 | 227 | 149 | 122.9 | 245.7 | 695.9 | 103.1 | 203.1 | 93.6 | 152.1 | 183.2 | 1001.9 | 256.1 | 219.5 | 288.8 | 318.1 | 225.4 | 847.4 | 171.2 | 263.6 | 185.7 | 298 | 140.8 | 1102.8 | 75.2 | 163.7 | 91.4 | 128.5 | 142.8 | 1304.6 | 178 | 156.9 | 204.6 | 226.6 | 236 | 1255.4 | 222 | 419.8 | 172.8 | 216.9 | 248.5 | 935.4 | 230.8 | 0 | 0 | 0 | 0 | 0.04 | 0.01 | 0.02 | 0.01 | 0.01 | 0.02 | 0.04 | 0.01 | 0.02 | 0.01 | 0.01 | 0.01 | 0.07 | 0.02 | 0.01 | 0.02 | 0.02 | 0.01 | 0.05 | 0.01 | 0.02 | 0.01 | 0.02 | 0.01 | 0.07 | 0.01 | 0.01 | 0.01 | 0.01 | 0.01 | 0.09 | 0.01 | 0.01 | 0.01 | 0.01 | 0.01 | 0.08 | 0.02 | 0.03 | 0.01 | 0.01 | 0.01 | 0.06 | 0.02 | 0 | 0 | 0 | 0 | 0.032
| 2 | 41.4437 | 1.8843 | 0.25038 | 41.5682 | 3.8866 | 269.9417 | 0.018082 | 11.9358 | 45.3304 | 271.8261 | 0.26847 | 53.5041 | 86.8 | 33.5 | 38.8 | 22.6 | 19.2 | 35 | 103.3 | 17.1 | 34.3 | 14.1 | 23.6 | 29.1 | 146.5 | 42.3 | 32.8 | 40.7 | 44.6 | 30.9 | 109.4 | 25.9 | 44.2 | 25.1 | 42.5 | 20.3 | 157.6 | 17.2 | 29.5 | 17.1 | 23.9 | 21.4 | 204.3 | 28.9 | 25.3 | 31 | 32.2 | 32.9 | 190.6 | 35.5 | 53.5 | 25.2 | 15.7 | 15.5 | 132.2 | 36.2 | 0 | 0 | 0 | 0 | 4.3 | 1.3 | 2 | 0.8 | 0.7 | 1 | 5 | 0.7 | 1.6 | 0.5 | 0.9 | 1.1 | 7.2 | 1.9 | 1 | 1.1 | 1.1 | 0.7 | 3.9 | 0.9 | 2 | 0.5 | 1.1 | 0.5 | 7.6 | 1.3 | 1.5 | 0.9 | 1.4 | 0.9 | 11.7 | 1.3 | 1 | 1 | 0.9 | 0.9 | 9.7 | 1.5 | 3.1 | 0.8 | 0.6 | 0.6 | 6.1 | 1.4 | 0 | 0 | 0 | 0 | 0.58 | 0.17 | 0.26 | 0.11 | 0.09 | 0.12 | 0.66 | 0.09 | 0.21 | 0.07 | 0.12 | 0.14 | 0.96 | 0.25 | 0.13 | 0.12 | 0.13 | 0.08 | 0.48 | 0.11 | 0.27 | 0.06 | 0.13 | 0.06 | 1.02 | 0.18 | 0.2 | 0.13 | 0.19 | 0.11 | 1.59 | 0.16 | 0.13 | 0.12 | 0.11 | 0.1 | 1.31 | 0.19 | 0.4 | 0.09 | 0.07 | 0.06 | 0.81 | 0.18 | 0 | 0 | 0 | 0 | 7.8 | 3.3 | 3.5 | 2.3 | 2 | 3.8 | 9.5 | 1.7 | 3.2 | 1.4 | 2.4 | 3 | 13.3 | 4 | 3.5 | 4.5 | 5 | 3.5 | 11.3 | 2.7 | 4.2 | 2.9 | 4.7 | 2.4 | 14.4 | 1.1 | 2.7 | 1.5 | 2 | 2.1 | 17 | 2.8 | 2.5 | 3.3 | 3.5 | 3.6 | 17 | 3.5 | 6.7 | 2.7 | 3.4 | 4 | 12.4 | 3.6 | 0 | 0 | 0 | 0 | 609.7 | 212.9 | 224.6 | 147.3 | 124.6 | 243.8 | 739.8 | 107.9 | 206.3 | 90.6 | 151.1 | 189.7 | 1039.7 | 259.3 | 224 | 290.6 | 320.5 | 226.5 | 887.6 | 172.1 | 267.9 | 186 | 303.3 | 144.6 | 1125.4 | 75 | 171.7 | 94.9 | 128.1 | 135.6 | 1324.9 | 178.3 | 160 | 211.5 | 226.1 | 233 | 1318.8 | 222.8 | 433 | 174.6 | 215.7 | 248 | 954.9 | 232.9 | 0 | 0 | 0 | 0 | 0.04 | 0.01 | 0.02 | 0.01 | 0.01 | 0.02 | 0.05 | 0.01 | 0.02 | 0.01 | 0.01 | 0.01 | 0.07 | 0.02 | 0.01 | 0.02 | 0.02 | 0.01 | 0.05 | 0.01 | 0.02 | 0.01 | 0.02 | 0.01 | 0.07 | 0.01 | 0.01 | 0.01 | 0.01 | 0.01 | 0.09 | 0.01 | 0.01 | 0.01 | 0.01 | 0.01 | 0.09 | 0.02 | 0.03 | 0.01 | 0.01 | 0.01 | 0.06 | 0.02 | 0 | 0 | 0 | 0 | 0.032
| 3 | 42.1512 | 1.9542 | 0.25904 | 42.2802 | 3.9431 | 273.8104 | 0.018082 | 12.1076 | 46.0944 | 275.7646 | 0.27712 | 54.3878 | 91.9 | 33.1 | 38.6 | 22.2 | 19.1 | 34.3 | 103.9 | 17.8 | 34.8 | 14.3 | 23.6 | 30.4 | 153.1 | 42 | 33.3 | 40.6 | 44.8 | 30.9 | 112 | 26.4 | 44.9 | 25.6 | 42.4 | 20.8 | 156.9 | 17.4 | 29 | 17.4 | 23.9 | 22.5 | 208.8 | 30.4 | 25.3 | 31.9 | 32 | 32.5 | 192 | 34.5 | 52 | 25.5 | 15.9 | 15.9 | 135.1 | 35.7 | 0 | 0 | 0 | 0 | 4.8 | 1.3 | 1.9 | 0.8 | 0.7 | 1 | 5.1 | 0.8 | 1.6 | 0.6 | 0.9 | 1.1 | 7.6 | 1.8 | 1.1 | 1 | 1.1 | 0.7 | 4 | 0.9 | 2.1 | 0.6 | 1.1 | 0.6 | 7.5 | 1.3 | 1.4 | 1 | 1.4 | 1 | 12.1 | 1.4 | 1.1 | 1 | 0.9 | 0.9 | 10 | 1.3 | 2.9 | 0.8 | 0.6 | 0.6 | 6.5 | 1.3 | 0 | 0 | 0 | 0 | 0.65 | 0.17 | 0.25 | 0.1 | 0.09 | 0.12 | 0.68 | 0.1 | 0.21 | 0.07 | 0.11 | 0.14 | 1.02 | 0.24 | 0.13 | 0.12 | 0.13 | 0.08 | 0.5 | 0.11 | 0.27 | 0.06 | 0.12 | 0.07 | 1 | 0.18 | 0.19 | 0.13 | 0.18 | 0.13 | 1.66 | 0.18 | 0.14 | 0.13 | 0.11 | 0.11 | 1.34 | 0.17 | 0.38 | 0.1 | 0.07 | 0.06 | 0.86 | 0.17 | 0 | 0 | 0 | 0 | 8.1 | 3.3 | 3.5 | 2.3 | 2 | 3.7 | 9.4 | 1.7 | 3.3 | 1.4 | 2.4 | 3.1 | 13.8 | 4 | 3.5 | 4.5 | 5 | 3.5 | 11.6 | 2.7 | 4.2 | 3 | 4.8 | 2.4 | 14.4 | 1.2 | 2.7 | 1.5 | 2 | 2.2 | 17.3 | 2.9 | 2.5 | 3.4 | 3.5 | 3.6 | 17 | 3.5 | 6.8 | 2.7 | 3.4 | 4.1 | 12.5 | 3.6 | 0 | 0 | 0 | 0 | 629 | 211.3 | 226.6 | 148.1 | 125 | 237.8 | 735.9 | 110.2 | 210.1 | 91.9 | 153.7 | 199.1 | 1076 | 259 | 226 | 290.9 | 320.9 | 226.1 | 907.5 | 175.8 | 270.7 | 188.8 | 305 | 147.5 | 1128 | 77.9 | 171 | 96.3 | 130.1 | 140 | 1339.8 | 184.5 | 158.9 | 216.7 | 224.1 | 229.2 | 1316.6 | 221.4 | 436.9 | 174.5 | 217.8 | 253.8 | 959.4 | 232.4 | 0 | 0 | 0 | 0 | 0.04 | 0.01 | 0.02 | 0.01 | 0.01 | 0.02 | 0.05 | 0.01 | 0.02 | 0.01 | 0.01 | 0.01 | 0.07 | 0.02 | 0.01 | 0.02 | 0.02 | 0.01 | 0.05 | 0.01 | 0.02 | 0.01 | 0.02 | 0.01 | 0.07 | 0.01 | 0.01 | 0.01 | 0.01 | 0.01 | 0.1 | 0.01 | 0.01 | 0.01 | 0.01 | 0.01 | 0.09 | 0.02 | 0.03 | 0.01 | 0.01 | 0.02 | 0.07 | 0.02 | 0 | 0 | 0 | 0 | 0.032
| 4 | 41.6216 | 1.9465 | 0.25545 | 41.7493 | 3.8735 | 269.8629 | 0.018082 | 11.9203 | 45.4951 | 271.8094 | 0.27354 | 53.6697 | 91.7 | 33 | 37.4 | 21.6 | 18.5 | 32.2 | 105.8 | 18.2 | 34.6 | 14.1 | 23.5 | 27.5 | 148.8 | 44.3 | 33.2 | 40.6 | 44.5 | 31.1 | 108.9 | 26.4 | 44.7 | 25.1 | 41.2 | 19.5 | 149.7 | 16.5 | 28.4 | 16.3 | 23.2 | 22 | 205.7 | 29.1 | 24.2 | 30.7 | 30.8 | 31.2 | 195 | 35.2 | 50.8 | 24.7 | 15.3 | 15.3 | 130.8 | 36.3 | 0 | 0 | 0 | 0 | 5 | 1.3 | 1.8 | 0.7 | 0.7 | 0.9 | 5.6 | 0.8 | 1.6 | 0.5 | 0.8 | 1 | 7.3 | 2 | 1.1 | 1.1 | 1.1 | 0.7 | 3.8 | 1 | 2 | 0.5 | 1 | 0.5 | 6.7 | 1.2 | 1.4 | 0.8 | 1.3 | 0.9 | 12 | 1.2 | 0.9 | 0.9 | 0.8 | 0.9 | 10.5 | 1.4 | 2.8 | 0.7 | 0.6 | 0.6 | 6.2 | 1.4 | 0 | 0 | 0 | 0 | 0.67 | 0.16 | 0.24 | 0.09 | 0.09 | 0.11 | 0.76 | 0.11 | 0.21 | 0.06 | 0.11 | 0.13 | 0.97 | 0.27 | 0.13 | 0.12 | 0.13 | 0.08 | 0.48 | 0.12 | 0.27 | 0.06 | 0.12 | 0.06 | 0.88 | 0.17 | 0.18 | 0.11 | 0.17 | 0.11 | 1.64 | 0.16 | 0.11 | 0.11 | 0.1 | 0.1 | 1.43 | 0.18 | 0.36 | 0.08 | 0.07 | 0.06 | 0.83 | 0.17 | 0 | 0 | 0 | 0 | 7.9 | 3.3 | 3.4 | 2.3 | 1.9 | 3.5 | 9.2 | 1.7 | 3.3 | 1.5 | 2.4 | 2.8 | 13.5 | 4.1 | 3.5 | 4.5 | 5 | 3.5 | 11.2 | 2.7 | 4.2 | 2.9 | 4.7 | 2.3 | 14.2 | 1.1 | 2.6 | 1.5 | 2 | 2.2 | 16.9 | 2.9 | 2.5 | 3.3 | 3.4 | 3.4 | 16.9 | 3.5 | 6.8 | 2.7 | 3.5 | 4.1 | 12.1 | 3.7 | 0 | 0 | 0 | 0 | 615 | 213.5 | 221.6 | 146.3 | 120.6 | 225.7 | 718.4 | 110.8 | 209.7 | 93.4 | 154.7 | 178.2 | 1055.9 | 267.2 | 225.2 | 290.5 | 320.5 | 227.1 | 882.6 | 172.5 | 271.6 | 186.5 | 297.6 | 140.3 | 1108.6 | 74.1 | 167.4 | 94.3 | 129.4 | 139.6 | 1315.3 | 183.4 | 159.3 | 211 | 217.2 | 220 | 1306.4 | 224.7 | 438.1 | 175.3 | 221.4 | 252.5 | 929.9 | 236.4 | 0 | 0 | 0 | 0 | 0.04 | 0.01 | 0.02 | 0.01 | 0.01 | 0.01 | 0.05 | 0.01 | 0.02 | 0.01 | 0.01 | 0.01 | 0.07 | 0.02 | 0.01 | 0.02 | 0.02 | 0.01 | 0.05 | 0.01 | 0.02 | 0.01 | 0.02 | 0.01 | 0.07 | 0.01 | 0.01 | 0.01 | 0.01 | 0.01 | 0.09 | 0.01 | 0.01 | 0.01 | 0.01 | 0.01 | 0.09 | 0.02 | 0.03 | 0.01 | 0.01 | 0.02 | 0.06 | 0.02 | 0 | 0 | 0 | 0 | 0.032
| 5 | 41.1972 | 1.9069 | 0.25035 | 41.3224 | 3.8577 | 268.0472 | 0.020902 | 11.8512 | 45.0549 | 269.9541 | 0.27125 | 53.1736 | 94.7 | 34 | 34.6 | 19.7 | 16 | 29.5 | 103.7 | 19.2 | 34.1 | 13 | 20.7 | 19.5 | 148.5 | 42.4 | 32.5 | 37.1 | 40.5 | 29.3 | 104.2 | 25.4 | 43.3 | 24.5 | 37.2 | 17.2 | 134 | 14.4 | 28.3 | 15.6 | 21.2 | 17.5 | 210.5 | 29.9 | 24.3 | 26.1 | 28.4 | 26.8 | 198.8 | 36.3 | 44 | 23.3 | 13.6 | 13.9 | 118.2 | 36 | 0 | 0 | 0 | 0 | 5.2 | 1.3 | 1.6 | 0.6 | 0.6 | 0.9 | 5.2 | 0.8 | 1.6 | 0.4 | 0.7 | 0.7 | 6.8 | 1.8 | 1 | 0.9 | 1 | 0.6 | 3.6 | 0.8 | 1.8 | 0.5 | 0.9 | 0.4 | 5.9 | 1 | 1.3 | 0.8 | 1.1 | 0.7 | 12.1 | 1.2 | 0.9 | 0.8 | 0.8 | 0.8 | 10.7 | 1.5 | 2.2 | 0.6 | 0.6 | 0.6 | 5.4 | 1.2 | 0 | 0 | 0 | 0 | 0.71 | 0.17 | 0.2 | 0.07 | 0.07 | 0.11 | 0.69 | 0.1 | 0.21 | 0.05 | 0.09 | 0.09 | 0.9 | 0.23 | 0.12 | 0.1 | 0.11 | 0.07 | 0.46 | 0.1 | 0.24 | 0.05 | 0.09 | 0.05 | 0.78 | 0.14 | 0.18 | 0.11 | 0.15 | 0.09 | 1.65 | 0.15 | 0.11 | 0.09 | 0.09 | 0.09 | 1.46 | 0.2 | 0.28 | 0.07 | 0.06 | 0.06 | 0.72 | 0.15 | 0 | 0 | 0 | 0 | 8.1 | 3.4 | 3.3 | 2.1 | 1.7 | 3.2 | 9.4 | 1.9 | 3.2 | 1.4 | 2.2 | 2 | 13.9 | 4.1 | 3.5 | 4.2 | 4.6 | 3.4 | 10.8 | 2.7 | 4.2 | 2.9 | 4.3 | 2.1 | 12.7 | 1 | 2.6 | 1.4 | 1.9 | 1.7 | 17.5 | 3 | 2.5 | 2.8 | 3.1 | 2.9 | 17.2 | 3.6 | 6.5 | 2.6 | 3.3 | 3.9 | 11.1 | 3.7 | 0 | 0 | 0 | 0 | 627.6 | 219.1 | 211.4 | 136.3 | 105.1 | 204.6 | 730.7 | 121.7 | 205 | 90 | 138.4 | 127.4 | 1088.7 | 264.7 | 225.8 | 269.7 | 294 | 215.3 | 848.3 | 172.1 | 270.7 | 182.2 | 272.3 | 124 | 998.4 | 66.4 | 168.9 | 90.3 | 120.7 | 111.4 | 1360 | 191.3 | 159.8 | 182 | 200.3 | 187.7 | 1331.1 | 227.9 | 417.2 | 166 | 211.5 | 243.7 | 858.5 | 240.3 | 0 | 0 | 0 | 0 | 0.04 | 0.02 | 0.02 | 0.01 | 0.01 | 0.01 | 0.05 | 0.01 | 0.02 | 0.01 | 0.01 | 0.01 | 0.07 | 0.02 | 0.01 | 0.02 | 0.02 | 0.01 | 0.05 | 0.01 | 0.02 | 0.01 | 0.02 | 0.01 | 0.06 | 0.01 | 0.01 | 0.01 | 0.01 | 0.01 | 0.1 | 0.01 | 0.01 | 0.01 | 0.01 | 0.01 | 0.09 | 0.02 | 0.03 | 0.01 | 0.01 | 0.01 | 0.06 | 0.02 | 0 | 0 | 0 | 0 | 0.033
| 6 | 36.8064 | 1.6867 | 0.22079 | 36.9169 | 3.4669 | 241.2847 | 0.01847 | 10.6622 | 40.2733 | 242.9714 | 0.23926 | 47.5792 | 82.3 | 35.6 | 28.8 | 15.5 | 13.2 | 24.1 | 87.5 | 18.4 | 32.9 | 11 | 18.1 | 14.8 | 152.8 | 44.5 | 29.1 | 32.3 | 35.5 | 25.7 | 102 | 27.7 | 38.7 | 23.7 | 31.3 | 16.3 | 107 | 12.1 | 24.5 | 13.3 | 16 | 12 | 197.1 | 29.8 | 22.8 | 23.6 | 26.5 | 22.2 | 193.4 | 37.2 | 36.5 | 19.3 | 11.9 | 11.9 | 99.6 | 37.2 | 0 | 0 | 0 | 0 | 4.4 | 1.5 | 1.2 | 0.5 | 0.5 | 0.7 | 4.2 | 0.7 | 1.6 | 0.3 | 0.7 | 0.6 | 7.2 | 2 | 0.9 | 0.8 | 0.9 | 0.6 | 3.4 | 1 | 1.6 | 0.5 | 0.7 | 0.4 | 4.6 | 0.9 | 1.2 | 0.7 | 0.9 | 0.5 | 10.2 | 1.2 | 0.8 | 0.7 | 0.8 | 0.6 | 10.4 | 1.5 | 1.7 | 0.5 | 0.6 | 0.6 | 4.5 | 1.4 | 0 | 0 | 0 | 0 | 0.59 | 0.19 | 0.16 | 0.06 | 0.06 | 0.09 | 0.56 | 0.09 | 0.22 | 0.04 | 0.08 | 0.07 | 0.96 | 0.27 | 0.12 | 0.09 | 0.1 | 0.06 | 0.42 | 0.13 | 0.21 | 0.05 | 0.08 | 0.05 | 0.6 | 0.12 | 0.15 | 0.09 | 0.11 | 0.06 | 1.38 | 0.15 | 0.11 | 0.09 | 0.09 | 0.08 | 1.4 | 0.19 | 0.21 | 0.05 | 0.06 | 0.06 | 0.59 | 0.17 | 0 | 0 | 0 | 0 | 7.2 | 3.5 | 2.8 | 1.6 | 1.4 | 2.6 | 8 | 1.8 | 3 | 1.2 | 1.8 | 1.5 | 14.1 | 4.2 | 3.1 | 3.7 | 4 | 2.9 | 10.7 | 2.8 | 3.7 | 2.7 | 3.6 | 1.9 | 10.3 | 0.8 | 2.3 | 1.2 | 1.4 | 1.2 | 17.4 | 3 | 2.3 | 2.5 | 2.9 | 2.4 | 16.8 | 3.7 | 5.7 | 2.2 | 3.2 | 3.8 | 9.5 | 3.8 | 0 | 0 | 0 | 0 | 559.1 | 224.9 | 179.4 | 105.6 | 88.5 | 165.9 | 626.5 | 117.9 | 192.7 | 75.3 | 118.7 | 96.9 | 1104.4 | 268.5 | 198.1 | 234.1 | 257.2 | 187.9 | 842.8 | 180.9 | 241.4 | 175.7 | 227.4 | 115.9 | 807.5 | 55.5 | 146 | 77.3 | 89.9 | 76.1 | 1356.3 | 190.5 | 149.7 | 162.5 | 185.3 | 155.4 | 1298.9 | 235.2 | 363.9 | 140.6 | 201.3 | 232 | 725.1 | 243.9 | 0 | 0 | 0 | 0 | 0.04 | 0.02 | 0.01 | 0.01 | 0.01 | 0.01 | 0.04 | 0.01 | 0.01 | 0 | 0.01 | 0.01 | 0.07 | 0.02 | 0.01 | 0.01 | 0.02 | 0.01 | 0.05 | 0.01 | 0.02 | 0.01 | 0.01 | 0.01 | 0.05 | 0.01 | 0.01 | 0.01 | 0.01 | 0.01 | 0.09 | 0.01 | 0.01 | 0.01 | 0.01 | 0.01 | 0.09 | 0.02 | 0.02 | 0.01 | 0.01 | 0.01 | 0.05 | 0.02 | 0 | 0 | 0 | 0 | 0.035
| 7 | 33.6364 | 1.5756 | 0.20084 | 33.7382 | 3.1636 | 219.9996 | 0.017703 | 9.7244 | 36.8 | 221.5752 | 0.21854 | 43.4626 | 78.1 | 36.9 | 21.5 | 11.9 | 10.4 | 20.1 | 79 | 18.4 | 30.1 | 9.3 | 15.7 | 11.5 | 152.5 | 46 | 27.1 | 26.7 | 28.2 | 22.1 | 101.2 | 28.4 | 33 | 20.9 | 25.7 | 15.1 | 91.8 | 10.4 | 21 | 11.3 | 13.6 | 10.8 | 203 | 30.2 | 21.1 | 19 | 22.8 | 19.1 | 196.4 | 39.1 | 28 | 17.5 | 11.7 | 11.6 | 82.7 | 38.2 | 0 | 0 | 0 | 0 | 4.2 | 1.6 | 0.9 | 0.4 | 0.4 | 0.6 | 3.8 | 0.7 | 1.4 | 0.3 | 0.5 | 0.4 | 7.3 | 2.1 | 0.9 | 0.7 | 0.7 | 0.5 | 3.4 | 1 | 1.5 | 0.4 | 0.6 | 0.4 | 3.9 | 0.7 | 0.9 | 0.6 | 0.7 | 0.4 | 11.5 | 1.2 | 0.7 | 0.6 | 0.7 | 0.6 | 10.4 | 1.6 | 1.3 | 0.4 | 0.6 | 0.5 | 3.5 | 1.5 | 0 | 0 | 0 | 0 | 0.56 | 0.2 | 0.11 | 0.04 | 0.05 | 0.08 | 0.5 | 0.09 | 0.19 | 0.04 | 0.07 | 0.06 | 0.96 | 0.28 | 0.1 | 0.07 | 0.08 | 0.05 | 0.42 | 0.13 | 0.2 | 0.05 | 0.07 | 0.05 | 0.51 | 0.1 | 0.12 | 0.08 | 0.09 | 0.05 | 1.57 | 0.16 | 0.09 | 0.07 | 0.08 | 0.07 | 1.41 | 0.21 | 0.16 | 0.05 | 0.06 | 0.05 | 0.47 | 0.19 | 0 | 0 | 0 | 0 | 6.8 | 3.6 | 2.1 | 1.3 | 1.1 | 2.1 | 7.3 | 1.9 | 2.8 | 1 | 1.6 | 1.2 | 14 | 4.3 | 2.9 | 3 | 3.2 | 2.6 | 10.6 | 2.9 | 3.1 | 2.4 | 2.9 | 1.8 | 8.9 | 0.8 | 2 | 1 | 1.2 | 1.1 | 17 | 3 | 2.2 | 2 | 2.5 | 2 | 17.2 | 3.8 | 4.7 | 2 | 3.1 | 3.4 | 8 | 3.8 | 0 | 0 | 0 | 0 | 529.6 | 229.3 | 136.3 | 82.1 | 68.2 | 137.1 | 569.6 | 119.8 | 180 | 64.2 | 104.4 | 74.6 | 1098.5 | 276.7 | 185.2 | 192.8 | 204.6 | 163.3 | 831.7 | 186.5 | 199.6 | 154.6 | 186.7 | 107.2 | 695.3 | 49.2 | 129.4 | 63.9 | 80.1 | 69.1 | 1324.7 | 191.3 | 139.3 | 130 | 159.6 | 131 | 1325 | 244.3 | 303 | 125.9 | 195.3 | 211.9 | 615.2 | 246.2 | 0 | 0 | 0 | 0 | 0.04 | 0.02 | 0.01 | 0.01 | 0 | 0.01 | 0.04 | 0.01 | 0.01 | 0 | 0.01 | 0.01 | 0.07 | 0.02 | 0.01 | 0.01 | 0.01 | 0.01 | 0.05 | 0.01 | 0.01 | 0.01 | 0.01 | 0.01 | 0.04 | 0 | 0.01 | 0.01 | 0.01 | 0 | 0.09 | 0.01 | 0.01 | 0.01 | 0.01 | 0.01 | 0.09 | 0.02 | 0.02 | 0.01 | 0.01 | 0.01 | 0.04 | 0.02 | 0 | 0 | 0 | 0 | 0.036
| 8 | 32.5343 | 1.5281 | 0.20571 | 32.636 | 3.0071 | 208.9879 | 0.013721 | 9.2387 | 35.5415 | 210.516 | 0.21943 | 41.8748 | 75 | 38.1 | 19.4 | 10.8 | 8.9 | 17.3 | 74.3 | 18.3 | 31.9 | 8.5 | 14.4 | 10.6 | 161.2 | 47.5 | 26.5 | 25.3 | 24.7 | 19.7 | 103.2 | 30.1 | 31.9 | 19.5 | 22 | 14.1 | 77.4 | 7.7 | 19.6 | 11.5 | 12.7 | 9.3 | 200.5 | 30.3 | 21 | 18.4 | 22.9 | 18.3 | 198.2 | 40.1 | 23.9 | 15.8 | 11.7 | 10.6 | 75.7 | 39.3 | 0 | 0 | 0 | 0 | 4.1 | 1.6 | 0.9 | 0.3 | 0.3 | 0.5 | 3.5 | 0.7 | 1.6 | 0.3 | 0.5 | 0.4 | 8.1 | 2.2 | 0.9 | 0.6 | 0.6 | 0.4 | 3.9 | 1.1 | 1.5 | 0.4 | 0.5 | 0.4 | 3.1 | 0.6 | 0.9 | 0.6 | 0.7 | 0.4 | 11.2 | 1.2 | 0.7 | 0.6 | 0.6 | 0.5 | 10.9 | 1.7 | 1.1 | 0.4 | 0.6 | 0.5 | 3.5 | 1.6 | 0 | 0 | 0 | 0 | 0.56 | 0.22 | 0.11 | 0.04 | 0.04 | 0.07 | 0.46 | 0.09 | 0.21 | 0.03 | 0.06 | 0.05 | 1.09 | 0.3 | 0.11 | 0.07 | 0.07 | 0.05 | 0.49 | 0.13 | 0.2 | 0.04 | 0.06 | 0.04 | 0.39 | 0.08 | 0.11 | 0.09 | 0.09 | 0.05 | 1.53 | 0.16 | 0.09 | 0.08 | 0.07 | 0.06 | 1.48 | 0.22 | 0.14 | 0.05 | 0.06 | 0.05 | 0.47 | 0.2 | 0 | 0 | 0 | 0 | 6.4 | 3.7 | 1.8 | 1.2 | 0.9 | 1.8 | 6.9 | 1.8 | 2.9 | 0.9 | 1.5 | 1.1 | 14.4 | 4.4 | 2.8 | 2.9 | 2.8 | 2.3 | 10.4 | 3.1 | 2.9 | 2.3 | 2.5 | 1.7 | 7.7 | 0.5 | 1.9 | 1 | 1.1 | 0.9 | 16.9 | 3 | 2.2 | 1.9 | 2.5 | 2 | 17 | 3.9 | 4.1 | 1.8 | 3.2 | 3.3 | 7.1 | 3.9 | 0 | 0 | 0 | 0 | 497.3 | 235.7 | 118.2 | 74.5 | 58.6 | 118.3 | 539.4 | 117.6 | 186.7 | 59.2 | 96.7 | 67.6 | 1126.1 | 283.6 | 179.2 | 183.4 | 179.1 | 144.7 | 819.3 | 199.3 | 189.4 | 144.5 | 160.1 | 101.2 | 603.3 | 33.3 | 119.8 | 63.9 | 72.3 | 60.4 | 1319 | 191.4 | 138.7 | 121.9 | 162.6 | 127.3 | 1312.2 | 249.9 | 259.8 | 113 | 200.6 | 202 | 542.9 | 250.4 | 0 | 0 | 0 | 0 | 0.03 | 0.02 | 0.01 | 0 | 0 | 0.01 | 0.03 | 0.01 | 0.01 | 0 | 0.01 | 0 | 0.07 | 0.02 | 0.01 | 0.01 | 0.01 | 0.01 | 0.05 | 0.01 | 0.01 | 0.01 | 0.01 | 0.01 | 0.03 | 0 | 0.01 | 0.01 | 0.01 | 0 | 0.09 | 0.01 | 0.01 | 0.01 | 0.01 | 0.01 | 0.09 | 0.02 | 0.02 | 0.01 | 0.01 | 0.01 | 0.04 | 0.02 | 0 | 0 | 0 | 0 | 0.037
| 9 | 32.9761 | 1.5885 | 0.21324 | 33.0817 | 3.0353 | 209.6086 | 0.015605 | 9.2859 | 36.0115 | 211.1971 | 0.22885 | 42.3676 | 76.8 | 39.3 | 18.4 | 10.8 | 9 | 17 | 74.9 | 18.1 | 33.4 | 8.4 | 14 | 10.4 | 167.3 | 47.2 | 26.3 | 25 | 24.1 | 19.4 | 101.7 | 31.6 | 31.9 | 19.4 | 22 | 14.2 | 77 | 7.5 | 19.7 | 11.4 | 12.4 | 8.7 | 206 | 30.7 | 21.5 | 18.4 | 24.3 | 17.9 | 204.9 | 42.4 | 23.2 | 16.2 | 11.6 | 10.4 | 77.1 | 40.7 | 0 | 0 | 0 | 0 | 4.4 | 1.7 | 0.8 | 0.3 | 0.3 | 0.5 | 3.5 | 0.7 | 1.6 | 0.3 | 0.5 | 0.4 | 8.8 | 2.1 | 0.8 | 0.6 | 0.6 | 0.4 | 3.7 | 1.1 | 1.5 | 0.4 | 0.5 | 0.4 | 3.2 | 0.6 | 0.9 | 0.6 | 0.6 | 0.3 | 11.7 | 1.2 | 0.8 | 0.6 | 0.6 | 0.5 | 11.7 | 1.8 | 1.1 | 0.4 | 0.6 | 0.5 | 3.6 | 1.6 | 0 | 0 | 0 | 0 | 0.6 | 0.22 | 0.11 | 0.04 | 0.04 | 0.06 | 0.47 | 0.09 | 0.21 | 0.03 | 0.06 | 0.05 | 1.19 | 0.27 | 0.1 | 0.07 | 0.06 | 0.05 | 0.47 | 0.14 | 0.2 | 0.04 | 0.06 | 0.04 | 0.42 | 0.08 | 0.12 | 0.08 | 0.08 | 0.04 | 1.6 | 0.16 | 0.1 | 0.08 | 0.07 | 0.06 | 1.6 | 0.23 | 0.13 | 0.05 | 0.06 | 0.05 | 0.48 | 0.2 | 0 | 0 | 0 | 0 | 6.4 | 3.8 | 1.8 | 1.2 | 0.9 | 1.8 | 6.9 | 1.8 | 3.1 | 0.9 | 1.5 | 1 | 14.6 | 4.5 | 2.8 | 2.8 | 2.7 | 2.2 | 10.4 | 3.2 | 2.9 | 2.3 | 2.5 | 1.7 | 7.5 | 0.5 | 1.9 | 1 | 1.1 | 0.9 | 17.2 | 3 | 2.2 | 1.9 | 2.7 | 1.9 | 17.1 | 4.1 | 3.9 | 1.8 | 3.2 | 3.1 | 7.2 | 4.1 | 0 | 0 | 0 | 0 | 497.6 | 242.6 | 112.7 | 74 | 59.4 | 117.3 | 541.3 | 115.3 | 197.5 | 58.6 | 94 | 66.7 | 1138.7 | 289.3 | 179 | 182 | 174.4 | 142.7 | 814.1 | 207.8 | 188.4 | 144.2 | 160.1 | 102 | 589.9 | 32 | 119.8 | 64.1 | 71.7 | 57.6 | 1340.8 | 194.8 | 142.4 | 123.5 | 173.2 | 124.3 | 1321.9 | 263.4 | 247.8 | 117.3 | 200.7 | 193.2 | 549.5 | 263.1 | 0 | 0 | 0 | 0 | 0.04 | 0.02 | 0.01 | 0 | 0 | 0.01 | 0.03 | 0.01 | 0.02 | 0 | 0.01 | 0 | 0.08 | 0.02 | 0.01 | 0.01 | 0.01 | 0.01 | 0.05 | 0.01 | 0.01 | 0.01 | 0.01 | 0.01 | 0.03 | 0 | 0.01 | 0.01 | 0.01 | 0 | 0.09 | 0.01 | 0.01 | 0.01 | 0.01 | 0.01 | 0.1 | 0.02 | 0.02 | 0.01 | 0.01 | 0.01 | 0.04 | 0.02 | 0 | 0 | 0 | 0 | 0.037
| 10 | 33.1335 | 1.5375 | 0.20438 | 33.2352 | 3.0752 | 215.6426 | 0.013721 | 9.5051 | 36.2087 | 217.1801 | 0.2181 | 42.7402 | 76.7 | 39.6 | 18.8 | 10.7 | 9.2 | 17 | 73.4 | 19.1 | 34 | 8.6 | 14.7 | 10.1 | 163.7 | 47.7 | 27 | 25.1 | 24.5 | 19.7 | 101.8 | 31.8 | 31.4 | 19.7 | 22 | 14.6 | 76.7 | 7.2 | 19.8 | 11.9 | 12.7 | 8.6 | 204.3 | 30.5 | 21.9 | 18 | 24.7 | 18 | 200.6 | 41.4 | 23.5 | 16.4 | 11.6 | 10.5 | 77 | 40.9 | 0 | 0 | 0 | 0 | 4 | 1.7 | 0.9 | 0.3 | 0.3 | 0.5 | 3.3 | 0.8 | 1.6 | 0.3 | 0.5 | 0.4 | 8.3 | 2.1 | 0.9 | 0.6 | 0.6 | 0.4 | 3.7 | 1.1 | 1.5 | 0.4 | 0.5 | 0.4 | 3.2 | 0.5 | 0.9 | 0.7 | 0.7 | 0.3 | 11.5 | 1.2 | 0.8 | 0.6 | 0.7 | 0.5 | 11.1 | 1.7 | 1.1 | 0.4 | 0.6 | 0.5 | 3.7 | 1.6 | 0 | 0 | 0 | 0 | 0.54 | 0.22 | 0.12 | 0.04 | 0.04 | 0.06 | 0.44 | 0.1 | 0.21 | 0.03 | 0.07 | 0.05 | 1.11 | 0.28 | 0.11 | 0.07 | 0.07 | 0.05 | 0.47 | 0.14 | 0.2 | 0.04 | 0.06 | 0.04 | 0.42 | 0.07 | 0.12 | 0.09 | 0.09 | 0.04 | 1.56 | 0.15 | 0.1 | 0.07 | 0.08 | 0.06 | 1.51 | 0.22 | 0.14 | 0.05 | 0.06 | 0.05 | 0.5 | 0.2 | 0 | 0 | 0 | 0 | 6.7 | 3.8 | 1.7 | 1.2 | 1 | 1.8 | 6.9 | 1.9 | 3.1 | 0.9 | 1.5 | 1 | 14.6 | 4.5 | 2.9 | 2.8 | 2.8 | 2.3 | 10.4 | 3.3 | 2.9 | 2.3 | 2.5 | 1.7 | 7.5 | 0.5 | 1.9 | 1 | 1.1 | 0.9 | 17.2 | 3.1 | 2.2 | 1.9 | 2.7 | 2 | 17.1 | 4.1 | 3.7 | 1.9 | 3.1 | 3.1 | 7.1 | 4.1 | 0 | 0 | 0 | 0 | 523.5 | 246.7 | 112.4 | 73.8 | 60.9 | 117.3 | 541.5 | 121.4 | 202 | 59 | 97.1 | 65.8 | 1142.1 | 290.9 | 182.5 | 181.6 | 176.8 | 145.1 | 819.1 | 209.9 | 187.7 | 146.4 | 160.2 | 105 | 584.9 | 32.3 | 121.1 | 65.4 | 72.2 | 56.7 | 1342 | 197.7 | 143.5 | 122.9 | 175.3 | 125.4 | 1325 | 262.2 | 240.4 | 118.6 | 199.2 | 193.9 | 540.3 | 265.1 | 0 | 0 | 0 | 0 | 0.03 | 0.02 | 0.01 | 0 | 0 | 0.01 | 0.03 | 0.01 | 0.02 | 0 | 0.01 | 0 | 0.07 | 0.02 | 0.01 | 0.01 | 0.01 | 0.01 | 0.05 | 0.01 | 0.01 | 0.01 | 0.01 | 0.01 | 0.03 | 0 | 0.01 | 0.01 | 0.01 | 0 | 0.09 | 0.01 | 0.01 | 0.01 | 0.01 | 0.01 | 0.09 | 0.02 | 0.02 | 0.01 | 0.01 | 0.01 | 0.04 | 0.02 | 0 | 0 | 0 | 0 | 0.037
| 11 | 32.6674 | 1.4473 | 0.19293 | 32.7632 | 3.0846 | 215.972 | 0.013721 | 9.5243 | 35.7519 | 217.4193 | 0.20665 | 42.2874 | 74.9 | 39.8 | 18.1 | 10.6 | 9.3 | 17.3 | 74.6 | 19.3 | 35 | 8.6 | 14.8 | 10.5 | 159.2 | 48.4 | 27.2 | 25.4 | 24.7 | 20.1 | 101 | 31.8 | 31.8 | 20 | 22.6 | 14.2 | 76.7 | 7.7 | 20 | 11.9 | 13.1 | 9.4 | 202.4 | 30.9 | 21.7 | 17.8 | 24 | 17.6 | 197.3 | 42.6 | 24.5 | 16.2 | 11.7 | 10.4 | 76.1 | 42.3 | 0 | 0 | 0 | 0 | 3.8 | 1.6 | 0.8 | 0.3 | 0.3 | 0.6 | 3.4 | 0.7 | 1.7 | 0.3 | 0.5 | 0.4 | 7.8 | 2.2 | 0.9 | 0.6 | 0.6 | 0.5 | 3.7 | 1.1 | 1.5 | 0.4 | 0.5 | 0.4 | 3.2 | 0.6 | 0.9 | 0.7 | 0.7 | 0.4 | 11.3 | 1.2 | 0.8 | 0.5 | 0.6 | 0.5 | 10.8 | 1.7 | 1.3 | 0.4 | 0.6 | 0.5 | 3.7 | 1.6 | 0 | 0 | 0 | 0 | 0.52 | 0.21 | 0.1 | 0.04 | 0.04 | 0.07 | 0.45 | 0.09 | 0.23 | 0.03 | 0.07 | 0.05 | 1.05 | 0.28 | 0.11 | 0.07 | 0.07 | 0.05 | 0.46 | 0.14 | 0.2 | 0.05 | 0.06 | 0.04 | 0.41 | 0.08 | 0.12 | 0.09 | 0.1 | 0.05 | 1.53 | 0.15 | 0.1 | 0.07 | 0.07 | 0.06 | 1.46 | 0.23 | 0.16 | 0.04 | 0.06 | 0.05 | 0.49 | 0.21 | 0 | 0 | 0 | 0 | 6.6 | 3.9 | 1.7 | 1.2 | 1 | 1.8 | 7 | 1.9 | 3.2 | 0.9 | 1.5 | 1.1 | 14.4 | 4.6 | 2.9 | 2.9 | 2.8 | 2.3 | 10.3 | 3.3 | 2.9 | 2.3 | 2.6 | 1.7 | 7.5 | 0.5 | 1.9 | 1 | 1.1 | 0.9 | 17.2 | 3.1 | 2.2 | 1.9 | 2.7 | 1.9 | 17 | 4.2 | 3.8 | 1.8 | 3.1 | 3.1 | 7 | 4.2 | 0 | 0 | 0 | 0 | 518.1 | 251.6 | 111.9 | 73.7 | 62.3 | 118.4 | 547 | 124.6 | 204.6 | 58.9 | 97.1 | 68.6 | 1127 | 295.2 | 183.2 | 185.5 | 178.8 | 145.4 | 810.7 | 210 | 189.3 | 147.8 | 164.8 | 102.4 | 587.3 | 35.7 | 121.3 | 65.8 | 73.4 | 59.9 | 1336.2 | 199.8 | 143.3 | 122.3 | 170.8 | 122 | 1312.5 | 268.1 | 242.4 | 117.8 | 197.1 | 193.6 | 535.5 | 271.6 | 0 | 0 | 0 | 0 | 0.03 | 0.02 | 0.01 | 0 | 0 | 0.01 | 0.03 | 0.01 | 0.02 | 0 | 0.01 | 0 | 0.07 | 0.02 | 0.01 | 0.01 | 0.01 | 0.01 | 0.05 | 0.01 | 0.01 | 0.01 | 0.01 | 0.01 | 0.03 | 0 | 0.01 | 0.01 | 0.01 | 0 | 0.09 | 0.01 | 0.01 | 0.01 | 0.01 | 0.01 | 0.09 | 0.02 | 0.02 | 0.01 | 0.01 | 0.01 | 0.04 | 0.02 | 0 | 0 | 0 | 0 | 0.037
| 12 | 31.9891 | 1.372 | 0.18406 | 32.0802 | 3.09 | 213.8624 | 0.013721 | 9.4669 | 35.0791 | 215.2344 | 0.19778 | 41.5471 | 70.8 | 39.6 | 18.6 | 10.7 | 9.4 | 17.4 | 73.6 | 19.6 | 36 | 8.5 | 14.5 | 10.3 | 155.4 | 48.8 | 26.9 | 24.9 | 24.1 | 19.6 | 99.5 | 31.4 | 31.5 | 19.6 | 22.1 | 13.8 | 77.7 | 7.8 | 20.3 | 12 | 13.3 | 9.7 | 199.5 | 30.7 | 21.6 | 17.8 | 23.9 | 17.6 | 193.6 | 42.6 | 24.8 | 16.2 | 12.1 | 10.5 | 76.2 | 41.8 | 0 | 0 | 0 | 0 | 3.4 | 1.6 | 0.8 | 0.3 | 0.3 | 0.6 | 3.4 | 0.8 | 1.9 | 0.3 | 0.5 | 0.4 | 7.8 | 2.2 | 0.9 | 0.6 | 0.6 | 0.5 | 3.7 | 1.1 | 1.5 | 0.4 | 0.5 | 0.4 | 3.2 | 0.6 | 0.9 | 0.7 | 0.7 | 0.4 | 11 | 1.2 | 0.8 | 0.5 | 0.7 | 0.5 | 10.2 | 1.8 | 1.3 | 0.4 | 0.6 | 0.5 | 3.6 | 1.6 | 0 | 0 | 0 | 0 | 0.46 | 0.21 | 0.11 | 0.04 | 0.04 | 0.07 | 0.45 | 0.1 | 0.25 | 0.03 | 0.07 | 0.05 | 1.05 | 0.3 | 0.11 | 0.07 | 0.06 | 0.05 | 0.46 | 0.14 | 0.2 | 0.04 | 0.06 | 0.04 | 0.42 | 0.08 | 0.12 | 0.09 | 0.09 | 0.05 | 1.5 | 0.15 | 0.1 | 0.06 | 0.08 | 0.06 | 1.38 | 0.23 | 0.16 | 0.04 | 0.06 | 0.05 | 0.48 | 0.2 | 0 | 0 | 0 | 0 | 6.5 | 3.9 | 1.8 | 1.2 | 1 | 1.9 | 6.9 | 1.9 | 3.2 | 0.9 | 1.5 | 1 | 13.9 | 4.6 | 2.8 | 2.8 | 2.7 | 2.2 | 10.1 | 3.3 | 2.9 | 2.3 | 2.5 | 1.6 | 7.6 | 0.5 | 1.9 | 1 | 1.2 | 0.9 | 17 | 3.1 | 2.2 | 1.9 | 2.6 | 1.9 | 17 | 4.2 | 3.8 | 1.8 | 3.2 | 3.2 | 7.1 | 4.2 | 0 | 0 | 0 | 0 | 505.9 | 249.5 | 114.3 | 74.6 | 62.4 | 118.8 | 537.9 | 125.3 | 206 | 59.3 | 96 | 66.6 | 1088.5 | 294.8 | 180 | 180.9 | 175.6 | 143.1 | 796.1 | 208.7 | 187 | 145.2 | 161 | 99 | 594.3 | 34.2 | 122.4 | 66 | 75.1 | 60.5 | 1321.8 | 196.5 | 141.8 | 123.1 | 169.4 | 121.7 | 1313.5 | 265.8 | 244.8 | 117.4 | 201.7 | 194.6 | 545 | 272.1 | 0 | 0 | 0 | 0 | 0.03 | 0.02 | 0.01 | 0 | 0 | 0.01 | 0.03 | 0.01 | 0.02 | 0 | 0.01 | 0 | 0.07 | 0.02 | 0.01 | 0.01 | 0.01 | 0.01 | 0.04 | 0.01 | 0.01 | 0.01 | 0.01 | 0.01 | 0.03 | 0 | 0.01 | 0.01 | 0.01 | 0 | 0.09 | 0.01 | 0.01 | 0.01 | 0.01 | 0.01 | 0.09 | 0.02 | 0.02 | 0.01 | 0.01 | 0.01 | 0.04 | 0.02 | 0 | 0 | 0 | 0 | 0.037
| 13 | 32.3083 | 1.434 | 0.19026 | 32.403 | 3.0712 | 213.5303 | 0.013721 | 9.4382 | 35.3795 | 214.9643 | 0.20398 | 41.8411 | 71.2 | 40.1 | 19 | 10.8 | 9.2 | 17.8 | 73.8 | 18.8 | 36 | 8.6 | 14 | 10.5 | 151.8 | 48.9 | 26.6 | 25.3 | 24.2 | 19.3 | 100.3 | 32.8 | 30.9 | 19 | 22.3 | 13.9 | 77.4 | 8.1 | 20.5 | 12.2 | 13.2 | 9.3 | 198.2 | 30.3 | 21.8 | 17.8 | 24.3 | 17.9 | 192.1 | 42.9 | 24.8 | 15.9 | 11.6 | 10.5 | 74.4 | 41.9 | 0 | 0 | 0 | 0 | 3.6 | 1.6 | 0.9 | 0.3 | 0.3 | 0.6 | 3.5 | 0.8 | 1.9 | 0.3 | 0.5 | 0.4 | 7.7 | 2.2 | 0.9 | 0.6 | 0.6 | 0.5 | 3.8 | 1.2 | 1.5 | 0.4 | 0.5 | 0.4 | 3.2 | 0.6 | 1 | 0.7 | 0.7 | 0.4 | 10.9 | 1.2 | 0.8 | 0.5 | 0.7 | 0.5 | 10 | 1.8 | 1.3 | 0.4 | 0.6 | 0.5 | 3.4 | 1.6 | 0 | 0 | 0 | 0 | 0.48 | 0.21 | 0.12 | 0.04 | 0.04 | 0.07 | 0.46 | 0.1 | 0.26 | 0.03 | 0.06 | 0.05 | 1.03 | 0.29 | 0.11 | 0.07 | 0.07 | 0.05 | 0.48 | 0.16 | 0.2 | 0.04 | 0.06 | 0.04 | 0.41 | 0.08 | 0.13 | 0.09 | 0.1 | 0.05 | 1.48 | 0.15 | 0.11 | 0.07 | 0.09 | 0.06 | 1.35 | 0.23 | 0.15 | 0.05 | 0.06 | 0.05 | 0.46 | 0.21 | 0 | 0 | 0 | 0 | 6.4 | 3.9 | 1.8 | 1.2 | 1 | 1.9 | 6.8 | 1.8 | 3.2 | 0.9 | 1.4 | 1.1 | 13.6 | 4.6 | 2.8 | 2.9 | 2.7 | 2.2 | 10.2 | 3.3 | 2.8 | 2.2 | 2.5 | 1.7 | 7.6 | 0.5 | 1.9 | 1 | 1.1 | 0.9 | 16.9 | 3 | 2.2 | 1.9 | 2.6 | 1.9 | 17 | 4.2 | 4 | 1.8 | 3.1 | 3.1 | 7 | 4.2 | 0 | 0 | 0 | 0 | 499.6 | 253 | 114.3 | 74.7 | 60.4 | 120.5 | 533.1 | 118.7 | 203.7 | 59.2 | 92.3 | 68.3 | 1059.2 | 296.9 | 179.6 | 184.8 | 175.2 | 139.9 | 797.7 | 212.9 | 183.8 | 141.1 | 161.8 | 100.4 | 594.7 | 36 | 123.2 | 66.6 | 71.8 | 58.1 | 1317.1 | 195.5 | 140.8 | 122.6 | 169.1 | 124.6 | 1315.5 | 267.9 | 254.9 | 114.7 | 199.2 | 192.7 | 536.6 | 270.3 | 0 | 0 | 0 | 0 | 0.03 | 0.02 | 0.01 | 0 | 0 | 0.01 | 0.03 | 0.01 | 0.02 | 0 | 0.01 | 0 | 0.07 | 0.02 | 0.01 | 0.01 | 0.01 | 0.01 | 0.04 | 0.01 | 0.01 | 0.01 | 0.01 | 0.01 | 0.03 | 0 | 0.01 | 0.01 | 0.01 | 0 | 0.09 | 0.01 | 0.01 | 0.01 | 0.01 | 0.01 | 0.09 | 0.02 | 0.02 | 0.01 | 0.01 | 0.01 | 0.04 | 0.02 | 0 | 0 | 0 | 0 | 0.037
| 14 | 33.0618 | 1.5567 | 0.20629 | 33.1645 | 3.0655 | 213.4776 | 0.013721 | 9.4309 | 36.1273 | 215.0343 | 0.22002 | 42.5954 | 71.8 | 41.1 | 19.9 | 11.1 | 10.2 | 17.7 | 72.6 | 20.5 | 36.5 | 8.9 | 14.9 | 11.2 | 148.9 | 49 | 26.9 | 26.5 | 24.3 | 19 | 99.5 | 33.3 | 32.5 | 19.9 | 22.8 | 14.2 | 83.9 | 8.6 | 21.1 | 12.1 | 14.2 | 10.2 | 193.4 | 30.7 | 21.8 | 17.8 | 24.7 | 18.4 | 192.5 | 43.7 | 26 | 16.4 | 11.6 | 11 | 78.9 | 43.3 | 0 | 0 | 0 | 0 | 3.8 | 1.8 | 0.9 | 0.4 | 0.4 | 0.6 | 3.4 | 0.9 | 2 | 0.3 | 0.6 | 0.4 | 7.4 | 2.2 | 0.9 | 0.6 | 0.6 | 0.4 | 3.7 | 1.3 | 1.6 | 0.4 | 0.6 | 0.4 | 3.7 | 0.6 | 1 | 0.6 | 0.8 | 0.5 | 10.5 | 1.2 | 0.8 | 0.5 | 0.7 | 0.6 | 10.4 | 1.9 | 1.4 | 0.4 | 0.6 | 0.5 | 3.7 | 1.7 | 0 | 0 | 0 | 0 | 0.52 | 0.23 | 0.12 | 0.05 | 0.05 | 0.07 | 0.45 | 0.11 | 0.27 | 0.03 | 0.07 | 0.06 | 0.98 | 0.29 | 0.11 | 0.07 | 0.07 | 0.05 | 0.47 | 0.16 | 0.21 | 0.04 | 0.06 | 0.04 | 0.48 | 0.08 | 0.13 | 0.09 | 0.11 | 0.06 | 1.42 | 0.15 | 0.1 | 0.06 | 0.09 | 0.07 | 1.42 | 0.24 | 0.17 | 0.05 | 0.06 | 0.05 | 0.5 | 0.22 | 0 | 0 | 0 | 0 | 6.2 | 3.9 | 1.9 | 1.2 | 1.1 | 1.9 | 6.8 | 2 | 3.1 | 1 | 1.5 | 1.1 | 13.5 | 4.6 | 2.9 | 3 | 2.8 | 2.2 | 10.1 | 3.4 | 3 | 2.3 | 2.6 | 1.7 | 8 | 0.6 | 2 | 1.1 | 1.2 | 1 | 16.7 | 3.1 | 2.2 | 1.9 | 2.7 | 2 | 16.6 | 4.2 | 4.1 | 1.9 | 3.2 | 3.2 | 7.4 | 4.3 | 0 | 0 | 0 | 0 | 486.9 | 254 | 121.1 | 74.1 | 67.3 | 121.6 | 530.3 | 127.4 | 203.8 | 61.6 | 96.9 | 71.8 | 1051.1 | 299.5 | 182.8 | 192.4 | 176.1 | 139 | 793.8 | 215.9 | 191.7 | 147.6 | 164.3 | 102.2 | 626.7 | 40.7 | 127 | 68.3 | 77.4 | 62.4 | 1297.7 | 198.8 | 142.2 | 123.1 | 171.6 | 127.4 | 1285.3 | 271.4 | 260.2 | 119.3 | 200 | 197.5 | 563 | 278.1 | 0 | 0 | 0 | 0 | 0.03 | 0.02 | 0.01 | 0 | 0 | 0.01 | 0.03 | 0.01 | 0.02 | 0 | 0.01 | 0.01 | 0.07 | 0.02 | 0.01 | 0.01 | 0.01 | 0.01 | 0.04 | 0.01 | 0.01 | 0.01 | 0.01 | 0.01 | 0.04 | 0 | 0.01 | 0.01 | 0.01 | 0 | 0.09 | 0.01 | 0.01 | 0.01 | 0.01 | 0.01 | 0.09 | 0.02 | 0.02 | 0.01 | 0.01 | 0.01 | 0.04 | 0.02 | 0 | 0 | 0 | 0 | 0.036
| 15 | 35.0771 | 1.4642 | 0.1914 | 35.1729 | 3.3827 | 236.9011 | 0.016586 | 10.4469 | 38.4598 | 238.3653 | 0.20799 | 45.6199 | 73.8 | 39.3 | 24.5 | 14.9 | 13.2 | 22.1 | 76.2 | 22.1 | 38.9 | 11.1 | 17.9 | 14 | 140 | 47.1 | 29.2 | 31.7 | 29.4 | 23.3 | 99.6 | 32 | 36.8 | 23 | 27.4 | 15.4 | 95.8 | 10.1 | 24.6 | 14.4 | 17.3 | 13.6 | 197.2 | 31.3 | 23.3 | 21 | 26.3 | 20.9 | 189.7 | 41.9 | 33 | 20.1 | 14.7 | 12.6 | 92.1 | 42.9 | 0 | 0 | 0 | 0 | 3.5 | 1.5 | 1.1 | 0.4 | 0.4 | 0.7 | 3.4 | 1 | 2.1 | 0.3 | 0.6 | 0.5 | 6.3 | 2 | 0.9 | 0.7 | 0.7 | 0.5 | 3.7 | 1.3 | 1.6 | 0.5 | 0.7 | 0.4 | 3.6 | 0.7 | 1.2 | 0.8 | 0.9 | 0.5 | 10.8 | 1.1 | 0.8 | 0.6 | 0.7 | 0.6 | 9.6 | 1.6 | 1.6 | 0.5 | 0.6 | 0.6 | 4.2 | 1.6 | 0 | 0 | 0 | 0 | 0.46 | 0.2 | 0.14 | 0.05 | 0.05 | 0.08 | 0.44 | 0.13 | 0.28 | 0.04 | 0.07 | 0.06 | 0.83 | 0.26 | 0.11 | 0.08 | 0.08 | 0.05 | 0.46 | 0.17 | 0.22 | 0.05 | 0.07 | 0.05 | 0.46 | 0.09 | 0.15 | 0.1 | 0.13 | 0.07 | 1.47 | 0.14 | 0.1 | 0.07 | 0.08 | 0.07 | 1.29 | 0.21 | 0.21 | 0.05 | 0.07 | 0.06 | 0.56 | 0.2 | 0 | 0 | 0 | 0 | 6.8 | 3.9 | 2.3 | 1.6 | 1.4 | 2.4 | 7.2 | 2.1 | 3.4 | 1.2 | 1.9 | 1.4 | 13.3 | 4.5 | 3.2 | 3.6 | 3.4 | 2.7 | 10.2 | 3.2 | 3.5 | 2.7 | 3.1 | 1.8 | 9.7 | 0.8 | 2.3 | 1.3 | 1.5 | 1.4 | 16.8 | 3.2 | 2.4 | 2.3 | 3 | 2.3 | 17 | 4.2 | 4.6 | 2.3 | 3.5 | 3.6 | 8.7 | 4.4 | 0 | 0 | 0 | 0 | 535.2 | 251.4 | 150.8 | 103.3 | 89.6 | 151.5 | 567.2 | 135.4 | 218 | 76.2 | 121.1 | 91.9 | 1037.5 | 292.8 | 201.7 | 230.7 | 214.3 | 172.7 | 796.8 | 203.3 | 224.5 | 170.4 | 199.2 | 110.8 | 758.9 | 49.7 | 146.9 | 81.3 | 95.6 | 87.2 | 1312 | 206.4 | 155.3 | 148.8 | 189.2 | 144.9 | 1316 | 267.7 | 296.9 | 146.5 | 220.4 | 223.8 | 668.5 | 280.8 | 0 | 0 | 0 | 0 | 0.03 | 0.02 | 0.01 | 0.01 | 0.01 | 0.01 | 0.03 | 0.01 | 0.02 | 0 | 0.01 | 0.01 | 0.06 | 0.02 | 0.01 | 0.01 | 0.01 | 0.01 | 0.04 | 0.01 | 0.02 | 0.01 | 0.01 | 0.01 | 0.04 | 0 | 0.01 | 0.01 | 0.01 | 0.01 | 0.09 | 0.01 | 0.01 | 0.01 | 0.01 | 0.01 | 0.09 | 0.02 | 0.02 | 0.01 | 0.01 | 0.01 | 0.04 | 0.02 | 0 | 0 | 0 | 0 | 0.037
| 16 | 39.2996 | 1.7052 | 0.22058 | 39.4107 | 3.809 | 260.8252 | 0.019018 | 11.5868 | 43.1086 | 262.5304 | 0.2396 | 50.9974 | 74.2 | 39.9 | 34.6 | 20.8 | 16.9 | 30.8 | 80.4 | 21.3 | 41.7 | 13.9 | 22.3 | 16.8 | 134 | 49.1 | 32.9 | 37.5 | 39.5 | 29.4 | 101.3 | 33.4 | 42.1 | 26.1 | 37 | 19.6 | 110.6 | 12.2 | 29.8 | 16.9 | 19.8 | 19.3 | 197.3 | 31.6 | 25.7 | 27.1 | 32.3 | 27.3 | 184.8 | 44.3 | 44.7 | 25.6 | 18.6 | 15.8 | 97.4 | 43.4 | 0 | 0 | 0 | 0 | 3.7 | 1.7 | 1.5 | 0.6 | 0.5 | 0.9 | 3.5 | 1 | 2.1 | 0.4 | 0.8 | 0.6 | 6.1 | 2.3 | 1 | 0.9 | 0.9 | 0.6 | 4.2 | 1.3 | 1.7 | 0.6 | 0.9 | 0.5 | 4.8 | 0.8 | 1.4 | 0.8 | 0.9 | 0.8 | 11 | 1.2 | 0.8 | 0.7 | 0.9 | 0.8 | 9.7 | 1.9 | 2.1 | 0.7 | 0.7 | 0.6 | 4.3 | 1.6 | 0 | 0 | 0 | 0 | 0.49 | 0.22 | 0.19 | 0.07 | 0.07 | 0.11 | 0.46 | 0.13 | 0.29 | 0.05 | 0.09 | 0.08 | 0.81 | 0.3 | 0.13 | 0.09 | 0.1 | 0.07 | 0.54 | 0.17 | 0.23 | 0.06 | 0.09 | 0.06 | 0.63 | 0.11 | 0.19 | 0.11 | 0.12 | 0.1 | 1.49 | 0.15 | 0.1 | 0.08 | 0.1 | 0.09 | 1.32 | 0.24 | 0.26 | 0.08 | 0.07 | 0.06 | 0.57 | 0.21 | 0 | 0 | 0 | 0 | 6.7 | 3.9 | 3.4 | 2.3 | 1.8 | 3.3 | 7.7 | 2 | 3.7 | 1.5 | 2.3 | 1.7 | 12.6 | 4.6 | 3.5 | 4.3 | 4.5 | 3.4 | 9.9 | 3.3 | 4.1 | 3 | 4.2 | 2.3 | 10.6 | 0.9 | 2.7 | 1.6 | 1.8 | 1.9 | 16.7 | 3.2 | 2.7 | 3 | 3.6 | 3 | 16.2 | 4.3 | 5.8 | 2.9 | 3.8 | 4.1 | 9.4 | 4.4 | 0 | 0 | 0 | 0 | 523.8 | 250.2 | 215.6 | 144.7 | 115.2 | 214.3 | 602 | 129.2 | 239.2 | 95.8 | 149.4 | 109.3 | 982.9 | 296 | 225.6 | 274.2 | 289.4 | 218.3 | 779.1 | 212 | 264.9 | 193.8 | 270.3 | 140.9 | 831.7 | 59.2 | 176 | 100.1 | 118.3 | 121.3 | 1303.6 | 204.9 | 175.6 | 193.4 | 229.4 | 192 | 1253.1 | 276.3 | 374.4 | 183.3 | 242.7 | 250.9 | 713.4 | 281.1 | 0 | 0 | 0 | 0 | 0.03 | 0.02 | 0.02 | 0.01 | 0.01 | 0.01 | 0.04 | 0.01 | 0.02 | 0.01 | 0.01 | 0.01 | 0.06 | 0.02 | 0.01 | 0.02 | 0.02 | 0.01 | 0.05 | 0.01 | 0.02 | 0.01 | 0.02 | 0.01 | 0.05 | 0.01 | 0.01 | 0.01 | 0.01 | 0.01 | 0.09 | 0.01 | 0.01 | 0.01 | 0.01 | 0.01 | 0.09 | 0.02 | 0.03 | 0.01 | 0.01 | 0.02 | 0.05 | 0.02 | 0 | 0 | 0 | 0 | 0.037
| 17 | 44.0743 | 1.8334 | 0.23845 | 44.1941 | 4.2773 | 294.1633 | 0.020902 | 13.0491 | 48.3516 | 295.9967 | 0.25935 | 57.2431 | 81.2 | 39 | 43.5 | 25.9 | 23.1 | 41.5 | 90.9 | 20.7 | 44.9 | 17.8 | 27.1 | 22 | 131.3 | 48.5 | 38.4 | 45.4 | 45.4 | 35.6 | 101.1 | 31.9 | 49.6 | 31.1 | 44.1 | 27.5 | 134.5 | 13.5 | 36 | 20.8 | 25.2 | 25.6 | 205.5 | 31.4 | 31.1 | 36.7 | 42.4 | 38 | 178.7 | 43.8 | 54.5 | 32.6 | 24 | 20.1 | 107.8 | 43.4 | 0 | 0 | 0 | 0 | 4.1 | 1.5 | 1.8 | 0.7 | 0.7 | 1.1 | 4 | 1 | 2 | 0.5 | 0.9 | 0.8 | 5.7 | 2.2 | 1.4 | 1.1 | 1.1 | 0.8 | 3.7 | 1.2 | 2.1 | 0.7 | 1 | 0.7 | 5.7 | 0.9 | 1.7 | 0.9 | 1.2 | 1 | 11.5 | 1.3 | 1 | 1 | 1.1 | 1 | 8.9 | 1.8 | 2.6 | 0.9 | 0.8 | 0.7 | 4.4 | 1.6 | 0 | 0 | 0 | 0 | 0.55 | 0.19 | 0.24 | 0.08 | 0.08 | 0.13 | 0.52 | 0.13 | 0.27 | 0.06 | 0.1 | 0.09 | 0.75 | 0.3 | 0.17 | 0.13 | 0.12 | 0.08 | 0.47 | 0.16 | 0.28 | 0.07 | 0.11 | 0.07 | 0.74 | 0.13 | 0.22 | 0.12 | 0.15 | 0.12 | 1.56 | 0.16 | 0.12 | 0.11 | 0.12 | 0.12 | 1.19 | 0.24 | 0.33 | 0.1 | 0.09 | 0.07 | 0.58 | 0.2 | 0 | 0 | 0 | 0 | 7.2 | 3.9 | 4.2 | 2.9 | 2.5 | 4.6 | 8.7 | 1.9 | 4.2 | 1.9 | 2.9 | 2.3 | 12.6 | 4.5 | 4 | 5.1 | 5.2 | 4.1 | 10.3 | 3.2 | 4.8 | 3.6 | 5 | 3.2 | 13 | 1 | 3.4 | 2 | 2.4 | 2.6 | 17.4 | 3.1 | 3.3 | 4.1 | 4.8 | 4.2 | 16.2 | 4.3 | 7 | 3.6 | 4.4 | 4.7 | 10.6 | 4.5 | 0 | 0 | 0 | 0 | 565 | 251.7 | 272.1 | 182.8 | 159.8 | 296.1 | 680.6 | 124 | 272.9 | 123.6 | 185.8 | 147 | 983.4 | 291.7 | 253.5 | 327.4 | 329.4 | 263.4 | 807.2 | 205.9 | 307 | 230.7 | 322.5 | 200.5 | 1023.2 | 64.9 | 215.9 | 129.9 | 152.1 | 166.2 | 1352.4 | 199.1 | 211.2 | 261.9 | 305 | 268.5 | 1251.7 | 272.1 | 450.4 | 232.1 | 276.8 | 291.3 | 817.2 | 285.7 | 0 | 0 | 0 | 0 | 0.04 | 0.02 | 0.02 | 0.01 | 0.01 | 0.02 | 0.04 | 0.01 | 0.02 | 0.01 | 0.01 | 0.01 | 0.06 | 0.02 | 0.02 | 0.02 | 0.02 | 0.02 | 0.05 | 0.01 | 0.02 | 0.01 | 0.02 | 0.01 | 0.06 | 0.01 | 0.02 | 0.01 | 0.01 | 0.01 | 0.09 | 0.01 | 0.01 | 0.02 | 0.02 | 0.02 | 0.08 | 0.02 | 0.03 | 0.01 | 0.02 | 0.02 | 0.05 | 0.02 | 0 | 0 | 0 | 0 | 0.038
| 18 | 48.9044 | 2.003 | 0.25938 | 49.0349 | 4.7824 | 326.1901 | 0.021669 | 14.5088 | 53.6868 | 328.1931 | 0.28105 | 63.5437 | 80.3 | 38.5 | 54.5 | 33.3 | 35 | 54.3 | 94.8 | 20.6 | 48.6 | 22.6 | 34.7 | 32 | 124 | 47.5 | 40.8 | 53.2 | 52.7 | 47.9 | 97.9 | 31.6 | 54.4 | 35 | 55.2 | 41.8 | 164.9 | 18.3 | 44.1 | 28.7 | 32.8 | 35.4 | 206.2 | 31 | 32.4 | 46.4 | 52.5 | 53.5 | 179.2 | 42 | 69.6 | 43 | 31.7 | 28.3 | 123 | 42.9 | 0 | 0 | 0 | 0 | 4.2 | 1.4 | 2.3 | 0.9 | 0.9 | 1.3 | 4.1 | 1 | 1.7 | 0.6 | 1 | 1 | 5.5 | 2.2 | 1.3 | 1.3 | 1.3 | 1 | 3.3 | 1.2 | 2.2 | 0.8 | 1.3 | 0.9 | 7.9 | 1.2 | 2 | 1.1 | 1.3 | 1.1 | 11 | 1.2 | 1 | 1.1 | 1.2 | 1.3 | 8.9 | 1.5 | 3.4 | 1 | 0.9 | 0.9 | 4.9 | 1.4 | 0 | 0 | 0 | 0 | 0.57 | 0.18 | 0.29 | 0.11 | 0.1 | 0.15 | 0.54 | 0.13 | 0.21 | 0.07 | 0.12 | 0.12 | 0.72 | 0.29 | 0.16 | 0.15 | 0.14 | 0.11 | 0.4 | 0.15 | 0.28 | 0.08 | 0.14 | 0.1 | 1.05 | 0.17 | 0.26 | 0.14 | 0.17 | 0.13 | 1.49 | 0.15 | 0.11 | 0.12 | 0.13 | 0.14 | 1.2 | 0.19 | 0.44 | 0.11 | 0.1 | 0.09 | 0.64 | 0.17 | 0 | 0 | 0 | 0 | 7 | 3.9 | 5.3 | 3.7 | 3.9 | 6.1 | 9.1 | 1.9 | 5 | 2.5 | 3.8 | 3.4 | 11.8 | 4.4 | 4.4 | 6 | 6 | 5.6 | 10.3 | 3.2 | 5.4 | 4.1 | 6.3 | 4.9 | 15.1 | 1.4 | 4.2 | 2.9 | 3.3 | 3.8 | 17.9 | 3.1 | 3.5 | 5.3 | 6 | 6.1 | 16.2 | 4.3 | 8.6 | 4.9 | 5.2 | 5.8 | 12.3 | 4.5 | 0 | 0 | 0 | 0 | 548 | 252 | 342.3 | 235.7 | 250.7 | 393.4 | 711.3 | 122.5 | 323.2 | 161.5 | 241.7 | 220.1 | 924.8 | 284.9 | 278.8 | 383.3 | 381.9 | 355.4 | 807.3 | 205.6 | 344.7 | 259 | 403.4 | 309.4 | 1181.8 | 89.7 | 269.7 | 184.1 | 209.5 | 243 | 1394.2 | 199.3 | 225.1 | 339.5 | 385.3 | 390 | 1254.1 | 274.6 | 549.9 | 313.4 | 333.1 | 360 | 942.6 | 291.4 | 0 | 0 | 0 | 0 | 0.04 | 0.02 | 0.02 | 0.01 | 0.02 | 0.02 | 0.04 | 0.01 | 0.02 | 0.01 | 0.02 | 0.01 | 0.06 | 0.02 | 0.02 | 0.02 | 0.02 | 0.02 | 0.04 | 0.01 | 0.02 | 0.02 | 0.02 | 0.02 | 0.07 | 0.01 | 0.02 | 0.01 | 0.01 | 0.02 | 0.09 | 0.01 | 0.01 | 0.02 | 0.02 | 0.02 | 0.08 | 0.02 | 0.04 | 0.02 | 0.02 | 0.02 | 0.06 | 0.02 | 0 | 0 | 0 | 0 | 0.039
| 19 | 47.4023 | 1.9951 | 0.25915 | 47.5325 | 4.63 | 312.2219 | 0.022218 | 13.9403 | 52.0323 | 314.2171 | 0.28136 | 61.4727 | 71.1 | 37.4 | 56.3 | 33.9 | 34.7 | 54.7 | 90.7 | 18.8 | 45.6 | 22.9 | 35.7 | 32.9 | 112.4 | 45.4 | 39.2 | 52.2 | 54.4 | 47.2 | 85.6 | 30.1 | 52.3 | 35.1 | 56.3 | 41.8 | 159.5 | 18.5 | 43.4 | 27.9 | 31.5 | 36.1 | 205.4 | 31.5 | 31.4 | 46.1 | 50.9 | 52.7 | 166 | 40.8 | 72.1 | 43.4 | 31.2 | 28.7 | 115.3 | 41 | 0 | 0 | 0 | 0 | 3.9 | 1.4 | 2.5 | 0.9 | 0.9 | 1.3 | 4.1 | 0.9 | 1.6 | 0.6 | 1 | 1 | 4.7 | 2 | 1.2 | 1.2 | 1.3 | 1 | 3.1 | 1.1 | 2.1 | 0.7 | 1.3 | 0.9 | 7.8 | 1.3 | 2.1 | 1 | 1.2 | 1.1 | 11.4 | 1.2 | 1 | 1 | 1.2 | 1.3 | 8 | 1.6 | 3.7 | 1 | 0.9 | 0.9 | 5 | 1.4 | 0 | 0 | 0 | 0 | 0.53 | 0.18 | 0.32 | 0.11 | 0.1 | 0.15 | 0.53 | 0.11 | 0.21 | 0.07 | 0.12 | 0.12 | 0.62 | 0.27 | 0.15 | 0.14 | 0.14 | 0.1 | 0.39 | 0.14 | 0.27 | 0.08 | 0.14 | 0.09 | 1.05 | 0.18 | 0.27 | 0.13 | 0.16 | 0.14 | 1.55 | 0.16 | 0.12 | 0.11 | 0.13 | 0.14 | 1.07 | 0.21 | 0.48 | 0.11 | 0.1 | 0.09 | 0.66 | 0.18 | 0 | 0 | 0 | 0 | 6.1 | 3.8 | 5.4 | 3.8 | 3.9 | 6.2 | 8.6 | 1.8 | 4.7 | 2.5 | 3.9 | 3.5 | 10.9 | 4.3 | 4.2 | 5.9 | 6.2 | 5.5 | 8.8 | 3.1 | 5.2 | 4.1 | 6.5 | 4.9 | 14.5 | 1.4 | 4 | 2.9 | 3.1 | 3.8 | 17.5 | 3.1 | 3.4 | 5.3 | 5.8 | 6 | 15.2 | 4.1 | 8.6 | 5 | 5.2 | 5.9 | 11.2 | 4.3 | 0 | 0 | 0 | 0 | 476.1 | 243.8 | 346.8 | 240.2 | 248.7 | 396.9 | 671.8 | 113.8 | 300.6 | 162.7 | 248.5 | 226.4 | 853.9 | 277.9 | 268.7 | 380.1 | 397.7 | 350.8 | 689.9 | 197.4 | 332 | 260.2 | 413.8 | 310.2 | 1130.4 | 88.2 | 258.8 | 183 | 202.1 | 246.5 | 1359.6 | 200.9 | 215.2 | 338.5 | 372.2 | 382.7 | 1180 | 259.7 | 552.8 | 317.4 | 328.2 | 368.3 | 856.7 | 273.3 | 0 | 0 | 0 | 0 | 0.03 | 0.02 | 0.03 | 0.01 | 0.02 | 0.02 | 0.04 | 0.01 | 0.02 | 0.01 | 0.02 | 0.01 | 0.05 | 0.02 | 0.02 | 0.02 | 0.02 | 0.02 | 0.04 | 0.01 | 0.02 | 0.02 | 0.02 | 0.02 | 0.07 | 0.01 | 0.02 | 0.01 | 0.01 | 0.02 | 0.09 | 0.01 | 0.01 | 0.02 | 0.02 | 0.02 | 0.08 | 0.02 | 0.04 | 0.02 | 0.02 | 0.02 | 0.06 | 0.02 | 0 | 0 | 0 | 0 | 0.038
| 20 | 45.1247 | 1.8762 | 0.24519 | 45.2475 | 4.369 | 297.9292 | 0.019018 | 13.2525 | 49.4937 | 299.8054 | 0.26421 | 58.5 | 68.6 | 36.3 | 53.8 | 31.2 | 30.5 | 52.6 | 88.6 | 18 | 44.9 | 21.7 | 32 | 28.3 | 110.2 | 43.4 | 36.7 | 50.6 | 53.1 | 42.9 | 82.1 | 28.9 | 49.2 | 34.6 | 54.7 | 37 | 148.6 | 17.5 | 40.3 | 25.7 | 28.2 | 33.1 | 203.3 | 30.7 | 29.7 | 43.7 | 48 | 48.8 | 162.2 | 40.1 | 69.8 | 39.6 | 27.8 | 26.7 | 110 | 40 | 0 | 0 | 0 | 0 | 3.4 | 1.5 | 2.4 | 0.8 | 0.8 | 1.3 | 3.9 | 0.8 | 1.7 | 0.6 | 1 | 0.9 | 4.7 | 2 | 1.2 | 1.2 | 1.2 | 0.9 | 2.8 | 1.1 | 2 | 0.7 | 1.2 | 0.8 | 7.3 | 1.2 | 2 | 1 | 1.2 | 1 | 11.6 | 1.1 | 0.9 | 1 | 1.1 | 1.2 | 8.2 | 1.8 | 3.6 | 1 | 0.9 | 0.9 | 4.7 | 1.5 | 0 | 0 | 0 | 0 | 0.45 | 0.2 | 0.31 | 0.1 | 0.1 | 0.15 | 0.51 | 0.1 | 0.22 | 0.08 | 0.12 | 0.11 | 0.62 | 0.26 | 0.14 | 0.13 | 0.13 | 0.09 | 0.35 | 0.13 | 0.26 | 0.08 | 0.13 | 0.08 | 0.97 | 0.17 | 0.27 | 0.13 | 0.15 | 0.13 | 1.59 | 0.14 | 0.11 | 0.11 | 0.13 | 0.13 | 1.1 | 0.23 | 0.47 | 0.11 | 0.09 | 0.09 | 0.62 | 0.19 | 0 | 0 | 0 | 0 | 6.2 | 3.5 | 5.1 | 3.4 | 3.4 | 5.9 | 8.4 | 1.7 | 4.5 | 2.4 | 3.4 | 3 | 10.6 | 4.1 | 3.9 | 5.8 | 6.1 | 5 | 8.6 | 3 | 4.8 | 4 | 6.3 | 4.4 | 13.5 | 1.2 | 3.6 | 2.6 | 2.8 | 3.5 | 16.9 | 3.1 | 3.2 | 5 | 5.5 | 5.5 | 14.5 | 3.8 | 8.2 | 4.5 | 4.8 | 5.7 | 10.6 | 4 | 0 | 0 | 0 | 0 | 484.5 | 227 | 328.5 | 220.5 | 215.4 | 378.1 | 660.7 | 110.1 | 290.8 | 151.1 | 220.4 | 191.8 | 832.7 | 263.1 | 251.2 | 368.3 | 388.6 | 318.3 | 672.8 | 189.8 | 310.3 | 256.7 | 402.3 | 274.3 | 1055.7 | 81.7 | 234.7 | 164 | 178.4 | 226 | 1318 | 200.3 | 206 | 318.2 | 348.7 | 353.9 | 1124.6 | 246.1 | 528.3 | 286.9 | 303.2 | 352.9 | 818 | 260 | 0 | 0 | 0 | 0 | 0.03 | 0.02 | 0.02 | 0.01 | 0.01 | 0.02 | 0.04 | 0.01 | 0.02 | 0.01 | 0.01 | 0.01 | 0.05 | 0.02 | 0.02 | 0.02 | 0.02 | 0.02 | 0.04 | 0.01 | 0.02 | 0.02 | 0.02 | 0.02 | 0.07 | 0.01 | 0.02 | 0.01 | 0.01 | 0.01 | 0.09 | 0.01 | 0.01 | 0.02 | 0.02 | 0.02 | 0.08 | 0.02 | 0.04 | 0.02 | 0.02 | 0.02 | 0.05 | 0.02 | 0 | 0 | 0 | 0 | 0.038
| 21 | 45.0833 | 2.0877 | 0.27742 | 45.2213 | 4.1967 | 286.5359 | 0.020902 | 12.7412 | 49.28 | 288.6236 | 0.29832 | 57.9624 | 77 | 34.8 | 49.1 | 31 | 30.3 | 52.1 | 94.1 | 18.3 | 43.4 | 22.1 | 32.5 | 31.1 | 113.3 | 42.4 | 34.9 | 50.1 | 51.6 | 38.6 | 84.8 | 28.9 | 48.2 | 32.8 | 53.6 | 36 | 144.3 | 18.8 | 38 | 24.6 | 27.1 | 31.8 | 206.5 | 29.3 | 29.1 | 42.6 | 45 | 46.7 | 171.1 | 38.7 | 64.5 | 36.9 | 26.4 | 25.5 | 112.6 | 37.3 | 0 | 0 | 0 | 0 | 4.5 | 1.5 | 2.3 | 0.9 | 0.9 | 1.4 | 4.9 | 0.9 | 1.8 | 0.7 | 1 | 1 | 5.3 | 2 | 1.2 | 1.2 | 1.2 | 0.8 | 3.3 | 1.2 | 2 | 0.7 | 1.2 | 0.8 | 7.3 | 1.3 | 2 | 1.1 | 1.1 | 1.1 | 12.3 | 1.2 | 1 | 1 | 1 | 1.1 | 9.6 | 1.7 | 3.4 | 0.9 | 0.8 | 0.9 | 5 | 1.4 | 0 | 0 | 0 | 0 | 0.61 | 0.2 | 0.31 | 0.11 | 0.1 | 0.16 | 0.66 | 0.12 | 0.23 | 0.08 | 0.12 | 0.12 | 0.7 | 0.26 | 0.14 | 0.14 | 0.13 | 0.09 | 0.42 | 0.15 | 0.26 | 0.07 | 0.13 | 0.08 | 0.99 | 0.19 | 0.27 | 0.14 | 0.14 | 0.13 | 1.69 | 0.15 | 0.12 | 0.11 | 0.11 | 0.13 | 1.31 | 0.22 | 0.45 | 0.11 | 0.09 | 0.09 | 0.66 | 0.17 | 0 | 0 | 0 | 0 | 6.4 | 3.3 | 4.5 | 3.4 | 3.3 | 5.8 | 8.3 | 1.7 | 4.2 | 2.4 | 3.5 | 3.3 | 10.5 | 3.9 | 3.7 | 5.7 | 5.9 | 4.5 | 8.5 | 2.8 | 4.7 | 3.8 | 6.1 | 4.3 | 12.9 | 1.3 | 3.3 | 2.4 | 2.7 | 3.3 | 16.8 | 2.9 | 3 | 4.8 | 5.2 | 5.3 | 14.5 | 3.7 | 7.5 | 4.2 | 4.6 | 5.5 | 10.8 | 3.8 | 0 | 0 | 0 | 0 | 494.8 | 215.3 | 291.9 | 216.6 | 211.3 | 370.6 | 647.5 | 106.9 | 273 | 153.2 | 223.5 | 212.1 | 824.3 | 254.6 | 235.1 | 363 | 375.7 | 286.8 | 668.1 | 182.5 | 301.9 | 243.1 | 393.1 | 265.7 | 1003.4 | 87.2 | 214.5 | 151.8 | 171 | 213.9 | 1302.1 | 186.5 | 194.9 | 309.9 | 330.4 | 337.6 | 1117.5 | 236.7 | 482.1 | 266 | 292.1 | 340.5 | 827.3 | 244.1 | 0 | 0 | 0 | 0 | 0.04 | 0.02 | 0.02 | 0.01 | 0.01 | 0.02 | 0.04 | 0.01 | 0.02 | 0.01 | 0.01 | 0.01 | 0.05 | 0.02 | 0.02 | 0.02 | 0.02 | 0.02 | 0.04 | 0.01 | 0.02 | 0.01 | 0.02 | 0.02 | 0.07 | 0.01 | 0.02 | 0.01 | 0.01 | 0.01 | 0.09 | 0.01 | 0.01 | 0.02 | 0.02 | 0.02 | 0.08 | 0.02 | 0.04 | 0.02 | 0.02 | 0.02 | 0.05 | 0.02 | 0 | 0 | 0 | 0 | 0.037
| 22 | 41.2773 | 1.95 | 0.2601 | 41.4064 | 3.8074 | 260.7442 | 0.016199 | 11.582 | 45.0847 | 262.6941 | 0.2763 | 52.9885 | 71 | 33.3 | 44.6 | 28 | 23.4 | 46.8 | 82.9 | 17.1 | 41.2 | 19.1 | 29.5 | 29 | 117.3 | 41.4 | 32.1 | 44.7 | 46.4 | 32.3 | 79 | 26.5 | 45.7 | 29.3 | 47.7 | 26.4 | 138.1 | 19.1 | 32 | 20.2 | 25.7 | 27.4 | 196.1 | 28.3 | 28.1 | 37.1 | 39.4 | 39.5 | 168.9 | 35.8 | 60.3 | 29.7 | 22.5 | 22.4 | 110.7 | 35.2 | 0 | 0 | 0 | 0 | 4 | 1.4 | 2.3 | 0.9 | 0.7 | 1.3 | 3.9 | 0.8 | 2 | 0.6 | 1 | 1 | 6 | 2.1 | 1.1 | 1.1 | 1.1 | 0.7 | 3 | 1 | 2.1 | 0.6 | 1.1 | 0.6 | 7.1 | 1.5 | 1.7 | 0.9 | 1.3 | 1.1 | 11.5 | 1.2 | 1.1 | 0.9 | 1 | 1 | 9.6 | 1.6 | 3.5 | 0.9 | 0.8 | 0.8 | 5.3 | 1.4 | 0 | 0 | 0 | 0 | 0.55 | 0.19 | 0.3 | 0.11 | 0.09 | 0.15 | 0.52 | 0.1 | 0.27 | 0.07 | 0.13 | 0.13 | 0.8 | 0.28 | 0.14 | 0.12 | 0.12 | 0.07 | 0.38 | 0.13 | 0.27 | 0.07 | 0.12 | 0.07 | 0.95 | 0.22 | 0.23 | 0.12 | 0.18 | 0.14 | 1.57 | 0.15 | 0.14 | 0.11 | 0.11 | 0.12 | 1.3 | 0.21 | 0.46 | 0.1 | 0.08 | 0.08 | 0.71 | 0.18 | 0 | 0 | 0 | 0 | 5.9 | 3.2 | 4 | 3 | 2.5 | 5.2 | 7.7 | 1.6 | 3.7 | 2 | 3.1 | 3 | 10.5 | 3.7 | 3.4 | 5.1 | 5.3 | 3.7 | 8 | 2.7 | 4.3 | 3.4 | 5.4 | 3.1 | 12.2 | 1.2 | 2.8 | 1.9 | 2.3 | 2.7 | 16.1 | 2.7 | 2.8 | 4.2 | 4.5 | 4.4 | 14.2 | 3.4 | 6.8 | 3.3 | 4.1 | 4.9 | 10.3 | 3.5 | 0 | 0 | 0 | 0 | 462.8 | 206.7 | 258 | 191.6 | 161.1 | 331 | 600.9 | 104.8 | 241.9 | 130.6 | 196.3 | 193.4 | 817.3 | 241.3 | 214.7 | 323.5 | 336.8 | 239.2 | 626.6 | 172.3 | 277.5 | 217.5 | 347.6 | 192.2 | 956 | 77.8 | 178.4 | 122 | 145.6 | 174.5 | 1250.9 | 176.7 | 181.8 | 266.8 | 284.8 | 282.7 | 1098.1 | 218.9 | 436.6 | 208.7 | 263.1 | 307.6 | 784.2 | 223.1 | 0 | 0 | 0 | 0 | 0.03 | 0.01 | 0.02 | 0.01 | 0.01 | 0.02 | 0.04 | 0.01 | 0.02 | 0.01 | 0.01 | 0.01 | 0.05 | 0.02 | 0.01 | 0.02 | 0.02 | 0.01 | 0.04 | 0.01 | 0.02 | 0.01 | 0.02 | 0.01 | 0.06 | 0.01 | 0.01 | 0.01 | 0.01 | 0.01 | 0.09 | 0.01 | 0.01 | 0.02 | 0.02 | 0.02 | 0.08 | 0.02 | 0.03 | 0.01 | 0.02 | 0.02 | 0.05 | 0.02 | 0 | 0 | 0 | 0 | 0.035
| 23 | 39.3115 | 1.918 | 0.25387 | 39.4379 | 3.586 | 246.1689 | 0.016199 | 10.9263 | 42.8975 | 248.0869 | 0.27007 | 50.3642 | 72 | 32.4 | 41 | 23.7 | 21.8 | 41.1 | 85.2 | 17 | 36.3 | 17.1 | 26.5 | 25.7 | 119.9 | 41.3 | 31.8 | 41.4 | 45.8 | 31.7 | 81.6 | 26.9 | 43.2 | 26.8 | 44.3 | 21.2 | 143.2 | 18.3 | 29.9 | 17.5 | 23.9 | 24.2 | 199 | 29.2 | 25.8 | 33.9 | 36.8 | 36.3 | 176.9 | 35.2 | 55.4 | 25.8 | 19.8 | 19.2 | 112.6 | 34.1 | 0 | 0 | 0 | 0 | 4.2 | 1.4 | 2.1 | 0.8 | 0.7 | 1.2 | 4.1 | 0.7 | 1.8 | 0.6 | 0.9 | 0.9 | 6.1 | 2 | 1.1 | 1.1 | 1.1 | 0.7 | 3 | 1.1 | 1.9 | 0.6 | 1.1 | 0.5 | 7.3 | 1.5 | 1.6 | 0.9 | 1.4 | 0.9 | 11.9 | 1.3 | 1.1 | 0.9 | 1 | 1 | 10 | 1.5 | 3.2 | 0.8 | 0.7 | 0.7 | 5.5 | 1.3 | 0 | 0 | 0 | 0 | 0.58 | 0.18 | 0.28 | 0.09 | 0.09 | 0.14 | 0.55 | 0.1 | 0.24 | 0.07 | 0.11 | 0.12 | 0.82 | 0.27 | 0.13 | 0.12 | 0.13 | 0.07 | 0.37 | 0.14 | 0.25 | 0.06 | 0.12 | 0.06 | 0.97 | 0.21 | 0.21 | 0.12 | 0.18 | 0.12 | 1.63 | 0.18 | 0.14 | 0.11 | 0.12 | 0.11 | 1.37 | 0.2 | 0.42 | 0.1 | 0.08 | 0.07 | 0.74 | 0.16 | 0 | 0 | 0 | 0 | 5.9 | 3.1 | 3.7 | 2.5 | 2.3 | 4.5 | 7.8 | 1.6 | 3.3 | 1.8 | 2.7 | 2.6 | 10.7 | 3.8 | 3.3 | 4.6 | 5.2 | 3.7 | 8.4 | 2.7 | 4.1 | 3.1 | 5 | 2.5 | 12.8 | 1.2 | 2.6 | 1.6 | 2 | 2.4 | 16.1 | 2.7 | 2.5 | 3.7 | 4.1 | 4 | 14.9 | 3.4 | 6.4 | 2.8 | 3.8 | 4.4 | 10.3 | 3.4 | 0 | 0 | 0 | 0 | 459 | 202.5 | 236.6 | 161 | 147.4 | 286.3 | 607.8 | 104.3 | 212.7 | 116 | 176.4 | 168.8 | 834.6 | 243.4 | 213.9 | 295.7 | 330.7 | 234.1 | 656.6 | 171.5 | 265.2 | 198.9 | 319.6 | 153.9 | 998.7 | 76.6 | 168.7 | 101.7 | 130.2 | 155.5 | 1252.3 | 175.9 | 160.8 | 239.3 | 260.9 | 257.1 | 1148.3 | 218 | 415 | 176.8 | 241.4 | 275.5 | 791.2 | 221.2 | 0 | 0 | 0 | 0 | 0.03 | 0.01 | 0.02 | 0.01 | 0.01 | 0.02 | 0.04 | 0.01 | 0.02 | 0.01 | 0.01 | 0.01 | 0.05 | 0.02 | 0.01 | 0.02 | 0.02 | 0.01 | 0.04 | 0.01 | 0.02 | 0.01 | 0.02 | 0.01 | 0.06 | 0.01 | 0.01 | 0.01 | 0.01 | 0.01 | 0.09 | 0.01 | 0.01 | 0.01 | 0.02 | 0.02 | 0.08 | 0.02 | 0.03 | 0.01 | 0.01 | 0.02 | 0.05 | 0.02 | 0 | 0 | 0 | 0 | 0.034
NYISO | 0 | 118.1432 | 4.2667 | 0.66881 | 118.4529 | 13.5566 | 618.2194 | 0.13306 | 32.0159 | 131.6997 | 622.4861 | 0.80187 | 150.4687 | 240.8 | 150 | 125.4 | 0 | 0 | 0 | 248.7 | 144.5 | 153.3 | 0 | 0 | 0 | 236.6 | 129.3 | 107.8 | 0 | 0 | 0 | 249.2 | 143.2 | 136.2 | 0 | 0 | 0 | 195.2 | 127.9 | 143.7 | 0 | 0 | 0 | 280.5 | 139.9 | 113.5 | 0 | 0 | 0 | 247.5 | 136.4 | 109.2 | 0 | 0 | 0 | 237.5 | 117 | 0 | 0 | 0 | 0 | 10.5 | 5.1 | 3.5 | 0 | 0 | 0 | 11.1 | 5.2 | 5.6 | 0 | 0 | 0 | 9.6 | 4.4 | 2.8 | 0 | 0 | 0 | 11 | 5.1 | 4.3 | 0 | 0 | 0 | 7.3 | 5.2 | 7.1 | 0 | 0 | 0 | 12.4 | 5.1 | 3.2 | 0 | 0 | 0 | 12.6 | 5.2 | 7 | 0 | 0 | 0 | 10.4 | 4.3 | 0 | 0 | 0 | 0 | 1.65 | 0.83 | 0.51 | 0 | 0 | 0 | 1.76 | 0.84 | 0.84 | 0 | 0 | 0 | 1.44 | 0.7 | 0.38 | 0 | 0 | 0 | 1.68 | 0.84 | 0.66 | 0 | 0 | 0 | 1.01 | 0.72 | 1.01 | 0 | 0 | 0 | 2.04 | 0.83 | 0.46 | 0 | 0 | 0 | 1.92 | 0.85 | 1.02 | 0 | 0 | 0 | 1.61 | 0.66 | 0 | 0 | 0 | 0 | 26.2 | 17.9 | 14.7 | 0 | 0 | 0 | 27 | 16.9 | 17.7 | 0 | 0 | 0 | 25.7 | 15.3 | 12.9 | 0 | 0 | 0 | 26.5 | 17 | 16.1 | 0 | 0 | 0 | 20.6 | 13.2 | 13.7 | 0 | 0 | 0 | 31.3 | 16.6 | 13.3 | 0 | 0 | 0 | 24.7 | 15.9 | 13.7 | 0 | 0 | 0 | 25.4 | 13.3 | 0 | 0 | 0 | 0 | 1255.9 | 707.9 | 748.7 | 0 | 0 | 0 | 1237.6 | 677 | 791.8 | 0 | 0 | 0 | 1421.8 | 633.5 | 667.7 | 0 | 0 | 0 | 1376 | 651.7 | 719.8 | 0 | 0 | 0 | 1398.3 | 735.3 | 752.8 | 0 | 0 | 0 | 1276.6 | 623.5 | 679.5 | 0 | 0 | 0 | 1266.8 | 597 | 684.9 | 0 | 0 | 0 | 1292.7 | 587.4 | 0 | 0 | 0 | 0 | 0.28 | 0.19 | 0.11 | 0 | 0 | 0 | 0.3 | 0.18 | 0.16 | 0 | 0 | 0 | 0.23 | 0.15 | 0.09 | 0 | 0 | 0 | 0.26 | 0.18 | 0.15 | 0 | 0 | 0 | 0.13 | 0.09 | 0.1 | 0 | 0 | 0 | 0.38 | 0.18 | 0.1 | 0 | 0 | 0 | 0.25 | 0.18 | 0.12 | 0 | 0 | 0 | 0.26 | 0.13 | 0 | 0 | 0 | 0 | 0.033
| 1 | 116.6437 | 4.1915 | 0.65134 | 116.9465 | 13.4156 | 614.4774 | 0.13024 | 31.7626 | 130.0594 | 618.6689 | 0.78158 | 148.7091 | 240.5 | 145.4 | 124.8 | 0 | 0 | 0 | 250.2 | 142.9 | 149.6 | 0 | 0 | 0 | 244.3 | 128.1 | 106.5 | 0 | 0 | 0 | 248.6 | 141.8 | 134.3 | 0 | 0 | 0 | 196.4 | 130.8 | 142.8 | 0 | 0 | 0 | 279.3 | 141.4 | 112.3 | 0 | 0 | 0 | 245.7 | 134.7 | 108.2 | 0 | 0 | 0 | 233.5 | 116.8 | 0 | 0 | 0 | 0 | 10.4 | 4.9 | 3.5 | 0 | 0 | 0 | 11.2 | 5.1 | 5.5 | 0 | 0 | 0 | 10 | 4.3 | 2.7 | 0 | 0 | 0 | 10.6 | 5 | 4.2 | 0 | 0 | 0 | 7.6 | 6 | 7.2 | 0 | 0 | 0 | 12.2 | 5.2 | 3.2 | 0 | 0 | 0 | 12.5 | 5 | 7 | 0 | 0 | 0 | 10.1 | 4.3 | 0 | 0 | 0 | 0 | 1.63 | 0.79 | 0.5 | 0 | 0 | 0 | 1.77 | 0.82 | 0.83 | 0 | 0 | 0 | 1.5 | 0.68 | 0.38 | 0 | 0 | 0 | 1.62 | 0.82 | 0.64 | 0 | 0 | 0 | 1.05 | 0.84 | 1.01 | 0 | 0 | 0 | 2.01 | 0.85 | 0.45 | 0 | 0 | 0 | 1.89 | 0.82 | 1.02 | 0 | 0 | 0 | 1.55 | 0.66 | 0 | 0 | 0 | 0 | 26.2 | 17.4 | 14.7 | 0 | 0 | 0 | 27.1 | 16.7 | 17.1 | 0 | 0 | 0 | 26.4 | 15.2 | 12.8 | 0 | 0 | 0 | 26.8 | 16.9 | 15.9 | 0 | 0 | 0 | 20.6 | 12.7 | 13.4 | 0 | 0 | 0 | 31.4 | 16.6 | 13.2 | 0 | 0 | 0 | 24.5 | 15.8 | 13.5 | 0 | 0 | 0 | 25.1 | 13.3 | 0 | 0 | 0 | 0 | 1266.8 | 688.9 | 746.9 | 0 | 0 | 0 | 1257 | 677.1 | 776.6 | 0 | 0 | 0 | 1463.5 | 631.2 | 656.4 | 0 | 0 | 0 | 1395.4 | 641 | 715.9 | 0 | 0 | 0 | 1385.7 | 718.6 | 754.9 | 0 | 0 | 0 | 1269.5 | 634.4 | 677.2 | 0 | 0 | 0 | 1269.1 | 601 | 677.6 | 0 | 0 | 0 | 1289.8 | 583.5 | 0 | 0 | 0 | 0 | 0.28 | 0.18 | 0.11 | 0 | 0 | 0 | 0.3 | 0.17 | 0.16 | 0 | 0 | 0 | 0.24 | 0.15 | 0.09 | 0 | 0 | 0 | 0.26 | 0.19 | 0.14 | 0 | 0 | 0 | 0.14 | 0.09 | 0.1 | 0 | 0 | 0 | 0.38 | 0.18 | 0.1 | 0 | 0 | 0 | 0.25 | 0.17 | 0.12 | 0 | 0 | 0 | 0.25 | 0.13 | 0 | 0 | 0 | 0 | 0.032
| 2 | 116.7702 | 4.2103 | 0.65416 | 117.0743 | 13.4267 | 616.0727 | 0.12836 | 31.8207 | 130.1969 | 620.283 | 0.78251 | 148.895 | 241.8 | 143.6 | 126.4 | 0 | 0 | 0 | 253.1 | 143.1 | 146.8 | 0 | 0 | 0 | 241.9 | 126.8 | 104.7 | 0 | 0 | 0 | 246.9 | 143.6 | 133.5 | 0 | 0 | 0 | 196.7 | 130.9 | 141.7 | 0 | 0 | 0 | 277.7 | 143.3 | 114.1 | 0 | 0 | 0 | 244.4 | 131 | 106.7 | 0 | 0 | 0 | 233.6 | 115.7 | 0 | 0 | 0 | 0 | 10.5 | 4.9 | 3.5 | 0 | 0 | 0 | 11.5 | 5 | 5.4 | 0 | 0 | 0 | 9.6 | 4.2 | 2.6 | 0 | 0 | 0 | 10.4 | 5.1 | 4.2 | 0 | 0 | 0 | 8 | 6.1 | 7.3 | 0 | 0 | 0 | 11.9 | 5.3 | 3.2 | 0 | 0 | 0 | 12.1 | 4.8 | 6.9 | 0 | 0 | 0 | 10.2 | 4.3 | 0 | 0 | 0 | 0 | 1.63 | 0.8 | 0.5 | 0 | 0 | 0 | 1.8 | 0.81 | 0.81 | 0 | 0 | 0 | 1.44 | 0.67 | 0.37 | 0 | 0 | 0 | 1.59 | 0.84 | 0.64 | 0 | 0 | 0 | 1.11 | 0.86 | 1.02 | 0 | 0 | 0 | 1.96 | 0.86 | 0.45 | 0 | 0 | 0 | 1.83 | 0.78 | 1.01 | 0 | 0 | 0 | 1.56 | 0.67 | 0 | 0 | 0 | 0 | 26.3 | 17.2 | 14.9 | 0 | 0 | 0 | 27.2 | 16.8 | 16.8 | 0 | 0 | 0 | 26.4 | 15.1 | 12.6 | 0 | 0 | 0 | 26.7 | 17.2 | 15.8 | 0 | 0 | 0 | 20.2 | 12.7 | 13.1 | 0 | 0 | 0 | 31.5 | 16.9 | 13.4 | 0 | 0 | 0 | 24.6 | 15.4 | 13.3 | 0 | 0 | 0 | 25 | 13.1 | 0 | 0 | 0 | 0 | 1288.4 | 670.9 | 757.6 | 0 | 0 | 0 | 1276.3 | 681.7 | 772 | 0 | 0 | 0 | 1473.9 | 622.2 | 646.8 | 0 | 0 | 0 | 1393.2 | 639 | 713.9 | 0 | 0 | 0 | 1368.6 | 711.9 | 749.5 | 0 | 0 | 0 | 1280.1 | 644.7 | 694 | 0 | 0 | 0 | 1288.7 | 590.7 | 677.5 | 0 | 0 | 0 | 1288.3 | 566.4 | 0 | 0 | 0 | 0 | 0.27 | 0.18 | 0.11 | 0 | 0 | 0 | 0.3 | 0.17 | 0.15 | 0 | 0 | 0 | 0.24 | 0.15 | 0.09 | 0 | 0 | 0 | 0.26 | 0.19 | 0.14 | 0 | 0 | 0 | 0.13 | 0.09 | 0.09 | 0 | 0 | 0 | 0.38 | 0.18 | 0.09 | 0 | 0 | 0 | 0.25 | 0.17 | 0.11 | 0 | 0 | 0 | 0.25 | 0.13 | 0 | 0 | 0 | 0 | 0.032
| 3 | 117.6951 | 4.2817 | 0.66263 | 118.0036 | 13.5019 | 620.043 | 0.13024 | 32.0148 | 131.197 | 624.3247 | 0.79286 | 150.0183 | 243.2 | 145.6 | 126.8 | 0 | 0 | 0 | 252.9 | 146.6 | 146.8 | 0 | 0 | 0 | 240.2 | 127.5 | 104.8 | 0 | 0 | 0 | 243.9 | 143.2 | 133.9 | 0 | 0 | 0 | 204.2 | 132.7 | 142.5 | 0 | 0 | 0 | 279.5 | 143.7 | 113.3 | 0 | 0 | 0 | 242.2 | 130.9 | 106.5 | 0 | 0 | 0 | 235.6 | 117.2 | 0 | 0 | 0 | 0 | 10.6 | 5 | 3.6 | 0 | 0 | 0 | 11.1 | 5.2 | 5.4 | 0 | 0 | 0 | 9.4 | 4.2 | 2.6 | 0 | 0 | 0 | 9.9 | 5 | 4.1 | 0 | 0 | 0 | 8.8 | 6.2 | 7.3 | 0 | 0 | 0 | 12 | 5.3 | 3.1 | 0 | 0 | 0 | 11.8 | 4.7 | 6.8 | 0 | 0 | 0 | 10.3 | 4.3 | 0 | 0 | 0 | 0 | 1.66 | 0.81 | 0.5 | 0 | 0 | 0 | 1.75 | 0.84 | 0.8 | 0 | 0 | 0 | 1.41 | 0.67 | 0.37 | 0 | 0 | 0 | 1.52 | 0.83 | 0.63 | 0 | 0 | 0 | 1.22 | 0.87 | 1.03 | 0 | 0 | 0 | 1.98 | 0.87 | 0.44 | 0 | 0 | 0 | 1.79 | 0.78 | 0.98 | 0 | 0 | 0 | 1.57 | 0.67 | 0 | 0 | 0 | 0 | 26.4 | 17.4 | 14.9 | 0 | 0 | 0 | 27.6 | 17.2 | 16.8 | 0 | 0 | 0 | 26.3 | 15.3 | 12.6 | 0 | 0 | 0 | 26.9 | 17.1 | 15.9 | 0 | 0 | 0 | 20.5 | 12.8 | 13.2 | 0 | 0 | 0 | 31.6 | 16.9 | 13.3 | 0 | 0 | 0 | 24.6 | 15.6 | 13.3 | 0 | 0 | 0 | 25.2 | 13.3 | 0 | 0 | 0 | 0 | 1282.6 | 682.3 | 765.2 | 0 | 0 | 0 | 1295.8 | 690.6 | 779.6 | 0 | 0 | 0 | 1472.7 | 626.2 | 651.5 | 0 | 0 | 0 | 1382 | 646.5 | 722.3 | 0 | 0 | 0 | 1393.8 | 723.5 | 750.4 | 0 | 0 | 0 | 1290.1 | 641.2 | 692.1 | 0 | 0 | 0 | 1283 | 584.5 | 682.3 | 0 | 0 | 0 | 1308.2 | 581.2 | 0 | 0 | 0 | 0 | 0.28 | 0.18 | 0.11 | 0 | 0 | 0 | 0.3 | 0.18 | 0.15 | 0 | 0 | 0 | 0.23 | 0.15 | 0.09 | 0 | 0 | 0 | 0.27 | 0.19 | 0.14 | 0 | 0 | 0 | 0.14 | 0.09 | 0.09 | 0 | 0 | 0 | 0.38 | 0.19 | 0.09 | 0 | 0 | 0 | 0.25 | 0.17 | 0.11 | 0 | 0 | 0 | 0.25 | 0.13 | 0 | 0 | 0 | 0 | 0.032
| 4 | 119.4098 | 4.3437 | 0.67369 | 119.7232 | 13.6446 | 630.4951 | 0.13024 | 32.4689 | 133.0545 | 634.8388 | 0.80393 | 152.1921 | 246 | 148 | 128.9 | 0 | 0 | 0 | 255.5 | 149.9 | 152.1 | 0 | 0 | 0 | 244.4 | 130.1 | 106.3 | 0 | 0 | 0 | 250.6 | 145.7 | 135.9 | 0 | 0 | 0 | 211.9 | 140.1 | 144.3 | 0 | 0 | 0 | 283.2 | 142.9 | 113.6 | 0 | 0 | 0 | 245.2 | 132.4 | 109.3 | 0 | 0 | 0 | 234.9 | 118.4 | 0 | 0 | 0 | 0 | 10.8 | 5 | 3.7 | 0 | 0 | 0 | 11.4 | 5.4 | 5.5 | 0 | 0 | 0 | 9.8 | 4.2 | 2.7 | 0 | 0 | 0 | 10.3 | 5.1 | 4.2 | 0 | 0 | 0 | 9.5 | 6.8 | 7.5 | 0 | 0 | 0 | 12.3 | 5.2 | 3.1 | 0 | 0 | 0 | 12.3 | 4.7 | 6.8 | 0 | 0 | 0 | 10 | 4.4 | 0 | 0 | 0 | 0 | 1.68 | 0.81 | 0.53 | 0 | 0 | 0 | 1.8 | 0.86 | 0.82 | 0 | 0 | 0 | 1.47 | 0.68 | 0.38 | 0 | 0 | 0 | 1.59 | 0.84 | 0.63 | 0 | 0 | 0 | 1.32 | 0.96 | 1.06 | 0 | 0 | 0 | 2.02 | 0.85 | 0.44 | 0 | 0 | 0 | 1.86 | 0.77 | 0.98 | 0 | 0 | 0 | 1.54 | 0.67 | 0 | 0 | 0 | 0 | 26.6 | 17.6 | 15.1 | 0 | 0 | 0 | 27.6 | 17.5 | 17.4 | 0 | 0 | 0 | 26.6 | 15.6 | 12.7 | 0 | 0 | 0 | 27.4 | 17.4 | 16.1 | 0 | 0 | 0 | 21 | 13.3 | 13.3 | 0 | 0 | 0 | 31.8 | 16.8 | 13.3 | 0 | 0 | 0 | 24.6 | 15.7 | 13.6 | 0 | 0 | 0 | 25.4 | 13.4 | 0 | 0 | 0 | 0 | 1302.1 | 706 | 765.6 | 0 | 0 | 0 | 1291.1 | 710.2 | 806.6 | 0 | 0 | 0 | 1482.8 | 638.5 | 658.4 | 0 | 0 | 0 | 1421.2 | 659.8 | 741.8 | 0 | 0 | 0 | 1424.4 | 751.8 | 753.5 | 0 | 0 | 0 | 1308.7 | 646.5 | 696 | 0 | 0 | 0 | 1286.3 | 605.3 | 692.8 | 0 | 0 | 0 | 1309.2 | 598.5 | 0 | 0 | 0 | 0 | 0.28 | 0.18 | 0.11 | 0 | 0 | 0 | 0.3 | 0.18 | 0.16 | 0 | 0 | 0 | 0.24 | 0.16 | 0.09 | 0 | 0 | 0 | 0.27 | 0.19 | 0.14 | 0 | 0 | 0 | 0.14 | 0.09 | 0.1 | 0 | 0 | 0 | 0.38 | 0.18 | 0.09 | 0 | 0 | 0 | 0.25 | 0.17 | 0.11 | 0 | 0 | 0 | 0.25 | 0.12 | 0 | 0 | 0 | 0 | 0.032
| 5 | 121.1637 | 4.4739 | 0.68899 | 121.4851 | 13.7597 | 642.2178 | 0.13024 | 32.9333 | 134.9234 | 646.6917 | 0.81923 | 154.4184 | 252.3 | 152.6 | 125.9 | 0 | 0 | 0 | 258.2 | 153.8 | 147.1 | 0 | 0 | 0 | 251.6 | 136 | 113.6 | 0 | 0 | 0 | 257.5 | 150.7 | 137.5 | 0 | 0 | 0 | 214 | 145.1 | 144.9 | 0 | 0 | 0 | 291.2 | 146.8 | 118.5 | 0 | 0 | 0 | 250.5 | 138 | 109.2 | 0 | 0 | 0 | 241.8 | 123.8 | 0 | 0 | 0 | 0 | 11.6 | 5.1 | 3.5 | 0 | 0 | 0 | 11.8 | 5.6 | 5.3 | 0 | 0 | 0 | 10.6 | 4.4 | 3 | 0 | 0 | 0 | 11.5 | 5.1 | 4.2 | 0 | 0 | 0 | 8.9 | 6.7 | 7.3 | 0 | 0 | 0 | 13.4 | 5.4 | 3.3 | 0 | 0 | 0 | 13 | 5 | 6.6 | 0 | 0 | 0 | 11 | 4.6 | 0 | 0 | 0 | 0 | 1.8 | 0.81 | 0.5 | 0 | 0 | 0 | 1.86 | 0.89 | 0.79 | 0 | 0 | 0 | 1.59 | 0.7 | 0.41 | 0 | 0 | 0 | 1.76 | 0.83 | 0.64 | 0 | 0 | 0 | 1.23 | 0.93 | 1.03 | 0 | 0 | 0 | 2.17 | 0.88 | 0.46 | 0 | 0 | 0 | 1.97 | 0.8 | 0.96 | 0 | 0 | 0 | 1.69 | 0.7 | 0 | 0 | 0 | 0 | 26.7 | 18.2 | 14.8 | 0 | 0 | 0 | 27.8 | 17.7 | 16.9 | 0 | 0 | 0 | 26.9 | 16.2 | 13.5 | 0 | 0 | 0 | 27.3 | 18.1 | 16.2 | 0 | 0 | 0 | 21.7 | 14.1 | 13.6 | 0 | 0 | 0 | 32 | 17.2 | 13.8 | 0 | 0 | 0 | 24.7 | 16.2 | 13.6 | 0 | 0 | 0 | 25.5 | 13.9 | 0 | 0 | 0 | 0 | 1311 | 745.6 | 761 | 0 | 0 | 0 | 1279.4 | 741.3 | 781.5 | 0 | 0 | 0 | 1486.4 | 681.6 | 704.6 | 0 | 0 | 0 | 1406.9 | 707.8 | 753.5 | 0 | 0 | 0 | 1489.8 | 799.3 | 764.7 | 0 | 0 | 0 | 1307.1 | 661.9 | 724.6 | 0 | 0 | 0 | 1272.8 | 637.1 | 698.8 | 0 | 0 | 0 | 1298.9 | 627.2 | 0 | 0 | 0 | 0 | 0.28 | 0.18 | 0.11 | 0 | 0 | 0 | 0.31 | 0.18 | 0.15 | 0 | 0 | 0 | 0.25 | 0.16 | 0.09 | 0 | 0 | 0 | 0.27 | 0.19 | 0.14 | 0 | 0 | 0 | 0.14 | 0.1 | 0.1 | 0 | 0 | 0 | 0.39 | 0.19 | 0.1 | 0 | 0 | 0 | 0.25 | 0.17 | 0.11 | 0 | 0 | 0 | 0.26 | 0.13 | 0 | 0 | 0 | 0 | 0.032
| 6 | 124.4189 | 4.5907 | 0.71571 | 124.7511 | 14.1516 | 652.7964 | 0.13776 | 33.6426 | 138.5705 | 657.3871 | 0.85348 | 158.3937 | 264.1 | 159.8 | 121.8 | 0 | 0 | 0 | 269 | 160.3 | 140.7 | 0 | 0 | 0 | 258.5 | 150.5 | 123.4 | 0 | 0 | 0 | 272.8 | 159.3 | 138.8 | 0 | 0 | 0 | 224.9 | 150.3 | 142.9 | 0 | 0 | 0 | 293.6 | 161.1 | 129.5 | 0 | 0 | 0 | 258.3 | 146.3 | 106 | 0 | 0 | 0 | 246.7 | 131 | 0 | 0 | 0 | 0 | 11.9 | 5.4 | 3.4 | 0 | 0 | 0 | 12.1 | 5.9 | 5 | 0 | 0 | 0 | 10.8 | 4.8 | 3.2 | 0 | 0 | 0 | 12.5 | 5.4 | 4.3 | 0 | 0 | 0 | 9 | 6.4 | 6.7 | 0 | 0 | 0 | 13.1 | 6 | 3.5 | 0 | 0 | 0 | 13.4 | 5.3 | 6.4 | 0 | 0 | 0 | 11.4 | 4.9 | 0 | 0 | 0 | 0 | 1.85 | 0.88 | 0.49 | 0 | 0 | 0 | 1.9 | 0.94 | 0.75 | 0 | 0 | 0 | 1.62 | 0.75 | 0.44 | 0 | 0 | 0 | 1.91 | 0.86 | 0.65 | 0 | 0 | 0 | 1.23 | 0.89 | 0.94 | 0 | 0 | 0 | 2.14 | 0.96 | 0.49 | 0 | 0 | 0 | 2.04 | 0.85 | 0.93 | 0 | 0 | 0 | 1.74 | 0.75 | 0 | 0 | 0 | 0 | 28.1 | 19 | 14.4 | 0 | 0 | 0 | 29 | 18.5 | 16.2 | 0 | 0 | 0 | 27.6 | 17.8 | 14.7 | 0 | 0 | 0 | 28.5 | 19 | 16.4 | 0 | 0 | 0 | 23.2 | 15.1 | 13.9 | 0 | 0 | 0 | 32.7 | 18.8 | 15.2 | 0 | 0 | 0 | 25.4 | 17.2 | 13.2 | 0 | 0 | 0 | 25.8 | 14.6 | 0 | 0 | 0 | 0 | 1389.5 | 762.6 | 724 | 0 | 0 | 0 | 1368.6 | 758.6 | 742.9 | 0 | 0 | 0 | 1543.4 | 779.4 | 762.9 | 0 | 0 | 0 | 1488.1 | 766.1 | 753.9 | 0 | 0 | 0 | 1598.6 | 851.5 | 781.7 | 0 | 0 | 0 | 1334.9 | 737.1 | 800.4 | 0 | 0 | 0 | 1308.3 | 671.7 | 664.8 | 0 | 0 | 0 | 1331.6 | 667.3 | 0 | 0 | 0 | 0 | 0.29 | 0.2 | 0.11 | 0 | 0 | 0 | 0.31 | 0.19 | 0.15 | 0 | 0 | 0 | 0.25 | 0.17 | 0.1 | 0 | 0 | 0 | 0.28 | 0.2 | 0.14 | 0 | 0 | 0 | 0.15 | 0.1 | 0.1 | 0 | 0 | 0 | 0.39 | 0.2 | 0.1 | 0 | 0 | 0 | 0.26 | 0.18 | 0.11 | 0 | 0 | 0 | 0.26 | 0.13 | 0 | 0 | 0 | 0 | 0.034
| 7 | 123.922 | 4.593 | 0.71258 | 124.2534 | 14.0906 | 652.9044 | 0.13439 | 33.5838 | 138.0126 | 657.4975 | 0.84698 | 157.8373 | 272.7 | 157.9 | 115.3 | 0 | 0 | 0 | 276.1 | 166.4 | 135.7 | 0 | 0 | 0 | 260.1 | 161.9 | 128.4 | 0 | 0 | 0 | 281.3 | 162.7 | 139.8 | 0 | 0 | 0 | 231.3 | 154 | 140.1 | 0 | 0 | 0 | 294.1 | 171.1 | 137.9 | 0 | 0 | 0 | 261.2 | 150.8 | 104.4 | 0 | 0 | 0 | 247.3 | 133.8 | 0 | 0 | 0 | 0 | 12.3 | 5.4 | 3.1 | 0 | 0 | 0 | 12.4 | 6.1 | 4.8 | 0 | 0 | 0 | 10.7 | 5.3 | 3.2 | 0 | 0 | 0 | 13.2 | 5.6 | 4.4 | 0 | 0 | 0 | 8.9 | 6.6 | 6.1 | 0 | 0 | 0 | 12.8 | 6.4 | 3.7 | 0 | 0 | 0 | 13.5 | 5.5 | 6.3 | 0 | 0 | 0 | 11 | 5 | 0 | 0 | 0 | 0 | 1.9 | 0.87 | 0.45 | 0 | 0 | 0 | 1.94 | 0.98 | 0.73 | 0 | 0 | 0 | 1.61 | 0.82 | 0.44 | 0 | 0 | 0 | 2.01 | 0.9 | 0.67 | 0 | 0 | 0 | 1.22 | 0.91 | 0.84 | 0 | 0 | 0 | 2.1 | 1.02 | 0.52 | 0 | 0 | 0 | 2.05 | 0.89 | 0.92 | 0 | 0 | 0 | 1.69 | 0.76 | 0 | 0 | 0 | 0 | 29 | 18.7 | 13.8 | 0 | 0 | 0 | 29.7 | 19.3 | 15.6 | 0 | 0 | 0 | 27.9 | 19.1 | 15.5 | 0 | 0 | 0 | 29.1 | 19.4 | 16.5 | 0 | 0 | 0 | 24.2 | 15.5 | 14.1 | 0 | 0 | 0 | 33.1 | 19.8 | 16.2 | 0 | 0 | 0 | 25.8 | 17.7 | 13 | 0 | 0 | 0 | 26.3 | 15 | 0 | 0 | 0 | 0 | 1447.8 | 758.2 | 684.4 | 0 | 0 | 0 | 1421.4 | 775.5 | 708.2 | 0 | 0 | 0 | 1563.6 | 837.1 | 802.1 | 0 | 0 | 0 | 1515.6 | 767 | 750.9 | 0 | 0 | 0 | 1652.8 | 871 | 786.9 | 0 | 0 | 0 | 1352 | 792 | 852.9 | 0 | 0 | 0 | 1329 | 689.4 | 646.6 | 0 | 0 | 0 | 1346.6 | 677 | 0 | 0 | 0 | 0 | 0.3 | 0.19 | 0.1 | 0 | 0 | 0 | 0.32 | 0.2 | 0.14 | 0 | 0 | 0 | 0.25 | 0.18 | 0.11 | 0 | 0 | 0 | 0.29 | 0.2 | 0.15 | 0 | 0 | 0 | 0.16 | 0.1 | 0.1 | 0 | 0 | 0 | 0.4 | 0.21 | 0.11 | 0 | 0 | 0 | 0.26 | 0.19 | 0.11 | 0 | 0 | 0 | 0.26 | 0.14 | 0 | 0 | 0 | 0 | 0.035
| 8 | 124.8519 | 4.7061 | 0.7301 | 125.1914 | 14.1401 | 652.2438 | 0.13871 | 33.6148 | 138.992 | 656.95 | 0.86881 | 158.8063 | 284.5 | 155.3 | 113 | 0 | 0 | 0 | 284.3 | 167.7 | 135 | 0 | 0 | 0 | 263 | 169.1 | 134.4 | 0 | 0 | 0 | 286 | 160.8 | 139.9 | 0 | 0 | 0 | 238.3 | 159.4 | 144.9 | 0 | 0 | 0 | 301.2 | 177.3 | 145.9 | 0 | 0 | 0 | 265 | 146.9 | 104.7 | 0 | 0 | 0 | 249.1 | 136.3 | 0 | 0 | 0 | 0 | 13.2 | 5.2 | 3.1 | 0 | 0 | 0 | 13.2 | 6.1 | 4.6 | 0 | 0 | 0 | 11.1 | 5.5 | 3.4 | 0 | 0 | 0 | 13.6 | 5.4 | 4.3 | 0 | 0 | 0 | 9.3 | 6.9 | 6.1 | 0 | 0 | 0 | 13.6 | 6.5 | 3.9 | 0 | 0 | 0 | 13.8 | 5.3 | 6.1 | 0 | 0 | 0 | 11.2 | 5 | 0 | 0 | 0 | 0 | 2.04 | 0.83 | 0.46 | 0 | 0 | 0 | 2.05 | 0.97 | 0.71 | 0 | 0 | 0 | 1.66 | 0.86 | 0.48 | 0 | 0 | 0 | 2.06 | 0.87 | 0.66 | 0 | 0 | 0 | 1.28 | 0.96 | 0.86 | 0 | 0 | 0 | 2.22 | 1.04 | 0.54 | 0 | 0 | 0 | 2.09 | 0.85 | 0.89 | 0 | 0 | 0 | 1.71 | 0.75 | 0 | 0 | 0 | 0 | 29.8 | 18.6 | 13.5 | 0 | 0 | 0 | 30.1 | 19.5 | 15.8 | 0 | 0 | 0 | 28 | 19.9 | 16.1 | 0 | 0 | 0 | 29.4 | 19.2 | 16.7 | 0 | 0 | 0 | 24.9 | 16 | 14.8 | 0 | 0 | 0 | 33.3 | 20.6 | 17.2 | 0 | 0 | 0 | 26.1 | 17.3 | 13.1 | 0 | 0 | 0 | 26.3 | 15.4 | 0 | 0 | 0 | 0 | 1491.9 | 749 | 658.2 | 0 | 0 | 0 | 1444.9 | 793.1 | 699.6 | 0 | 0 | 0 | 1565.4 | 878.2 | 830.8 | 0 | 0 | 0 | 1540.3 | 770.7 | 752.4 | 0 | 0 | 0 | 1681.2 | 890 | 813.3 | 0 | 0 | 0 | 1360.7 | 829.5 | 901.9 | 0 | 0 | 0 | 1346.2 | 679.3 | 645.6 | 0 | 0 | 0 | 1362.4 | 704 | 0 | 0 | 0 | 0 | 0.31 | 0.19 | 0.11 | 0 | 0 | 0 | 0.32 | 0.2 | 0.15 | 0 | 0 | 0 | 0.25 | 0.18 | 0.11 | 0 | 0 | 0 | 0.29 | 0.2 | 0.15 | 0 | 0 | 0 | 0.16 | 0.11 | 0.1 | 0 | 0 | 0 | 0.4 | 0.21 | 0.12 | 0 | 0 | 0 | 0.27 | 0.18 | 0.11 | 0 | 0 | 0 | 0.26 | 0.14 | 0 | 0 | 0 | 0 | 0.036
| 9 | 124.4916 | 4.6969 | 0.72581 | 124.8298 | 14.0275 | 659.2436 | 0.13589 | 33.7101 | 138.5192 | 663.9405 | 0.8617 | 158.5399 | 291.1 | 149.7 | 112.9 | 0 | 0 | 0 | 291.3 | 168.3 | 135.3 | 0 | 0 | 0 | 264.4 | 171.3 | 138.9 | 0 | 0 | 0 | 291.7 | 158 | 142.9 | 0 | 0 | 0 | 244.8 | 158.4 | 148 | 0 | 0 | 0 | 306.1 | 179.6 | 152 | 0 | 0 | 0 | 267.5 | 147.2 | 105.8 | 0 | 0 | 0 | 252.5 | 136.3 | 0 | 0 | 0 | 0 | 13.6 | 4.9 | 3.1 | 0 | 0 | 0 | 13.5 | 6.1 | 4.5 | 0 | 0 | 0 | 11.6 | 5.6 | 3.7 | 0 | 0 | 0 | 14.1 | 5.4 | 4.4 | 0 | 0 | 0 | 9.6 | 6.5 | 6.1 | 0 | 0 | 0 | 14.2 | 6.7 | 4.1 | 0 | 0 | 0 | 13.9 | 5.2 | 6.1 | 0 | 0 | 0 | 11.2 | 4.9 | 0 | 0 | 0 | 0 | 2.09 | 0.79 | 0.45 | 0 | 0 | 0 | 2.1 | 0.97 | 0.7 | 0 | 0 | 0 | 1.72 | 0.86 | 0.53 | 0 | 0 | 0 | 2.14 | 0.86 | 0.68 | 0 | 0 | 0 | 1.32 | 0.9 | 0.85 | 0 | 0 | 0 | 2.3 | 1.06 | 0.58 | 0 | 0 | 0 | 2.11 | 0.84 | 0.9 | 0 | 0 | 0 | 1.72 | 0.74 | 0 | 0 | 0 | 0 | 30.4 | 17.8 | 13.5 | 0 | 0 | 0 | 30.8 | 19.4 | 15.9 | 0 | 0 | 0 | 27.7 | 20 | 16.5 | 0 | 0 | 0 | 29.6 | 18.7 | 17 | 0 | 0 | 0 | 25.6 | 16.2 | 15.2 | 0 | 0 | 0 | 33.5 | 20.6 | 17.9 | 0 | 0 | 0 | 26.3 | 17.3 | 13.2 | 0 | 0 | 0 | 26.8 | 15.4 | 0 | 0 | 0 | 0 | 1535 | 741.5 | 662.3 | 0 | 0 | 0 | 1494.8 | 809.9 | 704.4 | 0 | 0 | 0 | 1558 | 903.2 | 840.8 | 0 | 0 | 0 | 1564.5 | 763.8 | 763.7 | 0 | 0 | 0 | 1719.8 | 906.9 | 843.4 | 0 | 0 | 0 | 1368.1 | 859.8 | 929.9 | 0 | 0 | 0 | 1360.6 | 697.7 | 649.1 | 0 | 0 | 0 | 1381.5 | 713.3 | 0 | 0 | 0 | 0 | 0.31 | 0.18 | 0.11 | 0 | 0 | 0 | 0.33 | 0.2 | 0.15 | 0 | 0 | 0 | 0.25 | 0.18 | 0.12 | 0 | 0 | 0 | 0.29 | 0.19 | 0.15 | 0 | 0 | 0 | 0.17 | 0.11 | 0.1 | 0 | 0 | 0 | 0.41 | 0.21 | 0.13 | 0 | 0 | 0 | 0.27 | 0.18 | 0.12 | 0 | 0 | 0 | 0.27 | 0.14 | 0 | 0 | 0 | 0 | 0.037
| 10 | 125.4552 | 4.8609 | 0.75124 | 125.8051 | 14.0222 | 654.4331 | 0.13777 | 33.5619 | 139.4774 | 659.294 | 0.88901 | 159.367 | 299.8 | 148.6 | 111.4 | 0 | 0 | 0 | 302.2 | 166.2 | 133.9 | 0 | 0 | 0 | 269.4 | 171.9 | 139.8 | 0 | 0 | 0 | 299 | 158.1 | 140.4 | 0 | 0 | 0 | 247.2 | 156.1 | 148.8 | 0 | 0 | 0 | 308.6 | 180.6 | 152.4 | 0 | 0 | 0 | 274 | 146.4 | 102.8 | 0 | 0 | 0 | 254.3 | 137 | 0 | 0 | 0 | 0 | 14.6 | 4.9 | 3 | 0 | 0 | 0 | 14.8 | 6 | 4.5 | 0 | 0 | 0 | 12.1 | 5.8 | 3.7 | 0 | 0 | 0 | 14.7 | 5.4 | 4.3 | 0 | 0 | 0 | 9.5 | 6.5 | 6.1 | 0 | 0 | 0 | 14.7 | 6.9 | 4.1 | 0 | 0 | 0 | 14.6 | 5.3 | 6 | 0 | 0 | 0 | 11.6 | 4.9 | 0 | 0 | 0 | 0 | 2.24 | 0.78 | 0.45 | 0 | 0 | 0 | 2.29 | 0.95 | 0.7 | 0 | 0 | 0 | 1.81 | 0.89 | 0.52 | 0 | 0 | 0 | 2.24 | 0.87 | 0.67 | 0 | 0 | 0 | 1.33 | 0.9 | 0.86 | 0 | 0 | 0 | 2.38 | 1.09 | 0.58 | 0 | 0 | 0 | 2.22 | 0.84 | 0.89 | 0 | 0 | 0 | 1.77 | 0.74 | 0 | 0 | 0 | 0 | 30.8 | 17.6 | 13.4 | 0 | 0 | 0 | 31.2 | 19.2 | 15.7 | 0 | 0 | 0 | 28 | 20 | 16.7 | 0 | 0 | 0 | 30.4 | 18.7 | 16.7 | 0 | 0 | 0 | 26.1 | 15.9 | 15.4 | 0 | 0 | 0 | 33.3 | 20.5 | 18 | 0 | 0 | 0 | 26.7 | 17.1 | 12.9 | 0 | 0 | 0 | 26.7 | 15.6 | 0 | 0 | 0 | 0 | 1534.8 | 735.7 | 649.4 | 0 | 0 | 0 | 1500.7 | 804.7 | 690.2 | 0 | 0 | 0 | 1546.2 | 889.8 | 850.3 | 0 | 0 | 0 | 1546.6 | 761.2 | 745.6 | 0 | 0 | 0 | 1721.8 | 892.9 | 841.1 | 0 | 0 | 0 | 1361.8 | 852.6 | 933.6 | 0 | 0 | 0 | 1360 | 699.4 | 632.1 | 0 | 0 | 0 | 1377.4 | 711.3 | 0 | 0 | 0 | 0 | 0.32 | 0.18 | 0.11 | 0 | 0 | 0 | 0.34 | 0.19 | 0.15 | 0 | 0 | 0 | 0.26 | 0.18 | 0.12 | 0 | 0 | 0 | 0.31 | 0.19 | 0.15 | 0 | 0 | 0 | 0.18 | 0.11 | 0.11 | 0 | 0 | 0 | 0.41 | 0.21 | 0.13 | 0 | 0 | 0 | 0.28 | 0.17 | 0.11 | 0 | 0 | 0 | 0.27 | 0.14 | 0 | 0 | 0 | 0 | 0.037
| 11 | 124.6153 | 4.8382 | 0.75085 | 124.9645 | 13.9713 | 644.9495 | 0.13495 | 33.2276 | 138.5866 | 649.7877 | 0.88581 | 158.1921 | 298.2 | 146 | 112.2 | 0 | 0 | 0 | 303.3 | 164 | 137 | 0 | 0 | 0 | 270.5 | 168 | 137.3 | 0 | 0 | 0 | 298.3 | 156 | 140.4 | 0 | 0 | 0 | 249.3 | 154.6 | 148.1 | 0 | 0 | 0 | 309.8 | 178.5 | 151.6 | 0 | 0 | 0 | 273.8 | 143.8 | 103.4 | 0 | 0 | 0 | 255.1 | 134.5 | 0 | 0 | 0 | 0 | 14.5 | 4.8 | 3.1 | 0 | 0 | 0 | 14.9 | 6 | 4.7 | 0 | 0 | 0 | 12.2 | 5.7 | 3.7 | 0 | 0 | 0 | 14.3 | 5.3 | 4.4 | 0 | 0 | 0 | 9.7 | 6.3 | 6.1 | 0 | 0 | 0 | 14.7 | 6.8 | 4.2 | 0 | 0 | 0 | 14.8 | 5.2 | 6.1 | 0 | 0 | 0 | 11.7 | 4.8 | 0 | 0 | 0 | 0 | 2.24 | 0.77 | 0.46 | 0 | 0 | 0 | 2.32 | 0.96 | 0.72 | 0 | 0 | 0 | 1.83 | 0.88 | 0.53 | 0 | 0 | 0 | 2.2 | 0.85 | 0.68 | 0 | 0 | 0 | 1.36 | 0.87 | 0.85 | 0 | 0 | 0 | 2.39 | 1.07 | 0.59 | 0 | 0 | 0 | 2.24 | 0.83 | 0.91 | 0 | 0 | 0 | 1.79 | 0.73 | 0 | 0 | 0 | 0 | 30.7 | 17.4 | 13.5 | 0 | 0 | 0 | 31.3 | 18.9 | 16 | 0 | 0 | 0 | 28.2 | 19.6 | 16.4 | 0 | 0 | 0 | 30.7 | 18.5 | 16.8 | 0 | 0 | 0 | 26.5 | 15.9 | 15.3 | 0 | 0 | 0 | 33.7 | 20.4 | 17.9 | 0 | 0 | 0 | 26.4 | 16.9 | 13 | 0 | 0 | 0 | 26.8 | 15.3 | 0 | 0 | 0 | 0 | 1514.6 | 717.8 | 646.8 | 0 | 0 | 0 | 1486.2 | 779 | 702.3 | 0 | 0 | 0 | 1536.6 | 862.7 | 818.5 | 0 | 0 | 0 | 1546 | 749.2 | 735.6 | 0 | 0 | 0 | 1701 | 888.3 | 835.3 | 0 | 0 | 0 | 1354.1 | 840 | 916.4 | 0 | 0 | 0 | 1354 | 671.1 | 628.2 | 0 | 0 | 0 | 1371.3 | 693.6 | 0 | 0 | 0 | 0 | 0.32 | 0.17 | 0.11 | 0 | 0 | 0 | 0.34 | 0.19 | 0.15 | 0 | 0 | 0 | 0.27 | 0.18 | 0.12 | 0 | 0 | 0 | 0.32 | 0.19 | 0.16 | 0 | 0 | 0 | 0.19 | 0.11 | 0.11 | 0 | 0 | 0 | 0.41 | 0.21 | 0.13 | 0 | 0 | 0 | 0.28 | 0.18 | 0.12 | 0 | 0 | 0 | 0.27 | 0.14 | 0 | 0 | 0 | 0 | 0.037
| 12 | 123.4069 | 4.8005 | 0.74238 | 123.7527 | 13.8586 | 636.0616 | 0.13684 | 32.8506 | 137.2655 | 640.8622 | 0.87922 | 156.6033 | 298.5 | 141.6 | 112.1 | 0 | 0 | 0 | 300 | 156.1 | 134.7 | 0 | 0 | 0 | 272.6 | 161.7 | 132.5 | 0 | 0 | 0 | 303.9 | 153.8 | 139.7 | 0 | 0 | 0 | 246.9 | 152 | 145.6 | 0 | 0 | 0 | 309.5 | 176.9 | 145.4 | 0 | 0 | 0 | 272.7 | 139.1 | 101.7 | 0 | 0 | 0 | 254.6 | 130.1 | 0 | 0 | 0 | 0 | 14.3 | 4.8 | 3.1 | 0 | 0 | 0 | 14.4 | 5.9 | 4.7 | 0 | 0 | 0 | 12.2 | 5.5 | 3.5 | 0 | 0 | 0 | 15 | 5.3 | 4.3 | 0 | 0 | 0 | 9 | 6.2 | 5.9 | 0 | 0 | 0 | 14.4 | 6.9 | 3.9 | 0 | 0 | 0 | 14.4 | 5.1 | 6.1 | 0 | 0 | 0 | 11.6 | 4.8 | 0 | 0 | 0 | 0 | 2.21 | 0.76 | 0.46 | 0 | 0 | 0 | 2.24 | 0.92 | 0.72 | 0 | 0 | 0 | 1.85 | 0.86 | 0.51 | 0 | 0 | 0 | 2.32 | 0.86 | 0.67 | 0 | 0 | 0 | 1.29 | 0.87 | 0.84 | 0 | 0 | 0 | 2.35 | 1.09 | 0.55 | 0 | 0 | 0 | 2.2 | 0.82 | 0.9 | 0 | 0 | 0 | 1.78 | 0.73 | 0 | 0 | 0 | 0 | 31 | 16.8 | 13.5 | 0 | 0 | 0 | 31.4 | 17.8 | 15.8 | 0 | 0 | 0 | 28.6 | 18.8 | 15.9 | 0 | 0 | 0 | 31.1 | 18.3 | 16.7 | 0 | 0 | 0 | 26.9 | 15.6 | 15.1 | 0 | 0 | 0 | 34 | 20.2 | 17.2 | 0 | 0 | 0 | 26.7 | 16.3 | 12.9 | 0 | 0 | 0 | 26.8 | 14.7 | 0 | 0 | 0 | 0 | 1522.1 | 688.6 | 638.3 | 0 | 0 | 0 | 1491.8 | 745.8 | 687.2 | 0 | 0 | 0 | 1526.2 | 821.5 | 789.7 | 0 | 0 | 0 | 1517.3 | 725.6 | 739.1 | 0 | 0 | 0 | 1683.2 | 869 | 818.4 | 0 | 0 | 0 | 1353.1 | 811.3 | 893.4 | 0 | 0 | 0 | 1343.2 | 640.7 | 621.3 | 0 | 0 | 0 | 1371 | 665.3 | 0 | 0 | 0 | 0 | 0.33 | 0.17 | 0.11 | 0 | 0 | 0 | 0.34 | 0.18 | 0.15 | 0 | 0 | 0 | 0.28 | 0.18 | 0.12 | 0 | 0 | 0 | 0.33 | 0.19 | 0.15 | 0 | 0 | 0 | 0.2 | 0.1 | 0.11 | 0 | 0 | 0 | 0.42 | 0.21 | 0.12 | 0 | 0 | 0 | 0.28 | 0.17 | 0.12 | 0 | 0 | 0 | 0.27 | 0.13 | 0 | 0 | 0 | 0 | 0.037
| 13 | 121.9996 | 4.6538 | 0.7281 | 122.3371 | 13.8648 | 623.4116 | 0.13872 | 32.4804 | 135.8645 | 628.0654 | 0.86682 | 154.8174 | 295.8 | 141 | 109.1 | 0 | 0 | 0 | 300.7 | 153 | 137.1 | 0 | 0 | 0 | 272.7 | 158.5 | 129.9 | 0 | 0 | 0 | 300.3 | 149.5 | 138.3 | 0 | 0 | 0 | 243.9 | 146 | 143.5 | 0 | 0 | 0 | 305.9 | 173.8 | 143.5 | 0 | 0 | 0 | 271.6 | 139.1 | 96.9 | 0 | 0 | 0 | 256.2 | 130 | 0 | 0 | 0 | 0 | 13.8 | 4.7 | 3 | 0 | 0 | 0 | 14 | 5.7 | 4.7 | 0 | 0 | 0 | 11.9 | 5.4 | 3.5 | 0 | 0 | 0 | 14.7 | 5.1 | 4.3 | 0 | 0 | 0 | 8.7 | 5.7 | 5.9 | 0 | 0 | 0 | 13.8 | 6.7 | 3.9 | 0 | 0 | 0 | 14.1 | 5 | 6 | 0 | 0 | 0 | 11.5 | 4.8 | 0 | 0 | 0 | 0 | 2.16 | 0.76 | 0.44 | 0 | 0 | 0 | 2.22 | 0.91 | 0.73 | 0 | 0 | 0 | 1.81 | 0.85 | 0.51 | 0 | 0 | 0 | 2.28 | 0.83 | 0.67 | 0 | 0 | 0 | 1.25 | 0.79 | 0.83 | 0 | 0 | 0 | 2.27 | 1.07 | 0.56 | 0 | 0 | 0 | 2.17 | 0.82 | 0.88 | 0 | 0 | 0 | 1.78 | 0.74 | 0 | 0 | 0 | 0 | 31.4 | 16.9 | 13.1 | 0 | 0 | 0 | 32.2 | 17.5 | 16.1 | 0 | 0 | 0 | 29.1 | 18.6 | 15.6 | 0 | 0 | 0 | 30.9 | 17.8 | 16.5 | 0 | 0 | 0 | 27 | 15.2 | 14.9 | 0 | 0 | 0 | 34.2 | 19.9 | 17 | 0 | 0 | 0 | 27 | 16.4 | 12.3 | 0 | 0 | 0 | 27.3 | 14.8 | 0 | 0 | 0 | 0 | 1476.6 | 681.2 | 630.1 | 0 | 0 | 0 | 1446 | 724 | 698.1 | 0 | 0 | 0 | 1532.5 | 793.5 | 765.4 | 0 | 0 | 0 | 1505.6 | 704.5 | 727.3 | 0 | 0 | 0 | 1652.2 | 851.3 | 804.9 | 0 | 0 | 0 | 1333.6 | 793.8 | 866.9 | 0 | 0 | 0 | 1332 | 630.5 | 598.7 | 0 | 0 | 0 | 1355.7 | 651.6 | 0 | 0 | 0 | 0 | 0.34 | 0.17 | 0.11 | 0 | 0 | 0 | 0.37 | 0.18 | 0.15 | 0 | 0 | 0 | 0.28 | 0.18 | 0.12 | 0 | 0 | 0 | 0.33 | 0.19 | 0.15 | 0 | 0 | 0 | 0.21 | 0.1 | 0.11 | 0 | 0 | 0 | 0.43 | 0.21 | 0.12 | 0 | 0 | 0 | 0.29 | 0.18 | 0.11 | 0 | 0 | 0 | 0.28 | 0.14 | 0 | 0 | 0 | 0 | 0.037
| 14 | 121.3021 | 4.6012 | 0.72997 | 121.6385 | 13.8539 | 608.575 | 0.14342 | 32.0286 | 135.156 | 613.1762 | 0.8734 | 153.6671 | 294.7 | 140.9 | 107.2 | 0 | 0 | 0 | 298.4 | 151.3 | 136.8 | 0 | 0 | 0 | 271.7 | 159 | 128.7 | 0 | 0 | 0 | 296.4 | 147.9 | 135.4 | 0 | 0 | 0 | 244.7 | 143.4 | 139.5 | 0 | 0 | 0 | 306.4 | 173 | 140.1 | 0 | 0 | 0 | 271.1 | 137.5 | 96.9 | 0 | 0 | 0 | 256.3 | 127.9 | 0 | 0 | 0 | 0 | 13.5 | 4.8 | 2.9 | 0 | 0 | 0 | 13.8 | 5.7 | 4.8 | 0 | 0 | 0 | 11.6 | 5.4 | 3.5 | 0 | 0 | 0 | 14.2 | 5.1 | 4.2 | 0 | 0 | 0 | 8.4 | 5.7 | 5.6 | 0 | 0 | 0 | 13.6 | 6.6 | 3.9 | 0 | 0 | 0 | 14.1 | 5 | 6 | 0 | 0 | 0 | 11.7 | 4.7 | 0 | 0 | 0 | 0 | 2.14 | 0.78 | 0.44 | 0 | 0 | 0 | 2.2 | 0.9 | 0.74 | 0 | 0 | 0 | 1.77 | 0.86 | 0.51 | 0 | 0 | 0 | 2.21 | 0.83 | 0.66 | 0 | 0 | 0 | 1.23 | 0.78 | 0.79 | 0 | 0 | 0 | 2.27 | 1.07 | 0.55 | 0 | 0 | 0 | 2.16 | 0.82 | 0.89 | 0 | 0 | 0 | 1.81 | 0.73 | 0 | 0 | 0 | 0 | 31.6 | 16.9 | 12.9 | 0 | 0 | 0 | 32.1 | 17.4 | 15.9 | 0 | 0 | 0 | 29.3 | 18.7 | 15.4 | 0 | 0 | 0 | 30.8 | 17.7 | 16.1 | 0 | 0 | 0 | 27.6 | 14.9 | 14.6 | 0 | 0 | 0 | 34.6 | 20 | 16.6 | 0 | 0 | 0 | 27 | 16.2 | 12.3 | 0 | 0 | 0 | 27.2 | 14.6 | 0 | 0 | 0 | 0 | 1451.2 | 660.9 | 612.3 | 0 | 0 | 0 | 1425.7 | 711.9 | 695.7 | 0 | 0 | 0 | 1527.2 | 786.6 | 753.1 | 0 | 0 | 0 | 1495 | 680.4 | 711.6 | 0 | 0 | 0 | 1632.6 | 835.5 | 786.5 | 0 | 0 | 0 | 1319.6 | 774.2 | 841.9 | 0 | 0 | 0 | 1326 | 615.9 | 589.6 | 0 | 0 | 0 | 1343 | 632.1 | 0 | 0 | 0 | 0 | 0.35 | 0.18 | 0.11 | 0 | 0 | 0 | 0.37 | 0.18 | 0.15 | 0 | 0 | 0 | 0.29 | 0.18 | 0.12 | 0 | 0 | 0 | 0.33 | 0.19 | 0.15 | 0 | 0 | 0 | 0.22 | 0.1 | 0.1 | 0 | 0 | 0 | 0.43 | 0.22 | 0.12 | 0 | 0 | 0 | 0.29 | 0.18 | 0.11 | 0 | 0 | 0 | 0.28 | 0.14 | 0 | 0 | 0 | 0 | 0.037
| 15 | 122.2913 | 4.6255 | 0.73279 | 122.6292 | 14.0192 | 612.6631 | 0.14287 | 32.3155 | 136.3105 | 617.2886 | 0.87567 | 154.9448 | 293.7 | 144.3 | 108.1 | 0 | 0 | 0 | 297.9 | 154.3 | 143.9 | 0 | 0 | 0 | 270.8 | 159.6 | 126.7 | 0 | 0 | 0 | 295.6 | 151.6 | 137 | 0 | 0 | 0 | 248.6 | 145.6 | 146 | 0 | 0 | 0 | 306 | 174.8 | 138.9 | 0 | 0 | 0 | 270.8 | 139.2 | 98.9 | 0 | 0 | 0 | 255.2 | 131.1 | 0 | 0 | 0 | 0 | 13.5 | 4.8 | 3 | 0 | 0 | 0 | 13.8 | 5.8 | 5.1 | 0 | 0 | 0 | 11.7 | 5.5 | 3.5 | 0 | 0 | 0 | 14 | 5.2 | 4.3 | 0 | 0 | 0 | 8.1 | 5.8 | 6.2 | 0 | 0 | 0 | 13.7 | 6.6 | 3.9 | 0 | 0 | 0 | 14 | 5.1 | 6.3 | 0 | 0 | 0 | 11.3 | 4.9 | 0 | 0 | 0 | 0 | 2.14 | 0.79 | 0.44 | 0 | 0 | 0 | 2.2 | 0.92 | 0.78 | 0 | 0 | 0 | 1.79 | 0.88 | 0.51 | 0 | 0 | 0 | 2.18 | 0.86 | 0.66 | 0 | 0 | 0 | 1.2 | 0.81 | 0.89 | 0 | 0 | 0 | 2.27 | 1.08 | 0.57 | 0 | 0 | 0 | 2.15 | 0.83 | 0.93 | 0 | 0 | 0 | 1.77 | 0.76 | 0 | 0 | 0 | 0 | 31.6 | 17.4 | 13 | 0 | 0 | 0 | 32.2 | 17.7 | 16.7 | 0 | 0 | 0 | 29 | 18.8 | 15.1 | 0 | 0 | 0 | 31 | 18.2 | 16.3 | 0 | 0 | 0 | 28.7 | 15.2 | 15 | 0 | 0 | 0 | 34.4 | 20.3 | 16.3 | 0 | 0 | 0 | 27 | 16.4 | 12.5 | 0 | 0 | 0 | 27.4 | 14.9 | 0 | 0 | 0 | 0 | 1427.7 | 680.4 | 624.7 | 0 | 0 | 0 | 1410.8 | 726.2 | 730.9 | 0 | 0 | 0 | 1512.3 | 776.6 | 739.3 | 0 | 0 | 0 | 1491.9 | 694.6 | 718.4 | 0 | 0 | 0 | 1656.1 | 834.8 | 793.4 | 0 | 0 | 0 | 1324 | 775.3 | 822.6 | 0 | 0 | 0 | 1325.3 | 627.4 | 606 | 0 | 0 | 0 | 1341.3 | 645 | 0 | 0 | 0 | 0 | 0.36 | 0.18 | 0.1 | 0 | 0 | 0 | 0.37 | 0.18 | 0.16 | 0 | 0 | 0 | 0.28 | 0.19 | 0.12 | 0 | 0 | 0 | 0.33 | 0.2 | 0.15 | 0 | 0 | 0 | 0.24 | 0.1 | 0.11 | 0 | 0 | 0 | 0.43 | 0.22 | 0.12 | 0 | 0 | 0 | 0.29 | 0.18 | 0.11 | 0 | 0 | 0 | 0.29 | 0.15 | 0 | 0 | 0 | 0 | 0.037
| 16 | 127.9419 | 4.8073 | 0.76634 | 128.2944 | 14.7222 | 634.8119 | 0.15338 | 33.6815 | 142.6641 | 639.6192 | 0.91972 | 161.9759 | 288.8 | 156.4 | 121.1 | 0 | 0 | 0 | 290.1 | 164.5 | 153.7 | 0 | 0 | 0 | 273.3 | 155.5 | 126 | 0 | 0 | 0 | 296.7 | 160.6 | 145.3 | 0 | 0 | 0 | 250.4 | 151.3 | 150.1 | 0 | 0 | 0 | 310.8 | 179.6 | 135 | 0 | 0 | 0 | 273.1 | 147.3 | 107.6 | 0 | 0 | 0 | 258.7 | 138.9 | 0 | 0 | 0 | 0 | 13.2 | 5.3 | 3.4 | 0 | 0 | 0 | 13.3 | 6.2 | 5.5 | 0 | 0 | 0 | 12.1 | 5.4 | 3.4 | 0 | 0 | 0 | 13.7 | 5.6 | 4.6 | 0 | 0 | 0 | 7.9 | 6.1 | 6.3 | 0 | 0 | 0 | 14 | 6.8 | 3.9 | 0 | 0 | 0 | 14.2 | 5.3 | 6.6 | 0 | 0 | 0 | 11.8 | 5.1 | 0 | 0 | 0 | 0 | 2.11 | 0.86 | 0.52 | 0 | 0 | 0 | 2.13 | 1 | 0.84 | 0 | 0 | 0 | 1.85 | 0.86 | 0.49 | 0 | 0 | 0 | 2.15 | 0.94 | 0.72 | 0 | 0 | 0 | 1.2 | 0.86 | 0.9 | 0 | 0 | 0 | 2.32 | 1.11 | 0.56 | 0 | 0 | 0 | 2.19 | 0.87 | 0.97 | 0 | 0 | 0 | 1.85 | 0.79 | 0 | 0 | 0 | 0 | 31.3 | 18.8 | 14.5 | 0 | 0 | 0 | 31.6 | 19 | 17.7 | 0 | 0 | 0 | 28.9 | 18.2 | 15.1 | 0 | 0 | 0 | 31.4 | 19.4 | 17.2 | 0 | 0 | 0 | 29.4 | 15.6 | 15.6 | 0 | 0 | 0 | 34.9 | 21 | 15.7 | 0 | 0 | 0 | 27.4 | 17.4 | 13.4 | 0 | 0 | 0 | 27.6 | 15.9 | 0 | 0 | 0 | 0 | 1388.8 | 733.7 | 684.1 | 0 | 0 | 0 | 1366 | 757.2 | 785.4 | 0 | 0 | 0 | 1523.9 | 759.6 | 748.2 | 0 | 0 | 0 | 1506.3 | 707.3 | 754.3 | 0 | 0 | 0 | 1627.7 | 863.2 | 816.9 | 0 | 0 | 0 | 1336.2 | 785 | 803.4 | 0 | 0 | 0 | 1305.6 | 660.9 | 653.1 | 0 | 0 | 0 | 1319 | 689.1 | 0 | 0 | 0 | 0 | 0.36 | 0.2 | 0.12 | 0 | 0 | 0 | 0.37 | 0.2 | 0.17 | 0 | 0 | 0 | 0.28 | 0.18 | 0.11 | 0 | 0 | 0 | 0.34 | 0.22 | 0.16 | 0 | 0 | 0 | 0.26 | 0.11 | 0.12 | 0 | 0 | 0 | 0.44 | 0.24 | 0.12 | 0 | 0 | 0 | 0.3 | 0.19 | 0.12 | 0 | 0 | 0 | 0.3 | 0.15 | 0 | 0 | 0 | 0 | 0.038
| 17 | 132.9735 | 4.8814 | 0.7709 | 133.3294 | 15.3928 | 669.6916 | 0.1558 | 35.3921 | 148.3663 | 674.573 | 0.9267 | 168.7215 | 271 | 173.8 | 135.4 | 0 | 0 | 0 | 276.7 | 173.4 | 170.3 | 0 | 0 | 0 | 276.3 | 159.3 | 127.7 | 0 | 0 | 0 | 296.6 | 171.3 | 154.2 | 0 | 0 | 0 | 247.8 | 156.3 | 160.2 | 0 | 0 | 0 | 310.6 | 184.4 | 148.8 | 0 | 0 | 0 | 264.2 | 162.2 | 119.4 | 0 | 0 | 0 | 253.8 | 146.5 | 0 | 0 | 0 | 0 | 11.9 | 6 | 3.9 | 0 | 0 | 0 | 12.2 | 6.7 | 6.3 | 0 | 0 | 0 | 12.2 | 5.5 | 3.4 | 0 | 0 | 0 | 14 | 5.9 | 4.9 | 0 | 0 | 0 | 7.2 | 6.3 | 7 | 0 | 0 | 0 | 13.8 | 7.1 | 4.5 | 0 | 0 | 0 | 13.2 | 6.1 | 7 | 0 | 0 | 0 | 11.3 | 5.4 | 0 | 0 | 0 | 0 | 1.89 | 0.98 | 0.57 | 0 | 0 | 0 | 1.97 | 1.08 | 0.96 | 0 | 0 | 0 | 1.83 | 0.89 | 0.5 | 0 | 0 | 0 | 2.16 | 0.97 | 0.75 | 0 | 0 | 0 | 1.09 | 0.87 | 1.01 | 0 | 0 | 0 | 2.27 | 1.18 | 0.67 | 0 | 0 | 0 | 2.05 | 0.99 | 1.04 | 0 | 0 | 0 | 1.78 | 0.84 | 0 | 0 | 0 | 0 | 29.8 | 20.8 | 16.1 | 0 | 0 | 0 | 30.7 | 19.9 | 19.5 | 0 | 0 | 0 | 28.9 | 18.8 | 15.3 | 0 | 0 | 0 | 31 | 20.5 | 18.2 | 0 | 0 | 0 | 29.7 | 16.2 | 16.4 | 0 | 0 | 0 | 34.8 | 21.6 | 17.4 | 0 | 0 | 0 | 27.1 | 19 | 14.8 | 0 | 0 | 0 | 27.4 | 16.6 | 0 | 0 | 0 | 0 | 1348.4 | 806.5 | 774.4 | 0 | 0 | 0 | 1312.1 | 780.4 | 860.2 | 0 | 0 | 0 | 1598.4 | 764.9 | 761 | 0 | 0 | 0 | 1523 | 791.2 | 818.3 | 0 | 0 | 0 | 1659.1 | 902 | 848.3 | 0 | 0 | 0 | 1385.2 | 773.6 | 839.6 | 0 | 0 | 0 | 1279.9 | 717.2 | 707.8 | 0 | 0 | 0 | 1304 | 724.8 | 0 | 0 | 0 | 0 | 0.33 | 0.22 | 0.13 | 0 | 0 | 0 | 0.36 | 0.22 | 0.19 | 0 | 0 | 0 | 0.27 | 0.19 | 0.12 | 0 | 0 | 0 | 0.33 | 0.22 | 0.16 | 0 | 0 | 0 | 0.25 | 0.11 | 0.13 | 0 | 0 | 0 | 0.43 | 0.25 | 0.14 | 0 | 0 | 0 | 0.3 | 0.21 | 0.14 | 0 | 0 | 0 | 0.29 | 0.16 | 0 | 0 | 0 | 0 | 0.039
| 18 | 132.9965 | 4.7321 | 0.75179 | 133.3427 | 15.4317 | 681.1781 | 0.15485 | 35.7731 | 148.4282 | 685.9102 | 0.90664 | 169.1158 | 244.5 | 180.8 | 147.9 | 0 | 0 | 0 | 247 | 172.2 | 183.3 | 0 | 0 | 0 | 270.9 | 151.5 | 128.6 | 0 | 0 | 0 | 288.5 | 180.1 | 157.3 | 0 | 0 | 0 | 238.4 | 146.5 | 163.4 | 0 | 0 | 0 | 302.2 | 178.5 | 141.6 | 0 | 0 | 0 | 245.1 | 164.1 | 128.7 | 0 | 0 | 0 | 236.8 | 143.2 | 0 | 0 | 0 | 0 | 10.1 | 6.5 | 4.1 | 0 | 0 | 0 | 10.2 | 6.7 | 6.6 | 0 | 0 | 0 | 11.3 | 5.2 | 3.4 | 0 | 0 | 0 | 13.2 | 6.4 | 4.9 | 0 | 0 | 0 | 6.8 | 5.3 | 6.9 | 0 | 0 | 0 | 13.1 | 7 | 4.2 | 0 | 0 | 0 | 11.8 | 6.3 | 7 | 0 | 0 | 0 | 10.2 | 5.2 | 0 | 0 | 0 | 0 | 1.63 | 1.06 | 0.6 | 0 | 0 | 0 | 1.67 | 1.07 | 1.01 | 0 | 0 | 0 | 1.68 | 0.84 | 0.47 | 0 | 0 | 0 | 2.03 | 1.03 | 0.75 | 0 | 0 | 0 | 1.01 | 0.73 | 0.99 | 0 | 0 | 0 | 2.14 | 1.15 | 0.6 | 0 | 0 | 0 | 1.84 | 1.03 | 1.02 | 0 | 0 | 0 | 1.61 | 0.79 | 0 | 0 | 0 | 0 | 27.6 | 21.2 | 17.5 | 0 | 0 | 0 | 28.1 | 19.6 | 21.1 | 0 | 0 | 0 | 28.9 | 17.9 | 15.2 | 0 | 0 | 0 | 30.5 | 21.2 | 18.6 | 0 | 0 | 0 | 28.6 | 15.7 | 17 | 0 | 0 | 0 | 34.1 | 20.9 | 16.4 | 0 | 0 | 0 | 25.7 | 19 | 15.8 | 0 | 0 | 0 | 25.9 | 16.2 | 0 | 0 | 0 | 0 | 1236.8 | 836.3 | 873.5 | 0 | 0 | 0 | 1201.9 | 790.3 | 939.5 | 0 | 0 | 0 | 1633.6 | 721.8 | 793.3 | 0 | 0 | 0 | 1521.4 | 843 | 851.2 | 0 | 0 | 0 | 1632.9 | 870.5 | 882.3 | 0 | 0 | 0 | 1393.1 | 749.7 | 838.4 | 0 | 0 | 0 | 1202.6 | 720.8 | 782.7 | 0 | 0 | 0 | 1233 | 736.6 | 0 | 0 | 0 | 0 | 0.31 | 0.23 | 0.13 | 0 | 0 | 0 | 0.32 | 0.21 | 0.2 | 0 | 0 | 0 | 0.26 | 0.19 | 0.11 | 0 | 0 | 0 | 0.32 | 0.22 | 0.16 | 0 | 0 | 0 | 0.24 | 0.1 | 0.13 | 0 | 0 | 0 | 0.41 | 0.24 | 0.12 | 0 | 0 | 0 | 0.28 | 0.21 | 0.14 | 0 | 0 | 0 | 0.28 | 0.15 | 0 | 0 | 0 | 0 | 0.039
| 19 | 131.7943 | 4.6851 | 0.73754 | 132.1353 | 15.3097 | 677.1236 | 0.15203 | 35.5295 | 147.104 | 681.8088 | 0.88957 | 167.6648 | 248.4 | 173.5 | 148.4 | 0 | 0 | 0 | 246.9 | 165.1 | 181.3 | 0 | 0 | 0 | 266.4 | 144.3 | 123.3 | 0 | 0 | 0 | 281.5 | 178.4 | 154.1 | 0 | 0 | 0 | 237.1 | 138.4 | 161.8 | 0 | 0 | 0 | 298.6 | 172.6 | 134.6 | 0 | 0 | 0 | 245.7 | 157.8 | 129 | 0 | 0 | 0 | 240.9 | 138.9 | 0 | 0 | 0 | 0 | 10.3 | 6.2 | 4.1 | 0 | 0 | 0 | 10.2 | 6.3 | 6.4 | 0 | 0 | 0 | 11 | 5 | 3.1 | 0 | 0 | 0 | 12.6 | 6.4 | 4.8 | 0 | 0 | 0 | 6.7 | 4.8 | 6.8 | 0 | 0 | 0 | 12.8 | 6.7 | 4.1 | 0 | 0 | 0 | 11.9 | 6 | 7.1 | 0 | 0 | 0 | 10.6 | 5 | 0 | 0 | 0 | 0 | 1.67 | 1 | 0.58 | 0 | 0 | 0 | 1.66 | 1.01 | 0.98 | 0 | 0 | 0 | 1.65 | 0.8 | 0.44 | 0 | 0 | 0 | 1.94 | 1.04 | 0.72 | 0 | 0 | 0 | 1 | 0.65 | 0.97 | 0 | 0 | 0 | 2.11 | 1.12 | 0.58 | 0 | 0 | 0 | 1.85 | 0.98 | 1.04 | 0 | 0 | 0 | 1.67 | 0.77 | 0 | 0 | 0 | 0 | 28 | 20.5 | 17.5 | 0 | 0 | 0 | 28.1 | 18.9 | 20.8 | 0 | 0 | 0 | 28.6 | 17.1 | 14.7 | 0 | 0 | 0 | 30.1 | 21 | 18.2 | 0 | 0 | 0 | 28.5 | 15 | 16.9 | 0 | 0 | 0 | 33.9 | 20.2 | 15.5 | 0 | 0 | 0 | 25.5 | 18.3 | 15.8 | 0 | 0 | 0 | 26.1 | 15.8 | 0 | 0 | 0 | 0 | 1242.1 | 801.3 | 893.3 | 0 | 0 | 0 | 1207.9 | 760.4 | 946.7 | 0 | 0 | 0 | 1601.6 | 694 | 768.3 | 0 | 0 | 0 | 1504.4 | 826.2 | 836.6 | 0 | 0 | 0 | 1622.6 | 837.5 | 872.1 | 0 | 0 | 0 | 1373.7 | 718.2 | 798.2 | 0 | 0 | 0 | 1217.3 | 697.5 | 784.8 | 0 | 0 | 0 | 1250 | 710.6 | 0 | 0 | 0 | 0 | 0.31 | 0.22 | 0.13 | 0 | 0 | 0 | 0.32 | 0.2 | 0.19 | 0 | 0 | 0 | 0.26 | 0.17 | 0.1 | 0 | 0 | 0 | 0.31 | 0.22 | 0.16 | 0 | 0 | 0 | 0.24 | 0.1 | 0.13 | 0 | 0 | 0 | 0.41 | 0.24 | 0.11 | 0 | 0 | 0 | 0.28 | 0.2 | 0.14 | 0 | 0 | 0 | 0.28 | 0.15 | 0 | 0 | 0 | 0 | 0.039
| 20 | 133.1964 | 4.93 | 0.77819 | 133.5557 | 15.3649 | 668.0949 | 0.15823 | 35.3173 | 148.5612 | 673.0249 | 0.93642 | 168.873 | 264.7 | 170 | 145.6 | 0 | 0 | 0 | 268.5 | 164.8 | 172.4 | 0 | 0 | 0 | 261.3 | 141 | 120.6 | 0 | 0 | 0 | 280.2 | 170.1 | 152.2 | 0 | 0 | 0 | 237 | 138.5 | 156.3 | 0 | 0 | 0 | 298.6 | 165.6 | 127.6 | 0 | 0 | 0 | 263.2 | 155.2 | 123.7 | 0 | 0 | 0 | 252.6 | 137.3 | 0 | 0 | 0 | 0 | 11.6 | 6.2 | 4.1 | 0 | 0 | 0 | 11.8 | 6.5 | 6.2 | 0 | 0 | 0 | 11.4 | 4.9 | 3.1 | 0 | 0 | 0 | 12.6 | 6.1 | 4.8 | 0 | 0 | 0 | 6.8 | 4.9 | 6.7 | 0 | 0 | 0 | 13.2 | 6.4 | 3.9 | 0 | 0 | 0 | 13.5 | 5.9 | 7 | 0 | 0 | 0 | 11.4 | 5 | 0 | 0 | 0 | 0 | 1.86 | 1 | 0.6 | 0 | 0 | 0 | 1.91 | 1.04 | 0.95 | 0 | 0 | 0 | 1.71 | 0.77 | 0.44 | 0 | 0 | 0 | 1.97 | 1 | 0.74 | 0 | 0 | 0 | 1.03 | 0.67 | 0.95 | 0 | 0 | 0 | 2.17 | 1.06 | 0.55 | 0 | 0 | 0 | 2.08 | 0.97 | 1.02 | 0 | 0 | 0 | 1.79 | 0.77 | 0 | 0 | 0 | 0 | 29.3 | 20 | 17.3 | 0 | 0 | 0 | 29.8 | 18.8 | 19.7 | 0 | 0 | 0 | 27.6 | 16.5 | 14.4 | 0 | 0 | 0 | 30.2 | 20.1 | 18 | 0 | 0 | 0 | 28.5 | 15 | 16.1 | 0 | 0 | 0 | 33.6 | 19.4 | 14.6 | 0 | 0 | 0 | 26.5 | 18.1 | 15.3 | 0 | 0 | 0 | 27.1 | 15.7 | 0 | 0 | 0 | 0 | 1291.1 | 776.4 | 847.1 | 0 | 0 | 0 | 1273.6 | 743.6 | 890.2 | 0 | 0 | 0 | 1511.6 | 689.2 | 738.2 | 0 | 0 | 0 | 1427.6 | 775 | 810.1 | 0 | 0 | 0 | 1584 | 826.3 | 847.7 | 0 | 0 | 0 | 1332.6 | 696.6 | 764.8 | 0 | 0 | 0 | 1277 | 678.4 | 750.5 | 0 | 0 | 0 | 1295.8 | 686 | 0 | 0 | 0 | 0 | 0.33 | 0.22 | 0.14 | 0 | 0 | 0 | 0.35 | 0.2 | 0.18 | 0 | 0 | 0 | 0.26 | 0.17 | 0.1 | 0 | 0 | 0 | 0.33 | 0.22 | 0.16 | 0 | 0 | 0 | 0.25 | 0.1 | 0.12 | 0 | 0 | 0 | 0.41 | 0.23 | 0.1 | 0 | 0 | 0 | 0.29 | 0.2 | 0.13 | 0 | 0 | 0 | 0.29 | 0.15 | 0 | 0 | 0 | 0 | 0.038
| 21 | 125.5369 | 4.6368 | 0.72669 | 125.8735 | 14.4164 | 639.8208 | 0.14357 | 33.5222 | 139.9533 | 644.4577 | 0.87026 | 159.3957 | 255.6 | 155.9 | 137.5 | 0 | 0 | 0 | 260.9 | 155.5 | 167.8 | 0 | 0 | 0 | 248.1 | 137.9 | 115.7 | 0 | 0 | 0 | 265 | 160.4 | 149.7 | 0 | 0 | 0 | 221.1 | 131.7 | 151.7 | 0 | 0 | 0 | 288.7 | 152.7 | 119.9 | 0 | 0 | 0 | 260.5 | 144.2 | 118.1 | 0 | 0 | 0 | 247.7 | 125.2 | 0 | 0 | 0 | 0 | 11.2 | 5.6 | 3.9 | 0 | 0 | 0 | 11.6 | 6.1 | 6.3 | 0 | 0 | 0 | 10.4 | 4.8 | 3.1 | 0 | 0 | 0 | 11.9 | 5.9 | 4.8 | 0 | 0 | 0 | 6.3 | 5.1 | 6.6 | 0 | 0 | 0 | 12.9 | 5.8 | 3.6 | 0 | 0 | 0 | 13.7 | 5.4 | 7.1 | 0 | 0 | 0 | 11.3 | 4.6 | 0 | 0 | 0 | 0 | 1.79 | 0.89 | 0.57 | 0 | 0 | 0 | 1.87 | 0.96 | 0.96 | 0 | 0 | 0 | 1.57 | 0.78 | 0.44 | 0 | 0 | 0 | 1.86 | 0.97 | 0.76 | 0 | 0 | 0 | 0.94 | 0.71 | 0.94 | 0 | 0 | 0 | 2.13 | 0.96 | 0.51 | 0 | 0 | 0 | 2.1 | 0.88 | 1.05 | 0 | 0 | 0 | 1.75 | 0.69 | 0 | 0 | 0 | 0 | 28.1 | 18.3 | 16.3 | 0 | 0 | 0 | 28.7 | 17.7 | 19.1 | 0 | 0 | 0 | 26.6 | 16.2 | 13.8 | 0 | 0 | 0 | 28.5 | 18.9 | 17.8 | 0 | 0 | 0 | 26.4 | 13.8 | 15.4 | 0 | 0 | 0 | 32.3 | 17.9 | 13.8 | 0 | 0 | 0 | 25.7 | 16.9 | 14.6 | 0 | 0 | 0 | 26.3 | 14.1 | 0 | 0 | 0 | 0 | 1271.6 | 731.5 | 798 | 0 | 0 | 0 | 1252.7 | 717.3 | 844.5 | 0 | 0 | 0 | 1454.1 | 656.4 | 696.2 | 0 | 0 | 0 | 1365 | 710.8 | 768.8 | 0 | 0 | 0 | 1522.1 | 763.2 | 824.8 | 0 | 0 | 0 | 1267.9 | 658 | 711 | 0 | 0 | 0 | 1279.2 | 639.5 | 712.5 | 0 | 0 | 0 | 1299.5 | 650.8 | 0 | 0 | 0 | 0 | 0.31 | 0.19 | 0.13 | 0 | 0 | 0 | 0.33 | 0.19 | 0.18 | 0 | 0 | 0 | 0.25 | 0.17 | 0.1 | 0 | 0 | 0 | 0.3 | 0.21 | 0.17 | 0 | 0 | 0 | 0.22 | 0.09 | 0.11 | 0 | 0 | 0 | 0.4 | 0.2 | 0.1 | 0 | 0 | 0 | 0.27 | 0.19 | 0.13 | 0 | 0 | 0 | 0.27 | 0.13 | 0 | 0 | 0 | 0 | 0.037
| 22 | 121.6972 | 4.4336 | 0.69169 | 122.0181 | 14.0083 | 631.3651 | 0.13831 | 32.8607 | 135.7055 | 635.7988 | 0.83 | 154.8788 | 241.1 | 154.9 | 134.1 | 0 | 0 | 0 | 250.7 | 152.4 | 164.6 | 0 | 0 | 0 | 240.2 | 132.8 | 110.2 | 0 | 0 | 0 | 253.5 | 152.5 | 143.8 | 0 | 0 | 0 | 204.3 | 128.4 | 148.7 | 0 | 0 | 0 | 280 | 146.8 | 114.8 | 0 | 0 | 0 | 248.4 | 138.3 | 116 | 0 | 0 | 0 | 239.5 | 125.4 | 0 | 0 | 0 | 0 | 10.4 | 5.5 | 3.8 | 0 | 0 | 0 | 11.2 | 5.9 | 6.2 | 0 | 0 | 0 | 9.9 | 4.7 | 2.9 | 0 | 0 | 0 | 11.4 | 5.5 | 4.6 | 0 | 0 | 0 | 6.1 | 5.3 | 6.7 | 0 | 0 | 0 | 12.6 | 5.5 | 3.3 | 0 | 0 | 0 | 12.9 | 5.2 | 7.2 | 0 | 0 | 0 | 10.8 | 4.7 | 0 | 0 | 0 | 0 | 1.63 | 0.89 | 0.55 | 0 | 0 | 0 | 1.78 | 0.93 | 0.96 | 0 | 0 | 0 | 1.48 | 0.76 | 0.4 | 0 | 0 | 0 | 1.75 | 0.9 | 0.71 | 0 | 0 | 0 | 0.85 | 0.73 | 0.95 | 0 | 0 | 0 | 2.06 | 0.91 | 0.47 | 0 | 0 | 0 | 1.95 | 0.85 | 1.06 | 0 | 0 | 0 | 1.66 | 0.72 | 0 | 0 | 0 | 0 | 26.3 | 18.4 | 15.9 | 0 | 0 | 0 | 27.3 | 17.3 | 18.8 | 0 | 0 | 0 | 25.8 | 15.7 | 13.2 | 0 | 0 | 0 | 26.9 | 18 | 17.1 | 0 | 0 | 0 | 23.4 | 13.2 | 14.9 | 0 | 0 | 0 | 31 | 17.2 | 13.4 | 0 | 0 | 0 | 24.4 | 16.2 | 14.4 | 0 | 0 | 0 | 25.3 | 14.2 | 0 | 0 | 0 | 0 | 1270.5 | 713.2 | 785.3 | 0 | 0 | 0 | 1242 | 713.3 | 821.4 | 0 | 0 | 0 | 1444 | 620.7 | 670.9 | 0 | 0 | 0 | 1370.8 | 692.5 | 749.8 | 0 | 0 | 0 | 1509.8 | 732.5 | 798 | 0 | 0 | 0 | 1267.1 | 637.1 | 684.3 | 0 | 0 | 0 | 1276.5 | 608.5 | 700 | 0 | 0 | 0 | 1297.9 | 621.6 | 0 | 0 | 0 | 0 | 0.28 | 0.2 | 0.12 | 0 | 0 | 0 | 0.3 | 0.18 | 0.18 | 0 | 0 | 0 | 0.23 | 0.17 | 0.1 | 0 | 0 | 0 | 0.27 | 0.2 | 0.16 | 0 | 0 | 0 | 0.16 | 0.09 | 0.11 | 0 | 0 | 0 | 0.37 | 0.19 | 0.1 | 0 | 0 | 0 | 0.25 | 0.18 | 0.13 | 0 | 0 | 0 | 0.25 | 0.14 | 0 | 0 | 0 | 0 | 0.035
| 23 | 118.9896 | 4.3004 | 0.67273 | 119.3015 | 13.6702 | 619.475 | 0.13361 | 32.1671 | 132.6599 | 623.7754 | 0.80634 | 151.4685 | 237 | 151.4 | 130.2 | 0 | 0 | 0 | 246 | 151.5 | 160.2 | 0 | 0 | 0 | 242.6 | 129.5 | 111.1 | 0 | 0 | 0 | 254.4 | 148.4 | 138.2 | 0 | 0 | 0 | 195.4 | 131.2 | 148.2 | 0 | 0 | 0 | 282.5 | 142.2 | 111.8 | 0 | 0 | 0 | 247.1 | 136.2 | 114.4 | 0 | 0 | 0 | 236.5 | 118.6 | 0 | 0 | 0 | 0 | 10.4 | 5.2 | 3.6 | 0 | 0 | 0 | 11 | 5.7 | 6.1 | 0 | 0 | 0 | 9.8 | 4.4 | 2.8 | 0 | 0 | 0 | 11.6 | 5.3 | 4.4 | 0 | 0 | 0 | 6.7 | 5.2 | 7 | 0 | 0 | 0 | 12.9 | 5.1 | 3.2 | 0 | 0 | 0 | 12.8 | 5 | 7.2 | 0 | 0 | 0 | 10.5 | 4.3 | 0 | 0 | 0 | 0 | 1.63 | 0.84 | 0.53 | 0 | 0 | 0 | 1.74 | 0.9 | 0.93 | 0 | 0 | 0 | 1.46 | 0.71 | 0.4 | 0 | 0 | 0 | 1.78 | 0.87 | 0.67 | 0 | 0 | 0 | 0.91 | 0.73 | 0.99 | 0 | 0 | 0 | 2.09 | 0.85 | 0.44 | 0 | 0 | 0 | 1.94 | 0.83 | 1.06 | 0 | 0 | 0 | 1.61 | 0.67 | 0 | 0 | 0 | 0 | 25.6 | 18.1 | 15.4 | 0 | 0 | 0 | 26.8 | 17.5 | 18.3 | 0 | 0 | 0 | 26.3 | 15.3 | 13.3 | 0 | 0 | 0 | 26.7 | 17.6 | 16.4 | 0 | 0 | 0 | 21.2 | 13.6 | 14.4 | 0 | 0 | 0 | 31.1 | 16.8 | 13.1 | 0 | 0 | 0 | 24.4 | 16 | 14.2 | 0 | 0 | 0 | 25.2 | 13.6 | 0 | 0 | 0 | 0 | 1239.9 | 707.6 | 766.6 | 0 | 0 | 0 | 1225.3 | 708 | 800.2 | 0 | 0 | 0 | 1468.6 | 630.6 | 681.7 | 0 | 0 | 0 | 1375.1 | 674.8 | 730.5 | 0 | 0 | 0 | 1452.8 | 755.4 | 792.6 | 0 | 0 | 0 | 1279.9 | 635.9 | 679.6 | 0 | 0 | 0 | 1267.2 | 601 | 696.9 | 0 | 0 | 0 | 1288.7 | 591.7 | 0 | 0 | 0 | 0 | 0.27 | 0.19 | 0.12 | 0 | 0 | 0 | 0.3 | 0.18 | 0.18 | 0 | 0 | 0 | 0.24 | 0.15 | 0.1 | 0 | 0 | 0 | 0.27 | 0.19 | 0.15 | 0 | 0 | 0 | 0.13 | 0.09 | 0.11 | 0 | 0 | 0 | 0.37 | 0.19 | 0.09 | 0 | 0 | 0 | 0.25 | 0.18 | 0.13 | 0 | 0 | 0 | 0.25 | 0.13 | 0 | 0 | 0 | 0 | 0.034
PJM_East | 0 | 287.0165 | 14.7705 | 1.9949 | 288.0012 | 25.6672 | 1681.0484 | 0.14199 | 75.8012 | 312.6837 | 1695.8188 | 2.1369 | 363.8025 | 523.4 | 240.3 | 231.1 | 243.3 | 175.2 | 228 | 510.6 | 271.5 | 165.6 | 204.9 | 215.4 | 201.9 | 553.8 | 243.1 | 196.6 | 205 | 230.1 | 240.8 | 557.7 | 202 | 213.5 | 183.3 | 227.3 | 200.5 | 441.6 | 369.8 | 359.3 | 264.4 | 189 | 159.1 | 558.9 | 272.8 | 273 | 222.6 | 224 | 233.4 | 527.9 | 233.4 | 173.7 | 231.9 | 96.8 | 58.3 | 464.5 | 224.5 | 0 | 0 | 0 | 0 | 41.1 | 8.6 | 6.1 | 12.1 | 7.6 | 6 | 40.3 | 12.3 | 8.4 | 13.2 | 9.4 | 5.4 | 43.2 | 8.5 | 4.1 | 8.7 | 8.1 | 6 | 45.6 | 7.1 | 6.8 | 5.3 | 8.6 | 5.1 | 28.9 | 30.4 | 30 | 19.7 | 11.3 | 5.7 | 44.4 | 12.7 | 11.9 | 9.3 | 9.4 | 5.7 | 41.2 | 10 | 20.2 | 11.8 | 3 | 3 | 31.4 | 9.1 | 0 | 0 | 0 | 0 | 5.86 | 1.09 | 0.7 | 1.61 | 0.99 | 0.69 | 5.76 | 1.64 | 1.14 | 1.82 | 1.23 | 0.62 | 6.16 | 1.08 | 0.43 | 1.14 | 1.02 | 0.68 | 6.55 | 0.89 | 0.84 | 0.63 | 1.1 | 0.59 | 4.03 | 4.33 | 4.27 | 2.78 | 1.55 | 0.72 | 6.35 | 1.71 | 1.57 | 1.2 | 1.22 | 0.64 | 5.9 | 1.33 | 2.82 | 1.59 | 0.36 | 0.33 | 4.46 | 1.19 | 0 | 0 | 0 | 0 | 34.3 | 24.9 | 25.8 | 22 | 16.9 | 25.6 | 33.2 | 25.8 | 15.9 | 16.6 | 20.9 | 22.5 | 36.6 | 25.2 | 22.9 | 19.9 | 23.9 | 27.2 | 35 | 21 | 22.7 | 20 | 23.3 | 22.5 | 33.8 | 22.5 | 21.9 | 18 | 15.5 | 16.6 | 36.3 | 25.7 | 26.2 | 22 | 22 | 26.8 | 35 | 22.9 | 22.6 | 21 | 10.4 | 15 | 35.5 | 22.3 | 0 | 0 | 0 | 0 | 2442 | 1561.2 | 1646.6 | 1417.4 | 1083.5 | 1627.6 | 2359.8 | 1617.4 | 946.8 | 1027.1 | 1328.2 | 1435.1 | 2598.4 | 1599.3 | 1461.6 | 1274.7 | 1524.5 | 1733.5 | 2435.1 | 1328.6 | 1445.4 | 1276.5 | 1472.2 | 1435.3 | 2549.7 | 1470.5 | 1408.7 | 1169.9 | 994 | 1049.2 | 2545.3 | 1593.3 | 1673 | 1396.6 | 1398.6 | 1690.6 | 2438.5 | 1407 | 1470.7 | 1329.4 | 666.2 | 945 | 2460.2 | 1405.9 | 0 | 0 | 0 | 0 | 0.29 | 0.12 | 0.1 | 0.11 | 0.08 | 0.1 | 0.28 | 0.13 | 0.1 | 0.11 | 0.1 | 0.09 | 0.3 | 0.11 | 0.09 | 0.09 | 0.11 | 0.11 | 0.31 | 0.1 | 0.1 | 0.08 | 0.11 | 0.09 | 0.22 | 0.18 | 0.18 | 0.13 | 0.09 | 0.08 | 0.31 | 0.14 | 0.13 | 0.11 | 0.11 | 0.11 | 0.3 | 0.12 | 0.14 | 0.12 | 0.04 | 0.06 | 0.28 | 0.11 | 0 | 0 | 0 | 0 | 0.033
| 1 | 284.6223 | 14.6244 | 1.9832 | 285.5996 | 25.4716 | 1666.1076 | 0.13917 | 75.1596 | 310.094 | 1680.732 | 2.1224 | 360.7592 | 522.8 | 234.6 | 228.8 | 242.9 | 174.8 | 223 | 510.4 | 269.7 | 159.1 | 203.2 | 207.6 | 199.6 | 558.3 | 242.7 | 195.5 | 202.5 | 230.6 | 239.8 | 550.7 | 199.2 | 209.9 | 181.1 | 219.2 | 196.5 | 453.6 | 380 | 368.1 | 267 | 188.9 | 156 | 558.6 | 271.8 | 270.8 | 221.3 | 221.4 | 230.7 | 532.7 | 227.6 | 173 | 228.7 | 88.1 | 54.4 | 461.9 | 220.8 | 0 | 0 | 0 | 0 | 41 | 8 | 6.1 | 12.3 | 7.6 | 5.8 | 40.3 | 12.1 | 8.3 | 13.1 | 8.7 | 5.4 | 43.9 | 8.5 | 4 | 8.6 | 8.2 | 5.9 | 44.7 | 6.9 | 6.6 | 5.3 | 7.9 | 5 | 31 | 32.7 | 31.2 | 20.2 | 11.6 | 5.7 | 44.3 | 12.8 | 11.7 | 9.3 | 9.3 | 5.7 | 42 | 9.5 | 20.8 | 11.8 | 2.8 | 2.9 | 31 | 9.1 | 0 | 0 | 0 | 0 | 5.86 | 1.01 | 0.71 | 1.65 | 0.99 | 0.67 | 5.77 | 1.62 | 1.12 | 1.82 | 1.13 | 0.63 | 6.28 | 1.07 | 0.42 | 1.12 | 1.03 | 0.67 | 6.43 | 0.86 | 0.8 | 0.64 | 0.99 | 0.57 | 4.34 | 4.67 | 4.45 | 2.84 | 1.6 | 0.73 | 6.35 | 1.72 | 1.53 | 1.2 | 1.21 | 0.65 | 6.02 | 1.26 | 2.9 | 1.59 | 0.34 | 0.33 | 4.41 | 1.19 | 0 | 0 | 0 | 0 | 34.3 | 24.7 | 25.4 | 21.8 | 16.9 | 25 | 33.2 | 25.7 | 15.2 | 16.5 | 20.5 | 22.1 | 36.5 | 25.3 | 22.8 | 19.8 | 23.9 | 27.1 | 34.9 | 20.8 | 22.5 | 19.7 | 23 | 22.1 | 33.5 | 21.8 | 22 | 17.9 | 15.2 | 16.2 | 36.3 | 25.4 | 26.1 | 21.8 | 21.7 | 26.4 | 35 | 22.5 | 22.5 | 20.6 | 9.4 | 14.7 | 35.4 | 21.9 | 0 | 0 | 0 | 0 | 2433.1 | 1546.6 | 1623 | 1402.8 | 1079 | 1591.5 | 2354.6 | 1611.1 | 901.6 | 1015.6 | 1297.2 | 1413.2 | 2590.3 | 1599 | 1454.3 | 1262.8 | 1524.8 | 1730 | 2412.1 | 1317 | 1430.7 | 1256.4 | 1445.2 | 1409.3 | 2521.3 | 1429.3 | 1413.2 | 1167.2 | 974.9 | 1020.2 | 2544.3 | 1588.2 | 1668.9 | 1384.8 | 1380.9 | 1665.3 | 2421.3 | 1382.6 | 1466.8 | 1303.9 | 602.3 | 925.1 | 2459 | 1374.2 | 0 | 0 | 0 | 0 | 0.29 | 0.11 | 0.1 | 0.11 | 0.08 | 0.1 | 0.28 | 0.13 | 0.1 | 0.11 | 0.1 | 0.09 | 0.31 | 0.11 | 0.09 | 0.09 | 0.11 | 0.11 | 0.31 | 0.09 | 0.1 | 0.08 | 0.11 | 0.09 | 0.22 | 0.19 | 0.19 | 0.13 | 0.09 | 0.08 | 0.31 | 0.14 | 0.13 | 0.11 | 0.11 | 0.11 | 0.31 | 0.12 | 0.14 | 0.11 | 0.04 | 0.06 | 0.27 | 0.11 | 0 | 0 | 0 | 0 | 0.032
| 2 | 283.8123 | 14.5482 | 1.9735 | 284.7846 | 25.4377 | 1662.223 | 0.13917 | 75.0099 | 309.25 | 1676.7712 | 2.1126 | 359.7946 | 522.5 | 232.5 | 230.1 | 239.6 | 177.6 | 221.1 | 511.1 | 269 | 159.3 | 200.3 | 207.6 | 198.6 | 555.2 | 243.8 | 195.9 | 203.4 | 228.4 | 239.8 | 542.2 | 199 | 211 | 179.2 | 220.3 | 197.3 | 464.2 | 381.2 | 376.3 | 268.7 | 192 | 154.2 | 553.9 | 270.3 | 270.7 | 220.1 | 217.8 | 227.6 | 536.2 | 225.8 | 172.4 | 229.1 | 83.8 | 53.3 | 460.9 | 220.9 | 0 | 0 | 0 | 0 | 41 | 8 | 6.1 | 11.9 | 7.7 | 5.8 | 40.4 | 12.1 | 8 | 12.8 | 9 | 5.4 | 43.3 | 8.5 | 4 | 8.6 | 8.1 | 6 | 43.4 | 6.9 | 6.6 | 5 | 8 | 5 | 32.8 | 33.1 | 32.6 | 20.3 | 12.2 | 5.5 | 43.6 | 12.6 | 11.7 | 9.3 | 9.2 | 5.7 | 42.6 | 9.3 | 20.8 | 11.9 | 2.7 | 2.9 | 30.9 | 9.2 | 0 | 0 | 0 | 0 | 5.86 | 1.01 | 0.71 | 1.6 | 1 | 0.66 | 5.78 | 1.61 | 1.08 | 1.77 | 1.17 | 0.63 | 6.18 | 1.07 | 0.42 | 1.12 | 1.02 | 0.69 | 6.22 | 0.87 | 0.8 | 0.6 | 1 | 0.57 | 4.61 | 4.73 | 4.66 | 2.86 | 1.68 | 0.7 | 6.24 | 1.7 | 1.53 | 1.21 | 1.2 | 0.65 | 6.12 | 1.23 | 2.9 | 1.61 | 0.33 | 0.31 | 4.39 | 1.2 | 0 | 0 | 0 | 0 | 34.3 | 24.4 | 25.6 | 21.7 | 17.2 | 24.8 | 33.3 | 25.7 | 15.6 | 16.4 | 20.3 | 22 | 36.7 | 25.4 | 22.9 | 19.9 | 23.7 | 27.1 | 35 | 20.8 | 22.7 | 19.7 | 23.1 | 22.2 | 33.3 | 21.6 | 21.8 | 18 | 15.1 | 16.2 | 36.3 | 25.4 | 26.1 | 21.6 | 21.3 | 26.1 | 34.9 | 22.5 | 22.4 | 20.6 | 8.9 | 14.6 | 35.4 | 21.8 | 0 | 0 | 0 | 0 | 2428.6 | 1528 | 1633.9 | 1393.3 | 1099.2 | 1579.1 | 2350.5 | 1603.8 | 917.4 | 1008 | 1284.3 | 1404.4 | 2602 | 1606.5 | 1460.2 | 1269.3 | 1510.9 | 1725.1 | 2427 | 1311.3 | 1438.1 | 1255.5 | 1449.4 | 1416.7 | 2501.7 | 1418.9 | 1407.4 | 1175.5 | 972.3 | 1016.7 | 2545 | 1584.6 | 1666 | 1372.5 | 1354.4 | 1637.4 | 2412.9 | 1377.3 | 1459.5 | 1300.4 | 569.4 | 917.2 | 2464.6 | 1371.5 | 0 | 0 | 0 | 0 | 0.29 | 0.11 | 0.1 | 0.11 | 0.08 | 0.1 | 0.28 | 0.13 | 0.1 | 0.11 | 0.1 | 0.09 | 0.31 | 0.11 | 0.09 | 0.09 | 0.11 | 0.11 | 0.31 | 0.09 | 0.1 | 0.08 | 0.11 | 0.09 | 0.23 | 0.19 | 0.19 | 0.13 | 0.09 | 0.08 | 0.31 | 0.14 | 0.13 | 0.11 | 0.1 | 0.11 | 0.31 | 0.12 | 0.14 | 0.12 | 0.04 | 0.06 | 0.27 | 0.11 | 0 | 0 | 0 | 0 | 0.032
| 3 | 285.6597 | 14.6296 | 1.9867 | 286.638 | 25.5903 | 1673.0273 | 0.14199 | 75.4853 | 311.25 | 1687.6569 | 2.1287 | 362.1233 | 520.9 | 236.3 | 231.5 | 242.6 | 179 | 218.8 | 508.5 | 269.4 | 161.6 | 205 | 206.4 | 200 | 555 | 243.3 | 196.9 | 204.6 | 229.8 | 239.6 | 546 | 199.9 | 212.5 | 181.3 | 220.3 | 197.6 | 466.2 | 381.2 | 376.6 | 272.1 | 192.1 | 154.6 | 551.9 | 271.6 | 268.7 | 220.1 | 218.2 | 225.9 | 534.4 | 226.1 | 173.6 | 227.1 | 84.3 | 54.4 | 458.2 | 222.8 | 0 | 0 | 0 | 0 | 40.5 | 8.2 | 6.3 | 12.2 | 7.8 | 5.7 | 39.9 | 12.1 | 8.3 | 13.1 | 8.9 | 5.5 | 43.3 | 8.3 | 4.1 | 8.7 | 8.3 | 6 | 43.7 | 6.9 | 6.5 | 5.1 | 8 | 5 | 32.9 | 32.9 | 32.8 | 20.7 | 12.2 | 5.5 | 43 | 12.8 | 11.5 | 9.3 | 9.3 | 5.6 | 42.3 | 9.3 | 20.9 | 11.7 | 2.7 | 2.9 | 30.3 | 9.1 | 0 | 0 | 0 | 0 | 5.79 | 1.04 | 0.74 | 1.64 | 1.03 | 0.66 | 5.7 | 1.61 | 1.12 | 1.82 | 1.16 | 0.64 | 6.18 | 1.05 | 0.43 | 1.13 | 1.05 | 0.68 | 6.28 | 0.87 | 0.78 | 0.6 | 1.02 | 0.57 | 4.63 | 4.69 | 4.68 | 2.92 | 1.68 | 0.7 | 6.16 | 1.72 | 1.51 | 1.21 | 1.22 | 0.64 | 6.07 | 1.24 | 2.91 | 1.58 | 0.34 | 0.32 | 4.3 | 1.2 | 0 | 0 | 0 | 0 | 34.4 | 24.8 | 25.6 | 21.8 | 17.2 | 24.6 | 33.4 | 25.7 | 15.6 | 16.7 | 20.2 | 22.2 | 36.5 | 25.5 | 23 | 20 | 23.7 | 27 | 35.2 | 20.9 | 23 | 20 | 23 | 22.2 | 33.4 | 21.8 | 21.7 | 18.1 | 15.1 | 16.2 | 36.5 | 25.4 | 26 | 21.6 | 21.3 | 26 | 34.8 | 22.5 | 22.5 | 20.6 | 8.9 | 14.7 | 35.5 | 22.1 | 0 | 0 | 0 | 0 | 2447.9 | 1546.4 | 1634.2 | 1401.3 | 1102.2 | 1561.4 | 2365 | 1612.1 | 920.1 | 1029.6 | 1277.2 | 1413.5 | 2614.8 | 1610.6 | 1465 | 1274.1 | 1508.5 | 1724.2 | 2437.9 | 1316.8 | 1459 | 1271.7 | 1445.2 | 1417.3 | 2511.6 | 1433.3 | 1401.8 | 1181.9 | 972.6 | 1020.9 | 2567.9 | 1583.3 | 1658.4 | 1373 | 1353.4 | 1629.6 | 2426.6 | 1376.8 | 1465.9 | 1295.7 | 572.3 | 924.4 | 2485 | 1387 | 0 | 0 | 0 | 0 | 0.29 | 0.12 | 0.1 | 0.11 | 0.08 | 0.1 | 0.28 | 0.13 | 0.11 | 0.12 | 0.1 | 0.09 | 0.3 | 0.11 | 0.09 | 0.1 | 0.11 | 0.11 | 0.31 | 0.1 | 0.1 | 0.08 | 0.11 | 0.09 | 0.23 | 0.19 | 0.19 | 0.13 | 0.09 | 0.08 | 0.31 | 0.14 | 0.12 | 0.11 | 0.1 | 0.11 | 0.3 | 0.12 | 0.14 | 0.11 | 0.04 | 0.06 | 0.27 | 0.11 | 0 | 0 | 0 | 0 | 0.032
| 4 | 285.6369 | 14.3755 | 1.9395 | 286.5947 | 25.8348 | 1694.2702 | 0.1401 | 76.3623 | 311.4716 | 1708.6457 | 2.0796 | 362.957 | 512.9 | 241.8 | 231.3 | 243.5 | 176.3 | 218.3 | 506.3 | 273.2 | 168.5 | 204.4 | 207.3 | 200.3 | 549.8 | 245.8 | 198.5 | 209.7 | 232.2 | 239.9 | 552.9 | 205.3 | 216.3 | 187.6 | 219.9 | 195.6 | 462.4 | 389.4 | 377.4 | 279.6 | 193.2 | 156.2 | 552.9 | 273.8 | 270.2 | 223.1 | 214.9 | 226.8 | 524.3 | 233.5 | 176.1 | 228.8 | 84.4 | 55.6 | 456.8 | 231.3 | 0 | 0 | 0 | 0 | 39.1 | 8.3 | 6.2 | 12.3 | 7.6 | 5.7 | 39.3 | 12 | 8.7 | 13 | 9 | 5.5 | 42.2 | 8.4 | 4.1 | 9 | 8.4 | 6.1 | 44.6 | 7 | 6.5 | 5.4 | 8 | 5 | 32 | 33.4 | 32.5 | 21.5 | 12.3 | 5.7 | 43.1 | 12.9 | 11.6 | 9.5 | 9 | 5.6 | 40.5 | 9.4 | 20.5 | 11.8 | 2.7 | 3 | 29.9 | 9.3 | 0 | 0 | 0 | 0 | 5.57 | 1.04 | 0.72 | 1.65 | 0.99 | 0.66 | 5.6 | 1.6 | 1.18 | 1.8 | 1.17 | 0.64 | 6.01 | 1.06 | 0.43 | 1.17 | 1.07 | 0.69 | 6.4 | 0.89 | 0.79 | 0.65 | 1.01 | 0.57 | 4.49 | 4.77 | 4.64 | 3.04 | 1.7 | 0.72 | 6.16 | 1.73 | 1.51 | 1.24 | 1.18 | 0.64 | 5.79 | 1.25 | 2.86 | 1.59 | 0.33 | 0.34 | 4.23 | 1.21 | 0 | 0 | 0 | 0 | 34.6 | 25.4 | 25.7 | 21.9 | 17.1 | 24.5 | 33.5 | 26.2 | 16.2 | 16.8 | 20.2 | 22.2 | 36.8 | 25.7 | 23.1 | 20.4 | 23.9 | 27 | 35.2 | 21.5 | 23.4 | 20.5 | 23 | 22 | 33.7 | 22.4 | 22 | 18.4 | 15.2 | 16.3 | 36.5 | 25.6 | 26.1 | 21.8 | 21.2 | 26.1 | 35.1 | 23.3 | 22.7 | 20.7 | 9 | 14.8 | 35.6 | 23 | 0 | 0 | 0 | 0 | 2480.3 | 1593 | 1640.8 | 1406.7 | 1092.6 | 1558.3 | 2401 | 1647.9 | 956.5 | 1032.9 | 1280.2 | 1415.6 | 2644.4 | 1626.2 | 1476.2 | 1303.3 | 1524.7 | 1724.7 | 2461.8 | 1357 | 1486.3 | 1307 | 1443.5 | 1401.7 | 2543.4 | 1473.4 | 1424.2 | 1199.8 | 976.7 | 1026 | 2591.2 | 1599.9 | 1670.7 | 1387.1 | 1340.3 | 1635.7 | 2463.2 | 1438.9 | 1472.2 | 1304.4 | 574.4 | 929.2 | 2511.3 | 1451.4 | 0 | 0 | 0 | 0 | 0.28 | 0.12 | 0.1 | 0.11 | 0.08 | 0.1 | 0.27 | 0.13 | 0.11 | 0.12 | 0.1 | 0.09 | 0.3 | 0.12 | 0.09 | 0.1 | 0.11 | 0.11 | 0.31 | 0.1 | 0.1 | 0.08 | 0.11 | 0.09 | 0.23 | 0.19 | 0.19 | 0.13 | 0.09 | 0.08 | 0.3 | 0.14 | 0.12 | 0.11 | 0.1 | 0.11 | 0.29 | 0.12 | 0.14 | 0.12 | 0.04 | 0.06 | 0.26 | 0.11 | 0 | 0 | 0 | 0 | 0.033
| 5 | 281.5353 | 14.684 | 1.9965 | 282.518 | 24.9619 | 1637.4824 | 0.13917 | 73.7968 | 306.4972 | 1652.1664 | 2.1356 | 356.3148 | 529.5 | 233.6 | 220.7 | 233.6 | 172.9 | 208.2 | 518.5 | 271.7 | 161.2 | 202.4 | 205.6 | 192.1 | 546.9 | 249.3 | 203.3 | 212.2 | 230.3 | 234.3 | 572.1 | 206.6 | 217 | 188.3 | 212 | 189 | 436 | 386.9 | 359.1 | 268.5 | 183.3 | 152.5 | 544.6 | 277 | 271.1 | 211.6 | 206.7 | 211.5 | 539 | 232.9 | 172.1 | 212.7 | 84.9 | 55.3 | 469.8 | 231.1 | 0 | 0 | 0 | 0 | 42 | 7.9 | 6 | 11.9 | 7.7 | 5.4 | 41.4 | 12.4 | 8.5 | 13 | 9 | 5.2 | 43 | 8.5 | 4.5 | 9 | 8.4 | 5.9 | 48.1 | 6.7 | 6.6 | 5.6 | 8 | 4.8 | 27.3 | 32.3 | 30 | 20.5 | 11.2 | 5.5 | 43.3 | 13 | 11.5 | 8.8 | 8.5 | 5.2 | 43 | 9.5 | 19.3 | 10.6 | 2.7 | 3 | 32.3 | 9.2 | 0 | 0 | 0 | 0 | 6.01 | 1 | 0.7 | 1.6 | 1 | 0.61 | 5.92 | 1.66 | 1.15 | 1.79 | 1.18 | 0.61 | 6.14 | 1.07 | 0.49 | 1.17 | 1.06 | 0.67 | 6.92 | 0.83 | 0.8 | 0.68 | 1.02 | 0.56 | 3.78 | 4.6 | 4.27 | 2.89 | 1.55 | 0.69 | 6.19 | 1.74 | 1.5 | 1.15 | 1.1 | 0.58 | 6.17 | 1.25 | 2.69 | 1.43 | 0.33 | 0.33 | 4.58 | 1.2 | 0 | 0 | 0 | 0 | 34.2 | 24.6 | 24.4 | 20.9 | 16.5 | 23.5 | 33.2 | 25.7 | 15.4 | 16.5 | 19.9 | 21.3 | 35.7 | 26.1 | 23.4 | 20.7 | 23.7 | 26.4 | 34.6 | 22 | 23.4 | 20.4 | 21.9 | 21.2 | 34.5 | 23.1 | 21.8 | 17.8 | 14.8 | 16 | 35.1 | 25.9 | 26.3 | 20.9 | 20.5 | 24.4 | 34.7 | 23.2 | 22 | 19.6 | 9.1 | 14.7 | 35.2 | 23.1 | 0 | 0 | 0 | 0 | 2443 | 1542.4 | 1560.1 | 1343.2 | 1059.4 | 1491.2 | 2376.4 | 1617.8 | 906.7 | 1018 | 1263.5 | 1359.8 | 2558.5 | 1655.2 | 1495.3 | 1324.1 | 1510 | 1685.2 | 2416 | 1392.9 | 1489 | 1301.6 | 1375.6 | 1353.1 | 2616.5 | 1514.6 | 1407.2 | 1164.1 | 948.7 | 1005 | 2496.2 | 1626.8 | 1683.7 | 1326.4 | 1298.9 | 1531.1 | 2433.3 | 1434.7 | 1426.4 | 1231.6 | 579.8 | 925.8 | 2480.5 | 1456.4 | 0 | 0 | 0 | 0 | 0.29 | 0.11 | 0.1 | 0.11 | 0.08 | 0.1 | 0.28 | 0.13 | 0.1 | 0.11 | 0.1 | 0.09 | 0.29 | 0.12 | 0.09 | 0.1 | 0.11 | 0.1 | 0.32 | 0.1 | 0.1 | 0.08 | 0.11 | 0.08 | 0.21 | 0.19 | 0.18 | 0.13 | 0.09 | 0.08 | 0.3 | 0.14 | 0.12 | 0.1 | 0.1 | 0.1 | 0.3 | 0.12 | 0.14 | 0.11 | 0.04 | 0.06 | 0.27 | 0.11 | 0 | 0 | 0 | 0 | 0.034
| 6 | 255.2603 | 13.7054 | 1.867 | 256.1784 | 22.309 | 1466.6207 | 0.12464 | 66.0484 | 277.5693 | 1480.3261 | 1.9916 | 322.2268 | 521.5 | 208.3 | 185.8 | 196.4 | 155.4 | 183.3 | 512.1 | 247.1 | 140.8 | 179.6 | 185.7 | 181.5 | 506.1 | 251.2 | 198.1 | 219.4 | 217.9 | 211.1 | 560.4 | 198.9 | 205.9 | 173.8 | 185 | 167.6 | 417.5 | 339.1 | 315.3 | 241.8 | 166.9 | 140.6 | 498.9 | 277.1 | 254.9 | 187.1 | 186.4 | 178.3 | 531.9 | 217.3 | 148.9 | 169.3 | 74.1 | 50.9 | 468.5 | 215.6 | 0 | 0 | 0 | 0 | 41.4 | 7.5 | 5 | 9.8 | 6.8 | 4.9 | 41 | 11.7 | 7.4 | 12.1 | 8.4 | 4.9 | 40.1 | 8.8 | 4.3 | 9.5 | 7.9 | 5.3 | 48 | 7 | 6.5 | 4.9 | 6.7 | 4.3 | 24.7 | 26.7 | 26.4 | 18.8 | 10.7 | 5.2 | 40.1 | 13.2 | 10.8 | 7.7 | 8 | 4.4 | 42.6 | 9.1 | 17.2 | 7.9 | 2.4 | 2.8 | 32.8 | 9.2 | 0 | 0 | 0 | 0 | 5.92 | 0.95 | 0.58 | 1.31 | 0.89 | 0.56 | 5.86 | 1.58 | 1 | 1.69 | 1.1 | 0.58 | 5.73 | 1.11 | 0.46 | 1.24 | 1 | 0.6 | 6.91 | 0.88 | 0.8 | 0.59 | 0.85 | 0.5 | 3.41 | 3.78 | 3.76 | 2.65 | 1.47 | 0.66 | 5.74 | 1.78 | 1.41 | 0.99 | 1.04 | 0.5 | 6.1 | 1.21 | 2.39 | 1.04 | 0.3 | 0.32 | 4.67 | 1.22 | 0 | 0 | 0 | 0 | 33.6 | 21.6 | 20.7 | 17.7 | 14.9 | 20.5 | 32.8 | 23 | 13.3 | 14.1 | 17.8 | 20.1 | 32.7 | 26.1 | 22.9 | 21.2 | 22.5 | 23.8 | 33 | 20.6 | 22 | 19.1 | 19.2 | 18.8 | 34.3 | 21.8 | 19.2 | 15.8 | 13.1 | 14.6 | 31.7 | 25.7 | 24.7 | 18.6 | 18.2 | 20.5 | 34.2 | 21.4 | 19.2 | 16.1 | 7.8 | 13.8 | 34.6 | 21 | 0 | 0 | 0 | 0 | 2401.6 | 1352.2 | 1317.7 | 1140.6 | 955.4 | 1304.9 | 2337.7 | 1442.7 | 793.5 | 868 | 1127.6 | 1283.1 | 2343.4 | 1652.8 | 1462.8 | 1355.3 | 1431.3 | 1520.4 | 2310.2 | 1309.8 | 1399.8 | 1214.9 | 1214.5 | 1198.7 | 2600.7 | 1416.5 | 1232.3 | 1030 | 840.2 | 916.5 | 2257.4 | 1611.9 | 1584.1 | 1179.7 | 1154.5 | 1287.5 | 2392.4 | 1320 | 1249.8 | 1011.8 | 502 | 868.4 | 2422.5 | 1322.3 | 0 | 0 | 0 | 0 | 0.28 | 0.1 | 0.08 | 0.09 | 0.07 | 0.08 | 0.28 | 0.12 | 0.09 | 0.1 | 0.09 | 0.08 | 0.27 | 0.12 | 0.09 | 0.1 | 0.1 | 0.09 | 0.31 | 0.09 | 0.09 | 0.08 | 0.09 | 0.07 | 0.21 | 0.16 | 0.16 | 0.12 | 0.08 | 0.07 | 0.27 | 0.14 | 0.12 | 0.09 | 0.09 | 0.09 | 0.3 | 0.11 | 0.12 | 0.09 | 0.03 | 0.05 | 0.27 | 0.11 | 0 | 0 | 0 | 0 | 0.035
| 7 | 226.1349 | 12.4199 | 1.7002 | 226.9691 | 19.5224 | 1287.2914 | 0.1154 | 57.9152 | 245.6572 | 1299.7113 | 1.8156 | 284.8843 | 504.6 | 173.4 | 152.3 | 163.2 | 142.5 | 159.4 | 495 | 222.3 | 121.2 | 154.6 | 172.7 | 163.4 | 441.6 | 251.9 | 189 | 219.1 | 201.7 | 186.9 | 517.9 | 181 | 191.9 | 167.3 | 161.6 | 146.9 | 392 | 295.5 | 267.7 | 215.8 | 144.7 | 131.4 | 426.9 | 271.8 | 235.1 | 155.6 | 166.4 | 143 | 515.4 | 188.1 | 129.8 | 136.2 | 67.6 | 44.8 | 447.3 | 188.2 | 0 | 0 | 0 | 0 | 39.8 | 6.5 | 3.8 | 8.1 | 6.1 | 4.2 | 39.3 | 10.7 | 6.5 | 10.4 | 8 | 4.5 | 34.4 | 9 | 3.8 | 9.1 | 7 | 4.6 | 44.5 | 6.7 | 6.1 | 4.7 | 5.9 | 3.8 | 22.2 | 22.9 | 22.2 | 16.6 | 8.8 | 4.7 | 33.5 | 13.1 | 10 | 6.2 | 7.1 | 3.5 | 40.8 | 8.3 | 15.8 | 6.4 | 2.4 | 2.7 | 30.4 | 8.3 | 0 | 0 | 0 | 0 | 5.69 | 0.84 | 0.43 | 1.08 | 0.79 | 0.48 | 5.62 | 1.45 | 0.89 | 1.44 | 1.06 | 0.52 | 4.91 | 1.14 | 0.39 | 1.18 | 0.88 | 0.52 | 6.4 | 0.85 | 0.75 | 0.56 | 0.74 | 0.44 | 3.05 | 3.24 | 3.17 | 2.35 | 1.21 | 0.59 | 4.79 | 1.77 | 1.3 | 0.8 | 0.92 | 0.39 | 5.85 | 1.11 | 2.2 | 0.85 | 0.3 | 0.3 | 4.33 | 1.11 | 0 | 0 | 0 | 0 | 32.8 | 17.7 | 17.2 | 14.8 | 13.9 | 17.9 | 32 | 20.5 | 11.1 | 12.2 | 16.4 | 18.1 | 29.1 | 26 | 22.2 | 21.5 | 21.1 | 21.2 | 30.5 | 18.5 | 20.5 | 18.4 | 16.7 | 16.4 | 33.2 | 19.3 | 16.5 | 14.2 | 11.8 | 13.8 | 27.9 | 25.1 | 22.8 | 15.6 | 16.3 | 16.5 | 33.7 | 18.2 | 16.7 | 12.9 | 7 | 12.7 | 33.9 | 18 | 0 | 0 | 0 | 0 | 2345.3 | 1106.6 | 1094.7 | 950 | 886.9 | 1137.5 | 2280.3 | 1287.3 | 670.2 | 750.6 | 1038.6 | 1153.7 | 2083.1 | 1648.8 | 1413.7 | 1376.3 | 1340.5 | 1349.8 | 2117.9 | 1174.7 | 1300.9 | 1170.4 | 1061.2 | 1047.8 | 2510 | 1250.9 | 1053.2 | 925.7 | 752.3 | 867.6 | 1983 | 1575.6 | 1459.2 | 989.5 | 1033.3 | 1035 | 2338.5 | 1119.1 | 1086.6 | 811 | 448.4 | 797 | 2367.9 | 1135.9 | 0 | 0 | 0 | 0 | 0.27 | 0.09 | 0.07 | 0.08 | 0.07 | 0.07 | 0.27 | 0.11 | 0.07 | 0.09 | 0.08 | 0.07 | 0.24 | 0.12 | 0.08 | 0.1 | 0.09 | 0.08 | 0.29 | 0.08 | 0.09 | 0.08 | 0.08 | 0.07 | 0.19 | 0.14 | 0.14 | 0.1 | 0.07 | 0.07 | 0.23 | 0.13 | 0.11 | 0.07 | 0.08 | 0.07 | 0.29 | 0.1 | 0.11 | 0.07 | 0.03 | 0.05 | 0.26 | 0.09 | 0 | 0 | 0 | 0 | 0.035
| 8 | 209.9769 | 11.8653 | 1.6315 | 210.7759 | 17.8357 | 1177.3901 | 0.10447 | 52.9504 | 227.8125 | 1189.2554 | 1.736 | 263.7263 | 504.6 | 144.4 | 132.6 | 154.1 | 125.8 | 145.7 | 495 | 203.7 | 108.4 | 133.4 | 159 | 154.2 | 405.4 | 250.5 | 187.1 | 225.9 | 196.2 | 171.7 | 484 | 163.9 | 183.8 | 147.8 | 144.8 | 136.7 | 392.2 | 277.2 | 257.3 | 205.8 | 144.1 | 129.1 | 391.1 | 269 | 217.1 | 135.4 | 148.9 | 116.6 | 506.1 | 166.4 | 115.7 | 128.1 | 66.7 | 44.9 | 442.7 | 167.5 | 0 | 0 | 0 | 0 | 40.3 | 5.2 | 3.3 | 7.7 | 5.1 | 3.8 | 39.6 | 9.5 | 5.7 | 8.7 | 7.2 | 4.2 | 31.9 | 8.8 | 4 | 9.6 | 6.6 | 4.2 | 40.9 | 5.7 | 5.8 | 4.2 | 4.8 | 3.4 | 23.6 | 21.5 | 22.1 | 16.4 | 9.4 | 4.8 | 31 | 12.9 | 8.7 | 5.4 | 6.3 | 2.8 | 39.9 | 7 | 14.6 | 6.5 | 2.1 | 2.5 | 30.4 | 7.2 | 0 | 0 | 0 | 0 | 5.77 | 0.67 | 0.37 | 1.03 | 0.65 | 0.43 | 5.67 | 1.28 | 0.77 | 1.21 | 0.95 | 0.49 | 4.55 | 1.11 | 0.43 | 1.25 | 0.82 | 0.47 | 5.89 | 0.72 | 0.71 | 0.5 | 0.59 | 0.38 | 3.27 | 3.05 | 3.15 | 2.32 | 1.3 | 0.61 | 4.44 | 1.74 | 1.12 | 0.7 | 0.81 | 0.31 | 5.71 | 0.93 | 2.04 | 0.87 | 0.26 | 0.27 | 4.33 | 0.95 | 0 | 0 | 0 | 0 | 32.3 | 15 | 15 | 13.9 | 12.5 | 16.4 | 31.7 | 19.1 | 10.1 | 10.7 | 15.2 | 17.1 | 26.5 | 26 | 21.6 | 22 | 20.7 | 19.5 | 29.1 | 17 | 19.7 | 16.2 | 15.3 | 15.4 | 32 | 18.1 | 15.2 | 13 | 11.2 | 13.4 | 25.4 | 24.9 | 21.5 | 13.6 | 14.7 | 13.5 | 33.2 | 16.5 | 15.1 | 11.7 | 7.1 | 12.9 | 33.3 | 16.2 | 0 | 0 | 0 | 0 | 2300.2 | 932.7 | 954.5 | 895.2 | 798.5 | 1042.7 | 2250.2 | 1193.9 | 607.2 | 657.8 | 962.5 | 1091.8 | 1885.5 | 1646.9 | 1382.1 | 1408.1 | 1315 | 1242.8 | 2020.8 | 1080 | 1247.9 | 1033.5 | 975.8 | 985.1 | 2400.3 | 1171.4 | 973.9 | 853.3 | 715.6 | 841.4 | 1788.9 | 1563.5 | 1374.4 | 862.2 | 929.9 | 847 | 2309.1 | 1007.3 | 984.7 | 736.4 | 454.4 | 809.1 | 2312.1 | 1022.7 | 0 | 0 | 0 | 0 | 0.27 | 0.07 | 0.06 | 0.07 | 0.06 | 0.07 | 0.27 | 0.1 | 0.06 | 0.08 | 0.08 | 0.07 | 0.22 | 0.12 | 0.08 | 0.1 | 0.09 | 0.08 | 0.27 | 0.08 | 0.09 | 0.07 | 0.07 | 0.06 | 0.2 | 0.14 | 0.13 | 0.1 | 0.07 | 0.07 | 0.22 | 0.13 | 0.1 | 0.07 | 0.07 | 0.06 | 0.29 | 0.09 | 0.1 | 0.07 | 0.03 | 0.05 | 0.26 | 0.08 | 0 | 0 | 0 | 0 | 0.036
| 9 | 200.4751 | 11.126 | 1.5271 | 201.2235 | 17.2274 | 1137.7946 | 0.10447 | 51.1622 | 217.7024 | 1148.9206 | 1.6315 | 252.3857 | 490.7 | 132.5 | 126.2 | 144.7 | 125.8 | 139.4 | 483.7 | 201.1 | 99.3 | 129.5 | 158 | 149.1 | 377.3 | 255.8 | 189.5 | 234.1 | 198.1 | 167.4 | 476.9 | 156.8 | 183.7 | 154.1 | 140.8 | 133.7 | 385.9 | 261.3 | 249.1 | 203.9 | 142.6 | 123.8 | 369.4 | 274.2 | 210.9 | 131.7 | 139.7 | 110.2 | 497.7 | 162.3 | 110.7 | 125.7 | 71.5 | 45.5 | 429.3 | 162.4 | 0 | 0 | 0 | 0 | 37.9 | 4.8 | 3.1 | 7.1 | 5.1 | 3.6 | 37.8 | 9.4 | 5 | 8.4 | 7 | 4 | 28.5 | 9.6 | 4.3 | 10.4 | 6.8 | 4.1 | 41 | 5.9 | 5.9 | 4.6 | 4.7 | 3.4 | 22.9 | 19.7 | 20.9 | 16.1 | 9 | 4.4 | 28.6 | 13.3 | 8.6 | 5.4 | 5.9 | 2.6 | 38.6 | 6.8 | 14.2 | 6.4 | 2.4 | 2.7 | 27.9 | 7.1 | 0 | 0 | 0 | 0 | 5.42 | 0.61 | 0.35 | 0.95 | 0.65 | 0.41 | 5.4 | 1.26 | 0.67 | 1.17 | 0.92 | 0.47 | 4.07 | 1.22 | 0.47 | 1.36 | 0.85 | 0.45 | 5.92 | 0.75 | 0.72 | 0.55 | 0.58 | 0.39 | 3.18 | 2.79 | 2.98 | 2.27 | 1.25 | 0.56 | 4.09 | 1.8 | 1.11 | 0.7 | 0.77 | 0.29 | 5.53 | 0.91 | 1.99 | 0.86 | 0.29 | 0.29 | 3.97 | 0.94 | 0 | 0 | 0 | 0 | 32.7 | 13.7 | 14.3 | 13.2 | 12.5 | 15.7 | 31.9 | 18.8 | 9.5 | 10.5 | 15.3 | 16.6 | 25.8 | 26 | 21.7 | 22.4 | 20.8 | 19 | 28.1 | 16 | 19.6 | 16.7 | 14.9 | 15 | 31.7 | 17.5 | 15.1 | 13 | 11.3 | 13.1 | 24.7 | 25.2 | 20.8 | 13.1 | 13.7 | 12.8 | 33.3 | 16 | 14.5 | 11.5 | 7.5 | 13.1 | 33.8 | 15.6 | 0 | 0 | 0 | 0 | 2318.1 | 855.5 | 908.3 | 847.6 | 798.8 | 1000 | 2258.3 | 1182.6 | 570.1 | 642.6 | 965.3 | 1057.3 | 1824.1 | 1652.4 | 1386.2 | 1435.1 | 1320.3 | 1212.4 | 1929.6 | 1012.4 | 1244.7 | 1066.9 | 948.5 | 958.9 | 2375.2 | 1132.4 | 969.1 | 854.4 | 720.6 | 816.6 | 1725.4 | 1585.7 | 1328 | 832.2 | 869.3 | 800.8 | 2306.7 | 981.3 | 945.9 | 723.2 | 483.7 | 825.3 | 2342.6 | 986.2 | 0 | 0 | 0 | 0 | 0.27 | 0.07 | 0.06 | 0.07 | 0.06 | 0.06 | 0.27 | 0.1 | 0.06 | 0.08 | 0.08 | 0.07 | 0.21 | 0.12 | 0.08 | 0.11 | 0.09 | 0.08 | 0.27 | 0.07 | 0.08 | 0.07 | 0.06 | 0.06 | 0.2 | 0.13 | 0.13 | 0.1 | 0.07 | 0.06 | 0.21 | 0.14 | 0.1 | 0.06 | 0.07 | 0.06 | 0.29 | 0.09 | 0.1 | 0.06 | 0.03 | 0.05 | 0.26 | 0.08 | 0 | 0 | 0 | 0 | 0.037
| 10 | 200.0946 | 11.0215 | 1.5098 | 200.8352 | 17.3027 | 1138.3022 | 0.10635 | 51.2531 | 217.3973 | 1149.3238 | 1.6161 | 252.0883 | 490.9 | 134.3 | 124.7 | 142.1 | 125.6 | 136.6 | 478.3 | 200.8 | 98.3 | 133.8 | 159.3 | 148.6 | 375.8 | 258.5 | 189.2 | 232.9 | 200.3 | 170 | 474.5 | 156.7 | 179.1 | 160 | 140.8 | 130.7 | 375.3 | 257 | 248.7 | 208.7 | 138.9 | 123.7 | 365.2 | 277.4 | 209.7 | 127.2 | 136.5 | 106 | 497.6 | 165 | 108.9 | 118.4 | 75.3 | 44.9 | 421.7 | 163.8 | 0 | 0 | 0 | 0 | 37.5 | 4.9 | 3.1 | 6.9 | 4.9 | 3.5 | 36.6 | 9.6 | 4.9 | 8.7 | 7.2 | 4 | 28.1 | 10 | 4.2 | 10.2 | 7 | 4.2 | 40.9 | 5.8 | 5.7 | 4.5 | 4.7 | 3.2 | 21 | 19.2 | 20.8 | 16.3 | 8.7 | 4.5 | 27.6 | 13.8 | 8.4 | 4.9 | 5.7 | 2.6 | 38.1 | 7 | 14.2 | 5.9 | 2.5 | 2.6 | 26.7 | 7.2 | 0 | 0 | 0 | 0 | 5.37 | 0.62 | 0.35 | 0.91 | 0.62 | 0.4 | 5.24 | 1.29 | 0.67 | 1.2 | 0.95 | 0.46 | 4.01 | 1.29 | 0.46 | 1.34 | 0.88 | 0.48 | 5.9 | 0.74 | 0.7 | 0.54 | 0.58 | 0.36 | 2.89 | 2.71 | 2.96 | 2.3 | 1.2 | 0.56 | 3.95 | 1.86 | 1.08 | 0.63 | 0.74 | 0.29 | 5.48 | 0.94 | 1.99 | 0.79 | 0.31 | 0.29 | 3.79 | 0.96 | 0 | 0 | 0 | 0 | 33.2 | 13.9 | 14.1 | 13 | 12.7 | 15.4 | 32.3 | 18.6 | 9.3 | 10.8 | 15.2 | 16.5 | 26.1 | 26 | 21.8 | 22.4 | 20.9 | 19.3 | 28 | 16 | 19.1 | 17.6 | 14.8 | 14.8 | 32.2 | 17.4 | 15.1 | 13.5 | 11.1 | 13 | 25.2 | 25.2 | 20.8 | 13 | 13.5 | 12.3 | 33.9 | 16.3 | 14.4 | 11 | 7.9 | 12.7 | 34 | 15.7 | 0 | 0 | 0 | 0 | 2328.9 | 866 | 896.3 | 837.2 | 806.8 | 979.6 | 2262.2 | 1169.2 | 563 | 666 | 965.4 | 1055 | 1822.6 | 1651.2 | 1388.3 | 1433 | 1330 | 1226.9 | 1898 | 1015.4 | 1212.7 | 1118.9 | 947 | 944 | 2400 | 1124.7 | 971.8 | 885.8 | 708.2 | 814 | 1735 | 1589.4 | 1330.5 | 820 | 855.9 | 767 | 2310 | 990.8 | 937 | 687.8 | 508.1 | 800.8 | 2340 | 991 | 0 | 0 | 0 | 0 | 0.28 | 0.07 | 0.06 | 0.07 | 0.06 | 0.06 | 0.27 | 0.1 | 0.06 | 0.08 | 0.08 | 0.07 | 0.22 | 0.12 | 0.08 | 0.11 | 0.09 | 0.08 | 0.27 | 0.07 | 0.08 | 0.07 | 0.06 | 0.06 | 0.19 | 0.13 | 0.13 | 0.1 | 0.07 | 0.06 | 0.21 | 0.14 | 0.1 | 0.06 | 0.07 | 0.05 | 0.29 | 0.09 | 0.09 | 0.06 | 0.03 | 0.05 | 0.26 | 0.08 | 0 | 0 | 0 | 0 | 0.037
| 11 | 200.4212 | 10.9203 | 1.5006 | 201.1563 | 17.4718 | 1142.7591 | 0.10823 | 51.5556 | 217.893 | 1153.6794 | 1.6089 | 252.7119 | 493.2 | 133.8 | 124.5 | 143.3 | 123.4 | 138.5 | 479.7 | 202.1 | 105.6 | 133.6 | 155.3 | 157.3 | 377.2 | 259.3 | 187.9 | 231.5 | 197.3 | 167.6 | 467.9 | 155.1 | 179.4 | 150.6 | 140.2 | 133.6 | 380.5 | 255.7 | 244 | 213.4 | 139.3 | 124.3 | 367.6 | 279.5 | 209.8 | 124.7 | 134.8 | 102.9 | 502.7 | 162.9 | 108.5 | 122 | 73.7 | 38.7 | 428.3 | 164 | 0 | 0 | 0 | 0 | 37.3 | 4.6 | 3.1 | 7 | 4.9 | 3.5 | 36.3 | 9.9 | 5.6 | 8.7 | 6.8 | 4.2 | 27.4 | 10.4 | 4.1 | 10.4 | 6.8 | 4 | 39.3 | 5.7 | 5.7 | 4.3 | 4.8 | 3.3 | 21.3 | 18.7 | 20.3 | 16.6 | 8.7 | 4.3 | 27.3 | 14.2 | 8.6 | 4.8 | 5.7 | 2.5 | 38.5 | 6.9 | 14.2 | 6.2 | 2.4 | 2.3 | 27.5 | 7.2 | 0 | 0 | 0 | 0 | 5.34 | 0.59 | 0.35 | 0.93 | 0.63 | 0.4 | 5.21 | 1.33 | 0.77 | 1.21 | 0.89 | 0.48 | 3.93 | 1.35 | 0.45 | 1.36 | 0.85 | 0.45 | 5.67 | 0.73 | 0.71 | 0.51 | 0.6 | 0.37 | 2.94 | 2.64 | 2.89 | 2.34 | 1.2 | 0.54 | 3.92 | 1.93 | 1.12 | 0.61 | 0.74 | 0.28 | 5.54 | 0.92 | 1.99 | 0.83 | 0.29 | 0.25 | 3.92 | 0.95 | 0 | 0 | 0 | 0 | 34 | 14 | 14.1 | 13.1 | 12.3 | 15.6 | 33 | 18.5 | 9.6 | 10.7 | 15.1 | 17.5 | 27 | 25.7 | 21.7 | 22 | 20.7 | 19.1 | 28.7 | 15.9 | 19.1 | 16.5 | 14.7 | 15.1 | 32.7 | 17.7 | 14.9 | 13.9 | 11.1 | 13.2 | 25.9 | 25.1 | 20.6 | 12.7 | 13.3 | 11.9 | 34.4 | 16.1 | 14.4 | 11.2 | 7.8 | 11.6 | 34.4 | 15.8 | 0 | 0 | 0 | 0 | 2342.3 | 874.4 | 897.5 | 840.9 | 787.2 | 994.1 | 2269.5 | 1163.8 | 586.9 | 661.5 | 954.1 | 1119.9 | 1855.8 | 1631.9 | 1383.1 | 1411.2 | 1314.7 | 1214.6 | 1930.6 | 1007.6 | 1213.9 | 1050.4 | 936.7 | 965.1 | 2415 | 1141.5 | 958.5 | 909.7 | 711.5 | 826.4 | 1748.3 | 1580.6 | 1317.6 | 804.7 | 839.7 | 744.5 | 2313 | 978.3 | 936.2 | 702 | 502 | 727.1 | 2325.9 | 992.7 | 0 | 0 | 0 | 0 | 0.29 | 0.07 | 0.06 | 0.07 | 0.06 | 0.06 | 0.28 | 0.1 | 0.06 | 0.07 | 0.08 | 0.07 | 0.22 | 0.12 | 0.08 | 0.11 | 0.09 | 0.08 | 0.28 | 0.07 | 0.08 | 0.07 | 0.06 | 0.06 | 0.2 | 0.12 | 0.13 | 0.1 | 0.07 | 0.06 | 0.22 | 0.14 | 0.1 | 0.06 | 0.07 | 0.05 | 0.31 | 0.09 | 0.09 | 0.06 | 0.03 | 0.04 | 0.27 | 0.08 | 0 | 0 | 0 | 0 | 0.037
| 12 | 200.6288 | 10.7618 | 1.4793 | 201.3534 | 17.6669 | 1151.0515 | 0.10823 | 51.9978 | 218.2957 | 1161.8133 | 1.5876 | 253.3511 | 491 | 136.2 | 125.4 | 142.8 | 121.2 | 141.7 | 475.2 | 200.5 | 101.5 | 134.5 | 161 | 156.9 | 385.7 | 257.8 | 185.8 | 228.5 | 197.3 | 169.2 | 475.6 | 157.5 | 177.7 | 160 | 143.8 | 136.2 | 375.1 | 253.3 | 249.5 | 206.9 | 136.9 | 121.6 | 370.5 | 281 | 208.9 | 125.8 | 133.8 | 102.6 | 500.2 | 163.7 | 109.1 | 123.1 | 73.6 | 44.5 | 429.2 | 168.2 | 0 | 0 | 0 | 0 | 36.2 | 4.8 | 3.1 | 7 | 4.8 | 3.6 | 35 | 9.9 | 5.3 | 8.7 | 7.1 | 4.1 | 28.2 | 10.4 | 4 | 10 | 6.9 | 4.1 | 39.5 | 5.8 | 5.7 | 4.7 | 4.8 | 3.3 | 19.8 | 18.2 | 20.8 | 15.9 | 8.5 | 4.2 | 27.1 | 14.7 | 8.4 | 4.9 | 5.7 | 2.5 | 37.6 | 6.9 | 14.2 | 6.1 | 2.3 | 2.6 | 27 | 7.4 | 0 | 0 | 0 | 0 | 5.19 | 0.61 | 0.35 | 0.94 | 0.62 | 0.41 | 5.01 | 1.33 | 0.72 | 1.21 | 0.94 | 0.47 | 4.04 | 1.35 | 0.43 | 1.31 | 0.87 | 0.46 | 5.71 | 0.74 | 0.7 | 0.57 | 0.6 | 0.38 | 2.73 | 2.56 | 2.96 | 2.25 | 1.17 | 0.52 | 3.89 | 1.99 | 1.09 | 0.63 | 0.74 | 0.28 | 5.4 | 0.92 | 1.98 | 0.82 | 0.28 | 0.28 | 3.85 | 0.97 | 0 | 0 | 0 | 0 | 34.8 | 14.2 | 14.2 | 13 | 12.1 | 16 | 33.8 | 18.4 | 9.3 | 10.9 | 15.5 | 17.6 | 27.6 | 25.6 | 21.5 | 21.9 | 20.6 | 19.2 | 29.6 | 16.1 | 18.9 | 17.4 | 15.1 | 15.4 | 33.5 | 17.8 | 15.2 | 13.6 | 11 | 13 | 26.6 | 24.9 | 20.6 | 12.7 | 13.1 | 11.9 | 35 | 16.2 | 14.5 | 11.4 | 7.9 | 12.7 | 35 | 16.2 | 0 | 0 | 0 | 0 | 2374 | 885.4 | 903.8 | 835 | 773.2 | 1018.3 | 2297.2 | 1152.9 | 568.5 | 669.2 | 985.7 | 1122 | 1877.9 | 1616 | 1370.3 | 1405.5 | 1309 | 1224.7 | 1979 | 1021.9 | 1201.2 | 1108.9 | 965.4 | 983 | 2437.1 | 1150.3 | 979 | 889.3 | 704.5 | 810.6 | 1781.9 | 1569.9 | 1320.7 | 805.8 | 831.6 | 742.5 | 2340.1 | 983.9 | 945.9 | 715.8 | 505.1 | 796.4 | 2348.8 | 1019.8 | 0 | 0 | 0 | 0 | 0.29 | 0.07 | 0.06 | 0.07 | 0.06 | 0.06 | 0.29 | 0.1 | 0.06 | 0.08 | 0.08 | 0.07 | 0.23 | 0.12 | 0.08 | 0.11 | 0.09 | 0.08 | 0.28 | 0.07 | 0.08 | 0.07 | 0.07 | 0.06 | 0.21 | 0.12 | 0.13 | 0.1 | 0.07 | 0.06 | 0.23 | 0.14 | 0.1 | 0.06 | 0.06 | 0.05 | 0.31 | 0.09 | 0.09 | 0.06 | 0.03 | 0.05 | 0.28 | 0.08 | 0 | 0 | 0 | 0 | 0.037
| 13 | 200.6864 | 10.6224 | 1.4588 | 201.4011 | 17.7892 | 1157.3078 | 0.10935 | 52.3069 | 218.4756 | 1167.9303 | 1.5681 | 253.708 | 491.4 | 135.7 | 125.9 | 143.1 | 120.4 | 139.1 | 477.3 | 199.7 | 103.4 | 134.7 | 155.5 | 145.7 | 385.5 | 255.1 | 183.8 | 222.8 | 197 | 169.6 | 474.2 | 156.2 | 177.1 | 152.6 | 142.6 | 136.5 | 372.4 | 246.6 | 245 | 213.1 | 139.6 | 125.1 | 367.6 | 278.2 | 209.1 | 125.7 | 134.9 | 104.4 | 499.5 | 161.9 | 108.9 | 124.1 | 69.6 | 46.9 | 431.7 | 165 | 0 | 0 | 0 | 0 | 35.8 | 4.6 | 3.1 | 7 | 4.7 | 3.5 | 34.9 | 9.9 | 5.3 | 8.8 | 6.7 | 3.8 | 27.6 | 10.2 | 4.1 | 9.5 | 6.9 | 4.1 | 38.7 | 5.7 | 5.6 | 4.5 | 4.8 | 3.4 | 18.8 | 17.4 | 20.2 | 16.5 | 8.7 | 4.3 | 26.3 | 14.4 | 8.5 | 5 | 5.9 | 2.5 | 37.2 | 6.7 | 14.1 | 6.3 | 2.2 | 2.7 | 27.2 | 7 | 0 | 0 | 0 | 0 | 5.13 | 0.59 | 0.35 | 0.93 | 0.6 | 0.4 | 5 | 1.34 | 0.72 | 1.22 | 0.88 | 0.43 | 3.95 | 1.33 | 0.44 | 1.24 | 0.87 | 0.46 | 5.58 | 0.73 | 0.68 | 0.54 | 0.6 | 0.38 | 2.6 | 2.44 | 2.86 | 2.33 | 1.2 | 0.53 | 3.77 | 1.95 | 1.11 | 0.64 | 0.77 | 0.29 | 5.35 | 0.9 | 1.97 | 0.85 | 0.27 | 0.29 | 3.89 | 0.93 | 0 | 0 | 0 | 0 | 35.3 | 14.3 | 14.2 | 13 | 12.1 | 15.7 | 34.2 | 18.2 | 9.6 | 10.8 | 15.2 | 16.3 | 28.2 | 25.4 | 21.2 | 21.7 | 20.5 | 19.3 | 30.3 | 16 | 19 | 16.6 | 15 | 15.4 | 34.1 | 17.7 | 15.2 | 13.9 | 11.1 | 13.4 | 27 | 24.8 | 20.6 | 12.7 | 13.1 | 12.1 | 35.2 | 16.2 | 14.5 | 11.4 | 7.4 | 13 | 35.1 | 16.2 | 0 | 0 | 0 | 0 | 2394.7 | 888.1 | 907 | 838.9 | 773.2 | 1001.5 | 2316.6 | 1144.5 | 587.8 | 664.7 | 959.3 | 1040.8 | 1903.2 | 1601.7 | 1349.3 | 1385.5 | 1304.5 | 1228.7 | 2010.4 | 1013.6 | 1203.8 | 1058.5 | 956.3 | 985.2 | 2461.3 | 1138.1 | 978.5 | 910.1 | 712.9 | 836.4 | 1807 | 1561 | 1316.1 | 804 | 831.4 | 755.2 | 2357.4 | 973.2 | 943.3 | 713.9 | 475.5 | 817.7 | 2358.6 | 1006.6 | 0 | 0 | 0 | 0 | 0.3 | 0.07 | 0.06 | 0.07 | 0.05 | 0.06 | 0.29 | 0.1 | 0.06 | 0.08 | 0.08 | 0.06 | 0.24 | 0.12 | 0.08 | 0.1 | 0.09 | 0.08 | 0.29 | 0.07 | 0.08 | 0.07 | 0.06 | 0.06 | 0.21 | 0.12 | 0.13 | 0.1 | 0.07 | 0.06 | 0.23 | 0.14 | 0.1 | 0.06 | 0.07 | 0.05 | 0.31 | 0.09 | 0.09 | 0.06 | 0.03 | 0.05 | 0.28 | 0.08 | 0 | 0 | 0 | 0 | 0.037
| 14 | 204.0156 | 10.801 | 1.488 | 204.7437 | 18.1119 | 1173.1571 | 0.11012 | 53.1021 | 222.1276 | 1183.9581 | 1.5981 | 257.8458 | 490.6 | 141.2 | 128.1 | 148.1 | 124.9 | 143.7 | 477.4 | 199.7 | 110 | 141.1 | 157.8 | 144.8 | 384.7 | 254.7 | 184.1 | 223.8 | 194.8 | 169.4 | 477.7 | 156.2 | 177.9 | 155.3 | 141.7 | 137.8 | 375.3 | 250.4 | 239.8 | 207.9 | 142.1 | 125.1 | 372.5 | 279.1 | 210.6 | 126.7 | 137.9 | 106 | 500.4 | 164.3 | 109.9 | 126.3 | 71.2 | 44.5 | 435 | 164.2 | 0 | 0 | 0 | 0 | 35.5 | 5 | 3.1 | 7.4 | 5.2 | 3.6 | 34.5 | 9.9 | 5.8 | 9.4 | 7 | 3.7 | 26.8 | 10 | 4 | 9.8 | 6.8 | 4.1 | 38.8 | 5.8 | 5.7 | 4.7 | 4.7 | 3.4 | 18.6 | 17.6 | 19.4 | 16 | 8.8 | 4.2 | 26.4 | 14.4 | 8.8 | 5 | 5.9 | 2.6 | 37.1 | 6.9 | 14.4 | 6.5 | 2.2 | 2.5 | 27.7 | 6.9 | 0 | 0 | 0 | 0 | 5.1 | 0.65 | 0.35 | 0.99 | 0.67 | 0.42 | 4.96 | 1.33 | 0.78 | 1.32 | 0.93 | 0.42 | 3.84 | 1.29 | 0.43 | 1.28 | 0.86 | 0.46 | 5.6 | 0.74 | 0.7 | 0.57 | 0.58 | 0.38 | 2.56 | 2.47 | 2.75 | 2.26 | 1.21 | 0.53 | 3.8 | 1.96 | 1.14 | 0.64 | 0.78 | 0.29 | 5.34 | 0.92 | 2.01 | 0.87 | 0.26 | 0.27 | 3.95 | 0.91 | 0 | 0 | 0 | 0 | 35.5 | 14.7 | 14.5 | 13.4 | 12.3 | 16.2 | 34.6 | 18.2 | 10.1 | 11.1 | 15.2 | 16.3 | 28.9 | 25.6 | 21.3 | 21.5 | 20.3 | 19.3 | 30.8 | 16 | 19 | 16.8 | 15 | 15.6 | 34.7 | 18 | 15.2 | 13.6 | 11.4 | 13.4 | 27.6 | 25 | 20.6 | 12.8 | 13.5 | 12.3 | 35.5 | 16.4 | 14.5 | 11.5 | 7.7 | 12.5 | 35.2 | 16.1 | 0 | 0 | 0 | 0 | 2390.9 | 911.8 | 926.7 | 859 | 784.6 | 1032.1 | 2328.3 | 1149.6 | 617.1 | 684.9 | 962.1 | 1037 | 1942.6 | 1612 | 1357 | 1378.3 | 1291.7 | 1225.9 | 2025.1 | 1010 | 1202.5 | 1069.8 | 953.9 | 993.8 | 2496.7 | 1158.4 | 976.4 | 893.1 | 731.8 | 837.8 | 1831.3 | 1562.4 | 1315.9 | 812.3 | 853.5 | 767 | 2362 | 985.5 | 948.1 | 721.5 | 492.8 | 784.9 | 2358.2 | 1005 | 0 | 0 | 0 | 0 | 0.3 | 0.07 | 0.06 | 0.07 | 0.06 | 0.06 | 0.29 | 0.1 | 0.06 | 0.08 | 0.08 | 0.06 | 0.24 | 0.12 | 0.08 | 0.1 | 0.09 | 0.08 | 0.29 | 0.07 | 0.08 | 0.07 | 0.06 | 0.06 | 0.22 | 0.12 | 0.12 | 0.1 | 0.07 | 0.06 | 0.24 | 0.14 | 0.1 | 0.06 | 0.07 | 0.05 | 0.31 | 0.09 | 0.1 | 0.06 | 0.03 | 0.05 | 0.28 | 0.08 | 0 | 0 | 0 | 0 | 0.038
| 15 | 216.0019 | 11.3518 | 1.5607 | 216.7662 | 19.2401 | 1246.404 | 0.1141 | 56.4141 | 235.242 | 1257.7558 | 1.6748 | 273.1803 | 501.5 | 150 | 138.1 | 166.8 | 139.2 | 157.3 | 490.1 | 210.4 | 122.7 | 149.3 | 164.6 | 160.3 | 410.9 | 259.1 | 188.1 | 227.7 | 201.1 | 178.9 | 493.4 | 163.8 | 183.2 | 165.2 | 154.4 | 153.5 | 377.2 | 266.5 | 253.5 | 223.9 | 155.4 | 133.4 | 398.3 | 287 | 216.6 | 143.8 | 150.3 | 125.2 | 509.1 | 174.8 | 119.8 | 142.2 | 78.7 | 49.8 | 438.9 | 175.4 | 0 | 0 | 0 | 0 | 36.6 | 5.1 | 3.4 | 8.3 | 5.9 | 4 | 35.9 | 10.1 | 6.6 | 9.6 | 7.1 | 4.3 | 29.1 | 10.3 | 4.2 | 9.9 | 6.9 | 4.3 | 40.1 | 5.8 | 5.7 | 4.8 | 5.3 | 3.9 | 17.9 | 18.9 | 20.4 | 16.8 | 9.5 | 4.4 | 28.7 | 15.1 | 8.9 | 5.6 | 6.2 | 3 | 37.9 | 7.3 | 15 | 7.2 | 2.4 | 2.6 | 27.6 | 7.3 | 0 | 0 | 0 | 0 | 5.26 | 0.65 | 0.39 | 1.11 | 0.77 | 0.46 | 5.15 | 1.36 | 0.89 | 1.33 | 0.93 | 0.5 | 4.17 | 1.34 | 0.46 | 1.3 | 0.87 | 0.47 | 5.79 | 0.74 | 0.7 | 0.58 | 0.67 | 0.44 | 2.45 | 2.66 | 2.9 | 2.36 | 1.3 | 0.54 | 4.12 | 2.06 | 1.16 | 0.72 | 0.8 | 0.34 | 5.46 | 0.97 | 2.09 | 0.96 | 0.28 | 0.29 | 3.94 | 0.96 | 0 | 0 | 0 | 0 | 36 | 15.8 | 15.6 | 15.1 | 13.6 | 17.7 | 35.1 | 19.4 | 11.2 | 12.1 | 16.1 | 17.8 | 30.4 | 25.9 | 21.7 | 21.9 | 21 | 20.4 | 31.7 | 17 | 19.7 | 18 | 16.1 | 17.3 | 35.7 | 19 | 16.2 | 15.1 | 12.6 | 14.3 | 29.1 | 25.4 | 21.2 | 14.6 | 14.9 | 14.4 | 36 | 17.4 | 15.5 | 13 | 8.5 | 13.4 | 35.9 | 17.4 | 0 | 0 | 0 | 0 | 2421.9 | 985.9 | 995.7 | 970.2 | 868.1 | 1127.2 | 2360 | 1224.3 | 682.6 | 748.8 | 1018.6 | 1137.3 | 2040.5 | 1633.2 | 1380.6 | 1401 | 1338.7 | 1300.7 | 2087.2 | 1073.5 | 1249.3 | 1148.1 | 1028.1 | 1102.6 | 2563.3 | 1220.1 | 1035.7 | 988.2 | 806.8 | 900 | 1935 | 1590 | 1358 | 923.7 | 944.6 | 906.9 | 2387 | 1055.5 | 1012.2 | 819.9 | 545.2 | 842.8 | 2400.3 | 1080.5 | 0 | 0 | 0 | 0 | 0.31 | 0.07 | 0.06 | 0.08 | 0.06 | 0.07 | 0.3 | 0.1 | 0.07 | 0.08 | 0.08 | 0.07 | 0.26 | 0.12 | 0.08 | 0.11 | 0.09 | 0.08 | 0.31 | 0.08 | 0.08 | 0.07 | 0.07 | 0.07 | 0.22 | 0.13 | 0.13 | 0.11 | 0.08 | 0.07 | 0.25 | 0.15 | 0.1 | 0.07 | 0.07 | 0.06 | 0.32 | 0.1 | 0.1 | 0.07 | 0.04 | 0.05 | 0.28 | 0.09 | 0 | 0 | 0 | 0 | 0.038
| 16 | 245.6463 | 12.7008 | 1.7375 | 246.4991 | 22.0219 | 1427.6037 | 0.12957 | 64.5999 | 267.6682 | 1440.3045 | 1.867 | 311.0989 | 511.9 | 186.3 | 170.4 | 206.1 | 156.8 | 189.9 | 503.1 | 244 | 141.8 | 190.1 | 200.6 | 186.2 | 462.2 | 266.4 | 200.9 | 238.9 | 216.1 | 200.9 | 538.4 | 181.4 | 208.8 | 177.5 | 181.8 | 186.1 | 372.4 | 304.8 | 263.3 | 249.3 | 177.6 | 157.5 | 452.7 | 296.5 | 240.2 | 183.7 | 181.9 | 170.1 | 523.3 | 205.4 | 144 | 178.5 | 103.5 | 61.8 | 461.2 | 206.6 | 0 | 0 | 0 | 0 | 37.3 | 6.5 | 4.2 | 11 | 6.7 | 4.7 | 36.8 | 11.9 | 7.8 | 13 | 8.7 | 5 | 33.3 | 10.6 | 4.4 | 10.5 | 7.6 | 4.8 | 44.7 | 6.2 | 6.9 | 5.4 | 6.7 | 4.7 | 14.9 | 21.6 | 19.2 | 17.3 | 9.9 | 5.1 | 32.7 | 15.4 | 10 | 7.4 | 7.4 | 4.2 | 39 | 8.6 | 15.7 | 8.8 | 3.1 | 3.1 | 29.7 | 8.5 | 0 | 0 | 0 | 0 | 5.36 | 0.83 | 0.48 | 1.48 | 0.87 | 0.53 | 5.28 | 1.6 | 1.06 | 1.81 | 1.14 | 0.58 | 4.78 | 1.37 | 0.47 | 1.37 | 0.95 | 0.54 | 6.47 | 0.78 | 0.86 | 0.65 | 0.85 | 0.54 | 2.01 | 3.04 | 2.7 | 2.42 | 1.35 | 0.63 | 4.7 | 2.1 | 1.3 | 0.96 | 0.96 | 0.47 | 5.61 | 1.14 | 2.18 | 1.17 | 0.37 | 0.34 | 4.25 | 1.12 | 0 | 0 | 0 | 0 | 36.7 | 19.5 | 19.2 | 18 | 15.2 | 21.5 | 36 | 22.4 | 12.9 | 14.5 | 19.4 | 20.7 | 33.5 | 26.6 | 23.2 | 22.9 | 22.5 | 22.9 | 33.6 | 19 | 22 | 19.1 | 18.7 | 20.9 | 37.8 | 21.7 | 18.6 | 18 | 15.2 | 16.9 | 32.8 | 26.4 | 23.5 | 18.3 | 18.1 | 19.5 | 36.9 | 20.3 | 18.3 | 16.5 | 11.2 | 15.6 | 37 | 20.4 | 0 | 0 | 0 | 0 | 2481.7 | 1218.5 | 1228.4 | 1159.2 | 973.8 | 1370.1 | 2437.2 | 1416.6 | 778.3 | 909 | 1235 | 1321.5 | 2270.8 | 1683.7 | 1480.6 | 1469.1 | 1433.4 | 1458.7 | 2221.1 | 1198.5 | 1398.8 | 1221.7 | 1186.7 | 1334.7 | 2721.4 | 1400.1 | 1185.2 | 1174 | 972.9 | 1066.6 | 2204.4 | 1655 | 1502.7 | 1163.2 | 1149.3 | 1228.7 | 2460.7 | 1244.6 | 1186.8 | 1041.7 | 719.3 | 982.1 | 2471.9 | 1277.7 | 0 | 0 | 0 | 0 | 0.31 | 0.09 | 0.08 | 0.1 | 0.07 | 0.09 | 0.31 | 0.12 | 0.08 | 0.1 | 0.1 | 0.08 | 0.28 | 0.13 | 0.09 | 0.11 | 0.1 | 0.09 | 0.33 | 0.09 | 0.1 | 0.08 | 0.09 | 0.08 | 0.22 | 0.15 | 0.13 | 0.12 | 0.08 | 0.08 | 0.28 | 0.15 | 0.11 | 0.09 | 0.09 | 0.08 | 0.33 | 0.11 | 0.11 | 0.09 | 0.05 | 0.06 | 0.3 | 0.1 | 0 | 0 | 0 | 0 | 0.038
| 17 | 282.0649 | 13.952 | 1.8936 | 282.9976 | 25.8043 | 1673.7229 | 0.14597 | 75.7211 | 307.8692 | 1687.6748 | 2.0396 | 358.7187 | 515.7 | 242.2 | 209 | 245.4 | 186.9 | 234.5 | 508.8 | 284 | 177.7 | 214.3 | 227.2 | 220.5 | 513.2 | 278.4 | 215.3 | 249.5 | 245.5 | 227.9 | 582.9 | 223.9 | 238 | 203.4 | 211.9 | 216.4 | 367.5 | 342 | 295.2 | 276.5 | 206.4 | 181.6 | 508.9 | 312.6 | 276.2 | 231.2 | 234.1 | 225.8 | 526.1 | 253.8 | 170.2 | 223.3 | 143.1 | 77.6 | 475.4 | 251.3 | 0 | 0 | 0 | 0 | 36.6 | 9.1 | 5.2 | 12.5 | 7.9 | 5.8 | 36.3 | 13.9 | 9.9 | 14 | 9.4 | 5.8 | 36.5 | 11 | 4.7 | 10.5 | 8.8 | 5.6 | 49.1 | 7.8 | 7.8 | 6.6 | 7.8 | 5.4 | 12.1 | 23.5 | 22.5 | 18.3 | 10.7 | 5.7 | 37 | 16.2 | 11.4 | 9.3 | 9.3 | 5.4 | 38.1 | 11.1 | 16.7 | 10.8 | 4 | 3.5 | 30.5 | 10.3 | 0 | 0 | 0 | 0 | 5.25 | 1.17 | 0.59 | 1.68 | 1.03 | 0.65 | 5.21 | 1.87 | 1.36 | 1.95 | 1.22 | 0.67 | 5.22 | 1.43 | 0.5 | 1.38 | 1.11 | 0.63 | 7.1 | 0.98 | 0.96 | 0.81 | 0.98 | 0.61 | 1.58 | 3.28 | 3.18 | 2.54 | 1.44 | 0.7 | 5.3 | 2.21 | 1.48 | 1.21 | 1.2 | 0.61 | 5.47 | 1.48 | 2.3 | 1.44 | 0.48 | 0.38 | 4.36 | 1.34 | 0 | 0 | 0 | 0 | 37.9 | 24.6 | 23.6 | 21.9 | 18.2 | 26.6 | 37.2 | 26 | 15.9 | 17 | 22.4 | 24.6 | 37.6 | 27.8 | 24.9 | 24.3 | 25.3 | 25.8 | 35.8 | 23.3 | 25.2 | 21.6 | 22 | 24.4 | 39.7 | 25.1 | 19.9 | 20.9 | 18.3 | 19.6 | 36.6 | 27.8 | 27.1 | 23 | 23.4 | 25.8 | 38.1 | 24.6 | 21.4 | 20.7 | 15.7 | 18 | 38.2 | 24.9 | 0 | 0 | 0 | 0 | 2572.4 | 1552.9 | 1505.8 | 1409.9 | 1165.3 | 1691.7 | 2524.5 | 1643.4 | 967.1 | 1059.2 | 1428.2 | 1569.7 | 2567.9 | 1761.2 | 1588.4 | 1550.7 | 1618.8 | 1645.6 | 2364.7 | 1474.6 | 1602.1 | 1379.3 | 1386.4 | 1557.9 | 2876.2 | 1617.7 | 1270.5 | 1357.3 | 1175.2 | 1239 | 2486.1 | 1748.7 | 1729.7 | 1466.2 | 1488.3 | 1635.8 | 2555.9 | 1524.3 | 1385.2 | 1313 | 1005.4 | 1135.4 | 2560 | 1570.1 | 0 | 0 | 0 | 0 | 0.32 | 0.12 | 0.09 | 0.11 | 0.09 | 0.1 | 0.31 | 0.14 | 0.1 | 0.12 | 0.11 | 0.1 | 0.31 | 0.13 | 0.09 | 0.12 | 0.11 | 0.1 | 0.35 | 0.11 | 0.11 | 0.09 | 0.1 | 0.1 | 0.22 | 0.16 | 0.15 | 0.13 | 0.1 | 0.09 | 0.31 | 0.16 | 0.13 | 0.11 | 0.11 | 0.1 | 0.33 | 0.13 | 0.13 | 0.11 | 0.06 | 0.07 | 0.31 | 0.12 | 0 | 0 | 0 | 0 | 0.038
| 18 | 318.453 | 15.0038 | 2.0163 | 319.4505 | 29.8372 | 1929.0834 | 0.15934 | 87.3674 | 348.2902 | 1944.0871 | 2.1756 | 406.8179 | 519.7 | 299.9 | 251.9 | 273.9 | 225.4 | 272.3 | 515.2 | 319.6 | 218.2 | 247 | 262.7 | 239.8 | 548.1 | 281.2 | 235 | 254 | 264.3 | 245.6 | 598.7 | 276.5 | 263.6 | 232.2 | 242.6 | 240.6 | 376.6 | 335.8 | 315.7 | 298.8 | 244.2 | 208.6 | 539.5 | 320.8 | 313.7 | 267.7 | 280.6 | 273.4 | 532.3 | 294.6 | 206.9 | 251.9 | 191.6 | 107.3 | 484.7 | 288.1 | 0 | 0 | 0 | 0 | 35.8 | 12.3 | 6.3 | 12.4 | 8.6 | 6.6 | 36.3 | 15.3 | 10.7 | 14.3 | 10.4 | 6.2 | 37.7 | 10.6 | 5.3 | 9.6 | 9.1 | 6.1 | 47.9 | 9.6 | 8.5 | 7 | 8.4 | 5.9 | 11.5 | 20.5 | 22.6 | 18 | 11.5 | 6.3 | 37.6 | 16.4 | 12.7 | 9.6 | 10.3 | 6.4 | 37.8 | 12.9 | 16.4 | 10.2 | 5 | 3.9 | 30.3 | 11.5 | 0 | 0 | 0 | 0 | 5.13 | 1.6 | 0.71 | 1.63 | 1.1 | 0.74 | 5.2 | 2.04 | 1.44 | 1.95 | 1.33 | 0.72 | 5.38 | 1.36 | 0.57 | 1.23 | 1.13 | 0.69 | 6.91 | 1.22 | 1.04 | 0.85 | 1.06 | 0.66 | 1.48 | 2.82 | 3.17 | 2.47 | 1.53 | 0.76 | 5.38 | 2.22 | 1.65 | 1.21 | 1.31 | 0.71 | 5.42 | 1.72 | 2.23 | 1.32 | 0.57 | 0.41 | 4.33 | 1.5 | 0 | 0 | 0 | 0 | 39.3 | 29.6 | 28.4 | 25.9 | 22.8 | 31 | 38.2 | 29.5 | 20.5 | 20.9 | 26.3 | 26.8 | 41.4 | 28.5 | 27 | 25.7 | 27.6 | 27.8 | 39.1 | 28.8 | 28 | 25.1 | 25.6 | 27.2 | 41.5 | 26.9 | 22.7 | 24.2 | 22.7 | 22.7 | 40.3 | 28.8 | 30.9 | 27.6 | 28.7 | 31.4 | 39.3 | 28.5 | 25.6 | 25.1 | 21.4 | 21.2 | 39.7 | 28.7 | 0 | 0 | 0 | 0 | 2655.2 | 1869.1 | 1813.6 | 1664.4 | 1456.8 | 1973.3 | 2585.9 | 1876.5 | 1268 | 1325.7 | 1678.1 | 1711.9 | 2827.7 | 1807.5 | 1724.3 | 1646.1 | 1764 | 1769.7 | 2605.9 | 1820.9 | 1787.1 | 1598.3 | 1613.2 | 1739.2 | 3010.6 | 1734.5 | 1447 | 1564.6 | 1455.1 | 1438.6 | 2741.9 | 1812.1 | 1981.7 | 1763.7 | 1831.5 | 1990.7 | 2634.7 | 1768.3 | 1654 | 1592.4 | 1371.1 | 1340.2 | 2654.6 | 1812.8 | 0 | 0 | 0 | 0 | 0.32 | 0.14 | 0.11 | 0.12 | 0.1 | 0.12 | 0.32 | 0.15 | 0.12 | 0.12 | 0.12 | 0.11 | 0.33 | 0.13 | 0.1 | 0.12 | 0.12 | 0.11 | 0.36 | 0.13 | 0.12 | 0.11 | 0.12 | 0.11 | 0.22 | 0.16 | 0.16 | 0.14 | 0.11 | 0.1 | 0.33 | 0.16 | 0.14 | 0.12 | 0.13 | 0.12 | 0.33 | 0.15 | 0.14 | 0.12 | 0.08 | 0.08 | 0.31 | 0.14 | 0 | 0 | 0 | 0 | 0.039
| 19 | 319.7468 | 14.8829 | 1.9955 | 320.7351 | 30.1281 | 1947.788 | 0.16177 | 88.2164 | 349.8749 | 1962.6708 | 2.1573 | 408.9515 | 519.7 | 296.8 | 262.7 | 272.7 | 222.7 | 272 | 509.8 | 317.5 | 223.5 | 253.9 | 260.3 | 235.2 | 554.1 | 277 | 230.4 | 249 | 263.5 | 251 | 605.1 | 285 | 258.2 | 222.8 | 252.2 | 238.7 | 374.2 | 336 | 325.1 | 296.2 | 241.2 | 208.4 | 541.4 | 315.8 | 318.9 | 270 | 284.2 | 278.5 | 533.5 | 293 | 213.5 | 257.9 | 183.2 | 106 | 487.2 | 279.9 | 0 | 0 | 0 | 0 | 35.9 | 11.6 | 6.6 | 12.4 | 8.4 | 6.6 | 35.7 | 14.9 | 10.3 | 14.1 | 10.2 | 6.1 | 38 | 10.5 | 4.8 | 9.7 | 9.1 | 6.2 | 48.8 | 10.5 | 7.8 | 6.4 | 8.7 | 5.7 | 11.2 | 20.6 | 22.5 | 17.4 | 11.3 | 6.2 | 37.6 | 16.1 | 13 | 9.9 | 10.5 | 6.5 | 38 | 12.7 | 17.4 | 10.4 | 4.7 | 3.9 | 30.7 | 10.5 | 0 | 0 | 0 | 0 | 5.13 | 1.5 | 0.75 | 1.63 | 1.07 | 0.74 | 5.1 | 1.98 | 1.37 | 1.91 | 1.31 | 0.7 | 5.43 | 1.34 | 0.51 | 1.24 | 1.14 | 0.71 | 7.04 | 1.34 | 0.95 | 0.77 | 1.09 | 0.64 | 1.44 | 2.85 | 3.15 | 2.38 | 1.49 | 0.75 | 5.38 | 2.18 | 1.69 | 1.25 | 1.33 | 0.72 | 5.45 | 1.7 | 2.36 | 1.35 | 0.54 | 0.42 | 4.39 | 1.35 | 0 | 0 | 0 | 0 | 39.3 | 29.8 | 29.6 | 25.7 | 22.6 | 30.9 | 38 | 29.6 | 21.5 | 22.1 | 26.1 | 26.3 | 41.9 | 28.1 | 26.8 | 25 | 27.4 | 28.4 | 39.1 | 29.2 | 27.8 | 24.4 | 26.6 | 27.1 | 41.5 | 26.8 | 23.9 | 24.4 | 22.5 | 22.7 | 40.6 | 28.4 | 31.3 | 27.7 | 29 | 32 | 39.3 | 28.4 | 26.1 | 25.7 | 20.5 | 20.9 | 39.7 | 28.5 | 0 | 0 | 0 | 0 | 2658.5 | 1879.3 | 1890.2 | 1652.8 | 1443.9 | 1971.4 | 2580.4 | 1880.8 | 1337.6 | 1396.7 | 1664.6 | 1679.4 | 2871.5 | 1782.9 | 1710.7 | 1600.9 | 1754.9 | 1808.5 | 2613.2 | 1848.4 | 1776.9 | 1551.4 | 1679.4 | 1730 | 3005.3 | 1727.3 | 1530.5 | 1577.3 | 1443 | 1442 | 2757.4 | 1786.6 | 2007.1 | 1769.7 | 1854 | 2029.6 | 2633.7 | 1762.7 | 1689.7 | 1630.1 | 1312.3 | 1323.5 | 2659.9 | 1800.5 | 0 | 0 | 0 | 0 | 0.32 | 0.14 | 0.12 | 0.12 | 0.1 | 0.12 | 0.31 | 0.15 | 0.12 | 0.13 | 0.12 | 0.1 | 0.34 | 0.13 | 0.1 | 0.11 | 0.12 | 0.11 | 0.37 | 0.13 | 0.12 | 0.1 | 0.12 | 0.11 | 0.22 | 0.16 | 0.16 | 0.14 | 0.11 | 0.1 | 0.33 | 0.16 | 0.15 | 0.12 | 0.13 | 0.13 | 0.33 | 0.15 | 0.14 | 0.12 | 0.08 | 0.08 | 0.31 | 0.13 | 0 | 0 | 0 | 0 | 0.038
| 20 | 310.6701 | 15.2489 | 2.062 | 311.6875 | 28.5322 | 1847.1747 | 0.15857 | 83.6213 | 339.2023 | 1862.4235 | 2.2206 | 395.3088 | 527 | 286.7 | 248.5 | 258 | 208.8 | 264 | 515.3 | 305.6 | 199.9 | 240.6 | 247.3 | 227.5 | 555.2 | 267 | 219.3 | 234.8 | 255.4 | 248.1 | 607.2 | 261.2 | 247.2 | 211.9 | 237.9 | 226.6 | 370.1 | 337.6 | 317.8 | 284.3 | 218.6 | 189.9 | 551.2 | 313.6 | 307.6 | 247.4 | 265.8 | 264.6 | 538.4 | 280.5 | 200.5 | 245.6 | 161 | 88.8 | 482.1 | 266.2 | 0 | 0 | 0 | 0 | 38.1 | 12.2 | 6.2 | 11.9 | 8.2 | 6.5 | 37.6 | 15.2 | 9.9 | 14.4 | 9.9 | 6 | 40.2 | 10.4 | 4.6 | 9.4 | 9.1 | 6.2 | 51 | 9.8 | 8 | 6.5 | 8.3 | 5.6 | 11.7 | 22.4 | 23.3 | 18 | 10.8 | 6.1 | 40.4 | 16.5 | 12.7 | 8.9 | 9.8 | 6.3 | 39.8 | 12.8 | 17.6 | 10.3 | 4.3 | 3.5 | 31.1 | 10.8 | 0 | 0 | 0 | 0 | 5.46 | 1.6 | 0.71 | 1.57 | 1.05 | 0.73 | 5.4 | 2.04 | 1.33 | 1.98 | 1.28 | 0.7 | 5.75 | 1.34 | 0.49 | 1.21 | 1.14 | 0.7 | 7.37 | 1.26 | 0.99 | 0.79 | 1.04 | 0.63 | 1.51 | 3.12 | 3.27 | 2.49 | 1.45 | 0.75 | 5.8 | 2.24 | 1.66 | 1.12 | 1.24 | 0.7 | 5.72 | 1.72 | 2.41 | 1.35 | 0.5 | 0.38 | 4.44 | 1.41 | 0 | 0 | 0 | 0 | 38.1 | 27.9 | 28 | 24.2 | 20.9 | 29.9 | 36.9 | 27.7 | 18.8 | 20 | 24.7 | 25.4 | 40 | 26.8 | 25.5 | 23.3 | 26.4 | 28 | 37.3 | 26.6 | 26.2 | 22.8 | 25.1 | 25.6 | 40.5 | 25.4 | 22.3 | 22.2 | 19.9 | 20.4 | 39.4 | 27.7 | 30.1 | 25.6 | 27.2 | 30.3 | 38.2 | 26.6 | 24.8 | 24.1 | 17.9 | 19 | 38.6 | 26.4 | 0 | 0 | 0 | 0 | 2587.2 | 1761.3 | 1786.9 | 1555.2 | 1335.5 | 1905.6 | 2505.3 | 1764.3 | 1158 | 1261.9 | 1571.4 | 1618.4 | 2741.5 | 1701.8 | 1625.3 | 1493.5 | 1687.3 | 1787.5 | 2477.7 | 1676.9 | 1670.5 | 1454.4 | 1580.9 | 1635.4 | 2927.2 | 1641.1 | 1428 | 1440 | 1274 | 1291.3 | 2666.2 | 1746.5 | 1927.2 | 1631 | 1736.1 | 1923.3 | 2571.8 | 1655.1 | 1607.8 | 1528.1 | 1143 | 1196.8 | 2590.4 | 1666.8 | 0 | 0 | 0 | 0 | 0.32 | 0.14 | 0.11 | 0.12 | 0.09 | 0.12 | 0.31 | 0.15 | 0.11 | 0.12 | 0.12 | 0.1 | 0.33 | 0.12 | 0.1 | 0.11 | 0.12 | 0.11 | 0.37 | 0.12 | 0.11 | 0.1 | 0.12 | 0.1 | 0.22 | 0.16 | 0.16 | 0.13 | 0.1 | 0.09 | 0.34 | 0.16 | 0.14 | 0.11 | 0.12 | 0.12 | 0.33 | 0.14 | 0.14 | 0.12 | 0.07 | 0.07 | 0.31 | 0.13 | 0 | 0 | 0 | 0 | 0.037
| 21 | 301.7065 | 15.2039 | 2.0635 | 302.723 | 27.3249 | 1769.0651 | 0.15144 | 80.0843 | 329.0314 | 1784.269 | 2.215 | 382.8073 | 528.5 | 272.5 | 237.6 | 251.9 | 191.7 | 251.9 | 514.8 | 293.9 | 185.1 | 234.8 | 238.2 | 223.1 | 554.1 | 262 | 210.6 | 221.8 | 247.2 | 247 | 604.4 | 241.7 | 232.3 | 200.1 | 226.4 | 221.4 | 366.4 | 367.8 | 337.2 | 281 | 203.3 | 180.5 | 553.9 | 303.3 | 302.1 | 236.2 | 251.3 | 251.1 | 540.1 | 264.1 | 187.8 | 243.5 | 140.5 | 75.5 | 476.6 | 252.5 | 0 | 0 | 0 | 0 | 40.1 | 10.7 | 5.9 | 12.4 | 7.8 | 6.3 | 39.3 | 14.2 | 10.2 | 14.9 | 9.9 | 5.9 | 41.7 | 10.3 | 4.5 | 9.3 | 9 | 6.2 | 52.8 | 9.4 | 7.6 | 6.2 | 8.1 | 5.5 | 13.3 | 26.6 | 26.2 | 19.7 | 11.1 | 6 | 42.3 | 15.9 | 13.3 | 9.3 | 9.7 | 6 | 41.7 | 11.5 | 19.1 | 11.7 | 4 | 3.3 | 31.9 | 10.1 | 0 | 0 | 0 | 0 | 5.75 | 1.39 | 0.67 | 1.66 | 1.01 | 0.72 | 5.64 | 1.9 | 1.4 | 2.07 | 1.29 | 0.69 | 5.97 | 1.33 | 0.48 | 1.21 | 1.14 | 0.7 | 7.64 | 1.22 | 0.95 | 0.75 | 1.01 | 0.62 | 1.75 | 3.75 | 3.71 | 2.75 | 1.5 | 0.74 | 6.07 | 2.17 | 1.74 | 1.19 | 1.24 | 0.68 | 5.99 | 1.53 | 2.64 | 1.56 | 0.47 | 0.35 | 4.56 | 1.32 | 0 | 0 | 0 | 0 | 36.4 | 27.3 | 26.8 | 22.9 | 18.9 | 28.4 | 35.2 | 27.1 | 16.7 | 18.8 | 23.4 | 24.8 | 38.3 | 26.2 | 24.4 | 21.7 | 25.3 | 27.9 | 35.2 | 24.3 | 24.6 | 21.5 | 23.8 | 25 | 38.3 | 25.7 | 22.3 | 20.2 | 17.6 | 19.2 | 37.9 | 26.8 | 28.9 | 23.7 | 25.3 | 28.7 | 36.5 | 25.6 | 23.7 | 22.7 | 15.4 | 17.3 | 36.9 | 25.1 | 0 | 0 | 0 | 0 | 2480.7 | 1716.3 | 1711.9 | 1471.8 | 1210 | 1811.1 | 2403.2 | 1711.4 | 1011.8 | 1184 | 1490.7 | 1585 | 2641.5 | 1664.2 | 1559.7 | 1387.8 | 1619 | 1777.9 | 2337.3 | 1532.5 | 1560.2 | 1370.4 | 1495.9 | 1594 | 2811.5 | 1659.1 | 1426.7 | 1316.5 | 1129.2 | 1217.2 | 2578.2 | 1689.9 | 1849.4 | 1512.3 | 1613.7 | 1820 | 2476.8 | 1587.1 | 1538.1 | 1435.7 | 987.7 | 1090.3 | 2496.9 | 1589.3 | 0 | 0 | 0 | 0 | 0.31 | 0.13 | 0.1 | 0.12 | 0.09 | 0.11 | 0.3 | 0.14 | 0.11 | 0.12 | 0.11 | 0.1 | 0.32 | 0.12 | 0.09 | 0.1 | 0.11 | 0.11 | 0.36 | 0.12 | 0.11 | 0.09 | 0.11 | 0.1 | 0.2 | 0.18 | 0.17 | 0.13 | 0.1 | 0.09 | 0.33 | 0.15 | 0.14 | 0.11 | 0.12 | 0.12 | 0.32 | 0.14 | 0.14 | 0.12 | 0.06 | 0.07 | 0.3 | 0.12 | 0 | 0 | 0 | 0 | 0.035
| 22 | 295.9286 | 15.1525 | 2.0576 | 296.9418 | 26.5269 | 1731.3112 | 0.14481 | 78.1595 | 322.4554 | 1746.4637 | 2.2024 | 375.1013 | 519.4 | 264.1 | 236.5 | 248.2 | 183.2 | 241.5 | 507.3 | 290 | 181.6 | 220 | 233 | 216.9 | 552.3 | 250.6 | 202.7 | 209.5 | 237.8 | 248.6 | 593.4 | 223.2 | 223.8 | 190.8 | 223.8 | 212.6 | 384.6 | 373.4 | 340.7 | 277.4 | 196.3 | 174.5 | 553.1 | 289.1 | 288.5 | 228.9 | 240.1 | 243 | 531.2 | 248.3 | 181.3 | 237.5 | 118.7 | 72.6 | 470.3 | 244.4 | 0 | 0 | 0 | 0 | 39.8 | 10.6 | 6.1 | 12.4 | 7.6 | 6.2 | 39.2 | 14.4 | 10.2 | 13.9 | 9.8 | 6 | 42.1 | 9.2 | 4.2 | 8.5 | 8.4 | 6.3 | 51.4 | 8.2 | 7.2 | 5.9 | 8 | 5.3 | 18.1 | 28.9 | 26.8 | 20 | 11 | 5.8 | 42.6 | 14.5 | 12.7 | 9.1 | 9.5 | 6 | 41.3 | 10.8 | 19.9 | 11.6 | 3.5 | 3.2 | 32.1 | 10.2 | 0 | 0 | 0 | 0 | 5.69 | 1.38 | 0.71 | 1.66 | 0.99 | 0.71 | 5.61 | 1.94 | 1.39 | 1.93 | 1.28 | 0.7 | 6.02 | 1.18 | 0.44 | 1.09 | 1.05 | 0.72 | 7.42 | 1.04 | 0.89 | 0.72 | 1 | 0.6 | 2.44 | 4.09 | 3.8 | 2.8 | 1.49 | 0.72 | 6.1 | 1.96 | 1.68 | 1.17 | 1.22 | 0.68 | 5.92 | 1.44 | 2.76 | 1.55 | 0.41 | 0.34 | 4.57 | 1.33 | 0 | 0 | 0 | 0 | 35.1 | 26.3 | 26.4 | 22.4 | 18 | 27.2 | 34 | 26.4 | 16.3 | 17.8 | 22.8 | 24 | 37.4 | 25.6 | 23.6 | 20.8 | 24.7 | 28 | 34.6 | 22.9 | 23.8 | 20.5 | 23.5 | 24 | 36.1 | 24.4 | 22.2 | 19.5 | 16.7 | 18.6 | 37.2 | 26.2 | 27.5 | 22.9 | 24 | 27.7 | 35.4 | 24 | 23.1 | 22 | 12.9 | 16.7 | 35.6 | 24 | 0 | 0 | 0 | 0 | 2461.3 | 1654.5 | 1689.1 | 1440.5 | 1150.5 | 1731.1 | 2379.3 | 1665.9 | 984.6 | 1113.1 | 1452.9 | 1529.1 | 2638.7 | 1625.1 | 1509 | 1328.7 | 1573.8 | 1783.9 | 2373.3 | 1446.6 | 1509.1 | 1307.4 | 1478.4 | 1531 | 2703.4 | 1585 | 1424.5 | 1268.9 | 1074.3 | 1175.8 | 2588.5 | 1647.1 | 1760.6 | 1458.4 | 1531.3 | 1754.4 | 2456 | 1492.9 | 1504.2 | 1391.1 | 828.4 | 1052.8 | 2472.4 | 1516.7 | 0 | 0 | 0 | 0 | 0.29 | 0.13 | 0.1 | 0.11 | 0.08 | 0.11 | 0.29 | 0.14 | 0.11 | 0.12 | 0.11 | 0.1 | 0.31 | 0.12 | 0.09 | 0.1 | 0.11 | 0.11 | 0.34 | 0.11 | 0.1 | 0.09 | 0.11 | 0.09 | 0.2 | 0.18 | 0.17 | 0.13 | 0.09 | 0.08 | 0.32 | 0.14 | 0.13 | 0.11 | 0.11 | 0.11 | 0.3 | 0.13 | 0.14 | 0.12 | 0.05 | 0.06 | 0.28 | 0.12 | 0 | 0 | 0 | 0 | 0.034
| 23 | 289.1263 | 14.5294 | 1.9678 | 290.0965 | 26.1187 | 1711.675 | 0.1401 | 77.1648 | 315.2449 | 1726.2045 | 2.1079 | 367.2613 | 517.7 | 249.1 | 233.5 | 242 | 180.3 | 234.1 | 504.9 | 276.4 | 173.6 | 216.2 | 221.9 | 209.2 | 546.5 | 244.6 | 200.6 | 204.7 | 235.2 | 243.4 | 568.6 | 211.6 | 217.4 | 185.5 | 224.7 | 205.5 | 421.8 | 366.8 | 352 | 265.9 | 190.2 | 167 | 548.8 | 276.7 | 277.5 | 222.1 | 229.4 | 237.1 | 530.6 | 233.9 | 181.2 | 235.1 | 107.3 | 67.7 | 465.6 | 235.2 | 0 | 0 | 0 | 0 | 39.7 | 8.9 | 5.9 | 12 | 7.7 | 6 | 39.1 | 12.9 | 9.4 | 14 | 9.3 | 5.6 | 41.4 | 8.5 | 4.2 | 8.3 | 8.3 | 6 | 47.3 | 7.6 | 6.8 | 5.5 | 8.3 | 5 | 25.1 | 28.8 | 28 | 19.3 | 11 | 5.6 | 42.2 | 13 | 12 | 8.8 | 9.1 | 5.9 | 41.6 | 9.6 | 20.3 | 12 | 3.2 | 3 | 31.6 | 9.2 | 0 | 0 | 0 | 0 | 5.67 | 1.14 | 0.68 | 1.6 | 1.01 | 0.69 | 5.58 | 1.72 | 1.28 | 1.93 | 1.22 | 0.65 | 5.91 | 1.08 | 0.44 | 1.07 | 1.04 | 0.67 | 6.8 | 0.97 | 0.83 | 0.67 | 1.05 | 0.57 | 3.47 | 4.08 | 3.97 | 2.71 | 1.5 | 0.7 | 6.03 | 1.74 | 1.58 | 1.13 | 1.17 | 0.66 | 5.95 | 1.26 | 2.82 | 1.62 | 0.38 | 0.33 | 4.49 | 1.2 | 0 | 0 | 0 | 0 | 34.7 | 25.8 | 26.2 | 21.9 | 17.5 | 26.3 | 33.6 | 25.9 | 16.1 | 17.3 | 21.8 | 23.3 | 37.2 | 25.4 | 23.4 | 20.3 | 24.4 | 27.6 | 35 | 21.8 | 23.3 | 20.2 | 23.3 | 23.2 | 34.5 | 23.6 | 22.6 | 18.5 | 15.9 | 17.8 | 36.9 | 25.9 | 26.7 | 22.3 | 23 | 27.1 | 35 | 23.3 | 23.1 | 21.3 | 11.7 | 16.1 | 35.3 | 23.7 | 0 | 0 | 0 | 0 | 2476 | 1618.5 | 1674.6 | 1411 | 1117.4 | 1673.9 | 2384.2 | 1631.8 | 959.2 | 1079.3 | 1385.3 | 1486.4 | 2645.6 | 1612.1 | 1491.9 | 1295.9 | 1558.5 | 1759.2 | 2423.5 | 1376.3 | 1480.1 | 1279.4 | 1470 | 1483.5 | 2617.5 | 1534.2 | 1453.5 | 1207.3 | 1022.6 | 1121.7 | 2598.1 | 1621.6 | 1703.7 | 1418.4 | 1462.9 | 1710.9 | 2450.5 | 1436.7 | 1502.4 | 1346.4 | 746.3 | 1011.9 | 2470.4 | 1490.7 | 0 | 0 | 0 | 0 | 0.28 | 0.12 | 0.1 | 0.11 | 0.08 | 0.11 | 0.28 | 0.14 | 0.11 | 0.12 | 0.11 | 0.09 | 0.3 | 0.11 | 0.09 | 0.09 | 0.11 | 0.11 | 0.32 | 0.1 | 0.1 | 0.09 | 0.11 | 0.09 | 0.21 | 0.18 | 0.18 | 0.13 | 0.09 | 0.08 | 0.31 | 0.14 | 0.13 | 0.1 | 0.11 | 0.11 | 0.3 | 0.12 | 0.14 | 0.12 | 0.05 | 0.06 | 0.27 | 0.11 | 0 | 0 | 0 | 0 | 0.033
PJM_West | 0 | 190.66 | 11.7991 | 1.6358 | 191.4582 | 15.3011 | 1046.5965 | 0.093494 | 46.5152 | 205.9612 | 1058.3957 | 1.7293 | 237.9734 | 565 | 94.6 | 116.9 | 115.6 | 63.8 | 32.7 | 540.9 | 82.5 | 69.8 | 18.3 | 36.1 | 102.4 | 554.2 | 135.3 | 106.3 | 146.4 | 111.6 | 77.4 | 570.5 | 67.5 | 144.8 | 103 | 90.7 | 53.3 | 361.4 | 111.4 | 109.4 | 106.6 | 88.5 | 54 | 623.7 | 137.2 | 134.8 | 125.4 | 141.6 | 52.2 | 535 | 120.3 | 133.9 | 112.8 | 52.6 | 27.4 | 368.7 | 119.4 | 0 | 0 | 0 | 0 | 42.5 | 2.9 | 5.6 | 6.2 | 4.1 | 1.5 | 40.5 | 3.8 | 3.6 | 1 | 2.1 | 4.6 | 42.3 | 4.3 | 4 | 8.6 | 5.3 | 2.4 | 44.4 | 2.1 | 6.1 | 5.2 | 4.5 | 2.1 | 23.1 | 8.7 | 8.2 | 7.1 | 6 | 2.7 | 50.9 | 6 | 6.6 | 6.5 | 7.7 | 2 | 40 | 4.4 | 9 | 4.9 | 2.1 | 1 | 22.4 | 5.1 | 0 | 0 | 0 | 0 | 6.01 | 0.36 | 0.75 | 0.84 | 0.57 | 0.2 | 5.73 | 0.51 | 0.48 | 0.13 | 0.29 | 0.61 | 5.99 | 0.54 | 0.51 | 1.18 | 0.71 | 0.3 | 6.31 | 0.25 | 0.81 | 0.7 | 0.61 | 0.28 | 3.21 | 1.23 | 1.16 | 1 | 0.84 | 0.37 | 7.25 | 0.79 | 0.89 | 0.89 | 1.05 | 0.25 | 5.66 | 0.57 | 1.24 | 0.65 | 0.28 | 0.12 | 3.11 | 0.67 | 0 | 0 | 0 | 0 | 38.2 | 10.2 | 11.1 | 10.2 | 5.1 | 8.6 | 36.8 | 7.8 | 7.9 | 8.3 | 9.7 | 9.8 | 37 | 14.5 | 10.8 | 12.1 | 10.7 | 8.3 | 37.4 | 7.3 | 14.1 | 9.5 | 8.3 | 6.2 | 28.1 | 7.2 | 8.4 | 8.2 | 7.1 | 5 | 38.6 | 13.3 | 12.3 | 11.2 | 12.3 | 9.3 | 36.5 | 12.4 | 12.4 | 11 | 5.2 | 4.4 | 30 | 11.7 | 0 | 0 | 0 | 0 | 2853.2 | 645.4 | 689.1 | 644.5 | 318.8 | 208.6 | 2740.6 | 488.2 | 401.4 | 117.5 | 206.1 | 610.1 | 2748.5 | 912.8 | 687.7 | 774.1 | 655.2 | 527.3 | 2735.5 | 457.7 | 889.6 | 591.6 | 520 | 337.2 | 2131.3 | 467.3 | 472 | 515.7 | 419.8 | 302 | 2850.6 | 832.5 | 777.8 | 705.3 | 780.9 | 347 | 2700.7 | 773.9 | 774.2 | 688.9 | 331.2 | 272.8 | 2230.4 | 737.3 | 0 | 0 | 0 | 0 | 0.28 | 0.04 | 0.06 | 0.06 | 0.03 | 0.14 | 0.27 | 0.04 | 0.07 | 0.16 | 0.17 | 0.05 | 0.28 | 0.06 | 0.05 | 0.07 | 0.06 | 0.04 | 0.3 | 0.03 | 0.07 | 0.05 | 0.05 | 0.05 | 0.18 | 0.05 | 0.08 | 0.06 | 0.06 | 0.03 | 0.31 | 0.07 | 0.07 | 0.06 | 0.07 | 0.11 | 0.27 | 0.06 | 0.08 | 0.06 | 0.02 | 0.02 | 0.19 | 0.06 | 0 | 0 | 0 | 0 | 0.033
| 1 | 190.3136 | 11.6735 | 1.6147 | 191.1023 | 15.3358 | 1050.6866 | 0.093494 | 46.6718 | 205.6495 | 1062.3601 | 1.7082 | 237.7741 | 560.2 | 96.2 | 120.7 | 111.3 | 64.9 | 34.6 | 534.7 | 86.7 | 66.8 | 17.1 | 33.3 | 109.3 | 550.2 | 134.1 | 107.7 | 138.4 | 110.9 | 75.3 | 564.7 | 67.4 | 140.7 | 99.3 | 89.8 | 52.9 | 377.8 | 118.7 | 107.2 | 107.4 | 90.1 | 54 | 623.7 | 133 | 130.4 | 124.6 | 140.8 | 50.1 | 535.9 | 119.7 | 136 | 113.1 | 46.6 | 25 | 356.9 | 119.6 | 0 | 0 | 0 | 0 | 41.8 | 3 | 5.8 | 5.9 | 4 | 1.6 | 40.1 | 3.9 | 3.2 | 0.8 | 1.8 | 4.9 | 41.3 | 4.1 | 3.9 | 7.8 | 5.2 | 2.5 | 43.6 | 2 | 6.1 | 5.1 | 4.6 | 2.2 | 25.5 | 9.5 | 8.2 | 7.2 | 6 | 2.8 | 50.8 | 5.7 | 6.3 | 6.7 | 7.7 | 1.8 | 40 | 4.2 | 9.2 | 4.8 | 1.8 | 0.9 | 20.8 | 5.3 | 0 | 0 | 0 | 0 | 5.91 | 0.37 | 0.77 | 0.8 | 0.55 | 0.21 | 5.66 | 0.52 | 0.43 | 0.11 | 0.25 | 0.66 | 5.84 | 0.51 | 0.5 | 1.07 | 0.7 | 0.31 | 6.2 | 0.25 | 0.8 | 0.69 | 0.62 | 0.28 | 3.57 | 1.34 | 1.17 | 1 | 0.84 | 0.39 | 7.23 | 0.76 | 0.84 | 0.91 | 1.05 | 0.22 | 5.66 | 0.54 | 1.27 | 0.63 | 0.23 | 0.1 | 2.88 | 0.7 | 0 | 0 | 0 | 0 | 38.1 | 10.3 | 11.4 | 9.9 | 5.3 | 8.8 | 36.3 | 8.3 | 8 | 8.3 | 9.6 | 10.4 | 37.3 | 14.5 | 11 | 11.8 | 10.7 | 8 | 37.3 | 7.3 | 13.7 | 9.1 | 8.1 | 6.3 | 28.2 | 7.5 | 8 | 8.3 | 7.3 | 4.8 | 38.7 | 12.9 | 12.1 | 11 | 12.2 | 9.3 | 36.5 | 12.5 | 12.5 | 11.2 | 4.7 | 4.2 | 29.7 | 11.5 | 0 | 0 | 0 | 0 | 2852.6 | 653.6 | 710.6 | 623.8 | 331.9 | 222.6 | 2707.1 | 520 | 402.6 | 113.4 | 198 | 649.5 | 2777.1 | 911.9 | 702 | 749.9 | 654.7 | 505.5 | 2734.6 | 458.1 | 857.7 | 563.2 | 510.1 | 332.8 | 2118.3 | 487.2 | 447.7 | 520.4 | 434.3 | 297 | 2855.4 | 810.6 | 760.3 | 690.8 | 775.8 | 339.8 | 2713.4 | 782.6 | 779.1 | 698.6 | 298.7 | 259.3 | 2223.6 | 727.7 | 0 | 0 | 0 | 0 | 0.28 | 0.04 | 0.06 | 0.06 | 0.03 | 0.14 | 0.27 | 0.04 | 0.07 | 0.16 | 0.17 | 0.06 | 0.28 | 0.06 | 0.05 | 0.07 | 0.06 | 0.04 | 0.29 | 0.03 | 0.07 | 0.05 | 0.05 | 0.05 | 0.19 | 0.06 | 0.08 | 0.06 | 0.06 | 0.03 | 0.32 | 0.07 | 0.06 | 0.06 | 0.07 | 0.12 | 0.27 | 0.06 | 0.08 | 0.06 | 0.02 | 0.02 | 0.18 | 0.06 | 0 | 0 | 0 | 0 | 0.032
| 2 | 190.0565 | 11.5114 | 1.5946 | 190.8349 | 15.4595 | 1058.4427 | 0.096313 | 47.0274 | 205.5161 | 1069.954 | 1.6909 | 237.8623 | 560.4 | 97 | 115.1 | 114.8 | 66.3 | 34.3 | 529.8 | 88.5 | 69.1 | 18.4 | 32.2 | 112.2 | 545.6 | 139.8 | 106 | 141.3 | 111.2 | 76.2 | 562.2 | 70.2 | 143.2 | 104.2 | 93.9 | 51.8 | 384.7 | 122.8 | 114.6 | 105.6 | 94.8 | 60.3 | 620.8 | 138.1 | 127.1 | 133.1 | 139.1 | 50.8 | 534.5 | 121 | 133.8 | 112.2 | 47.7 | 25.1 | 364.7 | 120.2 | 0 | 0 | 0 | 0 | 41.6 | 2.9 | 5.2 | 6.1 | 4.1 | 1.6 | 39.2 | 4.1 | 3.4 | 1 | 1.8 | 5.2 | 41 | 4.5 | 3.7 | 8 | 5.3 | 2.5 | 42.9 | 2.1 | 6.1 | 5.5 | 4.6 | 2.1 | 26.3 | 10 | 9.1 | 7 | 6.7 | 3.4 | 50.2 | 6 | 6.1 | 7.5 | 7.5 | 1.9 | 39.8 | 4.4 | 8.8 | 4.8 | 1.8 | 0.9 | 21.4 | 5.1 | 0 | 0 | 0 | 0 | 5.88 | 0.36 | 0.69 | 0.83 | 0.57 | 0.21 | 5.53 | 0.54 | 0.46 | 0.13 | 0.25 | 0.7 | 5.79 | 0.55 | 0.47 | 1.09 | 0.71 | 0.31 | 6.1 | 0.26 | 0.8 | 0.74 | 0.62 | 0.27 | 3.68 | 1.42 | 1.29 | 0.97 | 0.94 | 0.46 | 7.15 | 0.8 | 0.81 | 1.03 | 1.03 | 0.25 | 5.62 | 0.57 | 1.2 | 0.63 | 0.24 | 0.11 | 2.97 | 0.67 | 0 | 0 | 0 | 0 | 38.3 | 10.5 | 11.2 | 10.2 | 5.5 | 8.8 | 36.4 | 8.4 | 8.1 | 8.3 | 9.5 | 10.6 | 37 | 14.9 | 11 | 12 | 10.7 | 8.1 | 37.6 | 7.7 | 14 | 9.4 | 8.7 | 6.2 | 28.4 | 7.6 | 8.3 | 8.2 | 7.3 | 5.2 | 38.8 | 13.4 | 11.8 | 11.4 | 12.1 | 9.4 | 36.6 | 12.5 | 12.6 | 11.1 | 4.8 | 4.2 | 30.3 | 11.8 | 0 | 0 | 0 | 0 | 2870.8 | 666.1 | 696.1 | 641.7 | 339.4 | 217.3 | 2723.5 | 525.8 | 407.7 | 118 | 188 | 659.2 | 2754.4 | 942.2 | 701.1 | 767 | 653.4 | 511.1 | 2753.5 | 479.2 | 877.9 | 584.9 | 542.7 | 328.7 | 2137.5 | 495.2 | 465.9 | 514.8 | 437.3 | 320.4 | 2864.5 | 837.4 | 743.6 | 718.1 | 769.2 | 338.4 | 2720.2 | 779.6 | 784.1 | 691.4 | 306.8 | 263 | 2254.3 | 743.9 | 0 | 0 | 0 | 0 | 0.28 | 0.05 | 0.06 | 0.06 | 0.03 | 0.14 | 0.26 | 0.04 | 0.07 | 0.16 | 0.17 | 0.06 | 0.27 | 0.07 | 0.05 | 0.07 | 0.06 | 0.04 | 0.29 | 0.03 | 0.07 | 0.06 | 0.05 | 0.05 | 0.19 | 0.06 | 0.08 | 0.06 | 0.06 | 0.03 | 0.31 | 0.07 | 0.06 | 0.07 | 0.07 | 0.12 | 0.27 | 0.06 | 0.08 | 0.06 | 0.02 | 0.02 | 0.19 | 0.06 | 0 | 0 | 0 | 0 | 0.032
| 3 | 191.2787 | 11.5645 | 1.5995 | 192.06 | 15.588 | 1066.9657 | 0.096313 | 47.4099 | 206.8667 | 1078.5302 | 1.6958 | 239.4698 | 561.3 | 97.9 | 118.1 | 116.3 | 63.1 | 33.6 | 537.2 | 87.6 | 74.2 | 17.7 | 33 | 104.4 | 555.5 | 138.7 | 105.2 | 138.3 | 110.1 | 75.4 | 566.2 | 70.1 | 146.9 | 102 | 94.9 | 55.8 | 383.6 | 128.9 | 110.6 | 110.6 | 93.5 | 57.1 | 613.5 | 137 | 133.2 | 128.4 | 141.5 | 51.3 | 530.9 | 121.2 | 133.1 | 118.2 | 45.3 | 26 | 367.4 | 121.6 | 0 | 0 | 0 | 0 | 41.3 | 3.1 | 5.6 | 6 | 3.8 | 1.5 | 39.2 | 4 | 3.7 | 0.9 | 2 | 4.8 | 41.7 | 4.5 | 3.9 | 7.7 | 5.3 | 2.4 | 42.8 | 2.2 | 6.2 | 5.2 | 4.5 | 2.4 | 25.3 | 10.4 | 8.3 | 7.3 | 6.6 | 3.2 | 48.9 | 5.7 | 6.7 | 7.3 | 8 | 1.9 | 38.6 | 4.3 | 8.7 | 5.3 | 1.8 | 1 | 21 | 5.3 | 0 | 0 | 0 | 0 | 5.83 | 0.38 | 0.75 | 0.82 | 0.52 | 0.2 | 5.53 | 0.53 | 0.5 | 0.12 | 0.28 | 0.64 | 5.89 | 0.55 | 0.49 | 1.05 | 0.72 | 0.3 | 6.08 | 0.28 | 0.81 | 0.7 | 0.6 | 0.31 | 3.53 | 1.48 | 1.18 | 1.01 | 0.92 | 0.44 | 6.96 | 0.75 | 0.9 | 1 | 1.09 | 0.25 | 5.45 | 0.55 | 1.19 | 0.7 | 0.23 | 0.11 | 2.9 | 0.69 | 0 | 0 | 0 | 0 | 38.8 | 10.5 | 11.2 | 10.4 | 5.4 | 8.8 | 37.4 | 8.4 | 8.6 | 8.3 | 9.5 | 9.9 | 37.7 | 14.8 | 10.7 | 11.8 | 10.5 | 8 | 38.3 | 7.5 | 14.4 | 9.4 | 8.9 | 6.5 | 29.1 | 8 | 8.4 | 8.6 | 7.2 | 4.9 | 39 | 13.5 | 12.1 | 11 | 12.1 | 9.5 | 37.3 | 12.7 | 12.4 | 11.5 | 4.5 | 4.6 | 31 | 11.8 | 0 | 0 | 0 | 0 | 2899.6 | 665.1 | 697.8 | 659.5 | 329.4 | 216 | 2796.3 | 524 | 434.5 | 115.4 | 185.6 | 618.5 | 2808.4 | 934.3 | 684.1 | 757.1 | 641.5 | 509.1 | 2797.9 | 471.6 | 904.4 | 582.4 | 556.7 | 345.9 | 2202.4 | 521.6 | 472.5 | 544.2 | 433.3 | 307 | 2880.4 | 846.8 | 761.6 | 688.6 | 766.7 | 341.5 | 2761.1 | 787.3 | 774.8 | 715.4 | 288.6 | 286.4 | 2320.6 | 747 | 0 | 0 | 0 | 0 | 0.28 | 0.05 | 0.06 | 0.06 | 0.03 | 0.14 | 0.27 | 0.04 | 0.08 | 0.16 | 0.17 | 0.05 | 0.28 | 0.07 | 0.05 | 0.07 | 0.06 | 0.04 | 0.3 | 0.03 | 0.07 | 0.05 | 0.05 | 0.05 | 0.19 | 0.06 | 0.08 | 0.06 | 0.06 | 0.03 | 0.31 | 0.07 | 0.07 | 0.07 | 0.07 | 0.12 | 0.27 | 0.06 | 0.08 | 0.06 | 0.02 | 0.02 | 0.19 | 0.06 | 0 | 0 | 0 | 0 | 0.032
| 4 | 192.3059 | 11.7746 | 1.6247 | 193.1003 | 15.5774 | 1065.8861 | 0.096313 | 47.3671 | 207.8832 | 1077.6607 | 1.721 | 240.4673 | 560.4 | 100.1 | 119.2 | 119.6 | 58.1 | 35.1 | 544.4 | 93.3 | 74.6 | 18.9 | 31.5 | 93.8 | 552.4 | 143.6 | 111.1 | 142.2 | 102 | 73.7 | 586.3 | 68.2 | 137.1 | 104.2 | 89.6 | 51.2 | 363.6 | 117 | 103 | 102.4 | 89.5 | 49.5 | 592.7 | 143.1 | 134.9 | 122.2 | 132.9 | 45.6 | 537.4 | 121 | 133.1 | 119.2 | 43.8 | 23.6 | 376.2 | 124.7 | 0 | 0 | 0 | 0 | 41.4 | 3.3 | 5.7 | 6.6 | 3.6 | 1.6 | 40.6 | 4.2 | 3.8 | 1 | 1.9 | 4.2 | 41.4 | 4.6 | 4 | 7.7 | 5.2 | 2.4 | 45.5 | 2.1 | 5.8 | 5.4 | 4.5 | 2 | 21.3 | 8.6 | 7.2 | 6.6 | 6.2 | 2.4 | 46.5 | 6 | 7 | 6.8 | 7.2 | 1.7 | 39.6 | 4.3 | 9.3 | 5.8 | 1.7 | 0.8 | 22.1 | 5.5 | 0 | 0 | 0 | 0 | 5.84 | 0.4 | 0.76 | 0.9 | 0.5 | 0.22 | 5.73 | 0.56 | 0.51 | 0.13 | 0.27 | 0.56 | 5.85 | 0.58 | 0.51 | 1.05 | 0.7 | 0.3 | 6.48 | 0.26 | 0.76 | 0.73 | 0.62 | 0.25 | 2.92 | 1.22 | 1.01 | 0.91 | 0.88 | 0.33 | 6.61 | 0.78 | 0.95 | 0.92 | 0.97 | 0.21 | 5.6 | 0.55 | 1.28 | 0.78 | 0.23 | 0.1 | 3.06 | 0.73 | 0 | 0 | 0 | 0 | 38.6 | 10.7 | 11.3 | 10.4 | 4.7 | 8.9 | 37.1 | 8.9 | 8.5 | 8.3 | 9.2 | 9 | 37.6 | 15.3 | 11.4 | 12.3 | 9.6 | 7.8 | 38.6 | 7.4 | 13.5 | 9.4 | 8.2 | 6.1 | 30.1 | 8 | 8.4 | 8.2 | 7 | 4.6 | 38.3 | 14.1 | 12 | 10.6 | 11.6 | 8.9 | 37.2 | 12.6 | 12.1 | 11.1 | 4.4 | 4 | 31.2 | 12 | 0 | 0 | 0 | 0 | 2885.9 | 675.7 | 705.2 | 655.6 | 297.2 | 222.7 | 2774 | 560.4 | 431.4 | 123.1 | 175.4 | 561.5 | 2795 | 965.5 | 725.2 | 788.6 | 582.2 | 497.1 | 2811.4 | 462.3 | 844.1 | 588.1 | 508.6 | 328.8 | 2295.7 | 518.8 | 475.1 | 511.6 | 416.2 | 280 | 2844.1 | 883.3 | 757.6 | 665.2 | 737.4 | 308.6 | 2754.7 | 787.1 | 756.1 | 692.7 | 278.7 | 245.9 | 2334.5 | 760.5 | 0 | 0 | 0 | 0 | 0.28 | 0.05 | 0.06 | 0.06 | 0.03 | 0.14 | 0.27 | 0.05 | 0.08 | 0.16 | 0.17 | 0.05 | 0.28 | 0.07 | 0.05 | 0.07 | 0.06 | 0.03 | 0.31 | 0.03 | 0.07 | 0.05 | 0.05 | 0.05 | 0.18 | 0.06 | 0.07 | 0.05 | 0.06 | 0.03 | 0.3 | 0.07 | 0.07 | 0.06 | 0.07 | 0.12 | 0.27 | 0.06 | 0.08 | 0.06 | 0.02 | 0.02 | 0.19 | 0.06 | 0 | 0 | 0 | 0 | 0.033
| 5 | 171.7852 | 10.4923 | 1.4475 | 172.4931 | 13.9663 | 953.7673 | 0.087077 | 42.4123 | 185.7515 | 964.2597 | 1.5346 | 214.9054 | 511.9 | 80.8 | 103.1 | 113 | 49.7 | 31.7 | 516.2 | 78 | 71.5 | 17.3 | 30.3 | 70.5 | 492.1 | 144 | 113.9 | 135.9 | 83.7 | 58.3 | 561.4 | 57.8 | 112.2 | 86.4 | 65.2 | 47.9 | 346 | 92.1 | 83.2 | 94.4 | 70.9 | 41.5 | 541.7 | 130.1 | 121.2 | 98.5 | 110.6 | 37.1 | 497 | 104.4 | 115.8 | 109 | 34 | 18.5 | 367 | 107.4 | 0 | 0 | 0 | 0 | 37.8 | 2.7 | 4.5 | 6.1 | 3.1 | 1.3 | 39 | 3.6 | 3.6 | 0.8 | 1.9 | 3 | 36.4 | 4.5 | 4.2 | 7.6 | 4.3 | 2 | 44.7 | 1.8 | 4.9 | 4.7 | 3.5 | 2 | 19.5 | 6.2 | 5.8 | 6.2 | 5 | 2.4 | 42.7 | 5.8 | 6.4 | 5.3 | 5.9 | 1.3 | 36.3 | 3.9 | 7.6 | 5.1 | 1.5 | 0.7 | 22.3 | 5 | 0 | 0 | 0 | 0 | 5.33 | 0.33 | 0.59 | 0.83 | 0.43 | 0.17 | 5.52 | 0.49 | 0.48 | 0.11 | 0.26 | 0.4 | 5.14 | 0.55 | 0.54 | 1.03 | 0.57 | 0.25 | 6.36 | 0.22 | 0.65 | 0.65 | 0.48 | 0.26 | 2.67 | 0.87 | 0.82 | 0.87 | 0.71 | 0.33 | 6.06 | 0.77 | 0.87 | 0.73 | 0.8 | 0.16 | 5.13 | 0.5 | 1.05 | 0.68 | 0.2 | 0.08 | 3.1 | 0.66 | 0 | 0 | 0 | 0 | 35.3 | 8.6 | 10.2 | 10 | 4.1 | 8.6 | 34.7 | 7.3 | 8.4 | 7.6 | 8.7 | 6.9 | 33.9 | 15.5 | 11.6 | 11.6 | 7.9 | 6.1 | 35.9 | 6.3 | 10.9 | 7.7 | 5.7 | 5.5 | 29.3 | 6.8 | 6.9 | 7.3 | 5.5 | 3.6 | 34.9 | 12.4 | 10.7 | 8.7 | 9.8 | 7.6 | 34.7 | 10.7 | 10.9 | 10.4 | 3.2 | 3.3 | 29.9 | 10.1 | 0 | 0 | 0 | 0 | 2639.9 | 540.9 | 629.9 | 627 | 252 | 209.3 | 2587.8 | 457.8 | 420.3 | 114.4 | 168.8 | 428.4 | 2523.4 | 977.2 | 738.9 | 743.4 | 478.2 | 386.9 | 2621.3 | 388.1 | 678.6 | 472 | 358.9 | 299 | 2236.3 | 440.5 | 377.7 | 462.3 | 323.5 | 216.6 | 2587.5 | 780.7 | 675.4 | 542.1 | 618.8 | 257.4 | 2563.6 | 672.6 | 675.2 | 648.1 | 208.4 | 202.6 | 2215 | 639.4 | 0 | 0 | 0 | 0 | 0.25 | 0.04 | 0.06 | 0.06 | 0.02 | 0.14 | 0.26 | 0.04 | 0.08 | 0.15 | 0.16 | 0.04 | 0.25 | 0.07 | 0.05 | 0.07 | 0.05 | 0.03 | 0.29 | 0.03 | 0.06 | 0.05 | 0.03 | 0.04 | 0.17 | 0.04 | 0.06 | 0.05 | 0.05 | 0.02 | 0.27 | 0.06 | 0.06 | 0.05 | 0.05 | 0.1 | 0.26 | 0.05 | 0.07 | 0.06 | 0.02 | 0.01 | 0.19 | 0.05 | 0 | 0 | 0 | 0 | 0.034
| 6 | 150.8865 | 9.4109 | 1.304 | 151.5229 | 12.0748 | 822.5125 | 0.076175 | 36.6065 | 162.9613 | 831.9234 | 1.3801 | 188.1294 | 451.6 | 64.4 | 87.1 | 110.3 | 43.7 | 30.6 | 475.4 | 66.4 | 70.8 | 16.5 | 28 | 52.3 | 413.6 | 153 | 130.3 | 122.6 | 70.2 | 43.2 | 491.6 | 42.2 | 85.9 | 69.4 | 48.7 | 42.1 | 310 | 71 | 63.4 | 82.7 | 52.7 | 34.7 | 472.3 | 110.1 | 99.4 | 84.1 | 94.7 | 35.1 | 442.3 | 80.4 | 98.1 | 105.7 | 24.4 | 18.3 | 338 | 89.7 | 0 | 0 | 0 | 0 | 34.2 | 2.1 | 3.6 | 6.1 | 2.9 | 1.4 | 36.7 | 3.1 | 3.4 | 0.8 | 1.7 | 2.4 | 30.7 | 4.9 | 4.9 | 6.6 | 3.4 | 1.5 | 39.9 | 1.4 | 3.6 | 3.5 | 2.5 | 1.7 | 15.9 | 4.5 | 4.4 | 5.5 | 3.4 | 1.9 | 37.7 | 5 | 4.8 | 4.4 | 4.9 | 1.2 | 32.3 | 3 | 6.5 | 5.3 | 1.2 | 0.6 | 20.2 | 4.2 | 0 | 0 | 0 | 0 | 4.84 | 0.26 | 0.47 | 0.83 | 0.4 | 0.18 | 5.21 | 0.42 | 0.46 | 0.11 | 0.23 | 0.32 | 4.35 | 0.61 | 0.62 | 0.9 | 0.45 | 0.19 | 5.69 | 0.19 | 0.47 | 0.47 | 0.35 | 0.22 | 2.15 | 0.62 | 0.62 | 0.76 | 0.47 | 0.26 | 5.35 | 0.66 | 0.65 | 0.6 | 0.67 | 0.15 | 4.57 | 0.39 | 0.89 | 0.71 | 0.16 | 0.06 | 2.8 | 0.56 | 0 | 0 | 0 | 0 | 30.3 | 6.9 | 8.8 | 9.6 | 3.5 | 8.4 | 31.3 | 6.2 | 8.1 | 7 | 8.2 | 5 | 28.3 | 16.3 | 13.2 | 10.7 | 6.8 | 4.6 | 30.8 | 4.5 | 8.5 | 6.5 | 4.4 | 4.9 | 27.7 | 5.6 | 5.4 | 6.4 | 4.4 | 3.1 | 30 | 10.5 | 9.2 | 7.6 | 8.4 | 6.7 | 30.9 | 8.2 | 9.4 | 9.8 | 2.3 | 2.9 | 27.8 | 8.4 | 0 | 0 | 0 | 0 | 2264.5 | 430.6 | 542.1 | 602.1 | 214.5 | 197.8 | 2325.7 | 386.1 | 416.3 | 108 | 160 | 310.7 | 2108.7 | 1030.4 | 842.5 | 680.1 | 411.7 | 286.8 | 2232.1 | 273.1 | 530.4 | 397.9 | 272.7 | 268 | 2120.9 | 357.9 | 284 | 403.9 | 261.4 | 187.9 | 2230.1 | 657.4 | 574.8 | 468.9 | 535.8 | 242.1 | 2274.6 | 511.5 | 578.5 | 609 | 143.3 | 178.9 | 2063.7 | 531 | 0 | 0 | 0 | 0 | 0.22 | 0.03 | 0.05 | 0.06 | 0.02 | 0.14 | 0.24 | 0.03 | 0.07 | 0.13 | 0.15 | 0.03 | 0.21 | 0.07 | 0.06 | 0.06 | 0.04 | 0.02 | 0.26 | 0.02 | 0.04 | 0.04 | 0.02 | 0.04 | 0.15 | 0.03 | 0.05 | 0.04 | 0.03 | 0.02 | 0.24 | 0.06 | 0.05 | 0.04 | 0.05 | 0.09 | 0.23 | 0.04 | 0.06 | 0.06 | 0.01 | 0.01 | 0.18 | 0.04 | 0 | 0 | 0 | 0 | 0.035
| 7 | 130.8751 | 7.8416 | 1.0849 | 131.405 | 10.7506 | 735.1563 | 0.065273 | 32.676 | 141.6257 | 742.9979 | 1.1502 | 164.081 | 378.6 | 44 | 82.1 | 116 | 37.3 | 27.3 | 423.9 | 50 | 67.1 | 12.9 | 22.9 | 39.3 | 335.8 | 162 | 144.6 | 123.7 | 55.6 | 31.2 | 419.2 | 26.2 | 60.8 | 64 | 33.4 | 32.2 | 301.2 | 53.7 | 53.4 | 74.1 | 39.6 | 30 | 396.2 | 99.9 | 84.1 | 65.2 | 83.4 | 27 | 385.5 | 63.8 | 87.9 | 110 | 17.4 | 15 | 301 | 65 | 0 | 0 | 0 | 0 | 26.6 | 1.5 | 3.4 | 6.7 | 2.3 | 1.1 | 31 | 2.2 | 2.9 | 0.6 | 1.3 | 1.8 | 23.9 | 5.1 | 5.1 | 6.8 | 2.6 | 1.1 | 33.4 | 0.9 | 2.5 | 3.3 | 1.5 | 1.2 | 15.7 | 3.2 | 3.8 | 4.9 | 2.6 | 1.7 | 30 | 4.3 | 4 | 3.4 | 4.5 | 0.9 | 26.6 | 2.4 | 6.1 | 5.6 | 0.9 | 0.5 | 16.5 | 2.9 | 0 | 0 | 0 | 0 | 3.74 | 0.19 | 0.45 | 0.92 | 0.32 | 0.14 | 4.38 | 0.3 | 0.38 | 0.07 | 0.17 | 0.24 | 3.37 | 0.63 | 0.64 | 0.92 | 0.35 | 0.13 | 4.76 | 0.11 | 0.33 | 0.44 | 0.2 | 0.16 | 2.13 | 0.44 | 0.54 | 0.69 | 0.37 | 0.23 | 4.25 | 0.57 | 0.54 | 0.46 | 0.61 | 0.11 | 3.75 | 0.31 | 0.84 | 0.75 | 0.12 | 0.06 | 2.28 | 0.39 | 0 | 0 | 0 | 0 | 27.3 | 4.7 | 8.3 | 9.7 | 3 | 8.2 | 29.5 | 4.9 | 8.1 | 6.1 | 7.6 | 3.7 | 24 | 17.4 | 15 | 10.7 | 5.5 | 3.3 | 26.7 | 2.8 | 6.1 | 5.9 | 3.2 | 3.9 | 26.7 | 4.4 | 4.5 | 5.7 | 3.2 | 2.6 | 26.6 | 9.7 | 7.8 | 5.9 | 7.3 | 5.5 | 28.3 | 6.6 | 8.6 | 10.1 | 1.5 | 2.5 | 26.1 | 6.2 | 0 | 0 | 0 | 0 | 2047.4 | 291.3 | 508.9 | 615.7 | 188.8 | 185.2 | 2195.7 | 296.7 | 415.9 | 89.1 | 138.1 | 234.5 | 1786.3 | 1100.5 | 953.7 | 682.6 | 328.8 | 206.7 | 1961.3 | 167.8 | 375.1 | 363.1 | 199.4 | 209.3 | 2041 | 282.9 | 236.5 | 359.8 | 191 | 161.6 | 1980 | 607.3 | 490.4 | 368 | 462.8 | 188.4 | 2096.4 | 403.1 | 526 | 627.4 | 97.7 | 152.9 | 1932.5 | 389.1 | 0 | 0 | 0 | 0 | 0.19 | 0.02 | 0.04 | 0.06 | 0.02 | 0.14 | 0.21 | 0.03 | 0.07 | 0.12 | 0.14 | 0.02 | 0.17 | 0.08 | 0.07 | 0.06 | 0.03 | 0.02 | 0.22 | 0.02 | 0.03 | 0.03 | 0.02 | 0.03 | 0.15 | 0.03 | 0.04 | 0.04 | 0.02 | 0.02 | 0.2 | 0.05 | 0.04 | 0.03 | 0.04 | 0.07 | 0.2 | 0.03 | 0.06 | 0.06 | 0.01 | 0.01 | 0.16 | 0.03 | 0 | 0 | 0 | 0 | 0.036
| 8 | 123.1941 | 7.0879 | 0.97452 | 123.6714 | 10.3828 | 707.9314 | 0.061507 | 31.4959 | 133.5769 | 715.0193 | 1.036 | 155.1673 | 337 | 37.5 | 84 | 122.9 | 38.3 | 29.9 | 397.7 | 41.8 | 70.3 | 11.8 | 22.5 | 33.9 | 290.2 | 170.7 | 158.4 | 125.7 | 53.6 | 27.2 | 371.9 | 22 | 53.6 | 60.7 | 27.3 | 32.3 | 290.5 | 44.4 | 51.8 | 69.6 | 35.6 | 30.6 | 352 | 94.4 | 83.2 | 60.8 | 72.7 | 25.4 | 354.1 | 55.3 | 88 | 114.4 | 17 | 15.4 | 278.7 | 55.9 | 0 | 0 | 0 | 0 | 22.9 | 1.2 | 3.6 | 6.6 | 2.3 | 1.2 | 28.7 | 1.6 | 3.1 | 0.5 | 1.2 | 1.4 | 19.5 | 5.7 | 5.5 | 6.5 | 2.4 | 1 | 28.9 | 0.7 | 2.1 | 2.9 | 1.2 | 1.1 | 14.6 | 2.5 | 3.7 | 4.7 | 2.2 | 1.6 | 25.5 | 4.1 | 4.1 | 3 | 4 | 0.9 | 23.9 | 2 | 6.3 | 5.6 | 0.8 | 0.5 | 15 | 2.5 | 0 | 0 | 0 | 0 | 3.21 | 0.15 | 0.47 | 0.9 | 0.32 | 0.15 | 4.05 | 0.22 | 0.4 | 0.06 | 0.16 | 0.19 | 2.73 | 0.7 | 0.69 | 0.88 | 0.33 | 0.13 | 4.11 | 0.09 | 0.28 | 0.39 | 0.16 | 0.14 | 1.97 | 0.34 | 0.52 | 0.65 | 0.3 | 0.21 | 3.59 | 0.54 | 0.55 | 0.4 | 0.55 | 0.11 | 3.35 | 0.26 | 0.87 | 0.75 | 0.11 | 0.06 | 2.07 | 0.33 | 0 | 0 | 0 | 0 | 25 | 4 | 8.4 | 10.8 | 3.1 | 8.6 | 28 | 4.3 | 8.5 | 5.6 | 7.5 | 3.3 | 21.8 | 18 | 16.4 | 11.2 | 5.4 | 2.8 | 24.5 | 2.4 | 5.4 | 5.7 | 2.7 | 4 | 26.3 | 3.8 | 4.3 | 5.3 | 3 | 2.8 | 24.7 | 9.2 | 7.6 | 5.7 | 6.2 | 5.2 | 26.6 | 5.8 | 8.4 | 10.6 | 1.6 | 2.5 | 24.5 | 5.4 | 0 | 0 | 0 | 0 | 1877.5 | 248.2 | 517.3 | 683.2 | 198.2 | 203.8 | 2083.8 | 257.4 | 434 | 84.3 | 139 | 208.7 | 1626.7 | 1144.1 | 1049 | 715 | 320.1 | 177.4 | 1776.5 | 141.1 | 331.3 | 354.7 | 166 | 213.7 | 2003.8 | 240.4 | 229.1 | 337.1 | 181.6 | 171.3 | 1848 | 570.4 | 478.8 | 354.1 | 398.4 | 175.7 | 1975.4 | 350.7 | 516.6 | 666 | 98.6 | 153.2 | 1805.7 | 332.7 | 0 | 0 | 0 | 0 | 0.17 | 0.02 | 0.04 | 0.06 | 0.02 | 0.14 | 0.2 | 0.02 | 0.07 | 0.11 | 0.13 | 0.02 | 0.15 | 0.08 | 0.07 | 0.06 | 0.03 | 0.01 | 0.2 | 0.01 | 0.03 | 0.03 | 0.01 | 0.03 | 0.14 | 0.02 | 0.04 | 0.04 | 0.02 | 0.02 | 0.18 | 0.05 | 0.04 | 0.03 | 0.04 | 0.07 | 0.18 | 0.03 | 0.06 | 0.06 | 0.01 | 0.01 | 0.15 | 0.03 | 0 | 0 | 0 | 0 | 0.037
| 9 | 121.6896 | 7.0025 | 0.96642 | 122.1621 | 10.266 | 696.7124 | 0.061507 | 31.0448 | 131.9555 | 703.715 | 1.0279 | 153.2069 | 332.1 | 36.4 | 82.2 | 123.4 | 39.1 | 33.7 | 401.8 | 42.7 | 69.5 | 12.1 | 20.1 | 29.9 | 280.9 | 174.7 | 166.7 | 128.2 | 51.4 | 26.6 | 362.6 | 22.4 | 52.2 | 60.4 | 28.2 | 34.5 | 288.5 | 44 | 48.6 | 74.2 | 34.8 | 29.4 | 336.9 | 97.3 | 82.3 | 63.5 | 74.4 | 24.9 | 353.1 | 54 | 89.6 | 113.9 | 16.1 | 16.4 | 279.6 | 56.7 | 0 | 0 | 0 | 0 | 22.7 | 1.2 | 3.2 | 6.8 | 2.4 | 1.3 | 29.3 | 1.8 | 3.1 | 0.4 | 1 | 1.2 | 19.3 | 6 | 6.2 | 6.8 | 2.3 | 0.9 | 28.4 | 0.8 | 2 | 2.8 | 1.3 | 1.1 | 13.2 | 2.3 | 3.3 | 5 | 2.1 | 1.4 | 24.3 | 4.2 | 4.1 | 2.8 | 4 | 0.9 | 24.3 | 2 | 6.2 | 5.6 | 0.7 | 0.5 | 15.1 | 2.6 | 0 | 0 | 0 | 0 | 3.19 | 0.15 | 0.42 | 0.93 | 0.34 | 0.17 | 4.14 | 0.24 | 0.41 | 0.06 | 0.13 | 0.15 | 2.71 | 0.76 | 0.79 | 0.92 | 0.31 | 0.11 | 4.05 | 0.1 | 0.25 | 0.38 | 0.18 | 0.14 | 1.77 | 0.31 | 0.47 | 0.7 | 0.3 | 0.19 | 3.43 | 0.56 | 0.55 | 0.36 | 0.54 | 0.11 | 3.41 | 0.26 | 0.85 | 0.75 | 0.09 | 0.05 | 2.08 | 0.35 | 0 | 0 | 0 | 0 | 24.6 | 3.9 | 8.4 | 10.7 | 3.2 | 8.8 | 28.1 | 4.2 | 8.3 | 5.6 | 7.3 | 3 | 20.8 | 18.3 | 16.9 | 11.3 | 5.2 | 2.8 | 23.7 | 2.4 | 5.4 | 5.7 | 2.7 | 4.3 | 27.2 | 3.9 | 4.2 | 5.6 | 3 | 2.8 | 23.9 | 9.5 | 7.5 | 6.3 | 6.5 | 5.1 | 26.1 | 5.6 | 8.6 | 10.5 | 1.6 | 2.6 | 24.6 | 5.4 | 0 | 0 | 0 | 0 | 1830.2 | 241.8 | 521.6 | 675.4 | 199.3 | 227.1 | 2077.8 | 255.5 | 425.9 | 87.8 | 128.4 | 189.6 | 1533.7 | 1158 | 1081.6 | 720.3 | 308.5 | 177.1 | 1711.1 | 140.3 | 330.7 | 355.2 | 166.3 | 231.9 | 2077.6 | 246.8 | 218.9 | 357.4 | 177.4 | 170.8 | 1763 | 588.7 | 472.9 | 388.5 | 414.4 | 170.5 | 1931.7 | 339.2 | 533.9 | 659.7 | 100.3 | 160 | 1808.2 | 332.1 | 0 | 0 | 0 | 0 | 0.17 | 0.02 | 0.04 | 0.06 | 0.02 | 0.14 | 0.21 | 0.02 | 0.07 | 0.1 | 0.13 | 0.01 | 0.15 | 0.08 | 0.08 | 0.06 | 0.03 | 0.01 | 0.19 | 0.01 | 0.03 | 0.03 | 0.01 | 0.03 | 0.14 | 0.02 | 0.04 | 0.04 | 0.02 | 0.02 | 0.17 | 0.05 | 0.04 | 0.03 | 0.04 | 0.07 | 0.18 | 0.03 | 0.06 | 0.06 | 0.01 | 0.01 | 0.15 | 0.03 | 0 | 0 | 0 | 0 | 0.037
| 10 | 123.003 | 6.9551 | 0.95373 | 123.4707 | 10.509 | 712.9566 | 0.061507 | 31.7719 | 133.5121 | 719.9117 | 1.0152 | 155.2426 | 340.7 | 36.8 | 81.3 | 122.3 | 39.5 | 31.8 | 393.6 | 41.4 | 71.1 | 12 | 19.9 | 33 | 288.6 | 172.5 | 164.5 | 122.3 | 48.5 | 24.2 | 373.7 | 21.4 | 52 | 63.8 | 26.9 | 35.4 | 299.4 | 44.7 | 48.9 | 81 | 31.8 | 34.9 | 345.3 | 97 | 81.7 | 60.2 | 72.1 | 22.7 | 351.4 | 53.6 | 89.7 | 111.9 | 15.4 | 15 | 284 | 55.6 | 0 | 0 | 0 | 0 | 22.6 | 1.2 | 3.2 | 6.7 | 2.3 | 1.2 | 27.3 | 1.8 | 3.4 | 0.5 | 1 | 1.3 | 19.1 | 5.7 | 5.9 | 6.5 | 2.4 | 0.8 | 29.4 | 0.8 | 2.1 | 3 | 1.2 | 1.2 | 13.9 | 2.3 | 3.2 | 5.5 | 1.9 | 2 | 24.7 | 4.1 | 3.9 | 2.8 | 3.8 | 0.9 | 23.4 | 2 | 6.1 | 5.5 | 0.7 | 0.5 | 14.9 | 2.5 | 0 | 0 | 0 | 0 | 3.17 | 0.15 | 0.41 | 0.91 | 0.31 | 0.16 | 3.84 | 0.24 | 0.45 | 0.06 | 0.14 | 0.16 | 2.68 | 0.71 | 0.75 | 0.88 | 0.32 | 0.1 | 4.19 | 0.1 | 0.27 | 0.4 | 0.16 | 0.16 | 1.86 | 0.31 | 0.45 | 0.77 | 0.26 | 0.27 | 3.48 | 0.55 | 0.53 | 0.37 | 0.51 | 0.11 | 3.28 | 0.26 | 0.84 | 0.74 | 0.09 | 0.06 | 2.04 | 0.34 | 0 | 0 | 0 | 0 | 25.9 | 4 | 8.3 | 10.6 | 3.4 | 8.7 | 28.9 | 4.1 | 8.2 | 5.6 | 7.3 | 3.3 | 22 | 18.3 | 16.9 | 10.8 | 4.8 | 2.6 | 24.3 | 2.3 | 5.2 | 6 | 2.6 | 4.3 | 28.2 | 4 | 4.3 | 6 | 2.8 | 3 | 24.6 | 9.5 | 7.6 | 5.8 | 6.4 | 4.9 | 26.7 | 5.6 | 8.7 | 10.4 | 1.5 | 2.3 | 25.4 | 5.3 | 0 | 0 | 0 | 0 | 1921.6 | 243.5 | 515.7 | 670.8 | 211.7 | 216.2 | 2138 | 246.6 | 424.8 | 86.3 | 126.9 | 210.3 | 1624.2 | 1157.3 | 1079.4 | 683.9 | 282.1 | 161.6 | 1756.8 | 132 | 321.7 | 377.3 | 160.5 | 234.1 | 2137.4 | 253.1 | 228.8 | 385 | 164.6 | 184.2 | 1818.1 | 591 | 476.3 | 360.6 | 405.5 | 152.5 | 1966.4 | 338.8 | 541.1 | 648.5 | 94 | 144.8 | 1866 | 328.8 | 0 | 0 | 0 | 0 | 0.17 | 0.02 | 0.04 | 0.06 | 0.02 | 0.14 | 0.2 | 0.02 | 0.07 | 0.11 | 0.13 | 0.02 | 0.15 | 0.08 | 0.08 | 0.06 | 0.03 | 0.01 | 0.2 | 0.01 | 0.03 | 0.03 | 0.01 | 0.03 | 0.15 | 0.02 | 0.04 | 0.04 | 0.02 | 0.02 | 0.18 | 0.05 | 0.04 | 0.03 | 0.03 | 0.07 | 0.18 | 0.03 | 0.06 | 0.06 | 0.01 | 0.01 | 0.15 | 0.03 | 0 | 0 | 0 | 0 | 0.037
| 11 | 124.2771 | 6.9472 | 0.95481 | 124.7448 | 10.6513 | 726.2256 | 0.06339 | 32.3102 | 134.9285 | 733.1728 | 1.0182 | 157.055 | 347.9 | 36.9 | 79.8 | 122.6 | 42 | 31.5 | 404 | 41.8 | 68.8 | 11.9 | 19.6 | 30.2 | 299.6 | 176.7 | 154.7 | 120.1 | 45.8 | 24.1 | 375.6 | 19.5 | 49.7 | 59.8 | 25 | 33.1 | 303.9 | 45.8 | 49.1 | 77.8 | 32.8 | 31.4 | 362.4 | 93.3 | 79.8 | 57.9 | 71.7 | 23.2 | 355.2 | 53.1 | 85.1 | 111.8 | 15.7 | 15.6 | 282.5 | 54.5 | 0 | 0 | 0 | 0 | 22.5 | 1.2 | 3.3 | 6.6 | 2.4 | 1.2 | 27.7 | 1.8 | 3.2 | 0.4 | 0.9 | 1.2 | 19.2 | 6.2 | 5.4 | 6.4 | 2.2 | 0.8 | 28.7 | 0.6 | 1.9 | 2.6 | 1.1 | 1.2 | 13.2 | 2.5 | 3.2 | 5.1 | 1.9 | 1.6 | 25.3 | 4.1 | 3.9 | 2.7 | 3.9 | 0.9 | 23.3 | 1.8 | 6 | 5.4 | 0.7 | 0.5 | 14 | 2.5 | 0 | 0 | 0 | 0 | 3.14 | 0.15 | 0.44 | 0.9 | 0.33 | 0.16 | 3.9 | 0.24 | 0.43 | 0.06 | 0.12 | 0.16 | 2.69 | 0.79 | 0.68 | 0.86 | 0.3 | 0.1 | 4.08 | 0.08 | 0.25 | 0.34 | 0.15 | 0.15 | 1.75 | 0.34 | 0.45 | 0.71 | 0.27 | 0.22 | 3.57 | 0.54 | 0.52 | 0.36 | 0.52 | 0.11 | 3.27 | 0.24 | 0.83 | 0.72 | 0.09 | 0.06 | 1.91 | 0.34 | 0 | 0 | 0 | 0 | 27 | 3.9 | 8 | 10.7 | 3.6 | 8.6 | 29.9 | 4.1 | 8 | 5.6 | 7.3 | 3 | 23.4 | 18.3 | 16.1 | 10.6 | 4.5 | 2.6 | 25.2 | 2.2 | 5 | 5.9 | 2.4 | 4.1 | 29.4 | 4 | 4.3 | 6 | 2.9 | 2.9 | 26.4 | 9.1 | 7.4 | 5.6 | 6.3 | 5 | 27.3 | 5.6 | 8.2 | 10.5 | 1.5 | 2.6 | 26 | 5.1 | 0 | 0 | 0 | 0 | 2011.5 | 242 | 493.6 | 676.3 | 224.5 | 213.2 | 2211.4 | 248.4 | 412.3 | 85.6 | 128.9 | 186.8 | 1733.2 | 1163.2 | 1023.7 | 674.3 | 264.6 | 162.7 | 1828.6 | 125 | 309.7 | 364.7 | 149.7 | 218.2 | 2235.4 | 253.3 | 230.8 | 381.1 | 170.8 | 175.5 | 1945.1 | 562.6 | 462.7 | 344.3 | 399.1 | 156.7 | 2011.1 | 342.2 | 507.1 | 655.7 | 96.7 | 155.7 | 1907.7 | 317.4 | 0 | 0 | 0 | 0 | 0.18 | 0.02 | 0.04 | 0.06 | 0.02 | 0.14 | 0.21 | 0.02 | 0.07 | 0.1 | 0.13 | 0.02 | 0.16 | 0.08 | 0.07 | 0.06 | 0.03 | 0.01 | 0.2 | 0.01 | 0.03 | 0.03 | 0.01 | 0.03 | 0.15 | 0.02 | 0.04 | 0.04 | 0.02 | 0.02 | 0.19 | 0.05 | 0.04 | 0.03 | 0.03 | 0.07 | 0.19 | 0.03 | 0.05 | 0.06 | 0.01 | 0.01 | 0.15 | 0.03 | 0 | 0 | 0 | 0 | 0.037
| 12 | 123.1132 | 6.7713 | 0.92947 | 123.5687 | 10.7088 | 728.1991 | 0.06339 | 32.4265 | 133.822 | 734.9704 | 0.99286 | 155.9951 | 350.2 | 36.6 | 78.1 | 117.8 | 40.8 | 29.9 | 406.2 | 38.8 | 68.9 | 11.1 | 17.9 | 28.3 | 301.1 | 172.9 | 150.8 | 118.5 | 46.6 | 24.3 | 373.5 | 20.1 | 50.4 | 59.6 | 25.8 | 35.1 | 308.9 | 42.7 | 49.8 | 78.3 | 31.4 | 32.7 | 368.3 | 95.6 | 78.1 | 59.8 | 71.1 | 23.5 | 357.7 | 51.6 | 85.3 | 114.3 | 15.1 | 16.2 | 279.9 | 56 | 0 | 0 | 0 | 0 | 21.9 | 1.2 | 3.3 | 6.3 | 2.4 | 1.2 | 26.5 | 1.7 | 3.2 | 0.4 | 0.9 | 1.1 | 19.1 | 6 | 5.2 | 6.4 | 2.1 | 0.8 | 28.1 | 0.6 | 2 | 2.6 | 1.1 | 1.3 | 13 | 2.2 | 3.2 | 5.2 | 1.8 | 1.7 | 25 | 4.2 | 3.7 | 2.8 | 3.9 | 0.8 | 22.8 | 1.8 | 5.8 | 5.4 | 0.7 | 0.5 | 13.4 | 2.6 | 0 | 0 | 0 | 0 | 3.05 | 0.15 | 0.44 | 0.86 | 0.33 | 0.15 | 3.72 | 0.23 | 0.43 | 0.05 | 0.12 | 0.14 | 2.67 | 0.76 | 0.65 | 0.86 | 0.28 | 0.1 | 4 | 0.08 | 0.27 | 0.35 | 0.15 | 0.17 | 1.72 | 0.3 | 0.45 | 0.72 | 0.25 | 0.24 | 3.51 | 0.56 | 0.49 | 0.37 | 0.53 | 0.1 | 3.19 | 0.23 | 0.81 | 0.73 | 0.09 | 0.06 | 1.83 | 0.35 | 0 | 0 | 0 | 0 | 27.9 | 4 | 7.8 | 10.3 | 3.5 | 8.5 | 31.3 | 3.8 | 8 | 5.5 | 7.2 | 2.8 | 23.9 | 18 | 15.7 | 10.4 | 4.7 | 2.6 | 25.5 | 2.2 | 5.1 | 5.8 | 2.5 | 4.2 | 30.4 | 3.8 | 4.4 | 6 | 2.8 | 3 | 27.6 | 9.2 | 7.3 | 5.8 | 6.1 | 5.1 | 28.2 | 5.4 | 8.2 | 10.7 | 1.4 | 2.5 | 26.2 | 5.3 | 0 | 0 | 0 | 0 | 2069.6 | 242.4 | 479 | 652.9 | 216.4 | 202.3 | 2312.3 | 226.5 | 415.1 | 81.9 | 117.4 | 178 | 1745.2 | 1141.5 | 1000.5 | 660.7 | 281.1 | 164.2 | 1835.3 | 129.7 | 311.1 | 360.4 | 157.9 | 227.7 | 2291.2 | 240.5 | 237.5 | 382.2 | 165 | 179.5 | 2025.6 | 573.8 | 457.4 | 356.1 | 391.3 | 162.7 | 2070.9 | 330 | 504.2 | 672.3 | 91.8 | 155.9 | 1925 | 326.9 | 0 | 0 | 0 | 0 | 0.18 | 0.02 | 0.04 | 0.06 | 0.02 | 0.14 | 0.21 | 0.02 | 0.07 | 0.1 | 0.13 | 0.01 | 0.16 | 0.08 | 0.07 | 0.06 | 0.03 | 0.01 | 0.2 | 0.01 | 0.03 | 0.03 | 0.01 | 0.03 | 0.16 | 0.02 | 0.04 | 0.04 | 0.02 | 0.02 | 0.19 | 0.05 | 0.04 | 0.03 | 0.03 | 0.07 | 0.19 | 0.03 | 0.05 | 0.06 | 0.01 | 0.01 | 0.15 | 0.03 | 0 | 0 | 0 | 0 | 0.037
| 13 | 121.5473 | 6.519 | 0.89163 | 121.985 | 10.7319 | 728.6127 | 0.06339 | 32.4618 | 132.2792 | 735.1318 | 0.95502 | 154.4468 | 348.3 | 37.8 | 72.6 | 117.5 | 38.9 | 30.8 | 402.5 | 38.9 | 68.4 | 11.4 | 19.2 | 29.8 | 298.7 | 169.5 | 149 | 120.4 | 50.2 | 25.3 | 380.4 | 21.3 | 49.8 | 64.5 | 26.8 | 35.6 | 313.9 | 42.5 | 48.4 | 82.4 | 34.3 | 36.3 | 365.5 | 94.9 | 77.9 | 61.5 | 71.1 | 23.6 | 357.4 | 51.3 | 80.2 | 113.6 | 15.2 | 16.7 | 290.9 | 55.5 | 0 | 0 | 0 | 0 | 21.1 | 1.2 | 3 | 6.2 | 2.3 | 1.2 | 25.4 | 1.7 | 3.3 | 0.4 | 0.9 | 1.3 | 18.8 | 5.9 | 5.6 | 6.6 | 2.3 | 0.9 | 28.6 | 0.7 | 2 | 3.3 | 1.2 | 1.3 | 13 | 2.3 | 3.2 | 5.7 | 2.1 | 2.1 | 24 | 4.2 | 3.7 | 2.8 | 3.9 | 0.9 | 22.1 | 1.8 | 5.3 | 5.3 | 0.6 | 0.5 | 14.2 | 2.6 | 0 | 0 | 0 | 0 | 2.94 | 0.15 | 0.39 | 0.84 | 0.32 | 0.15 | 3.56 | 0.23 | 0.44 | 0.05 | 0.12 | 0.17 | 2.63 | 0.74 | 0.72 | 0.9 | 0.31 | 0.11 | 4.06 | 0.09 | 0.27 | 0.44 | 0.17 | 0.16 | 1.72 | 0.31 | 0.45 | 0.8 | 0.29 | 0.29 | 3.38 | 0.56 | 0.49 | 0.37 | 0.53 | 0.11 | 3.09 | 0.23 | 0.73 | 0.71 | 0.08 | 0.06 | 1.94 | 0.35 | 0 | 0 | 0 | 0 | 28.4 | 4.1 | 7.4 | 10.4 | 3.2 | 8.7 | 31.9 | 3.8 | 7.8 | 5.6 | 7.2 | 2.9 | 23.8 | 17.7 | 15.1 | 10.4 | 5 | 2.7 | 26 | 2.4 | 5 | 5.9 | 2.5 | 4.4 | 31 | 3.7 | 4.2 | 6.1 | 2.9 | 3 | 28.2 | 9.2 | 7.3 | 6 | 6.1 | 5.2 | 28.8 | 5.4 | 8 | 10.7 | 1.5 | 2.6 | 27 | 5.2 | 0 | 0 | 0 | 0 | 2090.4 | 252.2 | 451.9 | 659.6 | 202.3 | 209.4 | 2340.3 | 228.3 | 405.8 | 83.4 | 125.7 | 183.4 | 1741.1 | 1118.1 | 961.9 | 661.4 | 299 | 169.2 | 1882.1 | 136.7 | 305.7 | 368.5 | 158.1 | 232.9 | 2340.6 | 237.4 | 226.3 | 389.2 | 175.3 | 189.4 | 2045 | 568.8 | 456.8 | 372 | 390.2 | 160.3 | 2107.5 | 328.5 | 489.6 | 672.1 | 95.3 | 164.1 | 1978.7 | 323.2 | 0 | 0 | 0 | 0 | 0.18 | 0.02 | 0.04 | 0.06 | 0.02 | 0.14 | 0.21 | 0.02 | 0.07 | 0.11 | 0.13 | 0.01 | 0.16 | 0.08 | 0.07 | 0.06 | 0.03 | 0.01 | 0.2 | 0.01 | 0.03 | 0.03 | 0.01 | 0.03 | 0.16 | 0.02 | 0.04 | 0.04 | 0.02 | 0.02 | 0.2 | 0.05 | 0.04 | 0.03 | 0.03 | 0.07 | 0.19 | 0.03 | 0.05 | 0.06 | 0.01 | 0.01 | 0.16 | 0.03 | 0 | 0 | 0 | 0 | 0.037
| 14 | 126.8953 | 6.8968 | 0.94733 | 127.3595 | 11.0962 | 753.8856 | 0.065273 | 33.5798 | 137.9915 | 760.7824 | 1.0126 | 160.9393 | 363.1 | 40.6 | 74.6 | 122.6 | 41.7 | 31.1 | 415.2 | 41.5 | 71.8 | 12.1 | 20 | 34.4 | 325.9 | 166.1 | 145.2 | 127.5 | 53.5 | 27.9 | 395.1 | 22.5 | 54.7 | 65.6 | 30.2 | 37 | 312 | 50.2 | 50.6 | 83.6 | 34.4 | 32.9 | 385.9 | 99.8 | 81.7 | 64.4 | 73.4 | 27.6 | 365.9 | 56 | 88.7 | 114 | 15.8 | 15.5 | 292.4 | 61.5 | 0 | 0 | 0 | 0 | 22.3 | 1.3 | 3.1 | 6.6 | 2.5 | 1.3 | 26.8 | 1.9 | 3.4 | 0.4 | 1 | 1.4 | 20.3 | 5.8 | 5 | 6.8 | 2.4 | 0.8 | 29.5 | 0.8 | 2.1 | 3.1 | 1.4 | 1.3 | 12.2 | 2.8 | 2.9 | 5.4 | 2 | 1.6 | 25.6 | 4.2 | 3.9 | 3.1 | 4 | 1 | 22.6 | 2.1 | 5.8 | 5.3 | 0.6 | 0.6 | 14.1 | 2.9 | 0 | 0 | 0 | 0 | 3.12 | 0.16 | 0.41 | 0.9 | 0.34 | 0.17 | 3.76 | 0.25 | 0.46 | 0.06 | 0.13 | 0.19 | 2.83 | 0.73 | 0.63 | 0.92 | 0.32 | 0.1 | 4.2 | 0.1 | 0.28 | 0.41 | 0.19 | 0.17 | 1.6 | 0.39 | 0.41 | 0.75 | 0.28 | 0.21 | 3.59 | 0.56 | 0.52 | 0.41 | 0.54 | 0.13 | 3.16 | 0.27 | 0.81 | 0.7 | 0.08 | 0.07 | 1.93 | 0.39 | 0 | 0 | 0 | 0 | 29.3 | 4.4 | 7.5 | 10.7 | 3.5 | 8.4 | 32.5 | 4 | 8.1 | 5.8 | 7.4 | 3.4 | 26.1 | 17.3 | 15.1 | 11.2 | 5.4 | 3.1 | 27.2 | 2.4 | 5.6 | 6.2 | 2.9 | 4.5 | 31.6 | 4.2 | 4.8 | 6.5 | 3 | 3.1 | 29.5 | 9.8 | 7.6 | 6.1 | 6.4 | 5.6 | 29.5 | 5.8 | 8.5 | 10.8 | 1.6 | 2.4 | 27.3 | 5.8 | 0 | 0 | 0 | 0 | 2157.4 | 270 | 461.7 | 678.2 | 219.9 | 206.3 | 2368.1 | 241.4 | 425.6 | 89.1 | 131.4 | 213.1 | 1925.8 | 1096.2 | 961.6 | 711.9 | 322.8 | 191.3 | 1961 | 140.6 | 342.5 | 388 | 178.8 | 243.2 | 2371.4 | 271.3 | 258.6 | 414.4 | 177 | 190.3 | 2154.3 | 607.2 | 476.2 | 378.5 | 406.8 | 187.9 | 2155.5 | 355.2 | 522.7 | 681.2 | 101.1 | 150.5 | 1992.4 | 358.1 | 0 | 0 | 0 | 0 | 0.19 | 0.02 | 0.04 | 0.06 | 0.02 | 0.14 | 0.22 | 0.02 | 0.07 | 0.11 | 0.13 | 0.02 | 0.17 | 0.08 | 0.07 | 0.06 | 0.03 | 0.01 | 0.21 | 0.01 | 0.03 | 0.03 | 0.02 | 0.03 | 0.16 | 0.02 | 0.04 | 0.04 | 0.02 | 0.02 | 0.21 | 0.05 | 0.04 | 0.03 | 0.04 | 0.07 | 0.2 | 0.03 | 0.05 | 0.06 | 0.01 | 0.01 | 0.16 | 0.03 | 0 | 0 | 0 | 0 | 0.038
| 15 | 147.8183 | 8.5637 | 1.1782 | 148.3951 | 12.4668 | 844.0133 | 0.075841 | 37.6391 | 160.2851 | 852.577 | 1.254 | 186.0342 | 425.2 | 55.2 | 81.8 | 137.7 | 44.2 | 36.6 | 469.5 | 51.3 | 76.7 | 16.6 | 29.4 | 50.6 | 389.2 | 161.8 | 138.8 | 138.9 | 71.4 | 34.4 | 455.2 | 33.6 | 73.8 | 84.7 | 43.6 | 38.5 | 322.4 | 63.8 | 60 | 94 | 49.9 | 42.4 | 452.1 | 120.3 | 101.2 | 85.4 | 90.4 | 33.2 | 415.2 | 70.9 | 96.7 | 126.5 | 29.9 | 20.2 | 336.9 | 75.8 | 0 | 0 | 0 | 0 | 28.5 | 1.9 | 3.5 | 7.6 | 2.8 | 1.5 | 32 | 2.4 | 3.5 | 0.7 | 1.5 | 2.2 | 26.4 | 5.9 | 5.2 | 7.5 | 3.7 | 1.1 | 36.2 | 1.1 | 3.1 | 4.2 | 2.2 | 1.4 | 11.3 | 3.4 | 3.1 | 5.4 | 2.9 | 2.1 | 31.9 | 5.5 | 5.2 | 4.2 | 4.8 | 1.1 | 27.2 | 2.7 | 6.4 | 5.7 | 1.1 | 0.7 | 18.7 | 3.4 | 0 | 0 | 0 | 0 | 4 | 0.23 | 0.46 | 1.04 | 0.39 | 0.19 | 4.51 | 0.32 | 0.46 | 0.09 | 0.2 | 0.29 | 3.72 | 0.75 | 0.66 | 1.01 | 0.5 | 0.14 | 5.17 | 0.14 | 0.41 | 0.56 | 0.3 | 0.19 | 1.45 | 0.45 | 0.43 | 0.74 | 0.4 | 0.28 | 4.51 | 0.73 | 0.71 | 0.56 | 0.65 | 0.14 | 3.82 | 0.34 | 0.88 | 0.76 | 0.15 | 0.08 | 2.59 | 0.45 | 0 | 0 | 0 | 0 | 32.2 | 5.8 | 8.2 | 11.9 | 3.6 | 9 | 35.1 | 4.9 | 8.7 | 6.4 | 8.3 | 4.9 | 29.1 | 16.6 | 14.1 | 12.2 | 6.7 | 3.7 | 29.3 | 3.6 | 7.3 | 7.8 | 4 | 4.6 | 33.8 | 5.6 | 6 | 8 | 4.4 | 4 | 32.7 | 11.4 | 9 | 8 | 7.9 | 6.3 | 32.1 | 7.3 | 9.1 | 12.1 | 3 | 3.1 | 29.2 | 7.3 | 0 | 0 | 0 | 0 | 2364.6 | 363.7 | 500.2 | 750.5 | 221.9 | 242.8 | 2559.2 | 300.1 | 466 | 112.4 | 184.1 | 306.7 | 2132.3 | 1056.8 | 897.7 | 774.1 | 402.4 | 231.9 | 2092 | 218.9 | 448.4 | 488.4 | 247.4 | 249.2 | 2547.6 | 357.9 | 328.3 | 504.2 | 263 | 244.2 | 2385.6 | 712.5 | 568 | 494.2 | 504.7 | 228.4 | 2336.9 | 449.7 | 555.1 | 759.2 | 193 | 191 | 2130.7 | 454.2 | 0 | 0 | 0 | 0 | 0.22 | 0.03 | 0.04 | 0.07 | 0.02 | 0.14 | 0.25 | 0.03 | 0.07 | 0.12 | 0.14 | 0.03 | 0.21 | 0.08 | 0.06 | 0.07 | 0.04 | 0.02 | 0.25 | 0.02 | 0.04 | 0.04 | 0.02 | 0.03 | 0.17 | 0.03 | 0.05 | 0.05 | 0.03 | 0.02 | 0.24 | 0.06 | 0.05 | 0.04 | 0.04 | 0.08 | 0.22 | 0.04 | 0.06 | 0.06 | 0.01 | 0.01 | 0.18 | 0.04 | 0 | 0 | 0 | 0 | 0.038
| 16 | 177.9847 | 10.2983 | 1.4205 | 178.6794 | 14.9927 | 1013.2203 | 0.090724 | 45.2114 | 192.9774 | 1023.5187 | 1.5113 | 223.8908 | 501.9 | 81.7 | 100.6 | 153.8 | 48.1 | 46 | 528 | 75 | 90.5 | 21.4 | 42.8 | 61.4 | 472.2 | 166.2 | 139.2 | 164.4 | 87 | 49.6 | 542.6 | 52.7 | 104.2 | 102.7 | 58.8 | 46.7 | 356.1 | 86.1 | 70.7 | 106 | 67.8 | 47.5 | 527.1 | 143.5 | 125.8 | 109.7 | 124.7 | 44.2 | 483.3 | 101 | 114.7 | 147.9 | 50.7 | 29.3 | 382.9 | 106.3 | 0 | 0 | 0 | 0 | 34.3 | 2.7 | 4.5 | 8.5 | 2.6 | 1.8 | 36.3 | 3.4 | 4.5 | 1 | 2.2 | 2.6 | 32.1 | 6.2 | 5 | 8.2 | 3.8 | 1.5 | 42.3 | 1.7 | 4.5 | 5.2 | 3 | 1.8 | 11.8 | 4.6 | 4.1 | 5.4 | 3.9 | 1.9 | 37.9 | 6.8 | 6.4 | 5.3 | 5.9 | 1.5 | 33.2 | 3.8 | 7.8 | 6.8 | 1.9 | 0.9 | 22.5 | 4.9 | 0 | 0 | 0 | 0 | 4.82 | 0.34 | 0.6 | 1.16 | 0.36 | 0.23 | 5.12 | 0.46 | 0.6 | 0.14 | 0.3 | 0.35 | 4.51 | 0.8 | 0.62 | 1.11 | 0.5 | 0.19 | 6.02 | 0.22 | 0.6 | 0.71 | 0.41 | 0.24 | 1.5 | 0.63 | 0.57 | 0.72 | 0.54 | 0.25 | 5.36 | 0.91 | 0.87 | 0.71 | 0.78 | 0.18 | 4.69 | 0.49 | 1.08 | 0.91 | 0.24 | 0.1 | 3.13 | 0.66 | 0 | 0 | 0 | 0 | 37.4 | 8.7 | 9.8 | 13.3 | 4.2 | 10 | 39.2 | 7.2 | 9.8 | 7.3 | 9.7 | 6 | 35.3 | 16.9 | 14.4 | 15 | 8.8 | 5.4 | 35.7 | 5.6 | 10.2 | 9.3 | 5.4 | 5.4 | 37.9 | 7.5 | 6.6 | 9.6 | 6 | 4.8 | 37.5 | 13.4 | 11.3 | 10.3 | 11.6 | 7.7 | 35.9 | 10.4 | 10.2 | 14.1 | 5.2 | 4.2 | 32 | 10 | 0 | 0 | 0 | 0 | 2743.7 | 546 | 602.8 | 836.9 | 265.3 | 303.6 | 2854.9 | 444.8 | 528.7 | 137.9 | 256.4 | 374.5 | 2598.4 | 1073 | 917.1 | 940.2 | 527.1 | 338.7 | 2575.2 | 347.7 | 627.8 | 583.1 | 331.1 | 298.3 | 2872.8 | 479.1 | 368.1 | 610.1 | 358.3 | 294.5 | 2743.9 | 838.8 | 711.9 | 638.9 | 740.5 | 304.9 | 2611.7 | 647.5 | 627.5 | 881.5 | 330.4 | 262.6 | 2334.7 | 631.5 | 0 | 0 | 0 | 0 | 0.26 | 0.04 | 0.05 | 0.08 | 0.02 | 0.14 | 0.28 | 0.04 | 0.08 | 0.13 | 0.15 | 0.03 | 0.25 | 0.08 | 0.06 | 0.08 | 0.05 | 0.02 | 0.29 | 0.03 | 0.05 | 0.05 | 0.03 | 0.04 | 0.18 | 0.04 | 0.05 | 0.05 | 0.04 | 0.03 | 0.28 | 0.07 | 0.06 | 0.06 | 0.06 | 0.09 | 0.26 | 0.05 | 0.07 | 0.08 | 0.02 | 0.02 | 0.21 | 0.05 | 0 | 0 | 0 | 0 | 0.038
| 17 | 210.2547 | 11.2966 | 1.5397 | 211.0117 | 18.4406 | 1257.533 | 0.10428 | 55.9436 | 228.6954 | 1268.8296 | 1.6439 | 266.9553 | 582.5 | 116.1 | 117.5 | 167.5 | 53.4 | 60.5 | 582.9 | 106.6 | 98.5 | 27.4 | 63.3 | 84.5 | 565.9 | 175.5 | 142.2 | 173.6 | 106 | 66.9 | 623.7 | 80.7 | 126.3 | 132.6 | 85.1 | 62.3 | 397.1 | 115.5 | 76.3 | 120.1 | 98.2 | 55.7 | 595.9 | 181 | 151.5 | 140.5 | 169.2 | 62.5 | 547 | 132.6 | 129.3 | 164.1 | 83.3 | 45.8 | 444.3 | 142.3 | 0 | 0 | 0 | 0 | 37.1 | 3.9 | 5.1 | 8.4 | 2.7 | 2 | 37.4 | 4.5 | 4.4 | 1.3 | 3.3 | 3.3 | 36.1 | 6.5 | 5 | 8.3 | 4.1 | 2 | 44.4 | 2.6 | 5.3 | 5.7 | 3.9 | 2 | 13.3 | 6.8 | 4.7 | 6.3 | 5.3 | 2.1 | 41.3 | 8.3 | 7.2 | 6.8 | 7.3 | 2 | 35.4 | 5.1 | 8.1 | 7.1 | 2.5 | 1.2 | 24.5 | 5.7 | 0 | 0 | 0 | 0 | 5.18 | 0.48 | 0.68 | 1.12 | 0.37 | 0.25 | 5.23 | 0.59 | 0.59 | 0.18 | 0.44 | 0.44 | 5.03 | 0.84 | 0.63 | 1.11 | 0.54 | 0.24 | 6.27 | 0.33 | 0.69 | 0.74 | 0.52 | 0.25 | 1.68 | 0.94 | 0.66 | 0.85 | 0.72 | 0.28 | 5.81 | 1.11 | 0.97 | 0.91 | 0.95 | 0.24 | 4.96 | 0.66 | 1.11 | 0.94 | 0.3 | 0.13 | 3.38 | 0.74 | 0 | 0 | 0 | 0 | 45.8 | 12.2 | 11.5 | 15.3 | 4.8 | 11.7 | 45.6 | 10.5 | 11 | 8.4 | 11.7 | 8.5 | 44.3 | 17.9 | 14.7 | 16.1 | 11 | 7.3 | 44.7 | 8.6 | 12.4 | 12.9 | 8.1 | 7.4 | 42 | 9.5 | 7 | 10.8 | 8.9 | 5.7 | 43.7 | 17.1 | 14 | 13.1 | 16.4 | 9.9 | 42.6 | 13.4 | 12 | 16 | 9 | 6.2 | 38.6 | 14.1 | 0 | 0 | 0 | 0 | 3392.9 | 774.9 | 715.5 | 965.4 | 306.2 | 419 | 3371.1 | 657.5 | 599.3 | 172.5 | 370.4 | 531.2 | 3310.7 | 1134.6 | 939.9 | 1023.2 | 671.4 | 461.2 | 3283.4 | 537.5 | 780 | 815.5 | 504.1 | 421 | 3208.8 | 608.2 | 382.9 | 679 | 538.4 | 350.6 | 3235.8 | 1075.2 | 889.3 | 819.6 | 1045.3 | 433.3 | 3118.3 | 841.2 | 742 | 1005.3 | 574.5 | 393.3 | 2828.5 | 895.4 | 0 | 0 | 0 | 0 | 0.3 | 0.05 | 0.06 | 0.08 | 0.03 | 0.15 | 0.3 | 0.05 | 0.08 | 0.15 | 0.17 | 0.04 | 0.29 | 0.08 | 0.07 | 0.08 | 0.06 | 0.03 | 0.33 | 0.04 | 0.06 | 0.06 | 0.04 | 0.05 | 0.2 | 0.05 | 0.06 | 0.06 | 0.06 | 0.03 | 0.31 | 0.09 | 0.07 | 0.07 | 0.08 | 0.1 | 0.29 | 0.07 | 0.07 | 0.08 | 0.04 | 0.02 | 0.24 | 0.07 | 0 | 0 | 0 | 0 | 0.038
| 18 | 222.8697 | 11.8281 | 1.6133 | 223.6626 | 19.7079 | 1337.8045 | 0.11198 | 59.605 | 242.5775 | 1349.6327 | 1.7253 | 283.2676 | 620.4 | 138.3 | 123.9 | 156.9 | 51.9 | 58.3 | 614.8 | 114 | 92.3 | 34.3 | 75.1 | 88.7 | 604.7 | 165.3 | 134.3 | 171.6 | 117.2 | 74.4 | 672.2 | 105.9 | 156.6 | 130.9 | 110.1 | 57.6 | 399.7 | 123.8 | 85 | 126.6 | 131.1 | 62.8 | 633.4 | 193.1 | 163.6 | 150.6 | 196.2 | 71.2 | 591.7 | 158.4 | 146.9 | 157.4 | 102.9 | 58.8 | 464.4 | 164.8 | 0 | 0 | 0 | 0 | 40 | 4.2 | 5.1 | 8 | 2.5 | 2.1 | 40.2 | 4.7 | 4 | 1.8 | 3.8 | 3.4 | 38.1 | 5.8 | 4.8 | 8.5 | 4.7 | 2.2 | 48.3 | 3.2 | 6.5 | 6 | 4.5 | 2 | 13.1 | 7 | 5.1 | 6.7 | 6.4 | 2.3 | 44.5 | 8.7 | 8.6 | 7.3 | 8.3 | 2.3 | 39.7 | 5.5 | 9.1 | 7 | 3 | 1.3 | 25.8 | 5.8 | 0 | 0 | 0 | 0 | 5.6 | 0.51 | 0.67 | 1.08 | 0.33 | 0.27 | 5.64 | 0.62 | 0.53 | 0.25 | 0.52 | 0.44 | 5.31 | 0.73 | 0.61 | 1.15 | 0.61 | 0.26 | 6.84 | 0.39 | 0.85 | 0.8 | 0.59 | 0.25 | 1.65 | 0.96 | 0.71 | 0.91 | 0.86 | 0.3 | 6.28 | 1.16 | 1.17 | 0.97 | 1.08 | 0.29 | 5.6 | 0.7 | 1.25 | 0.93 | 0.35 | 0.14 | 3.57 | 0.74 | 0 | 0 | 0 | 0 | 48.4 | 15 | 12.4 | 14.2 | 4.8 | 11.3 | 47.4 | 11.2 | 10.4 | 9.3 | 12.8 | 9 | 47.9 | 17.2 | 13.8 | 15.6 | 12 | 8.2 | 48 | 11.5 | 15.4 | 12.5 | 11 | 6.8 | 42.6 | 10.5 | 7.9 | 11.2 | 12.5 | 6.5 | 46.1 | 18.4 | 14.4 | 14 | 19.1 | 11 | 44.8 | 16.6 | 13.5 | 15.2 | 11.3 | 7.7 | 40.2 | 17.1 | 0 | 0 | 0 | 0 | 3566 | 947.6 | 772.8 | 894.1 | 306.2 | 393.4 | 3488.3 | 706.5 | 569.9 | 205.1 | 440.4 | 561.8 | 3552.3 | 1091.1 | 880.8 | 993.1 | 734.1 | 514.8 | 3477.6 | 723.6 | 972.3 | 782.8 | 684.9 | 384.5 | 3246.3 | 669.4 | 437.1 | 709 | 756.8 | 402.5 | 3366.2 | 1155.3 | 917.6 | 880.4 | 1220 | 489.7 | 3256.2 | 1036.2 | 847.7 | 952.8 | 717.8 | 486.9 | 2933.1 | 1081.3 | 0 | 0 | 0 | 0 | 0.33 | 0.06 | 0.06 | 0.08 | 0.02 | 0.15 | 0.32 | 0.06 | 0.08 | 0.16 | 0.17 | 0.04 | 0.31 | 0.08 | 0.06 | 0.08 | 0.06 | 0.04 | 0.36 | 0.05 | 0.08 | 0.07 | 0.06 | 0.04 | 0.2 | 0.06 | 0.06 | 0.06 | 0.07 | 0.03 | 0.33 | 0.09 | 0.08 | 0.08 | 0.09 | 0.11 | 0.32 | 0.08 | 0.08 | 0.08 | 0.05 | 0.03 | 0.25 | 0.08 | 0 | 0 | 0 | 0 | 0.038
| 19 | 215.3308 | 12.1923 | 1.6785 | 216.1524 | 18.3009 | 1241.9691 | 0.10988 | 55.3416 | 233.6318 | 1254.1615 | 1.7884 | 271.494 | 624.1 | 126.5 | 116.4 | 142.6 | 50.8 | 49.7 | 608.6 | 104.1 | 87.8 | 32 | 67.8 | 90.6 | 611.2 | 156.7 | 118.9 | 162.5 | 113.3 | 71.9 | 676.7 | 98.2 | 154.3 | 118.5 | 97.7 | 56.1 | 371.3 | 107.1 | 79.9 | 117.3 | 116.3 | 56.7 | 635.4 | 176.1 | 162.2 | 139.8 | 186.2 | 64.2 | 585.8 | 145.3 | 134.5 | 145.7 | 92.6 | 43.1 | 435.3 | 154.1 | 0 | 0 | 0 | 0 | 43.5 | 3.8 | 4.9 | 7.4 | 2.4 | 1.8 | 42.2 | 4.3 | 3.9 | 1.7 | 3.5 | 3.6 | 42.2 | 5.6 | 4.5 | 8.2 | 4.7 | 2.2 | 52.7 | 2.8 | 6 | 5.5 | 4.1 | 2.1 | 12.5 | 5.8 | 4.8 | 6 | 6.1 | 2.2 | 46.9 | 7.7 | 8.2 | 6.6 | 8 | 2.1 | 40.6 | 4.9 | 8.2 | 6.5 | 2.9 | 1.1 | 25.2 | 5.5 | 0 | 0 | 0 | 0 | 6.14 | 0.46 | 0.65 | 1 | 0.32 | 0.23 | 5.95 | 0.56 | 0.52 | 0.23 | 0.47 | 0.47 | 5.95 | 0.71 | 0.58 | 1.1 | 0.61 | 0.27 | 7.51 | 0.33 | 0.78 | 0.74 | 0.54 | 0.27 | 1.59 | 0.79 | 0.68 | 0.82 | 0.83 | 0.29 | 6.64 | 1.02 | 1.1 | 0.89 | 1.05 | 0.26 | 5.74 | 0.62 | 1.12 | 0.86 | 0.35 | 0.11 | 3.5 | 0.7 | 0 | 0 | 0 | 0 | 45.6 | 13.8 | 11.5 | 12.7 | 4.7 | 10.5 | 44.7 | 10.3 | 9.9 | 9.2 | 12.4 | 9.1 | 45.1 | 16.2 | 12 | 14.7 | 11.5 | 7.8 | 44.6 | 10.9 | 15.5 | 11.2 | 9.7 | 6.6 | 39.3 | 9.3 | 7.4 | 10.6 | 10.6 | 5.7 | 44.1 | 17 | 14.6 | 13.1 | 18 | 10.2 | 43.1 | 15.4 | 12.5 | 14.1 | 9.9 | 5.8 | 36.8 | 15.9 | 0 | 0 | 0 | 0 | 3347.7 | 869.3 | 718.3 | 803.8 | 300.4 | 336 | 3283.5 | 645.9 | 536 | 192.6 | 398.5 | 566.2 | 3305.9 | 1027 | 767.4 | 934.6 | 701.7 | 490.7 | 3208.7 | 681.7 | 975.7 | 703.5 | 600.9 | 364.7 | 2988.1 | 593.8 | 405.2 | 666.3 | 647.2 | 354.3 | 3222 | 1068 | 932.2 | 823.1 | 1148 | 439.5 | 3142.6 | 961 | 782.7 | 881.7 | 633.6 | 368.7 | 2683.3 | 1009.5 | 0 | 0 | 0 | 0 | 0.33 | 0.06 | 0.06 | 0.07 | 0.02 | 0.14 | 0.32 | 0.05 | 0.08 | 0.16 | 0.18 | 0.05 | 0.32 | 0.07 | 0.05 | 0.08 | 0.06 | 0.03 | 0.36 | 0.05 | 0.07 | 0.06 | 0.05 | 0.05 | 0.19 | 0.05 | 0.06 | 0.06 | 0.07 | 0.03 | 0.33 | 0.09 | 0.08 | 0.07 | 0.09 | 0.11 | 0.31 | 0.07 | 0.08 | 0.07 | 0.04 | 0.02 | 0.24 | 0.07 | 0 | 0 | 0 | 0 | 0.038
| 20 | 201.2676 | 11.7383 | 1.6269 | 202.0616 | 16.8377 | 1137.686 | 0.10329 | 50.7689 | 218.1053 | 1149.4243 | 1.7302 | 252.8305 | 593.1 | 113.9 | 105.3 | 133.6 | 49.7 | 41.5 | 577.3 | 97.8 | 80.1 | 27.2 | 61.2 | 95 | 580.5 | 144.7 | 108.2 | 158.1 | 102.9 | 69.3 | 670.4 | 85.1 | 145.4 | 107.6 | 92.4 | 57.4 | 339.8 | 113 | 91.4 | 111.7 | 92.6 | 49 | 616.3 | 158.1 | 164 | 130.6 | 161.1 | 56.2 | 568.4 | 135.7 | 128.3 | 131.7 | 81.8 | 33.2 | 411.5 | 139.8 | 0 | 0 | 0 | 0 | 42.8 | 3.3 | 4.5 | 7 | 2.4 | 1.6 | 41.7 | 4.1 | 3.7 | 1.5 | 3.3 | 3.9 | 42 | 4.8 | 3.8 | 8.3 | 4.1 | 2.2 | 56.3 | 2.5 | 5.9 | 4.9 | 4.1 | 2.1 | 11.7 | 6.5 | 5.5 | 5.7 | 5.4 | 2.1 | 47.1 | 6.7 | 7.7 | 6.3 | 7.3 | 1.8 | 41.3 | 4.4 | 8.2 | 5.8 | 2.6 | 0.9 | 25.5 | 5.1 | 0 | 0 | 0 | 0 | 6.05 | 0.41 | 0.6 | 0.96 | 0.32 | 0.21 | 5.9 | 0.55 | 0.5 | 0.2 | 0.45 | 0.51 | 5.94 | 0.6 | 0.49 | 1.13 | 0.54 | 0.27 | 8.07 | 0.31 | 0.78 | 0.65 | 0.55 | 0.26 | 1.49 | 0.9 | 0.76 | 0.78 | 0.74 | 0.28 | 6.69 | 0.88 | 1.02 | 0.84 | 0.97 | 0.23 | 5.84 | 0.55 | 1.14 | 0.77 | 0.31 | 0.09 | 3.57 | 0.65 | 0 | 0 | 0 | 0 | 42 | 12.5 | 10.5 | 11.9 | 4.6 | 9.6 | 40.8 | 9.6 | 9.1 | 8.9 | 11.7 | 9.4 | 41 | 15.3 | 11.2 | 14 | 10.6 | 7.4 | 40.4 | 9.3 | 14.4 | 10.3 | 8.9 | 6.7 | 35.7 | 9.5 | 8.4 | 10.1 | 8.1 | 4.8 | 41.3 | 15.4 | 15.3 | 12.1 | 15.3 | 9.4 | 40 | 14.5 | 11.6 | 12.8 | 8.7 | 4.7 | 33.1 | 14.4 | 0 | 0 | 0 | 0 | 3088.9 | 783.9 | 644 | 743 | 292.1 | 276.5 | 2991.2 | 598.9 | 479 | 165.8 | 352 | 587.2 | 3010 | 964.9 | 711.1 | 888.9 | 644.8 | 469 | 2877.9 | 580.3 | 904.3 | 647.6 | 555.3 | 377.7 | 2712.9 | 598.5 | 461.6 | 633 | 485.9 | 295.6 | 3006 | 968.1 | 972.9 | 763.9 | 969.6 | 387.1 | 2936.5 | 907.4 | 715.4 | 797.2 | 560 | 292.9 | 2418.8 | 909.3 | 0 | 0 | 0 | 0 | 0.31 | 0.05 | 0.06 | 0.07 | 0.02 | 0.14 | 0.3 | 0.05 | 0.08 | 0.16 | 0.17 | 0.05 | 0.3 | 0.07 | 0.05 | 0.08 | 0.06 | 0.03 | 0.36 | 0.04 | 0.07 | 0.05 | 0.05 | 0.05 | 0.17 | 0.06 | 0.07 | 0.06 | 0.06 | 0.03 | 0.32 | 0.08 | 0.08 | 0.07 | 0.08 | 0.1 | 0.3 | 0.07 | 0.08 | 0.07 | 0.04 | 0.02 | 0.22 | 0.07 | 0 | 0 | 0 | 0 | 0.037
| 21 | 195.6119 | 11.5577 | 1.5939 | 196.3915 | 16.1809 | 1104.9862 | 0.099313 | 49.1366 | 211.7928 | 1116.5439 | 1.6932 | 245.5281 | 580.2 | 107.2 | 110.6 | 120.9 | 50.2 | 39.2 | 559.5 | 88.2 | 78.1 | 24.4 | 54.9 | 95.6 | 575.3 | 138.6 | 102.6 | 147.3 | 101.5 | 76 | 640.3 | 75.7 | 149.9 | 107.6 | 88.2 | 54 | 337.5 | 112.1 | 97.4 | 115.2 | 89 | 52.7 | 612.8 | 150.6 | 150.5 | 132.1 | 148.9 | 54.5 | 554.5 | 123.4 | 135.6 | 126.8 | 67.6 | 30.9 | 394.6 | 130.4 | 0 | 0 | 0 | 0 | 41.8 | 3.3 | 4.9 | 6.5 | 2.6 | 1.5 | 40.6 | 3.8 | 3.5 | 1.2 | 3.2 | 3.9 | 41.8 | 4.6 | 3.8 | 7.8 | 4.5 | 2.3 | 52.2 | 2.5 | 6.3 | 5.3 | 4.3 | 2 | 14.9 | 6.8 | 6 | 6.6 | 5.5 | 2.4 | 48 | 6.2 | 7.4 | 6.6 | 7.2 | 1.8 | 40.4 | 4.3 | 9.1 | 5.9 | 2.3 | 0.9 | 23.3 | 5.2 | 0 | 0 | 0 | 0 | 5.9 | 0.41 | 0.64 | 0.88 | 0.35 | 0.2 | 5.73 | 0.51 | 0.47 | 0.16 | 0.44 | 0.51 | 5.9 | 0.58 | 0.49 | 1.05 | 0.6 | 0.28 | 7.45 | 0.32 | 0.83 | 0.72 | 0.57 | 0.26 | 1.98 | 0.95 | 0.84 | 0.9 | 0.76 | 0.32 | 6.82 | 0.81 | 1 | 0.89 | 0.96 | 0.22 | 5.7 | 0.55 | 1.26 | 0.78 | 0.29 | 0.09 | 3.23 | 0.68 | 0 | 0 | 0 | 0 | 41 | 11.5 | 10.8 | 10.7 | 4.5 | 9.3 | 39.3 | 8.6 | 9 | 8.8 | 11.1 | 9.5 | 40.3 | 14.7 | 10.5 | 13 | 10.1 | 8.2 | 40 | 8 | 14.8 | 9.8 | 8.2 | 6.3 | 32.6 | 9 | 8.7 | 9.8 | 7.5 | 5.1 | 39.8 | 14.8 | 13.7 | 12.1 | 13.8 | 9.4 | 38.9 | 12.9 | 12 | 12.1 | 7 | 4.5 | 32.8 | 13 | 0 | 0 | 0 | 0 | 3041.3 | 729.9 | 673.5 | 670.8 | 285.1 | 262.1 | 2909.9 | 535.2 | 475.1 | 155.2 | 306.2 | 595.6 | 2995.2 | 925.1 | 662.3 | 824.8 | 611.1 | 519.8 | 2883.3 | 501 | 919.8 | 618.6 | 512.8 | 350.4 | 2451 | 576.2 | 485 | 618.7 | 449.9 | 312.5 | 2930.1 | 934.9 | 863.9 | 759.4 | 873.7 | 376.8 | 2871 | 810.9 | 746.7 | 754.7 | 451.4 | 280.4 | 2422.9 | 817.4 | 0 | 0 | 0 | 0 | 0.3 | 0.05 | 0.06 | 0.06 | 0.02 | 0.14 | 0.29 | 0.04 | 0.07 | 0.16 | 0.17 | 0.05 | 0.29 | 0.07 | 0.05 | 0.07 | 0.06 | 0.04 | 0.34 | 0.04 | 0.08 | 0.05 | 0.05 | 0.04 | 0.17 | 0.05 | 0.07 | 0.06 | 0.05 | 0.03 | 0.31 | 0.07 | 0.07 | 0.07 | 0.07 | 0.11 | 0.28 | 0.06 | 0.08 | 0.07 | 0.03 | 0.02 | 0.21 | 0.06 | 0 | 0 | 0 | 0 | 0.036
| 22 | 195.7717 | 11.8351 | 1.6335 | 196.5703 | 15.9431 | 1091.2125 | 0.098197 | 48.488 | 211.7148 | 1103.0475 | 1.7317 | 245.0584 | 582.2 | 100.7 | 115.7 | 121.3 | 54 | 36.5 | 560 | 86.2 | 73.4 | 21.4 | 45.3 | 101.4 | 568.9 | 134.9 | 100.2 | 144.6 | 109.1 | 80.4 | 606.7 | 70.7 | 144.7 | 107.9 | 89.2 | 56.3 | 352.6 | 108.3 | 98.9 | 107.2 | 86 | 52.3 | 623 | 143.4 | 137.9 | 133.3 | 143.4 | 51.8 | 549.6 | 115.1 | 132.4 | 122.5 | 59.2 | 30.2 | 381 | 121.5 | 0 | 0 | 0 | 0 | 43.5 | 3.2 | 4.8 | 6.4 | 3 | 1.5 | 42 | 3.8 | 3.5 | 1 | 2.6 | 4.1 | 42.3 | 4.2 | 3.4 | 7.6 | 4.9 | 2.6 | 47.3 | 2.2 | 6 | 5.5 | 4.5 | 2.2 | 19.4 | 7.1 | 6.6 | 6.4 | 5.5 | 2.5 | 50.4 | 5.9 | 6.5 | 6.8 | 7 | 1.8 | 40.5 | 3.9 | 8.6 | 5.7 | 2.1 | 0.8 | 22.7 | 4.9 | 0 | 0 | 0 | 0 | 6.14 | 0.39 | 0.63 | 0.87 | 0.41 | 0.2 | 5.94 | 0.5 | 0.46 | 0.13 | 0.35 | 0.54 | 5.97 | 0.51 | 0.42 | 1.03 | 0.65 | 0.33 | 6.74 | 0.28 | 0.78 | 0.74 | 0.61 | 0.28 | 2.66 | 0.99 | 0.94 | 0.88 | 0.76 | 0.34 | 7.18 | 0.78 | 0.87 | 0.93 | 0.94 | 0.23 | 5.73 | 0.5 | 1.18 | 0.76 | 0.26 | 0.09 | 3.15 | 0.63 | 0 | 0 | 0 | 0 | 39.6 | 10.8 | 11.6 | 10.8 | 4.6 | 9 | 38 | 8.3 | 8.6 | 8.6 | 10.4 | 10.1 | 38.9 | 14.5 | 10.5 | 12.8 | 10.7 | 8.6 | 39.8 | 7.6 | 14.3 | 9.8 | 8.1 | 6.5 | 30.3 | 8.3 | 8.3 | 8.9 | 7.1 | 4.9 | 38.9 | 14.1 | 12.9 | 12.1 | 13.1 | 9.2 | 38 | 12.1 | 12.3 | 11.7 | 6.2 | 4.4 | 31.4 | 12.1 | 0 | 0 | 0 | 0 | 2964.2 | 682.5 | 720.7 | 680.2 | 293.7 | 240.1 | 2831.5 | 522.2 | 439.8 | 142.3 | 257.7 | 631.2 | 2911.2 | 917.3 | 667.8 | 814.7 | 656.1 | 541.4 | 2876.9 | 474.8 | 898.1 | 614.2 | 506 | 363.2 | 2302.2 | 527.7 | 458.3 | 560.9 | 427.2 | 300.2 | 2884.5 | 888.9 | 810.1 | 751.7 | 836.6 | 350.2 | 2819 | 761 | 768.4 | 727.9 | 394.2 | 277.4 | 2332.6 | 766.7 | 0 | 0 | 0 | 0 | 0.29 | 0.05 | 0.06 | 0.06 | 0.03 | 0.14 | 0.28 | 0.04 | 0.07 | 0.16 | 0.17 | 0.05 | 0.28 | 0.06 | 0.05 | 0.07 | 0.06 | 0.04 | 0.32 | 0.03 | 0.07 | 0.05 | 0.05 | 0.05 | 0.17 | 0.05 | 0.07 | 0.06 | 0.05 | 0.03 | 0.31 | 0.07 | 0.07 | 0.07 | 0.07 | 0.11 | 0.28 | 0.06 | 0.08 | 0.06 | 0.03 | 0.02 | 0.2 | 0.06 | 0 | 0 | 0 | 0 | 0.034
| 23 | 189.6781 | 11.4652 | 1.5782 | 190.4506 | 15.4462 | 1061.0334 | 0.096313 | 47.0913 | 205.1243 | 1072.4986 | 1.6745 | 237.5419 | 565.5 | 96.4 | 115.3 | 112.1 | 57.8 | 36.4 | 546.8 | 84.3 | 71 | 21.5 | 42.3 | 108.6 | 562.7 | 135.2 | 105.3 | 147.4 | 113.8 | 79.1 | 575.2 | 63.6 | 147.9 | 108.2 | 99.6 | 56.2 | 359.3 | 113 | 103.3 | 104.9 | 91.3 | 59.2 | 619.8 | 137.4 | 136.3 | 123.5 | 145 | 53.4 | 541.8 | 118 | 133.5 | 116 | 55.6 | 27.8 | 373.6 | 119.1 | 0 | 0 | 0 | 0 | 41.9 | 3.2 | 5.2 | 5.5 | 3.3 | 1.5 | 40.8 | 3.9 | 3.4 | 1.1 | 2.3 | 4.7 | 42.1 | 4.6 | 4 | 8.2 | 5.5 | 2.6 | 44 | 1.9 | 6.1 | 5.5 | 5.1 | 2.2 | 22.5 | 8.5 | 7.5 | 6.4 | 6 | 2.8 | 50.1 | 6 | 6.8 | 6.4 | 7.7 | 2 | 40.1 | 4.4 | 8.6 | 5.1 | 2.2 | 1 | 22.5 | 5.1 | 0 | 0 | 0 | 0 | 5.91 | 0.39 | 0.68 | 0.74 | 0.45 | 0.2 | 5.76 | 0.52 | 0.46 | 0.15 | 0.31 | 0.62 | 5.95 | 0.58 | 0.51 | 1.12 | 0.73 | 0.32 | 6.26 | 0.23 | 0.8 | 0.74 | 0.7 | 0.29 | 3.11 | 1.2 | 1.06 | 0.89 | 0.83 | 0.39 | 7.12 | 0.79 | 0.92 | 0.87 | 1.04 | 0.25 | 5.66 | 0.56 | 1.19 | 0.68 | 0.28 | 0.12 | 3.12 | 0.68 | 0 | 0 | 0 | 0 | 38.7 | 10.2 | 11.2 | 10.4 | 4.9 | 9 | 37.3 | 8 | 8.4 | 8.5 | 10.3 | 10.6 | 38.3 | 14.2 | 10.7 | 12.6 | 10.9 | 8.5 | 38.5 | 7 | 14.6 | 9.8 | 9 | 6.5 | 28.4 | 7.6 | 8.2 | 8.7 | 7.4 | 5.6 | 38.7 | 13.3 | 12.3 | 11.1 | 12.8 | 9.4 | 37.3 | 12.2 | 12.5 | 11.3 | 5.6 | 4.5 | 30.6 | 11.5 | 0 | 0 | 0 | 0 | 2911.2 | 647 | 699 | 650.8 | 310.1 | 237 | 2791.9 | 500.5 | 425.5 | 136.2 | 248.5 | 657.2 | 2859.3 | 895.5 | 679.7 | 803.5 | 666.2 | 532.6 | 2793.5 | 433.9 | 915.6 | 619.6 | 560.7 | 358.4 | 2164.3 | 490.3 | 457.5 | 538.8 | 444.1 | 338.1 | 2876.4 | 832.9 | 779.1 | 698.1 | 812.4 | 357.8 | 2771.9 | 756 | 776.4 | 706.2 | 356.3 | 282.4 | 2271.6 | 729.5 | 0 | 0 | 0 | 0 | 0.28 | 0.05 | 0.06 | 0.06 | 0.03 | 0.14 | 0.27 | 0.04 | 0.07 | 0.16 | 0.17 | 0.06 | 0.28 | 0.06 | 0.05 | 0.07 | 0.06 | 0.04 | 0.3 | 0.03 | 0.07 | 0.05 | 0.05 | 0.05 | 0.17 | 0.06 | 0.07 | 0.06 | 0.06 | 0.03 | 0.31 | 0.07 | 0.07 | 0.06 | 0.07 | 0.11 | 0.27 | 0.06 | 0.08 | 0.06 | 0.03 | 0.02 | 0.19 | 0.06 | 0 | 0 | 0 | 0 | 0.034
SERTP | 0 | 274.4267 | 16.311 | 2.2488 | 275.5266 | 22.5982 | 1515.5981 | 0.13528 | 67.8 | 297.0249 | 1531.9091 | 2.3841 | 343.3266 | 548.7 | 243.6 | 175.6 | 232 | 143.7 | 166.3 | 573.7 | 220.2 | 58.6 | 145.9 | 133.9 | 199.5 | 520.2 | 376.5 | 191.5 | 247.4 | 253.7 | 208.8 | 585.3 | 162.9 | 182.6 | 165.5 | 127.3 | 200.5 | 465.7 | 502.8 | 245.4 | 191.5 | 140.9 | 137.3 | 588.4 | 227.8 | 266.2 | 187.1 | 137.5 | 170.7 | 581.7 | 191.6 | 163.4 | 166.5 | 74.8 | 60.6 | 527.9 | 186.3 | 0 | 0 | 0 | 0 | 38.3 | 10.2 | 9.4 | 16.2 | 7 | 5.4 | 41.7 | 12.9 | 3 | 11.3 | 7.7 | 8.3 | 36.4 | 21.7 | 9.5 | 15.3 | 13 | 6.4 | 43.8 | 5.7 | 6.6 | 7.2 | 6.3 | 7.8 | 26.7 | 44.9 | 21.5 | 14.9 | 10.4 | 7.3 | 42.7 | 11.1 | 17.3 | 10.9 | 5.3 | 5.2 | 42.5 | 9 | 10.6 | 8 | 2.4 | 4.3 | 33 | 8 | 0 | 0 | 0 | 0 | 5.4 | 1.33 | 1.28 | 2.26 | 0.93 | 0.67 | 5.9 | 1.77 | 0.41 | 1.6 | 1.05 | 1.08 | 5.13 | 2.96 | 1.27 | 2.1 | 1.74 | 0.78 | 6.22 | 0.72 | 0.84 | 0.94 | 0.85 | 1 | 3.65 | 6.42 | 3.07 | 2.11 | 1.46 | 0.98 | 6.04 | 1.49 | 2.39 | 1.49 | 0.68 | 0.63 | 6.03 | 1.2 | 1.45 | 1.07 | 0.3 | 0.57 | 4.63 | 1.04 | 0 | 0 | 0 | 0 | 40 | 23.7 | 15.3 | 17.1 | 14 | 18.5 | 40.3 | 18.2 | 11.1 | 13.4 | 12.6 | 20.6 | 37.8 | 31.3 | 17.3 | 19.9 | 22.8 | 22.6 | 40.1 | 16.9 | 18.8 | 15.9 | 15.3 | 20.1 | 38.9 | 27.3 | 14.1 | 12.6 | 9.8 | 12.2 | 41.5 | 20.8 | 20.4 | 15.7 | 14.2 | 19.2 | 40.9 | 18.4 | 16.6 | 16.2 | 8 | 9.9 | 42.4 | 19.1 | 0 | 0 | 0 | 0 | 2950.3 | 1520.1 | 977.4 | 1090.3 | 846.1 | 1124.8 | 2962.7 | 1163.9 | 337.6 | 629.7 | 723.4 | 1244.5 | 2793 | 2022.4 | 1113 | 1275.4 | 1457.2 | 1436.8 | 2910.8 | 1077.3 | 1192.9 | 1018.9 | 748.7 | 1284.9 | 3001.4 | 1815.1 | 904.2 | 810.7 | 630.2 | 774.4 | 3036.8 | 1322 | 1323 | 999.4 | 884.9 | 1176.5 | 2957.1 | 1156.5 | 1062.4 | 998 | 510.3 | 632.1 | 3056.9 | 1218.3 | 0 | 0 | 0 | 0 | 0.28 | 0.11 | 0.08 | 0.12 | 0.09 | 0.1 | 0.3 | 0.11 | 0.16 | 0.16 | 0.09 | 0.12 | 0.27 | 0.17 | 0.09 | 0.12 | 0.12 | 0.1 | 0.31 | 0.07 | 0.09 | 0.08 | 0.14 | 0.09 | 0.22 | 0.24 | 0.13 | 0.1 | 0.07 | 0.07 | 0.31 | 0.11 | 0.12 | 0.09 | 0.07 | 0.1 | 0.31 | 0.1 | 0.09 | 0.09 | 0.03 | 0.05 | 0.29 | 0.09 | 0 | 0 | 0 | 0 | 0.033
| 1 | 281.255 | 17.3171 | 2.398 | 282.4257 | 22.6165 | 1513.2172 | 0.14072 | 67.7488 | 303.8715 | 1530.5343 | 2.5387 | 350.1745 | 565.6 | 237.5 | 194.4 | 237.9 | 137.9 | 154.7 | 592.4 | 209.5 | 66.9 | 149.5 | 126.4 | 193.2 | 533.3 | 374 | 187.7 | 257.2 | 263.8 | 205.1 | 591.9 | 158.4 | 177.6 | 178.5 | 145.9 | 195.3 | 477.4 | 506.3 | 285.3 | 193.5 | 141.2 | 129.8 | 594.7 | 227.6 | 254.1 | 183.2 | 134.1 | 168 | 589.9 | 186.5 | 167.4 | 162.8 | 69.6 | 52.9 | 536.4 | 179.9 | 0 | 0 | 0 | 0 | 41 | 9.7 | 10.7 | 17.7 | 7.1 | 5.4 | 44.6 | 12.1 | 3.4 | 11.5 | 7.6 | 8.1 | 38.5 | 21.4 | 9.3 | 17.5 | 15.3 | 6.8 | 44.8 | 5.5 | 6.3 | 8.2 | 7.1 | 7.6 | 28.7 | 46.2 | 25.8 | 15.7 | 10.8 | 6.8 | 43.6 | 11.2 | 16.3 | 11.4 | 5.5 | 5.1 | 43.8 | 8.8 | 10.9 | 8.5 | 2.3 | 4.4 | 34.4 | 7.9 | 0 | 0 | 0 | 0 | 5.8 | 1.26 | 1.46 | 2.49 | 0.95 | 0.67 | 6.34 | 1.67 | 0.47 | 1.63 | 1.05 | 1.06 | 5.44 | 2.93 | 1.24 | 2.43 | 2.1 | 0.84 | 6.37 | 0.69 | 0.79 | 1.08 | 0.95 | 0.97 | 3.96 | 6.62 | 3.69 | 2.23 | 1.52 | 0.91 | 6.18 | 1.51 | 2.25 | 1.57 | 0.72 | 0.61 | 6.23 | 1.19 | 1.48 | 1.14 | 0.28 | 0.58 | 4.84 | 1.03 | 0 | 0 | 0 | 0 | 39.9 | 23.3 | 16.6 | 16.6 | 13.2 | 17.1 | 40.3 | 17.4 | 11.9 | 13.9 | 11.7 | 19.9 | 37.8 | 31.2 | 17 | 19.2 | 22.1 | 21.8 | 40.2 | 16.5 | 18.5 | 16.8 | 17.1 | 19.6 | 38.6 | 26.6 | 15.6 | 12.2 | 9.5 | 11.6 | 41.6 | 20.7 | 19.6 | 14.7 | 13.6 | 19 | 40.8 | 17.8 | 17.2 | 15.4 | 7.4 | 9.3 | 42.3 | 18.3 | 0 | 0 | 0 | 0 | 2919.6 | 1495.2 | 1066.3 | 1056.4 | 792.8 | 1030.3 | 2924 | 1111.4 | 386.3 | 649.1 | 663.5 | 1198.9 | 2768 | 2011.4 | 1092.5 | 1237.5 | 1413.2 | 1385.1 | 2890.9 | 1049.3 | 1167.9 | 1075.6 | 864.1 | 1251.8 | 2967.6 | 1772.4 | 1007.1 | 784.7 | 611.7 | 738.3 | 3024.8 | 1316.8 | 1274.1 | 940.7 | 844.7 | 1161 | 2935.2 | 1111.1 | 1101.8 | 943.4 | 474.4 | 588.6 | 3036.1 | 1163.9 | 0 | 0 | 0 | 0 | 0.3 | 0.11 | 0.09 | 0.12 | 0.08 | 0.09 | 0.31 | 0.1 | 0.17 | 0.16 | 0.09 | 0.12 | 0.28 | 0.17 | 0.09 | 0.13 | 0.13 | 0.1 | 0.32 | 0.07 | 0.08 | 0.08 | 0.15 | 0.09 | 0.23 | 0.24 | 0.15 | 0.1 | 0.07 | 0.06 | 0.32 | 0.11 | 0.12 | 0.09 | 0.07 | 0.1 | 0.32 | 0.09 | 0.09 | 0.09 | 0.03 | 0.04 | 0.3 | 0.09 | 0 | 0 | 0 | 0 | 0.032
| 2 | 286.8546 | 17.8254 | 2.4695 | 288.06 | 22.9511 | 1533.9471 | 0.14392 | 68.702 | 309.8057 | 1551.7725 | 2.6134 | 356.762 | 560.3 | 241.3 | 212.9 | 242.1 | 139.8 | 151.3 | 590.1 | 208 | 68.3 | 150.1 | 123.3 | 191.7 | 528.7 | 369.9 | 185.2 | 251.7 | 271.7 | 206 | 594.1 | 159.5 | 177.6 | 189 | 162.9 | 194.2 | 491.1 | 509.7 | 305 | 191.7 | 142.6 | 130.9 | 591.9 | 230.1 | 254.4 | 187 | 131.7 | 168.8 | 591 | 185.1 | 168.8 | 161.1 | 68.3 | 54.1 | 533.4 | 179.2 | 0 | 0 | 0 | 0 | 40 | 10.2 | 12.2 | 18.5 | 7.4 | 5.3 | 44 | 12 | 3.4 | 11.6 | 7.7 | 8.2 | 37.6 | 21 | 8.5 | 16.9 | 17.1 | 7.2 | 44.8 | 5.6 | 6.4 | 8.8 | 8 | 7.4 | 30.9 | 46.7 | 27.6 | 15.6 | 11 | 6.9 | 42.9 | 11.4 | 16.3 | 12 | 5.4 | 5.3 | 44.1 | 8.6 | 11.2 | 8.5 | 2.3 | 4.3 | 33.8 | 7.9 | 0 | 0 | 0 | 0 | 5.65 | 1.33 | 1.67 | 2.61 | 1 | 0.66 | 6.25 | 1.65 | 0.47 | 1.63 | 1.06 | 1.07 | 5.32 | 2.87 | 1.12 | 2.35 | 2.36 | 0.91 | 6.38 | 0.7 | 0.81 | 1.17 | 1.06 | 0.95 | 4.29 | 6.7 | 3.96 | 2.21 | 1.56 | 0.94 | 6.08 | 1.53 | 2.26 | 1.67 | 0.7 | 0.64 | 6.27 | 1.16 | 1.52 | 1.16 | 0.29 | 0.56 | 4.75 | 1.03 | 0 | 0 | 0 | 0 | 40.2 | 23.4 | 17.8 | 16.4 | 13.2 | 16.8 | 40.7 | 17.4 | 12.1 | 14 | 11.3 | 19.7 | 38 | 31.1 | 17.4 | 19 | 21.5 | 21.5 | 40.6 | 16.6 | 18.4 | 17.6 | 18.6 | 19.6 | 38.5 | 26.6 | 16.6 | 12.1 | 9.5 | 11.6 | 42 | 20.9 | 19.7 | 14.7 | 13.4 | 19 | 40.7 | 17.8 | 17.4 | 15.2 | 7.2 | 9.2 | 42.5 | 18.1 | 0 | 0 | 0 | 0 | 2931.4 | 1500.8 | 1144.5 | 1046.8 | 791.8 | 1006.5 | 2937.1 | 1107.3 | 398 | 653.2 | 633.3 | 1185 | 2773.8 | 1998.4 | 1116.2 | 1223.1 | 1381.7 | 1368 | 2896.5 | 1054.2 | 1161.4 | 1131.2 | 963.8 | 1249.8 | 2945.5 | 1772.9 | 1075.7 | 776.8 | 609.5 | 738.9 | 3028.1 | 1327.6 | 1274.5 | 936.8 | 829.2 | 1157.2 | 2931 | 1112.1 | 1117.5 | 927.2 | 463 | 585.7 | 3050.8 | 1155.8 | 0 | 0 | 0 | 0 | 0.3 | 0.11 | 0.1 | 0.12 | 0.09 | 0.09 | 0.32 | 0.1 | 0.17 | 0.17 | 0.09 | 0.12 | 0.28 | 0.17 | 0.09 | 0.12 | 0.13 | 0.1 | 0.33 | 0.07 | 0.08 | 0.09 | 0.16 | 0.09 | 0.24 | 0.24 | 0.16 | 0.1 | 0.07 | 0.06 | 0.32 | 0.11 | 0.12 | 0.09 | 0.07 | 0.1 | 0.32 | 0.09 | 0.1 | 0.09 | 0.03 | 0.04 | 0.3 | 0.09 | 0 | 0 | 0 | 0 | 0.032
| 3 | 289.7378 | 18.0824 | 2.5052 | 290.9606 | 23.1651 | 1544.2994 | 0.14601 | 69.225 | 312.9029 | 1562.3818 | 2.6512 | 360.1856 | 564.3 | 245 | 213 | 247.2 | 139.7 | 152.1 | 592 | 210.7 | 72.3 | 154.1 | 120.7 | 192.8 | 537.2 | 369.5 | 180.8 | 257.5 | 278.1 | 210.2 | 593.6 | 163.1 | 178.6 | 192.3 | 170.8 | 196.6 | 493 | 509.9 | 309.9 | 199.7 | 144 | 133.4 | 592.3 | 232.3 | 255.6 | 191.2 | 132.6 | 173 | 598.3 | 189.2 | 170.9 | 162.1 | 67.8 | 54.2 | 534.4 | 180.6 | 0 | 0 | 0 | 0 | 40.6 | 10.3 | 11.9 | 19.4 | 7.4 | 5.4 | 44.3 | 12.1 | 3.8 | 11.9 | 7.5 | 8.5 | 39.1 | 20.6 | 7.7 | 17.5 | 18.3 | 7.9 | 44.4 | 5.7 | 6.4 | 8.8 | 8.2 | 7.5 | 31.3 | 46.7 | 28 | 16.4 | 11 | 7.2 | 42.9 | 11.4 | 16.3 | 12.5 | 5.6 | 5.6 | 45.1 | 8.8 | 11.3 | 8.8 | 2.3 | 4.2 | 34 | 8 | 0 | 0 | 0 | 0 | 5.74 | 1.34 | 1.62 | 2.74 | 1.01 | 0.67 | 6.3 | 1.66 | 0.52 | 1.68 | 1.04 | 1.13 | 5.53 | 2.8 | 1 | 2.44 | 2.54 | 1 | 6.33 | 0.72 | 0.8 | 1.16 | 1.1 | 0.97 | 4.34 | 6.69 | 4.01 | 2.32 | 1.56 | 0.97 | 6.08 | 1.53 | 2.26 | 1.73 | 0.73 | 0.69 | 6.42 | 1.18 | 1.54 | 1.2 | 0.29 | 0.54 | 4.78 | 1.04 | 0 | 0 | 0 | 0 | 40.2 | 23.9 | 18.1 | 16.4 | 13.2 | 16.8 | 40.6 | 17.7 | 12.3 | 14.3 | 11.1 | 19.6 | 37.8 | 31.4 | 17.5 | 19.2 | 21.4 | 21.5 | 40.9 | 17 | 18.5 | 18.1 | 19.4 | 19.8 | 38.5 | 26.6 | 16.9 | 12.4 | 9.6 | 11.8 | 42 | 21.2 | 19.8 | 14.8 | 13.4 | 19.3 | 40.8 | 18.2 | 17.7 | 15.1 | 7.1 | 9.2 | 42.4 | 18.3 | 0 | 0 | 0 | 0 | 2926.8 | 1527.8 | 1162.5 | 1044.4 | 788.3 | 1009.8 | 2935.1 | 1124.9 | 411.3 | 668.2 | 617.8 | 1175.4 | 2761.1 | 2018.2 | 1122.9 | 1234.5 | 1371.2 | 1368 | 2907.7 | 1078.5 | 1172.7 | 1160.1 | 1017.5 | 1264.7 | 2942.4 | 1777.5 | 1095.4 | 803.2 | 621.4 | 746.5 | 3036.9 | 1346.2 | 1282.6 | 946.5 | 828.5 | 1175.4 | 2926.8 | 1138.5 | 1136.4 | 921.1 | 457.5 | 584.1 | 3051 | 1166.5 | 0 | 0 | 0 | 0 | 0.3 | 0.11 | 0.1 | 0.13 | 0.09 | 0.09 | 0.32 | 0.1 | 0.17 | 0.17 | 0.09 | 0.12 | 0.28 | 0.17 | 0.08 | 0.13 | 0.14 | 0.1 | 0.33 | 0.08 | 0.08 | 0.09 | 0.16 | 0.09 | 0.24 | 0.24 | 0.16 | 0.1 | 0.07 | 0.07 | 0.32 | 0.11 | 0.12 | 0.09 | 0.07 | 0.1 | 0.33 | 0.1 | 0.1 | 0.1 | 0.03 | 0.04 | 0.3 | 0.09 | 0 | 0 | 0 | 0 | 0.032
| 4 | 287.998 | 17.7219 | 2.4518 | 289.1955 | 23.2303 | 1551.1095 | 0.14413 | 69.4927 | 311.2283 | 1568.8315 | 2.5959 | 358.6882 | 559.5 | 250.1 | 208.2 | 242 | 139.5 | 153.4 | 586.1 | 216.4 | 73 | 154.8 | 124.1 | 188.6 | 531.4 | 369.9 | 183.2 | 257.3 | 280.5 | 208.8 | 605.1 | 167.7 | 180.1 | 193.2 | 166.9 | 196.2 | 487.7 | 509.8 | 295 | 203.2 | 144.7 | 132.8 | 598.5 | 237.7 | 262.2 | 197.8 | 134 | 172.5 | 593.6 | 192.6 | 169.8 | 164 | 68.6 | 54.6 | 532.6 | 185.8 | 0 | 0 | 0 | 0 | 39.8 | 10.3 | 11.5 | 18.9 | 7.3 | 5.5 | 43.4 | 12.7 | 3.9 | 12.1 | 7.8 | 8.2 | 38 | 20.5 | 7.9 | 17.4 | 18.2 | 7.7 | 46.5 | 6 | 6.4 | 9.1 | 7.9 | 7.6 | 30.4 | 46.2 | 26.6 | 17 | 11.2 | 7.3 | 44 | 11.8 | 17 | 13 | 5.7 | 5.6 | 44.5 | 9 | 10.7 | 9 | 2.3 | 4.7 | 33.7 | 8.1 | 0 | 0 | 0 | 0 | 5.62 | 1.34 | 1.56 | 2.67 | 0.99 | 0.69 | 6.15 | 1.75 | 0.53 | 1.71 | 1.08 | 1.07 | 5.36 | 2.8 | 1.04 | 2.43 | 2.53 | 0.97 | 6.63 | 0.75 | 0.82 | 1.2 | 1.05 | 0.97 | 4.21 | 6.62 | 3.81 | 2.42 | 1.57 | 0.98 | 6.25 | 1.59 | 2.36 | 1.81 | 0.75 | 0.69 | 6.32 | 1.21 | 1.45 | 1.22 | 0.29 | 0.62 | 4.73 | 1.06 | 0 | 0 | 0 | 0 | 40.2 | 24.5 | 17.9 | 16.1 | 13.3 | 16.9 | 40.6 | 17.9 | 12.3 | 14.2 | 11.4 | 19.3 | 38 | 31.5 | 17.6 | 19.3 | 21.7 | 21.5 | 40.5 | 17.3 | 18.7 | 18 | 19.2 | 19.7 | 38.6 | 27 | 16.1 | 12.4 | 9.6 | 11.6 | 41.8 | 21.5 | 20 | 15.2 | 13.4 | 19.2 | 40.7 | 18.5 | 17.6 | 15.2 | 7.2 | 9.4 | 42.3 | 18.8 | 0 | 0 | 0 | 0 | 2941.5 | 1568.9 | 1145.8 | 1026.4 | 792.1 | 1011.6 | 2954.1 | 1139.4 | 412.9 | 664.3 | 630.5 | 1160.1 | 2786.4 | 2024.3 | 1127.1 | 1239 | 1393.4 | 1366.6 | 2888.1 | 1102.6 | 1180.3 | 1152.9 | 1002.3 | 1260.1 | 2947.4 | 1802.2 | 1046.8 | 797.3 | 621.4 | 737.4 | 3023 | 1368.9 | 1300 | 975.2 | 831.5 | 1171 | 2934.9 | 1157.6 | 1124.8 | 928.3 | 462.5 | 594.5 | 3069.5 | 1201.2 | 0 | 0 | 0 | 0 | 0.29 | 0.11 | 0.1 | 0.13 | 0.09 | 0.09 | 0.31 | 0.1 | 0.17 | 0.17 | 0.1 | 0.11 | 0.28 | 0.17 | 0.08 | 0.13 | 0.14 | 0.1 | 0.33 | 0.08 | 0.09 | 0.09 | 0.16 | 0.09 | 0.23 | 0.24 | 0.15 | 0.1 | 0.07 | 0.07 | 0.32 | 0.11 | 0.12 | 0.1 | 0.07 | 0.1 | 0.32 | 0.1 | 0.1 | 0.1 | 0.03 | 0.05 | 0.29 | 0.09 | 0 | 0 | 0 | 0 | 0.032
| 5 | 284.2741 | 17.5168 | 2.4248 | 285.458 | 22.8585 | 1529.4971 | 0.14354 | 68.4767 | 307.1325 | 1547.0138 | 2.5683 | 353.9347 | 567.9 | 259.1 | 192.2 | 225.1 | 134.2 | 146.7 | 592 | 217.1 | 70.5 | 141 | 119.5 | 177.5 | 532.8 | 358.7 | 184.5 | 247.8 | 256.9 | 198.3 | 606 | 171.3 | 173.3 | 179.9 | 160.2 | 189.4 | 455.4 | 491.5 | 272.2 | 194.7 | 136.5 | 125.1 | 595 | 239.6 | 260.2 | 193 | 133.6 | 163.2 | 595.9 | 197.7 | 163.1 | 151.6 | 68.5 | 51.2 | 536.5 | 188.5 | 0 | 0 | 0 | 0 | 41.2 | 11 | 10 | 17.5 | 7.2 | 5.3 | 44.7 | 12.8 | 3.6 | 11.2 | 7.2 | 7.9 | 38.5 | 19.7 | 8.4 | 16.5 | 16.7 | 7.6 | 47.9 | 5.9 | 5.9 | 8.6 | 8 | 7.5 | 26.3 | 43.8 | 24.2 | 16.4 | 10.4 | 7.1 | 44 | 12.2 | 16.8 | 12.6 | 5.9 | 5.4 | 44.7 | 9.4 | 10.4 | 8 | 2.4 | 4.4 | 34.7 | 8.2 | 0 | 0 | 0 | 0 | 5.84 | 1.43 | 1.35 | 2.47 | 0.98 | 0.67 | 6.35 | 1.77 | 0.5 | 1.59 | 1 | 1.04 | 5.44 | 2.68 | 1.11 | 2.29 | 2.31 | 0.97 | 6.84 | 0.75 | 0.75 | 1.15 | 1.07 | 0.97 | 3.61 | 6.26 | 3.46 | 2.34 | 1.47 | 0.97 | 6.25 | 1.64 | 2.33 | 1.75 | 0.78 | 0.67 | 6.36 | 1.27 | 1.41 | 1.08 | 0.3 | 0.58 | 4.88 | 1.07 | 0 | 0 | 0 | 0 | 40 | 25.1 | 17 | 15 | 12.6 | 16.1 | 40.2 | 17.8 | 12 | 13 | 11.2 | 18.1 | 37.7 | 30.7 | 17.4 | 18.9 | 19.9 | 20.1 | 39.4 | 17.8 | 18.2 | 16.6 | 18.1 | 18.9 | 37.8 | 26.7 | 15.2 | 11.7 | 9.2 | 10.7 | 41.3 | 21.5 | 19.9 | 14.9 | 13.2 | 18.1 | 40.8 | 18.9 | 16.8 | 14.3 | 7.2 | 8.9 | 41.9 | 19.3 | 0 | 0 | 0 | 0 | 2927.6 | 1611.2 | 1089.4 | 958.4 | 753.8 | 965.9 | 2923.1 | 1139.9 | 403.8 | 593.2 | 622.8 | 1081.2 | 2765.8 | 1977.1 | 1113.8 | 1211.6 | 1277.1 | 1280 | 2807.6 | 1135.4 | 1149.3 | 1064.3 | 939.4 | 1205.9 | 2905.7 | 1779.1 | 982.9 | 754.9 | 591 | 680.9 | 2993.7 | 1368.6 | 1294.9 | 955.5 | 817.6 | 1100.9 | 2948.2 | 1182.3 | 1073.9 | 871.6 | 459.2 | 564.7 | 3036.1 | 1227.2 | 0 | 0 | 0 | 0 | 0.3 | 0.12 | 0.09 | 0.12 | 0.08 | 0.09 | 0.31 | 0.1 | 0.17 | 0.16 | 0.09 | 0.11 | 0.28 | 0.17 | 0.08 | 0.12 | 0.13 | 0.09 | 0.33 | 0.08 | 0.08 | 0.08 | 0.16 | 0.09 | 0.22 | 0.24 | 0.14 | 0.1 | 0.07 | 0.06 | 0.32 | 0.11 | 0.12 | 0.1 | 0.07 | 0.09 | 0.32 | 0.1 | 0.09 | 0.09 | 0.03 | 0.04 | 0.29 | 0.09 | 0 | 0 | 0 | 0 | 0.032
| 6 | 245.3889 | 15.0869 | 2.087 | 246.4083 | 19.7998 | 1330.6928 | 0.12481 | 59.4885 | 265.1887 | 1345.7797 | 2.2118 | 305.8968 | 555.1 | 232 | 140.9 | 157.3 | 106.4 | 112.5 | 546.9 | 177.6 | 56.5 | 115.8 | 101 | 137.8 | 491.9 | 311 | 142.5 | 195 | 174.8 | 142.8 | 540.1 | 162.8 | 145.3 | 127.7 | 104.6 | 144.3 | 402.8 | 391 | 207.8 | 161.2 | 124.7 | 89.9 | 548.4 | 222.4 | 216.8 | 149.2 | 104.1 | 117.4 | 585.5 | 184.3 | 127.3 | 108.3 | 48.5 | 32.5 | 497.9 | 175 | 0 | 0 | 0 | 0 | 39.6 | 10.2 | 7 | 12.2 | 6.4 | 4.2 | 40.4 | 10.7 | 2.9 | 9.7 | 6.9 | 6.7 | 34.3 | 18.2 | 6.2 | 12 | 10.4 | 5.1 | 42.9 | 6.1 | 5 | 6.1 | 5.2 | 6.2 | 21.9 | 34 | 18.8 | 14.3 | 10.7 | 5.8 | 39.4 | 11.7 | 13.6 | 9.6 | 4.9 | 4 | 43.6 | 9.2 | 8.3 | 5.3 | 1.9 | 3.9 | 31 | 8.3 | 0 | 0 | 0 | 0 | 5.6 | 1.34 | 0.93 | 1.72 | 0.88 | 0.54 | 5.73 | 1.48 | 0.4 | 1.38 | 0.96 | 0.9 | 4.84 | 2.5 | 0.81 | 1.66 | 1.43 | 0.64 | 6.14 | 0.77 | 0.62 | 0.81 | 0.7 | 0.81 | 2.98 | 4.85 | 2.69 | 2.05 | 1.52 | 0.81 | 5.58 | 1.59 | 1.88 | 1.32 | 0.64 | 0.5 | 6.19 | 1.25 | 1.12 | 0.71 | 0.25 | 0.52 | 4.34 | 1.11 | 0 | 0 | 0 | 0 | 39.8 | 22.2 | 12.8 | 10.5 | 9.5 | 12.4 | 37.9 | 14.4 | 10.2 | 10.6 | 9 | 13.7 | 35.9 | 25.6 | 13.7 | 15.8 | 14.6 | 15 | 34.8 | 16.6 | 15.3 | 11.8 | 12.5 | 14 | 34.7 | 22.1 | 11.4 | 9 | 7.4 | 7.1 | 39 | 19.6 | 17 | 11.8 | 10.2 | 13.2 | 40.5 | 17.2 | 13.3 | 10.6 | 4.9 | 6.7 | 40 | 17.3 | 0 | 0 | 0 | 0 | 2908.4 | 1423 | 815.5 | 670 | 558.2 | 731.3 | 2764.8 | 919.3 | 324.1 | 461 | 485.9 | 809.2 | 2638.1 | 1651 | 874.7 | 1004.8 | 921.5 | 942.2 | 2481.2 | 1056.2 | 962.4 | 755 | 613.5 | 893.5 | 2676.7 | 1463.9 | 733.4 | 584.9 | 475.6 | 448.2 | 2852.3 | 1245.6 | 1100.7 | 749.5 | 623.8 | 786.3 | 2912.2 | 1074.4 | 848.4 | 641.4 | 313.5 | 421.8 | 2905.9 | 1102.7 | 0 | 0 | 0 | 0 | 0.29 | 0.11 | 0.07 | 0.08 | 0.07 | 0.07 | 0.29 | 0.09 | 0.15 | 0.14 | 0.08 | 0.09 | 0.26 | 0.15 | 0.07 | 0.1 | 0.09 | 0.07 | 0.29 | 0.08 | 0.07 | 0.06 | 0.12 | 0.07 | 0.19 | 0.19 | 0.11 | 0.08 | 0.06 | 0.05 | 0.29 | 0.11 | 0.1 | 0.08 | 0.06 | 0.07 | 0.32 | 0.1 | 0.07 | 0.07 | 0.02 | 0.03 | 0.27 | 0.09 | 0 | 0 | 0 | 0 | 0.033
| 7 | 210.8587 | 12.8897 | 1.7873 | 211.7307 | 17.1153 | 1151.7874 | 0.10746 | 51.4679 | 227.974 | 1164.6771 | 1.8947 | 263.1986 | 532.6 | 201.1 | 101.4 | 106.7 | 88.7 | 89.1 | 468.5 | 133.6 | 46.3 | 88.3 | 81.4 | 101 | 442.5 | 249 | 101.7 | 142.7 | 114.3 | 102 | 437.6 | 143.8 | 115.9 | 90 | 72.6 | 118.3 | 338.9 | 276.5 | 138.2 | 126.5 | 100.2 | 59.3 | 495.7 | 190.6 | 162.6 | 110.7 | 81.1 | 87.3 | 567 | 161.7 | 95.1 | 75.7 | 31.5 | 24.3 | 440.5 | 149.2 | 0 | 0 | 0 | 0 | 37.7 | 9.1 | 4.8 | 7.9 | 5.2 | 3.4 | 33.2 | 8.2 | 2.3 | 7.3 | 5.7 | 5.2 | 30.2 | 15.6 | 4 | 8.1 | 6.2 | 3.3 | 35 | 5.6 | 3.9 | 4.1 | 3.5 | 5.4 | 17.7 | 23.2 | 12.2 | 11.3 | 8.5 | 3.7 | 35.3 | 9.8 | 10 | 6.9 | 3.8 | 3.2 | 41.8 | 8.4 | 6.8 | 3.8 | 1.5 | 3.4 | 26.4 | 7.3 | 0 | 0 | 0 | 0 | 5.33 | 1.2 | 0.64 | 1.12 | 0.71 | 0.43 | 4.7 | 1.14 | 0.32 | 1.04 | 0.8 | 0.69 | 4.26 | 2.16 | 0.52 | 1.1 | 0.84 | 0.4 | 5.01 | 0.72 | 0.49 | 0.54 | 0.46 | 0.71 | 2.38 | 3.3 | 1.75 | 1.61 | 1.22 | 0.51 | 4.99 | 1.33 | 1.38 | 0.96 | 0.51 | 0.4 | 5.94 | 1.14 | 0.94 | 0.51 | 0.2 | 0.46 | 3.69 | 0.97 | 0 | 0 | 0 | 0 | 38.5 | 19 | 9.5 | 7.4 | 8.4 | 9.9 | 33.8 | 10.7 | 8.8 | 8.7 | 7.4 | 10 | 33 | 19.6 | 10.2 | 12.3 | 10.3 | 11.2 | 28.1 | 14.4 | 12.3 | 8.5 | 9 | 11.2 | 29.9 | 16.3 | 7.8 | 7.1 | 6 | 5 | 35.5 | 17 | 13 | 9 | 8 | 9.8 | 39.7 | 14.9 | 10.1 | 7.5 | 2.9 | 5.4 | 36.4 | 14.7 | 0 | 0 | 0 | 0 | 2803.6 | 1217.2 | 597.3 | 471.5 | 474.4 | 579.1 | 2456.4 | 679 | 267.5 | 358.1 | 382.5 | 580.9 | 2412.4 | 1263.7 | 646.2 | 775 | 637.7 | 693.2 | 1984.7 | 918.1 | 768.4 | 541.2 | 434.9 | 715 | 2313.2 | 1080.7 | 499.5 | 456 | 384.4 | 305.2 | 2601 | 1079 | 838.4 | 565.5 | 483.7 | 575.5 | 2832.1 | 928.4 | 638.2 | 442.7 | 188.8 | 340.4 | 2634.6 | 937.8 | 0 | 0 | 0 | 0 | 0.28 | 0.09 | 0.05 | 0.06 | 0.06 | 0.06 | 0.25 | 0.07 | 0.13 | 0.12 | 0.07 | 0.07 | 0.23 | 0.12 | 0.05 | 0.07 | 0.06 | 0.05 | 0.24 | 0.07 | 0.06 | 0.04 | 0.09 | 0.05 | 0.16 | 0.13 | 0.07 | 0.07 | 0.05 | 0.03 | 0.26 | 0.09 | 0.08 | 0.06 | 0.05 | 0.06 | 0.31 | 0.08 | 0.06 | 0.05 | 0.01 | 0.03 | 0.24 | 0.07 | 0 | 0 | 0 | 0 | 0.034
| 8 | 194.52 | 12.3039 | 1.7148 | 195.3548 | 15.3936 | 1038.5154 | 0.10199 | 46.3692 | 209.9136 | 1050.8192 | 1.8168 | 241.724 | 538.4 | 175.3 | 73.9 | 94.3 | 77.4 | 85 | 430.8 | 107 | 40.8 | 76.9 | 74.6 | 87.1 | 430 | 193 | 82.8 | 116.5 | 86.8 | 83.7 | 370.3 | 124.7 | 96.8 | 61.5 | 54.1 | 104.9 | 309.4 | 205.8 | 107.5 | 111.9 | 84.8 | 49.5 | 475.4 | 168.4 | 135 | 79.5 | 66.8 | 67.8 | 565.9 | 146.3 | 80 | 59.3 | 31 | 19.3 | 409 | 134.4 | 0 | 0 | 0 | 0 | 39.8 | 7.9 | 2.8 | 7.3 | 4.8 | 3.4 | 31.6 | 6.7 | 1.9 | 6.5 | 5.3 | 4.9 | 30.8 | 12.2 | 3 | 6.6 | 4.6 | 2.8 | 29.6 | 4.7 | 3.3 | 2.5 | 2.3 | 4.8 | 17.4 | 17.3 | 9.6 | 10.1 | 7.5 | 3.4 | 35.3 | 8.8 | 8.1 | 4.9 | 3.3 | 2.4 | 42.9 | 7.5 | 5.8 | 3.3 | 1.7 | 2.3 | 25.3 | 6.4 | 0 | 0 | 0 | 0 | 5.65 | 1.04 | 0.37 | 1.03 | 0.67 | 0.44 | 4.49 | 0.93 | 0.26 | 0.93 | 0.75 | 0.67 | 4.35 | 1.69 | 0.38 | 0.9 | 0.62 | 0.34 | 4.25 | 0.6 | 0.41 | 0.33 | 0.31 | 0.63 | 2.38 | 2.47 | 1.37 | 1.45 | 1.07 | 0.48 | 5 | 1.2 | 1.12 | 0.67 | 0.44 | 0.3 | 6.1 | 1.02 | 0.8 | 0.45 | 0.23 | 0.3 | 3.56 | 0.85 | 0 | 0 | 0 | 0 | 37.4 | 16.6 | 7.5 | 6.2 | 7.1 | 9.4 | 30.2 | 8.5 | 7.9 | 7.7 | 6.9 | 8.4 | 30.7 | 15.1 | 8.5 | 10.2 | 8 | 9.2 | 23.8 | 12.7 | 10.2 | 6.1 | 7.3 | 9.9 | 26.1 | 12.1 | 6.1 | 6.1 | 4.9 | 3.9 | 32.8 | 14.9 | 10.9 | 6.7 | 6.5 | 7.8 | 38.5 | 13.5 | 8.5 | 5.6 | 2.7 | 4.4 | 33.1 | 13.3 | 0 | 0 | 0 | 0 | 2709.8 | 1063.5 | 468.4 | 399.9 | 397.5 | 541.2 | 2175.3 | 536.4 | 242.2 | 302.3 | 345.4 | 474.4 | 2243.8 | 969.9 | 538.8 | 634 | 490.4 | 563.9 | 1663 | 805.1 | 638 | 384.5 | 338.5 | 632.4 | 2013.9 | 800.8 | 385 | 394.9 | 312.3 | 235.4 | 2401.4 | 940.6 | 704.2 | 412.3 | 390.9 | 452.2 | 2755 | 844 | 538.9 | 330.1 | 173.9 | 273.7 | 2375.6 | 846.5 | 0 | 0 | 0 | 0 | 0.29 | 0.08 | 0.04 | 0.05 | 0.06 | 0.06 | 0.23 | 0.05 | 0.11 | 0.11 | 0.07 | 0.07 | 0.23 | 0.09 | 0.04 | 0.06 | 0.05 | 0.05 | 0.21 | 0.06 | 0.05 | 0.03 | 0.07 | 0.05 | 0.15 | 0.1 | 0.06 | 0.06 | 0.05 | 0.03 | 0.25 | 0.08 | 0.06 | 0.05 | 0.04 | 0.05 | 0.31 | 0.08 | 0.05 | 0.04 | 0.01 | 0.02 | 0.23 | 0.07 | 0 | 0 | 0 | 0 | 0.035
| 9 | 186.4506 | 11.8702 | 1.6551 | 187.2561 | 14.6627 | 994.1818 | 0.096697 | 44.3157 | 201.1133 | 1006.0521 | 1.7518 | 231.5718 | 541.2 | 164.4 | 69 | 75.7 | 71.8 | 79.7 | 419.7 | 102.1 | 36.7 | 72.3 | 73.1 | 87.6 | 413.7 | 176.1 | 77.8 | 113.4 | 80.8 | 79.4 | 348.4 | 115.7 | 92.8 | 64.1 | 46.5 | 107.3 | 309.2 | 177.6 | 94.3 | 89.7 | 93 | 54.8 | 468.7 | 162.2 | 124.8 | 88.3 | 62.8 | 70.1 | 564.4 | 138.6 | 74.5 | 57.5 | 28 | 18.2 | 391.5 | 127.3 | 0 | 0 | 0 | 0 | 40.3 | 7.5 | 2.6 | 5.7 | 4.4 | 3.2 | 31.1 | 6.3 | 1.6 | 6.1 | 5.2 | 5.1 | 28.6 | 11.4 | 3 | 6.6 | 4.2 | 2.7 | 28.2 | 4.4 | 3.2 | 2.6 | 1.9 | 4.9 | 17.9 | 14.8 | 8.2 | 7.7 | 8.4 | 4.1 | 35 | 8.5 | 7.5 | 5.8 | 3.1 | 2.6 | 42.8 | 6.9 | 5.5 | 3.6 | 1.4 | 2.6 | 23.7 | 6.2 | 0 | 0 | 0 | 0 | 5.72 | 0.99 | 0.34 | 0.81 | 0.6 | 0.41 | 4.41 | 0.87 | 0.22 | 0.86 | 0.72 | 0.7 | 4.04 | 1.58 | 0.39 | 0.9 | 0.56 | 0.33 | 4.05 | 0.57 | 0.41 | 0.34 | 0.25 | 0.64 | 2.46 | 2.11 | 1.18 | 1.1 | 1.2 | 0.58 | 4.96 | 1.16 | 1.03 | 0.8 | 0.42 | 0.33 | 6.1 | 0.93 | 0.75 | 0.5 | 0.19 | 0.35 | 3.32 | 0.82 | 0 | 0 | 0 | 0 | 37.2 | 15.5 | 7 | 5.1 | 6.7 | 8.8 | 29.1 | 8.2 | 7.4 | 7.4 | 6.9 | 8.4 | 30.5 | 13.5 | 7.9 | 9.8 | 7.6 | 8.7 | 22.1 | 11.7 | 9.8 | 6.4 | 6.2 | 10.1 | 25.6 | 10.6 | 5.5 | 5.2 | 5.2 | 3.9 | 32.1 | 14.3 | 10.1 | 7.1 | 6.1 | 8.2 | 38.3 | 13 | 8 | 5.5 | 2.6 | 4.3 | 32.2 | 12.6 | 0 | 0 | 0 | 0 | 2707.7 | 993.5 | 437.1 | 328.8 | 375.7 | 508.4 | 2103.9 | 517.7 | 220 | 287.8 | 342.1 | 468.5 | 2232.7 | 870.5 | 495.7 | 606 | 461 | 534.1 | 1536.6 | 741.1 | 607.7 | 400.9 | 294.6 | 648.6 | 1975.3 | 698.3 | 346.6 | 338.5 | 332.2 | 240.2 | 2356.7 | 905.4 | 654 | 435.9 | 365.8 | 460.2 | 2743.1 | 809.5 | 500.9 | 323.7 | 164.8 | 268.9 | 2311.8 | 800.3 | 0 | 0 | 0 | 0 | 0.29 | 0.08 | 0.03 | 0.04 | 0.05 | 0.06 | 0.23 | 0.05 | 0.11 | 0.11 | 0.07 | 0.07 | 0.22 | 0.08 | 0.04 | 0.06 | 0.05 | 0.04 | 0.2 | 0.05 | 0.05 | 0.03 | 0.06 | 0.05 | 0.15 | 0.08 | 0.05 | 0.05 | 0.05 | 0.03 | 0.24 | 0.08 | 0.06 | 0.05 | 0.04 | 0.06 | 0.31 | 0.07 | 0.05 | 0.04 | 0.01 | 0.02 | 0.22 | 0.06 | 0 | 0 | 0 | 0 | 0.036
| 10 | 181.1921 | 11.2987 | 1.5662 | 181.9563 | 14.4988 | 986.3105 | 0.091994 | 43.9159 | 195.6908 | 997.6092 | 1.6582 | 225.8723 | 529.2 | 158.8 | 67.2 | 72.3 | 68.3 | 76.6 | 406.7 | 98 | 35.3 | 75.1 | 69.7 | 75.7 | 403 | 169.1 | 72.8 | 106.5 | 77 | 79.7 | 341.5 | 109.5 | 89.8 | 65.7 | 43.8 | 99.4 | 313.6 | 170.1 | 95.2 | 100.2 | 85.9 | 53.4 | 457.2 | 161 | 121.1 | 89 | 58.9 | 65.2 | 555.2 | 133.8 | 73.4 | 57.1 | 27.2 | 19.4 | 380.1 | 123.1 | 0 | 0 | 0 | 0 | 38.1 | 7.2 | 2.6 | 5.5 | 4 | 3 | 29 | 6.1 | 1.6 | 6.3 | 4.9 | 4.2 | 27 | 11.3 | 2.6 | 6.1 | 4.1 | 2.7 | 27.6 | 4.2 | 3 | 2.7 | 1.8 | 4.2 | 17.5 | 14.3 | 8.4 | 8.9 | 7.7 | 3.9 | 33.1 | 8.4 | 7.2 | 5.9 | 2.9 | 2.3 | 41.1 | 6.7 | 5.5 | 3.8 | 1.3 | 3.2 | 22.2 | 6 | 0 | 0 | 0 | 0 | 5.39 | 0.95 | 0.33 | 0.77 | 0.54 | 0.38 | 4.11 | 0.84 | 0.22 | 0.9 | 0.69 | 0.58 | 3.79 | 1.58 | 0.33 | 0.83 | 0.55 | 0.34 | 3.97 | 0.54 | 0.38 | 0.36 | 0.23 | 0.55 | 2.39 | 2.04 | 1.2 | 1.28 | 1.1 | 0.55 | 4.67 | 1.15 | 0.99 | 0.81 | 0.39 | 0.29 | 5.84 | 0.92 | 0.76 | 0.52 | 0.18 | 0.43 | 3.1 | 0.8 | 0 | 0 | 0 | 0 | 37.6 | 15 | 6.8 | 4.9 | 6.6 | 8.6 | 29.2 | 7.9 | 7.1 | 7.6 | 6.5 | 7.4 | 30.5 | 12.7 | 7.5 | 9.3 | 7.2 | 8.7 | 21.7 | 11.1 | 9.5 | 6.5 | 6 | 9.6 | 26.6 | 10 | 5.5 | 5.5 | 4.9 | 4 | 32.3 | 14.2 | 9.9 | 7.1 | 5.8 | 7.6 | 38.6 | 12.5 | 7.8 | 5.3 | 2.6 | 4.7 | 32.1 | 12.2 | 0 | 0 | 0 | 0 | 2747.7 | 961 | 426.2 | 314.1 | 369.1 | 494.4 | 2115.9 | 492.7 | 211.1 | 299.6 | 325.9 | 414.9 | 2241.8 | 815.1 | 474 | 576 | 435 | 533.1 | 1509 | 700.7 | 590.8 | 408.7 | 281.5 | 617.5 | 2055.8 | 661.1 | 346 | 361.1 | 310.1 | 240.7 | 2378.7 | 900.3 | 636.2 | 439.2 | 343.9 | 433.3 | 2773.5 | 773.8 | 493.5 | 309.5 | 164 | 296 | 2296.1 | 772.2 | 0 | 0 | 0 | 0 | 0.28 | 0.07 | 0.03 | 0.04 | 0.05 | 0.05 | 0.22 | 0.05 | 0.1 | 0.11 | 0.07 | 0.06 | 0.21 | 0.08 | 0.03 | 0.06 | 0.05 | 0.04 | 0.19 | 0.05 | 0.05 | 0.03 | 0.06 | 0.05 | 0.15 | 0.08 | 0.05 | 0.05 | 0.05 | 0.03 | 0.24 | 0.08 | 0.06 | 0.05 | 0.04 | 0.05 | 0.3 | 0.07 | 0.05 | 0.04 | 0.01 | 0.03 | 0.22 | 0.06 | 0 | 0 | 0 | 0 | 0.036
| 11 | 181.7076 | 11.2769 | 1.5673 | 182.4715 | 14.6075 | 989.4678 | 0.092761 | 44.119 | 196.3151 | 1000.7447 | 1.6601 | 226.5905 | 527.2 | 156.8 | 66.3 | 78.2 | 74 | 80.1 | 403.7 | 93.9 | 36.4 | 70.1 | 70.5 | 77.3 | 396 | 159.8 | 72 | 104.6 | 75.4 | 83.1 | 340.7 | 105.9 | 90 | 59.9 | 43.6 | 89.3 | 315.8 | 172.8 | 98.5 | 111 | 75.4 | 46.8 | 453.4 | 158.7 | 120.1 | 78.3 | 59 | 63.1 | 558.2 | 133.9 | 73 | 50.6 | 26.6 | 15.3 | 375.2 | 122.3 | 0 | 0 | 0 | 0 | 37.5 | 7 | 2.5 | 6.1 | 4.6 | 3.4 | 28.3 | 5.7 | 1.7 | 5.9 | 5.1 | 4.3 | 25.5 | 10.7 | 2.7 | 6 | 4 | 3.1 | 27.2 | 4 | 3.1 | 2.5 | 1.8 | 3.7 | 17.1 | 14.8 | 8.7 | 10.2 | 6.5 | 3.3 | 31.6 | 8 | 7.2 | 4.9 | 2.9 | 2.4 | 41.2 | 6.7 | 5.7 | 3.1 | 1.2 | 2.4 | 21.1 | 6 | 0 | 0 | 0 | 0 | 5.3 | 0.92 | 0.33 | 0.86 | 0.64 | 0.44 | 4 | 0.79 | 0.23 | 0.83 | 0.72 | 0.58 | 3.58 | 1.5 | 0.35 | 0.82 | 0.54 | 0.39 | 3.91 | 0.52 | 0.4 | 0.33 | 0.24 | 0.49 | 2.32 | 2.11 | 1.24 | 1.46 | 0.92 | 0.47 | 4.46 | 1.08 | 0.99 | 0.67 | 0.38 | 0.31 | 5.86 | 0.92 | 0.78 | 0.43 | 0.16 | 0.32 | 2.95 | 0.8 | 0 | 0 | 0 | 0 | 38 | 14.9 | 6.7 | 5.2 | 6.9 | 8.8 | 29.5 | 7.6 | 7.2 | 7.3 | 6.5 | 7.6 | 31 | 11.9 | 7.3 | 9.1 | 7.1 | 8.8 | 22.1 | 10.7 | 9.4 | 5.9 | 6 | 8.7 | 27.4 | 10 | 5.6 | 5.9 | 4.5 | 3.6 | 33.2 | 14.3 | 9.8 | 6.5 | 5.8 | 7.2 | 39 | 12.5 | 7.8 | 5 | 2.5 | 3.8 | 32.5 | 12.1 | 0 | 0 | 0 | 0 | 2760.3 | 955.2 | 418.8 | 330.3 | 379.8 | 501.5 | 2133.9 | 476.9 | 215.6 | 280.3 | 322.5 | 427.2 | 2254.6 | 766.9 | 461.9 | 565.2 | 426.2 | 542.6 | 1520.7 | 679.3 | 587 | 371.3 | 276.8 | 556.6 | 2095.8 | 659.5 | 356.3 | 382.8 | 286.1 | 217 | 2426.8 | 905.4 | 629.1 | 400.7 | 349 | 410.4 | 2779 | 771.9 | 489.7 | 288.9 | 163.3 | 243.5 | 2307.2 | 765.7 | 0 | 0 | 0 | 0 | 0.28 | 0.07 | 0.03 | 0.04 | 0.06 | 0.06 | 0.22 | 0.05 | 0.11 | 0.1 | 0.07 | 0.06 | 0.21 | 0.08 | 0.03 | 0.06 | 0.05 | 0.05 | 0.2 | 0.05 | 0.05 | 0.03 | 0.06 | 0.04 | 0.15 | 0.08 | 0.05 | 0.06 | 0.04 | 0.03 | 0.24 | 0.08 | 0.06 | 0.04 | 0.04 | 0.05 | 0.31 | 0.07 | 0.05 | 0.04 | 0.01 | 0.02 | 0.22 | 0.06 | 0 | 0 | 0 | 0 | 0.036
| 12 | 178.9836 | 10.802 | 1.5007 | 179.7152 | 14.6871 | 989.3621 | 0.093877 | 44.1957 | 193.6707 | 1000.1641 | 1.5946 | 223.9109 | 520.5 | 158.5 | 64.9 | 74.7 | 62.7 | 77.5 | 401 | 91.4 | 35.6 | 70.3 | 70.9 | 88.4 | 394.2 | 158.9 | 69.5 | 105.1 | 73.8 | 78.6 | 341.9 | 108 | 88.6 | 62.6 | 44.6 | 99.6 | 319.1 | 163.2 | 99.8 | 99.7 | 81.7 | 45.4 | 457 | 166 | 118.2 | 89.2 | 58.7 | 62.7 | 555.1 | 132.4 | 74.1 | 49.8 | 23.9 | 16.6 | 379 | 121 | 0 | 0 | 0 | 0 | 35.4 | 7.3 | 2.4 | 5.8 | 3.6 | 3.1 | 27.1 | 5.6 | 1.5 | 5.8 | 5 | 5.3 | 24.3 | 10.8 | 2.6 | 6.2 | 3.9 | 2.6 | 26.7 | 4.1 | 3 | 2.6 | 1.8 | 4.5 | 16.7 | 13.6 | 8.8 | 8.9 | 7.3 | 3.2 | 30.7 | 8.7 | 7 | 6 | 2.8 | 2.2 | 39.9 | 6.7 | 5.8 | 2.8 | 1.1 | 2.5 | 20.8 | 6.1 | 0 | 0 | 0 | 0 | 5.02 | 0.96 | 0.32 | 0.81 | 0.48 | 0.4 | 3.84 | 0.78 | 0.21 | 0.82 | 0.7 | 0.72 | 3.41 | 1.51 | 0.34 | 0.84 | 0.52 | 0.32 | 3.84 | 0.52 | 0.38 | 0.34 | 0.23 | 0.59 | 2.27 | 1.94 | 1.27 | 1.28 | 1.04 | 0.45 | 4.34 | 1.18 | 0.96 | 0.83 | 0.38 | 0.28 | 5.68 | 0.91 | 0.81 | 0.38 | 0.14 | 0.33 | 2.91 | 0.82 | 0 | 0 | 0 | 0 | 39.1 | 14.9 | 6.6 | 5 | 6.1 | 8.6 | 30.4 | 7.4 | 7.2 | 7.4 | 6.8 | 8.5 | 32 | 11.8 | 7.1 | 9 | 7 | 8.7 | 22.8 | 11 | 9.4 | 6.2 | 6.2 | 9.4 | 28.3 | 9.7 | 5.6 | 5.5 | 4.7 | 3.5 | 34.8 | 14.7 | 9.7 | 7 | 5.8 | 7.3 | 40 | 12.3 | 7.8 | 4.8 | 2.3 | 4.2 | 33.3 | 11.9 | 0 | 0 | 0 | 0 | 2799.5 | 953.1 | 412.7 | 318.1 | 342.6 | 494.9 | 2162.3 | 460.5 | 217.1 | 287.8 | 331.8 | 467.6 | 2304.9 | 755.6 | 444.8 | 559.3 | 420.3 | 531.5 | 1546.2 | 694.2 | 583.2 | 389.5 | 286.4 | 603.2 | 2139.1 | 642.7 | 358.8 | 356.2 | 297.1 | 211.9 | 2485.3 | 930.6 | 624.3 | 433.3 | 348.2 | 415.1 | 2815.4 | 761.6 | 489 | 279.1 | 149.1 | 260.8 | 2348.8 | 753.2 | 0 | 0 | 0 | 0 | 0.29 | 0.07 | 0.03 | 0.04 | 0.05 | 0.06 | 0.23 | 0.05 | 0.1 | 0.1 | 0.07 | 0.07 | 0.22 | 0.08 | 0.03 | 0.06 | 0.04 | 0.04 | 0.2 | 0.05 | 0.04 | 0.03 | 0.06 | 0.05 | 0.16 | 0.08 | 0.05 | 0.05 | 0.04 | 0.03 | 0.25 | 0.08 | 0.06 | 0.05 | 0.04 | 0.05 | 0.32 | 0.07 | 0.05 | 0.03 | 0.01 | 0.02 | 0.23 | 0.06 | 0 | 0 | 0 | 0 | 0.037
| 13 | 180.8012 | 10.7817 | 1.4963 | 181.531 | 15.0049 | 1007.1603 | 0.093877 | 45.0439 | 195.806 | 1017.942 | 1.5902 | 226.5748 | 515.7 | 160 | 65.6 | 83.2 | 67.2 | 78.1 | 397.1 | 92.2 | 36.3 | 70.4 | 72 | 69.3 | 397.1 | 166.2 | 71.2 | 105.1 | 73.7 | 79.7 | 344.6 | 110.1 | 88.8 | 57.6 | 43.4 | 97 | 319.2 | 164 | 96.7 | 104.2 | 79.8 | 47.2 | 460.7 | 173.4 | 117.8 | 78.6 | 56.5 | 66.3 | 548.6 | 133.1 | 74.1 | 51.8 | 26 | 16.2 | 380.6 | 121.8 | 0 | 0 | 0 | 0 | 34 | 7.4 | 2.5 | 6.6 | 3.9 | 3.1 | 25.8 | 5.6 | 1.6 | 5.8 | 5.3 | 3.6 | 24 | 11.3 | 2.8 | 6.2 | 3.9 | 2.8 | 26.5 | 4.2 | 3 | 2.4 | 1.8 | 4.3 | 16 | 13.4 | 8.5 | 9.4 | 6.9 | 3.4 | 30.5 | 9.4 | 7.1 | 5 | 2.7 | 2.4 | 38.4 | 6.6 | 5.7 | 3 | 1.3 | 2.3 | 20.6 | 6.1 | 0 | 0 | 0 | 0 | 4.8 | 0.98 | 0.33 | 0.93 | 0.53 | 0.4 | 3.65 | 0.78 | 0.22 | 0.83 | 0.74 | 0.48 | 3.37 | 1.58 | 0.37 | 0.84 | 0.52 | 0.34 | 3.81 | 0.55 | 0.38 | 0.32 | 0.23 | 0.56 | 2.19 | 1.9 | 1.21 | 1.34 | 0.99 | 0.47 | 4.31 | 1.28 | 0.97 | 0.69 | 0.36 | 0.31 | 5.46 | 0.9 | 0.79 | 0.41 | 0.17 | 0.31 | 2.88 | 0.82 | 0 | 0 | 0 | 0 | 39.9 | 15 | 6.7 | 5.4 | 6.5 | 8.7 | 31.1 | 7.5 | 7.1 | 7.3 | 6.5 | 7 | 32.7 | 12.3 | 7.1 | 9 | 6.9 | 8.7 | 23.5 | 11.1 | 9.4 | 5.7 | 6 | 9.3 | 29.1 | 10 | 5.6 | 5.7 | 4.7 | 3.6 | 35.5 | 15.1 | 9.6 | 6.5 | 5.6 | 7.6 | 40.5 | 12.4 | 7.9 | 4.9 | 2.4 | 4.1 | 33.8 | 11.9 | 0 | 0 | 0 | 0 | 2843.8 | 959.9 | 414.7 | 344.8 | 361.5 | 498.5 | 2201.3 | 468.6 | 217.9 | 284.9 | 325.5 | 395.8 | 2337.9 | 788.1 | 448.3 | 559.8 | 417.2 | 531.2 | 1575.9 | 702.9 | 583 | 356.7 | 276.8 | 594.5 | 2156.4 | 660.9 | 355 | 369.8 | 299.8 | 217.4 | 2533.3 | 955 | 616.2 | 398 | 334.9 | 436.8 | 2843.7 | 769.6 | 498.8 | 285.4 | 155.2 | 253.3 | 2376.6 | 755.8 | 0 | 0 | 0 | 0 | 0.29 | 0.07 | 0.03 | 0.04 | 0.05 | 0.06 | 0.23 | 0.05 | 0.1 | 0.1 | 0.07 | 0.05 | 0.23 | 0.08 | 0.03 | 0.06 | 0.04 | 0.04 | 0.21 | 0.05 | 0.05 | 0.03 | 0.06 | 0.04 | 0.17 | 0.08 | 0.05 | 0.05 | 0.04 | 0.03 | 0.26 | 0.08 | 0.06 | 0.05 | 0.04 | 0.05 | 0.31 | 0.07 | 0.05 | 0.04 | 0.01 | 0.02 | 0.23 | 0.06 | 0 | 0 | 0 | 0 | 0.037
| 14 | 181.5404 | 10.5713 | 1.4625 | 182.2546 | 15.2747 | 1025.8144 | 0.096697 | 45.8704 | 196.815 | 1036.3857 | 1.5592 | 228.125 | 515.6 | 165.4 | 66.7 | 78.5 | 66.6 | 77.1 | 402.3 | 97.4 | 37.6 | 72.6 | 70 | 75 | 395.4 | 178.5 | 74.3 | 111.8 | 77.1 | 76.7 | 352.4 | 113.2 | 90.6 | 62.4 | 44.5 | 91.6 | 320 | 175.6 | 94.6 | 105.2 | 80.9 | 56.4 | 459.1 | 180.4 | 122.7 | 81.1 | 58.8 | 67.3 | 545 | 138.4 | 74.8 | 54.4 | 24 | 15.9 | 387.8 | 128.8 | 0 | 0 | 0 | 0 | 33.1 | 7.6 | 2.5 | 6.1 | 4 | 3.1 | 25.6 | 6 | 1.7 | 6 | 4.9 | 4.1 | 22.9 | 12 | 3 | 6.7 | 4.1 | 2.5 | 26.5 | 4.4 | 3.2 | 2.7 | 1.8 | 3.9 | 15.3 | 14.4 | 8.2 | 9.4 | 7 | 4.4 | 29.3 | 9.8 | 7.4 | 5.1 | 2.9 | 2.5 | 37.1 | 6.9 | 5.8 | 3.1 | 1 | 2.5 | 21 | 6.2 | 0 | 0 | 0 | 0 | 4.66 | 1 | 0.33 | 0.86 | 0.55 | 0.4 | 3.62 | 0.83 | 0.23 | 0.86 | 0.69 | 0.55 | 3.21 | 1.68 | 0.39 | 0.92 | 0.56 | 0.31 | 3.81 | 0.57 | 0.41 | 0.35 | 0.24 | 0.51 | 2.07 | 2.04 | 1.17 | 1.34 | 1 | 0.62 | 4.12 | 1.34 | 1.02 | 0.71 | 0.38 | 0.31 | 5.27 | 0.93 | 0.8 | 0.43 | 0.14 | 0.34 | 2.94 | 0.83 | 0 | 0 | 0 | 0 | 40.8 | 15.5 | 6.8 | 5.2 | 6.2 | 8.5 | 32.1 | 7.8 | 7.3 | 7.5 | 6.5 | 7.4 | 33.6 | 13.3 | 7.4 | 9.5 | 7.2 | 8.5 | 24.6 | 11.4 | 9.5 | 6.1 | 6.1 | 8.8 | 29.9 | 10.7 | 5.5 | 5.8 | 4.8 | 4 | 36.5 | 15.6 | 9.9 | 6.7 | 5.8 | 7.7 | 41.2 | 12.9 | 8.1 | 5.1 | 2.3 | 3.9 | 34.5 | 12.7 | 0 | 0 | 0 | 0 | 2896.7 | 994.5 | 423.5 | 333.4 | 350.9 | 492 | 2256.8 | 491.8 | 224.8 | 293 | 328.5 | 418.9 | 2390 | 853.5 | 466.2 | 588.3 | 432.2 | 520.9 | 1651.5 | 720.1 | 588.2 | 383.5 | 284.2 | 566.6 | 2220.3 | 707.8 | 351.3 | 377.7 | 302.9 | 241.2 | 2599.6 | 990.3 | 636.9 | 412 | 347.3 | 442.1 | 2890.7 | 802.3 | 507 | 297.8 | 149.9 | 249.8 | 2415.8 | 806.9 | 0 | 0 | 0 | 0 | 0.29 | 0.08 | 0.03 | 0.04 | 0.05 | 0.05 | 0.23 | 0.05 | 0.1 | 0.11 | 0.07 | 0.06 | 0.23 | 0.09 | 0.04 | 0.06 | 0.05 | 0.04 | 0.22 | 0.05 | 0.05 | 0.03 | 0.06 | 0.04 | 0.17 | 0.08 | 0.05 | 0.05 | 0.04 | 0.03 | 0.26 | 0.09 | 0.06 | 0.05 | 0.04 | 0.05 | 0.32 | 0.07 | 0.05 | 0.04 | 0.01 | 0.02 | 0.23 | 0.06 | 0 | 0 | 0 | 0 | 0.038
| 15 | 188.7532 | 10.8968 | 1.5131 | 189.491 | 15.9987 | 1066.8545 | 0.10101 | 47.8186 | 204.752 | 1077.7512 | 1.6142 | 237.3096 | 523.1 | 176.1 | 70.1 | 86.4 | 70.5 | 78.7 | 411.7 | 107.3 | 38.1 | 75.7 | 77 | 83.4 | 412.3 | 194.7 | 82.3 | 125.5 | 88.4 | 81.9 | 373.6 | 119.5 | 98.4 | 63.8 | 46.4 | 94.1 | 332.5 | 203 | 94.9 | 124.4 | 85.5 | 53.3 | 467.9 | 197.1 | 136 | 92.4 | 62.2 | 69.1 | 551.2 | 147.3 | 81.2 | 57.3 | 28.7 | 18 | 398.1 | 141 | 0 | 0 | 0 | 0 | 33.3 | 7.9 | 2.7 | 6.8 | 4.1 | 3.1 | 25.8 | 6.6 | 1.6 | 6.2 | 5.4 | 4.6 | 24.1 | 12.8 | 3.4 | 7.4 | 4.9 | 2.7 | 27.9 | 4.5 | 3.5 | 2.7 | 2 | 3.9 | 15.3 | 16.6 | 8 | 11.5 | 7.5 | 3.9 | 29.4 | 10.8 | 8.6 | 5.9 | 3.1 | 2.6 | 37.3 | 7.3 | 6.1 | 3.1 | 1.2 | 2.1 | 21.1 | 6.7 | 0 | 0 | 0 | 0 | 4.7 | 1.05 | 0.36 | 0.96 | 0.56 | 0.4 | 3.64 | 0.92 | 0.22 | 0.88 | 0.76 | 0.63 | 3.39 | 1.78 | 0.44 | 1.02 | 0.67 | 0.34 | 4.01 | 0.58 | 0.45 | 0.35 | 0.27 | 0.51 | 2.06 | 2.36 | 1.14 | 1.65 | 1.07 | 0.54 | 4.14 | 1.48 | 1.18 | 0.81 | 0.42 | 0.33 | 5.29 | 1 | 0.85 | 0.43 | 0.16 | 0.28 | 2.95 | 0.89 | 0 | 0 | 0 | 0 | 41.7 | 16.7 | 7.1 | 5.7 | 6.7 | 8.6 | 33.2 | 8.6 | 7.3 | 7.6 | 7 | 8.1 | 34.9 | 14.8 | 8.1 | 10.6 | 8 | 9 | 26.3 | 12.1 | 10.2 | 6.3 | 6.2 | 9.2 | 31.6 | 12.4 | 5.8 | 6.5 | 5 | 4 | 37.6 | 16.9 | 10.7 | 7.6 | 6 | 7.8 | 41.9 | 13.7 | 8.6 | 5.6 | 2.8 | 4.4 | 35.9 | 14 | 0 | 0 | 0 | 0 | 2943.8 | 1065.7 | 441.2 | 360 | 379.7 | 502.5 | 2337.9 | 541.8 | 232.2 | 308.3 | 362.3 | 460.7 | 2458.8 | 953.3 | 513.3 | 664.5 | 486.3 | 550.8 | 1758.8 | 767.6 | 636.9 | 393.6 | 288 | 589 | 2354.5 | 817.1 | 364.7 | 425.9 | 316.7 | 243.9 | 2669.2 | 1077.1 | 688.9 | 467.6 | 362.5 | 451.7 | 2942.5 | 853.4 | 544.1 | 323.6 | 181.9 | 275.3 | 2508.3 | 888.4 | 0 | 0 | 0 | 0 | 0.3 | 0.08 | 0.04 | 0.04 | 0.05 | 0.05 | 0.24 | 0.05 | 0.1 | 0.1 | 0.07 | 0.06 | 0.24 | 0.09 | 0.04 | 0.07 | 0.05 | 0.05 | 0.23 | 0.06 | 0.05 | 0.03 | 0.06 | 0.04 | 0.17 | 0.1 | 0.05 | 0.06 | 0.05 | 0.03 | 0.27 | 0.1 | 0.06 | 0.05 | 0.04 | 0.05 | 0.32 | 0.08 | 0.05 | 0.04 | 0.01 | 0.02 | 0.24 | 0.07 | 0 | 0 | 0 | 0 | 0.038
| 16 | 211.2084 | 11.8382 | 1.6387 | 212.0085 | 18.1884 | 1211.4087 | 0.11161 | 54.3189 | 229.3968 | 1223.2469 | 1.7503 | 266.3274 | 521.2 | 217.2 | 87 | 111.5 | 94.6 | 101.9 | 442 | 148.3 | 45 | 111.2 | 106.4 | 107.6 | 443.5 | 253.6 | 114 | 172.1 | 129.3 | 109.1 | 438 | 147.1 | 124.6 | 84.3 | 56.7 | 116.9 | 351.6 | 287.6 | 103.6 | 129.9 | 101.1 | 74.3 | 495.3 | 237.5 | 182.5 | 118.6 | 90.4 | 85.6 | 550.9 | 186.3 | 104.9 | 85.5 | 50.6 | 28.3 | 430.4 | 178.4 | 0 | 0 | 0 | 0 | 31.3 | 10.2 | 3.6 | 8.4 | 5.6 | 4 | 27 | 9 | 2.3 | 9.3 | 7.2 | 5.3 | 25.7 | 16.5 | 5.1 | 10.3 | 6.8 | 3.6 | 32.4 | 5.8 | 4.7 | 3.6 | 2.8 | 5 | 13.6 | 23.8 | 8.1 | 11.1 | 8.3 | 4.6 | 30.3 | 13.3 | 12 | 7.2 | 4.4 | 2.8 | 35.5 | 9.5 | 7.3 | 4.3 | 1.7 | 2.8 | 22.9 | 8.4 | 0 | 0 | 0 | 0 | 4.41 | 1.36 | 0.48 | 1.19 | 0.76 | 0.51 | 3.8 | 1.24 | 0.31 | 1.32 | 1.01 | 0.71 | 3.6 | 2.29 | 0.68 | 1.42 | 0.92 | 0.44 | 4.65 | 0.74 | 0.6 | 0.48 | 0.37 | 0.66 | 1.79 | 3.38 | 1.16 | 1.58 | 1.18 | 0.63 | 4.26 | 1.82 | 1.67 | 0.99 | 0.59 | 0.35 | 5.03 | 1.29 | 1 | 0.58 | 0.21 | 0.37 | 3.2 | 1.12 | 0 | 0 | 0 | 0 | 43.3 | 20.2 | 8.6 | 7.6 | 8.5 | 11 | 36.3 | 12 | 8.3 | 10.1 | 9.4 | 10.7 | 37.8 | 19.4 | 10.8 | 14.2 | 11.8 | 11.9 | 31 | 14.7 | 12.7 | 8.2 | 7.3 | 11.3 | 35.8 | 17.3 | 6.8 | 7.7 | 6.3 | 6.2 | 40.7 | 20.2 | 13.8 | 9.9 | 8.7 | 9.7 | 43.6 | 17.1 | 10.6 | 8.3 | 5.3 | 5.8 | 38.7 | 17.8 | 0 | 0 | 0 | 0 | 3056.6 | 1293.5 | 537.1 | 484.7 | 504.8 | 655.1 | 2564.6 | 763.6 | 256.9 | 444.1 | 514 | 627.1 | 2667.5 | 1252.5 | 688.6 | 902.7 | 733 | 738.8 | 2090.6 | 936.4 | 798.1 | 518.2 | 336.2 | 723.5 | 2663.6 | 1142.4 | 431 | 495.9 | 404.4 | 383.8 | 2879.2 | 1289.1 | 895.6 | 618.1 | 530.5 | 577.2 | 3049.1 | 1072.1 | 671.2 | 499.8 | 342.4 | 364.7 | 2708.7 | 1130.5 | 0 | 0 | 0 | 0 | 0.3 | 0.1 | 0.04 | 0.06 | 0.06 | 0.06 | 0.26 | 0.07 | 0.12 | 0.13 | 0.08 | 0.07 | 0.26 | 0.12 | 0.05 | 0.09 | 0.07 | 0.06 | 0.27 | 0.07 | 0.06 | 0.04 | 0.07 | 0.05 | 0.19 | 0.14 | 0.05 | 0.07 | 0.05 | 0.04 | 0.29 | 0.11 | 0.09 | 0.06 | 0.05 | 0.05 | 0.32 | 0.09 | 0.06 | 0.05 | 0.02 | 0.03 | 0.26 | 0.09 | 0 | 0 | 0 | 0 | 0.038
| 17 | 245.0864 | 13.2884 | 1.8226 | 245.98 | 21.4919 | 1428.5574 | 0.13012 | 64.0984 | 266.5783 | 1441.8458 | 1.9527 | 310.0784 | 526.1 | 275 | 99.9 | 163.7 | 128.1 | 152.8 | 493.6 | 240.1 | 48.3 | 135.3 | 140.6 | 169.4 | 481.2 | 339.3 | 140 | 214.9 | 179.7 | 171.9 | 539.7 | 186.4 | 168.9 | 116.5 | 68.6 | 166.8 | 380.7 | 375.3 | 137 | 159.6 | 129.9 | 99.8 | 524.9 | 288.6 | 256.8 | 180.7 | 135.2 | 142.2 | 558.2 | 238.5 | 119.1 | 125.1 | 90.6 | 54.7 | 483.9 | 235 | 0 | 0 | 0 | 0 | 29.8 | 12.7 | 4.5 | 12 | 6.3 | 5.1 | 28.9 | 13.9 | 2.6 | 10.5 | 8.4 | 7.7 | 26.6 | 21.3 | 6.2 | 11.6 | 8.6 | 5 | 39.9 | 6.9 | 6 | 5.1 | 3.5 | 7.3 | 11.5 | 28.4 | 11.8 | 12.7 | 9.6 | 5.2 | 30.3 | 15.8 | 16.1 | 10.2 | 5.4 | 4.3 | 34.3 | 11.6 | 8.4 | 5.8 | 2.9 | 3.8 | 25.7 | 10.4 | 0 | 0 | 0 | 0 | 4.17 | 1.68 | 0.6 | 1.68 | 0.85 | 0.63 | 4.05 | 1.91 | 0.36 | 1.49 | 1.15 | 1.02 | 3.72 | 2.95 | 0.81 | 1.57 | 1.15 | 0.6 | 5.72 | 0.88 | 0.77 | 0.66 | 0.47 | 0.97 | 1.44 | 4.01 | 1.68 | 1.79 | 1.36 | 0.71 | 4.24 | 2.15 | 2.23 | 1.4 | 0.7 | 0.52 | 4.84 | 1.55 | 1.16 | 0.77 | 0.35 | 0.49 | 3.58 | 1.37 | 0 | 0 | 0 | 0 | 45.4 | 25.7 | 9.5 | 11.6 | 12.4 | 16.9 | 41.7 | 20 | 9.2 | 12.4 | 12.8 | 16.9 | 42.1 | 26.6 | 13.4 | 18.9 | 16.8 | 19 | 38.1 | 19 | 17.5 | 11.2 | 8.9 | 15.9 | 41.7 | 25 | 8.1 | 10.3 | 9 | 9 | 44.6 | 24.9 | 20.1 | 15.4 | 13.8 | 16.1 | 45.8 | 22.3 | 12 | 12.5 | 9.7 | 9.2 | 43.5 | 23.6 | 0 | 0 | 0 | 0 | 3214.7 | 1648.7 | 599.3 | 738.7 | 750 | 1027.3 | 2955.3 | 1270.5 | 269.7 | 582.1 | 742 | 1022.7 | 2979.2 | 1718.5 | 854.4 | 1200.5 | 1062.5 | 1196.9 | 2595.7 | 1208.9 | 1105.9 | 716.5 | 399.8 | 1019.1 | 3117.4 | 1637.4 | 516.1 | 664 | 578 | 566.7 | 3186.4 | 1586 | 1303.8 | 981.2 | 856.8 | 980.4 | 3205.2 | 1408.2 | 763.3 | 763.1 | 620.7 | 586.3 | 3057.3 | 1503.6 | 0 | 0 | 0 | 0 | 0.31 | 0.13 | 0.05 | 0.08 | 0.08 | 0.09 | 0.29 | 0.12 | 0.14 | 0.15 | 0.1 | 0.1 | 0.28 | 0.16 | 0.07 | 0.11 | 0.09 | 0.08 | 0.32 | 0.09 | 0.08 | 0.05 | 0.09 | 0.08 | 0.2 | 0.18 | 0.07 | 0.08 | 0.07 | 0.05 | 0.3 | 0.14 | 0.12 | 0.09 | 0.07 | 0.08 | 0.33 | 0.12 | 0.07 | 0.07 | 0.04 | 0.04 | 0.29 | 0.11 | 0 | 0 | 0 | 0 | 0.039
| 18 | 275.9827 | 14.2619 | 1.9459 | 276.9389 | 24.8337 | 1640.8698 | 0.1458 | 73.7714 | 300.8164 | 1655.1318 | 2.0917 | 350.7103 | 534.5 | 323.2 | 114 | 203 | 180.9 | 228.4 | 534.8 | 297.5 | 57.2 | 166.5 | 176.5 | 235.3 | 515.9 | 418.1 | 150.5 | 251.2 | 213.5 | 234 | 606.7 | 233.2 | 225.7 | 170.1 | 75.3 | 217.4 | 408.3 | 417 | 158.9 | 185.9 | 166.6 | 121.6 | 544.9 | 316 | 314.1 | 234.5 | 188.3 | 199.6 | 564.7 | 276.2 | 136.5 | 161.4 | 137.2 | 93.3 | 513.1 | 266.6 | 0 | 0 | 0 | 0 | 29.4 | 14.3 | 5.3 | 13.3 | 8 | 6.4 | 30.2 | 15.4 | 3 | 12 | 9 | 8.9 | 27.5 | 24.1 | 6 | 12 | 9.9 | 6.3 | 42.2 | 8.6 | 7.5 | 6.6 | 3.7 | 8.2 | 10.6 | 28.4 | 14.2 | 13.9 | 10.9 | 6.2 | 29.7 | 16.1 | 17.2 | 11.3 | 6.4 | 5.5 | 33.8 | 13.1 | 10 | 7.3 | 3.8 | 4.5 | 25.6 | 10.7 | 0 | 0 | 0 | 0 | 4.11 | 1.89 | 0.7 | 1.85 | 1.05 | 0.76 | 4.23 | 2.08 | 0.41 | 1.68 | 1.22 | 1.15 | 3.84 | 3.3 | 0.78 | 1.6 | 1.31 | 0.74 | 6.03 | 1.09 | 0.93 | 0.85 | 0.5 | 1.04 | 1.29 | 3.96 | 2.04 | 1.96 | 1.51 | 0.83 | 4.14 | 2.17 | 2.33 | 1.5 | 0.8 | 0.65 | 4.76 | 1.75 | 1.38 | 0.96 | 0.44 | 0.56 | 3.54 | 1.38 | 0 | 0 | 0 | 0 | 47 | 30.8 | 10.7 | 15.8 | 18 | 25.8 | 46.2 | 26.5 | 10.6 | 15.4 | 17.1 | 24.7 | 46.2 | 34.7 | 15 | 23.3 | 20.2 | 26.1 | 45.3 | 23.8 | 23.9 | 17.1 | 10.2 | 22.1 | 46.5 | 30.7 | 8.8 | 12.8 | 12.8 | 11.1 | 48.1 | 28.2 | 27 | 21.7 | 20 | 22.7 | 47.2 | 26 | 13.6 | 16.3 | 15.2 | 14 | 47.6 | 27.3 | 0 | 0 | 0 | 0 | 3320.3 | 1969.9 | 678.8 | 1000.3 | 1110.4 | 1602 | 3264.7 | 1678.5 | 326.4 | 770.3 | 1013 | 1516.3 | 3250 | 2242.4 | 950.8 | 1485.6 | 1283.2 | 1656.4 | 3107.1 | 1518.7 | 1516.7 | 1089.3 | 446.4 | 1407.5 | 3445.8 | 1993.3 | 567.6 | 820.1 | 820.5 | 702.4 | 3409.5 | 1804.7 | 1739.1 | 1386.3 | 1258.4 | 1403.9 | 3302.7 | 1644.1 | 864.8 | 1001.5 | 970.7 | 888.5 | 3364.9 | 1737.5 | 0 | 0 | 0 | 0 | 0.32 | 0.15 | 0.06 | 0.1 | 0.1 | 0.12 | 0.32 | 0.14 | 0.16 | 0.16 | 0.11 | 0.13 | 0.31 | 0.19 | 0.07 | 0.12 | 0.1 | 0.11 | 0.37 | 0.11 | 0.1 | 0.08 | 0.11 | 0.1 | 0.23 | 0.2 | 0.08 | 0.09 | 0.08 | 0.06 | 0.32 | 0.15 | 0.14 | 0.11 | 0.09 | 0.11 | 0.34 | 0.14 | 0.08 | 0.09 | 0.06 | 0.06 | 0.31 | 0.13 | 0 | 0 | 0 | 0 | 0.039
| 19 | 281.22 | 14.4808 | 1.9722 | 282.1899 | 25.3344 | 1674.9163 | 0.1479 | 75.2873 | 306.5543 | 1689.3971 | 2.1201 | 357.4772 | 536 | 328.1 | 120.7 | 210.4 | 186 | 236.5 | 544.8 | 298.9 | 60.3 | 172.5 | 172.7 | 240.6 | 519.2 | 434.9 | 150.5 | 254.2 | 220.6 | 242.1 | 620 | 239.3 | 231.6 | 177.1 | 79.5 | 215.5 | 410.9 | 434.1 | 163.9 | 185.9 | 167.7 | 126.9 | 547 | 309.8 | 318.1 | 230.8 | 192 | 205.1 | 566.9 | 267.3 | 144.2 | 168.8 | 140.6 | 101.3 | 525.2 | 261.5 | 0 | 0 | 0 | 0 | 29.5 | 14.7 | 5.4 | 13.6 | 8 | 6.5 | 31 | 15 | 3.2 | 12.1 | 8.6 | 8.9 | 27.8 | 24.1 | 6.1 | 12.2 | 9.9 | 6.4 | 42.7 | 8.3 | 7.6 | 7 | 3.9 | 8.2 | 10.4 | 29.3 | 14.6 | 13.6 | 10.9 | 6.4 | 30 | 16.5 | 17.1 | 10.9 | 6.4 | 5.6 | 34.1 | 11.9 | 10.3 | 7.7 | 3.7 | 4.6 | 26.6 | 10.2 | 0 | 0 | 0 | 0 | 4.12 | 1.94 | 0.72 | 1.88 | 1.04 | 0.76 | 4.33 | 2.02 | 0.44 | 1.69 | 1.15 | 1.14 | 3.89 | 3.28 | 0.8 | 1.63 | 1.31 | 0.75 | 6.08 | 1.04 | 0.94 | 0.89 | 0.53 | 1.06 | 1.27 | 4.08 | 2.09 | 1.91 | 1.51 | 0.86 | 4.19 | 2.24 | 2.32 | 1.45 | 0.79 | 0.66 | 4.8 | 1.57 | 1.42 | 1.02 | 0.43 | 0.57 | 3.69 | 1.3 | 0 | 0 | 0 | 0 | 47 | 31.1 | 11.5 | 16.6 | 18.7 | 26.9 | 46.9 | 27 | 11 | 16.1 | 16.9 | 25.4 | 46.3 | 37 | 14.9 | 23.5 | 21.2 | 27.1 | 46.6 | 24.9 | 24.5 | 17.7 | 10.7 | 21.7 | 47 | 32.2 | 9.2 | 13.1 | 13 | 11.6 | 48.1 | 27 | 27.6 | 21.6 | 20.6 | 23.4 | 47.2 | 25.9 | 14.2 | 17 | 15.7 | 14.7 | 48.4 | 27 | 0 | 0 | 0 | 0 | 3332.2 | 1993.3 | 726.3 | 1049.3 | 1154.4 | 1667.1 | 3324.1 | 1714.5 | 341.8 | 815.1 | 1004 | 1561.6 | 3268.1 | 2386.1 | 944.4 | 1501.5 | 1341.8 | 1718.9 | 3227.5 | 1587.5 | 1558.9 | 1131.1 | 471.1 | 1385.7 | 3479.5 | 2093.2 | 587.6 | 837.3 | 833.2 | 733.9 | 3410.6 | 1728.5 | 1776.9 | 1375.7 | 1293 | 1447.1 | 3309.5 | 1636.3 | 909.2 | 1045.8 | 1001.1 | 934.1 | 3407.9 | 1721.6 | 0 | 0 | 0 | 0 | 0.32 | 0.15 | 0.06 | 0.11 | 0.1 | 0.12 | 0.32 | 0.14 | 0.16 | 0.17 | 0.11 | 0.13 | 0.31 | 0.2 | 0.07 | 0.12 | 0.11 | 0.11 | 0.37 | 0.11 | 0.11 | 0.08 | 0.12 | 0.1 | 0.23 | 0.2 | 0.09 | 0.09 | 0.08 | 0.06 | 0.32 | 0.15 | 0.15 | 0.11 | 0.09 | 0.11 | 0.34 | 0.13 | 0.08 | 0.1 | 0.06 | 0.06 | 0.32 | 0.12 | 0 | 0 | 0 | 0 | 0.039
| 20 | 272.258 | 14.2809 | 1.9475 | 273.2152 | 24.3057 | 1609.738 | 0.14033 | 72.3142 | 296.5637 | 1624.0189 | 2.0879 | 345.5294 | 528.6 | 312.8 | 119.4 | 202.5 | 169.3 | 211.9 | 538.4 | 289.7 | 58 | 157.2 | 160.1 | 225.7 | 503.6 | 430.6 | 145.8 | 245.6 | 216.5 | 230.6 | 603.1 | 219.7 | 211.2 | 163.3 | 79.3 | 208.7 | 408.8 | 443.5 | 167.2 | 182.8 | 153.2 | 122.1 | 543.1 | 292.6 | 302.1 | 210.9 | 170.3 | 189.4 | 559.5 | 256.3 | 133.2 | 163.9 | 116.2 | 80.1 | 513 | 240.2 | 0 | 0 | 0 | 0 | 29.4 | 14.3 | 5.3 | 13.5 | 7.7 | 6.2 | 30.8 | 15.1 | 3.1 | 11.7 | 8.5 | 8.7 | 27.4 | 24.7 | 6.1 | 12 | 9.9 | 6.3 | 42.3 | 7.6 | 7 | 6.5 | 3.9 | 8.1 | 11.2 | 31.9 | 14.8 | 13.8 | 10.3 | 6.3 | 30.6 | 16.1 | 17.4 | 10.4 | 6 | 5.4 | 33.8 | 12.1 | 10 | 7.4 | 3.2 | 4.1 | 25.9 | 9.6 | 0 | 0 | 0 | 0 | 4.1 | 1.89 | 0.71 | 1.87 | 1.01 | 0.74 | 4.3 | 2.05 | 0.43 | 1.65 | 1.15 | 1.12 | 3.83 | 3.38 | 0.8 | 1.61 | 1.31 | 0.74 | 6.05 | 0.95 | 0.88 | 0.83 | 0.53 | 1.05 | 1.38 | 4.47 | 2.12 | 1.94 | 1.43 | 0.85 | 4.29 | 2.19 | 2.38 | 1.39 | 0.75 | 0.64 | 4.77 | 1.61 | 1.38 | 0.98 | 0.38 | 0.51 | 3.59 | 1.23 | 0 | 0 | 0 | 0 | 46.1 | 29.4 | 11.4 | 15.6 | 16.8 | 23.9 | 46.2 | 25.7 | 10.8 | 14.5 | 15.2 | 23.6 | 44.6 | 35.9 | 14.2 | 22.6 | 20.6 | 25.6 | 44.8 | 22.9 | 22.3 | 16.3 | 10.7 | 20.9 | 46 | 31.1 | 9.5 | 12.5 | 11.6 | 11 | 47 | 25.1 | 25.1 | 19.4 | 18 | 21.5 | 46.4 | 24.2 | 13.2 | 16.5 | 12.8 | 12.2 | 47.3 | 24.8 | 0 | 0 | 0 | 0 | 3275.2 | 1884.8 | 719.8 | 988.7 | 1029.8 | 1472.7 | 3277.7 | 1625.9 | 323.7 | 705.2 | 900.3 | 1445 | 3137.1 | 2314 | 905.2 | 1439.6 | 1306.6 | 1628 | 3057.9 | 1459.3 | 1414.9 | 1039.3 | 470.6 | 1333 | 3411.9 | 2031.2 | 606.2 | 802.8 | 742.9 | 698.8 | 3321.1 | 1602.9 | 1622.7 | 1234.2 | 1129.2 | 1326.1 | 3255.2 | 1532 | 843.3 | 1016.7 | 820 | 774.5 | 3346.8 | 1579.1 | 0 | 0 | 0 | 0 | 0.31 | 0.14 | 0.06 | 0.1 | 0.09 | 0.11 | 0.31 | 0.14 | 0.16 | 0.16 | 0.1 | 0.13 | 0.3 | 0.2 | 0.07 | 0.12 | 0.11 | 0.11 | 0.37 | 0.1 | 0.1 | 0.08 | 0.12 | 0.1 | 0.23 | 0.21 | 0.09 | 0.09 | 0.07 | 0.06 | 0.32 | 0.14 | 0.14 | 0.1 | 0.09 | 0.1 | 0.33 | 0.13 | 0.08 | 0.09 | 0.05 | 0.05 | 0.31 | 0.11 | 0 | 0 | 0 | 0 | 0.038
| 21 | 265.636 | 14.1756 | 1.9386 | 266.5876 | 23.4961 | 1555.8761 | 0.13845 | 69.899 | 289.1321 | 1570.0516 | 2.077 | 336.4867 | 516.8 | 298.4 | 121.1 | 203.7 | 156.2 | 200.7 | 527 | 268.8 | 54.2 | 147 | 148.6 | 214.2 | 488.7 | 416.8 | 152.3 | 239 | 218.3 | 223.3 | 591.4 | 203.6 | 198.6 | 158.8 | 80 | 205.7 | 402.5 | 467.6 | 168.7 | 179 | 147.5 | 123.6 | 536.8 | 270.7 | 292.4 | 202.2 | 157.2 | 180.7 | 549 | 236.7 | 131.4 | 161.1 | 103.1 | 67.6 | 501.6 | 227.5 | 0 | 0 | 0 | 0 | 29.5 | 13.6 | 5.5 | 13.8 | 7.2 | 6.1 | 30.9 | 14.8 | 2.8 | 11.3 | 8.3 | 8.6 | 27.6 | 24.5 | 6.6 | 12 | 10.1 | 6.2 | 43.4 | 6.8 | 7 | 6.5 | 4 | 8.3 | 12.4 | 35.7 | 14.7 | 13.6 | 10.1 | 6.3 | 31.4 | 14.4 | 17.3 | 10.4 | 5.6 | 5.3 | 34 | 10.9 | 9.8 | 7.4 | 3 | 3.9 | 26.1 | 9.4 | 0 | 0 | 0 | 0 | 4.13 | 1.8 | 0.73 | 1.92 | 0.95 | 0.73 | 4.34 | 2.01 | 0.39 | 1.6 | 1.14 | 1.11 | 3.86 | 3.37 | 0.86 | 1.61 | 1.34 | 0.72 | 6.19 | 0.85 | 0.89 | 0.84 | 0.53 | 1.08 | 1.57 | 5.04 | 2.11 | 1.92 | 1.41 | 0.85 | 4.41 | 1.96 | 2.37 | 1.4 | 0.71 | 0.63 | 4.79 | 1.45 | 1.36 | 0.98 | 0.36 | 0.5 | 3.62 | 1.22 | 0 | 0 | 0 | 0 | 44.3 | 28.1 | 11.5 | 15.5 | 15.4 | 22.5 | 44.4 | 23.1 | 10.6 | 13.5 | 13.9 | 22.3 | 42.2 | 34.2 | 14.7 | 21.7 | 20.7 | 24.8 | 41.8 | 21.4 | 20.6 | 15.7 | 10.8 | 20.3 | 44.1 | 30.9 | 9.7 | 12.1 | 11 | 11.2 | 45.4 | 23.7 | 23.9 | 18.1 | 16.5 | 20.5 | 44.6 | 22.7 | 13.1 | 16.2 | 11.3 | 10.7 | 45.3 | 23.5 | 0 | 0 | 0 | 0 | 3151.5 | 1798.6 | 726.7 | 982.3 | 943.8 | 1384.1 | 3150.2 | 1471.9 | 307.3 | 638.2 | 811.7 | 1354.7 | 2993.6 | 2200.9 | 937.4 | 1384.3 | 1311 | 1573.5 | 2924.4 | 1362.9 | 1304.7 | 999.9 | 473.8 | 1297.4 | 3249.3 | 2021.6 | 622.4 | 777.5 | 704.7 | 710.4 | 3209.7 | 1505 | 1545.2 | 1156.1 | 1035.1 | 1256.4 | 3161.5 | 1432.3 | 833.8 | 994.5 | 719.9 | 679.8 | 3238.6 | 1498.3 | 0 | 0 | 0 | 0 | 0.3 | 0.14 | 0.06 | 0.1 | 0.09 | 0.11 | 0.31 | 0.13 | 0.16 | 0.16 | 0.1 | 0.12 | 0.29 | 0.2 | 0.07 | 0.11 | 0.11 | 0.1 | 0.34 | 0.09 | 0.09 | 0.07 | 0.12 | 0.1 | 0.23 | 0.22 | 0.09 | 0.09 | 0.07 | 0.06 | 0.31 | 0.13 | 0.14 | 0.1 | 0.08 | 0.1 | 0.32 | 0.12 | 0.08 | 0.09 | 0.05 | 0.05 | 0.29 | 0.11 | 0 | 0 | 0 | 0 | 0.037
| 22 | 262.5409 | 14.5667 | 1.9939 | 263.5193 | 22.625 | 1516.0906 | 0.13208 | 67.8406 | 285.166 | 1530.6574 | 2.126 | 331.3599 | 514 | 278.1 | 130.9 | 209.1 | 151.5 | 188.3 | 531.8 | 246.7 | 52.3 | 147.1 | 143.2 | 206.6 | 482.5 | 413.1 | 193 | 236.8 | 231 | 221.6 | 591.7 | 185.3 | 190.1 | 155.3 | 86.3 | 206.6 | 406 | 485.6 | 177.8 | 181.6 | 141.2 | 128.7 | 538.2 | 252.6 | 282.6 | 191.8 | 150.6 | 173.4 | 547.1 | 217.7 | 137 | 165.9 | 93.2 | 66.5 | 499.1 | 213.1 | 0 | 0 | 0 | 0 | 31.6 | 12.8 | 6.3 | 14 | 7 | 5.7 | 33.9 | 14.2 | 2.7 | 11.4 | 8.2 | 8.4 | 29.1 | 25.4 | 9.4 | 12.2 | 10.3 | 6.2 | 44.4 | 6.3 | 6.8 | 6.3 | 4.4 | 8.4 | 15.7 | 39.3 | 15.5 | 14 | 9.6 | 6.5 | 33.7 | 13.5 | 17.6 | 10.2 | 5.5 | 5.1 | 35.8 | 10.3 | 10.1 | 7.7 | 2.8 | 3.9 | 27.6 | 9.2 | 0 | 0 | 0 | 0 | 4.41 | 1.69 | 0.84 | 1.96 | 0.93 | 0.69 | 4.75 | 1.95 | 0.38 | 1.6 | 1.12 | 1.09 | 4.05 | 3.5 | 1.25 | 1.63 | 1.36 | 0.74 | 6.32 | 0.79 | 0.87 | 0.82 | 0.6 | 1.08 | 2.03 | 5.58 | 2.22 | 1.98 | 1.34 | 0.87 | 4.71 | 1.84 | 2.43 | 1.38 | 0.7 | 0.61 | 5.05 | 1.38 | 1.39 | 1.01 | 0.33 | 0.5 | 3.82 | 1.19 | 0 | 0 | 0 | 0 | 41.5 | 26.1 | 12.1 | 16 | 15 | 21.2 | 41.9 | 20.6 | 10.5 | 13.5 | 13.3 | 21.4 | 39.5 | 32.9 | 17.6 | 21.3 | 22.2 | 24.5 | 40.6 | 19.4 | 19.6 | 15.3 | 11.4 | 20.4 | 41.1 | 30 | 10.3 | 12.2 | 10.5 | 11.7 | 43 | 22 | 22.3 | 17 | 15.8 | 19.7 | 42.4 | 20.6 | 13.6 | 16.6 | 10.1 | 10.4 | 43.3 | 21.8 | 0 | 0 | 0 | 0 | 3050.8 | 1674.5 | 768.5 | 1012.9 | 912.3 | 1297 | 3069.7 | 1316.2 | 298.1 | 637.5 | 775.5 | 1297.3 | 2908 | 2128.6 | 1132.5 | 1357.1 | 1406 | 1554.2 | 2913.2 | 1232.7 | 1244.8 | 979.1 | 502 | 1302.7 | 3128.4 | 1977.5 | 656.2 | 777.3 | 676.9 | 744.8 | 3153.4 | 1402.2 | 1443.5 | 1079.8 | 986.7 | 1202.7 | 3060.2 | 1301 | 869.1 | 1017.9 | 648.9 | 662.6 | 3161.9 | 1384.8 | 0 | 0 | 0 | 0 | 0.27 | 0.13 | 0.06 | 0.11 | 0.09 | 0.1 | 0.28 | 0.12 | 0.16 | 0.16 | 0.1 | 0.12 | 0.26 | 0.19 | 0.09 | 0.11 | 0.11 | 0.1 | 0.32 | 0.08 | 0.09 | 0.07 | 0.12 | 0.1 | 0.2 | 0.23 | 0.09 | 0.09 | 0.07 | 0.06 | 0.29 | 0.12 | 0.13 | 0.09 | 0.08 | 0.1 | 0.3 | 0.11 | 0.08 | 0.09 | 0.04 | 0.05 | 0.27 | 0.1 | 0 | 0 | 0 | 0 | 0.036
| 23 | 264.3177 | 14.9932 | 2.0511 | 265.3245 | 22.4386 | 1512.4085 | 0.12904 | 67.5436 | 286.7563 | 1527.4017 | 2.1801 | 332.868 | 522.5 | 256.5 | 152 | 216.7 | 145.5 | 177.9 | 540.1 | 232.5 | 51 | 151.4 | 138.7 | 199.1 | 491.3 | 392.2 | 200.3 | 241.6 | 244.4 | 217.8 | 588.9 | 173.5 | 184.5 | 155.3 | 103.4 | 205 | 438.8 | 493.9 | 207.8 | 185.2 | 137.9 | 130.4 | 554.1 | 236.4 | 274.8 | 187.3 | 142.1 | 173.5 | 558 | 200 | 151.6 | 169.9 | 84.1 | 64.3 | 511.4 | 200.2 | 0 | 0 | 0 | 0 | 34 | 11 | 7.6 | 14.9 | 6.7 | 5.5 | 36 | 13.3 | 2.6 | 11.8 | 7.9 | 8.3 | 31.4 | 22.9 | 9.9 | 13.3 | 11.3 | 6.2 | 44.5 | 6 | 6.3 | 6.4 | 5.3 | 8.3 | 21.9 | 42.3 | 17.8 | 14.3 | 9.5 | 6.7 | 36.8 | 11.8 | 17.4 | 10 | 5.4 | 5.2 | 38.5 | 9.2 | 10.7 | 7.9 | 2.6 | 3.9 | 30.4 | 8.5 | 0 | 0 | 0 | 0 | 4.74 | 1.43 | 1.03 | 2.08 | 0.89 | 0.67 | 5.05 | 1.82 | 0.36 | 1.67 | 1.08 | 1.08 | 4.38 | 3.14 | 1.33 | 1.81 | 1.5 | 0.74 | 6.32 | 0.75 | 0.79 | 0.83 | 0.72 | 1.07 | 2.94 | 6.02 | 2.53 | 2.01 | 1.32 | 0.89 | 5.16 | 1.59 | 2.41 | 1.34 | 0.68 | 0.63 | 5.43 | 1.22 | 1.48 | 1.04 | 0.31 | 0.5 | 4.24 | 1.1 | 0 | 0 | 0 | 0 | 40.3 | 24.8 | 13.7 | 16.3 | 14.4 | 20 | 40.8 | 19.5 | 10.4 | 13.7 | 13 | 20.5 | 38.4 | 32.3 | 18.1 | 20.8 | 23 | 24 | 40 | 18.1 | 19.4 | 15.3 | 13 | 20.3 | 39.6 | 28.5 | 12.3 | 12.4 | 10.2 | 11.8 | 42.1 | 21.3 | 21.4 | 16.6 | 14.8 | 19.6 | 41.2 | 19.2 | 14.9 | 16.9 | 9.1 | 10.1 | 42.3 | 20.6 | 0 | 0 | 0 | 0 | 3015 | 1591 | 874.2 | 1030 | 877.2 | 1220.8 | 3039.8 | 1245.3 | 292.1 | 648.7 | 752.3 | 1239.6 | 2866.4 | 2087.6 | 1163.6 | 1332.6 | 1466.6 | 1522.9 | 2900.1 | 1152.2 | 1226.7 | 975.6 | 599.1 | 1294.5 | 3071.4 | 1887.3 | 789 | 794.6 | 655.9 | 750.1 | 3118.2 | 1358.3 | 1385.9 | 1054.9 | 922.5 | 1200.9 | 3014.7 | 1216 | 955.1 | 1039.6 | 583.3 | 643.3 | 3106 | 1315.3 | 0 | 0 | 0 | 0 | 0.26 | 0.12 | 0.07 | 0.11 | 0.08 | 0.1 | 0.28 | 0.11 | 0.16 | 0.16 | 0.09 | 0.12 | 0.25 | 0.18 | 0.09 | 0.12 | 0.12 | 0.1 | 0.31 | 0.08 | 0.09 | 0.07 | 0.13 | 0.09 | 0.2 | 0.24 | 0.11 | 0.09 | 0.07 | 0.06 | 0.29 | 0.11 | 0.13 | 0.09 | 0.07 | 0.1 | 0.29 | 0.1 | 0.09 | 0.1 | 0.04 | 0.05 | 0.27 | 0.1 | 0 | 0 | 0 | 0 | 0.034
SPP_North | 0 | 197.9769 | 17.7176 | 2.5424 | 199.1989 | 11.018 | 723.5638 | 0.1045 | 32.6088 | 208.9949 | 741.2814 | 2.6469 | 231.8077 | 631 | 102.1 | 60.7 | 129.3 | 110.3 | 65.9 | 631.2 | 91.7 | 124.7 | 53.8 | 80.2 | 51.4 | 490.3 | 174.5 | 89.6 | 122.9 | 88.5 | 45.1 | 494.9 | 76.5 | 78.6 | 74.5 | 73.8 | 44.8 | 533.2 | 170.5 | 76.6 | 99.8 | 118.4 | 41.7 | 524.5 | 161.8 | 126.8 | 170 | 102.9 | 42.6 | 636.8 | 129.3 | 86.5 | 108.5 | 41.9 | 6.7 | 460 | 135.7 | 0 | 0 | 0 | 0 | 63.8 | 6.4 | 3.1 | 11.4 | 9.8 | 4.5 | 64.6 | 5.9 | 11 | 4.1 | 6.5 | 3.3 | 48.2 | 11.9 | 5.8 | 10.1 | 6.3 | 2.1 | 47.3 | 3.8 | 4.2 | 4.7 | 5.1 | 2.7 | 54 | 17 | 7.1 | 9.3 | 11.7 | 3.4 | 52.6 | 11.8 | 9.9 | 15.9 | 7.9 | 2.8 | 62.3 | 8.6 | 7.5 | 8.8 | 2.1 | 0.3 | 38.3 | 8.6 | 0 | 0 | 0 | 0 | 9.25 | 0.89 | 0.42 | 1.62 | 1.4 | 0.63 | 9.35 | 0.83 | 1.57 | 0.58 | 0.93 | 0.46 | 6.98 | 1.67 | 0.81 | 1.44 | 0.88 | 0.27 | 6.83 | 0.52 | 0.59 | 0.66 | 0.71 | 0.37 | 7.8 | 2.46 | 1.02 | 1.34 | 1.68 | 0.49 | 7.63 | 1.67 | 1.4 | 2.29 | 1.11 | 0.39 | 9.02 | 1.21 | 1.07 | 1.26 | 0.29 | 0.03 | 5.5 | 1.21 | 0 | 0 | 0 | 0 | 27.9 | 8.1 | 6 | 7.4 | 6.1 | 4.9 | 27.2 | 7.2 | 7.3 | 3.8 | 5.1 | 4 | 23 | 13 | 9.4 | 8.2 | 7.4 | 4.6 | 24.6 | 7 | 7 | 6 | 5.4 | 3.6 | 23.2 | 7.6 | 4.4 | 5.3 | 6.4 | 2.7 | 23.7 | 11.4 | 8.2 | 9.1 | 6.9 | 3.5 | 30.2 | 10 | 7.4 | 7.3 | 3.8 | 1.6 | 28.2 | 10.7 | 0 | 0 | 0 | 0 | 1951.4 | 510.1 | 337.9 | 473.6 | 400 | 313.2 | 1909.2 | 439.6 | 447.7 | 231.9 | 324.8 | 256.3 | 1604.8 | 814.7 | 443.4 | 491.5 | 412.4 | 273.1 | 1707.9 | 428.7 | 415.4 | 370.2 | 351.7 | 233.6 | 1688.8 | 512.7 | 259.3 | 335.9 | 369.7 | 167.7 | 1640.5 | 707.9 | 531.5 | 571.4 | 443.7 | 210.2 | 2106.3 | 604.1 | 414.4 | 435.1 | 243.1 | 99.6 | 1968.4 | 668.3 | 0 | 0 | 0 | 0 | 0.33 | 0.05 | 0.04 | 0.07 | 0.05 | 0.03 | 0.33 | 0.05 | 0.07 | 0.03 | 0.04 | 0.02 | 0.26 | 0.09 | 0.1 | 0.07 | 0.07 | 0.03 | 0.27 | 0.04 | 0.05 | 0.04 | 0.04 | 0.02 | 0.26 | 0.08 | 0.05 | 0.05 | 0.08 | 0.02 | 0.28 | 0.09 | 0.06 | 0.09 | 0.05 | 0.03 | 0.34 | 0.07 | 0.07 | 0.07 | 0.02 | 0.01 | 0.26 | 0.07 | 0 | 0 | 0 | 0 | 0.033
| 1 | 195.6963 | 17.5721 | 2.5268 | 196.9098 | 10.8327 | 711.1097 | 0.10261 | 32.0518 | 206.529 | 728.6819 | 2.6294 | 228.9616 | 625.7 | 99 | 58.6 | 130.3 | 108.9 | 63.3 | 626.8 | 87.3 | 114.7 | 54.5 | 77.4 | 50.3 | 491.4 | 165.5 | 93.2 | 126.1 | 84.2 | 42.7 | 480.5 | 77.8 | 80.3 | 74.1 | 77.4 | 42.5 | 528.1 | 166.4 | 71.9 | 100.2 | 114.2 | 41.9 | 521.7 | 161.7 | 126.9 | 169.3 | 107.1 | 43.6 | 633.1 | 126.3 | 82.7 | 110.3 | 39.3 | 6.6 | 441.4 | 126.2 | 0 | 0 | 0 | 0 | 63.5 | 6.1 | 2.8 | 11.8 | 9.6 | 4.4 | 64.4 | 5.6 | 10.1 | 4.3 | 6.5 | 3.2 | 48.7 | 11 | 6.4 | 10.6 | 5.9 | 1.8 | 46.1 | 4 | 4.6 | 4.8 | 5.5 | 2.5 | 53.4 | 16.7 | 6.4 | 9.4 | 11 | 3.5 | 52.6 | 12 | 9.9 | 15.8 | 8.6 | 2.9 | 62.6 | 8.2 | 7.1 | 9.2 | 2 | 0.3 | 36 | 7.8 | 0 | 0 | 0 | 0 | 9.2 | 0.85 | 0.39 | 1.69 | 1.37 | 0.61 | 9.34 | 0.79 | 1.45 | 0.61 | 0.92 | 0.44 | 7.05 | 1.55 | 0.9 | 1.52 | 0.83 | 0.24 | 6.67 | 0.54 | 0.64 | 0.66 | 0.77 | 0.35 | 7.71 | 2.4 | 0.93 | 1.36 | 1.58 | 0.5 | 7.62 | 1.7 | 1.41 | 2.26 | 1.21 | 0.4 | 9.06 | 1.16 | 1 | 1.32 | 0.26 | 0.03 | 5.17 | 1.08 | 0 | 0 | 0 | 0 | 27.4 | 8 | 6 | 7.1 | 6.1 | 4.7 | 26.7 | 6.9 | 6.7 | 3.7 | 4.8 | 4 | 22.7 | 12.6 | 9.3 | 8.1 | 7.1 | 4.5 | 23.7 | 7.1 | 6.9 | 5.9 | 5.5 | 3.5 | 23.2 | 7.4 | 4.4 | 5.2 | 6.5 | 2.6 | 23.4 | 11.2 | 8.2 | 9.1 | 6.9 | 3.5 | 29.3 | 9.9 | 7.3 | 7.1 | 3.6 | 1.6 | 27.8 | 10.1 | 0 | 0 | 0 | 0 | 1926.9 | 499.6 | 332.7 | 456.7 | 399.1 | 298.6 | 1874.9 | 417.3 | 410.1 | 225.7 | 303.5 | 254.6 | 1582.9 | 784.8 | 442 | 488.8 | 395.9 | 265.3 | 1643.7 | 431.6 | 411.2 | 366.4 | 358.5 | 224.1 | 1680.1 | 498.6 | 253.3 | 332.2 | 371.9 | 165.2 | 1612.8 | 695.4 | 530.3 | 573.7 | 442.7 | 215 | 2054.8 | 600 | 405.7 | 429.2 | 234.4 | 98.7 | 1933.4 | 634.7 | 0 | 0 | 0 | 0 | 0.32 | 0.05 | 0.04 | 0.07 | 0.05 | 0.03 | 0.32 | 0.05 | 0.07 | 0.03 | 0.04 | 0.02 | 0.26 | 0.09 | 0.1 | 0.08 | 0.06 | 0.03 | 0.26 | 0.04 | 0.05 | 0.04 | 0.04 | 0.02 | 0.26 | 0.08 | 0.05 | 0.05 | 0.08 | 0.02 | 0.28 | 0.09 | 0.06 | 0.09 | 0.05 | 0.03 | 0.33 | 0.07 | 0.07 | 0.07 | 0.02 | 0.01 | 0.25 | 0.06 | 0 | 0 | 0 | 0 | 0.033
| 2 | 197.3121 | 17.7636 | 2.5519 | 198.5382 | 10.8447 | 714.1694 | 0.1045 | 32.1555 | 208.1569 | 731.933 | 2.6564 | 230.6937 | 632.9 | 98 | 57.7 | 132.5 | 112.8 | 62.9 | 633.1 | 85.4 | 110.2 | 51.1 | 80.6 | 51.4 | 484.7 | 165.3 | 91.7 | 122.2 | 82.5 | 42 | 485.7 | 76.3 | 78.2 | 80 | 76.9 | 45.3 | 549.6 | 161.3 | 68.5 | 89.8 | 119.5 | 41.3 | 521.4 | 163.3 | 125.5 | 169.9 | 98.7 | 40.4 | 645.5 | 127.3 | 85.1 | 104 | 38.1 | 6.5 | 450.5 | 136.2 | 0 | 0 | 0 | 0 | 64.6 | 5.9 | 2.7 | 12 | 9.9 | 4.4 | 65 | 5.5 | 9.5 | 3.9 | 6.8 | 3.4 | 48.2 | 11.2 | 6 | 10.3 | 5.7 | 1.8 | 47.1 | 3.8 | 4.2 | 5.3 | 5.3 | 2.8 | 56.1 | 16.3 | 6.1 | 8.2 | 11.5 | 3.5 | 52.6 | 12 | 9.6 | 15.7 | 7.9 | 2.7 | 64.1 | 8.2 | 7.3 | 8.5 | 2 | 0.3 | 37.1 | 8.4 | 0 | 0 | 0 | 0 | 9.35 | 0.82 | 0.37 | 1.72 | 1.42 | 0.62 | 9.41 | 0.78 | 1.36 | 0.56 | 0.97 | 0.47 | 6.98 | 1.57 | 0.84 | 1.46 | 0.79 | 0.23 | 6.81 | 0.52 | 0.58 | 0.74 | 0.75 | 0.38 | 8.11 | 2.35 | 0.88 | 1.17 | 1.65 | 0.49 | 7.62 | 1.71 | 1.37 | 2.25 | 1.12 | 0.37 | 9.28 | 1.16 | 1.04 | 1.21 | 0.26 | 0.03 | 5.33 | 1.17 | 0 | 0 | 0 | 0 | 27.4 | 8 | 5.9 | 7.2 | 6.3 | 4.6 | 27.1 | 6.7 | 6.6 | 3.6 | 4.9 | 3.9 | 22.3 | 12.4 | 9.5 | 7.9 | 7.2 | 4.4 | 23.5 | 7 | 7 | 6.2 | 5.6 | 3.7 | 23.6 | 7.1 | 4.2 | 5 | 6.9 | 2.6 | 23.3 | 11.4 | 8.3 | 9.3 | 6.3 | 3.3 | 29.7 | 9.9 | 7.4 | 7 | 3.4 | 1.5 | 28.1 | 10.9 | 0 | 0 | 0 | 0 | 1927.7 | 502.3 | 330.1 | 463.7 | 416.2 | 294.5 | 1897.7 | 405.6 | 404.9 | 215.9 | 312.1 | 250.9 | 1542.7 | 776.9 | 449.5 | 475 | 394.7 | 261.6 | 1631.4 | 426.9 | 414.2 | 386.2 | 362.8 | 235.1 | 1710.4 | 476.3 | 242.2 | 312.9 | 387.5 | 161.7 | 1615.8 | 706.6 | 525.2 | 583.8 | 406.9 | 199 | 2075.2 | 608.9 | 410.7 | 415.5 | 220.1 | 96.4 | 1948.7 | 685.7 | 0 | 0 | 0 | 0 | 0.33 | 0.05 | 0.04 | 0.07 | 0.05 | 0.03 | 0.33 | 0.05 | 0.06 | 0.03 | 0.04 | 0.02 | 0.26 | 0.09 | 0.1 | 0.07 | 0.06 | 0.03 | 0.26 | 0.04 | 0.05 | 0.04 | 0.04 | 0.02 | 0.27 | 0.08 | 0.04 | 0.05 | 0.08 | 0.02 | 0.28 | 0.09 | 0.07 | 0.09 | 0.05 | 0.02 | 0.34 | 0.07 | 0.07 | 0.06 | 0.02 | 0.01 | 0.25 | 0.07 | 0 | 0 | 0 | 0 | 0.033
| 3 | 196.5958 | 17.5683 | 2.5226 | 197.808 | 11.0205 | 719.7623 | 0.10428 | 32.4979 | 207.6163 | 737.3306 | 2.6269 | 230.3059 | 644.9 | 100.7 | 53.6 | 120.9 | 108.8 | 62.3 | 634.1 | 90.3 | 107.2 | 48.8 | 85 | 50 | 498.8 | 169.6 | 96.5 | 119.2 | 90.2 | 42.8 | 509.4 | 76.9 | 84.1 | 73.8 | 76.3 | 46.2 | 570.9 | 169.6 | 69.3 | 96.7 | 120.8 | 40 | 531.9 | 162.6 | 130 | 167.4 | 101 | 44 | 657.7 | 127.7 | 82.8 | 104.8 | 38.7 | 7 | 441 | 134.5 | 0 | 0 | 0 | 0 | 65.3 | 6.2 | 2.2 | 10.8 | 9.4 | 4.5 | 65.2 | 6.2 | 9.1 | 3.7 | 7.2 | 3.3 | 49.5 | 11.3 | 6.5 | 9.9 | 6.4 | 2 | 49.3 | 3.7 | 4.8 | 4.7 | 5.2 | 2.8 | 58.1 | 17.1 | 6.2 | 8.9 | 11.6 | 3.4 | 53.4 | 11.9 | 10 | 15.5 | 8.2 | 2.9 | 65 | 8.2 | 7 | 8.5 | 2 | 0.3 | 35.6 | 8.5 | 0 | 0 | 0 | 0 | 9.46 | 0.86 | 0.29 | 1.55 | 1.34 | 0.62 | 9.44 | 0.87 | 1.31 | 0.53 | 1.02 | 0.46 | 7.18 | 1.59 | 0.91 | 1.41 | 0.89 | 0.26 | 7.13 | 0.51 | 0.67 | 0.65 | 0.72 | 0.39 | 8.4 | 2.47 | 0.89 | 1.27 | 1.66 | 0.48 | 7.74 | 1.68 | 1.41 | 2.22 | 1.16 | 0.4 | 9.41 | 1.15 | 0.99 | 1.2 | 0.27 | 0.03 | 5.11 | 1.18 | 0 | 0 | 0 | 0 | 28.5 | 8.1 | 6 | 6.8 | 6.3 | 4.5 | 27 | 6.8 | 6.6 | 3.4 | 5.2 | 3.8 | 23 | 12.8 | 9.7 | 7.8 | 7.6 | 4.3 | 24.8 | 7.2 | 7.2 | 6 | 5.6 | 3.7 | 24.6 | 7.5 | 4.2 | 5.3 | 7.1 | 2.5 | 23.9 | 11.4 | 8.6 | 9.1 | 6.4 | 3.6 | 30.5 | 10 | 7.4 | 7.1 | 3.5 | 1.6 | 28.1 | 10.6 | 0 | 0 | 0 | 0 | 1992.9 | 507.9 | 326.6 | 430.7 | 409.8 | 287.2 | 1901.7 | 412.2 | 400 | 208.1 | 329 | 242.3 | 1591.7 | 803.8 | 463.3 | 470.3 | 421.8 | 257.2 | 1710.7 | 437.9 | 430.9 | 367.2 | 364.7 | 237.9 | 1789.3 | 501.5 | 245.1 | 333.7 | 396 | 154.1 | 1666 | 710 | 553.6 | 572.5 | 412.8 | 216.4 | 2138 | 616.1 | 408.8 | 424.1 | 225.5 | 99.5 | 1960.8 | 668.1 | 0 | 0 | 0 | 0 | 0.34 | 0.05 | 0.04 | 0.06 | 0.05 | 0.03 | 0.33 | 0.05 | 0.06 | 0.03 | 0.05 | 0.02 | 0.27 | 0.09 | 0.1 | 0.07 | 0.07 | 0.03 | 0.28 | 0.04 | 0.05 | 0.04 | 0.04 | 0.02 | 0.28 | 0.08 | 0.04 | 0.05 | 0.09 | 0.02 | 0.28 | 0.09 | 0.06 | 0.09 | 0.05 | 0.03 | 0.35 | 0.07 | 0.07 | 0.06 | 0.02 | 0.01 | 0.25 | 0.07 | 0 | 0 | 0 | 0 | 0.033
| 4 | 205.5856 | 18.5969 | 2.6745 | 206.8699 | 11.245 | 740.2207 | 0.10638 | 33.3326 | 216.8306 | 758.8175 | 2.7809 | 240.2025 | 667 | 105.9 | 58.6 | 129.7 | 112.7 | 57.3 | 653.5 | 87.7 | 114.9 | 50.9 | 88.5 | 49.6 | 491.1 | 180.8 | 95.8 | 121.5 | 92.1 | 43.4 | 530.2 | 75.2 | 84.3 | 71.7 | 83.3 | 45.9 | 598.7 | 166.4 | 67.2 | 95.3 | 117.7 | 36.8 | 539.9 | 170.3 | 127.5 | 159.1 | 101.5 | 42.9 | 660.8 | 130 | 84.9 | 105.6 | 40.3 | 6.8 | 454.9 | 134.6 | 0 | 0 | 0 | 0 | 67.9 | 6.8 | 2.7 | 11.8 | 9.9 | 3.9 | 67 | 5.6 | 9.9 | 4 | 7.6 | 3.4 | 48.8 | 12.4 | 6.3 | 10.1 | 6.6 | 2 | 51.5 | 3.4 | 4.8 | 4.7 | 5.9 | 2.9 | 61.2 | 16.8 | 5.9 | 8.6 | 11.3 | 3.1 | 54.1 | 12.7 | 9.9 | 14.4 | 8 | 2.9 | 64.6 | 8.3 | 7.2 | 8.5 | 2.2 | 0.3 | 37 | 8.3 | 0 | 0 | 0 | 0 | 9.84 | 0.95 | 0.37 | 1.69 | 1.42 | 0.54 | 9.7 | 0.79 | 1.43 | 0.57 | 1.09 | 0.47 | 7.06 | 1.74 | 0.87 | 1.43 | 0.93 | 0.26 | 7.45 | 0.46 | 0.67 | 0.66 | 0.82 | 0.4 | 8.85 | 2.42 | 0.85 | 1.23 | 1.62 | 0.45 | 7.83 | 1.8 | 1.4 | 2.06 | 1.13 | 0.41 | 9.34 | 1.17 | 1.03 | 1.2 | 0.29 | 0.03 | 5.3 | 1.15 | 0 | 0 | 0 | 0 | 29 | 8.3 | 6.1 | 7 | 6.4 | 4.3 | 27.9 | 7 | 6.9 | 3.5 | 5.3 | 3.7 | 22.5 | 13.4 | 9.8 | 8 | 7.6 | 4.4 | 25.4 | 7.2 | 7.3 | 5.7 | 6 | 3.6 | 25.6 | 7.3 | 4.3 | 5.4 | 7.2 | 2.3 | 24.3 | 11.7 | 8.3 | 8.9 | 6.7 | 3.4 | 31.4 | 10.2 | 7.4 | 7.2 | 3.6 | 1.6 | 28.7 | 10.8 | 0 | 0 | 0 | 0 | 2042.7 | 519.4 | 338.8 | 451.9 | 415.3 | 274.8 | 1977.7 | 420 | 420.2 | 211.7 | 333.9 | 236.3 | 1581.8 | 842.9 | 470.6 | 480.7 | 424 | 263.9 | 1787.6 | 439.2 | 435 | 347.4 | 388.1 | 231.1 | 1855.5 | 494.2 | 243.6 | 336.6 | 384.7 | 142 | 1714.3 | 730.5 | 537.5 | 562.2 | 426.9 | 205.9 | 2191.9 | 624.2 | 415 | 430.5 | 229.7 | 99.2 | 2013.6 | 678.8 | 0 | 0 | 0 | 0 | 0.34 | 0.05 | 0.04 | 0.07 | 0.05 | 0.03 | 0.33 | 0.05 | 0.07 | 0.03 | 0.05 | 0.02 | 0.26 | 0.09 | 0.1 | 0.07 | 0.07 | 0.03 | 0.28 | 0.04 | 0.05 | 0.04 | 0.04 | 0.02 | 0.3 | 0.08 | 0.05 | 0.05 | 0.09 | 0.02 | 0.28 | 0.09 | 0.06 | 0.09 | 0.05 | 0.03 | 0.35 | 0.07 | 0.07 | 0.07 | 0.02 | 0.01 | 0.25 | 0.07 | 0 | 0 | 0 | 0 | 0.034
| 5 | 197.4002 | 17.5666 | 2.5258 | 198.6133 | 11.0559 | 727.2752 | 0.1024 | 32.7566 | 208.4561 | 744.8418 | 2.6282 | 231.3699 | 642.1 | 107.6 | 54.3 | 117.2 | 108.7 | 60.8 | 666.4 | 91.1 | 107.6 | 51.2 | 70.2 | 49.4 | 460 | 182.6 | 95.5 | 119 | 85.6 | 42.1 | 510.1 | 83.1 | 78 | 72.4 | 70.4 | 44 | 593.6 | 173.1 | 61.8 | 93.8 | 109.8 | 36 | 529.1 | 173.3 | 124.5 | 154.3 | 88.4 | 40.3 | 644.2 | 134.7 | 75.4 | 103.8 | 40.3 | 5.8 | 442.3 | 134.4 | 0 | 0 | 0 | 0 | 65.1 | 6.5 | 2.4 | 10.3 | 9.5 | 4.3 | 68 | 6.1 | 9.3 | 3.9 | 5.6 | 3.4 | 45.4 | 12.3 | 6.2 | 9.6 | 6.1 | 1.8 | 50.3 | 4.6 | 4.2 | 4.7 | 4.7 | 2.7 | 59.9 | 17.5 | 5.3 | 8.5 | 10.6 | 3.1 | 52.6 | 13.2 | 9.5 | 14.1 | 6.6 | 2.7 | 62.3 | 8.7 | 6.4 | 8.3 | 2.1 | 0.3 | 35.8 | 8.6 | 0 | 0 | 0 | 0 | 9.42 | 0.91 | 0.33 | 1.48 | 1.36 | 0.6 | 9.84 | 0.87 | 1.34 | 0.55 | 0.79 | 0.47 | 6.56 | 1.72 | 0.87 | 1.37 | 0.85 | 0.24 | 7.27 | 0.63 | 0.59 | 0.65 | 0.66 | 0.38 | 8.65 | 2.52 | 0.76 | 1.22 | 1.53 | 0.44 | 7.61 | 1.87 | 1.34 | 2.03 | 0.93 | 0.37 | 9.01 | 1.23 | 0.91 | 1.19 | 0.29 | 0.03 | 5.12 | 1.2 | 0 | 0 | 0 | 0 | 28.2 | 8.7 | 5.8 | 6.7 | 6.2 | 4.4 | 28.8 | 6.9 | 6.4 | 3.7 | 4.6 | 3.6 | 21.4 | 13.8 | 9.8 | 8.1 | 7.2 | 4.4 | 23.8 | 7.2 | 6.9 | 5.9 | 5.3 | 3.5 | 26.1 | 7.6 | 4 | 5.3 | 6.5 | 2.2 | 24.3 | 11.7 | 8.3 | 8.6 | 6.1 | 3.3 | 31.2 | 10.5 | 6.7 | 7.1 | 3.6 | 1.4 | 28.1 | 10.5 | 0 | 0 | 0 | 0 | 1994 | 547.1 | 317 | 426.2 | 403.7 | 283.7 | 2047.2 | 420.4 | 391.5 | 219.2 | 291 | 234.8 | 1507.7 | 863.6 | 471.1 | 484 | 399.6 | 259.2 | 1675.2 | 443.3 | 410.4 | 355.3 | 341.4 | 225.4 | 1896.8 | 511.9 | 229.3 | 328.6 | 353.2 | 138.3 | 1698.2 | 729.8 | 533.5 | 536.3 | 389.6 | 197.5 | 2182.3 | 645 | 377.2 | 421.9 | 230.8 | 90.8 | 1978.5 | 659.5 | 0 | 0 | 0 | 0 | 0.33 | 0.05 | 0.04 | 0.06 | 0.05 | 0.03 | 0.34 | 0.05 | 0.06 | 0.03 | 0.04 | 0.02 | 0.24 | 0.09 | 0.1 | 0.07 | 0.07 | 0.03 | 0.27 | 0.04 | 0.05 | 0.04 | 0.03 | 0.02 | 0.29 | 0.08 | 0.04 | 0.05 | 0.08 | 0.02 | 0.28 | 0.09 | 0.06 | 0.09 | 0.05 | 0.02 | 0.34 | 0.07 | 0.06 | 0.06 | 0.02 | 0.01 | 0.24 | 0.07 | 0 | 0 | 0 | 0 | 0.034
| 6 | 189.179 | 17.0258 | 2.4441 | 190.3536 | 10.4349 | 686.3013 | 0.10261 | 30.9147 | 199.6138 | 703.3271 | 2.5468 | 221.2683 | 612.1 | 95.5 | 52.5 | 123 | 109.5 | 55.1 | 653.1 | 84.3 | 99.5 | 46.5 | 68.9 | 44 | 433.8 | 181.3 | 108.6 | 117 | 86.3 | 44.6 | 466.5 | 68.1 | 72.6 | 71.2 | 71.4 | 43.1 | 600.9 | 160 | 60.4 | 84.1 | 101.3 | 33.2 | 496.2 | 162.5 | 129.8 | 148 | 83.1 | 38.5 | 628.5 | 126.6 | 75.7 | 108.8 | 32.3 | 5.9 | 422 | 126.2 | 0 | 0 | 0 | 0 | 62.1 | 6 | 2.2 | 11.1 | 10.1 | 3.7 | 66.7 | 5.6 | 8.6 | 3.4 | 5.7 | 2.9 | 42.9 | 12.3 | 7.5 | 9.7 | 6.2 | 2.1 | 46 | 3.6 | 3.9 | 4.8 | 5.2 | 2.6 | 60.1 | 16.2 | 5.2 | 7.5 | 9.8 | 2.8 | 49.9 | 12.4 | 10.1 | 13.8 | 6.5 | 2.5 | 61.1 | 8.7 | 6.4 | 9 | 1.8 | 0.3 | 34.3 | 8.4 | 0 | 0 | 0 | 0 | 8.99 | 0.83 | 0.3 | 1.59 | 1.44 | 0.52 | 9.65 | 0.8 | 1.23 | 0.49 | 0.81 | 0.4 | 6.2 | 1.73 | 1.06 | 1.38 | 0.87 | 0.28 | 6.66 | 0.5 | 0.54 | 0.67 | 0.73 | 0.36 | 8.67 | 2.33 | 0.75 | 1.08 | 1.41 | 0.39 | 7.23 | 1.77 | 1.44 | 1.98 | 0.92 | 0.34 | 8.84 | 1.23 | 0.91 | 1.28 | 0.25 | 0.03 | 4.91 | 1.17 | 0 | 0 | 0 | 0 | 26.9 | 7.6 | 5.6 | 6.8 | 5.7 | 4.2 | 28.1 | 6.5 | 6 | 3.4 | 4.3 | 3.3 | 20.1 | 13.5 | 10.3 | 7.7 | 7 | 4.4 | 21.6 | 6 | 6.5 | 5.5 | 5 | 3.5 | 26.9 | 7 | 3.8 | 4.8 | 5.9 | 2.1 | 22.1 | 10.9 | 8.4 | 8 | 5.5 | 3.2 | 30.2 | 9.4 | 6.6 | 7.2 | 2.8 | 1.5 | 26.7 | 9.6 | 0 | 0 | 0 | 0 | 1893.7 | 475.1 | 312.9 | 431.3 | 379.5 | 266.7 | 2006.9 | 390.1 | 364.2 | 204.6 | 274.3 | 216.2 | 1419.9 | 849 | 509.7 | 461.8 | 396.7 | 264.9 | 1532.1 | 367.9 | 383.5 | 341.6 | 323.1 | 223.7 | 1962.4 | 471.4 | 222.1 | 300.9 | 324.4 | 130.9 | 1559.4 | 677.8 | 544.3 | 503 | 351.7 | 194.2 | 2110.1 | 579.6 | 379 | 428.3 | 180 | 92.4 | 1868.7 | 602.1 | 0 | 0 | 0 | 0 | 0.32 | 0.05 | 0.04 | 0.07 | 0.05 | 0.03 | 0.33 | 0.05 | 0.06 | 0.03 | 0.04 | 0.02 | 0.22 | 0.09 | 0.11 | 0.07 | 0.06 | 0.03 | 0.24 | 0.04 | 0.04 | 0.04 | 0.03 | 0.02 | 0.3 | 0.08 | 0.04 | 0.05 | 0.07 | 0.02 | 0.26 | 0.09 | 0.06 | 0.08 | 0.04 | 0.02 | 0.33 | 0.07 | 0.06 | 0.07 | 0.02 | 0.01 | 0.24 | 0.07 | 0 | 0 | 0 | 0 | 0.035
| 7 | 179.4218 | 16.3257 | 2.3444 | 180.5483 | 9.7435 | 641.1479 | 0.098848 | 28.8767 | 189.1653 | 657.4736 | 2.4433 | 209.425 | 574.4 | 86.2 | 52.1 | 127.1 | 99.1 | 49.9 | 609.5 | 73.3 | 97 | 51.8 | 64.1 | 42 | 406.9 | 171.3 | 124.5 | 123.1 | 81 | 42 | 411.5 | 59.4 | 69 | 70.2 | 71.1 | 39.9 | 574.4 | 148.3 | 61.8 | 79.2 | 92 | 29.1 | 444.7 | 173.8 | 120.9 | 138.5 | 73.9 | 36.9 | 591.7 | 114.3 | 74.4 | 113.3 | 32.8 | 5 | 381.7 | 118.6 | 0 | 0 | 0 | 0 | 58.7 | 5.5 | 2.3 | 11.7 | 9.2 | 3.3 | 62.3 | 4.7 | 8.5 | 4.1 | 5.5 | 2.7 | 40.8 | 12 | 9.3 | 10.5 | 5.7 | 1.9 | 40.8 | 3.4 | 3.6 | 4.7 | 5.4 | 2.4 | 57.3 | 14.9 | 5.5 | 7 | 9 | 2.4 | 44 | 13.8 | 9.3 | 13 | 5.8 | 2.3 | 57.4 | 7.7 | 6.3 | 9.5 | 1.7 | 0.2 | 30.5 | 8 | 0 | 0 | 0 | 0 | 8.49 | 0.77 | 0.31 | 1.68 | 1.31 | 0.45 | 9.03 | 0.66 | 1.22 | 0.59 | 0.78 | 0.37 | 5.9 | 1.69 | 1.31 | 1.5 | 0.8 | 0.25 | 5.9 | 0.47 | 0.5 | 0.66 | 0.76 | 0.33 | 8.27 | 2.15 | 0.79 | 1.01 | 1.29 | 0.34 | 6.38 | 1.97 | 1.31 | 1.87 | 0.83 | 0.32 | 8.31 | 1.09 | 0.9 | 1.36 | 0.22 | 0.02 | 4.38 | 1.12 | 0 | 0 | 0 | 0 | 24.8 | 6.8 | 5.5 | 6.8 | 5.1 | 3.9 | 26.2 | 5.8 | 5.7 | 3.5 | 3.8 | 3.3 | 18.3 | 12.5 | 10.9 | 7.8 | 6.7 | 4.3 | 19 | 5.1 | 6.3 | 5.5 | 4.8 | 3.2 | 25.8 | 6.5 | 3.8 | 4.5 | 5.2 | 1.9 | 20.6 | 11.2 | 8 | 7.4 | 4.9 | 3.1 | 28.5 | 8.7 | 6.6 | 7.3 | 3 | 1.4 | 24.6 | 9 | 0 | 0 | 0 | 0 | 1750.5 | 422.2 | 308.2 | 435.5 | 340.3 | 246.5 | 1856.8 | 347.4 | 346.6 | 212.1 | 246.4 | 211.6 | 1289.3 | 782.9 | 550.9 | 470.6 | 377.5 | 254.8 | 1333.1 | 307 | 367.5 | 336.3 | 310.1 | 208.7 | 1882.9 | 440.3 | 220.8 | 284.3 | 292.3 | 116 | 1429.5 | 697.7 | 514.6 | 461.7 | 309.7 | 187.6 | 1985.7 | 530.9 | 376.5 | 437 | 194.5 | 85.7 | 1718.2 | 559.5 | 0 | 0 | 0 | 0 | 0.3 | 0.05 | 0.04 | 0.07 | 0.05 | 0.03 | 0.31 | 0.04 | 0.06 | 0.03 | 0.03 | 0.02 | 0.21 | 0.09 | 0.12 | 0.07 | 0.06 | 0.03 | 0.22 | 0.03 | 0.04 | 0.04 | 0.03 | 0.02 | 0.28 | 0.07 | 0.04 | 0.04 | 0.07 | 0.02 | 0.24 | 0.09 | 0.06 | 0.08 | 0.04 | 0.02 | 0.32 | 0.06 | 0.06 | 0.07 | 0.02 | 0.01 | 0.21 | 0.06 | 0 | 0 | 0 | 0 | 0.036
| 8 | 172.0331 | 15.5982 | 2.2447 | 173.1107 | 9.3948 | 614.2423 | 0.092261 | 27.7244 | 181.4279 | 629.8405 | 2.337 | 200.8352 | 542.7 | 80.9 | 53.6 | 126.6 | 96.7 | 47.4 | 578.6 | 68.7 | 84.2 | 47.3 | 62.6 | 36.4 | 380 | 167.5 | 136.9 | 120.9 | 91.3 | 43.4 | 359.8 | 54.2 | 70.6 | 75.4 | 66.3 | 37.3 | 553.8 | 151.4 | 55.3 | 71.8 | 86.6 | 26.4 | 411.5 | 183.8 | 121.5 | 143.5 | 81.8 | 35.7 | 567.6 | 114.4 | 73.2 | 116.3 | 31.3 | 4.9 | 355.1 | 111.3 | 0 | 0 | 0 | 0 | 55.1 | 5.3 | 2.4 | 11.8 | 8.7 | 3 | 58.5 | 4.4 | 7.1 | 3.7 | 5.3 | 2.2 | 37.6 | 11.8 | 10.7 | 10.3 | 6.8 | 2.1 | 35.3 | 3.1 | 3.8 | 5.2 | 5 | 2.2 | 54.7 | 15.4 | 4.7 | 6.3 | 8.5 | 2.2 | 40.4 | 15.1 | 9.3 | 13.6 | 6.6 | 2.4 | 55.1 | 8.1 | 6.1 | 10.1 | 1.8 | 0.2 | 27.7 | 7.5 | 0 | 0 | 0 | 0 | 7.98 | 0.75 | 0.32 | 1.7 | 1.25 | 0.42 | 8.46 | 0.63 | 1.02 | 0.53 | 0.75 | 0.3 | 5.45 | 1.66 | 1.51 | 1.47 | 0.96 | 0.28 | 5.11 | 0.44 | 0.52 | 0.73 | 0.7 | 0.3 | 7.89 | 2.22 | 0.68 | 0.9 | 1.22 | 0.31 | 5.85 | 2.16 | 1.31 | 1.96 | 0.94 | 0.33 | 7.97 | 1.15 | 0.87 | 1.44 | 0.25 | 0.02 | 3.97 | 1.05 | 0 | 0 | 0 | 0 | 23.9 | 6.2 | 5.6 | 6.6 | 5.2 | 3.7 | 25.6 | 5.4 | 5.2 | 3.2 | 3.8 | 3 | 17.6 | 12.2 | 11.2 | 7.7 | 7.1 | 4.3 | 16.9 | 4.6 | 6.3 | 5.7 | 4.5 | 3.1 | 25.4 | 6.5 | 3.6 | 4.2 | 5 | 1.8 | 19.4 | 11.4 | 8.1 | 7.6 | 5.2 | 2.9 | 27.3 | 8.3 | 6.6 | 7.2 | 2.6 | 1.3 | 23.7 | 8.4 | 0 | 0 | 0 | 0 | 1663.8 | 385.9 | 314.8 | 424.5 | 345 | 237 | 1807.4 | 322 | 313.2 | 196.1 | 244.5 | 190.6 | 1223.7 | 761.7 | 578.3 | 463.9 | 407.2 | 257.3 | 1184.9 | 274.8 | 372.5 | 351.5 | 291.8 | 196.3 | 1854.7 | 440.7 | 206 | 263 | 274.3 | 105.6 | 1343.5 | 712.6 | 520 | 471.7 | 333.7 | 175 | 1900.3 | 507.5 | 377.1 | 433.3 | 170 | 84.7 | 1627.9 | 522.4 | 0 | 0 | 0 | 0 | 0.28 | 0.04 | 0.04 | 0.07 | 0.05 | 0.02 | 0.3 | 0.04 | 0.05 | 0.03 | 0.03 | 0.02 | 0.2 | 0.09 | 0.12 | 0.07 | 0.06 | 0.03 | 0.19 | 0.03 | 0.04 | 0.04 | 0.03 | 0.02 | 0.27 | 0.07 | 0.04 | 0.04 | 0.06 | 0.02 | 0.22 | 0.1 | 0.06 | 0.08 | 0.04 | 0.02 | 0.3 | 0.06 | 0.06 | 0.07 | 0.01 | 0.01 | 0.21 | 0.06 | 0 | 0 | 0 | 0 | 0.037
| 9 | 173.4854 | 15.6851 | 2.2598 | 174.5697 | 9.514 | 617.2713 | 0.094145 | 27.9344 | 182.9994 | 632.9564 | 2.354 | 202.5041 | 546.7 | 76 | 52.8 | 137.7 | 96 | 48.9 | 574.9 | 64.4 | 80.5 | 48.7 | 63.7 | 38.4 | 389.6 | 161.1 | 140.1 | 120.3 | 88.8 | 45.5 | 352.5 | 51.3 | 73.8 | 80 | 64.6 | 38.9 | 551.1 | 144.4 | 54.8 | 72.7 | 87.4 | 25.4 | 426.3 | 191.1 | 125.7 | 132.1 | 71 | 35.6 | 566.3 | 113.4 | 77.5 | 116.7 | 33.9 | 4.8 | 361.7 | 112.9 | 0 | 0 | 0 | 0 | 55 | 4.9 | 2.2 | 13 | 8.9 | 3.3 | 58 | 4.1 | 6.8 | 3.9 | 5.3 | 2.4 | 37.9 | 11.3 | 11 | 10 | 6.6 | 2.3 | 34.5 | 2.9 | 4.2 | 5.5 | 4.9 | 2.4 | 53.7 | 14.7 | 4.6 | 6.4 | 8.5 | 2.1 | 41.7 | 16.2 | 9.7 | 12.4 | 5.5 | 2.3 | 54.2 | 7.9 | 6.6 | 9.8 | 2 | 0.2 | 28.5 | 8 | 0 | 0 | 0 | 0 | 7.98 | 0.69 | 0.29 | 1.88 | 1.27 | 0.46 | 8.41 | 0.58 | 0.97 | 0.55 | 0.76 | 0.33 | 5.49 | 1.59 | 1.56 | 1.43 | 0.92 | 0.31 | 5 | 0.4 | 0.58 | 0.77 | 0.7 | 0.33 | 7.74 | 2.13 | 0.66 | 0.92 | 1.23 | 0.3 | 6.06 | 2.32 | 1.37 | 1.78 | 0.77 | 0.32 | 7.85 | 1.12 | 0.94 | 1.39 | 0.27 | 0.02 | 4.11 | 1.13 | 0 | 0 | 0 | 0 | 24.6 | 5.9 | 5.7 | 6.9 | 5 | 3.7 | 25.7 | 5.2 | 5 | 3.3 | 3.9 | 3.1 | 18.8 | 11.7 | 11.4 | 7.9 | 7 | 4.4 | 16.7 | 4.4 | 6.4 | 6.1 | 4.3 | 3.1 | 26 | 6.2 | 3.6 | 4.2 | 5.1 | 1.7 | 20.4 | 11.4 | 8.3 | 7.1 | 4.8 | 2.9 | 28.3 | 8.3 | 6.8 | 7.5 | 2.8 | 1.3 | 24 | 8.2 | 0 | 0 | 0 | 0 | 1681.2 | 366.5 | 317.3 | 451.5 | 331.3 | 237.1 | 1765.3 | 305.3 | 301.3 | 198.8 | 250.2 | 197.6 | 1279.9 | 735 | 589.9 | 472.5 | 398.3 | 263.4 | 1159.1 | 263.8 | 378.4 | 374.7 | 278.6 | 200.6 | 1896.1 | 418.6 | 207.8 | 261.9 | 278.2 | 101.7 | 1368.6 | 714.3 | 533.6 | 442.6 | 305.6 | 177.5 | 1914.1 | 508.8 | 388.9 | 453.4 | 182.6 | 83.5 | 1609.2 | 509.9 | 0 | 0 | 0 | 0 | 0.29 | 0.04 | 0.04 | 0.07 | 0.05 | 0.02 | 0.31 | 0.04 | 0.05 | 0.03 | 0.03 | 0.02 | 0.21 | 0.08 | 0.12 | 0.07 | 0.06 | 0.03 | 0.19 | 0.03 | 0.04 | 0.04 | 0.03 | 0.02 | 0.27 | 0.07 | 0.04 | 0.04 | 0.07 | 0.02 | 0.24 | 0.1 | 0.06 | 0.08 | 0.04 | 0.02 | 0.32 | 0.06 | 0.06 | 0.07 | 0.02 | 0.01 | 0.22 | 0.06 | 0 | 0 | 0 | 0 | 0.037
| 10 | 175.7426 | 15.7611 | 2.2653 | 176.8307 | 9.7817 | 640.3964 | 0.094145 | 28.8912 | 185.5243 | 656.1575 | 2.3594 | 205.7219 | 549.5 | 81.6 | 54.2 | 135.7 | 99 | 50.4 | 582 | 65.2 | 79.2 | 47.1 | 67.3 | 36.3 | 402.9 | 160.6 | 138.8 | 120.8 | 94.2 | 43.2 | 356.5 | 51 | 75.6 | 88.1 | 67.5 | 41.4 | 534.8 | 146.1 | 58.2 | 79 | 91.5 | 26.6 | 430.9 | 198.4 | 123.8 | 132.4 | 71.2 | 35.5 | 573.1 | 111.4 | 76.5 | 118 | 33.2 | 5 | 372.5 | 111.4 | 0 | 0 | 0 | 0 | 54.5 | 5.5 | 2.4 | 12.7 | 9.1 | 3.4 | 58.1 | 4.2 | 6.6 | 3.7 | 5.8 | 2.1 | 38.5 | 11.4 | 10.7 | 10.3 | 7.2 | 2 | 34.4 | 2.9 | 4.5 | 6.5 | 5.1 | 2.6 | 50 | 15 | 5 | 7.1 | 8.9 | 2.2 | 41 | 17.1 | 9.5 | 12.4 | 5.4 | 2.3 | 54.8 | 7.7 | 6.5 | 10 | 1.9 | 0.2 | 29.3 | 7.8 | 0 | 0 | 0 | 0 | 7.89 | 0.78 | 0.32 | 1.82 | 1.3 | 0.47 | 8.41 | 0.6 | 0.94 | 0.52 | 0.83 | 0.29 | 5.56 | 1.61 | 1.52 | 1.47 | 1.02 | 0.26 | 4.98 | 0.41 | 0.63 | 0.92 | 0.72 | 0.35 | 7.21 | 2.16 | 0.72 | 1.01 | 1.27 | 0.31 | 5.92 | 2.45 | 1.34 | 1.79 | 0.76 | 0.31 | 7.93 | 1.09 | 0.92 | 1.43 | 0.26 | 0.02 | 4.2 | 1.09 | 0 | 0 | 0 | 0 | 25.4 | 6.1 | 5.8 | 7 | 5.2 | 3.8 | 26.4 | 5.1 | 5.1 | 3.3 | 3.9 | 3 | 20 | 11.5 | 11.4 | 7.7 | 7.1 | 4.4 | 17.4 | 4.4 | 6.4 | 6.3 | 4.6 | 3.3 | 27.4 | 6.2 | 3.7 | 4.5 | 5.4 | 1.8 | 21.6 | 11.6 | 8.2 | 7.2 | 4.9 | 3 | 28.5 | 8.3 | 6.7 | 7.4 | 2.8 | 1.3 | 24.6 | 8.2 | 0 | 0 | 0 | 0 | 1770.5 | 381.1 | 319.9 | 454.1 | 344.5 | 243 | 1860.4 | 304.5 | 302.2 | 196.2 | 252.3 | 192.5 | 1389.2 | 721.5 | 592.5 | 461.7 | 408.1 | 261.7 | 1202.1 | 257.6 | 375.3 | 388.6 | 295.8 | 211.8 | 1957.6 | 418.6 | 216.1 | 281.6 | 294.7 | 105.2 | 1494.2 | 729.2 | 527 | 442.9 | 311.1 | 178.6 | 1956.9 | 502.8 | 382.1 | 449.7 | 180 | 84.7 | 1691.4 | 509.2 | 0 | 0 | 0 | 0 | 0.29 | 0.04 | 0.04 | 0.07 | 0.05 | 0.03 | 0.3 | 0.04 | 0.05 | 0.03 | 0.03 | 0.02 | 0.22 | 0.08 | 0.12 | 0.07 | 0.07 | 0.03 | 0.19 | 0.03 | 0.04 | 0.05 | 0.03 | 0.02 | 0.28 | 0.07 | 0.04 | 0.04 | 0.07 | 0.02 | 0.23 | 0.1 | 0.06 | 0.08 | 0.04 | 0.02 | 0.31 | 0.06 | 0.06 | 0.07 | 0.02 | 0.01 | 0.22 | 0.06 | 0 | 0 | 0 | 0 | 0.037
| 11 | 174.9263 | 15.5322 | 2.2378 | 176.0001 | 9.8399 | 647.4617 | 0.094145 | 29.1599 | 184.7662 | 662.994 | 2.332 | 205.1601 | 549.7 | 80 | 55.6 | 130 | 104.9 | 52.5 | 579.2 | 67.2 | 80.4 | 47.2 | 63.8 | 37.7 | 400.2 | 161.5 | 141.1 | 120.1 | 93.2 | 43.6 | 358.5 | 47.6 | 74.1 | 81.3 | 70.2 | 41.8 | 554.3 | 151.5 | 54.1 | 76.7 | 87.3 | 27.6 | 437.4 | 191.8 | 120.5 | 139.9 | 74.3 | 34.9 | 580.2 | 115.3 | 75.5 | 124.4 | 37 | 4.8 | 370.3 | 116.9 | 0 | 0 | 0 | 0 | 53.8 | 5.4 | 2.5 | 12 | 9.8 | 3.6 | 57 | 4.5 | 6.6 | 3.8 | 5.3 | 2.3 | 37.5 | 11.6 | 11.1 | 10.2 | 7.1 | 2 | 34 | 2.5 | 4.3 | 5.7 | 5.4 | 2.6 | 51.2 | 15.5 | 4.5 | 6.8 | 8.3 | 2.3 | 41.3 | 16.4 | 9.1 | 13.4 | 5.8 | 2.2 | 55 | 8.1 | 6.4 | 10.6 | 2.2 | 0.2 | 28.5 | 8.5 | 0 | 0 | 0 | 0 | 7.78 | 0.77 | 0.35 | 1.73 | 1.4 | 0.5 | 8.25 | 0.65 | 0.95 | 0.54 | 0.76 | 0.31 | 5.42 | 1.63 | 1.58 | 1.46 | 0.99 | 0.27 | 4.93 | 0.35 | 0.6 | 0.8 | 0.76 | 0.36 | 7.36 | 2.25 | 0.64 | 0.98 | 1.19 | 0.33 | 5.97 | 2.35 | 1.29 | 1.93 | 0.81 | 0.3 | 7.95 | 1.15 | 0.91 | 1.52 | 0.3 | 0.02 | 4.1 | 1.2 | 0 | 0 | 0 | 0 | 26 | 6 | 5.8 | 6.8 | 5.4 | 3.9 | 27 | 5.1 | 5.1 | 3.2 | 3.9 | 3.1 | 20.5 | 11.5 | 11.3 | 7.7 | 7.2 | 4.4 | 18.1 | 4.3 | 6.3 | 6.1 | 4.7 | 3.3 | 28.9 | 6.4 | 3.6 | 4.3 | 5.4 | 1.8 | 22.3 | 11.3 | 8.1 | 7.3 | 5 | 3 | 29.2 | 8.4 | 6.7 | 7.7 | 3.1 | 1.3 | 25 | 8.3 | 0 | 0 | 0 | 0 | 1828.5 | 371.2 | 322.3 | 441.7 | 356.9 | 251.2 | 1910.8 | 303.8 | 307.2 | 192.5 | 250.8 | 197.4 | 1436.8 | 721.7 | 589.6 | 459.3 | 409.5 | 263.1 | 1240 | 253.1 | 374 | 377.2 | 302.3 | 215 | 2087.9 | 432.9 | 208.1 | 274 | 292.1 | 109.1 | 1524.8 | 707.9 | 520.5 | 453.5 | 317.8 | 178.5 | 2027.5 | 512.9 | 377.2 | 471.4 | 199.9 | 83.8 | 1713.1 | 517.4 | 0 | 0 | 0 | 0 | 0.29 | 0.04 | 0.04 | 0.07 | 0.05 | 0.03 | 0.3 | 0.04 | 0.05 | 0.03 | 0.03 | 0.02 | 0.21 | 0.08 | 0.12 | 0.07 | 0.07 | 0.03 | 0.2 | 0.03 | 0.04 | 0.05 | 0.03 | 0.02 | 0.28 | 0.07 | 0.04 | 0.04 | 0.07 | 0.02 | 0.24 | 0.1 | 0.06 | 0.08 | 0.04 | 0.02 | 0.31 | 0.06 | 0.06 | 0.07 | 0.02 | 0.01 | 0.22 | 0.06 | 0 | 0 | 0 | 0 | 0.037
| 12 | 173.975 | 15.3522 | 2.2073 | 175.035 | 9.9077 | 647.968 | 0.094145 | 29.2428 | 183.8827 | 663.3202 | 2.3014 | 204.2779 | 550.8 | 77.1 | 53 | 133.4 | 99.4 | 50 | 572.8 | 67.5 | 81.5 | 48.9 | 60 | 37.7 | 396.6 | 156.3 | 136.4 | 115.1 | 87.2 | 42 | 361.2 | 50.6 | 75 | 88.5 | 67.3 | 41.3 | 541.3 | 147.4 | 61.8 | 79.6 | 89.2 | 27.5 | 435.7 | 183.2 | 120.8 | 135.9 | 71.9 | 35.4 | 581.1 | 110.1 | 74.4 | 122.4 | 36.9 | 4.9 | 370.5 | 116.2 | 0 | 0 | 0 | 0 | 53.5 | 5 | 2.3 | 12.4 | 9.2 | 3.4 | 55.7 | 4.6 | 6.8 | 4 | 4.9 | 2.2 | 36.9 | 10.7 | 10.5 | 9.6 | 6.3 | 1.8 | 34.1 | 2.8 | 4.4 | 6.6 | 5 | 2.6 | 48.9 | 15.1 | 5.4 | 7.2 | 8.5 | 2.3 | 40.8 | 15.4 | 9.2 | 13.1 | 5.5 | 2.2 | 54.9 | 7.6 | 6.3 | 10.5 | 2.2 | 0.2 | 28.2 | 8.4 | 0 | 0 | 0 | 0 | 7.74 | 0.7 | 0.31 | 1.79 | 1.32 | 0.48 | 8.05 | 0.66 | 0.97 | 0.57 | 0.7 | 0.31 | 5.33 | 1.51 | 1.49 | 1.37 | 0.88 | 0.24 | 4.94 | 0.4 | 0.62 | 0.93 | 0.71 | 0.35 | 7.03 | 2.18 | 0.78 | 1.03 | 1.23 | 0.33 | 5.92 | 2.21 | 1.31 | 1.88 | 0.78 | 0.31 | 7.94 | 1.07 | 0.9 | 1.5 | 0.29 | 0.02 | 4.05 | 1.19 | 0 | 0 | 0 | 0 | 26.5 | 6 | 5.7 | 6.9 | 5.1 | 3.8 | 27.4 | 5.1 | 5.2 | 3.2 | 3.8 | 3.1 | 20.7 | 11.6 | 11.3 | 7.5 | 7 | 4.4 | 18.4 | 4.4 | 6.4 | 6.2 | 4.6 | 3.3 | 29.3 | 6.3 | 3.8 | 4.4 | 5.4 | 1.8 | 22.5 | 11 | 8 | 7.1 | 4.9 | 3 | 29.5 | 8.2 | 6.6 | 7.6 | 3.1 | 1.3 | 25.4 | 8.2 | 0 | 0 | 0 | 0 | 1842.4 | 372.2 | 312.4 | 447.8 | 340.4 | 239.1 | 1927.7 | 302.7 | 310.3 | 195.3 | 241.5 | 197.7 | 1423 | 722.7 | 581.8 | 449.6 | 399.4 | 258.9 | 1256.7 | 261.1 | 375.3 | 386.4 | 297.6 | 210.6 | 2100.5 | 423.3 | 222.8 | 279.3 | 292.6 | 107.9 | 1527.1 | 687.3 | 516.1 | 438.3 | 311.4 | 179.9 | 2043.6 | 500.2 | 372.6 | 461.2 | 199.6 | 84.2 | 1729.1 | 513 | 0 | 0 | 0 | 0 | 0.29 | 0.04 | 0.04 | 0.07 | 0.05 | 0.03 | 0.3 | 0.04 | 0.05 | 0.03 | 0.03 | 0.02 | 0.22 | 0.08 | 0.12 | 0.07 | 0.06 | 0.03 | 0.2 | 0.03 | 0.04 | 0.05 | 0.03 | 0.02 | 0.28 | 0.07 | 0.04 | 0.04 | 0.07 | 0.02 | 0.24 | 0.1 | 0.06 | 0.08 | 0.04 | 0.02 | 0.31 | 0.06 | 0.06 | 0.07 | 0.02 | 0.01 | 0.22 | 0.06 | 0 | 0 | 0 | 0 | 0.037
| 13 | 172.9833 | 15.2241 | 2.1829 | 174.0329 | 9.915 | 650.3174 | 0.094145 | 29.3202 | 182.8983 | 665.5415 | 2.2771 | 203.3531 | 546.2 | 77 | 53.4 | 132.4 | 99.6 | 49.4 | 567.9 | 66 | 84.8 | 48.5 | 57.2 | 36.6 | 395.1 | 151 | 136.8 | 117 | 91.6 | 42.6 | 354.1 | 49.2 | 70.1 | 82.4 | 66.3 | 38.1 | 524.8 | 148.1 | 59.4 | 74.7 | 84.5 | 27.7 | 428.3 | 183.7 | 117.1 | 132.1 | 70.2 | 34.9 | 572.8 | 110.2 | 77.5 | 120.9 | 36.8 | 4.8 | 375.3 | 116.9 | 0 | 0 | 0 | 0 | 52.5 | 5.1 | 2.4 | 12.4 | 9.3 | 3.3 | 54.4 | 4.3 | 7.2 | 3.9 | 4.6 | 2.1 | 36.3 | 10.3 | 10.5 | 9.8 | 6.8 | 2 | 32.7 | 2.8 | 3.8 | 5.9 | 4.9 | 2.3 | 46.7 | 15.2 | 5.1 | 6.6 | 8.1 | 2.3 | 39.8 | 15.3 | 8.8 | 12.5 | 5.2 | 2.3 | 53.7 | 7.7 | 6.7 | 10.5 | 2.1 | 0.2 | 29 | 8.5 | 0 | 0 | 0 | 0 | 7.59 | 0.71 | 0.32 | 1.78 | 1.33 | 0.46 | 7.86 | 0.61 | 1.04 | 0.56 | 0.65 | 0.28 | 5.24 | 1.45 | 1.48 | 1.4 | 0.96 | 0.26 | 4.73 | 0.4 | 0.53 | 0.82 | 0.68 | 0.31 | 6.71 | 2.2 | 0.73 | 0.95 | 1.17 | 0.33 | 5.78 | 2.2 | 1.25 | 1.8 | 0.74 | 0.31 | 7.76 | 1.1 | 0.96 | 1.5 | 0.28 | 0.02 | 4.16 | 1.21 | 0 | 0 | 0 | 0 | 26.8 | 5.9 | 5.7 | 6.8 | 5.1 | 3.7 | 27.9 | 5.2 | 5.2 | 3.2 | 3.7 | 3.1 | 21 | 11.2 | 11.4 | 7.6 | 7.2 | 4.3 | 18.7 | 4.2 | 6.2 | 6.1 | 4.6 | 3.1 | 29.1 | 6.3 | 3.8 | 4.2 | 5.1 | 1.8 | 22.5 | 11.1 | 7.9 | 7 | 4.9 | 2.9 | 29.5 | 8.1 | 6.6 | 7.4 | 3.1 | 1.3 | 25.4 | 8.2 | 0 | 0 | 0 | 0 | 1869.7 | 365.5 | 313.5 | 443.5 | 336.9 | 238.4 | 1964.3 | 305.5 | 311.5 | 194.1 | 236.9 | 198.7 | 1464.6 | 699.5 | 589.1 | 456 | 408.1 | 257.7 | 1290.4 | 250.1 | 365.7 | 376.2 | 296.5 | 200.7 | 2081 | 421.9 | 220.6 | 268.5 | 275.8 | 109.4 | 1508.2 | 696.8 | 507.5 | 436.6 | 311.4 | 175.1 | 2039.3 | 490.7 | 376.4 | 447.4 | 202.5 | 83 | 1728.9 | 514.1 | 0 | 0 | 0 | 0 | 0.29 | 0.04 | 0.04 | 0.07 | 0.05 | 0.03 | 0.3 | 0.04 | 0.05 | 0.03 | 0.03 | 0.02 | 0.21 | 0.08 | 0.12 | 0.07 | 0.06 | 0.03 | 0.19 | 0.03 | 0.04 | 0.05 | 0.03 | 0.02 | 0.28 | 0.07 | 0.04 | 0.04 | 0.06 | 0.02 | 0.25 | 0.1 | 0.06 | 0.08 | 0.04 | 0.02 | 0.31 | 0.06 | 0.06 | 0.07 | 0.02 | 0.01 | 0.22 | 0.06 | 0 | 0 | 0 | 0 | 0.037
| 14 | 173.8693 | 15.1254 | 2.1713 | 174.9128 | 10.0772 | 665.7104 | 0.093378 | 29.9409 | 183.9466 | 680.8358 | 2.2647 | 204.8537 | 544.5 | 82.5 | 51.9 | 134.8 | 93.3 | 49.5 | 565.5 | 65.1 | 82.6 | 44.5 | 55.9 | 37 | 412.9 | 154.3 | 135 | 121.4 | 90.3 | 42.7 | 363.9 | 50.5 | 72.9 | 79.4 | 62.3 | 37.7 | 526.6 | 143.2 | 56.1 | 74.9 | 85.6 | 25.7 | 430.8 | 183.8 | 118.2 | 129.6 | 68 | 32.7 | 572.4 | 114.8 | 77 | 120 | 38.8 | 4.9 | 376.4 | 125.6 | 0 | 0 | 0 | 0 | 51.7 | 5.6 | 2.2 | 12.5 | 8.5 | 3.4 | 53.6 | 4.2 | 7 | 3.4 | 4.5 | 2.1 | 38.3 | 10.6 | 10.4 | 10.3 | 6.6 | 2 | 33.7 | 2.9 | 4.2 | 5.4 | 4.6 | 2.2 | 46.7 | 14.5 | 4.7 | 6.7 | 8.2 | 2.1 | 39.7 | 15 | 9.1 | 12.4 | 5.1 | 2 | 53 | 8.1 | 6.6 | 10.2 | 2.1 | 0.2 | 28.8 | 9.4 | 0 | 0 | 0 | 0 | 7.47 | 0.79 | 0.29 | 1.8 | 1.22 | 0.47 | 7.73 | 0.6 | 1.01 | 0.48 | 0.64 | 0.29 | 5.52 | 1.5 | 1.47 | 1.47 | 0.93 | 0.26 | 4.87 | 0.41 | 0.59 | 0.76 | 0.65 | 0.3 | 6.7 | 2.09 | 0.67 | 0.96 | 1.18 | 0.3 | 5.75 | 2.15 | 1.3 | 1.78 | 0.73 | 0.28 | 7.66 | 1.15 | 0.94 | 1.46 | 0.28 | 0.02 | 4.13 | 1.33 | 0 | 0 | 0 | 0 | 27.2 | 6.2 | 5.6 | 7 | 4.9 | 3.7 | 28.4 | 5.1 | 5.1 | 3.1 | 3.6 | 3.1 | 21.6 | 11.4 | 11.2 | 7.8 | 7.1 | 4.3 | 19.1 | 4.3 | 6.2 | 6.1 | 4.3 | 3.1 | 29.2 | 6.3 | 3.7 | 4.3 | 5.2 | 1.7 | 23 | 11.4 | 7.7 | 6.8 | 4.7 | 2.8 | 30.1 | 8.3 | 6.6 | 7.5 | 3.4 | 1.3 | 25.7 | 8.6 | 0 | 0 | 0 | 0 | 1918.8 | 382.3 | 312.2 | 456 | 325.2 | 237.2 | 2008.4 | 304.9 | 305.3 | 189 | 228.8 | 197.8 | 1515 | 711.6 | 578.5 | 468 | 407.2 | 256.6 | 1326.7 | 257.2 | 365.8 | 372.3 | 277.7 | 199.3 | 2126.7 | 422.1 | 215.7 | 268.3 | 280 | 104 | 1553.6 | 715 | 499 | 421.7 | 297.4 | 168.7 | 2080.5 | 508.2 | 379.6 | 456 | 218.5 | 84.3 | 1753.3 | 540.1 | 0 | 0 | 0 | 0 | 0.29 | 0.04 | 0.04 | 0.07 | 0.04 | 0.02 | 0.3 | 0.04 | 0.05 | 0.03 | 0.03 | 0.02 | 0.22 | 0.08 | 0.12 | 0.07 | 0.06 | 0.03 | 0.2 | 0.03 | 0.04 | 0.04 | 0.03 | 0.02 | 0.27 | 0.07 | 0.04 | 0.04 | 0.07 | 0.02 | 0.24 | 0.1 | 0.06 | 0.07 | 0.04 | 0.02 | 0.31 | 0.06 | 0.06 | 0.07 | 0.02 | 0.01 | 0.22 | 0.07 | 0 | 0 | 0 | 0 | 0.037
| 15 | 188.3538 | 16.5938 | 2.3796 | 189.498 | 10.7472 | 711.7742 | 0.098848 | 31.9851 | 199.1011 | 728.368 | 2.4785 | 221.4831 | 582.6 | 99.8 | 53.5 | 140 | 105.7 | 53.2 | 595.5 | 69.8 | 89.2 | 46.3 | 62.2 | 40 | 448.6 | 156.9 | 136.1 | 132.3 | 93.8 | 44.1 | 420.5 | 58.1 | 77.9 | 82.4 | 69.7 | 38.1 | 551.9 | 162 | 54.6 | 84.9 | 97 | 30.4 | 457.6 | 180.1 | 124.3 | 129.4 | 75.7 | 36.2 | 598.7 | 132.5 | 79.9 | 130.8 | 41 | 5.4 | 409.6 | 137.4 | 0 | 0 | 0 | 0 | 55.8 | 7.3 | 2.4 | 12.9 | 9.6 | 3.6 | 56.9 | 4.5 | 7.8 | 3.6 | 5.1 | 2.5 | 41.6 | 10.6 | 10.5 | 11.2 | 6.9 | 2.1 | 39.6 | 3.3 | 4.7 | 5.8 | 5.2 | 2.3 | 49 | 16.6 | 4.3 | 7.8 | 9.4 | 2.5 | 42.3 | 14.5 | 9.7 | 12.1 | 6 | 2.3 | 55.8 | 9.6 | 6.9 | 10.8 | 1.9 | 0.2 | 32.3 | 9.7 | 0 | 0 | 0 | 0 | 8.05 | 1.03 | 0.32 | 1.86 | 1.37 | 0.51 | 8.22 | 0.64 | 1.12 | 0.51 | 0.72 | 0.34 | 5.99 | 1.49 | 1.49 | 1.59 | 0.97 | 0.27 | 5.73 | 0.46 | 0.66 | 0.81 | 0.74 | 0.32 | 7.03 | 2.4 | 0.61 | 1.11 | 1.35 | 0.36 | 6.11 | 2.08 | 1.37 | 1.73 | 0.85 | 0.32 | 8.06 | 1.37 | 0.98 | 1.54 | 0.26 | 0.02 | 4.64 | 1.37 | 0 | 0 | 0 | 0 | 28.7 | 7 | 5.7 | 7.4 | 5.6 | 4 | 29.4 | 5.5 | 5.2 | 3.2 | 3.9 | 3.2 | 23.4 | 11.8 | 11.1 | 8.5 | 7.3 | 4.4 | 21.4 | 5 | 6.5 | 6.2 | 4.7 | 3.1 | 30.6 | 6.9 | 3.9 | 4.6 | 5.6 | 2 | 24.2 | 11.4 | 8.1 | 7.1 | 4.9 | 3 | 31 | 9.4 | 6.8 | 8.4 | 3.9 | 1.4 | 26.9 | 9.9 | 0 | 0 | 0 | 0 | 2035 | 438.5 | 314.1 | 476.3 | 372.3 | 254.3 | 2081.7 | 328.6 | 316.9 | 193.6 | 250.3 | 205 | 1659.7 | 734.5 | 580.6 | 511.8 | 420.9 | 264.1 | 1485.6 | 300.3 | 384.4 | 381.7 | 306.1 | 199 | 2222.7 | 464.6 | 225.2 | 292.3 | 312.1 | 119.7 | 1664.7 | 710.5 | 522.2 | 437.4 | 314.2 | 182.5 | 2169.2 | 575.1 | 385.4 | 513.8 | 247.7 | 88.2 | 1852.1 | 622 | 0 | 0 | 0 | 0 | 0.3 | 0.05 | 0.04 | 0.07 | 0.05 | 0.03 | 0.31 | 0.04 | 0.05 | 0.03 | 0.03 | 0.02 | 0.24 | 0.08 | 0.12 | 0.08 | 0.06 | 0.03 | 0.23 | 0.03 | 0.05 | 0.05 | 0.03 | 0.02 | 0.28 | 0.08 | 0.04 | 0.05 | 0.07 | 0.02 | 0.25 | 0.1 | 0.06 | 0.07 | 0.04 | 0.02 | 0.32 | 0.07 | 0.06 | 0.08 | 0.02 | 0.01 | 0.24 | 0.07 | 0 | 0 | 0 | 0 | 0.037
| 16 | 207.5176 | 17.7869 | 2.5506 | 208.744 | 12.2612 | 814.2406 | 0.11018 | 36.5556 | 219.7788 | 832.0276 | 2.6607 | 245.2996 | 631.5 | 123 | 57.3 | 147 | 119 | 55.5 | 639.4 | 82.4 | 98.6 | 48 | 74.8 | 43.2 | 490.2 | 177.6 | 135.8 | 146.3 | 113.2 | 50.7 | 489.2 | 79.5 | 87.5 | 91 | 73 | 40.1 | 586.4 | 184.2 | 63.1 | 96.8 | 107.6 | 32.1 | 513.4 | 193.1 | 139 | 145.3 | 85.4 | 37.9 | 645.6 | 164.3 | 84.1 | 137.8 | 58.2 | 6.2 | 435 | 156.8 | 0 | 0 | 0 | 0 | 59.2 | 8.6 | 2.6 | 13.3 | 10.3 | 3.6 | 59.8 | 5.2 | 8.6 | 3.6 | 6 | 2.6 | 43.6 | 11.8 | 10.4 | 11.8 | 8.7 | 2.4 | 45.1 | 4.8 | 5 | 6.5 | 5.5 | 2.3 | 51 | 18.5 | 5.3 | 8.7 | 10.3 | 2.6 | 47.3 | 14.8 | 10.7 | 13 | 6.6 | 2.5 | 59.7 | 12 | 7.1 | 11 | 2.7 | 0.3 | 32.6 | 10.8 | 0 | 0 | 0 | 0 | 8.54 | 1.21 | 0.36 | 1.91 | 1.47 | 0.5 | 8.61 | 0.74 | 1.23 | 0.51 | 0.85 | 0.36 | 6.27 | 1.65 | 1.48 | 1.68 | 1.22 | 0.31 | 6.51 | 0.67 | 0.7 | 0.91 | 0.77 | 0.32 | 7.3 | 2.67 | 0.76 | 1.25 | 1.48 | 0.37 | 6.83 | 2.1 | 1.52 | 1.86 | 0.94 | 0.34 | 8.62 | 1.7 | 1.02 | 1.56 | 0.35 | 0.03 | 4.66 | 1.52 | 0 | 0 | 0 | 0 | 32.2 | 9 | 6 | 8 | 6.8 | 4.3 | 32.8 | 6.6 | 5.8 | 3.4 | 4.8 | 3.5 | 27.3 | 13.5 | 11.2 | 9.7 | 8.3 | 5.1 | 25.9 | 6.5 | 7.5 | 6.7 | 5 | 3.3 | 33.5 | 8.1 | 4.1 | 5.5 | 6.2 | 2.2 | 27.1 | 12.9 | 9.1 | 8.4 | 5.7 | 3.1 | 33.8 | 11.5 | 7.2 | 9.2 | 5.5 | 1.5 | 30.1 | 11.5 | 0 | 0 | 0 | 0 | 2293 | 563.8 | 332.5 | 515.7 | 448 | 276.8 | 2343.6 | 396.7 | 355.8 | 205.8 | 306.4 | 224.5 | 1928.2 | 848.5 | 581 | 595.8 | 491.6 | 305 | 1797.7 | 398.7 | 447 | 414.7 | 322 | 214.8 | 2435 | 548.4 | 240.4 | 343.6 | 351.5 | 132.4 | 1892.5 | 808.3 | 590.1 | 524 | 364.1 | 189.1 | 2374.7 | 717 | 410.3 | 565.6 | 353.4 | 94.5 | 2105 | 727.6 | 0 | 0 | 0 | 0 | 0.33 | 0.06 | 0.04 | 0.08 | 0.06 | 0.03 | 0.33 | 0.05 | 0.06 | 0.03 | 0.04 | 0.02 | 0.26 | 0.09 | 0.12 | 0.09 | 0.07 | 0.03 | 0.27 | 0.04 | 0.05 | 0.05 | 0.04 | 0.02 | 0.3 | 0.09 | 0.04 | 0.05 | 0.07 | 0.02 | 0.28 | 0.1 | 0.07 | 0.08 | 0.04 | 0.02 | 0.35 | 0.09 | 0.06 | 0.08 | 0.03 | 0.01 | 0.25 | 0.08 | 0 | 0 | 0 | 0 | 0.038
| 17 | 228.69 | 18.5426 | 2.6445 | 229.9645 | 14.4637 | 963.5119 | 0.12279 | 43.2099 | 243.1537 | 982.0545 | 2.7673 | 273.1744 | 664.8 | 154.2 | 64.5 | 158.9 | 143.2 | 63 | 685.4 | 101.3 | 103 | 56.9 | 87.3 | 49.8 | 535.3 | 207.3 | 141.9 | 160.8 | 124.1 | 53.1 | 572.4 | 108.4 | 105.9 | 91.5 | 79.5 | 45.1 | 610.6 | 199.3 | 73.8 | 107.7 | 123.1 | 37.4 | 564.8 | 215.3 | 155.8 | 172.8 | 96.9 | 45.7 | 673.2 | 186.9 | 87.6 | 137.1 | 73.8 | 7.9 | 495.4 | 188 | 0 | 0 | 0 | 0 | 59.6 | 9.7 | 3.1 | 13.9 | 11.9 | 4 | 62 | 6.5 | 8.7 | 4.1 | 6.7 | 3 | 44.5 | 12.9 | 10.5 | 12.4 | 9.4 | 2.2 | 51.1 | 6.3 | 5.8 | 5.6 | 5.4 | 2.7 | 50.9 | 19.2 | 6.4 | 9.4 | 11.5 | 2.9 | 51.2 | 15.8 | 11.6 | 14.8 | 7.4 | 3 | 59.3 | 12.6 | 7.2 | 10.2 | 2.8 | 0.3 | 36.5 | 11.9 | 0 | 0 | 0 | 0 | 8.56 | 1.35 | 0.43 | 1.99 | 1.69 | 0.56 | 8.91 | 0.91 | 1.24 | 0.58 | 0.94 | 0.42 | 6.38 | 1.79 | 1.48 | 1.75 | 1.32 | 0.28 | 7.35 | 0.87 | 0.81 | 0.77 | 0.75 | 0.36 | 7.27 | 2.76 | 0.91 | 1.34 | 1.65 | 0.41 | 7.39 | 2.24 | 1.64 | 2.11 | 1.05 | 0.42 | 8.52 | 1.78 | 1.02 | 1.44 | 0.36 | 0.03 | 5.19 | 1.65 | 0 | 0 | 0 | 0 | 36.5 | 12.2 | 6.5 | 9.1 | 8.6 | 5 | 36.9 | 8 | 6.4 | 4.2 | 5.9 | 4 | 32.6 | 16.5 | 12 | 11.2 | 9.1 | 5.5 | 31.8 | 9.2 | 9.3 | 7.6 | 5.9 | 3.7 | 36.9 | 9.6 | 4.7 | 6.3 | 7.3 | 2.6 | 30.7 | 15 | 10.6 | 10.4 | 6.5 | 3.7 | 38.1 | 14.1 | 7.6 | 9.9 | 7.5 | 1.7 | 34.8 | 14.8 | 0 | 0 | 0 | 0 | 2612.3 | 767.5 | 366.3 | 583.9 | 567.6 | 317.1 | 2669.8 | 486.1 | 387.3 | 256 | 377 | 257.6 | 2331.3 | 1042.8 | 630.4 | 688.5 | 544.5 | 335.9 | 2231.7 | 561.7 | 557.5 | 465.6 | 381.4 | 238.5 | 2692 | 641 | 273 | 395.7 | 420.3 | 160.4 | 2128 | 939.8 | 684.1 | 656.7 | 419.2 | 224.8 | 2691.5 | 871.3 | 433.1 | 600.5 | 482.3 | 107.7 | 2464.7 | 932.4 | 0 | 0 | 0 | 0 | 0.35 | 0.08 | 0.05 | 0.08 | 0.07 | 0.03 | 0.35 | 0.06 | 0.06 | 0.03 | 0.04 | 0.02 | 0.29 | 0.1 | 0.12 | 0.09 | 0.08 | 0.03 | 0.31 | 0.06 | 0.06 | 0.05 | 0.04 | 0.02 | 0.31 | 0.1 | 0.05 | 0.06 | 0.08 | 0.02 | 0.31 | 0.11 | 0.08 | 0.09 | 0.05 | 0.03 | 0.36 | 0.1 | 0.07 | 0.08 | 0.03 | 0.01 | 0.28 | 0.1 | 0 | 0 | 0 | 0 | 0.038
| 18 | 240.396 | 18.8097 | 2.6746 | 241.6867 | 15.7787 | 1050.3816 | 0.12506 | 47.1142 | 256.1746 | 1069.1913 | 2.7997 | 288.8008 | 701.5 | 168.7 | 62 | 163.7 | 147.2 | 67.1 | 719.9 | 111.2 | 109.5 | 56.2 | 88 | 50.5 | 549.6 | 228.2 | 128.2 | 161.6 | 114.9 | 60.7 | 616.2 | 114.5 | 113.6 | 93 | 83.7 | 47.3 | 626.7 | 188.2 | 77.8 | 109.6 | 129.7 | 41.5 | 586.3 | 233.8 | 160.9 | 201.3 | 104.4 | 47.1 | 708.8 | 209.4 | 93.5 | 148.4 | 81.8 | 10 | 514.9 | 194.9 | 0 | 0 | 0 | 0 | 63.1 | 9.4 | 2.7 | 13.3 | 10.8 | 4 | 65.4 | 7.3 | 8.9 | 4.1 | 5.9 | 2.9 | 46.1 | 13.8 | 9.1 | 12.4 | 8.2 | 2.5 | 53.8 | 5.4 | 6.1 | 5.8 | 5.4 | 2.7 | 53.1 | 16.9 | 6.6 | 9.3 | 11.3 | 3.1 | 51.9 | 15.7 | 11.9 | 16.9 | 8 | 3 | 62.6 | 13.1 | 7.5 | 11.1 | 3.1 | 0.3 | 37.1 | 11.5 | 0 | 0 | 0 | 0 | 9.07 | 1.3 | 0.36 | 1.89 | 1.51 | 0.55 | 9.39 | 1.02 | 1.27 | 0.57 | 0.82 | 0.4 | 6.62 | 1.91 | 1.28 | 1.76 | 1.15 | 0.32 | 7.74 | 0.74 | 0.85 | 0.81 | 0.75 | 0.37 | 7.6 | 2.43 | 0.95 | 1.33 | 1.61 | 0.43 | 7.48 | 2.21 | 1.67 | 2.4 | 1.13 | 0.41 | 9.01 | 1.83 | 1.07 | 1.56 | 0.4 | 0.03 | 5.29 | 1.59 | 0 | 0 | 0 | 0 | 38.2 | 14.4 | 6.5 | 10.3 | 10.2 | 5.5 | 38.6 | 8.6 | 7 | 4.1 | 6.7 | 4.2 | 33.2 | 18.5 | 11.4 | 11.2 | 8.9 | 6.3 | 35.3 | 10.8 | 10 | 7.5 | 6.4 | 3.9 | 37.1 | 10.1 | 5 | 6.7 | 8.3 | 3 | 33 | 17.6 | 11.1 | 12.4 | 7 | 3.9 | 39.9 | 16.8 | 8.1 | 10.7 | 8.3 | 2 | 36.9 | 16.1 | 0 | 0 | 0 | 0 | 2748.9 | 899.4 | 370.1 | 658.5 | 663.8 | 352.8 | 2790.7 | 526.5 | 431.3 | 251.9 | 425.3 | 270.3 | 2356.2 | 1170.7 | 586.5 | 693.6 | 530.1 | 382.5 | 2489.1 | 656 | 605.5 | 465.5 | 416.3 | 252.7 | 2685.5 | 667.2 | 290.5 | 416.4 | 485.4 | 185.2 | 2306.2 | 1098.8 | 714.1 | 787.2 | 451.4 | 238.1 | 2814.1 | 1033.1 | 464.4 | 649.9 | 529.8 | 123.3 | 2605.3 | 1012.7 | 0 | 0 | 0 | 0 | 0.36 | 0.09 | 0.04 | 0.08 | 0.07 | 0.03 | 0.37 | 0.06 | 0.06 | 0.03 | 0.04 | 0.02 | 0.3 | 0.11 | 0.12 | 0.09 | 0.07 | 0.03 | 0.33 | 0.06 | 0.06 | 0.05 | 0.04 | 0.02 | 0.33 | 0.09 | 0.05 | 0.06 | 0.08 | 0.02 | 0.32 | 0.12 | 0.08 | 0.11 | 0.05 | 0.03 | 0.38 | 0.11 | 0.07 | 0.09 | 0.04 | 0.01 | 0.29 | 0.1 | 0 | 0 | 0 | 0 | 0.038
| 19 | 239.8659 | 19.6467 | 2.7995 | 241.2156 | 14.9382 | 993.0161 | 0.12579 | 44.5645 | 254.8041 | 1012.6628 | 2.9252 | 285.78 | 731 | 153 | 68.8 | 155 | 127.8 | 68.4 | 751.4 | 113.8 | 104.5 | 55.9 | 88.3 | 56.6 | 541 | 226.8 | 112.5 | 156.9 | 115.8 | 58.3 | 639.4 | 130.9 | 103.6 | 88.5 | 80.4 | 49.3 | 634.9 | 196.4 | 76.1 | 114 | 118.4 | 43.9 | 591.7 | 215 | 142.8 | 186.4 | 111.6 | 46.1 | 741.4 | 192 | 93.9 | 131.9 | 79.9 | 11.1 | 529.1 | 193.9 | 0 | 0 | 0 | 0 | 69.5 | 8.4 | 3.1 | 12.9 | 9.5 | 4.2 | 72.4 | 7 | 8.7 | 4.2 | 6.3 | 3.4 | 48.7 | 13.8 | 7.7 | 12.1 | 8.3 | 2.3 | 59.1 | 5.9 | 5.4 | 5.6 | 5.1 | 2.9 | 57.1 | 18 | 6.6 | 9.8 | 10.9 | 3.4 | 55 | 15.5 | 10.3 | 15.3 | 8.2 | 2.9 | 69.9 | 11.8 | 7.4 | 9.8 | 3.1 | 0.3 | 40.5 | 11.4 | 0 | 0 | 0 | 0 | 10.02 | 1.15 | 0.42 | 1.83 | 1.33 | 0.59 | 10.43 | 0.97 | 1.24 | 0.59 | 0.88 | 0.47 | 7.01 | 1.91 | 1.07 | 1.71 | 1.17 | 0.3 | 8.54 | 0.8 | 0.75 | 0.78 | 0.7 | 0.4 | 8.2 | 2.58 | 0.94 | 1.4 | 1.57 | 0.48 | 7.94 | 2.19 | 1.45 | 2.18 | 1.16 | 0.4 | 10.08 | 1.65 | 1.05 | 1.39 | 0.39 | 0.04 | 5.79 | 1.57 | 0 | 0 | 0 | 0 | 36.2 | 13.3 | 7 | 9.5 | 8.8 | 5.5 | 36.3 | 9.3 | 6.5 | 4 | 6.3 | 4.6 | 29.5 | 18.3 | 10.5 | 10.9 | 8.9 | 6.1 | 33.7 | 12.5 | 9.3 | 7.1 | 6.3 | 4.1 | 34.5 | 10.3 | 4.8 | 6.8 | 7 | 3 | 30.7 | 15.3 | 10 | 11.8 | 7.8 | 3.9 | 37.5 | 15.5 | 8.2 | 9.5 | 8.1 | 2.1 | 35.7 | 16.1 | 0 | 0 | 0 | 0 | 2608.7 | 824.6 | 402.6 | 607.7 | 571 | 350 | 2623.7 | 566.4 | 400.4 | 244 | 405.6 | 294.4 | 2097.8 | 1161.9 | 536.2 | 670.2 | 532.2 | 371.3 | 2331.3 | 768.9 | 560 | 440.4 | 407.7 | 261 | 2499.4 | 681.2 | 282.3 | 428.3 | 409.3 | 188.6 | 2161.3 | 953 | 644.9 | 745.1 | 498.7 | 237 | 2654 | 957.2 | 476.4 | 580.5 | 520 | 131.4 | 2515.9 | 1011.3 | 0 | 0 | 0 | 0 | 0.37 | 0.08 | 0.05 | 0.08 | 0.06 | 0.03 | 0.38 | 0.06 | 0.06 | 0.03 | 0.04 | 0.03 | 0.29 | 0.11 | 0.11 | 0.09 | 0.07 | 0.03 | 0.35 | 0.07 | 0.06 | 0.05 | 0.04 | 0.02 | 0.33 | 0.1 | 0.05 | 0.06 | 0.08 | 0.02 | 0.32 | 0.11 | 0.07 | 0.1 | 0.06 | 0.03 | 0.39 | 0.1 | 0.07 | 0.08 | 0.04 | 0.01 | 0.3 | 0.1 | 0 | 0 | 0 | 0 | 0.038
| 20 | 238.8926 | 20.7584 | 2.972 | 240.3226 | 13.7483 | 913.4562 | 0.12524 | 41.0034 | 252.6409 | 934.2146 | 3.0972 | 281.326 | 744.8 | 148 | 61.9 | 154.3 | 123.4 | 68 | 750.4 | 114.4 | 111.8 | 53.4 | 84.5 | 54.8 | 554.1 | 213.1 | 104.6 | 146.2 | 107.6 | 53.9 | 630.3 | 113.9 | 98.4 | 83.9 | 81 | 51.8 | 624.1 | 204.1 | 75.5 | 108.7 | 114.8 | 42.2 | 601.1 | 198.4 | 137.3 | 184.5 | 122.3 | 46.4 | 742.6 | 180.4 | 89.7 | 122.8 | 67.6 | 9.3 | 504.4 | 182.9 | 0 | 0 | 0 | 0 | 74.2 | 8.7 | 3 | 13.4 | 10.3 | 4.2 | 75.8 | 7.6 | 9.3 | 3.8 | 6.2 | 3.3 | 53.9 | 14.3 | 6.9 | 11.8 | 7.3 | 2.3 | 61.4 | 5.8 | 5.7 | 4.9 | 5.2 | 3.2 | 59.6 | 19.5 | 6.5 | 9.6 | 10.6 | 3.2 | 58.8 | 15.1 | 9.9 | 16 | 8.9 | 3 | 72.3 | 11.7 | 7.4 | 9 | 2.7 | 0.3 | 40.2 | 10.9 | 0 | 0 | 0 | 0 | 10.73 | 1.21 | 0.4 | 1.91 | 1.46 | 0.57 | 10.96 | 1.08 | 1.33 | 0.54 | 0.87 | 0.45 | 7.8 | 2.01 | 0.97 | 1.68 | 1.02 | 0.3 | 8.89 | 0.79 | 0.79 | 0.68 | 0.72 | 0.44 | 8.58 | 2.8 | 0.93 | 1.37 | 1.52 | 0.45 | 8.5 | 2.15 | 1.39 | 2.29 | 1.25 | 0.41 | 10.44 | 1.64 | 1.06 | 1.27 | 0.35 | 0.03 | 5.76 | 1.5 | 0 | 0 | 0 | 0 | 33.8 | 12.2 | 6.2 | 8.9 | 7.4 | 5.5 | 33.1 | 8.7 | 7 | 4 | 5.9 | 4.4 | 26.5 | 16 | 10.2 | 9.7 | 8.8 | 5.5 | 30.1 | 10.4 | 8.4 | 7.1 | 6.3 | 4.1 | 30.6 | 10 | 4.8 | 6.3 | 6.7 | 2.9 | 28.5 | 13.4 | 9.6 | 10.9 | 8.6 | 3.8 | 35.4 | 14 | 7.7 | 9 | 6.8 | 1.9 | 32.5 | 15.1 | 0 | 0 | 0 | 0 | 2407.1 | 765.7 | 353.7 | 575.9 | 487.3 | 352.6 | 2364.9 | 532.6 | 429.9 | 241.3 | 378.6 | 286.3 | 1856.6 | 1009.9 | 509.1 | 596.4 | 516.5 | 335.5 | 2101.9 | 630.1 | 504.4 | 441.2 | 404.2 | 264.3 | 2234.2 | 662.8 | 280 | 396.2 | 395 | 183 | 1997.5 | 829.1 | 620.9 | 690.6 | 554 | 233.8 | 2511.4 | 870.9 | 438.8 | 547.2 | 433.9 | 119.2 | 2289.6 | 943.7 | 0 | 0 | 0 | 0 | 0.38 | 0.08 | 0.04 | 0.08 | 0.06 | 0.03 | 0.38 | 0.06 | 0.06 | 0.03 | 0.04 | 0.03 | 0.29 | 0.11 | 0.1 | 0.08 | 0.07 | 0.03 | 0.33 | 0.06 | 0.06 | 0.04 | 0.04 | 0.02 | 0.31 | 0.1 | 0.05 | 0.06 | 0.07 | 0.02 | 0.32 | 0.11 | 0.07 | 0.1 | 0.06 | 0.03 | 0.39 | 0.1 | 0.07 | 0.07 | 0.03 | 0.01 | 0.28 | 0.09 | 0 | 0 | 0 | 0 | 0.037
| 21 | 224.6324 | 19.9521 | 2.8587 | 226.0074 | 12.5346 | 834.8551 | 0.11373 | 37.4444 | 237.167 | 854.8073 | 2.9724 | 263.4518 | 713.6 | 126.6 | 61.8 | 144.2 | 120.7 | 66.3 | 689.5 | 105.4 | 115.4 | 52.5 | 83.7 | 56.3 | 525 | 201.7 | 101.8 | 132.2 | 104.6 | 51.6 | 579.9 | 91.2 | 90.2 | 81.1 | 72.7 | 49 | 589.2 | 185.9 | 67.9 | 99.9 | 109.1 | 45.7 | 568.8 | 192.8 | 128.5 | 173.4 | 114.6 | 46.1 | 713.3 | 150 | 84.5 | 118.6 | 57.7 | 8.4 | 506.4 | 159.6 | 0 | 0 | 0 | 0 | 72.5 | 7.7 | 3 | 12.5 | 10.1 | 4 | 71 | 7.1 | 9.7 | 3.9 | 6.4 | 3.5 | 52.2 | 14.1 | 6.6 | 10.5 | 7.5 | 2.4 | 56.5 | 5.1 | 5.1 | 4.9 | 4.5 | 2.9 | 58.8 | 18.5 | 5.7 | 9 | 10.2 | 3.5 | 57.4 | 14.9 | 9.5 | 15.1 | 8.6 | 3.1 | 70.5 | 9.6 | 7 | 9.2 | 2.5 | 0.3 | 43 | 9.7 | 0 | 0 | 0 | 0 | 10.48 | 1.07 | 0.4 | 1.79 | 1.44 | 0.55 | 10.27 | 1.01 | 1.39 | 0.54 | 0.9 | 0.48 | 7.56 | 1.98 | 0.92 | 1.49 | 1.04 | 0.31 | 8.17 | 0.7 | 0.72 | 0.68 | 0.62 | 0.4 | 8.49 | 2.66 | 0.82 | 1.29 | 1.47 | 0.49 | 8.31 | 2.12 | 1.34 | 2.16 | 1.21 | 0.43 | 10.2 | 1.35 | 1 | 1.3 | 0.32 | 0.03 | 6.17 | 1.35 | 0 | 0 | 0 | 0 | 31.1 | 10.2 | 6.2 | 8.3 | 7.2 | 5.4 | 29.2 | 8 | 7.1 | 3.8 | 5.6 | 4.5 | 24 | 14.7 | 10.1 | 9.1 | 8.3 | 5.2 | 27.7 | 7.9 | 7.7 | 6.8 | 5.8 | 4 | 26.5 | 8.4 | 4.5 | 5.6 | 6.3 | 3.2 | 25.1 | 12.8 | 8.8 | 10.2 | 7.9 | 3.6 | 33.1 | 11.8 | 7.3 | 8.3 | 5.6 | 1.8 | 30.2 | 12.9 | 0 | 0 | 0 | 0 | 2223.8 | 643.4 | 352.3 | 536.9 | 473.3 | 347.1 | 2080.8 | 486.6 | 435.9 | 231.5 | 360.8 | 289 | 1690.3 | 928 | 501.9 | 549.3 | 484.8 | 311.9 | 1945.8 | 484 | 463.2 | 417.8 | 372.9 | 257 | 1928.4 | 564.9 | 258.6 | 353.3 | 369.1 | 198.7 | 1786.1 | 798.7 | 566.4 | 644.3 | 506.9 | 223.1 | 2323.5 | 726.1 | 418.6 | 504 | 360.3 | 112.3 | 2133.4 | 812 | 0 | 0 | 0 | 0 | 0.36 | 0.06 | 0.04 | 0.07 | 0.06 | 0.03 | 0.35 | 0.06 | 0.06 | 0.03 | 0.04 | 0.03 | 0.27 | 0.1 | 0.1 | 0.08 | 0.07 | 0.03 | 0.3 | 0.05 | 0.05 | 0.04 | 0.03 | 0.02 | 0.29 | 0.09 | 0.04 | 0.05 | 0.07 | 0.02 | 0.29 | 0.1 | 0.06 | 0.09 | 0.06 | 0.03 | 0.37 | 0.08 | 0.07 | 0.07 | 0.03 | 0.01 | 0.27 | 0.08 | 0 | 0 | 0 | 0 | 0.036
| 22 | 212.5259 | 19.075 | 2.7369 | 213.8415 | 11.7156 | 775.4191 | 0.11297 | 34.8539 | 224.2415 | 794.4942 | 2.8499 | 248.6954 | 689.8 | 110.7 | 56.4 | 139.4 | 110 | 66.7 | 655.8 | 96.6 | 119.1 | 54.5 | 84.2 | 54.8 | 495.3 | 188.3 | 102.7 | 128.1 | 88.8 | 49.5 | 543 | 87.1 | 81.5 | 74.5 | 75.9 | 46.8 | 574.4 | 191.8 | 63.4 | 95 | 108.7 | 41.6 | 552.6 | 179.6 | 120.4 | 170.5 | 108.5 | 43.6 | 689.7 | 135.9 | 79.3 | 112.3 | 53.8 | 7.6 | 490.1 | 141.4 | 0 | 0 | 0 | 0 | 70.4 | 6.7 | 2.4 | 12.5 | 9.4 | 4.4 | 67.8 | 6.2 | 10.1 | 4 | 6.8 | 3.4 | 48.5 | 12.6 | 7 | 10.4 | 6 | 2.4 | 52.7 | 4.6 | 4.4 | 4.5 | 5.1 | 2.8 | 58.1 | 19.6 | 5.3 | 8.5 | 10.2 | 3.2 | 55.8 | 13.6 | 9 | 15.2 | 8.4 | 2.9 | 68 | 8.8 | 6.5 | 8.8 | 2.5 | 0.3 | 41.5 | 8.6 | 0 | 0 | 0 | 0 | 10.2 | 0.93 | 0.31 | 1.79 | 1.34 | 0.61 | 9.81 | 0.87 | 1.45 | 0.57 | 0.97 | 0.47 | 7.01 | 1.77 | 0.98 | 1.47 | 0.84 | 0.31 | 7.62 | 0.63 | 0.61 | 0.62 | 0.71 | 0.39 | 8.39 | 2.83 | 0.76 | 1.21 | 1.47 | 0.45 | 8.08 | 1.93 | 1.28 | 2.18 | 1.19 | 0.41 | 9.84 | 1.24 | 0.92 | 1.25 | 0.32 | 0.03 | 5.96 | 1.19 | 0 | 0 | 0 | 0 | 29.8 | 9 | 6 | 7.7 | 6.4 | 5.2 | 27.6 | 7.6 | 7.3 | 3.9 | 5.3 | 4.4 | 23.4 | 14.2 | 10 | 8.6 | 7.5 | 4.9 | 26.1 | 7.7 | 7.3 | 6.2 | 5.7 | 3.8 | 25.1 | 8.2 | 4.2 | 5.4 | 6.3 | 2.9 | 24.5 | 12.1 | 8.1 | 9.8 | 7.2 | 3.5 | 32.2 | 10.6 | 7.2 | 7.8 | 5.1 | 1.7 | 29.3 | 11.5 | 0 | 0 | 0 | 0 | 2103.5 | 567.2 | 340.2 | 497 | 421.4 | 329.1 | 1951.6 | 463.7 | 447.8 | 239 | 342.6 | 280.9 | 1642 | 894 | 489 | 521.9 | 428.7 | 294.4 | 1828.1 | 477.6 | 433.5 | 385.9 | 368.6 | 243.9 | 1829.4 | 554.4 | 241.1 | 340.8 | 365.7 | 178.4 | 1721.9 | 759.9 | 523.7 | 614.4 | 463.7 | 212.3 | 2251.5 | 650.9 | 404.1 | 471 | 327.4 | 105.7 | 2067 | 719.7 | 0 | 0 | 0 | 0 | 0.36 | 0.06 | 0.04 | 0.07 | 0.05 | 0.03 | 0.34 | 0.05 | 0.07 | 0.03 | 0.04 | 0.03 | 0.26 | 0.1 | 0.1 | 0.08 | 0.06 | 0.03 | 0.29 | 0.05 | 0.05 | 0.04 | 0.04 | 0.02 | 0.28 | 0.09 | 0.04 | 0.05 | 0.07 | 0.02 | 0.29 | 0.09 | 0.06 | 0.09 | 0.05 | 0.03 | 0.36 | 0.07 | 0.06 | 0.07 | 0.02 | 0.01 | 0.27 | 0.07 | 0 | 0 | 0 | 0 | 0.035
| 23 | 208.3099 | 18.5313 | 2.6623 | 209.5889 | 11.6094 | 767.2237 | 0.1113 | 34.5031 | 219.9193 | 785.755 | 2.7735 | 244.092 | 654.1 | 109.2 | 62.1 | 145.7 | 112.9 | 64.6 | 641.3 | 94.5 | 115.7 | 57.2 | 77.8 | 55.9 | 495.1 | 183.3 | 98.3 | 122.2 | 90.5 | 47.1 | 513.9 | 79.7 | 83.1 | 78.4 | 79.6 | 47.2 | 551.4 | 172.9 | 73.1 | 99.8 | 118.2 | 43.2 | 534.2 | 171.2 | 129.6 | 164.6 | 110 | 43.9 | 648.6 | 134.5 | 83 | 111.9 | 46.1 | 7.3 | 471.4 | 136.6 | 0 | 0 | 0 | 0 | 66.3 | 6.5 | 3.1 | 12.9 | 9.8 | 4.3 | 65.9 | 6.3 | 9.9 | 4.2 | 5.9 | 3.3 | 48.7 | 12.5 | 6.6 | 9.9 | 6.3 | 2.2 | 49.6 | 4.1 | 4.4 | 5 | 5.2 | 2.8 | 55.6 | 17.4 | 6.5 | 9 | 11.5 | 3.4 | 53.6 | 12.7 | 10.1 | 14.6 | 8.1 | 2.8 | 63.2 | 8.9 | 6.9 | 8.9 | 2.3 | 0.3 | 38.8 | 8.4 | 0 | 0 | 0 | 0 | 9.6 | 0.91 | 0.42 | 1.85 | 1.4 | 0.59 | 9.54 | 0.88 | 1.41 | 0.6 | 0.83 | 0.46 | 7.04 | 1.76 | 0.92 | 1.4 | 0.88 | 0.29 | 7.17 | 0.56 | 0.61 | 0.69 | 0.73 | 0.39 | 8.03 | 2.51 | 0.93 | 1.29 | 1.65 | 0.48 | 7.76 | 1.8 | 1.42 | 2.09 | 1.14 | 0.38 | 9.14 | 1.25 | 0.98 | 1.26 | 0.31 | 0.03 | 5.57 | 1.17 | 0 | 0 | 0 | 0 | 28.7 | 8.9 | 6.1 | 8.2 | 6.4 | 5 | 27.3 | 7.3 | 7.1 | 4.1 | 5.3 | 4.5 | 23.2 | 13.6 | 9.7 | 8.3 | 7.5 | 4.7 | 25.1 | 7.2 | 7.5 | 6.3 | 6.1 | 3.9 | 24.3 | 7.7 | 4.5 | 5.6 | 6.6 | 2.9 | 24.1 | 11.9 | 8.5 | 9.5 | 7.7 | 3.7 | 30.9 | 10.4 | 7.4 | 7.7 | 4.2 | 1.7 | 29.2 | 11 | 0 | 0 | 0 | 0 | 2022.8 | 561.7 | 349.2 | 526.9 | 422.6 | 317.6 | 1933.8 | 441.4 | 432.3 | 250.8 | 338 | 291.6 | 1639 | 854.8 | 474.4 | 498.1 | 426.6 | 284.1 | 1744.7 | 441.1 | 446.4 | 391 | 391 | 247.6 | 1770.2 | 514.9 | 260.4 | 351.6 | 379 | 180.1 | 1675.5 | 738.9 | 547.5 | 598.9 | 492.8 | 223.7 | 2175.6 | 636.1 | 416.6 | 462 | 272.6 | 104.2 | 2051.8 | 689.1 | 0 | 0 | 0 | 0 | 0.34 | 0.06 | 0.04 | 0.08 | 0.05 | 0.03 | 0.33 | 0.05 | 0.07 | 0.03 | 0.04 | 0.03 | 0.26 | 0.09 | 0.1 | 0.07 | 0.07 | 0.03 | 0.27 | 0.04 | 0.05 | 0.04 | 0.04 | 0.02 | 0.27 | 0.09 | 0.05 | 0.06 | 0.08 | 0.02 | 0.28 | 0.09 | 0.06 | 0.09 | 0.06 | 0.03 | 0.34 | 0.07 | 0.07 | 0.07 | 0.02 | 0.01 | 0.26 | 0.07 | 0 | 0 | 0 | 0 | 0.034
SPP_South | 0 | 180.4034 | 13.6823 | 1.9428 | 181.3415 | 12.465 | 801.5783 | 0.10016 | 36.3794 | 192.8684 | 815.2605 | 2.043 | 217.7209 | 482.8 | 107.6 | 121.3 | 103.6 | 103 | 144.3 | 418.7 | 87.4 | 110 | 109.9 | 116 | 143.6 | 378.8 | 149.3 | 89.2 | 117.4 | 104.2 | 132.2 | 348 | 61.2 | 123.3 | 92.4 | 81.1 | 97.6 | 336.3 | 129 | 121.2 | 121.6 | 93.9 | 96.9 | 380.3 | 149.2 | 103.9 | 93.2 | 85.2 | 89.8 | 516.8 | 117.8 | 144.2 | 105.5 | 73.4 | 31.2 | 337.9 | 118.3 | 0 | 0 | 0 | 0 | 42.6 | 5.2 | 8.5 | 7.5 | 7.2 | 8.5 | 36.7 | 4.7 | 7.7 | 8.2 | 8 | 7.9 | 32.3 | 7.5 | 4.7 | 7.8 | 5.2 | 5.2 | 27.8 | 1.9 | 6.3 | 4.3 | 4.3 | 5 | 30.2 | 11.8 | 10.9 | 10.5 | 7.8 | 6.3 | 33.1 | 8 | 6.1 | 6.8 | 5.4 | 4.3 | 43.8 | 5.5 | 12.6 | 7 | 2.9 | 1.2 | 23.5 | 5.8 | 0 | 0 | 0 | 0 | 6.15 | 0.7 | 1.19 | 1.05 | 1.01 | 1.16 | 5.29 | 0.64 | 1.08 | 1.16 | 1.11 | 1.08 | 4.68 | 1.02 | 0.65 | 1.08 | 0.7 | 0.66 | 4.03 | 0.24 | 0.86 | 0.57 | 0.58 | 0.67 | 4.34 | 1.69 | 1.56 | 1.5 | 1.12 | 0.88 | 4.78 | 1.09 | 0.84 | 0.96 | 0.75 | 0.57 | 6.34 | 0.77 | 1.79 | 0.98 | 0.37 | 0.13 | 3.41 | 0.78 | 0 | 0 | 0 | 0 | 27.5 | 9.9 | 8.9 | 8.4 | 7.4 | 12.1 | 24.1 | 7.8 | 8.6 | 7.9 | 8.7 | 12.3 | 22.8 | 13.6 | 7.9 | 9.5 | 10.1 | 13.8 | 23 | 6.7 | 11.2 | 8.8 | 7.2 | 8.8 | 18.2 | 6.8 | 7 | 7.3 | 6 | 7.7 | 22.1 | 13.2 | 8.5 | 7 | 7 | 8.7 | 31.4 | 11.4 | 10 | 9.7 | 7.4 | 5.7 | 26 | 11 | 0 | 0 | 0 | 0 | 1882.7 | 621.9 | 559.6 | 470.8 | 479.5 | 765.2 | 1641.6 | 468.6 | 503.7 | 479 | 551.1 | 789.6 | 1510.4 | 840.9 | 495 | 573.2 | 606.3 | 849.9 | 1474.7 | 402 | 688.8 | 549.8 | 457.1 | 560.7 | 1338.1 | 449.9 | 428.3 | 457 | 368.9 | 478 | 1497.4 | 813.6 | 545.8 | 418.7 | 430.4 | 533.6 | 2080.9 | 641.6 | 629.4 | 509.6 | 470.1 | 353.6 | 1613.3 | 680.4 | 0 | 0 | 0 | 0 | 0.27 | 0.05 | 0.06 | 0.08 | 0.05 | 0.07 | 0.24 | 0.05 | 0.07 | 0.06 | 0.06 | 0.07 | 0.23 | 0.08 | 0.05 | 0.07 | 0.06 | 0.07 | 0.23 | 0.04 | 0.07 | 0.05 | 0.04 | 0.05 | 0.17 | 0.06 | 0.07 | 0.07 | 0.05 | 0.05 | 0.22 | 0.08 | 0.05 | 0.06 | 0.05 | 0.05 | 0.31 | 0.08 | 0.08 | 0.09 | 0.03 | 0.02 | 0.24 | 0.06 | 0 | 0 | 0 | 0 | 0.033
| 1 | 181.3947 | 13.7404 | 1.9549 | 182.3378 | 12.5873 | 806.0488 | 0.10259 | 36.6355 | 193.9819 | 819.7892 | 2.0575 | 218.9733 | 488.1 | 108.1 | 124.8 | 100.3 | 99 | 141.5 | 414.3 | 88.6 | 107.1 | 113.6 | 113.1 | 139.1 | 385.1 | 146.9 | 88.5 | 120.7 | 100.7 | 130 | 341.3 | 61.9 | 130.1 | 96 | 81.9 | 98.2 | 331.4 | 133.3 | 114.8 | 121.4 | 94.5 | 92.1 | 371 | 148.7 | 106.1 | 95.7 | 83.7 | 92.4 | 523 | 118.3 | 139.9 | 108.4 | 71.3 | 29.7 | 342.5 | 120.1 | 0 | 0 | 0 | 0 | 43.3 | 5 | 8.9 | 7.1 | 6.8 | 8.3 | 36.4 | 4.7 | 7.4 | 8.5 | 7.9 | 7.6 | 33.3 | 7.3 | 4.6 | 8.2 | 5.2 | 4.8 | 26.9 | 1.9 | 7.1 | 4.5 | 4.4 | 4.9 | 29.5 | 12.3 | 10.2 | 10.6 | 7.6 | 6.1 | 32.2 | 8 | 6.3 | 7 | 5.2 | 4.4 | 44.9 | 5.7 | 12.2 | 7.3 | 2.9 | 1.1 | 24 | 6 | 0 | 0 | 0 | 0 | 6.26 | 0.67 | 1.26 | 0.99 | 0.95 | 1.13 | 5.25 | 0.65 | 1.04 | 1.2 | 1.11 | 1.03 | 4.82 | 0.99 | 0.63 | 1.15 | 0.7 | 0.61 | 3.91 | 0.25 | 0.97 | 0.6 | 0.59 | 0.66 | 4.22 | 1.76 | 1.46 | 1.52 | 1.08 | 0.86 | 4.65 | 1.1 | 0.87 | 0.99 | 0.71 | 0.58 | 6.49 | 0.79 | 1.73 | 1.02 | 0.38 | 0.12 | 3.48 | 0.81 | 0 | 0 | 0 | 0 | 27.5 | 10.2 | 9 | 8.5 | 7.3 | 11.9 | 23.7 | 7.9 | 8.5 | 8.1 | 8.4 | 12 | 22.8 | 13.5 | 7.9 | 9.5 | 9.6 | 13.8 | 23 | 6.8 | 11.4 | 9 | 7.2 | 8.9 | 18.2 | 6.9 | 6.8 | 7.1 | 6.3 | 7.2 | 21.7 | 13.1 | 8.7 | 7.2 | 7 | 9 | 31.3 | 11.4 | 9.6 | 9.9 | 7.1 | 5.5 | 26.1 | 11 | 0 | 0 | 0 | 0 | 1885.2 | 638 | 564.3 | 466.8 | 468.5 | 753.3 | 1621.5 | 474.9 | 498.7 | 497.5 | 528.6 | 768.1 | 1506.9 | 832.5 | 494.5 | 576.8 | 576.1 | 850 | 1456.4 | 406.4 | 705.5 | 567.9 | 459 | 568.1 | 1342 | 458.4 | 411.1 | 448 | 388 | 449.1 | 1472.9 | 807.2 | 554.4 | 430.5 | 430.1 | 548.9 | 2069.3 | 638.1 | 607.8 | 518.6 | 453.3 | 340.2 | 1626.1 | 687.8 | 0 | 0 | 0 | 0 | 0.27 | 0.05 | 0.07 | 0.08 | 0.05 | 0.07 | 0.23 | 0.05 | 0.07 | 0.07 | 0.06 | 0.07 | 0.23 | 0.08 | 0.05 | 0.07 | 0.06 | 0.07 | 0.23 | 0.04 | 0.07 | 0.05 | 0.04 | 0.05 | 0.17 | 0.06 | 0.07 | 0.07 | 0.05 | 0.05 | 0.21 | 0.08 | 0.05 | 0.06 | 0.05 | 0.05 | 0.31 | 0.08 | 0.08 | 0.1 | 0.03 | 0.02 | 0.24 | 0.06 | 0 | 0 | 0 | 0 | 0.032
| 2 | 182.1272 | 13.8394 | 1.9657 | 183.0763 | 12.6052 | 808.7591 | 0.10016 | 36.7336 | 194.7324 | 822.5985 | 2.0659 | 219.8099 | 487 | 109.2 | 121.2 | 105.5 | 104.4 | 143.7 | 412.7 | 89.9 | 107.3 | 115.5 | 115.1 | 135.2 | 382.3 | 150.2 | 89.1 | 117.6 | 104.3 | 131.2 | 341.4 | 63.4 | 125.3 | 91.9 | 84.8 | 103.5 | 331.8 | 135.2 | 123.9 | 119.3 | 100.2 | 97.2 | 377.4 | 150.1 | 107.2 | 98.9 | 82.5 | 93.3 | 523.5 | 119.6 | 134.9 | 107.6 | 69.1 | 30.2 | 338.6 | 120.6 | 0 | 0 | 0 | 0 | 43.1 | 5.2 | 8.5 | 7.8 | 7.2 | 8.7 | 36.1 | 4.9 | 7.3 | 8.6 | 8.2 | 7.2 | 32.9 | 7.5 | 4.6 | 7.8 | 5.5 | 4.7 | 26.8 | 2 | 6.6 | 4.2 | 4.5 | 5.3 | 29.4 | 12.5 | 11.2 | 10.3 | 8.2 | 6.7 | 32.8 | 8 | 6.4 | 7.5 | 5 | 4.5 | 44.8 | 5.7 | 11.6 | 7.1 | 2.9 | 1.1 | 23.3 | 5.8 | 0 | 0 | 0 | 0 | 6.22 | 0.7 | 1.19 | 1.1 | 1 | 1.19 | 5.21 | 0.68 | 1.02 | 1.21 | 1.16 | 0.98 | 4.77 | 1.01 | 0.62 | 1.09 | 0.74 | 0.6 | 3.89 | 0.25 | 0.9 | 0.56 | 0.61 | 0.71 | 4.2 | 1.79 | 1.61 | 1.47 | 1.16 | 0.94 | 4.74 | 1.1 | 0.89 | 1.05 | 0.69 | 0.6 | 6.49 | 0.81 | 1.65 | 1 | 0.38 | 0.13 | 3.38 | 0.79 | 0 | 0 | 0 | 0 | 27.6 | 10.1 | 8.9 | 8.6 | 7.7 | 11.9 | 23.8 | 7.9 | 8.6 | 8.4 | 8.3 | 11.8 | 22.7 | 13.7 | 8.1 | 9.5 | 9.9 | 14.1 | 23 | 7 | 11.2 | 8.7 | 7.5 | 9.3 | 18.4 | 7 | 7.1 | 7.1 | 6.5 | 7.4 | 22 | 13.2 | 8.7 | 7.2 | 7 | 9 | 31.4 | 11.5 | 9.6 | 10 | 6.7 | 5.6 | 26.2 | 11.2 | 0 | 0 | 0 | 0 | 1891.2 | 638 | 558 | 471.4 | 496.5 | 752 | 1626.2 | 475.3 | 504.8 | 510.5 | 526.9 | 754.1 | 1505.5 | 850.1 | 503.1 | 573.2 | 592.8 | 863.6 | 1477.3 | 415.4 | 693.6 | 548.1 | 476.7 | 592.6 | 1354.9 | 465.8 | 432.8 | 446.8 | 404.6 | 460.9 | 1491.8 | 818.2 | 557.9 | 432.3 | 428.2 | 551.9 | 2075.3 | 643.3 | 600.4 | 519.4 | 432.9 | 346.4 | 1631 | 697 | 0 | 0 | 0 | 0 | 0.27 | 0.05 | 0.06 | 0.08 | 0.05 | 0.07 | 0.23 | 0.05 | 0.07 | 0.07 | 0.06 | 0.06 | 0.23 | 0.08 | 0.05 | 0.07 | 0.06 | 0.07 | 0.22 | 0.04 | 0.07 | 0.05 | 0.04 | 0.05 | 0.17 | 0.07 | 0.07 | 0.07 | 0.06 | 0.05 | 0.22 | 0.08 | 0.05 | 0.06 | 0.05 | 0.05 | 0.32 | 0.08 | 0.08 | 0.1 | 0.03 | 0.02 | 0.24 | 0.06 | 0 | 0 | 0 | 0 | 0.032
| 3 | 184.8451 | 13.9655 | 1.9837 | 185.8028 | 12.8777 | 825.5185 | 0.10729 | 37.5074 | 197.7228 | 839.484 | 2.091 | 223.3102 | 495.9 | 112.9 | 124.8 | 101.1 | 105 | 139.6 | 422.6 | 95.5 | 112 | 112.3 | 116.7 | 134.8 | 394.4 | 153.8 | 95.8 | 120.8 | 104.4 | 130.3 | 352.5 | 65.8 | 128.5 | 95.4 | 86.7 | 106.1 | 351.1 | 140.2 | 123 | 119.6 | 96.9 | 95.6 | 390.4 | 158.5 | 112.2 | 99.3 | 85.7 | 94.3 | 531.6 | 123.6 | 137.2 | 111.9 | 68.9 | 30.4 | 341.4 | 121.1 | 0 | 0 | 0 | 0 | 44 | 5.3 | 8.7 | 7.3 | 7 | 8.1 | 37.1 | 5.2 | 7.7 | 8.3 | 8.1 | 7.4 | 34.3 | 7.6 | 5.1 | 8 | 5.3 | 4.7 | 28 | 2.1 | 6.6 | 4.4 | 4.5 | 5.3 | 31.6 | 12.7 | 10.9 | 10.3 | 7.5 | 6.3 | 34 | 8.5 | 6.6 | 7.4 | 5.2 | 4.6 | 45.4 | 5.8 | 11.7 | 7.4 | 2.9 | 1.1 | 23.2 | 5.9 | 0 | 0 | 0 | 0 | 6.35 | 0.71 | 1.23 | 1.02 | 0.97 | 1.11 | 5.35 | 0.71 | 1.09 | 1.17 | 1.13 | 1 | 4.97 | 1.03 | 0.7 | 1.11 | 0.71 | 0.59 | 4.05 | 0.26 | 0.91 | 0.59 | 0.61 | 0.72 | 4.52 | 1.82 | 1.57 | 1.47 | 1.06 | 0.88 | 4.91 | 1.17 | 0.91 | 1.04 | 0.72 | 0.61 | 6.58 | 0.82 | 1.66 | 1.04 | 0.37 | 0.12 | 3.37 | 0.8 | 0 | 0 | 0 | 0 | 27.9 | 10.6 | 9.2 | 8.5 | 8 | 11.8 | 24.2 | 8.4 | 8.8 | 8.2 | 8.7 | 11.7 | 23.1 | 14.1 | 8.5 | 9.7 | 10 | 14 | 23.4 | 7.2 | 11.6 | 9 | 7.7 | 9.6 | 19 | 7.4 | 7.2 | 7.2 | 6.7 | 7.5 | 22.8 | 13.9 | 9.2 | 7.3 | 7.2 | 9.1 | 32 | 11.9 | 9.9 | 10.3 | 6.8 | 5.6 | 26.7 | 11.2 | 0 | 0 | 0 | 0 | 1920.3 | 664.9 | 574.9 | 462.8 | 514.6 | 745.6 | 1657.3 | 511.1 | 520.1 | 498.3 | 548 | 744.9 | 1533.6 | 875.2 | 530.8 | 590.5 | 603.9 | 858.4 | 1512.2 | 430.3 | 716.3 | 566.4 | 491 | 612.3 | 1396.7 | 492.6 | 438.6 | 450.5 | 413.5 | 469 | 1535.7 | 863.5 | 591.3 | 439.9 | 443.6 | 554.9 | 2111 | 673.6 | 619.5 | 538.4 | 437.1 | 346 | 1664.8 | 696 | 0 | 0 | 0 | 0 | 0.28 | 0.06 | 0.07 | 0.08 | 0.05 | 0.07 | 0.24 | 0.05 | 0.07 | 0.07 | 0.06 | 0.06 | 0.23 | 0.08 | 0.05 | 0.07 | 0.06 | 0.07 | 0.23 | 0.04 | 0.07 | 0.05 | 0.04 | 0.05 | 0.18 | 0.07 | 0.07 | 0.07 | 0.06 | 0.05 | 0.23 | 0.08 | 0.05 | 0.06 | 0.05 | 0.05 | 0.32 | 0.08 | 0.08 | 0.1 | 0.03 | 0.02 | 0.24 | 0.06 | 0 | 0 | 0 | 0 | 0.032
| 4 | 187.2475 | 14.3138 | 2.0337 | 188.2292 | 12.8741 | 825.9806 | 0.10729 | 37.5176 | 200.1216 | 840.2944 | 2.141 | 225.7468 | 505.1 | 112.6 | 123.9 | 105.3 | 106.2 | 144.2 | 436.3 | 96.1 | 112 | 109.8 | 118.3 | 136.6 | 400.4 | 161.4 | 96.5 | 127.3 | 106.2 | 131 | 359.5 | 66.8 | 129.2 | 97.4 | 90.6 | 106.5 | 365.9 | 143.2 | 113.6 | 115.7 | 95.7 | 96.3 | 401.7 | 163 | 112.1 | 95.3 | 84.9 | 95.8 | 535.3 | 125.6 | 138.1 | 104.3 | 73.1 | 31 | 341.6 | 123.2 | 0 | 0 | 0 | 0 | 45 | 5.5 | 8.6 | 7.8 | 7.3 | 8.6 | 38.5 | 5.5 | 7.8 | 8.1 | 8.2 | 7.3 | 34.6 | 8.4 | 4.9 | 8.5 | 5.5 | 5 | 29 | 2.2 | 6.7 | 4.5 | 4.6 | 5.4 | 32.9 | 12.9 | 9.9 | 9.8 | 7.6 | 6.6 | 35 | 8.8 | 6.5 | 6.8 | 5.3 | 4.6 | 45.5 | 6.1 | 11.9 | 6.7 | 3 | 1.1 | 23.1 | 6 | 0 | 0 | 0 | 0 | 6.5 | 0.74 | 1.2 | 1.1 | 1.02 | 1.18 | 5.55 | 0.76 | 1.1 | 1.14 | 1.15 | 0.99 | 5.01 | 1.15 | 0.66 | 1.18 | 0.75 | 0.64 | 4.19 | 0.28 | 0.91 | 0.6 | 0.62 | 0.73 | 4.72 | 1.85 | 1.42 | 1.4 | 1.07 | 0.91 | 5.06 | 1.2 | 0.9 | 0.95 | 0.73 | 0.61 | 6.6 | 0.85 | 1.69 | 0.93 | 0.39 | 0.12 | 3.34 | 0.82 | 0 | 0 | 0 | 0 | 28.3 | 10.3 | 9.2 | 8.6 | 7.8 | 12.1 | 24.8 | 8.2 | 8.6 | 8 | 8.8 | 12 | 23.6 | 14.4 | 8.8 | 10.2 | 10.1 | 13.8 | 23.4 | 7.2 | 11.6 | 9.2 | 8.2 | 9.6 | 19.8 | 7.7 | 6.8 | 7.2 | 6.5 | 7.4 | 23.3 | 14.3 | 9.3 | 7.3 | 7.1 | 9.3 | 32.5 | 12 | 9.8 | 10 | 7.3 | 5.7 | 26.8 | 11.4 | 0 | 0 | 0 | 0 | 1939 | 650.8 | 576.3 | 469.6 | 503.5 | 761 | 1701.8 | 498 | 515 | 488.2 | 555.4 | 761.8 | 1572.3 | 894.3 | 548.8 | 621.1 | 605.4 | 848 | 1521 | 433.9 | 718.2 | 580.5 | 519.7 | 610.3 | 1456 | 507.9 | 415.2 | 442.9 | 399.5 | 461.9 | 1582.2 | 887.1 | 594.6 | 438.6 | 435.9 | 567.1 | 2127.7 | 677.8 | 617.6 | 517.3 | 465.4 | 351.3 | 1682.7 | 708.6 | 0 | 0 | 0 | 0 | 0.28 | 0.06 | 0.07 | 0.08 | 0.05 | 0.07 | 0.25 | 0.05 | 0.07 | 0.06 | 0.06 | 0.07 | 0.24 | 0.08 | 0.05 | 0.07 | 0.06 | 0.07 | 0.23 | 0.04 | 0.07 | 0.05 | 0.04 | 0.05 | 0.18 | 0.07 | 0.07 | 0.07 | 0.06 | 0.05 | 0.23 | 0.08 | 0.05 | 0.06 | 0.05 | 0.05 | 0.33 | 0.08 | 0.08 | 0.09 | 0.03 | 0.02 | 0.24 | 0.06 | 0 | 0 | 0 | 0 | 0.033
| 5 | 183.1804 | 13.9583 | 1.9843 | 184.1381 | 12.678 | 811.6038 | 0.10204 | 36.8916 | 195.8583 | 825.5621 | 2.0863 | 221.0297 | 509.4 | 108.6 | 116.6 | 99 | 97.7 | 134.2 | 447.7 | 90.1 | 105.7 | 103 | 103.8 | 128.7 | 397.5 | 161.6 | 101.5 | 113.7 | 103.9 | 121.8 | 373.1 | 64.8 | 124.8 | 91.7 | 81.7 | 101.7 | 364.3 | 142.6 | 102.8 | 118.9 | 92.1 | 82.4 | 407.2 | 159.7 | 108.6 | 91.9 | 81.3 | 86 | 534.9 | 122.2 | 126.6 | 101.8 | 67.2 | 24.9 | 343.8 | 121.2 | 0 | 0 | 0 | 0 | 45.1 | 5.1 | 8.2 | 7.2 | 6.8 | 7.9 | 39.5 | 5.1 | 7.5 | 7.7 | 7.2 | 7.1 | 33.9 | 8.3 | 5.3 | 7 | 5.4 | 4.9 | 30.3 | 2.1 | 6.5 | 4.5 | 4.1 | 5.2 | 32 | 12.9 | 8.9 | 10.3 | 7.6 | 5.7 | 35.2 | 8.9 | 6.3 | 6.6 | 5 | 4.2 | 45 | 5.9 | 10.9 | 6.7 | 2.9 | 0.9 | 23.1 | 6.1 | 0 | 0 | 0 | 0 | 6.51 | 0.69 | 1.15 | 1.01 | 0.94 | 1.08 | 5.7 | 0.7 | 1.05 | 1.08 | 1 | 0.97 | 4.9 | 1.13 | 0.72 | 0.97 | 0.73 | 0.64 | 4.39 | 0.27 | 0.89 | 0.6 | 0.55 | 0.71 | 4.57 | 1.85 | 1.27 | 1.47 | 1.07 | 0.79 | 5.09 | 1.23 | 0.87 | 0.93 | 0.69 | 0.56 | 6.51 | 0.82 | 1.54 | 0.94 | 0.37 | 0.1 | 3.35 | 0.83 | 0 | 0 | 0 | 0 | 28.8 | 10.1 | 8.6 | 8.4 | 7.2 | 11.3 | 25.4 | 7.8 | 8.1 | 7.5 | 7.7 | 11.1 | 23.9 | 14.5 | 9.1 | 9.7 | 9.9 | 12.7 | 24.1 | 7 | 11.3 | 8.5 | 7.4 | 9.1 | 20.5 | 7.6 | 6.3 | 7.2 | 6 | 6.3 | 23.8 | 13.7 | 9 | 7 | 6.9 | 8.3 | 32.9 | 11.7 | 9.2 | 9.6 | 6.6 | 5 | 27.1 | 11 | 0 | 0 | 0 | 0 | 1980.9 | 636.2 | 533.6 | 447.9 | 461.6 | 712.3 | 1749 | 472.3 | 480.4 | 455.6 | 490.7 | 706.9 | 1593.2 | 902 | 570.7 | 584.3 | 591.7 | 773.2 | 1560.3 | 422.1 | 692.3 | 532.1 | 471.4 | 580.2 | 1506 | 504.7 | 382 | 444.9 | 369 | 391.1 | 1625.5 | 850.9 | 576.2 | 418.9 | 419.4 | 506.3 | 2163.6 | 661.7 | 574.4 | 495.7 | 422.3 | 309.1 | 1701.1 | 688 | 0 | 0 | 0 | 0 | 0.28 | 0.05 | 0.06 | 0.08 | 0.05 | 0.07 | 0.25 | 0.05 | 0.07 | 0.06 | 0.05 | 0.06 | 0.24 | 0.08 | 0.05 | 0.07 | 0.06 | 0.07 | 0.24 | 0.04 | 0.07 | 0.05 | 0.04 | 0.05 | 0.18 | 0.07 | 0.06 | 0.07 | 0.05 | 0.05 | 0.23 | 0.08 | 0.05 | 0.06 | 0.05 | 0.05 | 0.33 | 0.08 | 0.07 | 0.09 | 0.03 | 0.02 | 0.24 | 0.06 | 0 | 0 | 0 | 0 | 0.033
| 6 | 168.5298 | 13.0102 | 1.8537 | 169.4236 | 11.5182 | 736.848 | 0.098629 | 33.5032 | 180.0479 | 749.8582 | 1.9524 | 202.9267 | 501.7 | 92.6 | 98.3 | 86 | 78 | 121.4 | 442.9 | 78.8 | 96.8 | 83.5 | 83.8 | 108.8 | 386.2 | 153 | 104 | 115 | 92.6 | 103.8 | 366.6 | 60.8 | 109.2 | 76 | 70.4 | 89.9 | 379.1 | 117.2 | 85.6 | 103.8 | 80.6 | 64.1 | 376.3 | 136.3 | 100.1 | 80.9 | 72.5 | 70.2 | 534.1 | 107.6 | 108.5 | 88.9 | 47 | 18.1 | 344.9 | 107.8 | 0 | 0 | 0 | 0 | 43.9 | 4.7 | 6.7 | 6.4 | 5.8 | 7.5 | 39 | 4.5 | 6.9 | 6.4 | 6.1 | 6.4 | 32.6 | 7.9 | 5.1 | 7.3 | 4.8 | 4 | 30.2 | 2 | 5.6 | 3.5 | 3.6 | 4.6 | 33.1 | 10.3 | 7.2 | 8.8 | 6.7 | 4.6 | 32 | 7.9 | 5.7 | 6.1 | 4.6 | 3.4 | 44.8 | 5.4 | 9.2 | 5.9 | 2.4 | 0.8 | 22.9 | 5.6 | 0 | 0 | 0 | 0 | 6.34 | 0.64 | 0.93 | 0.91 | 0.81 | 1.04 | 5.64 | 0.63 | 0.97 | 0.9 | 0.86 | 0.87 | 4.71 | 1.07 | 0.69 | 1.01 | 0.64 | 0.52 | 4.39 | 0.26 | 0.77 | 0.47 | 0.49 | 0.62 | 4.74 | 1.47 | 1.03 | 1.25 | 0.96 | 0.64 | 4.61 | 1.1 | 0.79 | 0.86 | 0.64 | 0.45 | 6.49 | 0.75 | 1.3 | 0.83 | 0.32 | 0.09 | 3.33 | 0.77 | 0 | 0 | 0 | 0 | 28.9 | 8.4 | 7.5 | 7 | 5.4 | 9.8 | 25.3 | 6.7 | 7.4 | 5.9 | 5.9 | 9 | 23.6 | 13.7 | 9.6 | 9.6 | 8.9 | 11.1 | 23.3 | 6.5 | 10 | 7.3 | 6.3 | 8 | 21.4 | 6.5 | 5.4 | 6.6 | 5.2 | 4.9 | 22.7 | 11.5 | 8.4 | 6 | 6 | 6.9 | 33.1 | 10.1 | 8.2 | 8.2 | 4.3 | 4.1 | 27.5 | 9.7 | 0 | 0 | 0 | 0 | 1969.7 | 522.7 | 462.3 | 378.5 | 347.6 | 623.8 | 1716.5 | 406.2 | 438.6 | 358.9 | 376.9 | 577.2 | 1561.3 | 852.7 | 601 | 581.8 | 530.1 | 668.7 | 1489.1 | 391 | 607.6 | 453.2 | 402 | 512.2 | 1582.2 | 429.9 | 326 | 400.3 | 316.1 | 294.8 | 1533.8 | 703.9 | 535.2 | 356.8 | 365 | 415.7 | 2149.6 | 574.7 | 510 | 426.2 | 276.7 | 253.3 | 1713.9 | 601.5 | 0 | 0 | 0 | 0 | 0.29 | 0.05 | 0.05 | 0.07 | 0.04 | 0.06 | 0.25 | 0.04 | 0.06 | 0.05 | 0.04 | 0.05 | 0.23 | 0.08 | 0.05 | 0.07 | 0.06 | 0.06 | 0.24 | 0.03 | 0.06 | 0.04 | 0.03 | 0.04 | 0.19 | 0.06 | 0.05 | 0.06 | 0.05 | 0.04 | 0.22 | 0.07 | 0.05 | 0.05 | 0.04 | 0.04 | 0.33 | 0.07 | 0.06 | 0.08 | 0.02 | 0.02 | 0.25 | 0.06 | 0 | 0 | 0 | 0 | 0.034
| 7 | 148.5885 | 11.4452 | 1.6355 | 149.376 | 10.1419 | 650.0471 | 0.089178 | 29.5377 | 158.7304 | 661.4923 | 1.7246 | 178.9137 | 462.2 | 67 | 85.8 | 81.3 | 61.6 | 105.6 | 403.3 | 62.6 | 73.7 | 63.9 | 73.4 | 90.3 | 356.5 | 137 | 112.8 | 110.9 | 80.2 | 94.7 | 329.1 | 47.4 | 93.4 | 60.7 | 59.5 | 75.9 | 382.6 | 85.6 | 80.8 | 99.9 | 67.2 | 47.2 | 320.7 | 114.6 | 102.7 | 62.5 | 60.4 | 54.3 | 504 | 88.4 | 93 | 74.8 | 36.6 | 13.5 | 319.8 | 86.5 | 0 | 0 | 0 | 0 | 39.9 | 3.3 | 5.6 | 6.2 | 4.4 | 6.5 | 34.5 | 3.3 | 4.9 | 4.9 | 5.6 | 5.5 | 30 | 6.8 | 5.8 | 7.4 | 4 | 3.8 | 26.8 | 1.6 | 4.7 | 2.8 | 3 | 3.6 | 32.5 | 7.4 | 7 | 8.7 | 5.8 | 3.5 | 26.3 | 6.6 | 5.9 | 4.8 | 3.8 | 2.6 | 41.8 | 4.3 | 7.9 | 5.1 | 1.9 | 0.6 | 20.1 | 4.4 | 0 | 0 | 0 | 0 | 5.77 | 0.45 | 0.78 | 0.88 | 0.62 | 0.89 | 4.98 | 0.46 | 0.69 | 0.7 | 0.79 | 0.76 | 4.34 | 0.93 | 0.78 | 1.03 | 0.53 | 0.49 | 3.9 | 0.21 | 0.65 | 0.37 | 0.4 | 0.48 | 4.64 | 1.05 | 1.01 | 1.25 | 0.83 | 0.49 | 3.79 | 0.92 | 0.81 | 0.67 | 0.52 | 0.34 | 6.07 | 0.6 | 1.12 | 0.72 | 0.25 | 0.07 | 2.93 | 0.6 | 0 | 0 | 0 | 0 | 27.2 | 6.2 | 6.8 | 6.1 | 4.4 | 8.6 | 24.1 | 5.6 | 5.9 | 4.5 | 4.9 | 7.3 | 22 | 12.5 | 10.2 | 9 | 8 | 10.1 | 21.4 | 5.1 | 8.6 | 5.8 | 5.4 | 7.1 | 22.5 | 4.9 | 4.9 | 6 | 4.2 | 3.6 | 20.3 | 9.7 | 8.6 | 4.8 | 5.2 | 5.5 | 31.7 | 8.5 | 7.3 | 6.7 | 3.3 | 3.5 | 26.7 | 7.9 | 0 | 0 | 0 | 0 | 1841.4 | 380.2 | 415.5 | 349.1 | 283.6 | 546.8 | 1626.2 | 333.3 | 346.5 | 270.9 | 316.5 | 467.6 | 1431 | 772 | 641.6 | 539.3 | 469.3 | 603.5 | 1341.1 | 300.7 | 520.4 | 359.1 | 344.1 | 449.3 | 1664 | 321.1 | 294.4 | 367.9 | 252.3 | 212.3 | 1357 | 589.9 | 546.1 | 271 | 309.1 | 324.3 | 2045.8 | 476.4 | 454.4 | 350.4 | 214.7 | 215.1 | 1638.1 | 487.1 | 0 | 0 | 0 | 0 | 0.27 | 0.04 | 0.05 | 0.06 | 0.03 | 0.05 | 0.24 | 0.04 | 0.05 | 0.04 | 0.04 | 0.04 | 0.22 | 0.07 | 0.06 | 0.07 | 0.05 | 0.06 | 0.22 | 0.03 | 0.05 | 0.03 | 0.03 | 0.04 | 0.19 | 0.04 | 0.05 | 0.06 | 0.04 | 0.03 | 0.19 | 0.06 | 0.05 | 0.04 | 0.04 | 0.04 | 0.32 | 0.06 | 0.06 | 0.06 | 0.02 | 0.01 | 0.24 | 0.05 | 0 | 0 | 0 | 0 | 0.035
| 8 | 136.9976 | 10.399 | 1.491 | 137.7145 | 9.4387 | 606.3858 | 0.078062 | 27.5303 | 146.4363 | 616.7848 | 1.5691 | 165.2448 | 431.9 | 58.2 | 79.2 | 73.9 | 58.4 | 99.9 | 379.9 | 58.1 | 59.8 | 51.7 | 57.9 | 77.3 | 331.7 | 136.6 | 122.3 | 104.4 | 75 | 92.1 | 296.4 | 43.4 | 84.9 | 56.6 | 51.7 | 71.8 | 396.9 | 78.1 | 68.6 | 94.1 | 52.9 | 51.4 | 288.4 | 102.6 | 100.7 | 59.8 | 56.5 | 51.2 | 480.2 | 78.7 | 82.4 | 70.7 | 31.2 | 12.8 | 306.6 | 77.4 | 0 | 0 | 0 | 0 | 36.6 | 2.8 | 5.1 | 5.5 | 4.2 | 5.8 | 31.9 | 3 | 4 | 3.9 | 4.2 | 4.4 | 27.6 | 7 | 6.5 | 6.7 | 3.7 | 3.8 | 23.8 | 1.4 | 4 | 2.8 | 2.4 | 3.4 | 33.9 | 6.9 | 5.7 | 8.3 | 4.3 | 4.1 | 23.2 | 5.9 | 5.7 | 4.7 | 3.6 | 2.3 | 39.3 | 3.8 | 6.9 | 5 | 1.7 | 0.6 | 18.9 | 3.9 | 0 | 0 | 0 | 0 | 5.29 | 0.39 | 0.72 | 0.78 | 0.6 | 0.8 | 4.6 | 0.41 | 0.57 | 0.55 | 0.59 | 0.6 | 4.01 | 0.95 | 0.89 | 0.94 | 0.49 | 0.49 | 3.48 | 0.18 | 0.55 | 0.37 | 0.32 | 0.45 | 4.84 | 0.99 | 0.82 | 1.19 | 0.62 | 0.58 | 3.35 | 0.82 | 0.79 | 0.66 | 0.49 | 0.31 | 5.7 | 0.53 | 0.97 | 0.71 | 0.22 | 0.07 | 2.74 | 0.53 | 0 | 0 | 0 | 0 | 26.1 | 5.4 | 6.3 | 5.5 | 4.1 | 8.5 | 23.3 | 5.3 | 4.8 | 3.7 | 4.1 | 6.5 | 20.7 | 12.3 | 10.8 | 8.7 | 7.6 | 9.8 | 19.7 | 4.8 | 8 | 5.3 | 4.9 | 6.7 | 23.1 | 4.3 | 4.4 | 5.6 | 3.6 | 3.6 | 18.8 | 8.8 | 8.5 | 4.5 | 4.8 | 5.3 | 30.8 | 7.6 | 6.8 | 6.1 | 2.8 | 3.4 | 26 | 7.1 | 0 | 0 | 0 | 0 | 1765 | 329 | 383.2 | 322.7 | 264.8 | 533.5 | 1568 | 313 | 276.7 | 222.8 | 262.7 | 418.6 | 1344.4 | 762.3 | 680.3 | 519.8 | 439.5 | 580.3 | 1206.2 | 278.7 | 485.1 | 326.8 | 308.2 | 427.8 | 1707.6 | 284 | 264 | 342.9 | 212.7 | 213 | 1236.1 | 525.1 | 540.1 | 252.7 | 288 | 310.3 | 1972.6 | 420.2 | 416.5 | 321.9 | 178.4 | 208.3 | 1599.8 | 435.1 | 0 | 0 | 0 | 0 | 0.25 | 0.03 | 0.04 | 0.05 | 0.03 | 0.05 | 0.22 | 0.03 | 0.04 | 0.03 | 0.03 | 0.04 | 0.21 | 0.07 | 0.06 | 0.06 | 0.05 | 0.06 | 0.2 | 0.03 | 0.05 | 0.03 | 0.02 | 0.03 | 0.2 | 0.04 | 0.04 | 0.05 | 0.03 | 0.03 | 0.18 | 0.06 | 0.05 | 0.04 | 0.03 | 0.03 | 0.31 | 0.06 | 0.05 | 0.06 | 0.01 | 0.01 | 0.23 | 0.04 | 0 | 0 | 0 | 0 | 0.036
| 9 | 134.2987 | 10.1245 | 1.4538 | 134.9972 | 9.386 | 589.0223 | 0.081829 | 26.9612 | 143.6847 | 599.1469 | 1.5356 | 161.9585 | 433.7 | 56 | 72.2 | 72.1 | 54 | 101.4 | 382.3 | 54.5 | 51.5 | 55.4 | 57.7 | 73.6 | 336.7 | 138.9 | 121.9 | 105.1 | 73.9 | 90.4 | 291.4 | 43.2 | 82.2 | 56.5 | 52.1 | 70.8 | 408.1 | 78.3 | 64.6 | 96.5 | 51.9 | 46.1 | 293.1 | 96.4 | 101.5 | 56.6 | 54.1 | 48.8 | 478.5 | 74.9 | 80.3 | 70.1 | 32.1 | 12.3 | 316.4 | 72.6 | 0 | 0 | 0 | 0 | 36.6 | 2.7 | 4.3 | 5.4 | 3.8 | 6 | 31.8 | 2.7 | 3.3 | 4.4 | 4.3 | 3.9 | 27.7 | 7.1 | 6.4 | 6.9 | 3.7 | 3.8 | 23.1 | 1.4 | 3.9 | 2.9 | 2.6 | 3.3 | 34.1 | 7 | 5.3 | 8.5 | 4.3 | 3.7 | 23.4 | 5.6 | 5.7 | 4.4 | 3.4 | 2.1 | 38.7 | 3.5 | 6.7 | 4.9 | 1.6 | 0.6 | 19.7 | 3.7 | 0 | 0 | 0 | 0 | 5.3 | 0.38 | 0.61 | 0.76 | 0.53 | 0.82 | 4.62 | 0.38 | 0.46 | 0.63 | 0.6 | 0.53 | 4.06 | 0.98 | 0.87 | 0.96 | 0.49 | 0.49 | 3.39 | 0.18 | 0.52 | 0.4 | 0.35 | 0.43 | 4.88 | 1 | 0.75 | 1.22 | 0.61 | 0.52 | 3.4 | 0.78 | 0.78 | 0.62 | 0.46 | 0.28 | 5.64 | 0.49 | 0.95 | 0.7 | 0.21 | 0.06 | 2.89 | 0.5 | 0 | 0 | 0 | 0 | 26.7 | 5.2 | 6 | 5.4 | 3.9 | 8.5 | 24 | 5 | 4.3 | 3.7 | 4 | 6.4 | 21.8 | 12.5 | 10.8 | 8.6 | 7.4 | 9.6 | 19.8 | 4.7 | 7.9 | 5.1 | 4.7 | 6.7 | 24.7 | 4.3 | 4.2 | 5.7 | 3.5 | 3.3 | 19.5 | 8.2 | 8.6 | 4.3 | 4.6 | 5.1 | 31.4 | 7.3 | 6.6 | 6.1 | 3 | 3.2 | 26.9 | 6.7 | 0 | 0 | 0 | 0 | 1727.2 | 315.3 | 366.1 | 316.2 | 253.6 | 538.4 | 1537.4 | 295.1 | 246.3 | 224.8 | 256.6 | 413.3 | 1309.5 | 772.6 | 685.1 | 516.4 | 431.1 | 567.5 | 1169.7 | 274.9 | 472.2 | 316.1 | 300.8 | 425.2 | 1779.2 | 282 | 253.8 | 349.8 | 208 | 190.8 | 1222.1 | 487.4 | 548.6 | 240.8 | 277.6 | 300.5 | 1953.1 | 400.8 | 405 | 319.3 | 192.2 | 201.9 | 1584.7 | 405.9 | 0 | 0 | 0 | 0 | 0.27 | 0.03 | 0.04 | 0.05 | 0.03 | 0.05 | 0.24 | 0.03 | 0.03 | 0.03 | 0.03 | 0.03 | 0.24 | 0.07 | 0.06 | 0.06 | 0.05 | 0.06 | 0.21 | 0.03 | 0.05 | 0.03 | 0.02 | 0.03 | 0.22 | 0.04 | 0.04 | 0.06 | 0.03 | 0.03 | 0.2 | 0.06 | 0.05 | 0.04 | 0.03 | 0.03 | 0.32 | 0.05 | 0.05 | 0.06 | 0.02 | 0.01 | 0.25 | 0.04 | 0 | 0 | 0 | 0 | 0.037
| 10 | 138.1142 | 10.5777 | 1.5213 | 138.8447 | 9.4918 | 593.8648 | 0.083712 | 27.2118 | 147.606 | 604.4425 | 1.605 | 166.0565 | 447.4 | 57.4 | 74.8 | 72.8 | 54.8 | 104.1 | 392.8 | 54.2 | 51.3 | 54.9 | 54.1 | 83.1 | 342.4 | 132.3 | 117.6 | 104.5 | 70.9 | 90.1 | 303.2 | 41.7 | 81.9 | 56.7 | 52.5 | 70 | 417.8 | 78.6 | 68.5 | 101.6 | 49.8 | 47.5 | 305.9 | 93 | 107.8 | 56 | 54.3 | 47.3 | 494.5 | 75.9 | 81.3 | 70.2 | 31.2 | 12 | 321.3 | 70.6 | 0 | 0 | 0 | 0 | 38 | 3 | 4.7 | 5.4 | 3.9 | 6.3 | 33 | 2.8 | 3.2 | 4.4 | 3.9 | 5 | 28 | 6.7 | 5.7 | 6.8 | 3.4 | 3.8 | 23.8 | 1.4 | 3.7 | 2.9 | 2.6 | 3.3 | 33.5 | 7.1 | 5.8 | 9.2 | 4.1 | 3.8 | 24.4 | 5.3 | 6.3 | 4.4 | 3.3 | 2.1 | 40.4 | 3.7 | 6.9 | 4.9 | 1.6 | 0.6 | 20.5 | 3.6 | 0 | 0 | 0 | 0 | 5.53 | 0.42 | 0.66 | 0.76 | 0.54 | 0.86 | 4.8 | 0.38 | 0.45 | 0.62 | 0.54 | 0.68 | 4.1 | 0.91 | 0.77 | 0.95 | 0.45 | 0.5 | 3.51 | 0.18 | 0.5 | 0.39 | 0.34 | 0.43 | 4.84 | 1.01 | 0.83 | 1.31 | 0.58 | 0.54 | 3.55 | 0.75 | 0.86 | 0.62 | 0.46 | 0.28 | 5.9 | 0.52 | 0.97 | 0.69 | 0.22 | 0.06 | 3 | 0.49 | 0 | 0 | 0 | 0 | 27.3 | 5.1 | 6 | 5.5 | 3.9 | 8.6 | 24.4 | 5 | 4.4 | 3.7 | 3.9 | 6.8 | 22.4 | 12 | 10.8 | 8.6 | 7.3 | 9.5 | 21 | 4.5 | 8 | 5.2 | 4.8 | 6.6 | 27.3 | 4.3 | 4.3 | 5.9 | 3.4 | 3.3 | 20.4 | 8 | 9 | 4.2 | 4.7 | 4.9 | 32.2 | 7.3 | 6.6 | 6.1 | 2.8 | 3.2 | 26.7 | 6.5 | 0 | 0 | 0 | 0 | 1748.2 | 312.6 | 368 | 321.6 | 254.3 | 543.5 | 1546.2 | 292.2 | 249 | 225.6 | 249.6 | 435.1 | 1334.7 | 742.3 | 683.2 | 516.2 | 420.6 | 562.9 | 1194.4 | 264.5 | 479.1 | 322.3 | 306.9 | 419 | 1796.8 | 280 | 260.2 | 359.5 | 201.5 | 195.7 | 1276.8 | 471.8 | 571.4 | 236.1 | 280.7 | 288.8 | 1970.4 | 396.6 | 403.5 | 321.3 | 180.6 | 199.1 | 1607.2 | 393 | 0 | 0 | 0 | 0 | 0.28 | 0.03 | 0.04 | 0.05 | 0.03 | 0.05 | 0.25 | 0.03 | 0.04 | 0.03 | 0.03 | 0.04 | 0.24 | 0.07 | 0.06 | 0.06 | 0.05 | 0.06 | 0.23 | 0.03 | 0.05 | 0.03 | 0.03 | 0.03 | 0.26 | 0.04 | 0.04 | 0.06 | 0.03 | 0.03 | 0.21 | 0.05 | 0.05 | 0.04 | 0.03 | 0.03 | 0.34 | 0.06 | 0.05 | 0.06 | 0.01 | 0.01 | 0.25 | 0.04 | 0 | 0 | 0 | 0 | 0.037
| 11 | 139.1569 | 10.6163 | 1.5223 | 139.8888 | 9.6624 | 600.25 | 0.085595 | 27.5732 | 148.8193 | 610.8663 | 1.6079 | 167.462 | 455.5 | 57.4 | 76 | 69.4 | 54 | 106.2 | 392.6 | 53.6 | 49.7 | 47.7 | 59.1 | 86.7 | 341.8 | 133.6 | 119 | 102.8 | 71.1 | 93.1 | 310.3 | 42.5 | 81.5 | 54.3 | 50.7 | 70.3 | 421 | 78.7 | 65.2 | 101.2 | 44.3 | 51.3 | 316.6 | 92.8 | 101.1 | 54.3 | 52.7 | 46.3 | 494.5 | 74.9 | 81.5 | 70.8 | 31.3 | 12.1 | 320.2 | 70.5 | 0 | 0 | 0 | 0 | 38.6 | 2.9 | 4.8 | 5.1 | 3.8 | 6.6 | 32.4 | 2.8 | 3 | 3.6 | 4.4 | 5.6 | 27.5 | 6.8 | 6.1 | 6.6 | 3.5 | 4.1 | 24 | 1.4 | 3.6 | 2.6 | 2.4 | 3.3 | 33 | 6.9 | 5.4 | 9.1 | 3.4 | 4.2 | 25 | 5.4 | 5.5 | 4.3 | 3.3 | 2.1 | 40 | 3.7 | 6.9 | 5 | 1.7 | 0.6 | 19.9 | 3.5 | 0 | 0 | 0 | 0 | 5.61 | 0.39 | 0.68 | 0.71 | 0.54 | 0.91 | 4.72 | 0.39 | 0.42 | 0.51 | 0.62 | 0.77 | 4.03 | 0.93 | 0.82 | 0.92 | 0.46 | 0.54 | 3.56 | 0.18 | 0.49 | 0.36 | 0.32 | 0.43 | 4.77 | 0.98 | 0.77 | 1.31 | 0.48 | 0.6 | 3.66 | 0.76 | 0.75 | 0.61 | 0.45 | 0.27 | 5.84 | 0.52 | 0.98 | 0.7 | 0.23 | 0.06 | 2.91 | 0.48 | 0 | 0 | 0 | 0 | 28 | 5.3 | 6.1 | 5.3 | 3.9 | 8.6 | 25 | 4.9 | 4.4 | 3.4 | 4.1 | 6.7 | 23 | 12.1 | 10.7 | 8.6 | 7.2 | 9.6 | 22.1 | 4.6 | 8 | 5.1 | 4.7 | 6.6 | 28.3 | 4.4 | 4.2 | 5.9 | 3.2 | 3.5 | 21.5 | 7.9 | 8.7 | 4.1 | 4.6 | 4.8 | 32.6 | 7.2 | 6.6 | 6.2 | 2.8 | 3.2 | 27.2 | 6.5 | 0 | 0 | 0 | 0 | 1780.1 | 320.4 | 371.8 | 309.9 | 250.5 | 543.3 | 1576.9 | 285 | 248.2 | 205.6 | 262.1 | 434.7 | 1344.4 | 744.5 | 676.3 | 514.3 | 418.3 | 573.3 | 1211.9 | 269.2 | 478.6 | 313.8 | 300.1 | 420.5 | 1844.2 | 291.6 | 251.3 | 358.2 | 189.6 | 205.6 | 1304.6 | 465.9 | 554.3 | 227.1 | 271.9 | 283 | 1991.6 | 389.6 | 402.5 | 323 | 178.8 | 200.3 | 1622.7 | 396 | 0 | 0 | 0 | 0 | 0.29 | 0.03 | 0.04 | 0.05 | 0.03 | 0.05 | 0.26 | 0.03 | 0.03 | 0.03 | 0.03 | 0.04 | 0.25 | 0.07 | 0.06 | 0.06 | 0.05 | 0.06 | 0.25 | 0.03 | 0.05 | 0.03 | 0.02 | 0.03 | 0.27 | 0.04 | 0.04 | 0.06 | 0.03 | 0.03 | 0.22 | 0.05 | 0.05 | 0.04 | 0.03 | 0.03 | 0.34 | 0.05 | 0.05 | 0.06 | 0.01 | 0.01 | 0.25 | 0.04 | 0 | 0 | 0 | 0 | 0.037
| 12 | 139.0332 | 10.5659 | 1.5181 | 139.7625 | 9.7588 | 596.4387 | 0.087479 | 27.5566 | 148.792 | 607.0046 | 1.6055 | 167.3191 | 452.1 | 57.1 | 76.4 | 71.4 | 55.1 | 104.9 | 395.2 | 55.7 | 49.7 | 46 | 55.3 | 74.7 | 347.4 | 133.3 | 113.7 | 99 | 69.6 | 88.9 | 314.4 | 40.1 | 78.7 | 54.3 | 51.2 | 71.2 | 408.1 | 77.7 | 65.6 | 97.4 | 46 | 40.5 | 313.3 | 93.3 | 100.4 | 51.7 | 51.6 | 47.1 | 493 | 75.2 | 80.7 | 70.5 | 32 | 12.4 | 319.3 | 71.6 | 0 | 0 | 0 | 0 | 37.6 | 3.1 | 4.9 | 5.3 | 4 | 6.5 | 32.4 | 3.1 | 3 | 3.4 | 4 | 4.1 | 27.5 | 6.8 | 5.6 | 6.1 | 3.3 | 3.6 | 24 | 1.4 | 3.4 | 2.7 | 2.4 | 3.3 | 31.2 | 6.9 | 5.5 | 8.7 | 3.5 | 3.1 | 24.1 | 5.4 | 5.6 | 4.1 | 3.1 | 2.2 | 39.6 | 3.8 | 6.9 | 5.1 | 1.6 | 0.6 | 19.3 | 3.7 | 0 | 0 | 0 | 0 | 5.49 | 0.42 | 0.68 | 0.75 | 0.56 | 0.89 | 4.73 | 0.44 | 0.43 | 0.48 | 0.56 | 0.56 | 4.05 | 0.93 | 0.75 | 0.85 | 0.44 | 0.47 | 3.56 | 0.18 | 0.46 | 0.37 | 0.32 | 0.44 | 4.51 | 0.99 | 0.78 | 1.25 | 0.5 | 0.44 | 3.53 | 0.77 | 0.76 | 0.58 | 0.43 | 0.29 | 5.79 | 0.54 | 0.97 | 0.72 | 0.22 | 0.06 | 2.83 | 0.5 | 0 | 0 | 0 | 0 | 28.7 | 5.1 | 6.1 | 5.4 | 3.9 | 8.5 | 25.5 | 4.8 | 4.3 | 3.4 | 4 | 6.4 | 24 | 12 | 10.4 | 8.5 | 7.2 | 9.5 | 22.7 | 4.3 | 7.8 | 5 | 4.8 | 6.7 | 28.1 | 4.3 | 4.2 | 5.7 | 3.4 | 3 | 22 | 7.9 | 8.6 | 3.9 | 4.5 | 4.9 | 32.8 | 7.1 | 6.5 | 5.9 | 2.9 | 3.2 | 27.8 | 6.5 | 0 | 0 | 0 | 0 | 1772.3 | 307.6 | 373 | 314.4 | 250.9 | 540 | 1578.6 | 283.9 | 245.3 | 201.8 | 252.8 | 409 | 1359.6 | 741.1 | 658.1 | 507.4 | 413.4 | 561.5 | 1237.9 | 250.5 | 467.6 | 309.9 | 303.4 | 425.9 | 1843.5 | 280.9 | 252.5 | 348.2 | 196.9 | 175.7 | 1316.5 | 468.4 | 546.3 | 218 | 269.7 | 285.1 | 1992.8 | 382.2 | 398.4 | 313.5 | 185.5 | 203 | 1639.1 | 395.7 | 0 | 0 | 0 | 0 | 0.3 | 0.03 | 0.04 | 0.05 | 0.03 | 0.05 | 0.27 | 0.03 | 0.03 | 0.03 | 0.03 | 0.04 | 0.27 | 0.07 | 0.06 | 0.06 | 0.05 | 0.06 | 0.26 | 0.03 | 0.05 | 0.03 | 0.02 | 0.03 | 0.26 | 0.04 | 0.04 | 0.06 | 0.03 | 0.03 | 0.23 | 0.06 | 0.05 | 0.04 | 0.03 | 0.03 | 0.34 | 0.06 | 0.05 | 0.06 | 0.01 | 0.01 | 0.26 | 0.04 | 0 | 0 | 0 | 0 | 0.038
| 13 | 137.215 | 10.3555 | 1.4925 | 137.931 | 9.6648 | 590.4868 | 0.087479 | 27.2852 | 146.8798 | 600.8423 | 1.58 | 165.2162 | 447.6 | 56.4 | 73.2 | 70.4 | 57.9 | 101.6 | 388.4 | 52.9 | 50.2 | 47.6 | 51.6 | 76.3 | 349.8 | 132.4 | 118.9 | 96.3 | 73 | 91.9 | 317.7 | 38 | 81.6 | 54.8 | 50.2 | 71.3 | 403.4 | 75.2 | 58.7 | 94.4 | 43 | 45.2 | 310.9 | 92.8 | 96 | 50.9 | 50.8 | 45.5 | 483.7 | 73.8 | 77.8 | 70.5 | 31.2 | 12.4 | 320.4 | 71.4 | 0 | 0 | 0 | 0 | 36.9 | 3.1 | 4.6 | 5.2 | 4.2 | 6.2 | 31.4 | 2.9 | 3.1 | 3.5 | 3.6 | 4.4 | 27.5 | 6.8 | 6.3 | 5.9 | 3.7 | 4.1 | 24.2 | 1.3 | 3.7 | 2.7 | 2.3 | 3.4 | 30.7 | 6.5 | 4.6 | 8.4 | 3.2 | 3.6 | 23.6 | 5.4 | 5.3 | 3.9 | 3 | 2 | 38.5 | 3.8 | 6.6 | 5.1 | 1.4 | 0.6 | 19.4 | 3.6 | 0 | 0 | 0 | 0 | 5.39 | 0.43 | 0.64 | 0.74 | 0.59 | 0.85 | 4.59 | 0.41 | 0.44 | 0.5 | 0.51 | 0.6 | 4.06 | 0.93 | 0.86 | 0.82 | 0.5 | 0.54 | 3.59 | 0.17 | 0.51 | 0.36 | 0.31 | 0.45 | 4.43 | 0.93 | 0.66 | 1.21 | 0.45 | 0.51 | 3.46 | 0.76 | 0.72 | 0.56 | 0.41 | 0.26 | 5.63 | 0.54 | 0.93 | 0.73 | 0.19 | 0.06 | 2.85 | 0.5 | 0 | 0 | 0 | 0 | 28.7 | 4.9 | 6 | 5.3 | 4 | 8.3 | 25.6 | 4.7 | 4.3 | 3.5 | 3.8 | 6.4 | 24.3 | 11.9 | 10.5 | 8.3 | 7.3 | 9.5 | 23.2 | 4.1 | 7.9 | 5.1 | 4.7 | 6.6 | 28.1 | 4.3 | 4 | 5.7 | 3.3 | 3.2 | 22.2 | 7.9 | 8.3 | 3.9 | 4.5 | 4.8 | 32.6 | 7 | 6.3 | 5.9 | 2.9 | 3.3 | 27.7 | 6.6 | 0 | 0 | 0 | 0 | 1765.4 | 300.5 | 362.9 | 309.6 | 261.5 | 525.6 | 1562.7 | 271.7 | 244.5 | 210.7 | 240.7 | 410 | 1371.6 | 734.3 | 662.7 | 495.5 | 423 | 563.5 | 1236.4 | 235.2 | 472.7 | 315.1 | 301 | 421.5 | 1824.5 | 280.5 | 239.4 | 338.2 | 191.5 | 187.9 | 1313.9 | 464.6 | 526.2 | 218.1 | 271 | 280.1 | 1969.4 | 373.3 | 388.3 | 311.8 | 189 | 202.7 | 1640.9 | 395.9 | 0 | 0 | 0 | 0 | 0.3 | 0.03 | 0.04 | 0.05 | 0.03 | 0.05 | 0.27 | 0.03 | 0.03 | 0.03 | 0.03 | 0.04 | 0.27 | 0.07 | 0.06 | 0.06 | 0.05 | 0.06 | 0.27 | 0.02 | 0.05 | 0.03 | 0.02 | 0.03 | 0.26 | 0.04 | 0.04 | 0.06 | 0.03 | 0.03 | 0.23 | 0.05 | 0.05 | 0.04 | 0.03 | 0.03 | 0.34 | 0.06 | 0.05 | 0.06 | 0.01 | 0.01 | 0.26 | 0.04 | 0 | 0 | 0 | 0 | 0.038
| 14 | 136.7532 | 10.2227 | 1.4723 | 137.4597 | 9.7333 | 592.8785 | 0.087479 | 27.425 | 146.4865 | 603.1013 | 1.5598 | 164.8847 | 443.4 | 56.8 | 72 | 73.7 | 55.5 | 101.1 | 390.8 | 53 | 56.7 | 44.7 | 54.6 | 77.1 | 343.2 | 132.4 | 111.3 | 100.1 | 68.6 | 92.9 | 321.5 | 39.8 | 80.9 | 55 | 53.1 | 70.1 | 407.8 | 74.7 | 60.6 | 96 | 49.2 | 45.4 | 317.1 | 91.7 | 97.3 | 49.3 | 51.1 | 45.8 | 484.6 | 73.1 | 78.6 | 75.4 | 31.5 | 12.6 | 322 | 72.6 | 0 | 0 | 0 | 0 | 36.5 | 2.9 | 4.4 | 5.5 | 4 | 6.2 | 31.7 | 2.9 | 3.9 | 3.2 | 3.9 | 4.5 | 26.7 | 6.8 | 5.4 | 6.2 | 3.2 | 4.1 | 24.4 | 1.4 | 3.5 | 2.7 | 2.6 | 3.4 | 31 | 6.5 | 4.8 | 8.7 | 3.9 | 3.6 | 24.3 | 5.2 | 5.6 | 3.8 | 3.1 | 2 | 38.5 | 3.6 | 6.6 | 5.5 | 1.5 | 0.6 | 19.8 | 3.6 | 0 | 0 | 0 | 0 | 5.33 | 0.4 | 0.61 | 0.78 | 0.57 | 0.85 | 4.63 | 0.4 | 0.55 | 0.45 | 0.55 | 0.61 | 3.95 | 0.93 | 0.73 | 0.85 | 0.42 | 0.53 | 3.62 | 0.19 | 0.47 | 0.37 | 0.35 | 0.45 | 4.48 | 0.93 | 0.68 | 1.24 | 0.56 | 0.5 | 3.56 | 0.73 | 0.77 | 0.54 | 0.42 | 0.26 | 5.63 | 0.51 | 0.93 | 0.78 | 0.19 | 0.06 | 2.91 | 0.5 | 0 | 0 | 0 | 0 | 28.6 | 5.1 | 5.9 | 5.6 | 3.9 | 8.3 | 25.7 | 4.7 | 4.5 | 3.4 | 3.9 | 6.4 | 24.2 | 11.9 | 10.2 | 8.6 | 7.2 | 9.6 | 23.5 | 4.2 | 8 | 5.1 | 4.9 | 6.5 | 28.3 | 4.2 | 4.1 | 5.7 | 3.4 | 3.3 | 22.4 | 7.9 | 8.1 | 3.8 | 4.5 | 4.9 | 32.8 | 7.1 | 6.5 | 6.3 | 3 | 3.3 | 27.7 | 6.7 | 0 | 0 | 0 | 0 | 1752.6 | 310.6 | 362.5 | 323 | 251.6 | 523.2 | 1567.4 | 275.8 | 258.2 | 203.8 | 251 | 410.5 | 1352.5 | 733.5 | 645.1 | 515.2 | 413.6 | 572.5 | 1263.4 | 243 | 479.6 | 314.5 | 310 | 412.7 | 1846.3 | 275.9 | 247.1 | 339.7 | 202.6 | 191.9 | 1334.4 | 468.9 | 518.1 | 210.9 | 268.7 | 284 | 1970.3 | 375.7 | 397.6 | 332.4 | 190.2 | 203.5 | 1621.5 | 404.8 | 0 | 0 | 0 | 0 | 0.3 | 0.03 | 0.04 | 0.05 | 0.03 | 0.05 | 0.27 | 0.03 | 0.04 | 0.03 | 0.03 | 0.04 | 0.27 | 0.07 | 0.05 | 0.06 | 0.05 | 0.06 | 0.27 | 0.03 | 0.05 | 0.03 | 0.03 | 0.03 | 0.26 | 0.04 | 0.04 | 0.06 | 0.03 | 0.03 | 0.23 | 0.05 | 0.05 | 0.04 | 0.03 | 0.03 | 0.34 | 0.06 | 0.05 | 0.06 | 0.01 | 0.01 | 0.26 | 0.04 | 0 | 0 | 0 | 0 | 0.038
| 15 | 141.9568 | 10.5863 | 1.5188 | 142.6869 | 10.1262 | 619.8484 | 0.087479 | 28.6216 | 152.083 | 630.4347 | 1.6063 | 171.3085 | 450.5 | 63.4 | 72.3 | 79 | 66.2 | 108.7 | 395.9 | 58.6 | 61.6 | 51.6 | 58.4 | 78.7 | 354.1 | 135.9 | 114 | 111.5 | 78.3 | 99.7 | 331.1 | 43.2 | 84.4 | 58.8 | 56.9 | 75 | 405.6 | 84.3 | 56.2 | 102.4 | 51.3 | 51.2 | 333.2 | 99.1 | 107.4 | 55.4 | 56.1 | 51.7 | 496.7 | 82.3 | 83.3 | 84.4 | 40.8 | 13.8 | 326.4 | 81.3 | 0 | 0 | 0 | 0 | 36.9 | 3.4 | 4.4 | 5.8 | 5.1 | 6.8 | 32 | 3.4 | 4.3 | 3.9 | 4.1 | 4.4 | 27.8 | 7.1 | 5.4 | 7 | 3.9 | 4.5 | 25 | 1.7 | 4 | 2.9 | 2.9 | 3.8 | 30.3 | 7.5 | 4.1 | 9.3 | 4.1 | 3.9 | 25.7 | 5.7 | 6.7 | 4.3 | 3.7 | 2.5 | 39.8 | 4.2 | 7 | 6 | 1.7 | 0.6 | 20.1 | 4.3 | 0 | 0 | 0 | 0 | 5.37 | 0.46 | 0.61 | 0.83 | 0.72 | 0.94 | 4.67 | 0.47 | 0.61 | 0.55 | 0.58 | 0.6 | 4.09 | 0.98 | 0.72 | 0.97 | 0.52 | 0.59 | 3.71 | 0.23 | 0.54 | 0.39 | 0.4 | 0.51 | 4.37 | 1.07 | 0.59 | 1.33 | 0.58 | 0.56 | 3.75 | 0.8 | 0.93 | 0.61 | 0.51 | 0.34 | 5.81 | 0.6 | 0.99 | 0.85 | 0.23 | 0.07 | 2.95 | 0.59 | 0 | 0 | 0 | 0 | 29.2 | 5.6 | 6 | 6 | 4.3 | 8.7 | 26 | 5 | 4.7 | 3.7 | 4.3 | 6.7 | 24.6 | 12.1 | 10.6 | 9.4 | 7.9 | 10.2 | 24.3 | 4.4 | 8.1 | 5.5 | 5.1 | 6.7 | 28.7 | 4.6 | 4.2 | 6.1 | 3.6 | 3.7 | 23.3 | 8.5 | 8.5 | 4.2 | 4.6 | 5.2 | 33.2 | 7.7 | 6.6 | 7.1 | 4 | 3.4 | 27.9 | 7.3 | 0 | 0 | 0 | 0 | 1801.6 | 343 | 366.3 | 348.1 | 283.1 | 551.4 | 1600.2 | 296 | 275.3 | 224.6 | 270.8 | 429.1 | 1400.7 | 745.1 | 671.4 | 563.9 | 458.7 | 608.4 | 1309.6 | 256.9 | 485.3 | 338.5 | 323.8 | 429.7 | 1878.6 | 305 | 244.4 | 360.8 | 211.7 | 220 | 1403.9 | 503.6 | 544 | 235.9 | 277.1 | 303.9 | 2013 | 418.4 | 407.3 | 382.7 | 255.9 | 213.3 | 1655.4 | 444.3 | 0 | 0 | 0 | 0 | 0.3 | 0.03 | 0.04 | 0.05 | 0.03 | 0.06 | 0.27 | 0.03 | 0.04 | 0.03 | 0.03 | 0.04 | 0.27 | 0.07 | 0.06 | 0.07 | 0.05 | 0.06 | 0.27 | 0.03 | 0.05 | 0.03 | 0.03 | 0.04 | 0.26 | 0.04 | 0.04 | 0.07 | 0.03 | 0.03 | 0.24 | 0.06 | 0.05 | 0.04 | 0.03 | 0.03 | 0.35 | 0.06 | 0.05 | 0.07 | 0.02 | 0.01 | 0.26 | 0.04 | 0 | 0 | 0 | 0 | 0.038
| 16 | 165.9949 | 12.2551 | 1.7621 | 166.8412 | 11.9389 | 731.4255 | 0.10406 | 33.7638 | 177.9338 | 743.6807 | 1.8662 | 200.605 | 482.1 | 92.7 | 91 | 95.6 | 89.6 | 136.3 | 425.8 | 73.7 | 79.7 | 71.6 | 80.2 | 94.5 | 386.7 | 151.6 | 125.2 | 127.1 | 96.6 | 118 | 373.1 | 59.6 | 114.1 | 77.9 | 64 | 85.3 | 408.5 | 115.1 | 73.6 | 117.4 | 78 | 64.7 | 381.6 | 119.1 | 124.1 | 83.3 | 69.7 | 62.6 | 522.3 | 114.4 | 102.6 | 102.3 | 64.2 | 20.7 | 349.2 | 117.6 | 0 | 0 | 0 | 0 | 38.9 | 5.2 | 6 | 7.1 | 6.7 | 8.6 | 34 | 4.3 | 5.8 | 5.6 | 5.4 | 5.1 | 29.7 | 8 | 6 | 7.5 | 4.7 | 4.9 | 28.3 | 2.6 | 5.8 | 4 | 3.5 | 4.5 | 30.1 | 9.9 | 5.9 | 10.1 | 6.7 | 4.7 | 29.3 | 6.4 | 7.7 | 5.8 | 4.5 | 3 | 41.5 | 6.5 | 8.6 | 6.8 | 2.4 | 0.8 | 21.4 | 6.4 | 0 | 0 | 0 | 0 | 5.68 | 0.72 | 0.85 | 1 | 0.95 | 1.19 | 4.95 | 0.61 | 0.82 | 0.79 | 0.76 | 0.69 | 4.37 | 1.1 | 0.81 | 1.03 | 0.62 | 0.64 | 4.18 | 0.36 | 0.79 | 0.55 | 0.47 | 0.6 | 4.33 | 1.42 | 0.84 | 1.45 | 0.95 | 0.66 | 4.27 | 0.89 | 1.07 | 0.82 | 0.63 | 0.4 | 6.06 | 0.92 | 1.22 | 0.95 | 0.31 | 0.09 | 3.13 | 0.88 | 0 | 0 | 0 | 0 | 31.8 | 8 | 7 | 7.3 | 6 | 10.8 | 28.4 | 6.2 | 5.9 | 4.9 | 6 | 8.2 | 27.5 | 13.4 | 11.6 | 11 | 9.6 | 12.2 | 27.2 | 5.9 | 10.4 | 7 | 5.6 | 7.6 | 29.3 | 6.6 | 4.9 | 7.5 | 4.9 | 4.9 | 26.6 | 10.6 | 9.9 | 6.6 | 5.7 | 6.2 | 35.3 | 10.1 | 7.8 | 9 | 6.6 | 4.3 | 29.9 | 10.3 | 0 | 0 | 0 | 0 | 1959.8 | 489.8 | 433.1 | 422.9 | 393.3 | 689.2 | 1759.9 | 371.7 | 348.7 | 302.1 | 383.9 | 526.2 | 1575.7 | 832.2 | 733.4 | 671.4 | 570.8 | 741.6 | 1498.7 | 338 | 637.4 | 440 | 354.6 | 482.8 | 1926.8 | 431.3 | 295.6 | 442.1 | 299.2 | 294.9 | 1642.2 | 630.1 | 631.2 | 390.2 | 345.5 | 370.3 | 2134.8 | 566.7 | 482.1 | 493.9 | 420.4 | 267.4 | 1800 | 635.2 | 0 | 0 | 0 | 0 | 0.33 | 0.05 | 0.05 | 0.06 | 0.04 | 0.07 | 0.29 | 0.04 | 0.05 | 0.04 | 0.04 | 0.04 | 0.3 | 0.08 | 0.06 | 0.07 | 0.06 | 0.07 | 0.3 | 0.04 | 0.06 | 0.04 | 0.03 | 0.04 | 0.26 | 0.06 | 0.04 | 0.07 | 0.05 | 0.04 | 0.26 | 0.07 | 0.06 | 0.05 | 0.04 | 0.04 | 0.37 | 0.08 | 0.06 | 0.08 | 0.03 | 0.02 | 0.27 | 0.06 | 0 | 0 | 0 | 0 | 0.038
| 17 | 201.4162 | 14.4253 | 2.0668 | 202.4103 | 14.9426 | 902.3339 | 0.12988 | 41.8676 | 216.3588 | 916.7592 | 2.1966 | 244.2779 | 541.6 | 139.7 | 119.5 | 106.3 | 112.9 | 175.8 | 480.6 | 103.8 | 91.7 | 99 | 119.8 | 143.6 | 444.6 | 184.7 | 143.3 | 160.4 | 134.8 | 147.2 | 424.4 | 90.2 | 155.2 | 104.4 | 81.5 | 106.2 | 422.8 | 152.2 | 91 | 138.2 | 104 | 95.6 | 444.3 | 170.3 | 141.6 | 121.9 | 95 | 82 | 572.6 | 159.9 | 132.4 | 119.1 | 111.2 | 34.3 | 385.4 | 157.1 | 0 | 0 | 0 | 0 | 44.3 | 7.1 | 8.2 | 7.2 | 7.5 | 9.3 | 39 | 5.9 | 6.4 | 7 | 7.5 | 7 | 34.1 | 9.8 | 6.7 | 8.7 | 5.7 | 5.1 | 30.7 | 3.8 | 7.5 | 4.7 | 4.2 | 5.6 | 31.2 | 12.1 | 7.7 | 11.5 | 8 | 6.1 | 33.5 | 9.5 | 8.4 | 7.5 | 5.7 | 4 | 45.5 | 8.8 | 10.9 | 7 | 3.7 | 1.1 | 23.8 | 7.5 | 0 | 0 | 0 | 0 | 6.46 | 0.98 | 1.16 | 1.01 | 1.04 | 1.26 | 5.68 | 0.82 | 0.9 | 0.98 | 1.05 | 0.94 | 5.03 | 1.35 | 0.91 | 1.19 | 0.74 | 0.64 | 4.52 | 0.53 | 1.03 | 0.64 | 0.56 | 0.75 | 4.49 | 1.72 | 1.1 | 1.64 | 1.13 | 0.85 | 4.86 | 1.33 | 1.15 | 1.03 | 0.79 | 0.53 | 6.66 | 1.24 | 1.55 | 0.98 | 0.46 | 0.12 | 3.46 | 1.02 | 0 | 0 | 0 | 0 | 35.2 | 12.7 | 9.1 | 8.9 | 8.5 | 15.5 | 31.4 | 9 | 7.1 | 7.3 | 9.5 | 13.1 | 31.6 | 16.3 | 13.6 | 14.4 | 13.7 | 15.9 | 32.2 | 9.2 | 14.7 | 10.1 | 7.3 | 9.4 | 30.1 | 9.7 | 5.8 | 9 | 7.2 | 7.7 | 31.4 | 14.8 | 11.7 | 10.2 | 8 | 7.9 | 38.7 | 14.2 | 9.8 | 11.2 | 11.8 | 5.9 | 32.7 | 14.8 | 0 | 0 | 0 | 0 | 2163.9 | 767.5 | 539 | 500.1 | 552.6 | 988.6 | 1955.9 | 532.7 | 414.9 | 457.4 | 603.5 | 835.6 | 1806.3 | 1010.4 | 828.4 | 879.3 | 842.6 | 979.8 | 1833.3 | 507.4 | 861.6 | 608.3 | 464.8 | 599.7 | 2005.1 | 622.8 | 340.7 | 534.4 | 444.7 | 479.5 | 1991.6 | 877.2 | 737.3 | 628.3 | 496 | 484.3 | 2331 | 812.9 | 595.8 | 612.4 | 752 | 370.3 | 2000.9 | 895.8 | 0 | 0 | 0 | 0 | 0.37 | 0.08 | 0.07 | 0.08 | 0.05 | 0.09 | 0.32 | 0.06 | 0.06 | 0.05 | 0.06 | 0.07 | 0.34 | 0.1 | 0.08 | 0.09 | 0.08 | 0.08 | 0.34 | 0.06 | 0.09 | 0.06 | 0.04 | 0.05 | 0.26 | 0.08 | 0.06 | 0.09 | 0.06 | 0.05 | 0.3 | 0.1 | 0.07 | 0.07 | 0.05 | 0.05 | 0.4 | 0.1 | 0.08 | 0.09 | 0.05 | 0.02 | 0.29 | 0.09 | 0 | 0 | 0 | 0 | 0.038
| 18 | 224.7931 | 15.2718 | 2.1802 | 225.8434 | 17.4627 | 1048.359 | 0.14702 | 48.744 | 242.2559 | 1063.6309 | 2.3273 | 274.5874 | 576.8 | 168.5 | 136.3 | 121 | 131.9 | 202.3 | 518.4 | 128.4 | 101.4 | 119.7 | 143.1 | 178.4 | 478.2 | 201.5 | 136.5 | 171.4 | 165 | 172.1 | 457.2 | 107.9 | 178.8 | 121.9 | 98.1 | 124.6 | 426.7 | 174 | 101.7 | 145.9 | 125.7 | 125.7 | 483.6 | 213.8 | 133.7 | 153.5 | 110.2 | 97.8 | 602.4 | 190.3 | 153.4 | 144 | 151.1 | 53.8 | 398.7 | 187 | 0 | 0 | 0 | 0 | 47.1 | 7.3 | 8.7 | 7.8 | 7.7 | 9.4 | 42.5 | 6.6 | 7 | 7.7 | 8 | 7.6 | 36.8 | 10.3 | 6.2 | 8.8 | 6.3 | 5.7 | 32.2 | 4.1 | 7.9 | 5.2 | 4.5 | 5.9 | 31.8 | 13.1 | 8.1 | 11.6 | 8.1 | 6.8 | 36.3 | 11.6 | 7.3 | 8.2 | 6.2 | 4.2 | 48.3 | 9.1 | 11.5 | 8.5 | 4.5 | 1.4 | 24 | 8.1 | 0 | 0 | 0 | 0 | 6.86 | 0.99 | 1.23 | 1.09 | 1.06 | 1.24 | 6.19 | 0.92 | 0.99 | 1.08 | 1.1 | 0.99 | 5.41 | 1.4 | 0.84 | 1.19 | 0.81 | 0.7 | 4.74 | 0.57 | 1.09 | 0.72 | 0.59 | 0.78 | 4.59 | 1.86 | 1.17 | 1.66 | 1.12 | 0.93 | 5.26 | 1.62 | 1.01 | 1.12 | 0.84 | 0.54 | 7.04 | 1.28 | 1.64 | 1.2 | 0.54 | 0.15 | 3.48 | 1.1 | 0 | 0 | 0 | 0 | 37.4 | 16.6 | 11.1 | 10.5 | 10.9 | 19.1 | 33.4 | 11.8 | 7.9 | 9.6 | 12.3 | 17.3 | 34 | 18.2 | 13.2 | 15.9 | 17.2 | 18.7 | 35.5 | 11.5 | 17.6 | 12.3 | 9.3 | 11.6 | 30.1 | 11.8 | 7 | 10 | 10.1 | 11.1 | 34.2 | 19.1 | 11.5 | 13.8 | 9.6 | 9.9 | 40.2 | 18.3 | 12.2 | 13.3 | 16.5 | 8.2 | 34.4 | 18.3 | 0 | 0 | 0 | 0 | 2325.8 | 988.2 | 638.1 | 584.5 | 702.5 | 1215 | 2081.5 | 684.5 | 461.5 | 572.3 | 770.5 | 1105.7 | 1950 | 1125.1 | 792.7 | 967.4 | 1066.9 | 1162 | 2023.7 | 619.7 | 1024.1 | 695.7 | 590.9 | 742.9 | 1991.2 | 743.3 | 391 | 577.7 | 624.2 | 695.9 | 2188.3 | 1104.4 | 724.6 | 856.2 | 601.1 | 607.6 | 2457.2 | 1026.4 | 721.3 | 726 | 1043.3 | 506.8 | 2112.7 | 1104.6 | 0 | 0 | 0 | 0 | 0.39 | 0.1 | 0.09 | 0.09 | 0.06 | 0.1 | 0.35 | 0.08 | 0.06 | 0.07 | 0.07 | 0.08 | 0.36 | 0.11 | 0.08 | 0.1 | 0.09 | 0.09 | 0.37 | 0.08 | 0.11 | 0.08 | 0.05 | 0.06 | 0.27 | 0.09 | 0.07 | 0.09 | 0.07 | 0.07 | 0.32 | 0.13 | 0.07 | 0.08 | 0.06 | 0.05 | 0.42 | 0.13 | 0.1 | 0.11 | 0.07 | 0.03 | 0.3 | 0.11 | 0 | 0 | 0 | 0 | 0.038
| 19 | 217.8881 | 14.9834 | 2.141 | 218.9191 | 16.6521 | 1017.8066 | 0.13557 | 47.0197 | 234.5402 | 1032.79 | 2.2765 | 265.9388 | 573.8 | 159 | 125.4 | 120.9 | 119 | 180.6 | 507.4 | 123.5 | 104.2 | 111 | 135.2 | 177.2 | 453.8 | 193.9 | 110.6 | 147.7 | 148.5 | 157.8 | 443.6 | 97.1 | 160.6 | 114.4 | 86.7 | 113.5 | 406.6 | 162 | 97.1 | 132.9 | 108 | 115.3 | 470.8 | 200.4 | 119.2 | 131.2 | 96.6 | 95 | 599.5 | 177 | 141.1 | 135.1 | 130.4 | 47 | 384.3 | 173.8 | 0 | 0 | 0 | 0 | 47.1 | 6.9 | 7.9 | 8 | 7.4 | 8.8 | 41.5 | 6.3 | 7.4 | 7.8 | 8.1 | 8 | 34.8 | 9.8 | 4.7 | 7.7 | 6.1 | 5.1 | 32 | 3.2 | 7.2 | 5 | 4.1 | 5.5 | 31.3 | 12.5 | 8.1 | 10.6 | 7.9 | 7.1 | 36.5 | 11 | 6.6 | 7.4 | 5.7 | 4.2 | 48.6 | 8.2 | 11 | 8.3 | 4 | 1.3 | 23.2 | 7.6 | 0 | 0 | 0 | 0 | 6.84 | 0.94 | 1.12 | 1.13 | 1.02 | 1.17 | 6.03 | 0.88 | 1.05 | 1.1 | 1.12 | 1.06 | 5.1 | 1.33 | 0.63 | 1.04 | 0.78 | 0.63 | 4.7 | 0.45 | 0.97 | 0.68 | 0.55 | 0.74 | 4.52 | 1.78 | 1.15 | 1.51 | 1.1 | 0.99 | 5.28 | 1.54 | 0.9 | 1.01 | 0.79 | 0.56 | 7.08 | 1.15 | 1.56 | 1.15 | 0.48 | 0.14 | 3.38 | 1.03 | 0 | 0 | 0 | 0 | 36.7 | 15.6 | 10.2 | 10.2 | 9.4 | 16.6 | 32.6 | 11.3 | 7.8 | 8.3 | 11.1 | 16.8 | 32 | 17.6 | 11 | 13.6 | 15.2 | 17.3 | 33.5 | 10.8 | 15.6 | 11.2 | 8.1 | 10.4 | 27.7 | 10.7 | 6.3 | 8.9 | 7.8 | 9.4 | 32.1 | 17.7 | 10.3 | 11.6 | 8.2 | 9.4 | 39.1 | 17.2 | 10.9 | 12.3 | 14.1 | 7.4 | 33 | 17 | 0 | 0 | 0 | 0 | 2344.1 | 930 | 602 | 576.4 | 609.8 | 1061.1 | 2079.6 | 658.7 | 466.6 | 503.6 | 698.5 | 1071.9 | 1904.8 | 1091 | 664 | 833.6 | 938.9 | 1071.5 | 1955.7 | 579.9 | 939.2 | 671.2 | 513.2 | 665.6 | 1836.9 | 680 | 372.9 | 543.2 | 488.4 | 592.9 | 2074.1 | 1041 | 647.9 | 708.9 | 504.9 | 579.8 | 2450 | 965.4 | 659.8 | 678.3 | 898.4 | 456.8 | 2031.8 | 1024.7 | 0 | 0 | 0 | 0 | 0.37 | 0.09 | 0.07 | 0.09 | 0.06 | 0.09 | 0.33 | 0.08 | 0.06 | 0.06 | 0.07 | 0.08 | 0.33 | 0.1 | 0.06 | 0.08 | 0.08 | 0.08 | 0.34 | 0.07 | 0.09 | 0.07 | 0.04 | 0.05 | 0.25 | 0.08 | 0.06 | 0.08 | 0.06 | 0.06 | 0.3 | 0.12 | 0.06 | 0.07 | 0.05 | 0.05 | 0.4 | 0.12 | 0.09 | 0.1 | 0.06 | 0.03 | 0.29 | 0.1 | 0 | 0 | 0 | 0 | 0.038
| 20 | 200.5098 | 14.6766 | 2.0886 | 201.5173 | 14.3492 | 907.8166 | 0.11804 | 41.4343 | 214.8589 | 922.4932 | 2.2067 | 242.9517 | 543.7 | 137.6 | 113.9 | 111.2 | 108 | 166.8 | 470.4 | 116.5 | 108.6 | 104.4 | 120.8 | 158 | 425.9 | 178.6 | 98.3 | 134.7 | 129.7 | 139.8 | 410.1 | 82.9 | 149.3 | 108.5 | 75.6 | 105.3 | 387.4 | 146.5 | 100.6 | 124.4 | 94.8 | 100.7 | 439.3 | 181.7 | 115.8 | 114.1 | 88.5 | 87.8 | 568.3 | 153.4 | 129 | 121.5 | 105.4 | 38.1 | 346.2 | 154 | 0 | 0 | 0 | 0 | 46.7 | 6.6 | 7.5 | 7.8 | 7.3 | 9.3 | 40 | 6.7 | 7.8 | 7.7 | 7.8 | 7.7 | 35.1 | 9.4 | 4.4 | 7.7 | 6.2 | 5 | 32.1 | 2.8 | 7 | 4.7 | 3.9 | 5.7 | 32.3 | 11.9 | 8.5 | 10.3 | 7.5 | 6.5 | 36.2 | 10.2 | 6.7 | 7.3 | 5.3 | 3.9 | 47.5 | 7.7 | 10.6 | 7.9 | 3.5 | 1.1 | 21.6 | 7 | 0 | 0 | 0 | 0 | 6.75 | 0.9 | 1.05 | 1.1 | 1.01 | 1.26 | 5.78 | 0.94 | 1.1 | 1.08 | 1.08 | 1.04 | 5.09 | 1.29 | 0.58 | 1.05 | 0.83 | 0.63 | 4.68 | 0.38 | 0.96 | 0.63 | 0.53 | 0.78 | 4.64 | 1.7 | 1.22 | 1.47 | 1.06 | 0.91 | 5.23 | 1.42 | 0.92 | 1.02 | 0.74 | 0.51 | 6.88 | 1.08 | 1.5 | 1.11 | 0.43 | 0.12 | 3.12 | 0.95 | 0 | 0 | 0 | 0 | 32.3 | 12.9 | 8.8 | 8.9 | 8.1 | 14.3 | 28.4 | 10 | 8.1 | 7.5 | 9.4 | 14.4 | 27.1 | 15.9 | 9.5 | 11.9 | 12.6 | 15 | 28 | 9.1 | 14.2 | 10.5 | 6.8 | 9.1 | 23.6 | 9.1 | 6.4 | 7.9 | 6.4 | 8 | 27.6 | 15.7 | 9.7 | 9.3 | 7.4 | 8.8 | 35.2 | 14.4 | 9.6 | 10.6 | 11.1 | 6.3 | 29 | 14.7 | 0 | 0 | 0 | 0 | 2165.3 | 780.4 | 543.5 | 513.5 | 522.3 | 914.5 | 1898.2 | 593.5 | 486.7 | 465.2 | 601.9 | 920.6 | 1737.1 | 979.4 | 587.5 | 726.5 | 769.5 | 923.3 | 1724.4 | 503.5 | 851.5 | 655.6 | 430 | 584.2 | 1665.7 | 583.5 | 377.4 | 491.3 | 395.9 | 501.2 | 1843.5 | 944.7 | 612.3 | 570.9 | 460.9 | 538.7 | 2315.6 | 815.7 | 595 | 590.2 | 711.9 | 394.5 | 1821.8 | 893.1 | 0 | 0 | 0 | 0 | 0.32 | 0.08 | 0.06 | 0.08 | 0.05 | 0.08 | 0.28 | 0.07 | 0.06 | 0.06 | 0.06 | 0.07 | 0.27 | 0.09 | 0.05 | 0.08 | 0.07 | 0.08 | 0.28 | 0.06 | 0.09 | 0.06 | 0.04 | 0.05 | 0.21 | 0.07 | 0.06 | 0.07 | 0.05 | 0.05 | 0.26 | 0.1 | 0.06 | 0.07 | 0.05 | 0.05 | 0.35 | 0.1 | 0.08 | 0.09 | 0.05 | 0.02 | 0.25 | 0.09 | 0 | 0 | 0 | 0 | 0.036
| 21 | 186.5293 | 14.0101 | 1.992 | 187.4906 | 12.9284 | 837.3025 | 0.10276 | 37.9081 | 199.4577 | 851.3126 | 2.0948 | 225.3987 | 502.1 | 122.4 | 110.9 | 108.7 | 100.1 | 154.1 | 437 | 103.2 | 104.3 | 104.6 | 117 | 148.9 | 394 | 163.6 | 93.9 | 127.2 | 115.8 | 128.9 | 378.8 | 67 | 135.3 | 99.6 | 72.5 | 100.9 | 364.1 | 142 | 100.7 | 120.3 | 92.2 | 97.9 | 405.8 | 161.3 | 107.9 | 103.7 | 84.2 | 84 | 532.8 | 135.3 | 126.4 | 116.4 | 92.2 | 34.4 | 331.4 | 138 | 0 | 0 | 0 | 0 | 43.7 | 6.2 | 7.5 | 8 | 6.9 | 8.7 | 38.1 | 6 | 7.4 | 7.8 | 7.8 | 7.7 | 33.2 | 8.8 | 4.2 | 7.8 | 5.8 | 4.7 | 31.1 | 2.3 | 6.7 | 4.3 | 3.6 | 5.5 | 31.6 | 12.2 | 8.6 | 9.9 | 7.3 | 6.4 | 34.6 | 8.9 | 6.5 | 7.1 | 5.3 | 3.9 | 44.9 | 6.9 | 10.6 | 7.7 | 3.2 | 1.1 | 22 | 6.5 | 0 | 0 | 0 | 0 | 6.31 | 0.85 | 1.05 | 1.12 | 0.96 | 1.18 | 5.49 | 0.85 | 1.04 | 1.11 | 1.09 | 1.04 | 4.8 | 1.21 | 0.55 | 1.08 | 0.77 | 0.6 | 4.51 | 0.31 | 0.91 | 0.57 | 0.49 | 0.75 | 4.53 | 1.74 | 1.23 | 1.41 | 1.03 | 0.89 | 4.98 | 1.23 | 0.89 | 1 | 0.73 | 0.52 | 6.49 | 0.97 | 1.51 | 1.08 | 0.41 | 0.12 | 3.18 | 0.87 | 0 | 0 | 0 | 0 | 29 | 11 | 8.4 | 8.4 | 7.3 | 13.2 | 25.2 | 8.7 | 7.9 | 7.4 | 8.9 | 13.2 | 24 | 14.3 | 9.1 | 10.7 | 11.1 | 13.8 | 24.2 | 7.1 | 12.5 | 9.7 | 6.6 | 8.7 | 20.8 | 8.2 | 6.3 | 7.7 | 6.2 | 7.8 | 24.3 | 14 | 8.8 | 8.1 | 6.9 | 8.2 | 32.6 | 12.5 | 9.2 | 10.1 | 9.6 | 5.9 | 26.3 | 13 | 0 | 0 | 0 | 0 | 2003.5 | 687.4 | 524.1 | 487.3 | 475.3 | 839.1 | 1742.3 | 523.4 | 473 | 457.9 | 566.4 | 844 | 1606.5 | 890.1 | 567.6 | 655.5 | 674.4 | 842.9 | 1558.8 | 418 | 767.2 | 606.6 | 419.2 | 556.1 | 1523.2 | 538.7 | 375 | 478.7 | 385.5 | 486 | 1662.3 | 862.3 | 560.3 | 492.1 | 430.3 | 502.9 | 2170.8 | 715.7 | 575.8 | 560.9 | 612.6 | 369 | 1666.4 | 803.4 | 0 | 0 | 0 | 0 | 0.28 | 0.06 | 0.06 | 0.07 | 0.05 | 0.08 | 0.24 | 0.06 | 0.06 | 0.06 | 0.06 | 0.07 | 0.23 | 0.08 | 0.05 | 0.07 | 0.07 | 0.07 | 0.24 | 0.04 | 0.07 | 0.05 | 0.04 | 0.05 | 0.18 | 0.07 | 0.06 | 0.07 | 0.05 | 0.05 | 0.23 | 0.09 | 0.05 | 0.06 | 0.05 | 0.05 | 0.32 | 0.09 | 0.07 | 0.09 | 0.04 | 0.02 | 0.23 | 0.07 | 0 | 0 | 0 | 0 | 0.035
| 22 | 182.7278 | 13.6808 | 1.9379 | 183.6646 | 12.7559 | 822.1335 | 0.10276 | 37.2835 | 195.4837 | 835.8143 | 2.0406 | 220.9481 | 487.4 | 114.9 | 115.7 | 109.9 | 95.7 | 149 | 420.8 | 95.4 | 106.3 | 108 | 119.1 | 144.4 | 376.9 | 151.1 | 93.2 | 120.4 | 103.9 | 121.4 | 364.1 | 61.9 | 131.3 | 96.4 | 74.1 | 98.3 | 355.6 | 135 | 105.3 | 116.8 | 87.5 | 94.2 | 392.9 | 154.3 | 104.2 | 97.1 | 81.5 | 82.3 | 522.3 | 123.7 | 129.3 | 114 | 87.3 | 32.7 | 323.2 | 126.8 | 0 | 0 | 0 | 0 | 42.6 | 5.5 | 7.7 | 8.2 | 6.7 | 8.3 | 36.7 | 5.3 | 7.8 | 8.2 | 8 | 7.5 | 31.5 | 7.7 | 4.3 | 7.1 | 4.8 | 4.3 | 29.7 | 1.9 | 6.6 | 4.3 | 3.7 | 5.1 | 31.7 | 12 | 9.1 | 9.8 | 6.9 | 6 | 33.7 | 8.4 | 6.2 | 7 | 5 | 3.9 | 43.9 | 6.1 | 10.8 | 7.7 | 3.4 | 1 | 21.6 | 5.9 | 0 | 0 | 0 | 0 | 6.14 | 0.74 | 1.07 | 1.15 | 0.93 | 1.14 | 5.3 | 0.74 | 1.1 | 1.15 | 1.11 | 1.02 | 4.56 | 1.05 | 0.58 | 0.98 | 0.64 | 0.54 | 4.3 | 0.24 | 0.89 | 0.56 | 0.5 | 0.69 | 4.54 | 1.72 | 1.3 | 1.39 | 0.98 | 0.83 | 4.86 | 1.15 | 0.85 | 0.98 | 0.69 | 0.52 | 6.36 | 0.85 | 1.53 | 1.08 | 0.44 | 0.11 | 3.12 | 0.79 | 0 | 0 | 0 | 0 | 28.2 | 10.6 | 8.9 | 8.4 | 6.9 | 12.8 | 24.3 | 8.2 | 7.9 | 7.6 | 9 | 12.8 | 23.3 | 13.6 | 8.8 | 10.5 | 10.4 | 13.2 | 23.5 | 6.9 | 12 | 9.3 | 6.7 | 8.7 | 19.4 | 7.4 | 6.5 | 7.3 | 5.9 | 7.6 | 23.3 | 13.5 | 8.5 | 7.4 | 6.8 | 8.1 | 32.1 | 11.7 | 9.5 | 9.9 | 8.7 | 5.7 | 25.6 | 12 | 0 | 0 | 0 | 0 | 1923.9 | 668.9 | 555 | 485 | 449.3 | 813.6 | 1663.3 | 504.1 | 468.9 | 468.7 | 574.2 | 817 | 1549.5 | 843.7 | 552.8 | 636.5 | 623.8 | 803.3 | 1509.7 | 408.5 | 743.6 | 583.9 | 427.3 | 557.6 | 1437.1 | 488.4 | 387.5 | 455.2 | 364.8 | 474.1 | 1588.4 | 834.8 | 545.5 | 445.2 | 422.1 | 491.1 | 2116.1 | 670.4 | 593.9 | 542.6 | 560.3 | 358.4 | 1612 | 743.9 | 0 | 0 | 0 | 0 | 0.28 | 0.06 | 0.06 | 0.07 | 0.05 | 0.07 | 0.24 | 0.05 | 0.07 | 0.06 | 0.06 | 0.07 | 0.23 | 0.08 | 0.05 | 0.07 | 0.06 | 0.07 | 0.23 | 0.04 | 0.07 | 0.05 | 0.04 | 0.05 | 0.18 | 0.07 | 0.06 | 0.07 | 0.05 | 0.05 | 0.23 | 0.08 | 0.05 | 0.06 | 0.05 | 0.05 | 0.32 | 0.08 | 0.07 | 0.09 | 0.04 | 0.02 | 0.23 | 0.07 | 0 | 0 | 0 | 0 | 0.034
| 23 | 181.7916 | 13.6927 | 1.9465 | 182.7311 | 12.6167 | 812.0396 | 0.10016 | 36.8429 | 194.4084 | 825.7323 | 2.0467 | 219.5739 | 482.7 | 106.4 | 123.4 | 108.9 | 104.6 | 151.7 | 419.9 | 88.5 | 107.5 | 110.8 | 121.1 | 147.2 | 386 | 150.4 | 91.6 | 117.3 | 110 | 132.6 | 353.4 | 60.2 | 125.8 | 100.3 | 80.8 | 100.9 | 342.8 | 133.2 | 115.8 | 122.9 | 95.1 | 98.2 | 380.9 | 149.3 | 108.9 | 96.1 | 85.9 | 88.4 | 522.5 | 120.1 | 137.6 | 107 | 81.6 | 34.6 | 337.1 | 120.8 | 0 | 0 | 0 | 0 | 42.6 | 5.1 | 8.4 | 7.8 | 7.2 | 8.9 | 36.8 | 4.6 | 7.4 | 8.2 | 8 | 7.5 | 33.2 | 7.8 | 4.7 | 7.3 | 5.7 | 5 | 28.3 | 1.9 | 6.2 | 4.4 | 4 | 5 | 30.7 | 12.2 | 9.9 | 10.3 | 7.7 | 6.2 | 32.7 | 7.9 | 6.6 | 6.8 | 5.2 | 4 | 44.3 | 5.7 | 11.6 | 7 | 3.1 | 1.2 | 23.1 | 5.9 | 0 | 0 | 0 | 0 | 6.14 | 0.69 | 1.19 | 1.09 | 1.01 | 1.22 | 5.32 | 0.63 | 1.04 | 1.16 | 1.11 | 1 | 4.81 | 1.06 | 0.64 | 1.01 | 0.76 | 0.63 | 4.11 | 0.24 | 0.84 | 0.58 | 0.53 | 0.67 | 4.4 | 1.74 | 1.42 | 1.47 | 1.09 | 0.86 | 4.73 | 1.08 | 0.91 | 0.95 | 0.72 | 0.52 | 6.42 | 0.79 | 1.64 | 0.98 | 0.39 | 0.13 | 3.36 | 0.8 | 0 | 0 | 0 | 0 | 27.5 | 9.8 | 9.2 | 8.8 | 7.7 | 12.7 | 24.1 | 8 | 8.5 | 8 | 9.3 | 13.2 | 22.9 | 13.5 | 8.3 | 9.9 | 10.4 | 14 | 23.2 | 6.6 | 11.6 | 9.7 | 7.4 | 9.2 | 18.7 | 7 | 7.2 | 7.6 | 6.3 | 8 | 22.6 | 13.3 | 8.8 | 7.4 | 7.2 | 8.8 | 31.7 | 11.6 | 9.8 | 9.8 | 8.3 | 6.1 | 26.2 | 11.1 | 0 | 0 | 0 | 0 | 1881.2 | 617.9 | 578.4 | 500.4 | 493.7 | 805.7 | 1646.1 | 484.1 | 500.4 | 486.7 | 594.4 | 845.3 | 1528.4 | 834.9 | 515.9 | 598.3 | 629.7 | 862.2 | 1495.2 | 392.7 | 717.6 | 609.5 | 471.8 | 586 | 1374.9 | 465.1 | 432.3 | 475.6 | 387.3 | 495.1 | 1526.4 | 817.3 | 561.9 | 448.7 | 445.5 | 539.5 | 2092.2 | 654.3 | 619.6 | 522.2 | 530.4 | 376.7 | 1628 | 692.6 | 0 | 0 | 0 | 0 | 0.27 | 0.05 | 0.06 | 0.08 | 0.05 | 0.08 | 0.24 | 0.05 | 0.07 | 0.06 | 0.06 | 0.07 | 0.23 | 0.08 | 0.05 | 0.07 | 0.07 | 0.07 | 0.23 | 0.03 | 0.07 | 0.05 | 0.04 | 0.05 | 0.17 | 0.06 | 0.07 | 0.07 | 0.05 | 0.05 | 0.22 | 0.08 | 0.05 | 0.06 | 0.05 | 0.05 | 0.32 | 0.08 | 0.08 | 0.09 | 0.04 | 0.02 | 0.24 | 0.06 | 0 | 0 | 0 | 0 | 0.033
WestConnect_North | 0 | 212.4451 | 19.309 | 2.7622 | 213.7745 | 11.2646 | 766.4792 | 0.10374 | 34.134 | 223.7096 | 785.7882 | 2.8659 | 247.9085 | 629.9 | 149.9 | 134.2 | 64.5 | 70.1 | 135 | 574.1 | 64.7 | 183.7 | 158.2 | 134.1 | 129.9 | 700.8 | 217.8 | 112.5 | 128.4 | 129 | 119.9 | 415 | 133 | 203.6 | 99.9 | 128 | 103.7 | 363.7 | 149.9 | 175.8 | 113 | 132.2 | 85.5 | 520.6 | 148.8 | 155.5 | 157.8 | 141.6 | 162.4 | 673.3 | 149 | 213.8 | 136.1 | 96.7 | 66.9 | 178.9 | 135.4 | 0 | 0 | 0 | 0 | 68 | 9.5 | 9.8 | 5 | 5.1 | 7.9 | 61.9 | 4.9 | 15.2 | 12.8 | 9.4 | 8.4 | 75.3 | 14.5 | 5.7 | 7.4 | 5.3 | 6.3 | 39.2 | 7.5 | 12.9 | 4.4 | 6.5 | 7 | 33.3 | 14.3 | 14.2 | 9.7 | 11.5 | 5.4 | 56.1 | 10.7 | 11 | 11 | 8.5 | 9 | 69.4 | 9.6 | 16.9 | 9.1 | 5.5 | 2.8 | 10.2 | 7.5 | 0 | 0 | 0 | 0 | 9.85 | 1.31 | 1.38 | 0.7 | 0.72 | 1.07 | 8.96 | 0.69 | 2.15 | 1.82 | 1.31 | 1.17 | 10.9 | 2.02 | 0.77 | 1.02 | 0.69 | 0.85 | 5.62 | 1.02 | 1.79 | 0.58 | 0.87 | 0.98 | 4.77 | 2.05 | 2.01 | 1.38 | 1.64 | 0.75 | 8.13 | 1.51 | 1.54 | 1.53 | 1.17 | 1.22 | 10.03 | 1.34 | 2.3 | 1.26 | 0.68 | 0.28 | 1.41 | 1.02 | 0 | 0 | 0 | 0 | 23.5 | 11.7 | 9.3 | 4.3 | 4.9 | 11.2 | 21.6 | 4.3 | 11.1 | 9.9 | 9.7 | 9.9 | 26.5 | 16.3 | 10.3 | 10.6 | 12.7 | 10.5 | 20.6 | 11.2 | 15.8 | 9.5 | 11.4 | 8.2 | 19 | 7.3 | 11 | 6.5 | 7.5 | 6.6 | 19.5 | 10.4 | 11.1 | 11.4 | 11.5 | 13.9 | 28.3 | 11.5 | 25.9 | 10.3 | 16.3 | 18.1 | 15.1 | 11.5 | 0 | 0 | 0 | 0 | 1709.8 | 760.7 | 605.1 | 278.8 | 317.1 | 722.7 | 1567.1 | 280.1 | 733.2 | 644.4 | 629.2 | 646.1 | 1927.3 | 1061.5 | 649.8 | 689.1 | 811.3 | 678.3 | 1540.8 | 723 | 1028 | 611.7 | 737.5 | 500.7 | 1429.3 | 493.4 | 720.1 | 429.2 | 494.7 | 431.3 | 1415.2 | 679 | 724 | 744 | 743.7 | 895.1 | 2044.9 | 734.8 | 1672 | 666 | 1037.5 | 1115.2 | 1132.4 | 746.4 | 0 | 0 | 0 | 0 | 0.31 | 0.07 | 0.07 | 0.03 | 0.03 | 0.06 | 0.28 | 0.03 | 0.09 | 0.08 | 0.06 | 0.06 | 0.34 | 0.1 | 0.06 | 0.06 | 0.06 | 0.05 | 0.2 | 0.06 | 0.09 | 0.04 | 0.06 | 0.06 | 0.17 | 0.07 | 0.09 | 0.05 | 0.06 | 0.04 | 0.25 | 0.07 | 0.07 | 0.07 | 0.07 | 0.08 | 0.34 | 0.07 | 0.14 | 0.06 | 0.07 | 0.07 | 0.09 | 0.06 | 0 | 0 | 0 | 0 | 0.034
| 1 | 210.0927 | 19.0982 | 2.7322 | 211.4077 | 11.1492 | 757.8777 | 0.10186 | 33.7617 | 221.2418 | 776.9759 | 2.8341 | 245.1694 | 624.7 | 147.3 | 133.1 | 63.2 | 68.8 | 137.4 | 566.4 | 68 | 183.2 | 168.3 | 134.7 | 127.3 | 701.1 | 220.4 | 112.4 | 128.4 | 126.5 | 119.1 | 420.8 | 135.8 | 197.6 | 100.5 | 126.6 | 107.8 | 368.6 | 142.7 | 165.3 | 109.4 | 137.6 | 89.9 | 523 | 143.4 | 154.4 | 159 | 135.3 | 162.5 | 675.4 | 146.3 | 204.2 | 133.3 | 91.2 | 66.6 | 176.7 | 135.7 | 0 | 0 | 0 | 0 | 67.4 | 9.4 | 9.6 | 4.9 | 5.1 | 8.3 | 60.9 | 5.4 | 15.2 | 13.8 | 9.3 | 8.4 | 75.5 | 14.7 | 5.6 | 7.5 | 5.1 | 6.6 | 40.2 | 7.8 | 12.3 | 4.3 | 6.5 | 7.6 | 33.7 | 13.3 | 13 | 9.4 | 12.2 | 5.9 | 56.4 | 10.1 | 11.1 | 11.3 | 7.8 | 9.3 | 69.5 | 9.4 | 15.9 | 8.9 | 5 | 2.8 | 10 | 7.4 | 0 | 0 | 0 | 0 | 9.76 | 1.3 | 1.35 | 0.69 | 0.71 | 1.14 | 8.82 | 0.77 | 2.16 | 1.96 | 1.3 | 1.17 | 10.94 | 2.04 | 0.75 | 1.03 | 0.65 | 0.9 | 5.77 | 1.06 | 1.7 | 0.57 | 0.88 | 1.06 | 4.83 | 1.91 | 1.84 | 1.34 | 1.74 | 0.82 | 8.17 | 1.42 | 1.56 | 1.57 | 1.07 | 1.27 | 10.06 | 1.3 | 2.15 | 1.24 | 0.62 | 0.28 | 1.38 | 1 | 0 | 0 | 0 | 0 | 23.4 | 11.4 | 9.4 | 4.2 | 4.7 | 11.1 | 21.4 | 4.3 | 11 | 10.4 | 9.8 | 9.6 | 26.4 | 16.5 | 10.4 | 10.6 | 12.6 | 10.1 | 20.5 | 11.3 | 15.6 | 9.6 | 11.2 | 8.2 | 19.3 | 7.2 | 10.7 | 6.3 | 7.6 | 6.8 | 19.6 | 10.2 | 10.8 | 11.3 | 11.3 | 13.6 | 28.4 | 11.3 | 25.8 | 10.1 | 16.1 | 18.2 | 15.1 | 11.7 | 0 | 0 | 0 | 0 | 1698.9 | 742.4 | 607.7 | 272.2 | 308.8 | 720.6 | 1554.4 | 279.9 | 725.3 | 677.1 | 639.2 | 624.8 | 1912.3 | 1075.5 | 655 | 685.9 | 805.4 | 655.9 | 1529 | 733.7 | 1012.5 | 621.1 | 724.6 | 503.4 | 1450.8 | 482.7 | 696.6 | 415.5 | 502.2 | 442.3 | 1422 | 667.5 | 706.5 | 738.5 | 727.7 | 879.3 | 2057.6 | 731.8 | 1661.8 | 651.7 | 1026.3 | 1121.7 | 1121.7 | 755.7 | 0 | 0 | 0 | 0 | 0.3 | 0.07 | 0.07 | 0.03 | 0.03 | 0.06 | 0.28 | 0.03 | 0.09 | 0.08 | 0.06 | 0.06 | 0.34 | 0.1 | 0.06 | 0.06 | 0.06 | 0.05 | 0.2 | 0.06 | 0.09 | 0.05 | 0.06 | 0.06 | 0.18 | 0.07 | 0.08 | 0.05 | 0.07 | 0.04 | 0.26 | 0.07 | 0.07 | 0.07 | 0.06 | 0.08 | 0.34 | 0.07 | 0.14 | 0.06 | 0.07 | 0.07 | 0.09 | 0.06 | 0 | 0 | 0 | 0 | 0.033
| 2 | 212.0806 | 19.2224 | 2.7505 | 213.4043 | 11.2962 | 767.5581 | 0.10131 | 34.1971 | 223.3768 | 786.7805 | 2.8518 | 247.6014 | 629.3 | 149.5 | 131.4 | 66.5 | 71.7 | 135.6 | 575.1 | 70.5 | 181 | 167.9 | 134.7 | 122.6 | 696.9 | 218.1 | 117.5 | 123.9 | 131 | 120.5 | 419.8 | 134.6 | 201.8 | 100.4 | 128.3 | 105.5 | 370.3 | 147.2 | 170.2 | 116.1 | 137.9 | 89.9 | 522.4 | 143.6 | 161.7 | 156.4 | 138.9 | 164 | 676.5 | 142.1 | 210 | 136.6 | 94.1 | 65.9 | 178.1 | 135.1 | 0 | 0 | 0 | 0 | 67.8 | 9.5 | 9.3 | 5.2 | 5.5 | 8.2 | 61.8 | 5.6 | 15 | 13.8 | 9.5 | 8.1 | 74.6 | 14.5 | 6.3 | 6.8 | 5.5 | 6.7 | 39.8 | 7.7 | 12.9 | 4.2 | 6.6 | 7.3 | 33.8 | 13.7 | 13.5 | 10.1 | 12.2 | 6 | 56.1 | 10 | 12 | 11.1 | 8.2 | 9.3 | 69.8 | 8.9 | 16.5 | 9 | 5.2 | 2.8 | 10.1 | 7.4 | 0 | 0 | 0 | 0 | 9.82 | 1.32 | 1.29 | 0.74 | 0.78 | 1.13 | 8.95 | 0.79 | 2.12 | 1.96 | 1.32 | 1.13 | 10.81 | 2.02 | 0.85 | 0.93 | 0.72 | 0.91 | 5.71 | 1.05 | 1.78 | 0.55 | 0.89 | 1.02 | 4.84 | 1.97 | 1.9 | 1.43 | 1.74 | 0.84 | 8.13 | 1.39 | 1.69 | 1.55 | 1.12 | 1.27 | 10.1 | 1.24 | 2.24 | 1.25 | 0.65 | 0.28 | 1.39 | 1 | 0 | 0 | 0 | 0 | 23.6 | 11.6 | 9.5 | 4.3 | 4.8 | 10.9 | 21.8 | 4.5 | 11 | 10.3 | 9.7 | 9.2 | 26.6 | 16.3 | 10.5 | 10.5 | 12.8 | 10.2 | 20.8 | 11.2 | 15.6 | 9.7 | 11.4 | 8.1 | 19.4 | 7.5 | 10.9 | 6.6 | 7.7 | 6.7 | 19.8 | 10.4 | 10.9 | 11.1 | 11.5 | 13.8 | 28.3 | 11.1 | 26 | 10.4 | 16.5 | 18.1 | 15.2 | 11.6 | 0 | 0 | 0 | 0 | 1714.3 | 754.6 | 613.7 | 280.8 | 309.8 | 706.8 | 1580.3 | 292 | 722.3 | 674.7 | 631.2 | 600.4 | 1932 | 1063.8 | 661.9 | 683.5 | 817.5 | 663.1 | 1546.5 | 725.9 | 1017.4 | 625.8 | 734.4 | 499.1 | 1463 | 498.8 | 712.8 | 437.6 | 507.8 | 435.4 | 1433.9 | 677.3 | 717.7 | 727 | 738.2 | 891.7 | 2047.4 | 720.2 | 1680.1 | 673.5 | 1051.3 | 1116.5 | 1125 | 751.9 | 0 | 0 | 0 | 0 | 0.31 | 0.07 | 0.06 | 0.03 | 0.03 | 0.06 | 0.28 | 0.03 | 0.09 | 0.08 | 0.06 | 0.06 | 0.34 | 0.1 | 0.06 | 0.06 | 0.06 | 0.05 | 0.2 | 0.06 | 0.09 | 0.05 | 0.06 | 0.06 | 0.18 | 0.07 | 0.08 | 0.06 | 0.07 | 0.04 | 0.26 | 0.07 | 0.08 | 0.07 | 0.07 | 0.08 | 0.34 | 0.07 | 0.14 | 0.07 | 0.07 | 0.07 | 0.09 | 0.06 | 0 | 0 | 0 | 0 | 0.033
| 3 | 212.3703 | 19.3686 | 2.7708 | 213.7039 | 11.2313 | 761.5156 | 0.10208 | 33.9524 | 223.6016 | 780.8842 | 2.8728 | 247.6562 | 630.3 | 145 | 132.7 | 70.5 | 74.5 | 131.6 | 573.9 | 65.7 | 183.3 | 167.9 | 136.6 | 122.8 | 679.7 | 226.7 | 118.3 | 124.4 | 132.7 | 121.5 | 411.2 | 134.8 | 197.6 | 99.9 | 129.4 | 107.5 | 372.3 | 145.5 | 165.5 | 120.3 | 139.6 | 90.9 | 520.4 | 150.6 | 155.6 | 154.7 | 137.5 | 162.6 | 672.1 | 143 | 208.4 | 132.4 | 95.1 | 66.3 | 177.3 | 137.3 | 0 | 0 | 0 | 0 | 67.9 | 9.4 | 9.5 | 5.6 | 5.8 | 7.8 | 61.6 | 4.9 | 15.1 | 13.5 | 9.6 | 8.1 | 72.3 | 15.6 | 6.1 | 6.7 | 5.6 | 6.8 | 38.7 | 7.4 | 12.3 | 4.4 | 6.5 | 7.5 | 34.1 | 13.6 | 12.8 | 10.5 | 12.3 | 6.3 | 55.8 | 10.7 | 11.2 | 10.7 | 8 | 9.2 | 69.1 | 9.1 | 16.4 | 8.6 | 5.3 | 2.8 | 10.1 | 7.3 | 0 | 0 | 0 | 0 | 9.84 | 1.3 | 1.32 | 0.8 | 0.81 | 1.06 | 8.92 | 0.69 | 2.14 | 1.91 | 1.35 | 1.13 | 10.46 | 2.17 | 0.82 | 0.9 | 0.74 | 0.93 | 5.55 | 1.01 | 1.69 | 0.57 | 0.88 | 1.05 | 4.88 | 1.95 | 1.81 | 1.5 | 1.76 | 0.87 | 8.09 | 1.49 | 1.57 | 1.49 | 1.09 | 1.25 | 10 | 1.25 | 2.22 | 1.19 | 0.66 | 0.28 | 1.4 | 0.98 | 0 | 0 | 0 | 0 | 23.7 | 11.1 | 9.5 | 4.5 | 5 | 10.8 | 21.7 | 4.5 | 11.2 | 10.6 | 9.8 | 9.3 | 26.4 | 16.6 | 10.7 | 10.8 | 12.9 | 10.3 | 20.6 | 11.5 | 15.6 | 9.6 | 11.6 | 8.2 | 19.5 | 7.4 | 10.9 | 6.8 | 7.8 | 6.6 | 19.8 | 10.7 | 10.9 | 11.2 | 11.4 | 13.7 | 28.3 | 11.2 | 26 | 10.2 | 16.6 | 18.3 | 15 | 12 | 0 | 0 | 0 | 0 | 1716.8 | 721.2 | 613.5 | 291.4 | 319.3 | 698.9 | 1579.8 | 292 | 735.5 | 690.6 | 637.5 | 602.4 | 1922.7 | 1080.4 | 677.2 | 696.7 | 826.5 | 664.8 | 1535.1 | 741.7 | 1014.5 | 615.4 | 748.4 | 507 | 1465.5 | 493.6 | 709.1 | 447 | 512.8 | 433.3 | 1436 | 699.7 | 711.4 | 734.1 | 736.9 | 884.8 | 2052 | 720.3 | 1675 | 659.9 | 1056 | 1124.1 | 1115.3 | 776.3 | 0 | 0 | 0 | 0 | 0.31 | 0.07 | 0.06 | 0.03 | 0.04 | 0.06 | 0.28 | 0.03 | 0.09 | 0.08 | 0.06 | 0.06 | 0.33 | 0.11 | 0.06 | 0.06 | 0.06 | 0.06 | 0.2 | 0.06 | 0.09 | 0.05 | 0.06 | 0.06 | 0.18 | 0.07 | 0.08 | 0.06 | 0.07 | 0.04 | 0.25 | 0.07 | 0.07 | 0.07 | 0.06 | 0.08 | 0.33 | 0.07 | 0.14 | 0.06 | 0.07 | 0.07 | 0.09 | 0.06 | 0 | 0 | 0 | 0 | 0.033
| 4 | 210.388 | 19.1017 | 2.7331 | 211.7033 | 11.191 | 758.8245 | 0.10374 | 33.8323 | 221.5789 | 777.9262 | 2.8368 | 245.5356 | 623.5 | 145.1 | 133.9 | 66.8 | 71.3 | 134 | 567.1 | 69.7 | 181.8 | 167.3 | 136.6 | 122.7 | 687.5 | 216.5 | 116.6 | 121.3 | 128.9 | 121.9 | 410.5 | 128.1 | 196.5 | 99.8 | 129.3 | 98.9 | 365.7 | 145.4 | 163.1 | 114.9 | 133.6 | 90.5 | 521.7 | 149.8 | 152.2 | 153.2 | 133.2 | 155.6 | 664.5 | 139.8 | 213.8 | 129.5 | 90.7 | 64.7 | 170.8 | 135.2 | 0 | 0 | 0 | 0 | 67.3 | 9.1 | 9.6 | 5.3 | 5.4 | 8 | 60.6 | 5.3 | 14.9 | 13.5 | 9.6 | 8.3 | 73.2 | 14.4 | 5.9 | 6.6 | 5.2 | 6.9 | 38.9 | 7 | 12.2 | 4.3 | 6.5 | 6.6 | 33.2 | 13.4 | 12.5 | 10.1 | 11.6 | 6.1 | 55.9 | 10.7 | 10.7 | 10.6 | 7.5 | 8.5 | 68.3 | 8.7 | 17 | 8.4 | 5 | 2.8 | 9.4 | 7.4 | 0 | 0 | 0 | 0 | 9.75 | 1.26 | 1.34 | 0.75 | 0.76 | 1.1 | 8.77 | 0.75 | 2.11 | 1.92 | 1.35 | 1.16 | 10.6 | 2 | 0.79 | 0.89 | 0.67 | 0.95 | 5.59 | 0.96 | 1.69 | 0.55 | 0.87 | 0.93 | 4.76 | 1.92 | 1.77 | 1.44 | 1.65 | 0.86 | 8.09 | 1.51 | 1.5 | 1.48 | 1.03 | 1.16 | 9.88 | 1.21 | 2.32 | 1.16 | 0.62 | 0.29 | 1.29 | 1 | 0 | 0 | 0 | 0 | 23.3 | 11.4 | 9.5 | 4.3 | 4.9 | 10.9 | 21.8 | 4.6 | 11.2 | 10.5 | 9.7 | 9.1 | 26.6 | 16.2 | 10.7 | 10.5 | 12.8 | 10.2 | 20.3 | 11 | 15.5 | 9.7 | 11.6 | 7.8 | 19.3 | 7.5 | 10.8 | 6.4 | 7.6 | 6.7 | 19.9 | 10.5 | 10.9 | 11.1 | 11.2 | 13.4 | 28.1 | 11 | 26 | 10 | 16.3 | 18.2 | 14.8 | 11.6 | 0 | 0 | 0 | 0 | 1687.5 | 739.7 | 616.8 | 278.6 | 312.7 | 707.2 | 1582.4 | 303 | 733.5 | 684 | 636.9 | 592.2 | 1934.5 | 1056 | 675.8 | 676.5 | 818.2 | 661.4 | 1515.3 | 706.4 | 1007.8 | 620.8 | 748.4 | 480.7 | 1455.4 | 500.9 | 703.3 | 426 | 501.5 | 435.3 | 1446.7 | 687.2 | 711 | 725.6 | 724.2 | 862.6 | 2027.7 | 711 | 1680.4 | 648.7 | 1040.1 | 1114.2 | 1099.6 | 751.6 | 0 | 0 | 0 | 0 | 0.31 | 0.07 | 0.07 | 0.03 | 0.03 | 0.06 | 0.28 | 0.03 | 0.09 | 0.08 | 0.06 | 0.06 | 0.34 | 0.1 | 0.06 | 0.06 | 0.06 | 0.06 | 0.2 | 0.06 | 0.09 | 0.05 | 0.06 | 0.06 | 0.18 | 0.07 | 0.08 | 0.06 | 0.06 | 0.04 | 0.25 | 0.07 | 0.07 | 0.07 | 0.06 | 0.07 | 0.33 | 0.07 | 0.14 | 0.06 | 0.07 | 0.07 | 0.09 | 0.06 | 0 | 0 | 0 | 0 | 0.033
| 5 | 197.1195 | 17.9348 | 2.5635 | 198.3537 | 10.4574 | 708.6427 | 0.097756 | 31.6016 | 207.5768 | 726.5775 | 2.6612 | 229.9553 | 567.8 | 142.3 | 125.3 | 70.8 | 61.7 | 123.3 | 557 | 71.4 | 178.2 | 158.5 | 123.9 | 98.4 | 685.2 | 221.7 | 120.6 | 126.5 | 129.3 | 111.3 | 376.7 | 122.5 | 177.7 | 92.9 | 124.8 | 89.5 | 330.5 | 121.6 | 162.8 | 113.7 | 113.2 | 81.8 | 504.8 | 146.3 | 135.4 | 127.3 | 124.9 | 130 | 611.5 | 138.6 | 197.2 | 141.9 | 79.8 | 60.7 | 152.1 | 129.6 | 0 | 0 | 0 | 0 | 61.8 | 9.1 | 9 | 5.7 | 4.5 | 7.2 | 60 | 5.4 | 14.6 | 13 | 8.6 | 6.3 | 72.9 | 15 | 6.4 | 7.3 | 5.3 | 6.1 | 35.9 | 7.1 | 10.8 | 3.8 | 6.1 | 5.9 | 30.1 | 11 | 12.6 | 9.9 | 9.5 | 5.4 | 54 | 10.9 | 9.4 | 8.5 | 6.9 | 6.6 | 63.2 | 8.8 | 15.3 | 9.6 | 4.4 | 2.7 | 8.6 | 7.1 | 0 | 0 | 0 | 0 | 8.95 | 1.26 | 1.26 | 0.8 | 0.63 | 0.98 | 8.69 | 0.76 | 2.07 | 1.84 | 1.21 | 0.87 | 10.56 | 2.09 | 0.87 | 1 | 0.68 | 0.82 | 5.16 | 0.98 | 1.48 | 0.49 | 0.82 | 0.82 | 4.31 | 1.58 | 1.78 | 1.41 | 1.36 | 0.74 | 7.82 | 1.53 | 1.31 | 1.18 | 0.94 | 0.88 | 9.15 | 1.22 | 2.06 | 1.34 | 0.53 | 0.27 | 1.18 | 0.96 | 0 | 0 | 0 | 0 | 20.8 | 11 | 8.9 | 4.5 | 4.3 | 10.2 | 20.9 | 4.8 | 10.9 | 9.8 | 8.9 | 7.6 | 26.6 | 16.4 | 10.8 | 10.5 | 12.8 | 9.6 | 18.4 | 10.1 | 14.3 | 9.1 | 11.3 | 7.2 | 17.4 | 6.5 | 10.7 | 6.5 | 6.7 | 6.2 | 19.3 | 9.9 | 9.8 | 9.6 | 10.7 | 11.7 | 25.5 | 10.8 | 25.6 | 10.6 | 15.6 | 17.7 | 13 | 11.2 | 0 | 0 | 0 | 0 | 1507 | 716 | 574.8 | 293.5 | 281.2 | 658.9 | 1519 | 310.4 | 718.3 | 640.6 | 582.8 | 496 | 1931.5 | 1069.2 | 679.6 | 679.6 | 816.8 | 619.7 | 1369.8 | 654.1 | 927 | 587.2 | 730.8 | 441.7 | 1312.2 | 430.7 | 696.7 | 426.3 | 440.9 | 404.4 | 1404.3 | 650 | 639.4 | 622.7 | 688.3 | 752.3 | 1842.1 | 697.8 | 1652.3 | 686 | 989.3 | 1090.9 | 969 | 721.6 | 0 | 0 | 0 | 0 | 0.28 | 0.07 | 0.06 | 0.04 | 0.03 | 0.06 | 0.27 | 0.03 | 0.09 | 0.08 | 0.06 | 0.05 | 0.34 | 0.1 | 0.06 | 0.06 | 0.06 | 0.05 | 0.18 | 0.06 | 0.08 | 0.04 | 0.06 | 0.05 | 0.16 | 0.06 | 0.08 | 0.06 | 0.05 | 0.04 | 0.25 | 0.07 | 0.06 | 0.06 | 0.06 | 0.06 | 0.3 | 0.07 | 0.13 | 0.07 | 0.06 | 0.07 | 0.08 | 0.06 | 0 | 0 | 0 | 0 | 0.033
| 6 | 168.6052 | 15.0963 | 2.1625 | 169.6454 | 9.1275 | 617.2316 | 0.07834 | 27.5424 | 177.7327 | 632.3279 | 2.2408 | 197.1878 | 457.5 | 131.2 | 114 | 66.6 | 48.9 | 105 | 486.9 | 63.2 | 152.8 | 126.9 | 101.2 | 86.8 | 666 | 207.9 | 115.6 | 123.6 | 125.7 | 105.6 | 288.7 | 110 | 163.8 | 89.6 | 109.6 | 69.6 | 290 | 101 | 163.4 | 119.8 | 97.6 | 77.3 | 485 | 132.5 | 116.6 | 95.5 | 106.2 | 113.8 | 497.7 | 132.6 | 178.5 | 140.8 | 68.9 | 59.2 | 131 | 119.4 | 0 | 0 | 0 | 0 | 49.5 | 8.7 | 7.9 | 5.5 | 3.2 | 5.3 | 52.6 | 4.5 | 12 | 10.1 | 6.4 | 5.8 | 70.6 | 14.9 | 6.2 | 7.1 | 5.2 | 5.8 | 27.1 | 6.6 | 9.9 | 3.6 | 5.2 | 4 | 26.5 | 9.7 | 13.1 | 10.8 | 8 | 5.6 | 52 | 9.6 | 8 | 5.7 | 5.1 | 5.4 | 50.4 | 8.9 | 13.5 | 9.9 | 4 | 2.7 | 7.6 | 6.7 | 0 | 0 | 0 | 0 | 7.17 | 1.22 | 1.11 | 0.78 | 0.45 | 0.72 | 7.61 | 0.63 | 1.69 | 1.43 | 0.89 | 0.81 | 10.22 | 2.09 | 0.84 | 0.97 | 0.67 | 0.78 | 3.89 | 0.91 | 1.37 | 0.47 | 0.69 | 0.55 | 3.8 | 1.4 | 1.86 | 1.55 | 1.14 | 0.79 | 7.52 | 1.35 | 1.11 | 0.78 | 0.68 | 0.71 | 7.28 | 1.24 | 1.81 | 1.39 | 0.48 | 0.27 | 1.05 | 0.91 | 0 | 0 | 0 | 0 | 17 | 9.8 | 8.3 | 4.1 | 3.7 | 9.4 | 18.2 | 4.5 | 9.8 | 8 | 7.9 | 6.5 | 26 | 14.6 | 10.2 | 10.3 | 12.4 | 9.1 | 14.5 | 8.9 | 13.1 | 8.8 | 10.1 | 6.2 | 15.2 | 4.9 | 10.3 | 6.4 | 6 | 5.4 | 18.5 | 9.2 | 8.5 | 7.8 | 9.8 | 10.5 | 21.8 | 9.9 | 25.2 | 10.1 | 14.6 | 17.4 | 10.9 | 10.1 | 0 | 0 | 0 | 0 | 1231.9 | 640.2 | 537.1 | 265.2 | 240.5 | 605.7 | 1321 | 290.7 | 644.6 | 526.8 | 511.9 | 422.4 | 1899.6 | 957.4 | 648.6 | 667.8 | 791.9 | 587 | 1086.1 | 576.7 | 853.1 | 566.2 | 653.7 | 375.4 | 1141.7 | 326.7 | 670.7 | 425.9 | 391.4 | 351.8 | 1344.5 | 602.3 | 556.7 | 503.3 | 629.5 | 679.8 | 1578 | 642.5 | 1625.9 | 658.2 | 929.7 | 1069.8 | 820.8 | 654.4 | 0 | 0 | 0 | 0 | 0.22 | 0.06 | 0.05 | 0.03 | 0.02 | 0.05 | 0.24 | 0.03 | 0.07 | 0.06 | 0.05 | 0.04 | 0.32 | 0.1 | 0.06 | 0.06 | 0.06 | 0.05 | 0.14 | 0.05 | 0.08 | 0.04 | 0.05 | 0.04 | 0.14 | 0.05 | 0.08 | 0.06 | 0.05 | 0.04 | 0.24 | 0.06 | 0.05 | 0.04 | 0.05 | 0.05 | 0.25 | 0.06 | 0.13 | 0.07 | 0.06 | 0.06 | 0.07 | 0.05 | 0 | 0 | 0 | 0 | 0.034
| 7 | 144.4255 | 13.0471 | 1.8668 | 145.3239 | 7.7298 | 521.9033 | 0.070806 | 23.3018 | 152.1552 | 534.9503 | 1.9376 | 168.6257 | 358 | 131.4 | 107.2 | 51.5 | 40.1 | 92.1 | 415.7 | 62 | 132.7 | 93.8 | 91.5 | 65 | 611.3 | 200.1 | 114.2 | 116.2 | 124.5 | 91.2 | 226.2 | 102.2 | 141.7 | 87.9 | 94.9 | 62 | 243.8 | 84.2 | 152.9 | 108 | 80.3 | 63.5 | 426.2 | 133.3 | 93.3 | 82 | 99.3 | 101.8 | 395.8 | 132.6 | 160.8 | 118.8 | 62.3 | 55.3 | 109.2 | 116 | 0 | 0 | 0 | 0 | 39.2 | 9.4 | 7.8 | 4.3 | 2.8 | 4.5 | 44.8 | 4.6 | 10.3 | 7.2 | 6 | 4.4 | 64.4 | 15.1 | 6.3 | 6.6 | 5 | 4.8 | 21.3 | 7 | 8.2 | 3.7 | 4.2 | 3.6 | 22.8 | 8.3 | 12.2 | 9.7 | 6.5 | 4.6 | 45.1 | 10.6 | 5.8 | 5.1 | 4.8 | 4.8 | 39.5 | 9.5 | 12 | 7.7 | 3.8 | 2.6 | 5.8 | 6.9 | 0 | 0 | 0 | 0 | 5.69 | 1.32 | 1.09 | 0.61 | 0.39 | 0.61 | 6.49 | 0.65 | 1.46 | 1.02 | 0.83 | 0.62 | 9.31 | 2.12 | 0.86 | 0.9 | 0.65 | 0.64 | 3.06 | 0.98 | 1.12 | 0.48 | 0.55 | 0.5 | 3.26 | 1.2 | 1.72 | 1.39 | 0.92 | 0.65 | 6.52 | 1.49 | 0.8 | 0.7 | 0.64 | 0.64 | 5.7 | 1.33 | 1.58 | 1.07 | 0.46 | 0.26 | 0.8 | 0.94 | 0 | 0 | 0 | 0 | 12.8 | 9.3 | 7.5 | 3.1 | 2.9 | 8.3 | 15.6 | 4.2 | 8.6 | 6.2 | 6.9 | 4.8 | 24.3 | 13.4 | 9.9 | 9.7 | 12.3 | 8 | 11.3 | 7.5 | 11.8 | 8.5 | 9.1 | 5.5 | 12.3 | 3.8 | 9.8 | 5.8 | 5 | 4.4 | 16.8 | 8.5 | 7.3 | 6.5 | 9.1 | 9.4 | 17.8 | 9.4 | 24.5 | 9.1 | 13.9 | 16.9 | 9.6 | 9.5 | 0 | 0 | 0 | 0 | 927.5 | 605.7 | 488.9 | 204.6 | 190.5 | 538.7 | 1134.5 | 275.4 | 565.4 | 402.3 | 452 | 311 | 1776.7 | 880.9 | 631 | 630.8 | 788.6 | 517.8 | 844.6 | 484.2 | 762.5 | 548 | 583.6 | 331.7 | 925.7 | 258.6 | 636.4 | 385.9 | 327.5 | 288.4 | 1226.2 | 557.4 | 476.8 | 421.7 | 584.5 | 607.9 | 1295.4 | 609.8 | 1579.1 | 590.8 | 884.1 | 1037.8 | 718.8 | 615.6 | 0 | 0 | 0 | 0 | 0.18 | 0.06 | 0.05 | 0.03 | 0.02 | 0.04 | 0.2 | 0.03 | 0.06 | 0.04 | 0.04 | 0.03 | 0.3 | 0.09 | 0.06 | 0.05 | 0.06 | 0.04 | 0.11 | 0.05 | 0.07 | 0.04 | 0.04 | 0.04 | 0.12 | 0.04 | 0.07 | 0.05 | 0.04 | 0.03 | 0.21 | 0.06 | 0.04 | 0.04 | 0.05 | 0.05 | 0.2 | 0.06 | 0.12 | 0.06 | 0.06 | 0.06 | 0.06 | 0.05 | 0 | 0 | 0 | 0 | 0.035
| 8 | 132.4146 | 11.8888 | 1.7007 | 133.2332 | 7.1741 | 480.6458 | 0.063058 | 21.5145 | 139.5887 | 492.5345 | 1.7637 | 154.7477 | 297.7 | 135.9 | 101.5 | 49.6 | 38.3 | 83.5 | 378 | 61.3 | 119.3 | 77 | 82.7 | 53 | 579.8 | 196.5 | 113.1 | 120.7 | 122.8 | 79.1 | 196.3 | 95.1 | 136.4 | 84.9 | 87.2 | 59.6 | 236.7 | 71.8 | 149.4 | 109 | 71.8 | 60.3 | 399.9 | 129.7 | 85.7 | 69.4 | 88.9 | 96.2 | 342.3 | 135.4 | 158.5 | 111.7 | 57.7 | 53.9 | 99.7 | 111.1 | 0 | 0 | 0 | 0 | 32.7 | 10.3 | 7.2 | 4.1 | 2.8 | 4 | 40.8 | 4.7 | 9 | 5.9 | 5.3 | 3.5 | 60.6 | 15.3 | 6.2 | 7.1 | 5 | 4.1 | 18.9 | 6.8 | 8 | 3.5 | 3.6 | 3.7 | 22.6 | 7.4 | 12.1 | 9.9 | 5.8 | 4.5 | 42 | 10.6 | 5.3 | 4 | 4 | 4.2 | 33.7 | 10 | 11.8 | 7.2 | 3.7 | 2.6 | 5.3 | 6.8 | 0 | 0 | 0 | 0 | 4.75 | 1.45 | 1.01 | 0.58 | 0.39 | 0.52 | 5.91 | 0.67 | 1.27 | 0.84 | 0.73 | 0.49 | 8.76 | 2.17 | 0.84 | 0.98 | 0.64 | 0.55 | 2.72 | 0.95 | 1.09 | 0.45 | 0.47 | 0.5 | 3.25 | 1.06 | 1.72 | 1.42 | 0.82 | 0.63 | 6.07 | 1.51 | 0.74 | 0.55 | 0.53 | 0.56 | 4.86 | 1.41 | 1.55 | 0.99 | 0.44 | 0.26 | 0.72 | 0.93 | 0 | 0 | 0 | 0 | 10.6 | 9.1 | 7.3 | 3 | 2.7 | 7.7 | 14.2 | 4 | 8 | 5.1 | 6.4 | 4 | 23.5 | 12.7 | 9.9 | 9.9 | 12.1 | 7 | 9.4 | 6.8 | 11.2 | 8.3 | 8.5 | 5.1 | 11.5 | 3 | 9.4 | 5.8 | 4.5 | 4.1 | 16 | 7.9 | 6.7 | 5.7 | 8.4 | 9.2 | 15.8 | 9.2 | 24.4 | 8.7 | 13.4 | 16.6 | 8.8 | 8.9 | 0 | 0 | 0 | 0 | 764 | 594.6 | 470.2 | 196.8 | 175.5 | 498.2 | 1027.4 | 262.4 | 521.6 | 331.2 | 417 | 259.2 | 1721.8 | 833.4 | 626.7 | 639.9 | 778 | 453.1 | 697.8 | 439.7 | 727.3 | 535 | 547.3 | 309.5 | 859 | 207 | 609.2 | 384.4 | 292.6 | 267.7 | 1174.2 | 522.6 | 438.4 | 371.1 | 539.3 | 590.2 | 1155.9 | 602.3 | 1572.2 | 562.3 | 848.8 | 1022 | 659.3 | 577 | 0 | 0 | 0 | 0 | 0.15 | 0.06 | 0.05 | 0.02 | 0.02 | 0.04 | 0.18 | 0.03 | 0.06 | 0.04 | 0.04 | 0.02 | 0.28 | 0.09 | 0.06 | 0.06 | 0.06 | 0.04 | 0.1 | 0.04 | 0.06 | 0.04 | 0.04 | 0.04 | 0.11 | 0.03 | 0.07 | 0.05 | 0.03 | 0.03 | 0.19 | 0.06 | 0.04 | 0.03 | 0.04 | 0.04 | 0.17 | 0.06 | 0.12 | 0.05 | 0.05 | 0.06 | 0.05 | 0.05 | 0 | 0 | 0 | 0 | 0.036
| 9 | 126.9824 | 11.4652 | 1.6346 | 127.7703 | 6.8338 | 458.6568 | 0.061175 | 20.5185 | 133.8162 | 470.122 | 1.6958 | 148.2888 | 283 | 133 | 96.3 | 46.5 | 39.2 | 81.1 | 350.5 | 55.6 | 118.6 | 76 | 75.4 | 54.2 | 596 | 197.9 | 114.1 | 123.1 | 120.8 | 81.5 | 197.4 | 101.7 | 134.3 | 84.2 | 86.6 | 53.4 | 231.3 | 71.5 | 146.4 | 112.7 | 66.3 | 59.4 | 393.1 | 131.8 | 84.8 | 65.8 | 86.7 | 96.9 | 333.2 | 135.3 | 151.8 | 110.7 | 55.5 | 53.3 | 98.4 | 112 | 0 | 0 | 0 | 0 | 31.2 | 10.4 | 6.7 | 3.8 | 3 | 3.7 | 37.5 | 4.3 | 9 | 5.9 | 4.5 | 3.7 | 62.9 | 15.8 | 6.4 | 7.7 | 4.8 | 4.3 | 19.5 | 7.8 | 7.9 | 3.6 | 3.6 | 3 | 22.2 | 7.4 | 11.9 | 10.3 | 5.3 | 4.5 | 41 | 10.9 | 5.4 | 3.9 | 3.9 | 4.3 | 32.8 | 10.3 | 11 | 7.1 | 3.5 | 2.5 | 5.2 | 6.9 | 0 | 0 | 0 | 0 | 4.52 | 1.46 | 0.93 | 0.54 | 0.42 | 0.49 | 5.43 | 0.6 | 1.26 | 0.83 | 0.62 | 0.51 | 9.1 | 2.24 | 0.88 | 1.06 | 0.62 | 0.59 | 2.82 | 1.11 | 1.07 | 0.46 | 0.47 | 0.41 | 3.2 | 1.06 | 1.68 | 1.48 | 0.75 | 0.64 | 5.92 | 1.55 | 0.74 | 0.53 | 0.51 | 0.56 | 4.73 | 1.45 | 1.44 | 0.98 | 0.41 | 0.25 | 0.71 | 0.94 | 0 | 0 | 0 | 0 | 10 | 8.6 | 7 | 2.9 | 2.8 | 7.6 | 13.4 | 3.7 | 8 | 5 | 6.1 | 4 | 23.6 | 12.4 | 9.8 | 9.7 | 12 | 7.1 | 9 | 6.7 | 11 | 8.2 | 8.4 | 4.8 | 11.1 | 3 | 9.2 | 5.9 | 4.2 | 3.9 | 16 | 7.9 | 6.6 | 5.4 | 8.3 | 9.2 | 15.4 | 9 | 24.2 | 8.6 | 13.2 | 16.5 | 8.7 | 8.9 | 0 | 0 | 0 | 0 | 720.4 | 566.2 | 455.2 | 187.6 | 173 | 490.3 | 973.1 | 240.4 | 520.4 | 324.5 | 395.9 | 261.8 | 1721.3 | 817.9 | 622.7 | 630.9 | 768.7 | 458.8 | 664.1 | 436.5 | 716.2 | 525.5 | 543.2 | 290.7 | 830.9 | 203.6 | 596.7 | 394.1 | 276.5 | 259.1 | 1174.4 | 523.2 | 429.1 | 349.5 | 530.2 | 593.5 | 1125.6 | 588.4 | 1557.5 | 556.9 | 840 | 1019.4 | 651.2 | 580.6 | 0 | 0 | 0 | 0 | 0.14 | 0.06 | 0.05 | 0.02 | 0.02 | 0.04 | 0.17 | 0.03 | 0.06 | 0.04 | 0.03 | 0.03 | 0.29 | 0.09 | 0.06 | 0.06 | 0.06 | 0.04 | 0.1 | 0.05 | 0.06 | 0.04 | 0.04 | 0.03 | 0.11 | 0.03 | 0.07 | 0.06 | 0.03 | 0.03 | 0.19 | 0.06 | 0.04 | 0.03 | 0.04 | 0.04 | 0.17 | 0.06 | 0.11 | 0.05 | 0.05 | 0.06 | 0.05 | 0.05 | 0 | 0 | 0 | 0 | 0.036
| 10 | 127.3435 | 11.5337 | 1.6495 | 128.1375 | 6.8012 | 457.2195 | 0.061175 | 20.443 | 134.1447 | 468.7532 | 1.7107 | 148.5805 | 276.5 | 135 | 100.8 | 46.7 | 37.7 | 81 | 358.5 | 63.3 | 119.5 | 70.3 | 78.9 | 49.5 | 609.7 | 198.4 | 118.6 | 115.9 | 126.2 | 77.4 | 199.1 | 103.5 | 133.6 | 82.7 | 83 | 58.9 | 227.6 | 80 | 149.3 | 108.6 | 63.8 | 55.3 | 405.8 | 129.7 | 86 | 66.6 | 85 | 94.2 | 342.2 | 138.6 | 154.9 | 113.8 | 56.1 | 53.4 | 99.1 | 120.5 | 0 | 0 | 0 | 0 | 30.5 | 10.6 | 7.3 | 3.9 | 2.7 | 3.7 | 38.5 | 5.1 | 9.1 | 5.2 | 5 | 3.3 | 64.6 | 16 | 7.1 | 6.8 | 5.5 | 4 | 19.8 | 8.1 | 7.7 | 3.4 | 3.3 | 3.7 | 21.7 | 8.4 | 12.2 | 9.9 | 5.1 | 4 | 42.6 | 10.6 | 5.5 | 4 | 3.6 | 4.1 | 33.8 | 10.6 | 11.5 | 7.4 | 3.5 | 2.5 | 5.4 | 7.8 | 0 | 0 | 0 | 0 | 4.43 | 1.49 | 1.03 | 0.55 | 0.38 | 0.49 | 5.58 | 0.72 | 1.28 | 0.73 | 0.69 | 0.45 | 9.34 | 2.26 | 0.97 | 0.94 | 0.71 | 0.53 | 2.86 | 1.14 | 1.05 | 0.43 | 0.43 | 0.51 | 3.12 | 1.21 | 1.74 | 1.42 | 0.72 | 0.56 | 6.16 | 1.51 | 0.76 | 0.55 | 0.47 | 0.53 | 4.88 | 1.5 | 1.52 | 1.03 | 0.42 | 0.25 | 0.74 | 1.08 | 0 | 0 | 0 | 0 | 9.7 | 8.7 | 7.1 | 2.8 | 2.7 | 7.6 | 13.6 | 4 | 8 | 4.8 | 6.2 | 3.7 | 23.9 | 12.4 | 9.9 | 9.5 | 12.2 | 6.9 | 9 | 6.7 | 11.1 | 8.1 | 8.2 | 4.9 | 11.1 | 3.2 | 9.2 | 5.8 | 4.1 | 3.8 | 16.3 | 7.9 | 6.6 | 5.4 | 8.3 | 9 | 15.7 | 9.1 | 24.2 | 8.8 | 13.3 | 16.5 | 8.6 | 9.2 | 0 | 0 | 0 | 0 | 700.9 | 572.4 | 458.6 | 186.2 | 172.4 | 490.5 | 987 | 261.9 | 521.8 | 315.6 | 401.2 | 243.1 | 1746 | 815.3 | 626.7 | 615.5 | 780.3 | 444.9 | 660.6 | 438.8 | 721.1 | 523.2 | 528.3 | 299.7 | 828.6 | 219.4 | 600.3 | 382.3 | 266.3 | 250.7 | 1190.5 | 522.6 | 431.7 | 350.5 | 530.4 | 582.3 | 1145.1 | 595.7 | 1554.8 | 566.4 | 844.8 | 1019.4 | 644.2 | 602.4 | 0 | 0 | 0 | 0 | 0.14 | 0.06 | 0.05 | 0.02 | 0.02 | 0.04 | 0.17 | 0.03 | 0.06 | 0.03 | 0.04 | 0.02 | 0.3 | 0.09 | 0.06 | 0.05 | 0.06 | 0.04 | 0.1 | 0.05 | 0.06 | 0.04 | 0.04 | 0.04 | 0.11 | 0.04 | 0.07 | 0.05 | 0.03 | 0.03 | 0.2 | 0.06 | 0.04 | 0.03 | 0.04 | 0.04 | 0.17 | 0.07 | 0.12 | 0.05 | 0.05 | 0.06 | 0.05 | 0.06 | 0 | 0 | 0 | 0 | 0.036
| 11 | 126.796 | 11.4295 | 1.637 | 127.5834 | 6.8029 | 456.1395 | 0.061175 | 20.4126 | 133.5989 | 467.569 | 1.6981 | 147.996 | 280.3 | 135.2 | 98.4 | 42.9 | 38.5 | 80.2 | 365.1 | 70.8 | 120.1 | 70 | 76.7 | 49.3 | 594.7 | 202.4 | 109.1 | 111.7 | 121.2 | 81.9 | 192.3 | 105.7 | 132 | 83.9 | 81.6 | 57.6 | 215.9 | 77.7 | 146 | 101.4 | 60.3 | 58.1 | 410.1 | 132.6 | 83.3 | 65.2 | 84.6 | 94.9 | 335.5 | 137.6 | 153.4 | 111.9 | 57.4 | 53.4 | 98.3 | 120.8 | 0 | 0 | 0 | 0 | 31 | 10.5 | 7 | 3.4 | 2.8 | 3.6 | 39.3 | 5.6 | 9.1 | 5.2 | 4.7 | 3.2 | 62.6 | 16.3 | 6 | 6.3 | 4.8 | 4.5 | 19.1 | 8.3 | 7.5 | 3.6 | 3.2 | 3.6 | 20.3 | 8.1 | 11.8 | 9.1 | 4.6 | 4.4 | 43.3 | 11 | 5.3 | 3.8 | 3.5 | 4.2 | 33.1 | 10.5 | 11.4 | 7.1 | 3.7 | 2.5 | 5.3 | 8 | 0 | 0 | 0 | 0 | 4.5 | 1.48 | 0.99 | 0.48 | 0.4 | 0.47 | 5.7 | 0.79 | 1.29 | 0.73 | 0.65 | 0.45 | 9.05 | 2.31 | 0.81 | 0.86 | 0.62 | 0.61 | 2.75 | 1.17 | 1.02 | 0.47 | 0.41 | 0.49 | 2.92 | 1.18 | 1.68 | 1.3 | 0.65 | 0.61 | 6.26 | 1.56 | 0.73 | 0.52 | 0.46 | 0.55 | 4.77 | 1.49 | 1.49 | 0.98 | 0.44 | 0.25 | 0.72 | 1.1 | 0 | 0 | 0 | 0 | 9.8 | 8.8 | 7 | 2.7 | 2.7 | 7.6 | 13.7 | 4.5 | 8 | 4.8 | 6.1 | 3.7 | 23.7 | 12.6 | 9.6 | 9.4 | 12 | 7 | 8.7 | 6.8 | 11.1 | 8.1 | 8.2 | 4.9 | 10.8 | 3.1 | 9.1 | 5.5 | 4 | 3.9 | 16.2 | 8 | 6.5 | 5.4 | 8.3 | 9 | 15.5 | 9.1 | 24.2 | 8.8 | 13.3 | 16.5 | 8.6 | 9.1 | 0 | 0 | 0 | 0 | 703.3 | 577.1 | 453.4 | 178.5 | 172.7 | 490.7 | 996.3 | 297.8 | 524.1 | 313.8 | 394.6 | 244.1 | 1728.4 | 828.4 | 605.9 | 607.6 | 771.6 | 454.9 | 644.4 | 445.4 | 717.8 | 522 | 524.7 | 295.9 | 807.8 | 213.5 | 595.2 | 363 | 260.2 | 256.2 | 1185.8 | 527.7 | 421.1 | 350.1 | 530.4 | 581.5 | 1127 | 592.7 | 1554.4 | 567.4 | 841.9 | 1018.6 | 647.2 | 595.3 | 0 | 0 | 0 | 0 | 0.14 | 0.06 | 0.05 | 0.02 | 0.02 | 0.04 | 0.18 | 0.03 | 0.06 | 0.03 | 0.04 | 0.02 | 0.29 | 0.1 | 0.05 | 0.05 | 0.06 | 0.04 | 0.09 | 0.05 | 0.06 | 0.04 | 0.04 | 0.03 | 0.1 | 0.04 | 0.07 | 0.05 | 0.03 | 0.03 | 0.2 | 0.06 | 0.04 | 0.03 | 0.04 | 0.04 | 0.17 | 0.07 | 0.12 | 0.05 | 0.05 | 0.06 | 0.05 | 0.06 | 0 | 0 | 0 | 0 | 0.036
| 12 | 124.8236 | 11.2576 | 1.6099 | 125.5986 | 6.6885 | 450.0535 | 0.061175 | 20.1168 | 131.5121 | 461.3111 | 1.6711 | 145.7154 | 280 | 128.8 | 96 | 45.7 | 37 | 79.4 | 360.7 | 62.2 | 123.1 | 63.8 | 73.3 | 48.7 | 596.9 | 205.3 | 115.8 | 115.2 | 124.9 | 81.6 | 188.2 | 105 | 133.7 | 84.7 | 82.4 | 55.7 | 218.1 | 71.2 | 145 | 103.9 | 63.1 | 57.7 | 406.3 | 129.1 | 83 | 60.7 | 83.9 | 98.4 | 336.6 | 132.1 | 156.9 | 112.9 | 56 | 53.3 | 98.2 | 117.6 | 0 | 0 | 0 | 0 | 31.1 | 9.8 | 6.8 | 3.7 | 2.7 | 3.5 | 38.9 | 4.9 | 9.5 | 4.5 | 4.4 | 3.2 | 63 | 16.6 | 6.8 | 6.8 | 5.4 | 4.4 | 18.6 | 8.3 | 7.8 | 3.7 | 3.3 | 3.3 | 20.7 | 7.4 | 11.7 | 9.4 | 5 | 4.3 | 42.8 | 10.7 | 5.2 | 3.3 | 3.5 | 4.6 | 33.3 | 9.9 | 11.8 | 7.3 | 3.5 | 2.5 | 5.3 | 7.6 | 0 | 0 | 0 | 0 | 4.51 | 1.38 | 0.95 | 0.53 | 0.38 | 0.46 | 5.64 | 0.69 | 1.34 | 0.63 | 0.6 | 0.45 | 9.11 | 2.35 | 0.93 | 0.93 | 0.7 | 0.59 | 2.68 | 1.17 | 1.06 | 0.48 | 0.43 | 0.46 | 2.98 | 1.07 | 1.65 | 1.35 | 0.7 | 0.6 | 6.19 | 1.52 | 0.72 | 0.45 | 0.45 | 0.6 | 4.81 | 1.4 | 1.56 | 1.01 | 0.42 | 0.25 | 0.72 | 1.05 | 0 | 0 | 0 | 0 | 9.7 | 8.5 | 6.9 | 2.8 | 2.6 | 7.5 | 13.5 | 4 | 8.1 | 4.6 | 6 | 3.7 | 23.6 | 12.7 | 9.7 | 9.4 | 12.1 | 7.1 | 8.6 | 6.7 | 11 | 8.1 | 8.1 | 4.9 | 10.7 | 2.9 | 9.1 | 5.5 | 4.1 | 3.9 | 16.1 | 7.8 | 6.5 | 5.2 | 8.3 | 9.2 | 15.4 | 8.9 | 24.2 | 8.7 | 13.2 | 16.5 | 8.6 | 9 | 0 | 0 | 0 | 0 | 698.3 | 559.5 | 447.9 | 185.8 | 167.8 | 486.3 | 980.2 | 262.5 | 528.6 | 296.9 | 387.4 | 239.8 | 1724.4 | 840 | 615.5 | 613.3 | 773.4 | 456.9 | 638.5 | 439.3 | 715.9 | 524.4 | 523.1 | 293.9 | 799.9 | 199.8 | 595.7 | 366.7 | 266.1 | 258.7 | 1181.3 | 513.3 | 423.5 | 337.6 | 529 | 592.2 | 1121.4 | 579 | 1557 | 563.1 | 838.1 | 1017.3 | 645.9 | 587.1 | 0 | 0 | 0 | 0 | 0.14 | 0.06 | 0.05 | 0.02 | 0.02 | 0.04 | 0.18 | 0.03 | 0.06 | 0.03 | 0.03 | 0.02 | 0.29 | 0.1 | 0.06 | 0.05 | 0.06 | 0.04 | 0.09 | 0.05 | 0.06 | 0.04 | 0.04 | 0.03 | 0.1 | 0.03 | 0.07 | 0.05 | 0.03 | 0.03 | 0.2 | 0.06 | 0.04 | 0.03 | 0.04 | 0.04 | 0.17 | 0.06 | 0.12 | 0.05 | 0.05 | 0.06 | 0.05 | 0.05 | 0 | 0 | 0 | 0 | 0.036
| 13 | 123.5481 | 11.0604 | 1.5784 | 124.3086 | 6.688 | 449.7325 | 0.061175 | 20.1067 | 130.236 | 460.7929 | 1.6396 | 144.4152 | 280 | 123.2 | 99.9 | 43.1 | 35.7 | 79.8 | 354 | 65.1 | 124.2 | 63.7 | 75 | 49.2 | 582.5 | 205.8 | 115.5 | 113.9 | 122.6 | 78.1 | 186.4 | 107.2 | 133.9 | 82.5 | 81.7 | 52.5 | 223.7 | 77.8 | 149.7 | 104.4 | 66.3 | 50.8 | 410.8 | 131.7 | 83.1 | 60.8 | 85.1 | 97.3 | 336.5 | 129 | 157.3 | 118.6 | 56.3 | 53.4 | 100.6 | 114.5 | 0 | 0 | 0 | 0 | 31 | 9.1 | 7.2 | 3.4 | 2.5 | 3.6 | 38.1 | 5.3 | 9.7 | 4.6 | 4.6 | 3.2 | 61.1 | 16.8 | 6.9 | 6.6 | 5.1 | 4 | 18.2 | 8.4 | 7.8 | 3.4 | 3.3 | 3 | 21.2 | 8.1 | 12.3 | 9.4 | 5.3 | 3.5 | 43.3 | 10.9 | 5.2 | 3.3 | 3.6 | 4.4 | 33.2 | 9.5 | 11.7 | 7.8 | 3.5 | 2.5 | 5.4 | 7.3 | 0 | 0 | 0 | 0 | 4.5 | 1.27 | 1 | 0.49 | 0.35 | 0.47 | 5.52 | 0.75 | 1.36 | 0.64 | 0.63 | 0.44 | 8.83 | 2.39 | 0.95 | 0.91 | 0.66 | 0.54 | 2.62 | 1.19 | 1.07 | 0.44 | 0.42 | 0.41 | 3.05 | 1.18 | 1.74 | 1.35 | 0.75 | 0.49 | 6.27 | 1.55 | 0.72 | 0.45 | 0.47 | 0.58 | 4.79 | 1.33 | 1.55 | 1.08 | 0.42 | 0.25 | 0.75 | 1.01 | 0 | 0 | 0 | 0 | 9.7 | 8.4 | 7.1 | 2.7 | 2.6 | 7.6 | 13.3 | 4 | 8.1 | 4.5 | 6 | 3.8 | 23.4 | 12.6 | 9.6 | 9.4 | 12 | 6.9 | 8.7 | 6.9 | 11 | 8.1 | 8.1 | 4.7 | 11 | 3.2 | 9.3 | 5.6 | 4.2 | 3.7 | 16.3 | 7.9 | 6.5 | 5.2 | 8.2 | 9.1 | 15.5 | 8.9 | 24.3 | 9.1 | 13.2 | 16.5 | 8.8 | 8.8 | 0 | 0 | 0 | 0 | 700.1 | 553 | 459.5 | 178.6 | 166 | 486.6 | 965.4 | 263 | 528.8 | 293.6 | 389.6 | 245.4 | 1712.9 | 830.4 | 608.7 | 608.8 | 770 | 447.4 | 645.5 | 451.1 | 713.1 | 520.5 | 521.1 | 284.7 | 824 | 215.6 | 604 | 372.2 | 273.6 | 241.9 | 1189.8 | 524.6 | 424.9 | 338.4 | 529 | 589.6 | 1126.2 | 578.8 | 1564 | 585.8 | 841.1 | 1017.3 | 658.6 | 575.6 | 0 | 0 | 0 | 0 | 0.14 | 0.06 | 0.05 | 0.02 | 0.02 | 0.04 | 0.17 | 0.03 | 0.06 | 0.03 | 0.03 | 0.02 | 0.28 | 0.1 | 0.06 | 0.05 | 0.06 | 0.04 | 0.09 | 0.05 | 0.06 | 0.04 | 0.04 | 0.03 | 0.11 | 0.04 | 0.07 | 0.05 | 0.03 | 0.02 | 0.2 | 0.06 | 0.04 | 0.03 | 0.04 | 0.04 | 0.17 | 0.06 | 0.12 | 0.06 | 0.05 | 0.06 | 0.05 | 0.05 | 0 | 0 | 0 | 0 | 0.036
| 14 | 129.4515 | 11.553 | 1.6547 | 130.2475 | 7.0158 | 471.8214 | 0.061175 | 21.0927 | 136.4673 | 483.3744 | 1.7158 | 151.3403 | 282.4 | 134 | 104.1 | 47.8 | 40.9 | 82.9 | 345.5 | 61 | 124.7 | 68.2 | 75 | 52 | 587.1 | 206.1 | 122.9 | 116.5 | 123.9 | 80.4 | 193.9 | 112.4 | 131.2 | 82.1 | 83.9 | 54.8 | 229.1 | 85.5 | 148.4 | 109.7 | 70.3 | 56.9 | 407.3 | 134.2 | 86.2 | 63.4 | 86.9 | 98 | 343.4 | 136.9 | 160.6 | 121.5 | 56.2 | 53.5 | 101.9 | 119.6 | 0 | 0 | 0 | 0 | 31.1 | 9.9 | 7.6 | 3.9 | 3.1 | 3.9 | 36.9 | 4.8 | 9.7 | 5 | 4.5 | 3.4 | 61.6 | 16.6 | 7.7 | 6.7 | 5.2 | 4.1 | 18.9 | 8.8 | 7.5 | 3.4 | 3.4 | 3.3 | 21.7 | 8.9 | 12.1 | 10.1 | 5.8 | 4.2 | 42.8 | 11 | 5.4 | 3.5 | 3.9 | 4.4 | 33.9 | 10.2 | 12.1 | 8.1 | 3.5 | 2.5 | 5.5 | 7.6 | 0 | 0 | 0 | 0 | 4.52 | 1.39 | 1.07 | 0.56 | 0.44 | 0.52 | 5.34 | 0.68 | 1.37 | 0.71 | 0.62 | 0.47 | 8.91 | 2.35 | 1.06 | 0.92 | 0.68 | 0.55 | 2.72 | 1.25 | 1.03 | 0.44 | 0.44 | 0.45 | 3.11 | 1.29 | 1.71 | 1.44 | 0.82 | 0.59 | 6.2 | 1.57 | 0.75 | 0.48 | 0.51 | 0.58 | 4.88 | 1.43 | 1.6 | 1.12 | 0.41 | 0.25 | 0.76 | 1.05 | 0 | 0 | 0 | 0 | 10 | 9.1 | 7.2 | 2.9 | 2.7 | 7.7 | 13.3 | 3.9 | 8.1 | 4.7 | 6 | 3.9 | 23.5 | 12.9 | 9.9 | 9.6 | 12.1 | 7.2 | 9.1 | 7.2 | 10.9 | 8 | 8.3 | 4.8 | 11.3 | 3.5 | 9.3 | 5.8 | 4.3 | 3.9 | 16.2 | 8.1 | 6.7 | 5.4 | 8.3 | 9.3 | 15.8 | 9.3 | 24.3 | 9.2 | 13.3 | 16.5 | 8.9 | 9.3 | 0 | 0 | 0 | 0 | 717.8 | 598.9 | 468.5 | 191.6 | 177.7 | 494.6 | 968.1 | 255.6 | 529.1 | 305.5 | 392.4 | 257.3 | 1718.7 | 847.3 | 627.4 | 625.9 | 773.7 | 462.6 | 676.6 | 473.7 | 708.7 | 515.8 | 530.9 | 290.3 | 849.1 | 237.6 | 603 | 382.7 | 280.4 | 254.6 | 1187.9 | 537.2 | 437 | 347.9 | 531.9 | 598.4 | 1152 | 607.9 | 1567 | 594.4 | 843.5 | 1019.8 | 665.5 | 605.6 | 0 | 0 | 0 | 0 | 0.14 | 0.06 | 0.05 | 0.02 | 0.02 | 0.04 | 0.17 | 0.03 | 0.06 | 0.03 | 0.03 | 0.02 | 0.29 | 0.1 | 0.06 | 0.05 | 0.06 | 0.04 | 0.09 | 0.05 | 0.06 | 0.04 | 0.04 | 0.03 | 0.11 | 0.04 | 0.07 | 0.05 | 0.03 | 0.03 | 0.2 | 0.06 | 0.04 | 0.03 | 0.04 | 0.04 | 0.17 | 0.06 | 0.12 | 0.06 | 0.05 | 0.06 | 0.05 | 0.06 | 0 | 0 | 0 | 0 | 0.037
| 15 | 146.4438 | 13.2385 | 1.8896 | 147.3541 | 7.8542 | 528.7161 | 0.072291 | 23.6297 | 154.298 | 541.9546 | 1.9619 | 170.9838 | 330.9 | 143 | 115.1 | 57.3 | 49.4 | 89.9 | 396.5 | 71.6 | 134.7 | 79.9 | 86.7 | 58.8 | 614.1 | 209 | 119.7 | 124.9 | 124.9 | 90.6 | 211.8 | 129.3 | 148.5 | 86.5 | 92.5 | 59 | 262.4 | 102.4 | 152.9 | 116.3 | 85.6 | 68.8 | 445.9 | 137.5 | 102.7 | 81 | 93.5 | 98.9 | 399 | 148 | 171.1 | 125.3 | 59.2 | 54.8 | 110.3 | 129.7 | 0 | 0 | 0 | 0 | 36.2 | 10.4 | 8.8 | 5 | 3.9 | 4.5 | 42.6 | 5.6 | 10.6 | 6.1 | 5.8 | 4 | 65 | 16.1 | 7.2 | 7.6 | 5.2 | 4.9 | 20.2 | 9.8 | 9 | 3.6 | 4.2 | 3.6 | 25 | 10.5 | 12.5 | 10.7 | 7.4 | 5.4 | 47.5 | 10.6 | 6.9 | 4.9 | 4.3 | 4.4 | 40 | 11 | 13.1 | 8.4 | 3.5 | 2.6 | 6.1 | 8.1 | 0 | 0 | 0 | 0 | 5.24 | 1.46 | 1.23 | 0.71 | 0.56 | 0.61 | 6.17 | 0.79 | 1.5 | 0.87 | 0.8 | 0.55 | 9.4 | 2.28 | 0.99 | 1.04 | 0.67 | 0.67 | 2.91 | 1.38 | 1.23 | 0.47 | 0.56 | 0.5 | 3.58 | 1.51 | 1.77 | 1.53 | 1.05 | 0.76 | 6.88 | 1.5 | 0.96 | 0.67 | 0.58 | 0.58 | 5.78 | 1.55 | 1.74 | 1.17 | 0.42 | 0.26 | 0.84 | 1.12 | 0 | 0 | 0 | 0 | 12 | 9.9 | 7.7 | 3.3 | 3.1 | 8.1 | 15 | 4.6 | 8.6 | 5.3 | 6.5 | 4.4 | 24.2 | 13.6 | 9.9 | 10 | 12.3 | 7.8 | 10.3 | 8.6 | 12 | 8.4 | 8.7 | 5 | 12.8 | 4.4 | 9.5 | 6.2 | 4.9 | 4.4 | 17.2 | 8.9 | 7.6 | 6.6 | 8.7 | 9.4 | 17.8 | 10.1 | 24.7 | 9.4 | 13.5 | 16.7 | 9.4 | 10.2 | 0 | 0 | 0 | 0 | 864.2 | 649.3 | 500.9 | 216.2 | 204.7 | 520.5 | 1092.3 | 302.6 | 566 | 345 | 425 | 284.8 | 1760.5 | 896.6 | 627 | 652.5 | 786.9 | 503 | 766.4 | 564.5 | 775.7 | 541.1 | 559.9 | 305.8 | 961.1 | 296.6 | 618.5 | 406.2 | 325.6 | 291.8 | 1254.6 | 587.1 | 498.6 | 425.2 | 561.3 | 604.6 | 1287.8 | 655.2 | 1588.7 | 609.7 | 859.6 | 1026.6 | 709.3 | 660.7 | 0 | 0 | 0 | 0 | 0.16 | 0.07 | 0.06 | 0.03 | 0.02 | 0.04 | 0.19 | 0.03 | 0.06 | 0.04 | 0.04 | 0.03 | 0.3 | 0.1 | 0.06 | 0.06 | 0.06 | 0.04 | 0.1 | 0.06 | 0.07 | 0.04 | 0.04 | 0.04 | 0.13 | 0.05 | 0.07 | 0.06 | 0.04 | 0.03 | 0.22 | 0.07 | 0.05 | 0.04 | 0.04 | 0.04 | 0.2 | 0.07 | 0.12 | 0.06 | 0.05 | 0.06 | 0.06 | 0.06 | 0 | 0 | 0 | 0 | 0.037
| 16 | 179.0423 | 15.961 | 2.2784 | 180.14 | 9.8377 | 658.9147 | 0.086456 | 29.4969 | 188.88 | 674.8757 | 2.3649 | 209.6369 | 448.9 | 152.8 | 130.5 | 72 | 59.6 | 113.1 | 474.2 | 75.4 | 160.2 | 122.3 | 97.8 | 88 | 659.4 | 221.9 | 123.4 | 139.3 | 135.5 | 109.9 | 296.7 | 142.8 | 173.3 | 94.2 | 109.9 | 77.7 | 256.2 | 111.6 | 160.7 | 119.3 | 103.2 | 82 | 489.7 | 144.8 | 132.3 | 113.9 | 113.7 | 121.8 | 499.3 | 154.7 | 188.1 | 134.3 | 78.3 | 64.6 | 131.5 | 144.3 | 0 | 0 | 0 | 0 | 48.8 | 10.1 | 9.8 | 5.8 | 4.2 | 6 | 51 | 5.8 | 12.9 | 9.7 | 6 | 5.6 | 69.9 | 15.8 | 6.9 | 8.1 | 5.5 | 5.1 | 28.2 | 9.6 | 10.4 | 3.7 | 5.1 | 4.7 | 22.1 | 10.2 | 12.2 | 10.1 | 8.5 | 5.5 | 52.2 | 10.5 | 8.7 | 6.4 | 5.3 | 5.6 | 50.4 | 10.2 | 14.3 | 8.3 | 3.9 | 2.7 | 7.5 | 8.6 | 0 | 0 | 0 | 0 | 7.07 | 1.4 | 1.38 | 0.82 | 0.58 | 0.8 | 7.39 | 0.81 | 1.82 | 1.36 | 0.82 | 0.77 | 10.11 | 2.21 | 0.94 | 1.1 | 0.71 | 0.68 | 4.06 | 1.34 | 1.42 | 0.48 | 0.67 | 0.64 | 3.15 | 1.45 | 1.73 | 1.44 | 1.21 | 0.77 | 7.56 | 1.48 | 1.22 | 0.87 | 0.71 | 0.75 | 7.28 | 1.42 | 1.92 | 1.15 | 0.46 | 0.27 | 1.03 | 1.19 | 0 | 0 | 0 | 0 | 16.5 | 11.6 | 8.9 | 4.6 | 4.3 | 9.9 | 17.9 | 5 | 10 | 7.8 | 7.8 | 6.9 | 25.9 | 15.7 | 10.6 | 11.5 | 13.4 | 10.2 | 14.6 | 10.6 | 14.1 | 9.4 | 10.3 | 6.7 | 14.6 | 5.9 | 10.8 | 7 | 6.3 | 6.1 | 18.9 | 10 | 10 | 9.6 | 10.6 | 11.4 | 22 | 11.7 | 25.4 | 10.7 | 15.4 | 17.6 | 11.1 | 11.7 | 0 | 0 | 0 | 0 | 1191.9 | 747.5 | 575.4 | 296.6 | 280.4 | 640.2 | 1296.1 | 325.3 | 659.7 | 513.1 | 507.9 | 446.2 | 1879.3 | 1024.4 | 674.2 | 747.4 | 857.3 | 659.3 | 1083.8 | 688.5 | 909.3 | 601.6 | 661.4 | 408.8 | 1106.8 | 392.1 | 698 | 459.6 | 412.5 | 395.1 | 1373.7 | 653.7 | 648.8 | 622.8 | 680.6 | 732.2 | 1589.5 | 753.6 | 1639.5 | 690 | 979.2 | 1089.2 | 835.8 | 755.7 | 0 | 0 | 0 | 0 | 0.22 | 0.07 | 0.06 | 0.04 | 0.03 | 0.05 | 0.23 | 0.04 | 0.08 | 0.06 | 0.05 | 0.04 | 0.32 | 0.1 | 0.06 | 0.06 | 0.06 | 0.05 | 0.14 | 0.07 | 0.08 | 0.04 | 0.05 | 0.04 | 0.12 | 0.05 | 0.08 | 0.06 | 0.05 | 0.04 | 0.24 | 0.07 | 0.06 | 0.05 | 0.05 | 0.06 | 0.25 | 0.07 | 0.13 | 0.06 | 0.06 | 0.07 | 0.07 | 0.07 | 0 | 0 | 0 | 0 | 0.038
| 17 | 213.1177 | 18.5373 | 2.6452 | 214.3922 | 12.1146 | 809.381 | 0.10544 | 36.263 | 225.2323 | 827.9183 | 2.7506 | 250.6552 | 561 | 170.9 | 153.2 | 77.7 | 74.5 | 134 | 546.8 | 75.1 | 177.7 | 149 | 120.6 | 118.5 | 684.7 | 235.7 | 128.6 | 146.8 | 143.3 | 147.7 | 379.3 | 148.4 | 197.6 | 108.2 | 123 | 100 | 321.1 | 129 | 173.6 | 132.8 | 120.5 | 95.4 | 530.6 | 161.6 | 164.1 | 150.4 | 138 | 149 | 603.6 | 176 | 210.1 | 148.2 | 101.8 | 72.5 | 165.4 | 156.3 | 0 | 0 | 0 | 0 | 60.2 | 10.8 | 10.8 | 5.6 | 4.6 | 6.5 | 58.4 | 5.3 | 14.1 | 11.3 | 7.4 | 7.2 | 72.2 | 15.9 | 6.8 | 7.7 | 5.4 | 6.8 | 36.1 | 8.6 | 11.4 | 4.3 | 5.4 | 5.9 | 27.9 | 11 | 12.6 | 10.6 | 9.7 | 5.8 | 56.4 | 11.1 | 10.7 | 8.1 | 6.8 | 7 | 60.9 | 11.4 | 15.3 | 9 | 4.7 | 2.8 | 9.5 | 8.9 | 0 | 0 | 0 | 0 | 8.72 | 1.5 | 1.51 | 0.78 | 0.64 | 0.87 | 8.46 | 0.74 | 2 | 1.6 | 1.01 | 1 | 10.45 | 2.21 | 0.93 | 1.04 | 0.68 | 0.9 | 5.2 | 1.19 | 1.56 | 0.56 | 0.71 | 0.81 | 3.98 | 1.57 | 1.77 | 1.51 | 1.38 | 0.79 | 8.16 | 1.56 | 1.49 | 1.1 | 0.91 | 0.92 | 8.8 | 1.58 | 2.06 | 1.23 | 0.56 | 0.28 | 1.31 | 1.21 | 0 | 0 | 0 | 0 | 21.4 | 13.4 | 11.1 | 5.5 | 5.9 | 12.2 | 21 | 5.4 | 11.3 | 10 | 9.6 | 9.5 | 27.2 | 17.5 | 11.4 | 12.9 | 14.6 | 13.8 | 18.6 | 12.3 | 16.4 | 10.7 | 11.7 | 8.6 | 18.1 | 7.5 | 12.2 | 8.4 | 7.5 | 7.7 | 20.6 | 11.8 | 12.5 | 13 | 12.6 | 13.8 | 26.6 | 13.6 | 26.6 | 12 | 17.2 | 18.2 | 13.9 | 13.2 | 0 | 0 | 0 | 0 | 1542.3 | 859.5 | 710.7 | 354.4 | 382.9 | 788.2 | 1523.2 | 345.8 | 740.1 | 646.6 | 625.5 | 614.6 | 1972.5 | 1137.6 | 722.1 | 831.7 | 933.6 | 891.8 | 1379.4 | 785.2 | 1057 | 684.2 | 756.6 | 532.3 | 1372 | 493.1 | 784.2 | 544.5 | 492.8 | 498.1 | 1502.2 | 757 | 812.2 | 838.7 | 808.1 | 892.5 | 1917.4 | 871.3 | 1708.6 | 773.3 | 1095.6 | 1126.9 | 1040.7 | 845.8 | 0 | 0 | 0 | 0 | 0.28 | 0.08 | 0.08 | 0.04 | 0.03 | 0.06 | 0.27 | 0.04 | 0.08 | 0.07 | 0.06 | 0.05 | 0.34 | 0.11 | 0.06 | 0.07 | 0.06 | 0.07 | 0.19 | 0.07 | 0.09 | 0.05 | 0.06 | 0.06 | 0.15 | 0.06 | 0.09 | 0.07 | 0.06 | 0.04 | 0.26 | 0.08 | 0.08 | 0.07 | 0.06 | 0.07 | 0.3 | 0.08 | 0.14 | 0.07 | 0.07 | 0.07 | 0.09 | 0.07 | 0 | 0 | 0 | 0 | 0.038
| 18 | 232.4327 | 19.4084 | 2.7602 | 233.7646 | 13.899 | 930.7717 | 0.11074 | 41.6662 | 246.3317 | 950.1801 | 2.8709 | 275.4308 | 610.4 | 175.9 | 172.9 | 86.1 | 101.2 | 167.4 | 569.8 | 79.9 | 193.3 | 154.7 | 142.6 | 149.8 | 678.2 | 247.7 | 146.4 | 161.9 | 157.6 | 183.6 | 420.5 | 159.1 | 225 | 119 | 150.4 | 139 | 341.6 | 139.7 | 189 | 142.3 | 139.7 | 108.9 | 546 | 166.4 | 202.9 | 194.8 | 170.9 | 187.6 | 658.2 | 180.3 | 232.6 | 162.5 | 126.9 | 85.2 | 185.6 | 162.3 | 0 | 0 | 0 | 0 | 64.7 | 10.4 | 11.1 | 5.5 | 5.7 | 7.7 | 60 | 5.3 | 14.8 | 11.3 | 8.5 | 8.3 | 71 | 16.7 | 7.6 | 7.8 | 5.5 | 7.1 | 39.3 | 8.6 | 12.6 | 4.6 | 6.5 | 6.7 | 28.7 | 11.4 | 13.3 | 10.7 | 10.9 | 6.4 | 57.4 | 11.4 | 11.9 | 10.4 | 8.5 | 8.8 | 66 | 10.9 | 16.6 | 9.8 | 5.8 | 3 | 10 | 8.5 | 0 | 0 | 0 | 0 | 9.36 | 1.43 | 1.55 | 0.75 | 0.78 | 1.02 | 8.68 | 0.73 | 2.08 | 1.59 | 1.16 | 1.13 | 10.27 | 2.33 | 1.03 | 1.04 | 0.69 | 0.91 | 5.65 | 1.16 | 1.71 | 0.59 | 0.85 | 0.89 | 4.09 | 1.62 | 1.86 | 1.51 | 1.54 | 0.88 | 8.31 | 1.6 | 1.64 | 1.41 | 1.13 | 1.16 | 9.53 | 1.5 | 2.24 | 1.35 | 0.71 | 0.3 | 1.36 | 1.15 | 0 | 0 | 0 | 0 | 23.9 | 14.4 | 13.4 | 6.8 | 8.5 | 15.7 | 22.7 | 6.1 | 12.8 | 10.7 | 11.6 | 12.7 | 27.4 | 18.4 | 13.1 | 14.8 | 16.4 | 18.4 | 21.3 | 13.8 | 19.1 | 11.9 | 14.5 | 13.2 | 20.2 | 8.6 | 13.6 | 9.6 | 9.1 | 8.9 | 21.8 | 12.2 | 16.6 | 16.9 | 15.5 | 17.5 | 29.4 | 14.6 | 27.6 | 13.2 | 19.2 | 19.3 | 16.3 | 14.3 | 0 | 0 | 0 | 0 | 1739 | 923.1 | 861.5 | 434.5 | 551.5 | 1009.5 | 1654.1 | 389.9 | 838.1 | 697.3 | 754.3 | 823.9 | 1995.6 | 1193.1 | 832.3 | 955.1 | 1048.1 | 1182.7 | 1575.5 | 880.1 | 1231.3 | 764.3 | 930.7 | 824.5 | 1527.3 | 561.4 | 881 | 626.4 | 592.9 | 579.6 | 1588.9 | 785.1 | 1077.6 | 1092.5 | 995.3 | 1124.7 | 2128.9 | 929.2 | 1779.2 | 850.1 | 1222.4 | 1199.3 | 1222 | 917.1 | 0 | 0 | 0 | 0 | 0.3 | 0.08 | 0.08 | 0.04 | 0.05 | 0.08 | 0.28 | 0.04 | 0.09 | 0.07 | 0.07 | 0.07 | 0.33 | 0.12 | 0.07 | 0.07 | 0.07 | 0.08 | 0.21 | 0.08 | 0.1 | 0.05 | 0.07 | 0.07 | 0.16 | 0.07 | 0.09 | 0.07 | 0.07 | 0.05 | 0.27 | 0.08 | 0.09 | 0.09 | 0.08 | 0.09 | 0.33 | 0.09 | 0.15 | 0.08 | 0.08 | 0.07 | 0.09 | 0.08 | 0 | 0 | 0 | 0 | 0.039
| 19 | 235.6293 | 19.5374 | 2.7775 | 236.9698 | 14.1608 | 954.5418 | 0.11284 | 42.637 | 249.7901 | 974.0793 | 2.8904 | 279.6068 | 618 | 171.7 | 172 | 97.4 | 111.6 | 183.5 | 564.4 | 88.6 | 196.7 | 166.4 | 151.7 | 162.4 | 673.9 | 239.2 | 154.3 | 173.8 | 153.1 | 189 | 432.2 | 163.8 | 232.6 | 124.8 | 158.8 | 161.1 | 356.6 | 153 | 191.3 | 140.8 | 150.1 | 107.7 | 548.6 | 158.8 | 208.5 | 198.6 | 176.6 | 192.8 | 660.5 | 175.3 | 226.5 | 156.1 | 128.7 | 83.2 | 202.2 | 158.1 | 0 | 0 | 0 | 0 | 65.5 | 9.8 | 11 | 6.1 | 6.3 | 8.3 | 58.8 | 6.2 | 14.5 | 12.1 | 9 | 8.6 | 70.4 | 15.7 | 8.2 | 8.8 | 5.4 | 7.6 | 40.2 | 8.6 | 13 | 4.7 | 6.5 | 7.8 | 29.7 | 12.2 | 12.9 | 9.9 | 11.4 | 5.9 | 57.7 | 10.8 | 12 | 10.3 | 8.8 | 9.3 | 66.2 | 9.8 | 15.6 | 8.7 | 5.6 | 3 | 11.6 | 7.9 | 0 | 0 | 0 | 0 | 9.48 | 1.34 | 1.53 | 0.84 | 0.86 | 1.1 | 8.51 | 0.86 | 2.04 | 1.7 | 1.24 | 1.16 | 10.18 | 2.18 | 1.1 | 1.18 | 0.68 | 0.98 | 5.77 | 1.16 | 1.78 | 0.59 | 0.84 | 1.04 | 4.22 | 1.72 | 1.8 | 1.39 | 1.61 | 0.8 | 8.35 | 1.5 | 1.64 | 1.39 | 1.17 | 1.24 | 9.56 | 1.34 | 2.1 | 1.18 | 0.67 | 0.3 | 1.6 | 1.06 | 0 | 0 | 0 | 0 | 24.2 | 14.3 | 13.3 | 7.7 | 9.4 | 17.3 | 23 | 6.4 | 13.5 | 11.6 | 12.3 | 14.2 | 27.3 | 18.2 | 13.6 | 15.5 | 15.8 | 18.6 | 22.1 | 14.5 | 19.7 | 12.7 | 15.6 | 15.1 | 21.3 | 9.7 | 14.3 | 10.1 | 10 | 9.2 | 21.9 | 11.7 | 17.3 | 17.5 | 16 | 17.7 | 29.4 | 14.8 | 27.7 | 13.3 | 19.5 | 19.2 | 17 | 14.3 | 0 | 0 | 0 | 0 | 1765.6 | 925.4 | 863.5 | 497.6 | 608.7 | 1112.8 | 1683.8 | 415.2 | 882.5 | 755.1 | 800.5 | 917.9 | 1999 | 1179.7 | 870.9 | 1004.7 | 1014 | 1199.2 | 1638.5 | 922.6 | 1270.4 | 813.1 | 1004.4 | 949.5 | 1618.7 | 634.4 | 921.3 | 655.6 | 653.4 | 596.7 | 1596.3 | 762.1 | 1122.6 | 1131.5 | 1029.7 | 1138.3 | 2136.3 | 952.8 | 1784.3 | 859.9 | 1243.2 | 1191.4 | 1278.9 | 917.1 | 0 | 0 | 0 | 0 | 0.3 | 0.08 | 0.08 | 0.05 | 0.05 | 0.08 | 0.27 | 0.04 | 0.09 | 0.08 | 0.07 | 0.07 | 0.33 | 0.11 | 0.07 | 0.08 | 0.07 | 0.08 | 0.21 | 0.08 | 0.11 | 0.06 | 0.07 | 0.08 | 0.17 | 0.07 | 0.09 | 0.07 | 0.07 | 0.05 | 0.27 | 0.07 | 0.1 | 0.09 | 0.08 | 0.09 | 0.33 | 0.08 | 0.14 | 0.07 | 0.08 | 0.07 | 0.1 | 0.07 | 0 | 0 | 0 | 0 | 0.039
| 20 | 229.9596 | 19.5163 | 2.7811 | 231.3004 | 13.4697 | 907.12 | 0.11074 | 40.5321 | 243.4292 | 926.6363 | 2.8918 | 271.8325 | 617.5 | 164.6 | 165.5 | 92.8 | 98.2 | 174.5 | 562.3 | 77.7 | 194.7 | 162.6 | 146.3 | 155.2 | 666.7 | 227.8 | 144.2 | 167.7 | 146 | 181.6 | 432.4 | 152.3 | 221.5 | 119 | 150.5 | 149.5 | 347.7 | 142.7 | 185.5 | 137.7 | 150.2 | 105.8 | 549 | 152.9 | 195.6 | 189.9 | 166.1 | 179.7 | 652.6 | 167.5 | 221.9 | 152.7 | 119.7 | 79 | 192 | 154.1 | 0 | 0 | 0 | 0 | 65.7 | 9.9 | 10.8 | 6.1 | 5.8 | 8.4 | 59 | 5.1 | 15 | 11.8 | 8.9 | 8.7 | 69.8 | 14.5 | 7.2 | 8.9 | 5.5 | 7.7 | 40.4 | 7.7 | 12.4 | 4.2 | 6.3 | 7.9 | 29.1 | 11.7 | 12.8 | 10.2 | 12 | 6 | 58.3 | 10.3 | 11.9 | 10.7 | 8.7 | 8.8 | 65.3 | 9.7 | 15.5 | 8.6 | 5.4 | 2.9 | 10.6 | 7.9 | 0 | 0 | 0 | 0 | 9.51 | 1.37 | 1.5 | 0.85 | 0.79 | 1.11 | 8.53 | 0.72 | 2.11 | 1.66 | 1.23 | 1.19 | 10.1 | 2 | 0.96 | 1.2 | 0.69 | 1.01 | 5.8 | 1.04 | 1.69 | 0.52 | 0.82 | 1.06 | 4.13 | 1.66 | 1.78 | 1.43 | 1.71 | 0.82 | 8.43 | 1.44 | 1.64 | 1.46 | 1.17 | 1.18 | 9.43 | 1.33 | 2.08 | 1.18 | 0.66 | 0.29 | 1.46 | 1.06 | 0 | 0 | 0 | 0 | 24 | 13.3 | 12.7 | 7.1 | 8.1 | 16.1 | 22.6 | 5.9 | 12.8 | 11.3 | 11.7 | 13.1 | 26.9 | 17.7 | 13.2 | 14.6 | 14.9 | 17.5 | 21.9 | 13.6 | 18.7 | 12.3 | 14.6 | 13.5 | 20.7 | 8.7 | 13.6 | 9.4 | 9.4 | 8.8 | 21.4 | 11.3 | 15.7 | 16 | 14.7 | 16.3 | 29.2 | 13.9 | 27.3 | 12.9 | 18.6 | 18.8 | 16.5 | 13.7 | 0 | 0 | 0 | 0 | 1746.3 | 859.7 | 821.2 | 457.7 | 522.6 | 1034.8 | 1653.1 | 379.2 | 839.8 | 738.1 | 759.8 | 847.7 | 1966.4 | 1150.6 | 839.6 | 947.2 | 951.3 | 1129.7 | 1633.8 | 873.9 | 1209.4 | 791 | 941.1 | 847.7 | 1571.3 | 571.2 | 881.9 | 616.2 | 619.4 | 573.8 | 1560.7 | 736 | 1016.6 | 1034 | 944.9 | 1053.5 | 2117.9 | 894.8 | 1762.9 | 832.2 | 1185.9 | 1165.1 | 1239.3 | 883.3 | 0 | 0 | 0 | 0 | 0.3 | 0.08 | 0.08 | 0.04 | 0.05 | 0.08 | 0.27 | 0.04 | 0.09 | 0.08 | 0.07 | 0.07 | 0.32 | 0.11 | 0.07 | 0.08 | 0.07 | 0.08 | 0.21 | 0.07 | 0.1 | 0.05 | 0.07 | 0.08 | 0.17 | 0.07 | 0.09 | 0.07 | 0.07 | 0.05 | 0.27 | 0.07 | 0.09 | 0.09 | 0.08 | 0.08 | 0.33 | 0.08 | 0.14 | 0.07 | 0.08 | 0.07 | 0.1 | 0.07 | 0 | 0 | 0 | 0 | 0.038
| 21 | 224.6491 | 19.5201 | 2.779 | 225.9894 | 12.7567 | 862.1142 | 0.10904 | 38.4775 | 237.4058 | 881.6343 | 2.888 | 264.4669 | 633.3 | 154.4 | 158 | 81.3 | 82.9 | 153.6 | 565.9 | 72.4 | 191 | 157.4 | 139.7 | 139.7 | 688.2 | 220.5 | 133.3 | 158.7 | 139 | 161.8 | 434 | 148.1 | 217.8 | 109.9 | 138.5 | 127.9 | 357.3 | 140.4 | 187.4 | 128.1 | 143.5 | 101 | 543.9 | 142.6 | 175 | 178.7 | 158 | 171.3 | 658.3 | 164.4 | 223.4 | 151.8 | 116.9 | 76.5 | 184.6 | 144.3 | 0 | 0 | 0 | 0 | 67.8 | 9.3 | 10.6 | 5.6 | 4.9 | 7.7 | 59.8 | 5 | 15.1 | 11.8 | 9 | 8.1 | 73 | 14.2 | 6.8 | 8.8 | 5.3 | 7.5 | 40.6 | 8 | 13.1 | 3.8 | 5.9 | 7.1 | 31 | 12.2 | 13.7 | 9.9 | 11.9 | 5.8 | 57.8 | 9.4 | 11 | 10.8 | 8.5 | 8.7 | 66.4 | 9.9 | 16.6 | 9.5 | 5.5 | 2.9 | 10.1 | 7.1 | 0 | 0 | 0 | 0 | 9.81 | 1.27 | 1.47 | 0.78 | 0.68 | 1.03 | 8.65 | 0.7 | 2.13 | 1.67 | 1.24 | 1.1 | 10.56 | 1.97 | 0.91 | 1.19 | 0.67 | 0.99 | 5.83 | 1.08 | 1.8 | 0.48 | 0.77 | 0.97 | 4.42 | 1.75 | 1.93 | 1.4 | 1.7 | 0.79 | 8.37 | 1.3 | 1.52 | 1.49 | 1.16 | 1.17 | 9.59 | 1.36 | 2.24 | 1.31 | 0.67 | 0.29 | 1.39 | 0.95 | 0 | 0 | 0 | 0 | 24.2 | 12.5 | 11.9 | 6 | 6.8 | 13.8 | 22.3 | 5.3 | 12.2 | 10.6 | 10.8 | 11.6 | 26.9 | 16.9 | 12.1 | 13.5 | 14.1 | 15.1 | 21.9 | 12.8 | 17.6 | 11.4 | 13.4 | 11.3 | 20.2 | 7.9 | 13 | 8.4 | 8.6 | 8.4 | 21.1 | 10.8 | 13.7 | 14.4 | 13.7 | 15.3 | 29 | 13.3 | 26.8 | 12 | 18.3 | 18.6 | 16 | 13.1 | 0 | 0 | 0 | 0 | 1762.7 | 810.1 | 767.6 | 388 | 438.5 | 891.4 | 1629.9 | 343.3 | 801.6 | 692.6 | 701.5 | 751.9 | 1961.8 | 1101.4 | 766.9 | 874.3 | 901.6 | 973.2 | 1633.5 | 826.4 | 1139.8 | 732 | 860.7 | 704.1 | 1530.1 | 523.2 | 845.2 | 549.1 | 568 | 544.7 | 1540.9 | 700.9 | 891.3 | 932 | 882.6 | 986 | 2099.5 | 859.9 | 1731.6 | 778 | 1166.2 | 1148.5 | 1195.2 | 844 | 0 | 0 | 0 | 0 | 0.31 | 0.07 | 0.08 | 0.04 | 0.04 | 0.07 | 0.28 | 0.03 | 0.09 | 0.08 | 0.07 | 0.06 | 0.34 | 0.1 | 0.07 | 0.07 | 0.06 | 0.07 | 0.21 | 0.07 | 0.1 | 0.05 | 0.06 | 0.07 | 0.17 | 0.07 | 0.09 | 0.06 | 0.07 | 0.05 | 0.27 | 0.07 | 0.08 | 0.08 | 0.07 | 0.08 | 0.33 | 0.08 | 0.14 | 0.07 | 0.08 | 0.07 | 0.09 | 0.07 | 0 | 0 | 0 | 0 | 0.037
| 22 | 223.9728 | 19.652 | 2.8037 | 225.3238 | 12.5103 | 848.2964 | 0.10754 | 37.8189 | 236.483 | 867.9484 | 2.9113 | 263.1427 | 619.3 | 166.6 | 149.4 | 82.5 | 87.6 | 149.9 | 564.5 | 74.9 | 193.1 | 160.9 | 132.7 | 145.6 | 667.4 | 225.7 | 127.9 | 146 | 140.5 | 144.3 | 439.4 | 143.9 | 208.3 | 109.4 | 135.2 | 127.2 | 373.4 | 145.1 | 182.8 | 130.9 | 149.9 | 102.4 | 529.2 | 140 | 172.5 | 173.3 | 158.1 | 174 | 653.2 | 167.6 | 220.9 | 146 | 108.7 | 72.4 | 199.2 | 146.1 | 0 | 0 | 0 | 0 | 66 | 10.8 | 10.2 | 6 | 5.7 | 7.6 | 59.8 | 5.6 | 15.7 | 12.2 | 8.3 | 8.8 | 70.2 | 15.2 | 6.8 | 8.5 | 5.7 | 7 | 41.4 | 8.1 | 12.6 | 4.2 | 5.9 | 7.2 | 33.6 | 13.1 | 13.9 | 10.6 | 12.7 | 6.2 | 56.3 | 9.4 | 11.6 | 10.8 | 8.8 | 9.1 | 65.4 | 10.8 | 16.7 | 9.1 | 5.3 | 2.9 | 11.5 | 7.6 | 0 | 0 | 0 | 0 | 9.55 | 1.5 | 1.42 | 0.84 | 0.79 | 1.02 | 8.66 | 0.78 | 2.22 | 1.72 | 1.15 | 1.21 | 10.16 | 2.11 | 0.91 | 1.17 | 0.73 | 0.93 | 5.95 | 1.1 | 1.74 | 0.54 | 0.78 | 0.99 | 4.81 | 1.88 | 1.96 | 1.5 | 1.81 | 0.85 | 8.15 | 1.3 | 1.62 | 1.5 | 1.19 | 1.22 | 9.44 | 1.5 | 2.26 | 1.26 | 0.65 | 0.29 | 1.59 | 1.03 | 0 | 0 | 0 | 0 | 24 | 12.7 | 11.1 | 5.7 | 6.7 | 13.4 | 22.1 | 5.1 | 12 | 10.7 | 10.4 | 11.7 | 26.6 | 16.8 | 11.4 | 12 | 13.9 | 13.2 | 21.9 | 12.2 | 16.7 | 11 | 12.9 | 11.1 | 20 | 7.7 | 12.2 | 8.1 | 8.8 | 8.3 | 20.5 | 10.5 | 12.8 | 13.6 | 13.5 | 15.3 | 29.2 | 12.9 | 26.5 | 11.6 | 17.6 | 18.4 | 16.7 | 12.9 | 0 | 0 | 0 | 0 | 1745.7 | 827.1 | 716.7 | 374.4 | 436.2 | 866.5 | 1613.4 | 332.4 | 787.4 | 701.1 | 676.5 | 760.8 | 1943.6 | 1092.6 | 723.6 | 779.4 | 891.2 | 850.4 | 1633.7 | 783.8 | 1085.3 | 704.7 | 831.4 | 691.4 | 1507.9 | 513.6 | 793.5 | 533.9 | 579.4 | 536.8 | 1493.7 | 680.8 | 835 | 884.9 | 870 | 988.8 | 2120.1 | 830.3 | 1714 | 748.2 | 1119.9 | 1134.4 | 1243.2 | 829.4 | 0 | 0 | 0 | 0 | 0.3 | 0.08 | 0.07 | 0.04 | 0.04 | 0.07 | 0.28 | 0.04 | 0.09 | 0.08 | 0.06 | 0.07 | 0.32 | 0.11 | 0.06 | 0.07 | 0.06 | 0.07 | 0.21 | 0.07 | 0.1 | 0.05 | 0.06 | 0.07 | 0.18 | 0.07 | 0.09 | 0.06 | 0.07 | 0.05 | 0.26 | 0.07 | 0.08 | 0.08 | 0.07 | 0.08 | 0.33 | 0.08 | 0.14 | 0.07 | 0.07 | 0.07 | 0.1 | 0.07 | 0 | 0 | 0 | 0 | 0.036
| 23 | 221.2053 | 19.9651 | 2.8523 | 222.5789 | 11.8777 | 806.3991 | 0.10451 | 35.937 | 233.083 | 826.3642 | 2.9568 | 258.5159 | 634.8 | 161 | 143.5 | 72.1 | 81.2 | 142.9 | 567.2 | 63.6 | 183.7 | 160 | 135.9 | 139.5 | 688.5 | 220.3 | 119.8 | 131.5 | 127.1 | 127.6 | 426.3 | 138 | 206.3 | 104.8 | 134.3 | 116.6 | 362.9 | 157.7 | 173.4 | 119.4 | 145.9 | 95.9 | 513 | 150.8 | 159.5 | 159.1 | 149.3 | 162.3 | 667.6 | 152.9 | 211.9 | 133.4 | 97.9 | 71.7 | 186.7 | 138.8 | 0 | 0 | 0 | 0 | 68.2 | 10.5 | 10.5 | 5.5 | 5.9 | 7.9 | 60.5 | 4.7 | 15 | 12.6 | 9 | 8.7 | 73.3 | 14.9 | 6.5 | 7.5 | 4.9 | 6.9 | 40.2 | 7.8 | 13.2 | 4.4 | 6.6 | 7.8 | 32.8 | 15.1 | 13.4 | 10.1 | 12.8 | 6.1 | 54.7 | 10.8 | 10.9 | 10.6 | 8.7 | 8.6 | 68 | 10.1 | 16.5 | 8.3 | 5.1 | 2.8 | 10.6 | 7.5 | 0 | 0 | 0 | 0 | 9.88 | 1.45 | 1.47 | 0.77 | 0.83 | 1.07 | 8.76 | 0.66 | 2.13 | 1.79 | 1.25 | 1.21 | 10.61 | 2.08 | 0.88 | 1.02 | 0.63 | 0.93 | 5.77 | 1.07 | 1.83 | 0.58 | 0.88 | 1.08 | 4.69 | 2.18 | 1.89 | 1.44 | 1.83 | 0.84 | 7.93 | 1.52 | 1.53 | 1.47 | 1.2 | 1.16 | 9.82 | 1.41 | 2.24 | 1.15 | 0.63 | 0.29 | 1.46 | 1.02 | 0 | 0 | 0 | 0 | 24 | 12.3 | 10 | 4.9 | 5.6 | 12.2 | 21.9 | 4.4 | 11.3 | 10.3 | 10.3 | 10.9 | 26.7 | 16.3 | 10.5 | 11 | 12.8 | 11 | 21.2 | 11.6 | 15.9 | 10.2 | 12.2 | 9.2 | 19.3 | 7.6 | 11.4 | 7 | 8.2 | 7.5 | 19.8 | 10.6 | 11.7 | 11.9 | 12.4 | 14.2 | 28.8 | 11.5 | 25.9 | 10.6 | 16.5 | 18.4 | 15.9 | 12 | 0 | 0 | 0 | 0 | 1745 | 800.4 | 648.2 | 316.1 | 366.5 | 788.5 | 1593.1 | 282.5 | 741 | 670.3 | 667.4 | 711.4 | 1943.4 | 1060 | 668.3 | 711.8 | 818.8 | 715 | 1587.8 | 746.8 | 1034.3 | 654.3 | 788.6 | 570.3 | 1457.6 | 511 | 742.2 | 463.2 | 538.4 | 486.7 | 1435.9 | 692.5 | 760.4 | 775.3 | 796.3 | 916.3 | 2088 | 743.2 | 1673.5 | 683.4 | 1054.1 | 1134.1 | 1183.8 | 774.6 | 0 | 0 | 0 | 0 | 0.31 | 0.07 | 0.07 | 0.03 | 0.04 | 0.07 | 0.28 | 0.03 | 0.09 | 0.08 | 0.06 | 0.06 | 0.34 | 0.1 | 0.06 | 0.06 | 0.06 | 0.06 | 0.21 | 0.06 | 0.1 | 0.05 | 0.06 | 0.07 | 0.17 | 0.08 | 0.08 | 0.06 | 0.07 | 0.04 | 0.25 | 0.07 | 0.07 | 0.07 | 0.07 | 0.07 | 0.33 | 0.07 | 0.14 | 0.06 | 0.07 | 0.07 | 0.1 | 0.06 | 0 | 0 | 0 | 0 | 0.035
WestConnect_South | 0 | 177.0464 | 8.8186 | 1.1784 | 177.6309 | 16.0031 | 1082.1185 | 0.080731 | 48.2723 | 193.0495 | 1090.9371 | 1.2591 | 225.9032 | 285.2 | 216.7 | 180.9 | 60.2 | 73.1 | 207 | 246.4 | 141.6 | 200.9 | 103.6 | 172.6 | 130 | 357.3 | 228.3 | 201.9 | 178.7 | 194.7 | 151.5 | 331.1 | 170.9 | 274.6 | 189.6 | 164.6 | 65.5 | 226.8 | 150.8 | 201.1 | 121 | 78.9 | 111.3 | 329.4 | 143.2 | 163.2 | 142.5 | 145.7 | 188.2 | 407.9 | 222.2 | 244.9 | 140.3 | 124.1 | 108.6 | 280.7 | 218 | 0 | 0 | 0 | 0 | 18.1 | 9.1 | 8.7 | 2.3 | 3.2 | 7.6 | 12.1 | 7.1 | 10.7 | 6.6 | 7.1 | 4.3 | 19.4 | 9.7 | 7.3 | 5.4 | 5.8 | 4.1 | 18.1 | 5.7 | 14.9 | 6.9 | 5.5 | 2.1 | 9.2 | 9.2 | 10.3 | 5.9 | 3.9 | 3.9 | 17.3 | 7.1 | 6.8 | 5.3 | 5.4 | 7.3 | 28.3 | 10 | 14.1 | 5.1 | 5.1 | 4.4 | 14.6 | 9.5 | 0 | 0 | 0 | 0 | 2.5 | 1.18 | 1.15 | 0.3 | 0.42 | 0.95 | 1.62 | 0.96 | 1.44 | 0.91 | 0.92 | 0.53 | 2.62 | 1.26 | 0.92 | 0.65 | 0.7 | 0.48 | 2.46 | 0.71 | 2.02 | 0.87 | 0.67 | 0.25 | 1.18 | 1.26 | 1.39 | 0.79 | 0.52 | 0.49 | 2.34 | 0.96 | 0.88 | 0.67 | 0.68 | 0.93 | 4.01 | 1.33 | 1.83 | 0.64 | 0.57 | 0.44 | 2.02 | 1.24 | 0 | 0 | 0 | 0 | 22.3 | 21.1 | 16.6 | 6.1 | 7 | 21.2 | 22.3 | 12.8 | 17.5 | 8.1 | 16.9 | 13.7 | 30.8 | 22.1 | 20.7 | 19.3 | 21.1 | 16.8 | 28.4 | 18 | 23.6 | 19.4 | 17.3 | 10 | 22.3 | 12.1 | 17.9 | 11 | 7.2 | 11.5 | 28.9 | 13 | 15.9 | 14.5 | 14.9 | 18.9 | 30.1 | 21.1 | 33.5 | 14.5 | 23.4 | 28.3 | 25.4 | 20.9 | 0 | 0 | 0 | 0 | 1716.9 | 1355.4 | 1071.8 | 388.1 | 449.9 | 1358.7 | 1746.5 | 809 | 1132.1 | 521.5 | 1086.2 | 878 | 2395.3 | 1423.5 | 1329.8 | 1235 | 1349.2 | 1075.1 | 2204.8 | 1147.6 | 1528.8 | 1246.8 | 1110.5 | 455.8 | 1753.4 | 784.1 | 1150.5 | 711.5 | 461.9 | 737.9 | 2249.1 | 825.2 | 1020.8 | 931.6 | 953.7 | 1212.7 | 2182.7 | 1330.5 | 2153.1 | 923 | 1489.5 | 1754.4 | 1814.5 | 1344.8 | 0 | 0 | 0 | 0 | 0.13 | 0.1 | 0.08 | 0.03 | 0.03 | 0.09 | 0.11 | 0.07 | 0.09 | 0.05 | 0.08 | 0.06 | 0.16 | 0.1 | 0.09 | 0.08 | 0.09 | 0.07 | 0.15 | 0.08 | 0.13 | 0.08 | 0.07 | 0.1 | 0.1 | 0.07 | 0.09 | 0.06 | 0.04 | 0.05 | 0.15 | 0.07 | 0.07 | 0.06 | 0.07 | 0.08 | 0.22 | 0.11 | 0.15 | 0.07 | 0.09 | 0.1 | 0.16 | 0.1 | 0 | 0 | 0 | 0 | 0.033
| 1 | 174.6164 | 8.7251 | 1.1688 | 175.1955 | 15.7568 | 1066.3864 | 0.080731 | 47.5571 | 190.3732 | 1075.1115 | 1.2496 | 222.7526 | 283.5 | 214.1 | 176.7 | 57.3 | 76.4 | 199.5 | 243.1 | 147.5 | 204.9 | 108 | 173.6 | 126.2 | 346.7 | 229.1 | 198.6 | 174.1 | 193.6 | 150.9 | 325.7 | 172.4 | 270.8 | 189.5 | 168 | 64.9 | 225.2 | 150.9 | 200.8 | 121.6 | 82.1 | 112.2 | 326.2 | 145.9 | 163 | 141.9 | 142.4 | 189.4 | 406.9 | 218.8 | 245.9 | 140.1 | 121.1 | 108.5 | 270.9 | 212.1 | 0 | 0 | 0 | 0 | 18.1 | 9 | 8.4 | 2.3 | 3.3 | 7.2 | 12 | 7.7 | 10.9 | 7 | 7.4 | 4.2 | 18.6 | 9.5 | 7.2 | 5.3 | 5.8 | 4 | 17.9 | 5.8 | 14.7 | 7 | 5.7 | 2 | 9.4 | 8.8 | 10.4 | 6 | 4 | 4 | 17.2 | 7.3 | 6.8 | 5.3 | 5.2 | 7.6 | 28.7 | 9.8 | 14.4 | 4.9 | 5 | 4.4 | 14 | 9.2 | 0 | 0 | 0 | 0 | 2.51 | 1.17 | 1.12 | 0.29 | 0.43 | 0.91 | 1.61 | 1.04 | 1.48 | 0.97 | 0.97 | 0.53 | 2.52 | 1.24 | 0.9 | 0.64 | 0.7 | 0.47 | 2.43 | 0.73 | 1.99 | 0.89 | 0.71 | 0.25 | 1.22 | 1.2 | 1.4 | 0.8 | 0.54 | 0.5 | 2.32 | 0.98 | 0.89 | 0.68 | 0.66 | 0.99 | 4.06 | 1.3 | 1.87 | 0.62 | 0.56 | 0.44 | 1.94 | 1.21 | 0 | 0 | 0 | 0 | 22 | 20.8 | 16.3 | 5.8 | 7.4 | 20.5 | 22 | 13.1 | 17.8 | 8.3 | 16.8 | 13.2 | 30.1 | 22.3 | 20.4 | 18.7 | 20.9 | 16.8 | 27.9 | 18 | 23.3 | 19.3 | 17.5 | 10 | 21.9 | 12.5 | 17.8 | 11.1 | 7.5 | 11.6 | 28.5 | 13.2 | 15.9 | 14.4 | 14.6 | 18.7 | 29.5 | 20.9 | 33.5 | 14.6 | 23.2 | 28.2 | 24.5 | 20.4 | 0 | 0 | 0 | 0 | 1698.7 | 1339.7 | 1050.6 | 366.5 | 473.5 | 1313.7 | 1715.5 | 825.5 | 1152 | 536.3 | 1079.5 | 848.8 | 2340.8 | 1436.6 | 1306.9 | 1199.9 | 1341.9 | 1072.7 | 2162.7 | 1154 | 1509.5 | 1237.6 | 1124.5 | 452.9 | 1719.9 | 806.7 | 1145.1 | 713.5 | 481.6 | 744.2 | 2225.5 | 839.6 | 1018.4 | 922.8 | 932.5 | 1202 | 2148 | 1319.1 | 2155.4 | 929.2 | 1474 | 1748.8 | 1760.5 | 1309.9 | 0 | 0 | 0 | 0 | 0.13 | 0.1 | 0.08 | 0.03 | 0.03 | 0.09 | 0.11 | 0.07 | 0.09 | 0.05 | 0.08 | 0.06 | 0.16 | 0.1 | 0.09 | 0.08 | 0.09 | 0.07 | 0.15 | 0.08 | 0.12 | 0.08 | 0.07 | 0.1 | 0.1 | 0.07 | 0.09 | 0.06 | 0.04 | 0.05 | 0.15 | 0.07 | 0.07 | 0.06 | 0.06 | 0.08 | 0.22 | 0.11 | 0.15 | 0.07 | 0.09 | 0.1 | 0.16 | 0.1 | 0 | 0 | 0 | 0 | 0.032
| 2 | 172.9028 | 8.6279 | 1.1541 | 173.475 | 15.6354 | 1056.0905 | 0.078678 | 47.1284 | 188.5382 | 1064.7184 | 1.2328 | 220.6034 | 283.1 | 209.2 | 173.4 | 59.5 | 77.5 | 199.3 | 243.6 | 156.1 | 211.3 | 115.6 | 175.4 | 124.1 | 350.2 | 228.1 | 201.6 | 171.1 | 197.3 | 152.2 | 315.8 | 180.3 | 268.1 | 194.1 | 169.2 | 64.6 | 228.4 | 152.4 | 201.3 | 126 | 84 | 115.3 | 325.2 | 150.9 | 160 | 143.7 | 146.6 | 188.4 | 408.3 | 218 | 244.7 | 144.1 | 121.1 | 107.8 | 271.5 | 212.9 | 0 | 0 | 0 | 0 | 18.7 | 8.4 | 8.2 | 2.3 | 3.4 | 7.4 | 12.2 | 8.2 | 11.2 | 7.6 | 7.6 | 4.1 | 18.8 | 9.2 | 7.1 | 5.3 | 6 | 4.1 | 17.3 | 6.1 | 14.6 | 7.5 | 5.7 | 2 | 9.6 | 8.5 | 10.4 | 6.3 | 4 | 4 | 16.9 | 7.5 | 6.5 | 5.5 | 5.4 | 7.4 | 29.2 | 9.7 | 14.1 | 5.3 | 5 | 4.4 | 14.1 | 9.1 | 0 | 0 | 0 | 0 | 2.59 | 1.08 | 1.09 | 0.3 | 0.44 | 0.94 | 1.63 | 1.11 | 1.51 | 1.06 | 0.99 | 0.5 | 2.54 | 1.19 | 0.89 | 0.64 | 0.72 | 0.47 | 2.35 | 0.76 | 1.98 | 0.96 | 0.7 | 0.24 | 1.24 | 1.16 | 1.41 | 0.85 | 0.54 | 0.5 | 2.28 | 1.01 | 0.85 | 0.7 | 0.69 | 0.95 | 4.13 | 1.29 | 1.83 | 0.67 | 0.56 | 0.44 | 1.96 | 1.19 | 0 | 0 | 0 | 0 | 21.5 | 20.7 | 16.1 | 6 | 7.5 | 20.2 | 21.9 | 13.8 | 18.5 | 8.7 | 16.8 | 13.1 | 30.4 | 22.5 | 20.8 | 18.4 | 21.3 | 16.9 | 27.1 | 18.9 | 23 | 19.5 | 17.7 | 10 | 22.2 | 12.9 | 17.8 | 11.3 | 7.7 | 11.9 | 28.7 | 13.7 | 15.7 | 14.5 | 15 | 18.8 | 29.3 | 20.8 | 33.6 | 14.9 | 23.3 | 28.2 | 24.5 | 20.6 | 0 | 0 | 0 | 0 | 1656.4 | 1333.5 | 1033.9 | 381.7 | 477.3 | 1298.6 | 1713.1 | 873 | 1192.9 | 566.1 | 1084.2 | 839.3 | 2363.8 | 1445.9 | 1335 | 1177.8 | 1363.3 | 1081.2 | 2101.7 | 1208.4 | 1490 | 1250.7 | 1137.6 | 452 | 1742.9 | 834.2 | 1145.8 | 730.7 | 496.7 | 766.7 | 2236 | 870 | 1007.9 | 929.1 | 958 | 1207.9 | 2127.6 | 1316.7 | 2164 | 943.8 | 1480 | 1741.6 | 1757.4 | 1320.5 | 0 | 0 | 0 | 0 | 0.13 | 0.09 | 0.08 | 0.03 | 0.04 | 0.09 | 0.11 | 0.08 | 0.1 | 0.05 | 0.08 | 0.05 | 0.16 | 0.1 | 0.09 | 0.08 | 0.09 | 0.07 | 0.15 | 0.08 | 0.12 | 0.09 | 0.07 | 0.1 | 0.1 | 0.07 | 0.09 | 0.06 | 0.04 | 0.05 | 0.15 | 0.07 | 0.07 | 0.06 | 0.07 | 0.08 | 0.22 | 0.1 | 0.15 | 0.07 | 0.09 | 0.1 | 0.16 | 0.1 | 0 | 0 | 0 | 0 | 0.032
| 3 | 173.7781 | 8.7354 | 1.171 | 174.3581 | 15.6204 | 1054.6569 | 0.077911 | 47.0705 | 189.3985 | 1063.3923 | 1.2489 | 221.4286 | 283.3 | 210 | 174.9 | 61.3 | 75.8 | 198.3 | 243.7 | 156.9 | 211.4 | 120 | 171.9 | 125.2 | 347.7 | 230.6 | 204.1 | 171.5 | 195.1 | 152.2 | 306.5 | 183.8 | 268 | 192.2 | 166 | 64.5 | 233.3 | 154.4 | 203.7 | 127.8 | 87.5 | 115.5 | 326.7 | 156.4 | 160.9 | 144.7 | 147.7 | 190.3 | 407.7 | 217.2 | 249.2 | 145.1 | 119.5 | 106.2 | 269.8 | 211.7 | 0 | 0 | 0 | 0 | 19 | 8.4 | 8.3 | 2.5 | 3.2 | 7.3 | 12.2 | 8 | 11.1 | 8 | 7.1 | 4.2 | 18.7 | 9.6 | 7.4 | 5.2 | 5.9 | 4.2 | 16.5 | 6.3 | 14.8 | 7.6 | 5.5 | 2 | 10.1 | 8.6 | 10.7 | 6.6 | 4.1 | 4.1 | 16.9 | 7.7 | 6.6 | 5.6 | 5.6 | 7.6 | 29.3 | 9.6 | 14.7 | 5.3 | 5 | 4.3 | 14.2 | 8.9 | 0 | 0 | 0 | 0 | 2.64 | 1.08 | 1.11 | 0.32 | 0.42 | 0.93 | 1.63 | 1.08 | 1.5 | 1.11 | 0.92 | 0.53 | 2.53 | 1.24 | 0.93 | 0.63 | 0.71 | 0.5 | 2.23 | 0.79 | 2.01 | 0.98 | 0.67 | 0.25 | 1.32 | 1.16 | 1.45 | 0.89 | 0.55 | 0.52 | 2.28 | 1.04 | 0.86 | 0.71 | 0.71 | 0.99 | 4.15 | 1.27 | 1.91 | 0.68 | 0.57 | 0.43 | 1.97 | 1.15 | 0 | 0 | 0 | 0 | 21.2 | 20.8 | 16.1 | 6.1 | 7.4 | 20.2 | 21.9 | 14 | 18.5 | 9 | 16.8 | 13.1 | 30.1 | 22.5 | 20.9 | 18.4 | 21 | 16.8 | 26.5 | 19.1 | 22.8 | 19.1 | 17.5 | 9.9 | 22.4 | 13.1 | 17.9 | 11.3 | 8.1 | 11.9 | 28.9 | 14.2 | 15.8 | 14.5 | 15 | 18.8 | 29.1 | 20.8 | 33.6 | 14.9 | 23.2 | 28 | 24.2 | 20.6 | 0 | 0 | 0 | 0 | 1632.6 | 1336.6 | 1038.5 | 389 | 471.1 | 1295.9 | 1709.7 | 891 | 1195.9 | 584.7 | 1080.6 | 840 | 2340.2 | 1448.5 | 1342.6 | 1182.5 | 1346.8 | 1073.2 | 2059.3 | 1225.2 | 1478.8 | 1228.3 | 1122.7 | 448 | 1753.6 | 849.5 | 1150.7 | 730.6 | 522.4 | 762.7 | 2248.7 | 905.6 | 1010.6 | 932.7 | 958.3 | 1209.8 | 2110.5 | 1317.8 | 2165.1 | 949.3 | 1475 | 1734.8 | 1737.1 | 1325.1 | 0 | 0 | 0 | 0 | 0.13 | 0.09 | 0.08 | 0.03 | 0.03 | 0.09 | 0.11 | 0.08 | 0.1 | 0.06 | 0.08 | 0.06 | 0.16 | 0.1 | 0.09 | 0.08 | 0.09 | 0.07 | 0.14 | 0.08 | 0.12 | 0.09 | 0.07 | 0.1 | 0.11 | 0.07 | 0.1 | 0.06 | 0.04 | 0.05 | 0.15 | 0.07 | 0.07 | 0.06 | 0.07 | 0.09 | 0.22 | 0.1 | 0.16 | 0.07 | 0.09 | 0.1 | 0.16 | 0.1 | 0 | 0 | 0 | 0 | 0.031
| 4 | 170.9378 | 8.525 | 1.1435 | 171.504 | 15.4448 | 1041.1717 | 0.077911 | 46.493 | 186.3826 | 1049.6967 | 1.2214 | 217.997 | 278 | 208.7 | 170.6 | 59.8 | 74.3 | 196.2 | 245.3 | 157.1 | 210.5 | 124.8 | 167.2 | 124.3 | 349.7 | 227.1 | 203.8 | 171.1 | 196.8 | 152.5 | 297.9 | 182.2 | 266.4 | 188.9 | 162.6 | 64.4 | 234.3 | 157 | 198.1 | 127.5 | 87.1 | 110.9 | 327.9 | 157.2 | 162.7 | 144.2 | 148.2 | 190.4 | 402.9 | 218.5 | 244.6 | 146.4 | 117 | 105.7 | 268.3 | 212 | 0 | 0 | 0 | 0 | 18.4 | 8.2 | 8.1 | 2.5 | 3.3 | 7.3 | 12.4 | 8.1 | 11.1 | 8.2 | 6.9 | 4.3 | 19.1 | 9.3 | 7.3 | 5.2 | 6 | 4.2 | 16.5 | 6.2 | 14.8 | 7.4 | 5.1 | 2 | 10.1 | 9.1 | 10 | 6.6 | 4 | 3.8 | 17 | 7.7 | 6.8 | 5.4 | 5.5 | 7.7 | 28.8 | 9.9 | 14.2 | 5.4 | 5 | 4.3 | 14.2 | 9 | 0 | 0 | 0 | 0 | 2.56 | 1.06 | 1.07 | 0.33 | 0.43 | 0.93 | 1.67 | 1.09 | 1.5 | 1.13 | 0.89 | 0.53 | 2.59 | 1.2 | 0.92 | 0.63 | 0.73 | 0.49 | 2.25 | 0.77 | 2.01 | 0.95 | 0.63 | 0.24 | 1.32 | 1.24 | 1.34 | 0.88 | 0.52 | 0.48 | 2.3 | 1.03 | 0.89 | 0.69 | 0.69 | 0.99 | 4.08 | 1.32 | 1.84 | 0.69 | 0.56 | 0.43 | 1.97 | 1.17 | 0 | 0 | 0 | 0 | 21 | 20.8 | 15.8 | 5.9 | 7.1 | 19.9 | 21.9 | 14 | 18.4 | 9.5 | 16.4 | 12.9 | 30.1 | 22.3 | 21 | 18.4 | 21.2 | 16.8 | 25.4 | 19.1 | 22.6 | 18.8 | 17.3 | 10 | 22.6 | 13 | 17.8 | 11.3 | 8.2 | 11.5 | 28.9 | 14.3 | 15.9 | 14.6 | 15.1 | 18.8 | 28.9 | 20.7 | 33.4 | 15 | 23.2 | 27.9 | 24 | 20.6 | 0 | 0 | 0 | 0 | 1615.6 | 1333.1 | 1018 | 373.9 | 456.2 | 1278.6 | 1708 | 891.2 | 1189.4 | 616.3 | 1053.2 | 829.2 | 2327.6 | 1433.7 | 1344.3 | 1181 | 1356.4 | 1078.3 | 1966.1 | 1217.7 | 1465.9 | 1211.3 | 1111.4 | 451.4 | 1764.5 | 843.4 | 1143.2 | 730.5 | 527.5 | 740.4 | 2250.8 | 915.3 | 1016.2 | 936.5 | 968.7 | 1208.4 | 2095.9 | 1309.9 | 2150.7 | 954.4 | 1474.8 | 1725.5 | 1722 | 1320.5 | 0 | 0 | 0 | 0 | 0.13 | 0.09 | 0.08 | 0.03 | 0.03 | 0.09 | 0.11 | 0.08 | 0.1 | 0.06 | 0.08 | 0.06 | 0.16 | 0.1 | 0.09 | 0.08 | 0.09 | 0.07 | 0.14 | 0.08 | 0.12 | 0.08 | 0.07 | 0.1 | 0.11 | 0.07 | 0.09 | 0.06 | 0.04 | 0.05 | 0.15 | 0.07 | 0.07 | 0.06 | 0.07 | 0.09 | 0.22 | 0.11 | 0.15 | 0.07 | 0.09 | 0.1 | 0.15 | 0.1 | 0 | 0 | 0 | 0 | 0.031
| 5 | 166.269 | 8.4336 | 1.1317 | 166.8293 | 14.8781 | 1006.1976 | 0.078299 | 44.8842 | 181.1471 | 1014.6312 | 1.21 | 211.7135 | 268.2 | 212 | 158.3 | 58.8 | 67.1 | 184.2 | 233.3 | 147.6 | 199.5 | 121.2 | 147.7 | 111.4 | 310.5 | 222.3 | 201.1 | 164.6 | 190 | 141.2 | 273.2 | 171.8 | 253.6 | 172.3 | 154.1 | 64 | 231.9 | 142.5 | 186.1 | 115.7 | 86.3 | 105.7 | 317.4 | 150.5 | 152.5 | 136 | 145.5 | 178 | 383.2 | 209.4 | 230.4 | 140.5 | 109.8 | 100.2 | 256.5 | 205.4 | 0 | 0 | 0 | 0 | 17.4 | 9.3 | 7.2 | 2.6 | 3.1 | 6.8 | 11.8 | 7.8 | 10.6 | 7.8 | 6.1 | 3.7 | 16.2 | 9 | 7.3 | 4.9 | 5.8 | 3.8 | 15.4 | 6 | 13.9 | 6.3 | 4.9 | 2 | 10 | 8.1 | 9.1 | 5.7 | 4.2 | 3.7 | 16.7 | 7.9 | 6.3 | 4.9 | 5.5 | 7.1 | 26.9 | 9.7 | 13.1 | 5.2 | 4.8 | 4.3 | 13.6 | 9.3 | 0 | 0 | 0 | 0 | 2.41 | 1.22 | 0.95 | 0.34 | 0.41 | 0.86 | 1.58 | 1.06 | 1.43 | 1.09 | 0.79 | 0.46 | 2.19 | 1.16 | 0.92 | 0.59 | 0.7 | 0.44 | 2.1 | 0.75 | 1.88 | 0.79 | 0.59 | 0.25 | 1.31 | 1.11 | 1.21 | 0.76 | 0.55 | 0.46 | 2.25 | 1.07 | 0.82 | 0.62 | 0.7 | 0.92 | 3.8 | 1.3 | 1.68 | 0.67 | 0.54 | 0.43 | 1.88 | 1.23 | 0 | 0 | 0 | 0 | 20.6 | 20.2 | 14.9 | 5.7 | 6.3 | 18.8 | 20.9 | 13 | 17.4 | 9.3 | 14.5 | 11.7 | 27.4 | 21.9 | 20.6 | 17.8 | 20.5 | 15.7 | 23 | 17.8 | 21.7 | 17.6 | 16.4 | 9.9 | 22.3 | 11.9 | 17 | 10.5 | 7.9 | 11 | 27.9 | 13.2 | 15 | 13.9 | 14.7 | 17.6 | 28 | 19.6 | 33 | 14.4 | 22.8 | 27.4 | 23 | 19.4 | 0 | 0 | 0 | 0 | 1589.1 | 1302.5 | 957.9 | 360.5 | 405 | 1204.9 | 1630.5 | 828 | 1125.9 | 603 | 930.1 | 750.7 | 2120.5 | 1408.7 | 1320.8 | 1140.2 | 1311.1 | 1002.9 | 1782.5 | 1138.5 | 1405.7 | 1132.3 | 1052.9 | 444.9 | 1743.3 | 770.4 | 1093.1 | 677.9 | 509.3 | 704.6 | 2165.4 | 846.5 | 957.8 | 893.3 | 942.9 | 1133.7 | 2036.9 | 1243.3 | 2119.5 | 915.8 | 1449.1 | 1697.3 | 1649.3 | 1244.2 | 0 | 0 | 0 | 0 | 0.13 | 0.1 | 0.07 | 0.03 | 0.03 | 0.08 | 0.11 | 0.07 | 0.09 | 0.06 | 0.07 | 0.05 | 0.14 | 0.1 | 0.09 | 0.07 | 0.08 | 0.06 | 0.13 | 0.08 | 0.12 | 0.08 | 0.07 | 0.1 | 0.1 | 0.07 | 0.09 | 0.05 | 0.04 | 0.05 | 0.15 | 0.07 | 0.07 | 0.06 | 0.07 | 0.08 | 0.2 | 0.1 | 0.15 | 0.07 | 0.09 | 0.1 | 0.15 | 0.09 | 0 | 0 | 0 | 0 | 0.032
| 6 | 135.9111 | 7.0611 | 0.94806 | 136.3803 | 12.0054 | 812.7536 | 0.061543 | 36.2423 | 147.9165 | 819.8147 | 1.0096 | 172.6226 | 233.8 | 167.4 | 123.6 | 48.4 | 58.2 | 149.1 | 214.5 | 103.7 | 162 | 105.3 | 108.8 | 80.1 | 241.3 | 191 | 164.7 | 139.5 | 164.5 | 125.8 | 186.8 | 128.3 | 213.2 | 134.9 | 133.6 | 62.6 | 233.5 | 117.7 | 156.4 | 90.8 | 78 | 79.7 | 329.6 | 117.2 | 131.8 | 107.5 | 131.4 | 162.5 | 338.2 | 164.6 | 201.8 | 122.9 | 87.2 | 89.7 | 209.8 | 168.4 | 0 | 0 | 0 | 0 | 16 | 6.9 | 5.8 | 2.2 | 3 | 6.2 | 12.2 | 5.7 | 8.3 | 6.7 | 4.7 | 3 | 12.9 | 8.2 | 5.6 | 4.3 | 4.6 | 3.3 | 10.4 | 4.6 | 11 | 4.5 | 4.4 | 1.9 | 12 | 7.6 | 7.9 | 5 | 4.3 | 3.2 | 21.3 | 6.3 | 5.5 | 3.8 | 4.9 | 6.9 | 24.2 | 7.3 | 12.1 | 4.3 | 4.5 | 4.1 | 11.6 | 7.7 | 0 | 0 | 0 | 0 | 2.23 | 0.89 | 0.76 | 0.29 | 0.41 | 0.8 | 1.66 | 0.78 | 1.12 | 0.93 | 0.61 | 0.39 | 1.74 | 1.06 | 0.69 | 0.51 | 0.55 | 0.38 | 1.41 | 0.58 | 1.48 | 0.56 | 0.54 | 0.23 | 1.61 | 1.06 | 1.06 | 0.68 | 0.58 | 0.41 | 2.96 | 0.85 | 0.72 | 0.48 | 0.62 | 0.9 | 3.43 | 0.97 | 1.55 | 0.54 | 0.51 | 0.41 | 1.61 | 1.02 | 0 | 0 | 0 | 0 | 17.1 | 16.4 | 11.5 | 4.6 | 5.2 | 14.6 | 18 | 8.8 | 14.4 | 8.2 | 10.5 | 8.1 | 21 | 18.4 | 17.2 | 15 | 18 | 14 | 15.9 | 13.2 | 18.9 | 14.1 | 14.1 | 9.5 | 20.7 | 9 | 14 | 7.8 | 6.7 | 7.9 | 25.3 | 10.2 | 12.8 | 11.1 | 13.4 | 15.7 | 24.2 | 15.7 | 31.2 | 12.8 | 21.3 | 26.6 | 18.3 | 15.8 | 0 | 0 | 0 | 0 | 1317.9 | 1054.9 | 741.4 | 292.7 | 331 | 937.1 | 1397.1 | 571.2 | 929.3 | 531.3 | 674.9 | 520.1 | 1632.4 | 1186.5 | 1105.5 | 962 | 1155.3 | 898.6 | 1229.3 | 844.6 | 1221.1 | 907.2 | 902.7 | 438 | 1615.9 | 585.8 | 902.3 | 502.7 | 432.9 | 506.9 | 1950.2 | 657.6 | 823.3 | 712.5 | 857 | 1010.3 | 1759.6 | 996.2 | 2004.3 | 815.6 | 1353.5 | 1643.8 | 1318.5 | 1016.6 | 0 | 0 | 0 | 0 | 0.11 | 0.07 | 0.06 | 0.02 | 0.03 | 0.07 | 0.1 | 0.05 | 0.07 | 0.05 | 0.05 | 0.04 | 0.11 | 0.09 | 0.07 | 0.06 | 0.07 | 0.06 | 0.09 | 0.06 | 0.1 | 0.06 | 0.06 | 0.09 | 0.11 | 0.05 | 0.07 | 0.04 | 0.04 | 0.04 | 0.15 | 0.05 | 0.06 | 0.05 | 0.06 | 0.07 | 0.18 | 0.08 | 0.14 | 0.06 | 0.08 | 0.1 | 0.12 | 0.08 | 0 | 0 | 0 | 0 | 0.032
| 7 | 102.1497 | 5.2565 | 0.71046 | 102.5003 | 9.0354 | 611.6429 | 0.045345 | 27.2747 | 111.1852 | 616.8994 | 0.7558 | 129.7751 | 171 | 130 | 96.9 | 31.1 | 41.7 | 121.4 | 166.1 | 74.7 | 131.1 | 77.8 | 96.9 | 64.5 | 167.4 | 163.2 | 140 | 114 | 144.3 | 105.1 | 118.5 | 93.8 | 185.8 | 107.4 | 111.7 | 61.4 | 232.3 | 94.6 | 125.1 | 68.4 | 58.7 | 62.5 | 296.4 | 94.1 | 112.5 | 86.9 | 110.6 | 139.9 | 265.6 | 129.7 | 167.2 | 104 | 72.6 | 85.3 | 160.7 | 135.7 | 0 | 0 | 0 | 0 | 11.6 | 5.4 | 4.5 | 1.4 | 2.1 | 5.1 | 9.3 | 4.4 | 6.3 | 4.3 | 4.7 | 2.7 | 8.5 | 7.1 | 4.9 | 3.4 | 4.2 | 2.9 | 5.9 | 3.4 | 9.2 | 3.3 | 3.6 | 1.9 | 14 | 6.7 | 6.3 | 3.7 | 2.9 | 2.6 | 19.4 | 5 | 4.7 | 3.5 | 3.7 | 5.6 | 17.7 | 5.7 | 9.9 | 3.6 | 4.2 | 4 | 8.3 | 6.3 | 0 | 0 | 0 | 0 | 1.62 | 0.71 | 0.6 | 0.18 | 0.28 | 0.66 | 1.26 | 0.6 | 0.84 | 0.58 | 0.63 | 0.36 | 1.15 | 0.92 | 0.61 | 0.41 | 0.49 | 0.34 | 0.79 | 0.44 | 1.23 | 0.4 | 0.44 | 0.23 | 1.92 | 0.94 | 0.84 | 0.51 | 0.38 | 0.34 | 2.69 | 0.68 | 0.61 | 0.45 | 0.46 | 0.72 | 2.49 | 0.75 | 1.24 | 0.45 | 0.47 | 0.4 | 1.16 | 0.84 | 0 | 0 | 0 | 0 | 12.6 | 12.6 | 9 | 3 | 3.8 | 11.8 | 14.1 | 6.1 | 12 | 6.7 | 8.8 | 6.3 | 14.9 | 15.7 | 14.5 | 12.3 | 15.8 | 11.6 | 10.7 | 9.6 | 16.8 | 11.5 | 11.8 | 9.2 | 18.7 | 6.7 | 11.3 | 5.9 | 5.3 | 6.1 | 22.5 | 8.2 | 11 | 8.6 | 11.6 | 13.8 | 20.1 | 12.5 | 29.4 | 10.9 | 19.9 | 26 | 14.6 | 12.6 | 0 | 0 | 0 | 0 | 968.6 | 813.2 | 582.4 | 189.4 | 241.9 | 759.9 | 1095.7 | 398.2 | 774.6 | 430.6 | 570 | 401.9 | 1162.3 | 1009.1 | 930.8 | 790.4 | 1008.7 | 740.5 | 828.5 | 614 | 1085.8 | 738.1 | 758.8 | 429.1 | 1455 | 439.2 | 725.6 | 379.7 | 344.6 | 390.9 | 1742.1 | 526.6 | 706.1 | 553 | 743.5 | 890.2 | 1482.6 | 789.2 | 1889.7 | 693.3 | 1261.3 | 1606.2 | 1039.2 | 813.7 | 0 | 0 | 0 | 0 | 0.08 | 0.06 | 0.04 | 0.01 | 0.02 | 0.05 | 0.08 | 0.03 | 0.06 | 0.04 | 0.04 | 0.03 | 0.08 | 0.07 | 0.06 | 0.05 | 0.06 | 0.05 | 0.06 | 0.04 | 0.08 | 0.05 | 0.05 | 0.09 | 0.11 | 0.04 | 0.06 | 0.03 | 0.03 | 0.03 | 0.14 | 0.04 | 0.05 | 0.04 | 0.05 | 0.06 | 0.14 | 0.06 | 0.13 | 0.05 | 0.08 | 0.1 | 0.09 | 0.06 | 0 | 0 | 0 | 0 | 0.033
| 8 | 82.6176 | 4.4774 | 0.60417 | 82.9159 | 7.1642 | 480.5219 | 0.040642 | 21.4948 | 89.7817 | 484.9993 | 0.64481 | 104.4107 | 142.9 | 102.3 | 80.1 | 21.5 | 37.4 | 109.4 | 146.5 | 50.8 | 111.6 | 60 | 78 | 49.9 | 138.1 | 145 | 119 | 100.1 | 129.1 | 89.8 | 93.2 | 69.5 | 174.2 | 91.6 | 98 | 60.9 | 234.6 | 76.1 | 107.6 | 60.5 | 50.1 | 54.6 | 277.6 | 81.2 | 104.7 | 69.9 | 104.6 | 120.7 | 245.7 | 105.5 | 158.8 | 97.2 | 71.4 | 82.9 | 136.7 | 106.1 | 0 | 0 | 0 | 0 | 10.7 | 4.3 | 3.7 | 0.9 | 2.1 | 4.9 | 8.3 | 2.9 | 5.1 | 2.6 | 3.4 | 2.1 | 7 | 6.3 | 4.4 | 3.1 | 3.6 | 2.5 | 4.8 | 2.5 | 9 | 2.9 | 3 | 1.8 | 15.1 | 5.9 | 5.2 | 3.6 | 2.3 | 2.3 | 18 | 4.5 | 4.4 | 2.6 | 3.5 | 4.2 | 16.5 | 4.7 | 10.2 | 3.4 | 4.2 | 4 | 6.9 | 4.6 | 0 | 0 | 0 | 0 | 1.5 | 0.55 | 0.49 | 0.12 | 0.29 | 0.65 | 1.13 | 0.39 | 0.68 | 0.34 | 0.44 | 0.27 | 0.95 | 0.82 | 0.55 | 0.38 | 0.42 | 0.3 | 0.65 | 0.32 | 1.21 | 0.35 | 0.36 | 0.22 | 2.09 | 0.83 | 0.69 | 0.49 | 0.31 | 0.29 | 2.5 | 0.62 | 0.58 | 0.33 | 0.44 | 0.52 | 2.31 | 0.62 | 1.29 | 0.42 | 0.47 | 0.4 | 0.96 | 0.6 | 0 | 0 | 0 | 0 | 9.7 | 10 | 7.5 | 2.1 | 3.3 | 10.3 | 12.3 | 4.3 | 10.4 | 5.8 | 7.5 | 4.9 | 12.3 | 13.9 | 12.2 | 10.7 | 14.2 | 9.9 | 8.3 | 7.1 | 15.4 | 9.8 | 10.5 | 9.2 | 18 | 5 | 9.9 | 5 | 4.7 | 5.3 | 21.2 | 6.9 | 10.1 | 7.1 | 11 | 12.6 | 18.6 | 10.1 | 28.4 | 10.2 | 19.6 | 25.8 | 12.6 | 10.2 | 0 | 0 | 0 | 0 | 738.2 | 641.4 | 481.9 | 132.2 | 204.8 | 665.4 | 956.4 | 276.5 | 673.4 | 372.5 | 483.4 | 314.8 | 957.7 | 895.1 | 779.7 | 685.5 | 911.6 | 631.4 | 640.6 | 457 | 998 | 627.4 | 674.7 | 428.3 | 1396.7 | 327.1 | 634.6 | 321.6 | 301.7 | 343.4 | 1637.7 | 444.5 | 652.6 | 454.8 | 703.5 | 806.1 | 1364.3 | 636.9 | 1823.4 | 647.8 | 1239.4 | 1589.3 | 890 | 654.6 | 0 | 0 | 0 | 0 | 0.07 | 0.05 | 0.04 | 0.01 | 0.02 | 0.05 | 0.07 | 0.02 | 0.05 | 0.03 | 0.04 | 0.02 | 0.06 | 0.07 | 0.05 | 0.04 | 0.06 | 0.04 | 0.04 | 0.03 | 0.08 | 0.04 | 0.04 | 0.09 | 0.11 | 0.04 | 0.05 | 0.03 | 0.02 | 0.02 | 0.13 | 0.04 | 0.05 | 0.03 | 0.05 | 0.05 | 0.13 | 0.05 | 0.12 | 0.04 | 0.08 | 0.1 | 0.08 | 0.05 | 0 | 0 | 0 | 0 | 0.034
| 9 | 82.5778 | 4.6804 | 0.63927 | 82.8918 | 6.9289 | 467.5802 | 0.037822 | 20.8731 | 89.5067 | 472.2606 | 0.67709 | 103.7649 | 152.2 | 98.3 | 79 | 20.6 | 34.7 | 110.3 | 144.5 | 47.1 | 110.6 | 58.4 | 72.4 | 49.5 | 140.2 | 143.8 | 116.3 | 100.5 | 128 | 87.7 | 90.4 | 63.9 | 171.7 | 94.9 | 96.6 | 60.9 | 229.2 | 73.1 | 103.3 | 74.2 | 50.7 | 51.6 | 279.6 | 82.1 | 101.8 | 69 | 106.7 | 121.7 | 257.2 | 103.3 | 154.4 | 92.7 | 73.3 | 82.8 | 136 | 102.1 | 0 | 0 | 0 | 0 | 11.9 | 4.3 | 3.7 | 0.9 | 1.8 | 5.1 | 8.3 | 2.6 | 5.1 | 2.4 | 2.9 | 2 | 7.9 | 6.6 | 4.3 | 3.4 | 3.6 | 2.5 | 4.7 | 2.4 | 8.6 | 3.4 | 3 | 1.8 | 14.9 | 5.7 | 4.8 | 5.2 | 2.4 | 2.2 | 18.9 | 4.9 | 4.2 | 2.5 | 3.7 | 4.4 | 18 | 4.6 | 9.8 | 3 | 4.5 | 4 | 6.9 | 4.5 | 0 | 0 | 0 | 0 | 1.69 | 0.56 | 0.5 | 0.11 | 0.24 | 0.68 | 1.13 | 0.36 | 0.68 | 0.32 | 0.37 | 0.26 | 1.08 | 0.87 | 0.54 | 0.42 | 0.43 | 0.29 | 0.64 | 0.31 | 1.16 | 0.42 | 0.36 | 0.22 | 2.07 | 0.81 | 0.64 | 0.73 | 0.32 | 0.29 | 2.63 | 0.67 | 0.54 | 0.32 | 0.46 | 0.56 | 2.54 | 0.62 | 1.23 | 0.36 | 0.52 | 0.4 | 0.96 | 0.59 | 0 | 0 | 0 | 0 | 9.8 | 9.4 | 7.3 | 2 | 3.1 | 10.3 | 12 | 4 | 10.3 | 5.7 | 7.2 | 4.8 | 11.8 | 13.5 | 11.9 | 10.5 | 14 | 9.6 | 8 | 6.5 | 15.4 | 9.8 | 10.3 | 9.2 | 17.5 | 4.7 | 9.6 | 5.3 | 4.7 | 5 | 20.7 | 6.7 | 10 | 7 | 11.1 | 12.4 | 18.8 | 9.9 | 28 | 9.9 | 19.5 | 25.7 | 12.5 | 9.8 | 0 | 0 | 0 | 0 | 746.1 | 605.1 | 470.9 | 127.7 | 197.3 | 662.6 | 933.2 | 257.1 | 664.6 | 366 | 463 | 312 | 916.4 | 867 | 760.7 | 674.5 | 897.9 | 615.4 | 613.7 | 414.9 | 995.2 | 628.7 | 662.7 | 428.6 | 1348.2 | 308.8 | 618.2 | 346.2 | 302.3 | 321.5 | 1593.8 | 432.6 | 642.1 | 451.7 | 710.2 | 798.5 | 1375.3 | 619.1 | 1797.6 | 633 | 1237.7 | 1584.6 | 881.8 | 628.8 | 0 | 0 | 0 | 0 | 0.07 | 0.04 | 0.04 | 0.01 | 0.02 | 0.05 | 0.07 | 0.02 | 0.05 | 0.03 | 0.03 | 0.02 | 0.06 | 0.06 | 0.05 | 0.04 | 0.06 | 0.04 | 0.04 | 0.03 | 0.08 | 0.04 | 0.04 | 0.09 | 0.11 | 0.03 | 0.05 | 0.04 | 0.02 | 0.02 | 0.13 | 0.04 | 0.05 | 0.03 | 0.05 | 0.05 | 0.13 | 0.05 | 0.12 | 0.04 | 0.08 | 0.09 | 0.08 | 0.05 | 0 | 0 | 0 | 0 | 0.035
| 10 | 84.5504 | 5.0111 | 0.68719 | 84.8873 | 6.9119 | 466.0196 | 0.038938 | 20.81 | 91.4623 | 471.0306 | 0.72613 | 105.6973 | 163.1 | 95.6 | 81.9 | 21.8 | 31.1 | 106.7 | 151.6 | 46.6 | 111.3 | 58.5 | 80.2 | 53.2 | 141.7 | 142 | 111.4 | 96.7 | 128.2 | 88.3 | 89.2 | 64.7 | 167.4 | 87.9 | 98.1 | 60.6 | 227 | 77.3 | 106 | 55.7 | 49.6 | 54.6 | 300.7 | 81 | 102.7 | 67.4 | 105.3 | 123.5 | 263.6 | 100.2 | 149.8 | 91.7 | 72.7 | 83.3 | 144.9 | 100 | 0 | 0 | 0 | 0 | 13.1 | 4.2 | 4.2 | 1.1 | 1.4 | 4.7 | 9 | 2.6 | 5.2 | 2.4 | 3.8 | 2.3 | 8.1 | 6.6 | 3.9 | 3 | 3.6 | 2.5 | 4.9 | 2.6 | 8.3 | 2.6 | 3.2 | 1.8 | 14.6 | 6.1 | 5.2 | 3.1 | 2.3 | 2.4 | 21.1 | 4.8 | 4.3 | 2.4 | 3.6 | 4.6 | 18.6 | 4.6 | 9.3 | 2.9 | 4.4 | 4 | 7.9 | 4.4 | 0 | 0 | 0 | 0 | 1.86 | 0.55 | 0.57 | 0.14 | 0.18 | 0.61 | 1.23 | 0.35 | 0.7 | 0.32 | 0.5 | 0.3 | 1.11 | 0.87 | 0.48 | 0.37 | 0.43 | 0.3 | 0.66 | 0.33 | 1.1 | 0.31 | 0.39 | 0.22 | 2.02 | 0.87 | 0.69 | 0.42 | 0.3 | 0.32 | 2.95 | 0.66 | 0.56 | 0.3 | 0.45 | 0.59 | 2.62 | 0.62 | 1.17 | 0.35 | 0.5 | 0.4 | 1.11 | 0.58 | 0 | 0 | 0 | 0 | 10.2 | 9.1 | 7.3 | 2 | 3 | 10.2 | 12.4 | 4 | 10.3 | 5.7 | 7.4 | 5.1 | 11.8 | 13.2 | 11.6 | 10.3 | 14.1 | 9.6 | 7.7 | 6.4 | 15.2 | 9.5 | 10.4 | 9.2 | 17.5 | 4.9 | 9.6 | 4.8 | 4.7 | 5.2 | 21.5 | 6.6 | 10 | 6.9 | 11 | 12.5 | 19.1 | 9.4 | 27.7 | 9.9 | 19.4 | 25.7 | 12.8 | 9.5 | 0 | 0 | 0 | 0 | 771.5 | 586.3 | 469.5 | 127.2 | 189.5 | 657.4 | 958.8 | 256.8 | 664.2 | 366.2 | 479.1 | 330.2 | 916.9 | 853.1 | 742.3 | 662.7 | 900 | 618.2 | 592.6 | 413.6 | 979 | 611.5 | 667.7 | 426.8 | 1352.3 | 323.5 | 620.7 | 306.9 | 300.3 | 333.8 | 1658.5 | 428.2 | 644.9 | 445.5 | 705.4 | 803.4 | 1399.3 | 590.7 | 1775.7 | 630.1 | 1230.3 | 1589.9 | 900.9 | 613 | 0 | 0 | 0 | 0 | 0.08 | 0.04 | 0.04 | 0.01 | 0.01 | 0.05 | 0.07 | 0.02 | 0.05 | 0.03 | 0.04 | 0.02 | 0.07 | 0.06 | 0.05 | 0.04 | 0.06 | 0.04 | 0.04 | 0.03 | 0.08 | 0.04 | 0.04 | 0.09 | 0.11 | 0.04 | 0.05 | 0.03 | 0.02 | 0.02 | 0.14 | 0.04 | 0.05 | 0.03 | 0.05 | 0.06 | 0.14 | 0.05 | 0.12 | 0.04 | 0.08 | 0.1 | 0.09 | 0.05 | 0 | 0 | 0 | 0 | 0.036
| 11 | 83.7683 | 4.8622 | 0.66311 | 84.0942 | 6.938 | 468.5908 | 0.039705 | 20.9128 | 90.7063 | 473.453 | 0.70281 | 105.0071 | 161.7 | 96.7 | 80.2 | 19.2 | 32.8 | 108.7 | 151.7 | 46.8 | 108 | 58.5 | 77.9 | 48 | 136.8 | 143.2 | 111.4 | 95.9 | 129.8 | 88.5 | 87.8 | 66.5 | 170.2 | 97.2 | 96.5 | 60.4 | 228.5 | 80.6 | 106.9 | 60.3 | 48.9 | 54.3 | 296.8 | 82.9 | 100.3 | 70.8 | 104 | 119.6 | 260.7 | 101.6 | 149.8 | 93.1 | 72.8 | 83.4 | 145 | 100.3 | 0 | 0 | 0 | 0 | 12.8 | 4.3 | 3.9 | 0.8 | 1.6 | 4.7 | 8.8 | 2.6 | 4.8 | 2.4 | 3.4 | 1.9 | 7.5 | 6.7 | 3.9 | 3 | 3.8 | 2.5 | 4.7 | 2.7 | 8.6 | 3.6 | 3 | 1.8 | 14.4 | 6.5 | 5.2 | 3.6 | 2.1 | 2.5 | 20.4 | 5 | 4.1 | 2.8 | 3.5 | 4.1 | 18.1 | 4.7 | 9.4 | 2.9 | 4.1 | 4 | 7.9 | 4.5 | 0 | 0 | 0 | 0 | 1.81 | 0.56 | 0.52 | 0.1 | 0.22 | 0.62 | 1.21 | 0.35 | 0.64 | 0.32 | 0.44 | 0.24 | 1.02 | 0.89 | 0.49 | 0.36 | 0.46 | 0.29 | 0.65 | 0.35 | 1.15 | 0.45 | 0.36 | 0.21 | 2 | 0.91 | 0.7 | 0.5 | 0.28 | 0.33 | 2.85 | 0.69 | 0.53 | 0.36 | 0.44 | 0.51 | 2.55 | 0.64 | 1.17 | 0.36 | 0.45 | 0.4 | 1.11 | 0.59 | 0 | 0 | 0 | 0 | 10.3 | 9.2 | 7.3 | 1.9 | 3 | 10.4 | 12.5 | 4 | 10.2 | 5.7 | 7.5 | 4.8 | 11.7 | 13.3 | 11.5 | 10.3 | 14.1 | 9.7 | 7.6 | 6.5 | 15.2 | 9.9 | 10.4 | 9.2 | 17.8 | 5 | 9.7 | 4.9 | 4.7 | 5.1 | 21.6 | 6.7 | 9.9 | 7.1 | 10.9 | 12.5 | 19.2 | 9.5 | 27.6 | 10 | 19.4 | 25.8 | 12.8 | 9.5 | 0 | 0 | 0 | 0 | 780.8 | 591.7 | 471.9 | 120.3 | 191.6 | 672 | 971.9 | 260 | 658.5 | 366.4 | 482.8 | 308.5 | 908.2 | 856.9 | 738.5 | 658.1 | 902.6 | 623.5 | 585.2 | 419 | 984.3 | 637.2 | 664.4 | 427.9 | 1378.7 | 332.8 | 627.3 | 317.4 | 300.6 | 329.5 | 1665.8 | 431.2 | 634.8 | 453.7 | 697.8 | 801.2 | 1405.1 | 597.2 | 1770.7 | 637.6 | 1232.2 | 1593.8 | 902.5 | 611.2 | 0 | 0 | 0 | 0 | 0.08 | 0.04 | 0.04 | 0.01 | 0.02 | 0.05 | 0.07 | 0.02 | 0.05 | 0.03 | 0.04 | 0.02 | 0.06 | 0.06 | 0.05 | 0.04 | 0.06 | 0.04 | 0.04 | 0.03 | 0.08 | 0.04 | 0.04 | 0.09 | 0.11 | 0.04 | 0.05 | 0.03 | 0.02 | 0.02 | 0.14 | 0.04 | 0.04 | 0.03 | 0.05 | 0.05 | 0.14 | 0.05 | 0.12 | 0.04 | 0.07 | 0.1 | 0.09 | 0.05 | 0 | 0 | 0 | 0 | 0.036
| 12 | 84.0344 | 4.8599 | 0.66758 | 84.3615 | 6.9739 | 470.7361 | 0.038938 | 21.0124 | 91.0083 | 475.596 | 0.70651 | 105.3739 | 159 | 98.8 | 80.7 | 19.6 | 32.5 | 107 | 150.9 | 47.9 | 108.7 | 58.1 | 73.7 | 51.3 | 137 | 144.1 | 110.8 | 95.7 | 130.9 | 87.2 | 87.8 | 67.1 | 173.4 | 91.3 | 97.6 | 60.6 | 221.6 | 80.2 | 107.2 | 59.8 | 49.8 | 49.8 | 297.5 | 81.7 | 101.1 | 73.1 | 107.3 | 125.4 | 264.1 | 101.8 | 153.8 | 93.5 | 70.9 | 83.7 | 143.7 | 101.5 | 0 | 0 | 0 | 0 | 12.4 | 4.5 | 4 | 0.8 | 1.5 | 4.6 | 8.7 | 2.6 | 4.9 | 2.4 | 3 | 2.1 | 7.4 | 6.7 | 3.8 | 2.9 | 3.9 | 2.4 | 4.7 | 2.7 | 9 | 2.8 | 3 | 1.8 | 13.8 | 6.4 | 5.3 | 3.5 | 2.3 | 2 | 20.2 | 4.9 | 4.3 | 2.9 | 3.8 | 4.7 | 18.5 | 4.8 | 9.8 | 3 | 4 | 4 | 7.9 | 4.6 | 0 | 0 | 0 | 0 | 1.76 | 0.59 | 0.54 | 0.11 | 0.2 | 0.6 | 1.19 | 0.36 | 0.65 | 0.31 | 0.39 | 0.28 | 1.01 | 0.89 | 0.48 | 0.36 | 0.47 | 0.28 | 0.64 | 0.34 | 1.21 | 0.34 | 0.36 | 0.21 | 1.91 | 0.91 | 0.71 | 0.47 | 0.3 | 0.25 | 2.82 | 0.68 | 0.55 | 0.38 | 0.48 | 0.6 | 2.61 | 0.64 | 1.23 | 0.37 | 0.44 | 0.4 | 1.1 | 0.6 | 0 | 0 | 0 | 0 | 10.3 | 9.3 | 7.3 | 1.9 | 3.1 | 10.3 | 12.5 | 4.1 | 10.3 | 5.7 | 7.3 | 5 | 11.8 | 13.4 | 11.5 | 10.3 | 14.1 | 9.6 | 7.6 | 6.7 | 15.3 | 9.8 | 10.5 | 9.2 | 17.4 | 5 | 9.7 | 5 | 4.7 | 4.9 | 21.9 | 6.6 | 9.8 | 7.2 | 11.1 | 12.7 | 19.2 | 9.5 | 27.7 | 10 | 19.3 | 25.9 | 12.7 | 9.6 | 0 | 0 | 0 | 0 | 778.7 | 600.3 | 469.5 | 122.1 | 195.8 | 665.3 | 973.1 | 265.3 | 660.5 | 366.3 | 466.9 | 321.7 | 917.1 | 862.3 | 737.9 | 659.1 | 905.7 | 617.2 | 586.1 | 428 | 990.8 | 626.9 | 674.4 | 428.1 | 1350.3 | 332.4 | 625.4 | 320.9 | 303 | 317.8 | 1687.5 | 426.8 | 631.8 | 464.3 | 708.6 | 814.7 | 1408.4 | 598.5 | 1780.4 | 636.4 | 1222.9 | 1599.3 | 893.2 | 618.7 | 0 | 0 | 0 | 0 | 0.08 | 0.04 | 0.04 | 0.01 | 0.01 | 0.05 | 0.07 | 0.02 | 0.05 | 0.03 | 0.03 | 0.02 | 0.06 | 0.07 | 0.05 | 0.04 | 0.06 | 0.04 | 0.04 | 0.03 | 0.08 | 0.04 | 0.04 | 0.09 | 0.1 | 0.04 | 0.05 | 0.03 | 0.02 | 0.02 | 0.14 | 0.04 | 0.05 | 0.03 | 0.05 | 0.06 | 0.14 | 0.05 | 0.12 | 0.04 | 0.07 | 0.1 | 0.09 | 0.05 | 0 | 0 | 0 | 0 | 0.037
| 13 | 83.53 | 4.7848 | 0.65294 | 83.8509 | 6.9794 | 470.2234 | 0.039875 | 21.0029 | 90.5094 | 475.0082 | 0.69282 | 104.8538 | 156.3 | 102 | 77.6 | 19.9 | 29.8 | 108.8 | 155.3 | 48.4 | 115.4 | 59.1 | 79.6 | 48.6 | 143.9 | 145.4 | 111.5 | 98.7 | 130.9 | 89.6 | 88.1 | 70.7 | 174.4 | 92.3 | 101.6 | 59.8 | 232.1 | 77.6 | 109.2 | 66.3 | 52.1 | 54.7 | 289.3 | 84.5 | 103.6 | 70.4 | 104.5 | 124.8 | 261.2 | 103.7 | 156.1 | 96.9 | 71.5 | 84.9 | 146.2 | 103.9 | 0 | 0 | 0 | 0 | 12.3 | 4.7 | 3.6 | 0.8 | 1.3 | 4.8 | 9 | 2.6 | 5.8 | 2.5 | 3.5 | 1.9 | 7.8 | 6.8 | 3.9 | 3.3 | 3.9 | 2.6 | 4.7 | 2.9 | 9.1 | 3.1 | 3.5 | 1.8 | 15.2 | 6 | 5.5 | 4.3 | 2.5 | 2.5 | 19.6 | 5.3 | 4.7 | 2.7 | 3.5 | 4.7 | 18.2 | 5 | 10.1 | 3.3 | 4 | 4 | 8.2 | 4.6 | 0 | 0 | 0 | 0 | 1.74 | 0.62 | 0.47 | 0.11 | 0.17 | 0.63 | 1.23 | 0.35 | 0.77 | 0.32 | 0.46 | 0.24 | 1.06 | 0.9 | 0.48 | 0.4 | 0.46 | 0.32 | 0.63 | 0.37 | 1.23 | 0.39 | 0.44 | 0.21 | 2.11 | 0.85 | 0.74 | 0.59 | 0.34 | 0.33 | 2.73 | 0.73 | 0.62 | 0.34 | 0.43 | 0.6 | 2.57 | 0.66 | 1.27 | 0.41 | 0.44 | 0.4 | 1.14 | 0.61 | 0 | 0 | 0 | 0 | 10 | 9.5 | 7.3 | 2 | 2.9 | 10.4 | 12.9 | 4.2 | 10.4 | 5.7 | 7.6 | 4.9 | 12.4 | 13.5 | 11.6 | 10.4 | 14.2 | 9.7 | 7.7 | 7 | 15.4 | 9.6 | 10.5 | 9 | 17.7 | 5 | 9.8 | 5.1 | 4.8 | 5.1 | 21.3 | 6.7 | 9.7 | 7.1 | 11 | 12.6 | 19.1 | 9.6 | 28 | 10.2 | 19.3 | 26.1 | 12.8 | 9.9 | 0 | 0 | 0 | 0 | 758.8 | 614.7 | 467.9 | 124.3 | 184.1 | 666.8 | 998.6 | 271.1 | 671.2 | 369.1 | 488.9 | 311.8 | 959.9 | 870.1 | 743 | 665.6 | 909.5 | 622.8 | 595.6 | 447.4 | 993.7 | 618.2 | 675.4 | 421.9 | 1358.2 | 331.8 | 630 | 331.6 | 306.9 | 330 | 1644.5 | 432.4 | 628.2 | 454.6 | 705.1 | 809.4 | 1404.5 | 606 | 1795.6 | 649.5 | 1222.7 | 1610 | 897.6 | 635.3 | 0 | 0 | 0 | 0 | 0.07 | 0.05 | 0.04 | 0.01 | 0.01 | 0.05 | 0.07 | 0.02 | 0.05 | 0.03 | 0.04 | 0.02 | 0.07 | 0.07 | 0.05 | 0.04 | 0.06 | 0.04 | 0.04 | 0.03 | 0.08 | 0.04 | 0.05 | 0.08 | 0.11 | 0.04 | 0.05 | 0.03 | 0.02 | 0.02 | 0.14 | 0.04 | 0.05 | 0.03 | 0.05 | 0.06 | 0.14 | 0.05 | 0.12 | 0.04 | 0.07 | 0.1 | 0.09 | 0.05 | 0 | 0 | 0 | 0 | 0.038
| 14 | 88.0402 | 5.229 | 0.71558 | 88.3914 | 7.1993 | 485.6138 | 0.039875 | 21.6815 | 95.2395 | 490.8428 | 0.75546 | 110.0728 | 155.7 | 105.8 | 88.2 | 23.7 | 32.1 | 110.1 | 152.7 | 49.9 | 114.2 | 59.6 | 75.9 | 52 | 153.4 | 147 | 112.7 | 101.3 | 135 | 89.6 | 91.9 | 74.2 | 173.3 | 96.1 | 101.9 | 60 | 218.4 | 86.5 | 117.6 | 58 | 54.1 | 51.3 | 283.8 | 82.7 | 102.6 | 70 | 107.6 | 125.8 | 259.5 | 105.9 | 164.3 | 98 | 70.4 | 84.3 | 144.4 | 105.8 | 0 | 0 | 0 | 0 | 12.3 | 4.9 | 4.7 | 1.3 | 1.5 | 5 | 8.6 | 2.6 | 5.6 | 2.5 | 3.2 | 2.2 | 8.6 | 6.8 | 3.9 | 3.5 | 4.2 | 2.6 | 4.8 | 2.9 | 8.8 | 3.3 | 3.4 | 1.8 | 13.9 | 6.8 | 6.4 | 3.3 | 2.7 | 2 | 19.1 | 4.9 | 4.7 | 2.6 | 3.7 | 4.5 | 17.9 | 5 | 10.9 | 3.4 | 3.9 | 4 | 7.9 | 4.8 | 0 | 0 | 0 | 0 | 1.74 | 0.64 | 0.64 | 0.17 | 0.21 | 0.66 | 1.17 | 0.35 | 0.74 | 0.33 | 0.42 | 0.29 | 1.18 | 0.9 | 0.49 | 0.44 | 0.51 | 0.31 | 0.65 | 0.38 | 1.18 | 0.42 | 0.42 | 0.21 | 1.92 | 0.96 | 0.86 | 0.44 | 0.37 | 0.26 | 2.66 | 0.67 | 0.62 | 0.33 | 0.46 | 0.57 | 2.51 | 0.67 | 1.39 | 0.43 | 0.43 | 0.4 | 1.1 | 0.63 | 0 | 0 | 0 | 0 | 9.9 | 9.9 | 7.7 | 2.1 | 3 | 10.4 | 12.9 | 4.4 | 10.4 | 5.8 | 7.3 | 5 | 12.9 | 13.7 | 11.7 | 10.5 | 14.5 | 9.8 | 8.1 | 7.4 | 15.5 | 10 | 10.7 | 9 | 17 | 5.6 | 10.2 | 4.9 | 4.8 | 5.1 | 21.1 | 6.8 | 9.6 | 7.1 | 11.2 | 12.9 | 19.2 | 9.9 | 28.4 | 10.2 | 19.5 | 26.1 | 12.8 | 10 | 0 | 0 | 0 | 0 | 755.9 | 638.4 | 495.4 | 134.3 | 190.2 | 667.7 | 1001.1 | 283.7 | 672 | 371.4 | 471.9 | 321.5 | 1002.3 | 885.1 | 749.6 | 674.2 | 927.9 | 625.5 | 626.1 | 474 | 999.1 | 640.6 | 685.5 | 422.3 | 1308.7 | 365.7 | 655.1 | 316.9 | 312 | 328 | 1623.1 | 437.2 | 619.1 | 457.3 | 719.5 | 828.3 | 1412.7 | 622.8 | 1822 | 651.1 | 1232.9 | 1614.1 | 900.9 | 641.4 | 0 | 0 | 0 | 0 | 0.07 | 0.05 | 0.04 | 0.01 | 0.01 | 0.05 | 0.07 | 0.02 | 0.05 | 0.03 | 0.03 | 0.02 | 0.07 | 0.07 | 0.05 | 0.04 | 0.06 | 0.04 | 0.04 | 0.03 | 0.08 | 0.04 | 0.05 | 0.08 | 0.1 | 0.04 | 0.05 | 0.03 | 0.02 | 0.02 | 0.13 | 0.04 | 0.05 | 0.03 | 0.05 | 0.06 | 0.14 | 0.05 | 0.13 | 0.05 | 0.07 | 0.1 | 0.09 | 0.05 | 0 | 0 | 0 | 0 | 0.038
| 15 | 92.842 | 5.3432 | 0.73328 | 93.2014 | 7.7062 | 521.0438 | 0.042525 | 23.2449 | 100.5481 | 526.387 | 0.7758 | 116.4463 | 162.3 | 115.7 | 88.2 | 23.3 | 43.2 | 113.7 | 166.7 | 59.3 | 114 | 61.2 | 81.7 | 56.7 | 171.7 | 156.2 | 117.8 | 102.2 | 142.7 | 93.9 | 103.8 | 84.7 | 181.7 | 94.7 | 101.1 | 61.6 | 213.3 | 113.2 | 116.8 | 63.4 | 59.4 | 57.3 | 288.1 | 84.4 | 104.6 | 73.7 | 109.6 | 130.2 | 276.8 | 117 | 166.6 | 99.8 | 73.3 | 85 | 150.5 | 116.5 | 0 | 0 | 0 | 0 | 12.3 | 5.3 | 4.5 | 1.1 | 2.7 | 5.2 | 9.8 | 3.2 | 5.4 | 2.6 | 3.8 | 2.4 | 9.6 | 7.5 | 4.2 | 3.4 | 5.1 | 2.8 | 5.5 | 3.4 | 9.6 | 3.2 | 3.2 | 1.9 | 13 | 9.2 | 6 | 3.7 | 3.3 | 2.6 | 19.8 | 4.8 | 4.7 | 3 | 4.1 | 5.1 | 19.4 | 5.6 | 10.9 | 3.5 | 4.1 | 4.1 | 8.3 | 5.4 | 0 | 0 | 0 | 0 | 1.74 | 0.7 | 0.61 | 0.15 | 0.37 | 0.69 | 1.35 | 0.43 | 0.71 | 0.34 | 0.5 | 0.31 | 1.31 | 1 | 0.53 | 0.42 | 0.64 | 0.34 | 0.75 | 0.44 | 1.3 | 0.39 | 0.39 | 0.23 | 1.79 | 1.31 | 0.81 | 0.51 | 0.45 | 0.34 | 2.76 | 0.65 | 0.62 | 0.38 | 0.52 | 0.65 | 2.74 | 0.75 | 1.39 | 0.44 | 0.45 | 0.41 | 1.16 | 0.71 | 0 | 0 | 0 | 0 | 10.8 | 10.8 | 7.8 | 2.2 | 3.5 | 10.7 | 13.6 | 5.1 | 10.6 | 5.9 | 7.6 | 5.5 | 14.5 | 14.3 | 12.1 | 10.7 | 14.7 | 10.2 | 9.1 | 8.4 | 15.9 | 9.9 | 10.8 | 9.1 | 17.1 | 6.9 | 10.4 | 5.3 | 5 | 5.4 | 21.1 | 7.1 | 9.9 | 7.3 | 11.2 | 13 | 20.1 | 10.8 | 28.7 | 10.4 | 19.9 | 26.3 | 13.2 | 10.9 | 0 | 0 | 0 | 0 | 825.1 | 697.9 | 504.9 | 138.6 | 221.6 | 687.4 | 1059.9 | 330.1 | 681.1 | 380.1 | 492.7 | 354.4 | 1128.4 | 924.8 | 777.8 | 688.9 | 944.4 | 651.6 | 700 | 535.2 | 1026.9 | 637.7 | 691.1 | 429 | 1318.5 | 456.6 | 667.7 | 337.4 | 324.6 | 347 | 1617.4 | 459.1 | 638.6 | 467.3 | 713.9 | 835.6 | 1481.5 | 683.7 | 1842.5 | 662.7 | 1259 | 1621 | 933.7 | 701.9 | 0 | 0 | 0 | 0 | 0.08 | 0.05 | 0.04 | 0.01 | 0.02 | 0.05 | 0.08 | 0.03 | 0.05 | 0.03 | 0.04 | 0.03 | 0.08 | 0.07 | 0.05 | 0.05 | 0.06 | 0.04 | 0.05 | 0.04 | 0.08 | 0.04 | 0.04 | 0.08 | 0.1 | 0.05 | 0.05 | 0.03 | 0.03 | 0.03 | 0.14 | 0.04 | 0.05 | 0.03 | 0.05 | 0.06 | 0.14 | 0.06 | 0.13 | 0.05 | 0.08 | 0.1 | 0.09 | 0.05 | 0 | 0 | 0 | 0 | 0.039
| 16 | 118.0238 | 6.3589 | 0.85854 | 118.4477 | 10.2179 | 690.3806 | 0.054578 | 30.8062 | 128.2417 | 696.7395 | 0.91312 | 149.2539 | 199.1 | 152.6 | 110.3 | 34.9 | 43.7 | 133.5 | 186.1 | 89.4 | 137.7 | 80 | 96.9 | 73.3 | 225.6 | 181.5 | 136.3 | 126 | 153.6 | 108.3 | 155.3 | 122.2 | 201.2 | 116.4 | 117.4 | 64.9 | 194.4 | 114.7 | 135.5 | 81.5 | 62.2 | 69.7 | 272 | 109.5 | 120.4 | 89.1 | 118.6 | 147.8 | 313.1 | 148.8 | 187.8 | 111.1 | 99.1 | 93.7 | 185.5 | 156.1 | 0 | 0 | 0 | 0 | 13.8 | 6.9 | 5.3 | 1.7 | 2.2 | 5.8 | 10 | 5 | 7 | 4.4 | 4.3 | 3.2 | 11.7 | 8.4 | 4.3 | 3.9 | 4.8 | 3 | 8.4 | 4.9 | 10.2 | 4.4 | 4 | 2.1 | 9.5 | 7.2 | 6.4 | 4.9 | 3 | 3.1 | 16 | 6.5 | 5.1 | 3.3 | 4.5 | 6 | 21.6 | 7 | 11.2 | 3.6 | 4.7 | 4.2 | 10.5 | 7.4 | 0 | 0 | 0 | 0 | 1.92 | 0.9 | 0.71 | 0.23 | 0.29 | 0.76 | 1.35 | 0.69 | 0.93 | 0.59 | 0.56 | 0.43 | 1.58 | 1.11 | 0.53 | 0.48 | 0.58 | 0.35 | 1.14 | 0.63 | 1.38 | 0.56 | 0.49 | 0.26 | 1.26 | 0.99 | 0.85 | 0.67 | 0.39 | 0.41 | 2.2 | 0.9 | 0.67 | 0.42 | 0.57 | 0.77 | 3.04 | 0.93 | 1.43 | 0.44 | 0.53 | 0.42 | 1.46 | 0.98 | 0 | 0 | 0 | 0 | 14.5 | 14.4 | 10.1 | 3.2 | 3.9 | 12.8 | 16.1 | 7.6 | 12.3 | 6.9 | 9.2 | 7 | 19.9 | 17 | 14.5 | 13.5 | 16.4 | 11.9 | 13.4 | 12.2 | 18 | 11.8 | 12.3 | 9.5 | 17.7 | 9 | 12.6 | 6.7 | 5.7 | 6.6 | 22.3 | 8.9 | 11.6 | 9.1 | 12 | 14.6 | 23.2 | 13.9 | 30.4 | 11.9 | 21.9 | 27 | 16 | 14.5 | 0 | 0 | 0 | 0 | 1111.6 | 925.8 | 648.1 | 204.6 | 253.5 | 823.4 | 1255 | 483.4 | 796.2 | 445.1 | 593 | 449.3 | 1545.3 | 1091.7 | 929.5 | 862.5 | 1053.6 | 763.5 | 1040 | 769.4 | 1155.6 | 755.5 | 787.6 | 445.5 | 1380.5 | 582.7 | 806.5 | 429.7 | 369.4 | 426.9 | 1721.5 | 574.3 | 747.8 | 581.7 | 769 | 937.2 | 1698.1 | 877.8 | 1948.5 | 755.3 | 1390.4 | 1669.4 | 1145.5 | 926.6 | 0 | 0 | 0 | 0 | 0.09 | 0.07 | 0.05 | 0.02 | 0.02 | 0.06 | 0.09 | 0.04 | 0.06 | 0.04 | 0.04 | 0.03 | 0.1 | 0.08 | 0.06 | 0.06 | 0.07 | 0.05 | 0.07 | 0.06 | 0.09 | 0.05 | 0.05 | 0.09 | 0.09 | 0.05 | 0.06 | 0.04 | 0.03 | 0.03 | 0.13 | 0.05 | 0.05 | 0.04 | 0.05 | 0.07 | 0.16 | 0.07 | 0.13 | 0.05 | 0.08 | 0.1 | 0.11 | 0.07 | 0 | 0 | 0 | 0 | 0.04
| 17 | 158.4458 | 8.0812 | 1.0919 | 158.9847 | 14.115 | 944.783 | 0.075813 | 42.2902 | 172.5608 | 952.8641 | 1.1677 | 201.2749 | 269.2 | 194.3 | 163.4 | 42.4 | 56.4 | 171.4 | 244.9 | 117.5 | 167.6 | 87.9 | 121.4 | 99.5 | 323.7 | 207.2 | 175 | 164.1 | 176.4 | 130.6 | 231.5 | 164.6 | 240.7 | 146.6 | 140 | 67.9 | 245.6 | 134.4 | 173.7 | 105 | 70.1 | 95.4 | 314.3 | 124.5 | 145.6 | 125.7 | 134.9 | 167.5 | 399.1 | 200.7 | 230 | 125.4 | 127.3 | 106.1 | 251.2 | 208.8 | 0 | 0 | 0 | 0 | 19.5 | 7.7 | 7 | 1.6 | 2.6 | 6 | 14.1 | 6.1 | 8.5 | 5.1 | 4.7 | 3.6 | 18.6 | 8.8 | 5.9 | 4.7 | 5.2 | 3.6 | 13.5 | 5.6 | 11.9 | 5 | 4.5 | 2.1 | 13.6 | 8.3 | 8 | 5.5 | 3.1 | 3.6 | 17 | 6 | 5.9 | 5.2 | 5.1 | 6.6 | 29.2 | 9.1 | 12.4 | 4.1 | 4.9 | 4.3 | 14.7 | 9.9 | 0 | 0 | 0 | 0 | 2.74 | 1 | 0.92 | 0.21 | 0.34 | 0.74 | 1.93 | 0.83 | 1.15 | 0.7 | 0.61 | 0.45 | 2.54 | 1.14 | 0.74 | 0.55 | 0.62 | 0.43 | 1.85 | 0.7 | 1.59 | 0.62 | 0.56 | 0.25 | 1.85 | 1.15 | 1.07 | 0.74 | 0.41 | 0.46 | 2.31 | 0.81 | 0.76 | 0.67 | 0.65 | 0.84 | 4.14 | 1.22 | 1.58 | 0.5 | 0.55 | 0.43 | 2.06 | 1.32 | 0 | 0 | 0 | 0 | 18.7 | 19.3 | 15.8 | 4.3 | 5.3 | 17.8 | 20.3 | 10.4 | 15 | 7.3 | 12.1 | 10.2 | 27 | 20.1 | 18.3 | 18 | 19.1 | 14.4 | 19.1 | 17.3 | 21.9 | 15.3 | 14.8 | 10.2 | 20.9 | 10.7 | 16.3 | 9.3 | 6.7 | 9.7 | 27.1 | 11.5 | 14.4 | 12.3 | 13.6 | 16.7 | 28 | 19.1 | 33 | 13.4 | 24.1 | 27.8 | 21.2 | 19.4 | 0 | 0 | 0 | 0 | 1432 | 1230.1 | 1007 | 272.5 | 341.2 | 1141.5 | 1576.7 | 659.3 | 964.6 | 470.9 | 779.4 | 654.7 | 2081.1 | 1289.8 | 1171.8 | 1149.2 | 1225.5 | 920.2 | 1475.1 | 1089 | 1403.8 | 981.9 | 949.8 | 474.1 | 1624.8 | 687.9 | 1037.8 | 594.4 | 427.3 | 620.4 | 2098.9 | 723.2 | 921.4 | 792.8 | 873.9 | 1074.3 | 2029.4 | 1192.6 | 2112.2 | 850.4 | 1528 | 1724.3 | 1512.6 | 1235.5 | 0 | 0 | 0 | 0 | 0.13 | 0.09 | 0.08 | 0.02 | 0.03 | 0.08 | 0.11 | 0.06 | 0.08 | 0.04 | 0.05 | 0.04 | 0.15 | 0.09 | 0.08 | 0.07 | 0.08 | 0.06 | 0.11 | 0.08 | 0.11 | 0.07 | 0.06 | 0.1 | 0.11 | 0.06 | 0.08 | 0.05 | 0.03 | 0.04 | 0.15 | 0.06 | 0.07 | 0.06 | 0.06 | 0.07 | 0.21 | 0.1 | 0.15 | 0.06 | 0.09 | 0.1 | 0.14 | 0.1 | 0 | 0 | 0 | 0 | 0.04
| 18 | 185.1508 | 8.6427 | 1.1538 | 185.7234 | 17.2863 | 1148.8988 | 0.089182 | 51.5478 | 202.4371 | 1157.5414 | 1.243 | 237.2712 | 269.8 | 231.6 | 212.7 | 53.9 | 78.2 | 213.7 | 246.9 | 133.8 | 195.1 | 92.3 | 153.1 | 128.7 | 348.4 | 238.1 | 216.3 | 212.9 | 224.4 | 158.5 | 276.3 | 190.1 | 284.1 | 185.1 | 163.6 | 83.7 | 228.1 | 149 | 205.6 | 126.1 | 72.8 | 111.7 | 329.9 | 143.2 | 171.4 | 143.5 | 162.5 | 183.4 | 405.6 | 235.1 | 268.3 | 144.6 | 143.8 | 118.7 | 284 | 239.6 | 0 | 0 | 0 | 0 | 17.7 | 9.1 | 8.6 | 1.9 | 3.3 | 7.4 | 11.8 | 6.5 | 10.1 | 5.3 | 5.9 | 4.2 | 17.3 | 10.1 | 6.9 | 6 | 6.3 | 4.2 | 15.8 | 6.2 | 13.7 | 6.1 | 5.2 | 2.3 | 8.5 | 8.4 | 9.7 | 6.4 | 3.2 | 3.9 | 15.8 | 6.9 | 6.8 | 4.9 | 5.7 | 7 | 28.1 | 10.2 | 13.5 | 5 | 5.3 | 4.5 | 14.6 | 10.6 | 0 | 0 | 0 | 0 | 2.46 | 1.18 | 1.12 | 0.25 | 0.43 | 0.92 | 1.56 | 0.88 | 1.36 | 0.72 | 0.75 | 0.51 | 2.33 | 1.32 | 0.84 | 0.7 | 0.74 | 0.48 | 2.16 | 0.78 | 1.82 | 0.75 | 0.64 | 0.27 | 1.07 | 1.16 | 1.29 | 0.86 | 0.41 | 0.48 | 2.11 | 0.92 | 0.89 | 0.61 | 0.71 | 0.9 | 3.97 | 1.36 | 1.73 | 0.63 | 0.59 | 0.45 | 2.02 | 1.4 | 0 | 0 | 0 | 0 | 20.6 | 23.2 | 21 | 5.6 | 7.6 | 22.2 | 22.8 | 12.4 | 17.3 | 7.7 | 15.4 | 13.6 | 31.6 | 23.1 | 23.1 | 23.4 | 24.7 | 17.7 | 23.2 | 20.2 | 26 | 19.5 | 17.4 | 12.1 | 23.2 | 12.6 | 19.1 | 11.3 | 7 | 11.6 | 30.3 | 13.2 | 17 | 14.9 | 16.9 | 18.4 | 30 | 22.8 | 35.2 | 15.2 | 25.4 | 29 | 25.8 | 22.9 | 0 | 0 | 0 | 0 | 1569.2 | 1470.2 | 1344.6 | 354.9 | 487 | 1425.3 | 1773.1 | 767.5 | 1111.8 | 497.9 | 987.5 | 874.9 | 2420.7 | 1477.9 | 1474.1 | 1498.5 | 1579.4 | 1130.8 | 1770.2 | 1263.6 | 1676.3 | 1251.6 | 1115.2 | 597.3 | 1818 | 798.2 | 1220.9 | 727.9 | 449.4 | 744.5 | 2354.3 | 838.1 | 1083.6 | 957.9 | 1081.8 | 1184.7 | 2167.7 | 1418.7 | 2255 | 963.1 | 1616.4 | 1796.9 | 1852.9 | 1457.3 | 0 | 0 | 0 | 0 | 0.13 | 0.11 | 0.1 | 0.03 | 0.04 | 0.1 | 0.11 | 0.07 | 0.09 | 0.04 | 0.07 | 0.06 | 0.17 | 0.11 | 0.1 | 0.09 | 0.1 | 0.07 | 0.13 | 0.09 | 0.13 | 0.08 | 0.07 | 0.1 | 0.1 | 0.07 | 0.1 | 0.06 | 0.03 | 0.05 | 0.15 | 0.07 | 0.08 | 0.06 | 0.07 | 0.08 | 0.22 | 0.12 | 0.16 | 0.07 | 0.1 | 0.11 | 0.16 | 0.11 | 0 | 0 | 0 | 0 | 0.04
| 19 | 196.4549 | 9.1035 | 1.2093 | 197.0564 | 18.3819 | 1225.5463 | 0.091065 | 54.928 | 214.8368 | 1234.6499 | 1.3004 | 251.9844 | 283.2 | 235.3 | 225.1 | 68.8 | 99 | 236 | 255.6 | 140.6 | 208.6 | 97.7 | 167 | 145.9 | 354.8 | 240.4 | 232.4 | 237.9 | 242.4 | 177.2 | 298.9 | 185.6 | 293.2 | 203 | 179.6 | 100.3 | 233.3 | 148.9 | 218.9 | 143.4 | 81.2 | 126 | 347 | 142.7 | 169.7 | 161.3 | 185.7 | 203.8 | 416 | 235.6 | 282.8 | 157.1 | 144.3 | 125.3 | 293.1 | 245.7 | 0 | 0 | 0 | 0 | 18.6 | 9.5 | 8.8 | 2.3 | 3.9 | 7.6 | 12.1 | 6.9 | 10.6 | 5.7 | 6.4 | 4.4 | 18.2 | 10.1 | 7.7 | 6.4 | 6.6 | 4.6 | 17 | 6.5 | 13.5 | 6.3 | 5.6 | 2.7 | 8.4 | 8.8 | 10.6 | 6.9 | 3.4 | 4.4 | 16.5 | 7.2 | 6.4 | 5.3 | 6 | 7.1 | 28.4 | 10.4 | 13.5 | 5.3 | 5.2 | 4.6 | 15.2 | 10.8 | 0 | 0 | 0 | 0 | 2.59 | 1.24 | 1.13 | 0.28 | 0.5 | 0.93 | 1.6 | 0.94 | 1.42 | 0.78 | 0.82 | 0.53 | 2.47 | 1.31 | 0.96 | 0.75 | 0.77 | 0.53 | 2.33 | 0.83 | 1.78 | 0.76 | 0.68 | 0.32 | 1.06 | 1.22 | 1.42 | 0.92 | 0.45 | 0.56 | 2.2 | 0.97 | 0.83 | 0.65 | 0.73 | 0.89 | 4.01 | 1.38 | 1.72 | 0.66 | 0.58 | 0.46 | 2.11 | 1.42 | 0 | 0 | 0 | 0 | 21.5 | 23.3 | 22.5 | 7.3 | 9.9 | 25.1 | 23.7 | 12.9 | 18.7 | 8.1 | 16.8 | 15.7 | 31.6 | 23.4 | 24.5 | 26.3 | 26.8 | 19.8 | 25.1 | 19.3 | 27.5 | 21.7 | 19.2 | 13.9 | 24 | 12.2 | 20.1 | 13.2 | 7.9 | 13 | 32 | 12.8 | 17.2 | 17 | 19.7 | 21.1 | 31.1 | 22.6 | 36.1 | 16.5 | 25.4 | 29.4 | 26.5 | 23.5 | 0 | 0 | 0 | 0 | 1645.9 | 1481.9 | 1445.2 | 465.7 | 632.9 | 1607 | 1842.5 | 803.5 | 1200.3 | 522.8 | 1077.4 | 1008.4 | 2424.7 | 1500.4 | 1563.5 | 1687 | 1717.5 | 1268.3 | 1921.5 | 1214.9 | 1765.6 | 1394.2 | 1232.1 | 717 | 1878.4 | 777 | 1280.7 | 848.9 | 507.2 | 835.6 | 2493.6 | 815.7 | 1091.6 | 1092 | 1262.7 | 1355.6 | 2250.4 | 1417.1 | 2319.6 | 1052.1 | 1615.8 | 1828.6 | 1904.6 | 1499.9 | 0 | 0 | 0 | 0 | 0.14 | 0.11 | 0.1 | 0.03 | 0.04 | 0.1 | 0.12 | 0.07 | 0.1 | 0.05 | 0.07 | 0.06 | 0.17 | 0.11 | 0.1 | 0.1 | 0.11 | 0.08 | 0.14 | 0.09 | 0.13 | 0.09 | 0.08 | 0.11 | 0.11 | 0.07 | 0.1 | 0.07 | 0.04 | 0.06 | 0.16 | 0.07 | 0.08 | 0.07 | 0.08 | 0.09 | 0.22 | 0.12 | 0.16 | 0.07 | 0.1 | 0.11 | 0.17 | 0.11 | 0 | 0 | 0 | 0 | 0.039
| 20 | 191.71 | 8.9663 | 1.1864 | 192.3011 | 17.8524 | 1195.8927 | 0.089182 | 53.5143 | 209.5624 | 1204.859 | 1.2756 | 245.8154 | 280.4 | 231.8 | 216.2 | 65.4 | 94.4 | 233.1 | 251.9 | 137.8 | 207.5 | 98.3 | 163.5 | 139.6 | 360.1 | 237.7 | 223.4 | 237.9 | 236.7 | 173 | 309.6 | 180.6 | 288.6 | 200.1 | 178.5 | 97.9 | 229.2 | 148 | 220.5 | 141 | 78.2 | 125 | 340.7 | 137.9 | 177.1 | 160.5 | 177.3 | 199.4 | 415 | 233.8 | 275.3 | 152.6 | 141 | 117.2 | 289.9 | 239 | 0 | 0 | 0 | 0 | 18 | 9.7 | 8.5 | 2.3 | 3.8 | 7.4 | 11.4 | 6.9 | 10.6 | 5.8 | 6.2 | 4.4 | 18.5 | 9.9 | 7.3 | 6.7 | 6.5 | 4.8 | 17.4 | 6.4 | 13.4 | 6.3 | 5.5 | 2.7 | 8.2 | 8.9 | 10.6 | 6.8 | 3.4 | 4.5 | 15.8 | 6.7 | 7 | 5.3 | 5.8 | 7 | 28.3 | 10.3 | 13.1 | 5.3 | 5.1 | 4.5 | 15 | 10.5 | 0 | 0 | 0 | 0 | 2.49 | 1.26 | 1.09 | 0.28 | 0.5 | 0.91 | 1.51 | 0.93 | 1.43 | 0.8 | 0.79 | 0.53 | 2.5 | 1.28 | 0.9 | 0.79 | 0.77 | 0.56 | 2.38 | 0.8 | 1.77 | 0.78 | 0.67 | 0.31 | 1.03 | 1.23 | 1.41 | 0.91 | 0.44 | 0.57 | 2.1 | 0.89 | 0.9 | 0.65 | 0.71 | 0.88 | 4 | 1.37 | 1.67 | 0.66 | 0.57 | 0.45 | 2.07 | 1.39 | 0 | 0 | 0 | 0 | 21.7 | 22.6 | 21.6 | 6.8 | 9.3 | 24.8 | 23.7 | 12.6 | 18.5 | 8 | 16.5 | 14.9 | 32.1 | 23.2 | 23.6 | 26.1 | 26.1 | 19.1 | 26.3 | 18.8 | 26.9 | 21.3 | 19.1 | 13.6 | 23.6 | 12 | 20.4 | 12.9 | 7.5 | 12.8 | 31.7 | 12.7 | 17.7 | 16.9 | 18.8 | 20.6 | 31.1 | 22.5 | 35.7 | 16 | 25.1 | 28.8 | 26.3 | 22.9 | 0 | 0 | 0 | 0 | 1664.1 | 1448.1 | 1385.4 | 435.6 | 597.8 | 1590.1 | 1852.6 | 783.3 | 1187.7 | 518.9 | 1061.6 | 955.3 | 2461.3 | 1491.3 | 1512.3 | 1673.2 | 1670.4 | 1221.4 | 2011.2 | 1186.3 | 1734.4 | 1365.9 | 1227.5 | 699.4 | 1851.4 | 764.8 | 1297.4 | 831.6 | 485.2 | 821.6 | 2477.6 | 807.4 | 1126.5 | 1084.7 | 1201.4 | 1321 | 2244.4 | 1409.1 | 2292.8 | 1016.5 | 1597.1 | 1784.5 | 1890.8 | 1458.2 | 0 | 0 | 0 | 0 | 0.13 | 0.11 | 0.1 | 0.03 | 0.04 | 0.1 | 0.11 | 0.07 | 0.1 | 0.05 | 0.07 | 0.06 | 0.17 | 0.11 | 0.1 | 0.1 | 0.1 | 0.08 | 0.15 | 0.09 | 0.13 | 0.09 | 0.08 | 0.11 | 0.1 | 0.07 | 0.11 | 0.06 | 0.04 | 0.06 | 0.16 | 0.07 | 0.08 | 0.07 | 0.08 | 0.09 | 0.23 | 0.12 | 0.16 | 0.07 | 0.1 | 0.11 | 0.17 | 0.11 | 0 | 0 | 0 | 0 | 0.038
| 21 | 186.3127 | 8.778 | 1.1663 | 186.8927 | 17.2404 | 1157.76 | 0.08393 | 51.7646 | 203.5531 | 1166.538 | 1.2502 | 238.6573 | 279.9 | 231.2 | 204.6 | 58.8 | 82.3 | 223.3 | 249.3 | 139.7 | 204.6 | 96.1 | 164 | 132.2 | 358.4 | 234.4 | 223.9 | 230.5 | 222.4 | 167.3 | 315.2 | 173.6 | 285.3 | 194.6 | 168.4 | 85.5 | 224 | 145.4 | 216.7 | 137.3 | 75.6 | 117.8 | 336.8 | 138.4 | 173.2 | 150.3 | 161.3 | 187.1 | 405.7 | 229.8 | 267.7 | 147.7 | 134.2 | 113.1 | 281 | 233.2 | 0 | 0 | 0 | 0 | 17.9 | 9.6 | 8.1 | 2.2 | 3.5 | 7.5 | 11.3 | 7.2 | 10.4 | 5.9 | 6.6 | 4.3 | 18.3 | 9.8 | 7.3 | 6.7 | 6.4 | 4.5 | 17.1 | 6.1 | 13.5 | 6.2 | 5.5 | 2.4 | 7.7 | 8.8 | 10.6 | 6.7 | 3.4 | 4.2 | 15.7 | 6.7 | 6.7 | 5 | 5.6 | 7.2 | 27.3 | 10.3 | 13.7 | 5.5 | 5.1 | 4.4 | 14.5 | 10.2 | 0 | 0 | 0 | 0 | 2.49 | 1.25 | 1.04 | 0.27 | 0.46 | 0.92 | 1.49 | 0.97 | 1.41 | 0.81 | 0.84 | 0.53 | 2.47 | 1.28 | 0.9 | 0.8 | 0.76 | 0.53 | 2.33 | 0.77 | 1.8 | 0.76 | 0.68 | 0.28 | 0.97 | 1.21 | 1.42 | 0.9 | 0.45 | 0.52 | 2.08 | 0.9 | 0.85 | 0.62 | 0.7 | 0.92 | 3.85 | 1.36 | 1.75 | 0.7 | 0.57 | 0.44 | 2 | 1.33 | 0 | 0 | 0 | 0 | 21.7 | 22.5 | 20.3 | 6 | 8 | 23.4 | 23.5 | 12.5 | 18.3 | 7.7 | 16.2 | 13.9 | 32 | 22.8 | 23.7 | 25.1 | 24.3 | 18.5 | 27.3 | 18 | 26.3 | 20.7 | 17.8 | 12.3 | 23.3 | 11.8 | 19.9 | 12.5 | 7.2 | 12.1 | 31.4 | 12.7 | 17.4 | 15.8 | 16.7 | 18.8 | 30.6 | 22 | 35 | 15.1 | 24.5 | 28.5 | 25.4 | 22.4 | 0 | 0 | 0 | 0 | 1659.5 | 1446.1 | 1305.9 | 384.7 | 510.6 | 1504 | 1833 | 784 | 1169.1 | 498.1 | 1043.6 | 894.9 | 2463.3 | 1464.6 | 1513.7 | 1605.5 | 1556.2 | 1186.2 | 2087.1 | 1143.9 | 1698.4 | 1327.6 | 1141.6 | 609.2 | 1830.1 | 752.5 | 1263.9 | 805.8 | 460.5 | 779.9 | 2445.6 | 808.2 | 1112.8 | 1010.7 | 1073 | 1205.3 | 2228.2 | 1382.5 | 2249.4 | 961 | 1554.9 | 1766.4 | 1843.8 | 1432.7 | 0 | 0 | 0 | 0 | 0.13 | 0.1 | 0.09 | 0.03 | 0.04 | 0.1 | 0.11 | 0.07 | 0.1 | 0.04 | 0.07 | 0.06 | 0.17 | 0.11 | 0.1 | 0.1 | 0.1 | 0.07 | 0.15 | 0.08 | 0.13 | 0.09 | 0.07 | 0.1 | 0.1 | 0.07 | 0.1 | 0.06 | 0.03 | 0.05 | 0.15 | 0.07 | 0.08 | 0.07 | 0.07 | 0.08 | 0.22 | 0.11 | 0.16 | 0.07 | 0.09 | 0.11 | 0.16 | 0.11 | 0 | 0 | 0 | 0 | 0.037
| 22 | 187.1391 | 8.8714 | 1.1821 | 187.7262 | 17.2841 | 1163.2578 | 0.085813 | 51.9726 | 204.4232 | 1172.1292 | 1.2679 | 239.6988 | 297.4 | 225.8 | 197.8 | 61 | 85.5 | 228.5 | 258.7 | 140.4 | 208.5 | 96.7 | 174.4 | 138.8 | 365.6 | 230.6 | 216.6 | 218.8 | 217.8 | 159.6 | 344.2 | 169 | 282.8 | 197.3 | 170.9 | 83.7 | 236.9 | 146.9 | 220.6 | 136.1 | 77.1 | 121.8 | 346.5 | 135.5 | 173.7 | 146.9 | 155.2 | 192.7 | 419.5 | 231.2 | 271.5 | 144.4 | 135.5 | 112.5 | 298.6 | 225.7 | 0 | 0 | 0 | 0 | 18.5 | 9.3 | 8.1 | 2.4 | 3.8 | 7.6 | 12.3 | 7 | 11.2 | 5.9 | 6.6 | 4.4 | 19.3 | 10 | 7.1 | 6.7 | 6.9 | 4.2 | 19.3 | 5.9 | 13.8 | 6.5 | 5.7 | 2.3 | 8.9 | 9 | 11.2 | 6.7 | 3.4 | 4.3 | 17.6 | 6.5 | 6.9 | 4.9 | 5.4 | 7.5 | 27.7 | 10.3 | 14.7 | 5.2 | 5.1 | 4.4 | 14.9 | 9.7 | 0 | 0 | 0 | 0 | 2.56 | 1.21 | 1.05 | 0.31 | 0.5 | 0.94 | 1.64 | 0.96 | 1.52 | 0.82 | 0.84 | 0.53 | 2.61 | 1.31 | 0.88 | 0.81 | 0.84 | 0.48 | 2.64 | 0.75 | 1.85 | 0.8 | 0.7 | 0.27 | 1.14 | 1.24 | 1.51 | 0.9 | 0.45 | 0.53 | 2.36 | 0.86 | 0.89 | 0.61 | 0.68 | 0.96 | 3.91 | 1.37 | 1.9 | 0.65 | 0.57 | 0.44 | 2.07 | 1.28 | 0 | 0 | 0 | 0 | 23.5 | 22.1 | 19.4 | 6.1 | 8.2 | 24 | 23.8 | 12.8 | 18 | 7.7 | 17.6 | 14.8 | 31.9 | 22.1 | 22.9 | 23.5 | 23.2 | 17.8 | 29.2 | 17.6 | 25.7 | 20.8 | 18 | 12.1 | 24 | 11.8 | 19.8 | 12.3 | 7.3 | 12.6 | 31 | 12.5 | 17.3 | 15.4 | 16.1 | 19.3 | 32.3 | 22.2 | 34.9 | 15 | 24.6 | 28.5 | 27.7 | 21.8 | 0 | 0 | 0 | 0 | 1801.1 | 1415.5 | 1245.9 | 389.5 | 524.2 | 1540.2 | 1856.5 | 794 | 1163 | 498.8 | 1132.6 | 949.3 | 2482.6 | 1422.9 | 1465 | 1506 | 1488.7 | 1138.1 | 2239.1 | 1110.9 | 1659.3 | 1332.5 | 1154.3 | 596.8 | 1875.2 | 758 | 1261.7 | 793.7 | 470.6 | 808.8 | 2408.3 | 796.8 | 1104.2 | 988.1 | 1032 | 1239.3 | 2324.1 | 1382.5 | 2241.3 | 951.8 | 1561.9 | 1766 | 1959.5 | 1389.3 | 0 | 0 | 0 | 0 | 0.14 | 0.1 | 0.09 | 0.03 | 0.04 | 0.1 | 0.12 | 0.07 | 0.1 | 0.05 | 0.08 | 0.06 | 0.17 | 0.1 | 0.1 | 0.1 | 0.1 | 0.07 | 0.16 | 0.08 | 0.13 | 0.09 | 0.08 | 0.1 | 0.11 | 0.07 | 0.11 | 0.06 | 0.03 | 0.05 | 0.16 | 0.06 | 0.08 | 0.07 | 0.07 | 0.09 | 0.23 | 0.12 | 0.16 | 0.07 | 0.09 | 0.11 | 0.18 | 0.1 | 0 | 0 | 0 | 0 | 0.035
| 23 | 181.4849 | 8.8329 | 1.1772 | 182.0695 | 16.5917 | 1122.4032 | 0.085046 | 50.0625 | 198.0766 | 1131.236 | 1.2623 | 232.132 | 296.4 | 220 | 187.4 | 58.6 | 75.1 | 219.3 | 250.9 | 141.8 | 205.5 | 101 | 175.1 | 137.4 | 363 | 227.8 | 209.2 | 193.5 | 199.5 | 157.2 | 345.8 | 166.3 | 273.2 | 192.5 | 168.5 | 69.6 | 230.6 | 151.4 | 212.3 | 129.9 | 77.6 | 118.1 | 334.5 | 139.1 | 169 | 144 | 148.2 | 183.2 | 409.8 | 226 | 261.4 | 144.2 | 126.6 | 108.2 | 283.9 | 222.9 | 0 | 0 | 0 | 0 | 18.5 | 8.9 | 8.5 | 2.4 | 3.5 | 7.5 | 11.8 | 7.2 | 11.1 | 6.4 | 6.9 | 4.5 | 19.3 | 9.7 | 7 | 6 | 5.9 | 4.2 | 19.1 | 5.5 | 14 | 6.5 | 5.7 | 2.1 | 8.8 | 9.2 | 11 | 6.5 | 3.7 | 4.3 | 17 | 6.6 | 6.8 | 5.1 | 5.3 | 7 | 27.4 | 9.8 | 15.1 | 5.4 | 4.9 | 4.4 | 14.4 | 9.7 | 0 | 0 | 0 | 0 | 2.55 | 1.15 | 1.12 | 0.31 | 0.46 | 0.93 | 1.57 | 0.98 | 1.5 | 0.89 | 0.89 | 0.55 | 2.61 | 1.26 | 0.87 | 0.72 | 0.71 | 0.48 | 2.6 | 0.69 | 1.88 | 0.8 | 0.71 | 0.26 | 1.12 | 1.26 | 1.48 | 0.87 | 0.5 | 0.55 | 2.28 | 0.88 | 0.88 | 0.64 | 0.66 | 0.89 | 3.86 | 1.3 | 1.97 | 0.69 | 0.55 | 0.44 | 2 | 1.27 | 0 | 0 | 0 | 0 | 23.4 | 21.7 | 17.7 | 5.8 | 7.1 | 22.9 | 23.2 | 12.8 | 17.8 | 7.9 | 17.4 | 14.5 | 31.6 | 22 | 22 | 20.8 | 21.6 | 17.5 | 29.5 | 17.5 | 24.3 | 20.2 | 17.6 | 10.5 | 23.2 | 12.2 | 18.9 | 11.7 | 7.1 | 12.1 | 29.9 | 12.9 | 16.8 | 14.8 | 15.3 | 18.4 | 31.2 | 21.9 | 34.2 | 14.7 | 23.8 | 28.2 | 26 | 21.4 | 0 | 0 | 0 | 0 | 1803.9 | 1394.9 | 1138.4 | 370.7 | 452.7 | 1468.1 | 1814.4 | 801 | 1147.9 | 509.1 | 1119.1 | 929.9 | 2458.6 | 1416.3 | 1408.2 | 1331.2 | 1385.2 | 1118.5 | 2286.1 | 1116.5 | 1567.7 | 1293.5 | 1131.3 | 486.6 | 1823.4 | 788.5 | 1207.6 | 754.2 | 458.3 | 774 | 2329.8 | 823 | 1063.5 | 952.3 | 979.7 | 1184.7 | 2265.7 | 1369.7 | 2199.7 | 936.4 | 1512.5 | 1747.8 | 1854 | 1373.1 | 0 | 0 | 0 | 0 | 0.14 | 0.1 | 0.09 | 0.03 | 0.03 | 0.1 | 0.11 | 0.07 | 0.09 | 0.05 | 0.08 | 0.06 | 0.17 | 0.1 | 0.09 | 0.09 | 0.09 | 0.07 | 0.16 | 0.08 | 0.12 | 0.09 | 0.07 | 0.1 | 0.1 | 0.07 | 0.1 | 0.06 | 0.04 | 0.05 | 0.15 | 0.07 | 0.08 | 0.06 | 0.07 | 0.08 | 0.22 | 0.11 | 0.16 | 0.07 | 0.09 | 0.1 | 0.17 | 0.1 | 0 | 0 | 0 | 0 | 0.034

## GWP
Global Warming Potential Values
Used for calculating CO2e values
| CO2 | CH4 | N2O
100-year (AR5) | 1 | 28 | 265
20-year (AR5) | 1 | 84 | 264
100-year (AR6) | 1 | 29.8 | 273
20-year (AR6) | 1 | 82.5 | 273
Custom |  |  |  | Slot for users to enter alternative GWP values, such as values from other IPCC Assessment Reports

## County Mapping
State FIPS | County FIPS | County | State Abbr | State | ReEDS BA | Cambium GEA | For shapefiles of the ReEDS GEA regions, see the download tab in the Cambium 2023 project in the NREL Scenario Viewer (https://scenarioviewer.nrel.gov/)
12 | 11 | Broward | FL | Florida | p102 | FRCC | Each GEA region is composed of groupings of ReEDS Balancing Areas. Because ReEDS Balancing Areas respect county boundaries, these counties are located entirely within the indicated GEA region.
28 | 55 | Issaquena | MS | Mississippi | p87 | MISO_South
31 | 51 | Dixon | NE | Nebraska | p40 | SPP_North
28 | 103 | Noxubee | MS | Mississippi | p88 | SERTP
41 | 51 | Multnomah | OR | Oregon | p5 | NorthernGrid_West
6 | 65 | Riverside | CA | California | p10 | CAISO
51 | 69 | Frederick | VA | Virginia | p100 | PJM_East
5 | 99 | Nevada | AR | Arkansas | p85 | MISO_South
48 | 317 | Martin | TX | Texas | p62 | ERCOT
39 | 17 | Butler | OH | Ohio | p114 | PJM_East
49 | 19 | Grand | UT | Utah | p25 | NorthernGrid_South
30 | 71 | Phillips | MT | Montana | p18 | NorthernGrid_East
47 | 63 | Hamblen | TN | Tennessee | p92 | SERTP
16 | 33 | Clark | ID | Idaho | p16 | NorthernGrid_East
55 | 117 | Sheboygan | WI | Wisconsin | p79 | MISO_North
54 | 51 | Marshall | WV | West Virginia | p116 | PJM_East
37 | 101 | Johnston | NC | North Carolina | p98 | SERTP
22 | 27 | Claiborne | LA | Louisiana | p86 | MISO_South
17 | 7 | Boone | IL | Illinois | p80 | PJM_West
40 | 83 | Logan | OK | Oklahoma | p50 | SPP_South
47 | 39 | Decatur | TN | Tennessee | p92 | SERTP
19 | 105 | Jones | IA | Iowa | p70 | MISO_North
53 | 21 | Franklin | WA | Washington | p3 | NorthernGrid_West
46 | 83 | Lincoln | SD | South Dakota | p38 | SPP_North
39 | 13 | Belmont | OH | Ohio | p112 | PJM_East
51 | 690 | Martinsville | VA | Virginia | p118 | PJM_East
27 | 77 | Lake of the Woods | MN | Minnesota | p42 | MISO_North
22 | 67 | Morehouse | LA | Louisiana | p86 | MISO_South
28 | 119 | Quitman | MS | Mississippi | p87 | MISO_South
47 | 51 | Franklin | TN | Tennessee | p92 | SERTP
31 | 63 | Frontier | NE | Nebraska | p40 | SPP_North
48 | 163 | Frio | TX | Texas | p65 | ERCOT
21 | 171 | Monroe | KY | Kentucky | p93 | SERTP
54 | 39 | Kanawha | WV | West Virginia | p117 | PJM_East
37 | 85 | Harnett | NC | North Carolina | p98 | SERTP
41 | 63 | Wallowa | OR | Oregon | p5 | NorthernGrid_West
16 | 47 | Gooding | ID | Idaho | p15 | NorthernGrid_East
55 | 25 | Dane | WI | Wisconsin | p78 | MISO_North
49 | 1 | Beaver | UT | Utah | p25 | NorthernGrid_South
37 | 91 | Hertford | NC | North Carolina | p98 | SERTP
22 | 73 | Ouachita | LA | Louisiana | p86 | MISO_South
51 | 139 | Page | VA | Virginia | p100 | PJM_East
55 | 35 | Eau Claire | WI | Wisconsin | p46 | MISO_North
41 | 39 | Lane | OR | Oregon | p5 | NorthernGrid_West
26 | 155 | Shiawassee | MI | Michigan | p103 | MISO_Central
54 | 63 | Monroe | WV | West Virginia | p116 | PJM_East
21 | 163 | Meade | KY | Kentucky | p109 | PJM_East
31 | 39 | Cuming | NE | Nebraska | p40 | SPP_North
48 | 171 | Gillespie | TX | Texas | p64 | ERCOT
39 | 159 | Union | OH | Ohio | p112 | PJM_East
12 | 69 | Lake | FL | Florida | p101 | FRCC
19 | 93 | Ida | IA | Iowa | p45 | MISO_North
17 | 193 | White | IL | Illinois | p81 | MISO_Central
48 | 71 | Chambers | TX | Texas | p66 | MISO_South
48 | 217 | Hill | TX | Texas | p63 | ERCOT
51 | 11 | Appomattox | VA | Virginia | p99 | PJM_East
17 | 5 | Bond | IL | Illinois | p81 | MISO_Central
54 | 95 | Tyler | WV | West Virginia | p116 | PJM_East
37 | 87 | Haywood | NC | North Carolina | p97 | SERTP
20 | 135 | Ness | KS | Kansas | p53 | SPP_South
34 | 13 | Essex | NJ | New Jersey | p126 | PJM_East
36 | 109 | Tompkins | NY | New York | p127 | NYISO
36 | 31 | Essex | NY | New York | p127 | NYISO
21 | 71 | Floyd | KY | Kentucky | p110 | PJM_East
5 | 147 | Woodruff | AR | Arkansas | p85 | MISO_South
21 | 217 | Taylor | KY | Kentucky | p109 | PJM_East
18 | 77 | Jefferson | IN | Indiana | p107 | MISO_Central
46 | 45 | Edmunds | SD | South Dakota | p38 | SPP_North
50 | 19 | Orleans | VT | Vermont | p129 | ISONE
31 | 95 | Jefferson | NE | Nebraska | p40 | SPP_North
35 | 17 | Grant | NM | New Mexico | p31 | WestConnect_South
51 | 540 | Charlottesville | VA | Virginia | p99 | PJM_East
48 | 339 | Montgomery | TX | Texas | p66 | MISO_South
56 | 33 | Sheridan | WY | Wyoming | p22 | NorthernGrid_East
13 | 299 | Ware | GA | Georgia | p94 | SERTP
50 | 1 | Addison | VT | Vermont | p129 | ISONE
20 | 43 | Doniphan | KS | Kansas | p53 | SPP_South
20 | 57 | Ford | KS | Kansas | p53 | SPP_South
48 | 121 | Denton | TX | Texas | p63 | ERCOT
29 | 155 | Pemiscot | MO | Missouri | p84 | MISO_Central
40 | 45 | Ellis | OK | Oklahoma | p50 | SPP_South
16 | 59 | Lemhi | ID | Idaho | p15 | NorthernGrid_East
48 | 343 | Morris | TX | Texas | p57 | SPP_South
11 | 1 | District of Columbia | DC | District of Columbia | p123 | PJM_East
37 | 113 | Macon | NC | North Carolina | p97 | SERTP
35 | 13 | Doña Ana | NM | New Mexico | p31 | WestConnect_South
20 | 75 | Hamilton | KS | Kansas | p52 | SPP_South
13 | 237 | Putnam | GA | Georgia | p94 | SERTP
6 | 99 | Stanislaus | CA | California | p9 | CAISO
21 | 121 | Knox | KY | Kentucky | p109 | PJM_East
34 | 17 | Hudson | NJ | New Jersey | p126 | PJM_East
51 | 199 | York | VA | Virginia | p99 | PJM_East
47 | 95 | Lake | TN | Tennessee | p92 | SERTP
13 | 285 | Troup | GA | Georgia | p94 | SERTP
5 | 65 | Izard | AR | Arkansas | p85 | MISO_South
45 | 23 | Chester | SC | South Carolina | p95 | SERTP
19 | 25 | Calhoun | IA | Iowa | p45 | MISO_North
42 | 27 | Centre | PA | Pennsylvania | p119 | PJM_East
48 | 63 | Camp | TX | Texas | p57 | SPP_South
26 | 109 | Menominee | MI | Michigan | p74 | MISO_North
29 | 165 | Platte | MO | Missouri | p54 | SPP_South
31 | 163 | Sherman | NE | Nebraska | p40 | SPP_North
21 | 39 | Carlisle | KY | Kentucky | p93 | SERTP
48 | 303 | Lubbock | TX | Texas | p48 | SPP_South
48 | 383 | Reagan | TX | Texas | p62 | ERCOT
26 | 31 | Cheboygan | MI | Michigan | p103 | MISO_Central
48 | 367 | Parker | TX | Texas | p63 | ERCOT
51 | 57 | Essex | VA | Virginia | p99 | PJM_East
51 | 43 | Clarke | VA | Virginia | p100 | PJM_East
19 | 35 | Cherokee | IA | Iowa | p45 | MISO_North
17 | 173 | Shelby | IL | Illinois | p83 | MISO_Central
28 | 149 | Warren | MS | Mississippi | p87 | MISO_South
29 | 215 | Texas | MO | Missouri | p84 | MISO_Central
17 | 195 | Whiteside | IL | Illinois | p80 | PJM_West
53 | 59 | Skamania | WA | Washington | p2 | NorthernGrid_West
48 | 357 | Ochiltree | TX | Texas | p48 | SPP_South
8 | 49 | Grand | CO | Colorado | p33 | WestConnect_North
21 | 63 | Elliott | KY | Kentucky | p109 | PJM_East
31 | 171 | Thomas | NE | Nebraska | p40 | SPP_North
5 | 13 | Calhoun | AR | Arkansas | p85 | MISO_South
18 | 183 | Whitley | IN | Indiana | p105 | MISO_Central
48 | 39 | Brazoria | TX | Texas | p67 | ERCOT
4 | 15 | Mohave | AZ | Arizona | p27 | WestConnect_South
20 | 199 | Wallace | KS | Kansas | p52 | SPP_South
56 | 21 | Laramie | WY | Wyoming | p24 | WestConnect_North
51 | 75 | Goochland | VA | Virginia | p99 | PJM_East
46 | 123 | Tripp | SD | South Dakota | p38 | SPP_North
23 | 17 | Oxford | ME | Maine | p134 | ISONE
1 | 53 | Escambia | AL | Alabama | p90 | SERTP
51 | 135 | Nottoway | VA | Virginia | p99 | PJM_East
8 | 23 | Costilla | CO | Colorado | p34 | WestConnect_North
47 | 163 | Sullivan | TN | Tennessee | p92 | SERTP
8 | 111 | San Juan | CO | Colorado | p34 | WestConnect_North
20 | 11 | Bourbon | KS | Kansas | p53 | SPP_South
42 | 73 | Lawrence | PA | Pennsylvania | p122 | PJM_East
24 | 27 | Howard | MD | Maryland | p123 | PJM_East
48 | 51 | Burleson | TX | Texas | p64 | ERCOT
28 | 153 | Wayne | MS | Mississippi | p87 | MISO_South
45 | 49 | Hampton | SC | South Carolina | p96 | SERTP
33 | 15 | Rockingham | NH | New Hampshire | p130 | ISONE
40 | 123 | Pontotoc | OK | Oklahoma | p50 | SPP_South
55 | 105 | Rock | WI | Wisconsin | p78 | MISO_North
25 | 5 | Bristol | MA | Massachusetts | p131 | ISONE
23 | 13 | Knox | ME | Maine | p134 | ISONE
39 | 99 | Mahoning | OH | Ohio | p111 | PJM_East
42 | 67 | Juniata | PA | Pennsylvania | p122 | PJM_East
47 | 171 | Unicoi | TN | Tennessee | p92 | SERTP
19 | 179 | Wapello | IA | Iowa | p70 | MISO_North
30 | 95 | Stillwater | MT | Montana | p18 | NorthernGrid_East
5 | 17 | Chicot | AR | Arkansas | p85 | MISO_South
13 | 231 | Pike | GA | Georgia | p94 | SERTP
21 | 51 | Clay | KY | Kentucky | p109 | PJM_East
19 | 117 | Lucas | IA | Iowa | p70 | MISO_North
39 | 175 | Wyandot | OH | Ohio | p112 | PJM_East
18 | 127 | Porter | IN | Indiana | p105 | MISO_Central
1 | 3 | Baldwin | AL | Alabama | p90 | SERTP
29 | 221 | Washington | MO | Missouri | p73 | MISO_Central
17 | 41 | Douglas | IL | Illinois | p83 | MISO_Central
38 | 45 | LaMoure | ND | North Dakota | p37 | MISO_North
48 | 289 | Leon | TX | Texas | p63 | ERCOT
12 | 43 | Glades | FL | Florida | p101 | FRCC
12 | 57 | Hillsborough | FL | Florida | p101 | FRCC
48 | 351 | Newton | TX | Texas | p66 | MISO_South
37 | 133 | Onslow | NC | North Carolina | p98 | SERTP
38 | 83 | Sheridan | ND | North Dakota | p37 | MISO_North
6 | 17 | El Dorado | CA | California | p9 | CAISO
27 | 127 | Redwood | MN | Minnesota | p44 | MISO_North
31 | 121 | Merrick | NE | Nebraska | p40 | SPP_North
13 | 273 | Terrell | GA | Georgia | p94 | SERTP
37 | 19 | Brunswick | NC | North Carolina | p98 | SERTP
28 | 131 | Stone | MS | Mississippi | p87 | MISO_South
17 | 81 | Jefferson | IL | Illinois | p81 | MISO_Central
39 | 65 | Hardin | OH | Ohio | p112 | PJM_East
47 | 71 | Hardin | TN | Tennessee | p92 | SERTP
28 | 157 | Wilkinson | MS | Mississippi | p87 | MISO_South
30 | 63 | Missoula | MT | Montana | p17 | NorthernGrid_East
26 | 165 | Wexford | MI | Michigan | p103 | MISO_Central
29 | 109 | Lawrence | MO | Missouri | p55 | SPP_South
53 | 47 | Okanogan | WA | Washington | p3 | NorthernGrid_West
48 | 477 | Washington | TX | Texas | p64 | ERCOT
20 | 139 | Osage | KS | Kansas | p53 | SPP_South
29 | 31 | Cape Girardeau | MO | Missouri | p72 | MISO_Central
32 | 13 | Humboldt | NV | Nevada | p12 | NorthernGrid_South
8 | 9 | Baca | CO | Colorado | p34 | WestConnect_North
8 | 61 | Kiowa | CO | Colorado | p34 | WestConnect_North
12 | 75 | Levy | FL | Florida | p101 | FRCC
30 | 39 | Granite | MT | Montana | p17 | NorthernGrid_East
47 | 121 | Meigs | TN | Tennessee | p92 | SERTP
30 | 51 | Liberty | MT | Montana | p18 | NorthernGrid_East
8 | 125 | Yuma | CO | Colorado | p33 | WestConnect_North
39 | 147 | Seneca | OH | Ohio | p112 | PJM_East
48 | 261 | Kenedy | TX | Texas | p65 | ERCOT
37 | 177 | Tyrrell | NC | North Carolina | p98 | SERTP
21 | 95 | Harlan | KY | Kentucky | p109 | PJM_East
31 | 71 | Garfield | NE | Nebraska | p40 | SPP_North
20 | 69 | Gray | KS | Kansas | p53 | SPP_South
41 | 71 | Yamhill | OR | Oregon | p5 | NorthernGrid_West
6 | 13 | Contra Costa | CA | California | p9 | CAISO
53 | 33 | King | WA | Washington | p1 | NorthernGrid_West
55 | 93 | Pierce | WI | Wisconsin | p46 | MISO_North
25 | 7 | Dukes | MA | Massachusetts | p131 | ISONE
48 | 95 | Concho | TX | Texas | p61 | ERCOT
37 | 1 | Alamance | NC | North Carolina | p98 | SERTP
54 | 71 | Pendleton | WV | West Virginia | p116 | PJM_East
45 | 9 | Bamberg | SC | South Carolina | p96 | SERTP
32 | 17 | Lincoln | NV | Nevada | p12 | NorthernGrid_South
16 | 21 | Boundary | ID | Idaho | p14 | NorthernGrid_East
45 | 61 | Lee | SC | South Carolina | p96 | SERTP
17 | 129 | Menard | IL | Illinois | p81 | MISO_Central
22 | 99 | St. Martin | LA | Louisiana | p58 | MISO_South
33 | 7 | Coos | NH | New Hampshire | p130 | ISONE
42 | 13 | Blair | PA | Pennsylvania | p122 | PJM_East
24 | 17 | Charles | MD | Maryland | p123 | PJM_East
37 | 45 | Cleveland | NC | North Carolina | p97 | SERTP
17 | 97 | Lake | IL | Illinois | p80 | PJM_West
26 | 153 | Schoolcraft | MI | Michigan | p103 | MISO_Central
9 | 11 | New London | CT | Connecticut | p132 | ISONE
45 | 77 | Pickens | SC | South Carolina | p95 | SERTP
1 | 71 | Jackson | AL | Alabama | p89 | SERTP
40 | 113 | Osage | OK | Oklahoma | p51 | SPP_South
31 | 137 | Phelps | NE | Nebraska | p40 | SPP_North
19 | 47 | Crawford | IA | Iowa | p45 | MISO_North
5 | 27 | Columbia | AR | Arkansas | p85 | MISO_South
46 | 87 | McCook | SD | South Dakota | p38 | SPP_North
46 | 113 | Shannon | SD | South Dakota | p38 | SPP_North
17 | 107 | Logan | IL | Illinois | p82 | MISO_Central
28 | 109 | Pearl River | MS | Mississippi | p87 | MISO_South
5 | 67 | Jackson | AR | Arkansas | p85 | MISO_South
28 | 31 | Covington | MS | Mississippi | p87 | MISO_South
17 | 161 | Rock Island | IL | Illinois | p81 | MISO_Central
48 | 143 | Erath | TX | Texas | p63 | ERCOT
19 | 33 | Cerro Gordo | IA | Iowa | p45 | MISO_North
26 | 149 | St. Joseph | MI | Michigan | p104 | PJM_West
17 | 79 | Jasper | IL | Illinois | p83 | MISO_Central
8 | 77 | Mesa | CO | Colorado | p33 | WestConnect_North
42 | 17 | Bucks | PA | Pennsylvania | p122 | PJM_East
40 | 87 | McClain | OK | Oklahoma | p50 | SPP_South
24 | 13 | Carroll | MD | Maryland | p123 | PJM_East
47 | 137 | Pickett | TN | Tennessee | p92 | SERTP
51 | 595 | Emporia | VA | Virginia | p99 | PJM_East
21 | 143 | Lyon | KY | Kentucky | p93 | SERTP
23 | 27 | Waldo | ME | Maine | p134 | ISONE
4 | 7 | Gila | AZ | Arizona | p28 | WestConnect_South
51 | 830 | Williamsburg | VA | Virginia | p99 | PJM_East
29 | 131 | Miller | MO | Missouri | p72 | MISO_Central
29 | 157 | Perry | MO | Missouri | p72 | MISO_Central
5 | 73 | Lafayette | AR | Arkansas | p85 | MISO_South
1 | 121 | Talladega | AL | Alabama | p90 | SERTP
6 | 73 | San Diego | CA | California | p11 | CAISO
46 | 101 | Moody | SD | South Dakota | p38 | SPP_North
31 | 3 | Antelope | NE | Nebraska | p40 | SPP_North
38 | 1 | Adams | ND | North Dakota | p36 | SPP_North
47 | 53 | Gibson | TN | Tennessee | p92 | SERTP
53 | 25 | Grant | WA | Washington | p4 | NorthernGrid_West
41 | 3 | Benton | OR | Oregon | p5 | NorthernGrid_West
48 | 259 | Kendall | TX | Texas | p64 | ERCOT
19 | 197 | Wright | IA | Iowa | p45 | MISO_North
19 | 59 | Dickinson | IA | Iowa | p45 | MISO_North
48 | 427 | Starr | TX | Texas | p65 | ERCOT
21 | 167 | Mercer | KY | Kentucky | p109 | PJM_East
53 | 35 | Kitsap | WA | Washington | p1 | NorthernGrid_West
40 | 85 | Love | OK | Oklahoma | p50 | SPP_South
32 | 27 | Pershing | NV | Nevada | p12 | NorthernGrid_South
36 | 119 | Westchester | NY | New York | p127 | NYISO
54 | 3 | Berkeley | WV | West Virginia | p116 | PJM_East
40 | 91 | McIntosh | OK | Oklahoma | p50 | SPP_South
25 | 15 | Hampshire | MA | Massachusetts | p131 | ISONE
33 | 5 | Cheshire | NH | New Hampshire | p130 | ISONE
48 | 167 | Galveston | TX | Texas | p67 | ERCOT
48 | 449 | Titus | TX | Texas | p57 | SPP_South
48 | 365 | Panola | TX | Texas | p57 | SPP_South
13 | 135 | Gwinnett | GA | Georgia | p94 | SERTP
29 | 153 | Ozark | MO | Missouri | p55 | SPP_South
6 | 67 | Sacramento | CA | California | p9 | CAISO
41 | 53 | Polk | OR | Oregon | p5 | NorthernGrid_West
13 | 75 | Cook | GA | Georgia | p94 | SERTP
4 | 5 | Coconino | AZ | Arizona | p28 | WestConnect_South
31 | 53 | Dodge | NE | Nebraska | p41 | SPP_North
47 | 3 | Bedford | TN | Tennessee | p92 | SERTP
55 | 21 | Columbia | WI | Wisconsin | p76 | MISO_North
26 | 131 | Ontonagon | MI | Michigan | p74 | MISO_North
48 | 493 | Wilson | TX | Texas | p65 | ERCOT
6 | 27 | Inyo | CA | California | p10 | CAISO
46 | 91 | Marshall | SD | South Dakota | p38 | SPP_North
26 | 157 | Tuscola | MI | Michigan | p103 | MISO_Central
36 | 103 | Suffolk | NY | New York | p128 | NYISO
40 | 101 | Muskogee | OK | Oklahoma | p51 | SPP_South
36 | 55 | Monroe | NY | New York | p127 | NYISO
54 | 53 | Mason | WV | West Virginia | p117 | PJM_East
37 | 83 | Halifax | NC | North Carolina | p98 | SERTP
55 | 89 | Ozaukee | WI | Wisconsin | p79 | MISO_North
38 | 19 | Cavalier | ND | North Dakota | p37 | MISO_North
22 | 65 | Madison | LA | Louisiana | p86 | MISO_South
46 | 85 | Lyman | SD | South Dakota | p38 | SPP_North
13 | 57 | Cherokee | GA | Georgia | p94 | SERTP
29 | 149 | Oregon | MO | Missouri | p84 | MISO_Central
13 | 43 | Candler | GA | Georgia | p94 | SERTP
30 | 53 | Lincoln | MT | Montana | p17 | NorthernGrid_East
27 | 49 | Goodhue | MN | Minnesota | p43 | MISO_North
13 | 199 | Meriwether | GA | Georgia | p94 | SERTP
29 | 169 | Pulaski | MO | Missouri | p73 | MISO_Central
19 | 189 | Winnebago | IA | Iowa | p45 | MISO_North
26 | 119 | Montmorency | MI | Michigan | p103 | MISO_Central
31 | 143 | Polk | NE | Nebraska | p40 | SPP_North
38 | 91 | Steele | ND | North Dakota | p37 | MISO_North
39 | 73 | Hocking | OH | Ohio | p112 | PJM_East
27 | 151 | Swift | MN | Minnesota | p43 | MISO_North
39 | 67 | Harrison | OH | Ohio | p112 | PJM_East
51 | 610 | Falls Church | VA | Virginia | p99 | PJM_East
18 | 125 | Pike | IN | Indiana | p107 | MISO_Central
42 | 99 | Perry | PA | Pennsylvania | p122 | PJM_East
22 | 13 | Bienville | LA | Louisiana | p58 | MISO_South
18 | 141 | St. Joseph | IN | Indiana | p105 | MISO_Central
40 | 1 | Adair | OK | Oklahoma | p51 | SPP_South
55 | 33 | Dunn | WI | Wisconsin | p46 | MISO_North
17 | 115 | Macon | IL | Illinois | p83 | MISO_Central
28 | 155 | Webster | MS | Mississippi | p88 | SERTP
29 | 209 | Stone | MO | Missouri | p55 | SPP_South
38 | 85 | Sioux | ND | North Dakota | p36 | SPP_North
46 | 19 | Butte | SD | South Dakota | p32 | WestConnect_North
26 | 55 | Grand Traverse | MI | Michigan | p103 | MISO_Central
38 | 101 | Ward | ND | North Dakota | p37 | MISO_North
26 | 103 | Marquette | MI | Michigan | p74 | MISO_North
1 | 95 | Marshall | AL | Alabama | p89 | SERTP
40 | 133 | Seminole | OK | Oklahoma | p50 | SPP_South
48 | 481 | Wharton | TX | Texas | p65 | ERCOT
55 | 47 | Green Lake | WI | Wisconsin | p76 | MISO_North
39 | 27 | Clinton | OH | Ohio | p113 | PJM_East
30 | 3 | Big Horn | MT | Montana | p18 | NorthernGrid_East
16 | 25 | Camas | ID | Idaho | p15 | NorthernGrid_East
18 | 61 | Harrison | IN | Indiana | p107 | MISO_Central
13 | 267 | Tattnall | GA | Georgia | p94 | SERTP
27 | 111 | Otter Tail | MN | Minnesota | p43 | MISO_North
40 | 19 | Carter | OK | Oklahoma | p50 | SPP_South
21 | 137 | Lincoln | KY | Kentucky | p109 | PJM_East
47 | 143 | Rhea | TN | Tennessee | p92 | SERTP
17 | 29 | Coles | IL | Illinois | p83 | MISO_Central
18 | 9 | Blackford | IN | Indiana | p105 | MISO_Central
27 | 23 | Chippewa | MN | Minnesota | p44 | MISO_North
16 | 35 | Clearwater | ID | Idaho | p15 | NorthernGrid_East
17 | 37 | DeKalb | IL | Illinois | p80 | PJM_West
48 | 279 | Lamb | TX | Texas | p48 | SPP_South
48 | 137 | Edwards | TX | Texas | p64 | ERCOT
19 | 145 | Page | IA | Iowa | p45 | MISO_North
13 | 11 | Banks | GA | Georgia | p94 | SERTP
22 | 17 | Caddo | LA | Louisiana | p58 | MISO_South
17 | 15 | Carroll | IL | Illinois | p80 | PJM_West
48 | 355 | Nueces | TX | Texas | p65 | ERCOT
13 | 139 | Hall | GA | Georgia | p94 | SERTP
19 | 89 | Howard | IA | Iowa | p69 | MISO_North
1 | 39 | Covington | AL | Alabama | p90 | SERTP
56 | 35 | Sublette | WY | Wyoming | p21 | NorthernGrid_East
48 | 437 | Swisher | TX | Texas | p48 | SPP_South
48 | 53 | Burnet | TX | Texas | p64 | ERCOT
56 | 25 | Natrona | WY | Wyoming | p24 | WestConnect_North
49 | 45 | Tooele | UT | Utah | p25 | NorthernGrid_South
37 | 123 | Montgomery | NC | North Carolina | p98 | SERTP
47 | 167 | Tipton | TN | Tennessee | p92 | SERTP
27 | 61 | Itasca | MN | Minnesota | p43 | MISO_North
18 | 111 | Newton | IN | Indiana | p105 | MISO_Central
51 | 750 | Radford | VA | Virginia | p118 | PJM_East
1 | 63 | Greene | AL | Alabama | p89 | SERTP
27 | 9 | Benton | MN | Minnesota | p43 | MISO_North
29 | 119 | McDonald | MO | Missouri | p55 | SPP_South
18 | 23 | Clinton | IN | Indiana | p105 | MISO_Central
34 | 27 | Morris | NJ | New Jersey | p126 | PJM_East
19 | 21 | Buena Vista | IA | Iowa | p45 | MISO_North
20 | 203 | Wichita | KS | Kansas | p52 | SPP_South
21 | 53 | Clinton | KY | Kentucky | p93 | SERTP
48 | 455 | Trinity | TX | Texas | p66 | MISO_South
48 | 3 | Andrews | TX | Texas | p62 | ERCOT
42 | 65 | Jefferson | PA | Pennsylvania | p122 | PJM_East
27 | 125 | Red Lake | MN | Minnesota | p42 | MISO_North
27 | 141 | Sherburne | MN | Minnesota | p43 | MISO_North
35 | 27 | Lincoln | NM | New Mexico | p31 | WestConnect_South
29 | 55 | Crawford | MO | Missouri | p73 | MISO_Central
29 | 103 | Knox | MO | Missouri | p71 | MISO_Central
18 | 151 | Steuben | IN | Indiana | p105 | MISO_Central
31 | 167 | Stanton | NE | Nebraska | p40 | SPP_North
48 | 407 | San Jacinto | TX | Texas | p66 | MISO_South
21 | 3 | Allen | KY | Kentucky | p93 | SERTP
1 | 51 | Elmore | AL | Alabama | p90 | SERTP
18 | 49 | Fulton | IN | Indiana | p105 | MISO_Central
55 | 59 | Kenosha | WI | Wisconsin | p79 | MISO_North
38 | 87 | Slope | ND | North Dakota | p36 | SPP_North
13 | 69 | Coffee | GA | Georgia | p94 | SERTP
26 | 67 | Ionia | MI | Michigan | p103 | MISO_Central
48 | 243 | Jeff Davis | TX | Texas | p61 | ERCOT
45 | 7 | Anderson | SC | South Carolina | p95 | SERTP
25 | 9 | Essex | MA | Massachusetts | p131 | ISONE
1 | 33 | Colbert | AL | Alabama | p89 | SERTP
48 | 409 | San Patricio | TX | Texas | p65 | ERCOT
29 | 187 | St. Francois | MO | Missouri | p72 | MISO_Central
37 | 75 | Graham | NC | North Carolina | p97 | SERTP
5 | 149 | Yell | AR | Arkansas | p85 | MISO_South
20 | 113 | McPherson | KS | Kansas | p53 | SPP_South
12 | 133 | Washington | FL | Florida | p91 | SERTP
49 | 11 | Davis | UT | Utah | p25 | NorthernGrid_South
28 | 13 | Calhoun | MS | Mississippi | p88 | SERTP
37 | 57 | Davidson | NC | North Carolina | p97 | SERTP
37 | 43 | Clay | NC | North Carolina | p97 | SERTP
27 | 79 | Le Sueur | MN | Minnesota | p43 | MISO_North
39 | 119 | Muskingum | OH | Ohio | p112 | PJM_East
48 | 305 | Lynn | TX | Texas | p48 | SPP_South
12 | 19 | Clay | FL | Florida | p101 | FRCC
24 | 31 | Montgomery | MD | Maryland | p123 | PJM_East
27 | 107 | Norman | MN | Minnesota | p42 | MISO_North
13 | 83 | Dade | GA | Georgia | p94 | SERTP
26 | 73 | Isabella | MI | Michigan | p103 | MISO_Central
27 | 161 | Waseca | MN | Minnesota | p68 | MISO_North
19 | 121 | Madison | IA | Iowa | p70 | MISO_North
12 | 1 | Alachua | FL | Florida | p101 | FRCC
8 | 7 | Archuleta | CO | Colorado | p34 | WestConnect_North
21 | 93 | Hardin | KY | Kentucky | p109 | PJM_East
30 | 105 | Valley | MT | Montana | p19 | NorthernGrid_East
55 | 95 | Polk | WI | Wisconsin | p46 | MISO_North
19 | 71 | Fremont | IA | Iowa | p45 | MISO_North
39 | 55 | Geauga | OH | Ohio | p111 | PJM_East
42 | 31 | Clarion | PA | Pennsylvania | p122 | PJM_East
39 | 103 | Medina | OH | Ohio | p111 | PJM_East
42 | 109 | Snyder | PA | Pennsylvania | p122 | PJM_East
26 | 27 | Cass | MI | Michigan | p104 | PJM_West
27 | 97 | Morrison | MN | Minnesota | p43 | MISO_North
37 | 135 | Orange | NC | North Carolina | p98 | SERTP
20 | 87 | Jefferson | KS | Kansas | p53 | SPP_South
48 | 93 | Comanche | TX | Texas | p63 | ERCOT
1 | 47 | Dallas | AL | Alabama | p90 | SERTP
27 | 129 | Renville | MN | Minnesota | p44 | MISO_North
28 | 17 | Chickasaw | MS | Mississippi | p88 | SERTP
29 | 181 | Ripley | MO | Missouri | p84 | MISO_Central
54 | 35 | Jackson | WV | West Virginia | p116 | PJM_East
18 | 129 | Posey | IN | Indiana | p107 | MISO_Central
50 | 11 | Franklin | VT | Vermont | p129 | ISONE
20 | 91 | Johnson | KS | Kansas | p53 | SPP_South
47 | 117 | Marshall | TN | Tennessee | p92 | SERTP
48 | 205 | Hartley | TX | Texas | p48 | SPP_South
39 | 169 | Wayne | OH | Ohio | p112 | PJM_East
47 | 179 | Washington | TN | Tennessee | p92 | SERTP
55 | 63 | La Crosse | WI | Wisconsin | p46 | MISO_North
5 | 131 | Sebastian | AR | Arkansas | p56 | SPP_South
54 | 25 | Greenbrier | WV | West Virginia | p116 | PJM_East
19 | 171 | Tama | IA | Iowa | p70 | MISO_North
29 | 73 | Gasconade | MO | Missouri | p72 | MISO_Central
18 | 97 | Marion | IN | Indiana | p106 | MISO_Central
29 | 67 | Douglas | MO | Missouri | p55 | SPP_South
31 | 35 | Clay | NE | Nebraska | p40 | SPP_North
51 | 700 | Newport News | VA | Virginia | p99 | PJM_East
41 | 35 | Klamath | OR | Oregon | p6 | NorthernGrid_West
20 | 85 | Jackson | KS | Kansas | p53 | SPP_South
21 | 205 | Rowan | KY | Kentucky | p109 | PJM_East
55 | 39 | Fond du Lac | WI | Wisconsin | p76 | MISO_North
51 | 133 | Northumberland | VA | Virginia | p99 | PJM_East
31 | 25 | Cass | NE | Nebraska | p41 | SPP_North
53 | 3 | Asotin | WA | Washington | p2 | NorthernGrid_West
19 | 163 | Scott | IA | Iowa | p70 | MISO_North
41 | 25 | Harney | OR | Oregon | p7 | NorthernGrid_West
48 | 465 | Val Verde | TX | Texas | p61 | ERCOT
45 | 5 | Allendale | SC | South Carolina | p96 | SERTP
51 | 19 | Bedford | VA | Virginia | p118 | PJM_East
31 | 179 | Wayne | NE | Nebraska | p40 | SPP_North
13 | 45 | Carroll | GA | Georgia | p94 | SERTP
18 | 107 | Montgomery | IN | Indiana | p105 | MISO_Central
51 | 1 | Accomack | VA | Virginia | p124 | PJM_East
35 | 55 | Taos | NM | New Mexico | p31 | WestConnect_South
18 | 161 | Union | IN | Indiana | p107 | MISO_Central
29 | 27 | Callaway | MO | Missouri | p72 | MISO_Central
31 | 117 | McPherson | NE | Nebraska | p40 | SPP_North
1 | 59 | Franklin | AL | Alabama | p89 | SERTP
48 | 105 | Crockett | TX | Texas | p61 | ERCOT
55 | 51 | Iron | WI | Wisconsin | p46 | MISO_North
20 | 101 | Lane | KS | Kansas | p52 | SPP_South
18 | 79 | Jennings | IN | Indiana | p107 | MISO_Central
28 | 159 | Winston | MS | Mississippi | p88 | SERTP
51 | 177 | Spotsylvania | VA | Virginia | p99 | PJM_East
25 | 23 | Plymouth | MA | Massachusetts | p131 | ISONE
48 | 295 | Lipscomb | TX | Texas | p48 | SPP_South
47 | 35 | Cumberland | TN | Tennessee | p92 | SERTP
30 | 93 | Silver Bow | MT | Montana | p17 | NorthernGrid_East
21 | 105 | Hickman | KY | Kentucky | p93 | SERTP
8 | 5 | Arapahoe | CO | Colorado | p33 | WestConnect_North
47 | 25 | Claiborne | TN | Tennessee | p92 | SERTP
53 | 53 | Pierce | WA | Washington | p1 | NorthernGrid_West
5 | 103 | Ouachita | AR | Arkansas | p85 | MISO_South
55 | 71 | Manitowoc | WI | Wisconsin | p75 | MISO_North
5 | 55 | Greene | AR | Arkansas | p85 | MISO_South
19 | 95 | Iowa | IA | Iowa | p70 | MISO_North
51 | 101 | King William | VA | Virginia | p99 | PJM_East
28 | 99 | Neshoba | MS | Mississippi | p88 | SERTP
27 | 15 | Brown | MN | Minnesota | p68 | MISO_North
27 | 37 | Dakota | MN | Minnesota | p43 | MISO_North
8 | 41 | El Paso | CO | Colorado | p34 | WestConnect_North
54 | 93 | Tucker | WV | West Virginia | p116 | PJM_East
20 | 1 | Allen | KS | Kansas | p53 | SPP_South
17 | 111 | McHenry | IL | Illinois | p80 | PJM_West
37 | 69 | Franklin | NC | North Carolina | p98 | SERTP
27 | 29 | Clearwater | MN | Minnesota | p42 | MISO_North
17 | 23 | Clark | IL | Illinois | p83 | MISO_Central
48 | 405 | San Augustine | TX | Texas | p66 | MISO_South
31 | 93 | Howard | NE | Nebraska | p40 | SPP_North
39 | 153 | Summit | OH | Ohio | p111 | PJM_East
20 | 177 | Shawnee | KS | Kansas | p53 | SPP_South
16 | 53 | Jerome | ID | Idaho | p15 | NorthernGrid_East
12 | 87 | Monroe | FL | Florida | p101 | FRCC
13 | 321 | Worth | GA | Georgia | p94 | SERTP
13 | 123 | Gilmer | GA | Georgia | p94 | SERTP
48 | 253 | Jones | TX | Texas | p60 | ERCOT
27 | 115 | Pine | MN | Minnesota | p43 | MISO_North
22 | 31 | De Soto | LA | Louisiana | p58 | MISO_South
22 | 109 | Terrebonne | LA | Louisiana | p58 | MISO_South
5 | 119 | Pulaski | AR | Arkansas | p85 | MISO_South
12 | 113 | Santa Rosa | FL | Florida | p91 | SERTP
48 | 353 | Nolan | TX | Texas | p60 | ERCOT
45 | 41 | Florence | SC | South Carolina | p96 | SERTP
51 | 91 | Highland | VA | Virginia | p99 | PJM_East
55 | 121 | Trempealeau | WI | Wisconsin | p46 | MISO_North
37 | 139 | Pasquotank | NC | North Carolina | p98 | SERTP
20 | 19 | Chautauqua | KS | Kansas | p53 | SPP_South
30 | 35 | Glacier | MT | Montana | p18 | NorthernGrid_East
17 | 191 | Wayne | IL | Illinois | p81 | MISO_Central
17 | 151 | Pope | IL | Illinois | p81 | MISO_Central
20 | 133 | Neosho | KS | Kansas | p53 | SPP_South
17 | 49 | Effingham | IL | Illinois | p83 | MISO_Central
51 | 85 | Hanover | VA | Virginia | p99 | PJM_East
30 | 25 | Fallon | MT | Montana | p35 | SPP_North
16 | 3 | Adams | ID | Idaho | p15 | NorthernGrid_East
47 | 93 | Knox | TN | Tennessee | p92 | SERTP
39 | 149 | Shelby | OH | Ohio | p112 | PJM_East
12 | 101 | Pasco | FL | Florida | p101 | FRCC
31 | 105 | Kimball | NE | Nebraska | p39 | SPP_North
48 | 207 | Haskell | TX | Texas | p60 | ERCOT
48 | 117 | Deaf Smith | TX | Texas | p48 | SPP_South
48 | 179 | Gray | TX | Texas | p48 | SPP_South
36 | 73 | Orleans | NY | New York | p127 | NYISO
48 | 501 | Yoakum | TX | Texas | p48 | SPP_South
29 | 213 | Taney | MO | Missouri | p55 | SPP_South
49 | 43 | Summit | UT | Utah | p26 | NorthernGrid_South
49 | 57 | Weber | UT | Utah | p25 | NorthernGrid_South
17 | 125 | Mason | IL | Illinois | p81 | MISO_Central
56 | 3 | Big Horn | WY | Wyoming | p21 | NorthernGrid_East
37 | 11 | Avery | NC | North Carolina | p97 | SERTP
36 | 67 | Onondaga | NY | New York | p127 | NYISO
10 | 1 | Kent | DE | Delaware | p125 | PJM_East
28 | 147 | Walthall | MS | Mississippi | p87 | MISO_South
21 | 207 | Russell | KY | Kentucky | p93 | SERTP
17 | 141 | Ogle | IL | Illinois | p80 | PJM_West
54 | 105 | Wirt | WV | West Virginia | p116 | PJM_East
18 | 115 | Ohio | IN | Indiana | p107 | MISO_Central
21 | 117 | Kenton | KY | Kentucky | p109 | PJM_East
19 | 51 | Davis | IA | Iowa | p70 | MISO_North
45 | 81 | Saluda | SC | South Carolina | p96 | SERTP
51 | 87 | Henrico | VA | Virginia | p99 | PJM_East
21 | 179 | Nelson | KY | Kentucky | p109 | PJM_East
51 | 113 | Madison | VA | Virginia | p100 | PJM_East
47 | 105 | Loudon | TN | Tennessee | p92 | SERTP
1 | 89 | Madison | AL | Alabama | p89 | SERTP
21 | 25 | Breathitt | KY | Kentucky | p110 | PJM_East
19 | 39 | Clarke | IA | Iowa | p70 | MISO_North
36 | 27 | Dutchess | NY | New York | p127 | NYISO
17 | 61 | Greene | IL | Illinois | p81 | MISO_Central
12 | 91 | Okaloosa | FL | Florida | p91 | SERTP
48 | 225 | Houston | TX | Texas | p63 | ERCOT
21 | 35 | Calloway | KY | Kentucky | p93 | SERTP
17 | 9 | Brown | IL | Illinois | p81 | MISO_Central
18 | 29 | Dearborn | IN | Indiana | p107 | MISO_Central
37 | 199 | Yancey | NC | North Carolina | p97 | SERTP
13 | 251 | Screven | GA | Georgia | p94 | SERTP
18 | 37 | Dubois | IN | Indiana | p107 | MISO_Central
19 | 63 | Emmet | IA | Iowa | p45 | MISO_North
48 | 25 | Bee | TX | Texas | p65 | ERCOT
4 | 12 | La Paz | AZ | Arizona | p28 | WestConnect_South
48 | 327 | Menard | TX | Texas | p64 | ERCOT
1 | 21 | Chilton | AL | Alabama | p90 | SERTP
8 | 81 | Moffat | CO | Colorado | p33 | WestConnect_North
39 | 131 | Pike | OH | Ohio | p112 | PJM_East
18 | 15 | Carroll | IN | Indiana | p105 | MISO_Central
28 | 65 | Jefferson Davis | MS | Mississippi | p87 | MISO_South
12 | 85 | Martin | FL | Florida | p102 | FRCC
21 | 225 | Union | KY | Kentucky | p108 | MISO_Central
6 | 103 | Tehama | CA | California | p9 | CAISO
48 | 35 | Bosque | TX | Texas | p63 | ERCOT
39 | 157 | Tuscarawas | OH | Ohio | p112 | PJM_East
6 | 55 | Napa | CA | California | p9 | CAISO
31 | 21 | Burt | NE | Nebraska | p41 | SPP_North
41 | 21 | Gilliam | OR | Oregon | p5 | NorthernGrid_West
55 | 53 | Jackson | WI | Wisconsin | p77 | MISO_North
18 | 5 | Bartholomew | IN | Indiana | p107 | MISO_Central
54 | 89 | Summers | WV | West Virginia | p116 | PJM_East
29 | 65 | Dent | MO | Missouri | p84 | MISO_Central
20 | 83 | Hodgeman | KS | Kansas | p53 | SPP_South
54 | 21 | Gilmer | WV | West Virginia | p116 | PJM_East
39 | 109 | Miami | OH | Ohio | p113 | PJM_East
30 | 33 | Garfield | MT | Montana | p19 | NorthernGrid_East
42 | 55 | Franklin | PA | Pennsylvania | p120 | PJM_East
8 | 107 | Routt | CO | Colorado | p33 | WestConnect_North
16 | 71 | Oneida | ID | Idaho | p16 | NorthernGrid_East
42 | 103 | Pike | PA | Pennsylvania | p122 | PJM_East
39 | 31 | Coshocton | OH | Ohio | p112 | PJM_East
13 | 113 | Fayette | GA | Georgia | p94 | SERTP
8 | 79 | Mineral | CO | Colorado | p34 | WestConnect_North
17 | 77 | Jackson | IL | Illinois | p81 | MISO_Central
53 | 51 | Pend Oreille | WA | Washington | p3 | NorthernGrid_West
12 | 123 | Taylor | FL | Florida | p101 | FRCC
31 | 89 | Holt | NE | Nebraska | p40 | SPP_North
53 | 39 | Klickitat | WA | Washington | p2 | NorthernGrid_West
38 | 69 | Pierce | ND | North Dakota | p37 | MISO_North
13 | 87 | Decatur | GA | Georgia | p94 | SERTP
26 | 99 | Macomb | MI | Michigan | p103 | MISO_Central
29 | 147 | Nodaway | MO | Missouri | p54 | SPP_South
48 | 385 | Real | TX | Texas | p64 | ERCOT
47 | 21 | Cheatham | TN | Tennessee | p92 | SERTP
9 | 1 | Fairfield | CT | Connecticut | p132 | ISONE
48 | 335 | Mitchell | TX | Texas | p60 | ERCOT
27 | 7 | Beltrami | MN | Minnesota | p42 | MISO_North
21 | 197 | Powell | KY | Kentucky | p109 | PJM_East
21 | 59 | Daviess | KY | Kentucky | p108 | MISO_Central
30 | 47 | Lake | MT | Montana | p17 | NorthernGrid_East
19 | 167 | Sioux | IA | Iowa | p45 | MISO_North
55 | 3 | Ashland | WI | Wisconsin | p46 | MISO_North
53 | 63 | Spokane | WA | Washington | p3 | NorthernGrid_West
42 | 119 | Union | PA | Pennsylvania | p122 | PJM_East
13 | 311 | White | GA | Georgia | p94 | SERTP
45 | 79 | Richland | SC | South Carolina | p96 | SERTP
47 | 89 | Jefferson | TN | Tennessee | p92 | SERTP
8 | 97 | Pitkin | CO | Colorado | p33 | WestConnect_North
48 | 399 | Runnels | TX | Texas | p61 | ERCOT
1 | 105 | Perry | AL | Alabama | p89 | SERTP
48 | 197 | Hardeman | TX | Texas | p60 | ERCOT
48 | 59 | Callahan | TX | Texas | p61 | ERCOT
13 | 85 | Dawson | GA | Georgia | p94 | SERTP
39 | 165 | Warren | OH | Ohio | p114 | PJM_East
35 | 31 | McKinley | NM | New Mexico | p31 | WestConnect_South
47 | 145 | Roane | TN | Tennessee | p92 | SERTP
21 | 211 | Shelby | KY | Kentucky | p109 | PJM_East
46 | 57 | Hamlin | SD | South Dakota | p38 | SPP_North
46 | 43 | Douglas | SD | South Dakota | p38 | SPP_North
36 | 17 | Chenango | NY | New York | p127 | NYISO
21 | 33 | Caldwell | KY | Kentucky | p108 | MISO_Central
18 | 7 | Benton | IN | Indiana | p105 | MISO_Central
19 | 143 | Osceola | IA | Iowa | p45 | MISO_North
48 | 211 | Hemphill | TX | Texas | p48 | SPP_South
40 | 135 | Sequoyah | OK | Oklahoma | p50 | SPP_South
13 | 91 | Dodge | GA | Georgia | p94 | SERTP
46 | 75 | Jones | SD | South Dakota | p38 | SPP_North
26 | 65 | Ingham | MI | Michigan | p103 | MISO_Central
48 | 245 | Jefferson | TX | Texas | p66 | MISO_South
48 | 33 | Borden | TX | Texas | p60 | ERCOT
38 | 11 | Bowman | ND | North Dakota | p36 | SPP_North
51 | 790 | Staunton | VA | Virginia | p99 | PJM_East
46 | 135 | Yankton | SD | South Dakota | p38 | SPP_North
36 | 13 | Chautauqua | NY | New York | p127 | NYISO
48 | 47 | Brooks | TX | Texas | p65 | ERCOT
1 | 93 | Marion | AL | Alabama | p89 | SERTP
31 | 145 | Red Willow | NE | Nebraska | p40 | SPP_North
34 | 31 | Passaic | NJ | New Jersey | p126 | PJM_East
17 | 185 | Wabash | IL | Illinois | p83 | MISO_Central
40 | 75 | Kiowa | OK | Oklahoma | p50 | SPP_South
27 | 5 | Becker | MN | Minnesota | p42 | MISO_North
40 | 57 | Harmon | OK | Oklahoma | p50 | SPP_South
21 | 47 | Christian | KY | Kentucky | p93 | SERTP
30 | 59 | Meagher | MT | Montana | p18 | NorthernGrid_East
40 | 43 | Dewey | OK | Oklahoma | p50 | SPP_South
26 | 147 | St. Clair | MI | Michigan | p103 | MISO_Central
29 | 99 | Jefferson | MO | Missouri | p72 | MISO_Central
20 | 45 | Douglas | KS | Kansas | p53 | SPP_South
13 | 233 | Polk | GA | Georgia | p94 | SERTP
47 | 189 | Wilson | TN | Tennessee | p92 | SERTP
29 | 175 | Randolph | MO | Missouri | p72 | MISO_Central
55 | 137 | Waushara | WI | Wisconsin | p76 | MISO_North
13 | 101 | Echols | GA | Georgia | p94 | SERTP
29 | 159 | Pettis | MO | Missouri | p54 | SPP_South
54 | 59 | Mingo | WV | West Virginia | p117 | PJM_East
23 | 31 | York | ME | Maine | p134 | ISONE
22 | 55 | Lafayette | LA | Louisiana | p58 | MISO_South
8 | 37 | Eagle | CO | Colorado | p33 | WestConnect_North
22 | 103 | St. Tammany | LA | Louisiana | p58 | MISO_South
27 | 41 | Douglas | MN | Minnesota | p43 | MISO_North
46 | 11 | Brookings | SD | South Dakota | p38 | SPP_North
13 | 177 | Lee | GA | Georgia | p94 | SERTP
8 | 15 | Chaffee | CO | Colorado | p34 | WestConnect_North
48 | 263 | Kent | TX | Texas | p60 | ERCOT
48 | 337 | Montague | TX | Texas | p63 | ERCOT
36 | 65 | Oneida | NY | New York | p127 | NYISO
18 | 81 | Johnson | IN | Indiana | p107 | MISO_Central
31 | 59 | Fillmore | NE | Nebraska | p40 | SPP_North
41 | 59 | Umatilla | OR | Oregon | p5 | NorthernGrid_West
28 | 27 | Coahoma | MS | Mississippi | p87 | MISO_South
26 | 17 | Bay | MI | Michigan | p103 | MISO_Central
13 | 1 | Appling | GA | Georgia | p94 | SERTP
51 | 45 | Craig | VA | Virginia | p118 | PJM_East
8 | 29 | Delta | CO | Colorado | p34 | WestConnect_North
1 | 117 | Shelby | AL | Alabama | p89 | SERTP
19 | 3 | Adams | IA | Iowa | p70 | MISO_North
38 | 57 | Mercer | ND | North Dakota | p36 | SPP_North
1 | 25 | Clarke | AL | Alabama | p90 | SERTP
38 | 43 | Kidder | ND | North Dakota | p37 | MISO_North
21 | 89 | Greenup | KY | Kentucky | p109 | PJM_East
28 | 67 | Jones | MS | Mississippi | p87 | MISO_South
22 | 119 | Webster | LA | Louisiana | p58 | MISO_South
5 | 109 | Pike | AR | Arkansas | p56 | SPP_South
5 | 31 | Craighead | AR | Arkansas | p85 | MISO_South
13 | 19 | Berrien | GA | Georgia | p94 | SERTP
45 | 37 | Edgefield | SC | South Carolina | p96 | SERTP
12 | 83 | Marion | FL | Florida | p101 | FRCC
1 | 35 | Conecuh | AL | Alabama | p90 | SERTP
56 | 39 | Teton | WY | Wyoming | p21 | NorthernGrid_East
45 | 15 | Berkeley | SC | South Carolina | p96 | SERTP
39 | 155 | Trumbull | OH | Ohio | p111 | PJM_East
8 | 115 | Sedgwick | CO | Colorado | p33 | WestConnect_North
48 | 21 | Bastrop | TX | Texas | p64 | ERCOT
13 | 133 | Greene | GA | Georgia | p94 | SERTP
26 | 13 | Baraga | MI | Michigan | p74 | MISO_North
27 | 173 | Yellow Medicine | MN | Minnesota | p44 | MISO_North
48 | 89 | Colorado | TX | Texas | p64 | ERCOT
40 | 11 | Blaine | OK | Oklahoma | p50 | SPP_South
20 | 123 | Mitchell | KS | Kansas | p53 | SPP_South
47 | 59 | Greene | TN | Tennessee | p92 | SERTP
45 | 29 | Colleton | SC | South Carolina | p96 | SERTP
19 | 53 | Decatur | IA | Iowa | p70 | MISO_North
28 | 73 | Lamar | MS | Mississippi | p87 | MISO_South
38 | 75 | Renville | ND | North Dakota | p36 | SPP_North
21 | 21 | Boyle | KY | Kentucky | p109 | PJM_East
4 | 23 | Santa Cruz | AZ | Arizona | p30 | WestConnect_South
16 | 39 | Elmore | ID | Idaho | p15 | NorthernGrid_East
4 | 9 | Graham | AZ | Arizona | p28 | WestConnect_South
51 | 670 | Hopewell | VA | Virginia | p99 | PJM_East
46 | 69 | Hyde | SD | South Dakota | p38 | SPP_North
48 | 145 | Falls | TX | Texas | p63 | ERCOT
29 | 17 | Bollinger | MO | Missouri | p73 | MISO_Central
48 | 201 | Harris | TX | Texas | p67 | ERCOT
18 | 173 | Warrick | IN | Indiana | p107 | MISO_Central
40 | 139 | Texas | OK | Oklahoma | p49 | SPP_South
41 | 47 | Marion | OR | Oregon | p5 | NorthernGrid_West
48 | 425 | Somervell | TX | Texas | p63 | ERCOT
31 | 47 | Dawson | NE | Nebraska | p40 | SPP_North
19 | 137 | Montgomery | IA | Iowa | p45 | MISO_North
17 | 183 | Vermilion | IL | Illinois | p83 | MISO_Central
26 | 159 | Van Buren | MI | Michigan | p104 | PJM_West
16 | 63 | Lincoln | ID | Idaho | p15 | NorthernGrid_East
47 | 33 | Crockett | TN | Tennessee | p92 | SERTP
6 | 31 | Kings | CA | California | p9 | CAISO
21 | 145 | McCracken | KY | Kentucky | p93 | SERTP
21 | 201 | Robertson | KY | Kentucky | p109 | PJM_East
12 | 45 | Gulf | FL | Florida | p91 | SERTP
6 | 109 | Tuolumne | CA | California | p9 | CAISO
48 | 249 | Jim Wells | TX | Texas | p65 | ERCOT
42 | 131 | Wyoming | PA | Pennsylvania | p122 | PJM_East
54 | 47 | McDowell | WV | West Virginia | p117 | PJM_East
29 | 13 | Bates | MO | Missouri | p55 | SPP_South
32 | 31 | Washoe | NV | Nevada | p12 | NorthernGrid_South
51 | 83 | Halifax | VA | Virginia | p99 | PJM_East
21 | 189 | Owsley | KY | Kentucky | p109 | PJM_East
30 | 21 | Dawson | MT | Montana | p35 | SPP_North
54 | 33 | Harrison | WV | West Virginia | p116 | PJM_East
47 | 47 | Fayette | TN | Tennessee | p92 | SERTP
48 | 189 | Hale | TX | Texas | p48 | SPP_South
40 | 69 | Johnston | OK | Oklahoma | p50 | SPP_South
41 | 33 | Josephine | OR | Oregon | p6 | NorthernGrid_West
31 | 33 | Cheyenne | NE | Nebraska | p39 | SPP_North
53 | 71 | Walla Walla | WA | Washington | p2 | NorthernGrid_West
27 | 81 | Lincoln | MN | Minnesota | p44 | MISO_North
48 | 319 | Mason | TX | Texas | p64 | ERCOT
36 | 99 | Seneca | NY | New York | p127 | NYISO
18 | 41 | Fayette | IN | Indiana | p107 | MISO_Central
17 | 127 | Massac | IL | Illinois | p81 | MISO_Central
16 | 51 | Jefferson | ID | Idaho | p16 | NorthernGrid_East
30 | 89 | Sanders | MT | Montana | p17 | NorthernGrid_East
33 | 9 | Grafton | NH | New Hampshire | p130 | ISONE
48 | 181 | Grayson | TX | Texas | p63 | ERCOT
26 | 105 | Mason | MI | Michigan | p103 | MISO_Central
28 | 145 | Union | MS | Mississippi | p88 | SERTP
40 | 37 | Creek | OK | Oklahoma | p51 | SPP_South
49 | 7 | Carbon | UT | Utah | p25 | NorthernGrid_South
40 | 15 | Caddo | OK | Oklahoma | p50 | SPP_South
22 | 71 | Orleans | LA | Louisiana | p58 | MISO_South
29 | 93 | Iron | MO | Missouri | p73 | MISO_Central
50 | 5 | Caledonia | VT | Vermont | p129 | ISONE
21 | 181 | Nicholas | KY | Kentucky | p109 | PJM_East
30 | 27 | Fergus | MT | Montana | p20 | NorthernGrid_East
45 | 11 | Barnwell | SC | South Carolina | p96 | SERTP
39 | 3 | Allen | OH | Ohio | p112 | PJM_East
17 | 133 | Monroe | IL | Illinois | p81 | MISO_Central
20 | 49 | Elk | KS | Kansas | p53 | SPP_South
48 | 313 | Madison | TX | Texas | p63 | ERCOT
46 | 115 | Spink | SD | South Dakota | p38 | SPP_North
20 | 151 | Pratt | KS | Kansas | p53 | SPP_South
37 | 81 | Guilford | NC | North Carolina | p97 | SERTP
40 | 29 | Coal | OK | Oklahoma | p50 | SPP_South
1 | 99 | Monroe | AL | Alabama | p90 | SERTP
17 | 19 | Champaign | IL | Illinois | p83 | MISO_Central
20 | 191 | Sumner | KS | Kansas | p53 | SPP_South
21 | 187 | Owen | KY | Kentucky | p109 | PJM_East
17 | 1 | Adams | IL | Illinois | p81 | MISO_Central
19 | 155 | Pottawattamie | IA | Iowa | p45 | MISO_North
30 | 67 | Park | MT | Montana | p18 | NorthernGrid_East
22 | 121 | West Baton Rouge | LA | Louisiana | p58 | MISO_South
42 | 95 | Northampton | PA | Pennsylvania | p122 | PJM_East
55 | 31 | Douglas | WI | Wisconsin | p46 | MISO_North
40 | 115 | Ottawa | OK | Oklahoma | p51 | SPP_South
55 | 109 | St. Croix | WI | Wisconsin | p46 | MISO_North
46 | 29 | Codington | SD | South Dakota | p38 | SPP_North
17 | 177 | Stephenson | IL | Illinois | p80 | PJM_West
48 | 187 | Guadalupe | TX | Texas | p64 | ERCOT
46 | 37 | Day | SD | South Dakota | p38 | SPP_North
8 | 11 | Bent | CO | Colorado | p34 | WestConnect_North
39 | 53 | Gallia | OH | Ohio | p112 | PJM_East
30 | 73 | Pondera | MT | Montana | p18 | NorthernGrid_East
20 | 23 | Cheyenne | KS | Kansas | p52 | SPP_South
46 | 15 | Brule | SD | South Dakota | p38 | SPP_North
20 | 111 | Lyon | KS | Kansas | p53 | SPP_South
39 | 137 | Putnam | OH | Ohio | p112 | PJM_East
48 | 275 | Knox | TX | Texas | p60 | ERCOT
20 | 9 | Barton | KS | Kansas | p53 | SPP_South
36 | 35 | Fulton | NY | New York | p127 | NYISO
35 | 3 | Catron | NM | New Mexico | p31 | WestConnect_South
13 | 127 | Glynn | GA | Georgia | p94 | SERTP
20 | 61 | Geary | KS | Kansas | p53 | SPP_South
38 | 79 | Rolette | ND | North Dakota | p37 | MISO_North
42 | 39 | Crawford | PA | Pennsylvania | p122 | PJM_East
36 | 25 | Delaware | NY | New York | p127 | NYISO
51 | 735 | Poquoson | VA | Virginia | p99 | PJM_East
21 | 27 | Breckinridge | KY | Kentucky | p108 | MISO_Central
45 | 69 | Marlboro | SC | South Carolina | p96 | SERTP
29 | 105 | Laclede | MO | Missouri | p84 | MISO_Central
48 | 293 | Limestone | TX | Texas | p63 | ERCOT
50 | 7 | Chittenden | VT | Vermont | p129 | ISONE
37 | 195 | Wilson | NC | North Carolina | p98 | SERTP
26 | 93 | Livingston | MI | Michigan | p103 | MISO_Central
49 | 5 | Cache | UT | Utah | p25 | NorthernGrid_South
42 | 63 | Indiana | PA | Pennsylvania | p122 | PJM_East
48 | 27 | Bell | TX | Texas | p63 | ERCOT
37 | 173 | Swain | NC | North Carolina | p97 | SERTP
35 | 53 | Socorro | NM | New Mexico | p31 | WestConnect_South
48 | 349 | Navarro | TX | Texas | p63 | ERCOT
34 | 3 | Bergen | NJ | New Jersey | p126 | PJM_East
1 | 65 | Hale | AL | Alabama | p89 | SERTP
21 | 73 | Franklin | KY | Kentucky | p109 | PJM_East
24 | 39 | Somerset | MD | Maryland | p123 | PJM_East
28 | 21 | Claiborne | MS | Mississippi | p87 | MISO_South
48 | 403 | Sabine | TX | Texas | p66 | MISO_South
37 | 41 | Chowan | NC | North Carolina | p98 | SERTP
48 | 347 | Nacogdoches | TX | Texas | p66 | MISO_South
13 | 183 | Long | GA | Georgia | p94 | SERTP
38 | 97 | Traill | ND | North Dakota | p37 | MISO_North
48 | 67 | Cass | TX | Texas | p57 | SPP_South
5 | 143 | Washington | AR | Arkansas | p56 | SPP_South
36 | 117 | Wayne | NY | New York | p127 | NYISO
8 | 69 | Larimer | CO | Colorado | p33 | WestConnect_North
42 | 51 | Fayette | PA | Pennsylvania | p115 | PJM_East
48 | 73 | Cherokee | TX | Texas | p63 | ERCOT
48 | 241 | Jasper | TX | Texas | p66 | MISO_South
51 | 510 | Alexandria | VA | Virginia | p99 | PJM_East
20 | 141 | Osborne | KS | Kansas | p53 | SPP_South
53 | 55 | San Juan | WA | Washington | p1 | NorthernGrid_West
21 | 67 | Fayette | KY | Kentucky | p109 | PJM_East
28 | 89 | Madison | MS | Mississippi | p87 | MISO_South
29 | 205 | Shelby | MO | Missouri | p71 | MISO_Central
20 | 125 | Montgomery | KS | Kansas | p53 | SPP_South
23 | 3 | Aroostook | ME | Maine | p134 | ISONE
46 | 129 | Walworth | SD | South Dakota | p38 | SPP_North
5 | 53 | Grant | AR | Arkansas | p85 | MISO_South
47 | 181 | Wayne | TN | Tennessee | p92 | SERTP
36 | 93 | Schenectady | NY | New York | p127 | NYISO
1 | 13 | Butler | AL | Alabama | p90 | SERTP
46 | 97 | Miner | SD | South Dakota | p38 | SPP_North
12 | 23 | Columbia | FL | Florida | p101 | FRCC
51 | 125 | Nelson | VA | Virginia | p118 | PJM_East
12 | 111 | St. Lucie | FL | Florida | p102 | FRCC
37 | 193 | Wilkes | NC | North Carolina | p97 | SERTP
28 | 33 | DeSoto | MS | Mississippi | p87 | MISO_South
26 | 35 | Clare | MI | Michigan | p103 | MISO_Central
40 | 107 | Okfuskee | OK | Oklahoma | p50 | SPP_South
51 | 141 | Patrick | VA | Virginia | p118 | PJM_East
16 | 55 | Kootenai | ID | Idaho | p14 | NorthernGrid_East
19 | 31 | Cedar | IA | Iowa | p70 | MISO_North
40 | 79 | Le Flore | OK | Oklahoma | p50 | SPP_South
48 | 467 | Van Zandt | TX | Texas | p63 | ERCOT
17 | 87 | Johnson | IL | Illinois | p81 | MISO_Central
42 | 71 | Lancaster | PA | Pennsylvania | p122 | PJM_East
37 | 5 | Alleghany | NC | North Carolina | p97 | SERTP
19 | 109 | Kossuth | IA | Iowa | p45 | MISO_North
26 | 25 | Calhoun | MI | Michigan | p103 | MISO_Central
5 | 3 | Ashley | AR | Arkansas | p85 | MISO_South
39 | 167 | Washington | OH | Ohio | p112 | PJM_East
26 | 117 | Montcalm | MI | Michigan | p103 | MISO_Central
13 | 315 | Wilcox | GA | Georgia | p94 | SERTP
17 | 113 | McLean | IL | Illinois | p83 | MISO_Central
13 | 77 | Coweta | GA | Georgia | p94 | SERTP
46 | 107 | Potter | SD | South Dakota | p38 | SPP_North
1 | 17 | Chambers | AL | Alabama | p90 | SERTP
51 | 61 | Fauquier | VA | Virginia | p99 | PJM_East
28 | 47 | Harrison | MS | Mississippi | p87 | MISO_South
48 | 495 | Winkler | TX | Texas | p62 | ERCOT
49 | 41 | Sevier | UT | Utah | p25 | NorthernGrid_South
51 | 9 | Amherst | VA | Virginia | p118 | PJM_East
31 | 181 | Webster | NE | Nebraska | p40 | SPP_North
48 | 497 | Wise | TX | Texas | p63 | ERCOT
46 | 79 | Lake | SD | South Dakota | p38 | SPP_North
42 | 121 | Venango | PA | Pennsylvania | p122 | PJM_East
40 | 129 | Roger Mills | OK | Oklahoma | p50 | SPP_South
22 | 95 | St. John the Baptist | LA | Louisiana | p58 | MISO_South
40 | 97 | Mayes | OK | Oklahoma | p51 | SPP_South
47 | 187 | Williamson | TN | Tennessee | p92 | SERTP
12 | 49 | Hardee | FL | Florida | p101 | FRCC
37 | 7 | Anson | NC | North Carolina | p97 | SERTP
41 | 67 | Washington | OR | Oregon | p5 | NorthernGrid_West
51 | 678 | Lexington | VA | Virginia | p99 | PJM_East
17 | 101 | Lawrence | IL | Illinois | p83 | MISO_Central
29 | 35 | Carter | MO | Missouri | p84 | MISO_Central
25 | 1 | Barnstable | MA | Massachusetts | p131 | ISONE
31 | 67 | Gage | NE | Nebraska | p40 | SPP_North
38 | 29 | Emmons | ND | North Dakota | p36 | SPP_North
54 | 73 | Pleasants | WV | West Virginia | p116 | PJM_East
45 | 75 | Orangeburg | SC | South Carolina | p96 | SERTP
22 | 63 | Livingston | LA | Louisiana | p58 | MISO_South
29 | 25 | Caldwell | MO | Missouri | p54 | SPP_South
19 | 165 | Shelby | IA | Iowa | p45 | MISO_North
45 | 43 | Georgetown | SC | South Carolina | p96 | SERTP
13 | 185 | Lowndes | GA | Georgia | p94 | SERTP
36 | 105 | Sullivan | NY | New York | p127 | NYISO
45 | 57 | Lancaster | SC | South Carolina | p95 | SERTP
51 | 111 | Lunenburg | VA | Virginia | p99 | PJM_East
38 | 37 | Grant | ND | North Dakota | p36 | SPP_North
47 | 27 | Clay | TN | Tennessee | p92 | SERTP
12 | 125 | Union | FL | Florida | p101 | FRCC
54 | 67 | Nicholas | WV | West Virginia | p116 | PJM_East
29 | 225 | Webster | MO | Missouri | p55 | SPP_South
51 | 23 | Botetourt | VA | Virginia | p118 | PJM_East
48 | 269 | King | TX | Texas | p60 | ERCOT
38 | 15 | Burleigh | ND | North Dakota | p36 | SPP_North
31 | 73 | Gosper | NE | Nebraska | p40 | SPP_North
39 | 143 | Sandusky | OH | Ohio | p111 | PJM_East
22 | 39 | Evangeline | LA | Louisiana | p58 | MISO_South
6 | 3 | Alpine | CA | California | p9 | CAISO
47 | 67 | Hancock | TN | Tennessee | p92 | SERTP
54 | 27 | Hampshire | WV | West Virginia | p116 | PJM_East
22 | 51 | Jefferson | LA | Louisiana | p58 | MISO_South
32 | 3 | Clark | NV | Nevada | p13 | NorthernGrid_South
21 | 213 | Simpson | KY | Kentucky | p93 | SERTP
12 | 9 | Brevard | FL | Florida | p102 | FRCC
8 | 75 | Logan | CO | Colorado | p33 | WestConnect_North
17 | 91 | Kankakee | IL | Illinois | p80 | PJM_West
12 | 61 | Indian River | FL | Florida | p102 | FRCC
41 | 27 | Hood River | OR | Oregon | p5 | NorthernGrid_West
51 | 191 | Washington | VA | Virginia | p118 | PJM_East
8 | 57 | Jackson | CO | Colorado | p33 | WestConnect_North
31 | 27 | Cedar | NE | Nebraska | p40 | SPP_North
5 | 137 | Stone | AR | Arkansas | p85 | MISO_South
8 | 43 | Fremont | CO | Colorado | p34 | WestConnect_North
29 | 117 | Livingston | MO | Missouri | p54 | SPP_South
48 | 213 | Henderson | TX | Texas | p63 | ERCOT
29 | 179 | Reynolds | MO | Missouri | p73 | MISO_Central
28 | 59 | Jackson | MS | Mississippi | p87 | MISO_South
17 | 85 | Jo Daviess | IL | Illinois | p80 | PJM_West
51 | 49 | Cumberland | VA | Virginia | p99 | PJM_East
6 | 53 | Monterey | CA | California | p9 | CAISO
25 | 19 | Nantucket | MA | Massachusetts | p131 | ISONE
47 | 73 | Hawkins | TN | Tennessee | p92 | SERTP
29 | 207 | Stoddard | MO | Missouri | p84 | MISO_Central
13 | 49 | Charlton | GA | Georgia | p94 | SERTP
30 | 99 | Teton | MT | Montana | p18 | NorthernGrid_East
35 | 51 | Sierra | NM | New Mexico | p31 | WestConnect_South
28 | 117 | Prentiss | MS | Mississippi | p88 | SERTP
18 | 69 | Huntington | IN | Indiana | p105 | MISO_Central
29 | 197 | Schuyler | MO | Missouri | p71 | MISO_Central
29 | 59 | Dallas | MO | Missouri | p84 | MISO_Central
26 | 47 | Emmet | MI | Michigan | p103 | MISO_Central
36 | 89 | St. Lawrence | NY | New York | p127 | NYISO
40 | 41 | Delaware | OK | Oklahoma | p51 | SPP_South
13 | 191 | McIntosh | GA | Georgia | p94 | SERTP
1 | 27 | Clay | AL | Alabama | p90 | SERTP
4 | 1 | Apache | AZ | Arizona | p29 | WestConnect_South
5 | 71 | Johnson | AR | Arkansas | p56 | SPP_South
55 | 55 | Jefferson | WI | Wisconsin | p79 | MISO_North
39 | 95 | Lucas | OH | Ohio | p111 | PJM_East
33 | 19 | Sullivan | NH | New Hampshire | p130 | ISONE
21 | 147 | McCreary | KY | Kentucky | p93 | SERTP
13 | 223 | Paulding | GA | Georgia | p94 | SERTP
55 | 103 | Richland | WI | Wisconsin | p77 | MISO_North
13 | 151 | Henry | GA | Georgia | p94 | SERTP
42 | 53 | Forest | PA | Pennsylvania | p122 | PJM_East
19 | 153 | Polk | IA | Iowa | p70 | MISO_North
44 | 3 | Kent | RI | Rhode Island | p133 | ISONE
36 | 21 | Columbia | NY | New York | p127 | NYISO
31 | 159 | Seward | NE | Nebraska | p40 | SPP_North
17 | 123 | Marshall | IL | Illinois | p82 | MISO_Central
34 | 39 | Union | NJ | New Jersey | p126 | PJM_East
24 | 3 | Anne Arundel | MD | Maryland | p123 | PJM_East
48 | 271 | Kinney | TX | Texas | p61 | ERCOT
48 | 147 | Fannin | TX | Texas | p63 | ERCOT
12 | 77 | Liberty | FL | Florida | p101 | FRCC
5 | 121 | Randolph | AR | Arkansas | p85 | MISO_South
1 | 73 | Jefferson | AL | Alabama | p89 | SERTP
21 | 65 | Estill | KY | Kentucky | p109 | PJM_East
13 | 111 | Fannin | GA | Georgia | p94 | SERTP
48 | 417 | Shackelford | TX | Texas | p63 | ERCOT
55 | 119 | Taylor | WI | Wisconsin | p46 | MISO_North
48 | 389 | Reeves | TX | Texas | p61 | ERCOT
51 | 185 | Tazewell | VA | Virginia | p118 | PJM_East
38 | 5 | Benson | ND | North Dakota | p37 | MISO_North
13 | 23 | Bleckley | GA | Georgia | p94 | SERTP
33 | 1 | Belknap | NH | New Hampshire | p130 | ISONE
47 | 159 | Smith | TN | Tennessee | p92 | SERTP
19 | 149 | Plymouth | IA | Iowa | p45 | MISO_North
48 | 471 | Walker | TX | Texas | p64 | ERCOT
26 | 33 | Chippewa | MI | Michigan | p103 | MISO_Central
48 | 281 | Lampasas | TX | Texas | p63 | ERCOT
48 | 65 | Carson | TX | Texas | p48 | SPP_South
4 | 19 | Pima | AZ | Arizona | p30 | WestConnect_South
42 | 3 | Allegheny | PA | Pennsylvania | p115 | PJM_East
48 | 483 | Wheeler | TX | Texas | p48 | SPP_South
28 | 35 | Forrest | MS | Mississippi | p87 | MISO_South
18 | 139 | Rush | IN | Indiana | p107 | MISO_Central
27 | 11 | Big Stone | MN | Minnesota | p43 | MISO_North
35 | 39 | Rio Arriba | NM | New Mexico | p31 | WestConnect_South
46 | 41 | Dewey | SD | South Dakota | p38 | SPP_North
1 | 67 | Henry | AL | Alabama | p90 | SERTP
28 | 25 | Clay | MS | Mississippi | p88 | SERTP
27 | 139 | Scott | MN | Minnesota | p43 | MISO_North
48 | 175 | Goliad | TX | Texas | p65 | ERCOT
18 | 11 | Boone | IN | Indiana | p105 | MISO_Central
48 | 345 | Motley | TX | Texas | p60 | ERCOT
37 | 115 | Madison | NC | North Carolina | p97 | SERTP
54 | 17 | Doddridge | WV | West Virginia | p116 | PJM_East
46 | 81 | Lawrence | SD | South Dakota | p32 | WestConnect_North
48 | 99 | Coryell | TX | Texas | p63 | ERCOT
47 | 13 | Campbell | TN | Tennessee | p92 | SERTP
13 | 61 | Clay | GA | Georgia | p94 | SERTP
20 | 127 | Morris | KS | Kansas | p53 | SPP_South
13 | 9 | Baldwin | GA | Georgia | p94 | SERTP
21 | 175 | Morgan | KY | Kentucky | p109 | PJM_East
39 | 51 | Fulton | OH | Ohio | p111 | PJM_East
26 | 59 | Hillsdale | MI | Michigan | p103 | MISO_Central
29 | 47 | Clay | MO | Missouri | p54 | SPP_South
51 | 77 | Grayson | VA | Virginia | p118 | PJM_East
41 | 17 | Deschutes | OR | Oregon | p5 | NorthernGrid_West
53 | 31 | Jefferson | WA | Washington | p2 | NorthernGrid_West
21 | 99 | Hart | KY | Kentucky | p109 | PJM_East
31 | 17 | Brown | NE | Nebraska | p40 | SPP_North
29 | 33 | Carroll | MO | Missouri | p54 | SPP_South
48 | 487 | Wilbarger | TX | Texas | p60 | ERCOT
37 | 37 | Chatham | NC | North Carolina | p98 | SERTP
54 | 13 | Calhoun | WV | West Virginia | p116 | PJM_East
39 | 39 | Defiance | OH | Ohio | p112 | PJM_East
48 | 393 | Roberts | TX | Texas | p48 | SPP_South
37 | 15 | Bertie | NC | North Carolina | p98 | SERTP
13 | 247 | Rockdale | GA | Georgia | p94 | SERTP
13 | 125 | Glascock | GA | Georgia | p94 | SERTP
48 | 435 | Sutton | TX | Texas | p61 | ERCOT
13 | 141 | Hancock | GA | Georgia | p94 | SERTP
29 | 211 | Sullivan | MO | Missouri | p54 | SPP_South
19 | 157 | Poweshiek | IA | Iowa | p70 | MISO_North
6 | 71 | San Bernardino | CA | California | p10 | CAISO
19 | 131 | Mitchell | IA | Iowa | p69 | MISO_North
41 | 13 | Crook | OR | Oregon | p5 | NorthernGrid_West
31 | 13 | Box Butte | NE | Nebraska | p39 | SPP_North
38 | 7 | Billings | ND | North Dakota | p36 | SPP_North
30 | 65 | Musselshell | MT | Montana | p20 | NorthernGrid_East
47 | 17 | Carroll | TN | Tennessee | p92 | SERTP
37 | 29 | Camden | NC | North Carolina | p98 | SERTP
39 | 63 | Hancock | OH | Ohio | p112 | PJM_East
40 | 81 | Lincoln | OK | Oklahoma | p50 | SPP_South
20 | 183 | Smith | KS | Kansas | p53 | SPP_South
27 | 69 | Kittson | MN | Minnesota | p42 | MISO_North
22 | 53 | Jefferson Davis | LA | Louisiana | p58 | MISO_South
36 | 59 | Nassau | NY | New York | p128 | NYISO
18 | 57 | Hamilton | IN | Indiana | p106 | MISO_Central
18 | 43 | Floyd | IN | Indiana | p107 | MISO_Central
54 | 65 | Morgan | WV | West Virginia | p116 | PJM_East
29 | 89 | Howard | MO | Missouri | p72 | MISO_Central
46 | 7 | Bennett | SD | South Dakota | p38 | SPP_North
39 | 121 | Noble | OH | Ohio | p112 | PJM_East
51 | 183 | Sussex | VA | Virginia | p99 | PJM_East
13 | 227 | Pickens | GA | Georgia | p94 | SERTP
30 | 13 | Cascade | MT | Montana | p18 | NorthernGrid_East
47 | 147 | Robertson | TN | Tennessee | p92 | SERTP
29 | 21 | Buchanan | MO | Missouri | p54 | SPP_South
41 | 65 | Wasco | OR | Oregon | p5 | NorthernGrid_West
6 | 51 | Mono | CA | California | p10 | CAISO
19 | 119 | Lyon | IA | Iowa | p45 | MISO_North
18 | 75 | Jay | IN | Indiana | p105 | MISO_Central
31 | 65 | Furnas | NE | Nebraska | p40 | SPP_North
18 | 135 | Randolph | IN | Indiana | p105 | MISO_Central
17 | 83 | Jersey | IL | Illinois | p81 | MISO_Central
26 | 145 | Saginaw | MI | Michigan | p103 | MISO_Central
28 | 105 | Oktibbeha | MS | Mississippi | p88 | SERTP
40 | 7 | Beaver | OK | Oklahoma | p49 | SPP_South
49 | 37 | San Juan | UT | Utah | p25 | NorthernGrid_South
6 | 39 | Madera | CA | California | p9 | CAISO
22 | 3 | Allen | LA | Louisiana | p58 | MISO_South
48 | 255 | Karnes | TX | Texas | p65 | ERCOT
38 | 81 | Sargent | ND | North Dakota | p37 | MISO_North
49 | 15 | Emery | UT | Utah | p25 | NorthernGrid_South
21 | 159 | Martin | KY | Kentucky | p110 | PJM_East
13 | 265 | Taliaferro | GA | Georgia | p94 | SERTP
31 | 147 | Richardson | NE | Nebraska | p41 | SPP_North
6 | 63 | Plumas | CA | California | p9 | CAISO
48 | 277 | Lamar | TX | Texas | p63 | ERCOT
20 | 77 | Harper | KS | Kansas | p53 | SPP_South
49 | 29 | Morgan | UT | Utah | p26 | NorthernGrid_South
48 | 159 | Franklin | TX | Texas | p63 | ERCOT
30 | 17 | Custer | MT | Montana | p35 | SPP_North
47 | 65 | Hamilton | TN | Tennessee | p92 | SERTP
51 | 127 | New Kent | VA | Virginia | p99 | PJM_East
19 | 103 | Johnson | IA | Iowa | p70 | MISO_North
5 | 95 | Monroe | AR | Arkansas | p85 | MISO_South
39 | 71 | Highland | OH | Ohio | p112 | PJM_East
19 | 55 | Delaware | IA | Iowa | p70 | MISO_North
16 | 31 | Cassia | ID | Idaho | p16 | NorthernGrid_East
6 | 95 | Solano | CA | California | p9 | CAISO
47 | 99 | Lawrence | TN | Tennessee | p92 | SERTP
20 | 185 | Stafford | KS | Kansas | p53 | SPP_South
39 | 171 | Williams | OH | Ohio | p112 | PJM_East
26 | 21 | Berrien | MI | Michigan | p104 | PJM_West
55 | 131 | Washington | WI | Wisconsin | p79 | MISO_North
5 | 63 | Independence | AR | Arkansas | p85 | MISO_South
19 | 169 | Story | IA | Iowa | p70 | MISO_North
46 | 5 | Beadle | SD | South Dakota | p38 | SPP_North
21 | 13 | Bell | KY | Kentucky | p109 | PJM_East
29 | 189 | St. Louis | MO | Missouri | p72 | MISO_Central
47 | 175 | Van Buren | TN | Tennessee | p92 | SERTP
48 | 325 | Medina | TX | Texas | p65 | ERCOT
39 | 163 | Vinton | OH | Ohio | p112 | PJM_East
37 | 129 | New Hanover | NC | North Carolina | p98 | SERTP
56 | 31 | Platte | WY | Wyoming | p24 | WestConnect_North
5 | 39 | Dallas | AR | Arkansas | p85 | MISO_South
26 | 89 | Leelanau | MI | Michigan | p103 | MISO_Central
38 | 41 | Hettinger | ND | North Dakota | p36 | SPP_North
17 | 45 | Edgar | IL | Illinois | p83 | MISO_Central
36 | 47 | Kings | NY | New York | p127 | NYISO
48 | 13 | Atascosa | TX | Texas | p65 | ERCOT
27 | 135 | Roseau | MN | Minnesota | p42 | MISO_North
37 | 97 | Iredell | NC | North Carolina | p97 | SERTP
27 | 75 | Lake | MN | Minnesota | p43 | MISO_North
21 | 17 | Bourbon | KY | Kentucky | p109 | PJM_East
31 | 99 | Kearney | NE | Nebraska | p40 | SPP_North
5 | 51 | Garland | AR | Arkansas | p85 | MISO_South
9 | 9 | New Haven | CT | Connecticut | p132 | ISONE
36 | 33 | Franklin | NY | New York | p127 | NYISO
12 | 86 | Miami-Dade | FL | Florida | p102 | FRCC
31 | 175 | Valley | NE | Nebraska | p40 | SPP_North
29 | 201 | Scott | MO | Missouri | p72 | MISO_Central
37 | 161 | Rutherford | NC | North Carolina | p97 | SERTP
48 | 17 | Bailey | TX | Texas | p48 | SPP_South
29 | 145 | Newton | MO | Missouri | p55 | SPP_South
54 | 99 | Wayne | WV | West Virginia | p117 | PJM_East
37 | 107 | Lenoir | NC | North Carolina | p98 | SERTP
50 | 15 | Lamoille | VT | Vermont | p129 | ISONE
13 | 301 | Warren | GA | Georgia | p94 | SERTP
12 | 127 | Volusia | FL | Florida | p101 | FRCC
37 | 79 | Greene | NC | North Carolina | p98 | SERTP
27 | 57 | Hubbard | MN | Minnesota | p43 | MISO_North
28 | 93 | Marshall | MS | Mississippi | p88 | SERTP
27 | 43 | Faribault | MN | Minnesota | p68 | MISO_North
40 | 5 | Atoka | OK | Oklahoma | p50 | SPP_South
24 | 25 | Harford | MD | Maryland | p123 | PJM_East
26 | 121 | Muskegon | MI | Michigan | p103 | MISO_Central
51 | 193 | Westmoreland | VA | Virginia | p99 | PJM_East
35 | 21 | Harding | NM | New Mexico | p31 | WestConnect_South
37 | 141 | Pender | NC | North Carolina | p98 | SERTP
19 | 73 | Greene | IA | Iowa | p70 | MISO_North
28 | 53 | Humphreys | MS | Mississippi | p87 | MISO_South
29 | 171 | Putnam | MO | Missouri | p54 | SPP_South
37 | 125 | Moore | NC | North Carolina | p98 | SERTP
17 | 11 | Bureau | IL | Illinois | p81 | MISO_Central
13 | 15 | Bartow | GA | Georgia | p94 | SERTP
13 | 37 | Calhoun | GA | Georgia | p94 | SERTP
24 | 35 | Queen Anne's | MD | Maryland | p123 | PJM_East
6 | 59 | Orange | CA | California | p10 | CAISO
45 | 19 | Charleston | SC | South Carolina | p96 | SERTP
51 | 5 | Alleghany | VA | Virginia | p99 | PJM_East
13 | 219 | Oconee | GA | Georgia | p94 | SERTP
20 | 41 | Dickinson | KS | Kansas | p53 | SPP_South
13 | 29 | Bryan | GA | Georgia | p94 | SERTP
36 | 51 | Livingston | NY | New York | p127 | NYISO
29 | 163 | Pike | MO | Missouri | p72 | MISO_Central
12 | 7 | Bradford | FL | Florida | p101 | FRCC
5 | 33 | Crawford | AR | Arkansas | p56 | SPP_South
8 | 1 | Adams | CO | Colorado | p33 | WestConnect_North
31 | 165 | Sioux | NE | Nebraska | p39 | SPP_North
42 | 117 | Tioga | PA | Pennsylvania | p122 | PJM_East
55 | 78 | Menominee | WI | Wisconsin | p76 | MISO_North
19 | 67 | Floyd | IA | Iowa | p69 | MISO_North
20 | 195 | Trego | KS | Kansas | p52 | SPP_South
27 | 123 | Ramsey | MN | Minnesota | p43 | MISO_North
13 | 115 | Floyd | GA | Georgia | p94 | SERTP
28 | 3 | Alcorn | MS | Mississippi | p88 | SERTP
42 | 35 | Clinton | PA | Pennsylvania | p119 | PJM_East
20 | 173 | Sedgwick | KS | Kansas | p53 | SPP_South
34 | 21 | Mercer | NJ | New Jersey | p126 | PJM_East
22 | 105 | Tangipahoa | LA | Louisiana | p58 | MISO_South
42 | 25 | Carbon | PA | Pennsylvania | p122 | PJM_East
8 | 19 | Clear Creek | CO | Colorado | p33 | WestConnect_North
5 | 47 | Franklin | AR | Arkansas | p56 | SPP_South
19 | 27 | Carroll | IA | Iowa | p45 | MISO_North
36 | 39 | Greene | NY | New York | p127 | NYISO
26 | 71 | Iron | MI | Michigan | p74 | MISO_North
47 | 165 | Sumner | TN | Tennessee | p92 | SERTP
39 | 145 | Scioto | OH | Ohio | p112 | PJM_East
45 | 1 | Abbeville | SC | South Carolina | p95 | SERTP
37 | 9 | Ashe | NC | North Carolina | p97 | SERTP
36 | 63 | Niagara | NY | New York | p127 | NYISO
17 | 199 | Williamson | IL | Illinois | p81 | MISO_Central
37 | 61 | Duplin | NC | North Carolina | p98 | SERTP
31 | 31 | Cherry | NE | Nebraska | p40 | SPP_North
53 | 17 | Douglas | WA | Washington | p4 | NorthernGrid_West
41 | 31 | Jefferson | OR | Oregon | p5 | NorthernGrid_West
37 | 23 | Burke | NC | North Carolina | p97 | SERTP
26 | 163 | Wayne | MI | Michigan | p103 | MISO_Central
19 | 187 | Webster | IA | Iowa | p45 | MISO_North
31 | 109 | Lancaster | NE | Nebraska | p41 | SPP_North
21 | 155 | Marion | KY | Kentucky | p109 | PJM_East
37 | 111 | McDowell | NC | North Carolina | p97 | SERTP
17 | 69 | Hardin | IL | Illinois | p81 | MISO_Central
40 | 127 | Pushmataha | OK | Oklahoma | p50 | SPP_South
39 | 89 | Licking | OH | Ohio | p112 | PJM_East
12 | 5 | Bay | FL | Florida | p91 | SERTP
36 | 95 | Schoharie | NY | New York | p127 | NYISO
51 | 7 | Amelia | VA | Virginia | p99 | PJM_East
54 | 31 | Hardy | WV | West Virginia | p116 | PJM_East
29 | 121 | Macon | MO | Missouri | p71 | MISO_Central
32 | 33 | White Pine | NV | Nevada | p12 | NorthernGrid_South
1 | 131 | Wilcox | AL | Alabama | p89 | SERTP
6 | 47 | Merced | CA | California | p9 | CAISO
39 | 21 | Champaign | OH | Ohio | p112 | PJM_East
48 | 155 | Foard | TX | Texas | p60 | ERCOT
54 | 109 | Wyoming | WV | West Virginia | p117 | PJM_East
18 | 123 | Perry | IN | Indiana | p107 | MISO_Central
47 | 109 | McNairy | TN | Tennessee | p92 | SERTP
20 | 81 | Haskell | KS | Kansas | p53 | SPP_South
37 | 151 | Randolph | NC | North Carolina | p97 | SERTP
21 | 239 | Woodford | KY | Kentucky | p109 | PJM_East
16 | 65 | Madison | ID | Idaho | p16 | NorthernGrid_East
37 | 191 | Wayne | NC | North Carolina | p98 | SERTP
47 | 31 | Coffee | TN | Tennessee | p92 | SERTP
6 | 33 | Lake | CA | California | p9 | CAISO
53 | 13 | Columbia | WA | Washington | p2 | NorthernGrid_West
37 | 49 | Craven | NC | North Carolina | p98 | SERTP
28 | 137 | Tate | MS | Mississippi | p87 | MISO_South
48 | 239 | Jackson | TX | Texas | p65 | ERCOT
5 | 59 | Hot Spring | AR | Arkansas | p85 | MISO_South
19 | 181 | Warren | IA | Iowa | p70 | MISO_North
22 | 93 | St. James | LA | Louisiana | p58 | MISO_South
17 | 139 | Moultrie | IL | Illinois | p83 | MISO_Central
29 | 217 | Vernon | MO | Missouri | p55 | SPP_South
46 | 127 | Union | SD | South Dakota | p38 | SPP_North
29 | 71 | Franklin | MO | Missouri | p72 | MISO_Central
38 | 77 | Richland | ND | North Dakota | p37 | MISO_North
49 | 23 | Juab | UT | Utah | p25 | NorthernGrid_South
5 | 145 | White | AR | Arkansas | p85 | MISO_South
6 | 89 | Shasta | CA | California | p9 | CAISO
48 | 221 | Hood | TX | Texas | p63 | ERCOT
53 | 65 | Stevens | WA | Washington | p3 | NorthernGrid_West
22 | 117 | Washington | LA | Louisiana | p58 | MISO_South
16 | 13 | Blaine | ID | Idaho | p15 | NorthernGrid_East
45 | 87 | Union | SC | South Carolina | p95 | SERTP
51 | 81 | Greensville | VA | Virginia | p99 | PJM_East
35 | 59 | Union | NM | New Mexico | p31 | WestConnect_South
13 | 79 | Crawford | GA | Georgia | p94 | SERTP
8 | 113 | San Miguel | CO | Colorado | p34 | WestConnect_North
21 | 221 | Trigg | KY | Kentucky | p93 | SERTP
29 | 51 | Cole | MO | Missouri | p72 | MISO_Central
48 | 309 | McLennan | TX | Texas | p63 | ERCOT
39 | 47 | Fayette | OH | Ohio | p113 | PJM_East
55 | 27 | Dodge | WI | Wisconsin | p76 | MISO_North
6 | 21 | Glenn | CA | California | p9 | CAISO
46 | 77 | Kingsbury | SD | South Dakota | p38 | SPP_North
18 | 45 | Fountain | IN | Indiana | p105 | MISO_Central
13 | 107 | Emanuel | GA | Georgia | p94 | SERTP
27 | 83 | Lyon | MN | Minnesota | p44 | MISO_North
26 | 95 | Luce | MI | Michigan | p103 | MISO_Central
48 | 297 | Live Oak | TX | Texas | p65 | ERCOT
1 | 103 | Morgan | AL | Alabama | p89 | SERTP
1 | 55 | Etowah | AL | Alabama | p90 | SERTP
13 | 161 | Jeff Davis | GA | Georgia | p94 | SERTP
32 | 21 | Mineral | NV | Nevada | p12 | NorthernGrid_South
16 | 17 | Bonner | ID | Idaho | p14 | NorthernGrid_East
30 | 31 | Gallatin | MT | Montana | p18 | NorthernGrid_East
48 | 381 | Randall | TX | Texas | p48 | SPP_South
39 | 33 | Crawford | OH | Ohio | p112 | PJM_East
30 | 109 | Wibaux | MT | Montana | p35 | SPP_North
21 | 215 | Spencer | KY | Kentucky | p109 | PJM_East
29 | 39 | Cedar | MO | Missouri | p55 | SPP_South
50 | 9 | Essex | VT | Vermont | p129 | ISONE
21 | 165 | Menifee | KY | Kentucky | p109 | PJM_East
8 | 87 | Morgan | CO | Colorado | p33 | WestConnect_North
48 | 291 | Liberty | TX | Texas | p66 | MISO_South
49 | 49 | Utah | UT | Utah | p25 | NorthernGrid_South
55 | 67 | Langlade | WI | Wisconsin | p75 | MISO_North
40 | 77 | Latimer | OK | Oklahoma | p50 | SPP_South
55 | 73 | Marathon | WI | Wisconsin | p75 | MISO_North
13 | 235 | Pulaski | GA | Georgia | p94 | SERTP
22 | 35 | East Carroll | LA | Louisiana | p86 | MISO_South
13 | 97 | Douglas | GA | Georgia | p94 | SERTP
9 | 15 | Windham | CT | Connecticut | p132 | ISONE
42 | 105 | Potter | PA | Pennsylvania | p119 | PJM_East
48 | 215 | Hidalgo | TX | Texas | p65 | ERCOT
13 | 129 | Gordon | GA | Georgia | p94 | SERTP
1 | 119 | Sumter | AL | Alabama | p89 | SERTP
12 | 41 | Gilchrist | FL | Florida | p101 | FRCC
22 | 25 | Catahoula | LA | Louisiana | p58 | MISO_South
29 | 63 | DeKalb | MO | Missouri | p54 | SPP_South
48 | 165 | Gaines | TX | Texas | p48 | SPP_South
10 | 5 | Sussex | DE | Delaware | p125 | PJM_East
20 | 7 | Barber | KS | Kansas | p53 | SPP_South
17 | 57 | Fulton | IL | Illinois | p81 | MISO_Central
23 | 21 | Piscataquis | ME | Maine | p134 | ISONE
17 | 43 | DuPage | IL | Illinois | p80 | PJM_West
26 | 51 | Gladwin | MI | Michigan | p103 | MISO_Central
13 | 283 | Treutlen | GA | Georgia | p94 | SERTP
39 | 59 | Guernsey | OH | Ohio | p112 | PJM_East
12 | 81 | Manatee | FL | Florida | p101 | FRCC
56 | 17 | Hot Springs | WY | Wyoming | p21 | NorthernGrid_East
51 | 173 | Smyth | VA | Virginia | p118 | PJM_East
35 | 47 | San Miguel | NM | New Mexico | p31 | WestConnect_South
29 | 95 | Jackson | MO | Missouri | p54 | SPP_South
51 | 195 | Wise | VA | Virginia | p118 | PJM_East
8 | 85 | Montrose | CO | Colorado | p34 | WestConnect_North
36 | 121 | Wyoming | NY | New York | p127 | NYISO
50 | 23 | Washington | VT | Vermont | p129 | ISONE
34 | 33 | Salem | NJ | New Jersey | p126 | PJM_East
17 | 75 | Iroquois | IL | Illinois | p83 | MISO_Central
8 | 91 | Ouray | CO | Colorado | p34 | WestConnect_North
47 | 155 | Sevier | TN | Tennessee | p92 | SERTP
18 | 83 | Knox | IN | Indiana | p107 | MISO_Central
56 | 13 | Fremont | WY | Wyoming | p21 | NorthernGrid_East
25 | 11 | Franklin | MA | Massachusetts | p131 | ISONE
17 | 135 | Montgomery | IL | Illinois | p81 | MISO_Central
27 | 45 | Fillmore | MN | Minnesota | p68 | MISO_North
5 | 21 | Clay | AR | Arkansas | p85 | MISO_South
20 | 5 | Atchison | KS | Kansas | p53 | SPP_South
42 | 93 | Montour | PA | Pennsylvania | p122 | PJM_East
48 | 109 | Culberson | TX | Texas | p61 | ERCOT
26 | 63 | Huron | MI | Michigan | p103 | MISO_Central
45 | 85 | Sumter | SC | South Carolina | p96 | SERTP
48 | 31 | Blanco | TX | Texas | p64 | ERCOT
28 | 143 | Tunica | MS | Mississippi | p87 | MISO_South
20 | 193 | Thomas | KS | Kansas | p52 | SPP_South
8 | 101 | Pueblo | CO | Colorado | p34 | WestConnect_North
35 | 33 | Mora | NM | New Mexico | p31 | WestConnect_South
5 | 89 | Marion | AR | Arkansas | p56 | SPP_South
26 | 39 | Crawford | MI | Michigan | p103 | MISO_Central
31 | 155 | Saunders | NE | Nebraska | p41 | SPP_North
21 | 109 | Jackson | KY | Kentucky | p109 | PJM_East
45 | 91 | York | SC | South Carolina | p95 | SERTP
49 | 9 | Daggett | UT | Utah | p26 | NorthernGrid_South
21 | 31 | Butler | KY | Kentucky | p93 | SERTP
51 | 720 | Norton | VA | Virginia | p118 | PJM_East
36 | 71 | Orange | NY | New York | p127 | NYISO
51 | 41 | Chesterfield | VA | Virginia | p99 | PJM_East
48 | 131 | Duval | TX | Texas | p65 | ERCOT
20 | 29 | Cloud | KS | Kansas | p53 | SPP_South
40 | 151 | Woods | OK | Oklahoma | p50 | SPP_South
6 | 93 | Siskiyou | CA | California | p8 | NorthernGrid_South
48 | 157 | Fort Bend | TX | Texas | p67 | ERCOT
12 | 129 | Wakulla | FL | Florida | p101 | FRCC
39 | 35 | Cuyahoga | OH | Ohio | p111 | PJM_East
37 | 183 | Wake | NC | North Carolina | p98 | SERTP
12 | 97 | Osceola | FL | Florida | p101 | FRCC
16 | 27 | Canyon | ID | Idaho | p15 | NorthernGrid_East
40 | 49 | Garvin | OK | Oklahoma | p50 | SPP_South
39 | 25 | Clermont | OH | Ohio | p114 | PJM_East
21 | 131 | Leslie | KY | Kentucky | p110 | PJM_East
22 | 33 | East Baton Rouge | LA | Louisiana | p58 | MISO_South
48 | 503 | Young | TX | Texas | p63 | ERCOT
31 | 169 | Thayer | NE | Nebraska | p40 | SPP_North
20 | 15 | Butler | KS | Kansas | p53 | SPP_South
46 | 111 | Sanborn | SD | South Dakota | p38 | SPP_North
33 | 11 | Hillsborough | NH | New Hampshire | p130 | ISONE
21 | 157 | Marshall | KY | Kentucky | p93 | SERTP
46 | 23 | Charles Mix | SD | South Dakota | p38 | SPP_North
9 | 7 | Middlesex | CT | Connecticut | p132 | ISONE
27 | 1 | Aitkin | MN | Minnesota | p43 | MISO_North
29 | 143 | New Madrid | MO | Missouri | p84 | MISO_Central
20 | 37 | Crawford | KS | Kansas | p53 | SPP_South
55 | 13 | Burnett | WI | Wisconsin | p46 | MISO_North
13 | 287 | Turner | GA | Georgia | p94 | SERTP
5 | 105 | Perry | AR | Arkansas | p85 | MISO_South
40 | 23 | Choctaw | OK | Oklahoma | p50 | SPP_South
13 | 257 | Stephens | GA | Georgia | p94 | SERTP
12 | 107 | Putnam | FL | Florida | p101 | FRCC
27 | 19 | Carver | MN | Minnesota | p43 | MISO_North
16 | 73 | Owyhee | ID | Idaho | p15 | NorthernGrid_East
40 | 111 | Okmulgee | OK | Oklahoma | p51 | SPP_South
37 | 127 | Nash | NC | North Carolina | p98 | SERTP
12 | 79 | Madison | FL | Florida | p101 | FRCC
48 | 411 | San Saba | TX | Texas | p63 | ERCOT
22 | 47 | Iberville | LA | Louisiana | p58 | MISO_South
27 | 133 | Rock | MN | Minnesota | p44 | MISO_North
51 | 840 | Winchester | VA | Virginia | p100 | PJM_East
4 | 11 | Greenlee | AZ | Arizona | p28 | WestConnect_South
8 | 123 | Weld | CO | Colorado | p33 | WestConnect_North
13 | 173 | Lanier | GA | Georgia | p94 | SERTP
19 | 175 | Union | IA | Iowa | p70 | MISO_North
39 | 117 | Morrow | OH | Ohio | p112 | PJM_East
13 | 195 | Madison | GA | Georgia | p94 | SERTP
47 | 169 | Trousdale | TN | Tennessee | p92 | SERTP
55 | 17 | Chippewa | WI | Wisconsin | p46 | MISO_North
20 | 115 | Marion | KS | Kansas | p53 | SPP_South
16 | 67 | Minidoka | ID | Idaho | p15 | NorthernGrid_East
46 | 49 | Faulk | SD | South Dakota | p38 | SPP_North
19 | 99 | Jasper | IA | Iowa | p70 | MISO_North
28 | 95 | Monroe | MS | Mississippi | p88 | SERTP
31 | 119 | Madison | NE | Nebraska | p40 | SPP_North
47 | 55 | Giles | TN | Tennessee | p92 | SERTP
9 | 5 | Litchfield | CT | Connecticut | p132 | ISONE
19 | 65 | Fayette | IA | Iowa | p69 | MISO_North
47 | 103 | Lincoln | TN | Tennessee | p92 | SERTP
48 | 149 | Fayette | TX | Texas | p64 | ERCOT
51 | 36 | Charles City | VA | Virginia | p99 | PJM_East
28 | 63 | Jefferson | MS | Mississippi | p87 | MISO_South
26 | 143 | Roscommon | MI | Michigan | p103 | MISO_Central
51 | 97 | King and Queen | VA | Virginia | p99 | PJM_East
36 | 3 | Allegany | NY | New York | p127 | NYISO
46 | 125 | Turner | SD | South Dakota | p38 | SPP_North
35 | 35 | Otero | NM | New Mexico | p31 | WestConnect_South
48 | 397 | Rockwall | TX | Texas | p63 | ERCOT
21 | 149 | McLean | KY | Kentucky | p108 | MISO_Central
18 | 133 | Putnam | IN | Indiana | p105 | MISO_Central
40 | 9 | Beckham | OK | Oklahoma | p50 | SPP_South
24 | 21 | Frederick | MD | Maryland | p121 | PJM_East
28 | 39 | George | MS | Mississippi | p87 | MISO_South
35 | 25 | Lea | NM | New Mexico | p47 | SPP_South
6 | 105 | Trinity | CA | California | p9 | CAISO
40 | 61 | Haskell | OK | Oklahoma | p50 | SPP_South
18 | 19 | Clark | IN | Indiana | p107 | MISO_Central
29 | 167 | Polk | MO | Missouri | p55 | SPP_South
18 | 1 | Adams | IN | Indiana | p105 | MISO_Central
40 | 141 | Tillman | OK | Oklahoma | p50 | SPP_South
51 | 107 | Loudoun | VA | Virginia | p99 | PJM_East
41 | 55 | Sherman | OR | Oregon | p5 | NorthernGrid_West
40 | 125 | Pottawatomie | OK | Oklahoma | p50 | SPP_South
31 | 103 | Keya Paha | NE | Nebraska | p40 | SPP_North
51 | 161 | Roanoke | VA | Virginia | p118 | PJM_East
56 | 27 | Niobrara | WY | Wyoming | p24 | WestConnect_North
28 | 51 | Holmes | MS | Mississippi | p87 | MISO_South
48 | 153 | Floyd | TX | Texas | p48 | SPP_South
31 | 55 | Douglas | NE | Nebraska | p41 | SPP_North
47 | 119 | Maury | TN | Tennessee | p92 | SERTP
46 | 61 | Hanson | SD | South Dakota | p38 | SPP_North
19 | 147 | Palo Alto | IA | Iowa | p45 | MISO_North
46 | 9 | Bon Homme | SD | South Dakota | p38 | SPP_North
51 | 79 | Greene | VA | Virginia | p100 | PJM_East
42 | 89 | Monroe | PA | Pennsylvania | p122 | PJM_East
17 | 203 | Woodford | IL | Illinois | p82 | MISO_Central
18 | 177 | Wayne | IN | Indiana | p107 | MISO_Central
22 | 59 | La Salle | LA | Louisiana | p58 | MISO_South
42 | 21 | Cambria | PA | Pennsylvania | p122 | PJM_East
34 | 35 | Somerset | NJ | New Jersey | p126 | PJM_East
54 | 103 | Wetzel | WV | West Virginia | p116 | PJM_East
13 | 81 | Crisp | GA | Georgia | p94 | SERTP
54 | 55 | Mercer | WV | West Virginia | p117 | PJM_East
36 | 53 | Madison | NY | New York | p127 | NYISO
21 | 153 | Magoffin | KY | Kentucky | p109 | PJM_East
34 | 25 | Monmouth | NJ | New Jersey | p126 | PJM_East
5 | 93 | Mississippi | AR | Arkansas | p85 | MISO_South
5 | 117 | Prairie | AR | Arkansas | p85 | MISO_South
29 | 137 | Monroe | MO | Missouri | p71 | MISO_Central
42 | 33 | Clearfield | PA | Pennsylvania | p122 | PJM_East
20 | 79 | Harvey | KS | Kansas | p53 | SPP_South
26 | 3 | Alger | MI | Michigan | p74 | MISO_North
18 | 101 | Martin | IN | Indiana | p107 | MISO_Central
30 | 55 | McCone | MT | Montana | p35 | SPP_North
30 | 103 | Treasure | MT | Montana | p20 | NorthernGrid_East
19 | 17 | Bremer | IA | Iowa | p69 | MISO_North
48 | 459 | Upshur | TX | Texas | p57 | SPP_South
55 | 99 | Price | WI | Wisconsin | p46 | MISO_North
48 | 307 | McCulloch | TX | Texas | p63 | ERCOT
20 | 161 | Riley | KS | Kansas | p53 | SPP_South
38 | 9 | Bottineau | ND | North Dakota | p37 | MISO_North
47 | 131 | Obion | TN | Tennessee | p92 | SERTP
20 | 107 | Linn | KS | Kansas | p53 | SPP_South
38 | 61 | Mountrail | ND | North Dakota | p36 | SPP_North
47 | 157 | Shelby | TN | Tennessee | p92 | SERTP
28 | 71 | Lafayette | MS | Mississippi | p88 | SERTP
39 | 105 | Meigs | OH | Ohio | p112 | PJM_East
8 | 83 | Montezuma | CO | Colorado | p34 | WestConnect_North
24 | 47 | Worcester | MD | Maryland | p123 | PJM_East
27 | 113 | Pennington | MN | Minnesota | p42 | MISO_North
23 | 25 | Somerset | ME | Maine | p134 | ISONE
12 | 115 | Sarasota | FL | Florida | p101 | FRCC
20 | 97 | Kiowa | KS | Kansas | p53 | SPP_South
28 | 121 | Rankin | MS | Mississippi | p87 | MISO_South
27 | 87 | Mahnomen | MN | Minnesota | p42 | MISO_North
26 | 53 | Gogebic | MI | Michigan | p74 | MISO_North
48 | 209 | Hays | TX | Texas | p64 | ERCOT
31 | 157 | Scotts Bluff | NE | Nebraska | p39 | SPP_North
12 | 29 | Dixie | FL | Florida | p101 | FRCC
13 | 7 | Baker | GA | Georgia | p94 | SERTP
24 | 33 | Prince George's | MD | Maryland | p123 | PJM_East
18 | 91 | LaPorte | IN | Indiana | p105 | MISO_Central
20 | 129 | Morton | KS | Kansas | p52 | SPP_South
31 | 131 | Otoe | NE | Nebraska | p41 | SPP_North
19 | 13 | Black Hawk | IA | Iowa | p69 | MISO_North
21 | 169 | Metcalfe | KY | Kentucky | p93 | SERTP
5 | 35 | Crittenden | AR | Arkansas | p85 | MISO_South
12 | 37 | Franklin | FL | Florida | p101 | FRCC
21 | 209 | Scott | KY | Kentucky | p109 | PJM_East
45 | 83 | Spartanburg | SC | South Carolina | p95 | SERTP
51 | 660 | Harrisonburg | VA | Virginia | p99 | PJM_East
1 | 31 | Coffee | AL | Alabama | p90 | SERTP
18 | 85 | Kosciusko | IN | Indiana | p105 | MISO_Central
12 | 15 | Charlotte | FL | Florida | p101 | FRCC
42 | 47 | Elk | PA | Pennsylvania | p119 | PJM_East
5 | 25 | Cleveland | AR | Arkansas | p85 | MISO_South
1 | 109 | Pike | AL | Alabama | p90 | SERTP
37 | 185 | Warren | NC | North Carolina | p98 | SERTP
48 | 169 | Garza | TX | Texas | p48 | SPP_South
6 | 25 | Imperial | CA | California | p10 | CAISO
27 | 85 | McLeod | MN | Minnesota | p43 | MISO_North
53 | 73 | Whatcom | WA | Washington | p1 | NorthernGrid_West
6 | 35 | Lassen | CA | California | p8 | NorthernGrid_South
48 | 103 | Crane | TX | Texas | p62 | ERCOT
31 | 153 | Sarpy | NE | Nebraska | p41 | SPP_North
48 | 55 | Caldwell | TX | Texas | p64 | ERCOT
39 | 93 | Lorain | OH | Ohio | p111 | PJM_East
37 | 77 | Granville | NC | North Carolina | p98 | SERTP
47 | 149 | Rutherford | TN | Tennessee | p92 | SERTP
13 | 229 | Pierce | GA | Georgia | p94 | SERTP
19 | 159 | Ringgold | IA | Iowa | p70 | MISO_North
45 | 45 | Greenville | SC | South Carolina | p95 | SERTP
26 | 137 | Otsego | MI | Michigan | p103 | MISO_Central
29 | 3 | Andrew | MO | Missouri | p54 | SPP_South
27 | 91 | Martin | MN | Minnesota | p68 | MISO_North
21 | 103 | Henry | KY | Kentucky | p109 | PJM_East
51 | 115 | Mathews | VA | Virginia | p99 | PJM_East
18 | 87 | LaGrange | IN | Indiana | p105 | MISO_Central
21 | 55 | Crittenden | KY | Kentucky | p108 | MISO_Central
53 | 67 | Thurston | WA | Washington | p1 | NorthernGrid_West
38 | 49 | McHenry | ND | North Dakota | p37 | MISO_North
18 | 113 | Noble | IN | Indiana | p105 | MISO_Central
42 | 59 | Greene | PA | Pennsylvania | p115 | PJM_East
22 | 21 | Caldwell | LA | Louisiana | p58 | MISO_South
28 | 163 | Yazoo | MS | Mississippi | p87 | MISO_South
31 | 149 | Rock | NE | Nebraska | p40 | SPP_North
48 | 119 | Delta | TX | Texas | p63 | ERCOT
47 | 153 | Sequatchie | TN | Tennessee | p92 | SERTP
8 | 45 | Garfield | CO | Colorado | p33 | WestConnect_North
51 | 29 | Buckingham | VA | Virginia | p99 | PJM_East
53 | 27 | Grays Harbor | WA | Washington | p2 | NorthernGrid_West
55 | 65 | Lafayette | WI | Wisconsin | p77 | MISO_North
13 | 5 | Bacon | GA | Georgia | p94 | SERTP
38 | 23 | Divide | ND | North Dakota | p36 | SPP_North
51 | 37 | Charlotte | VA | Virginia | p99 | PJM_East
29 | 53 | Cooper | MO | Missouri | p72 | MISO_Central
13 | 193 | Macon | GA | Georgia | p94 | SERTP
21 | 119 | Knott | KY | Kentucky | p110 | PJM_East
51 | 15 | Augusta | VA | Virginia | p99 | PJM_East
22 | 89 | St. Charles | LA | Louisiana | p58 | MISO_South
27 | 101 | Murray | MN | Minnesota | p44 | MISO_North
22 | 29 | Concordia | LA | Louisiana | p58 | MISO_South
35 | 5 | Chaves | NM | New Mexico | p47 | SPP_South
38 | 63 | Nelson | ND | North Dakota | p37 | MISO_North
29 | 183 | St. Charles | MO | Missouri | p72 | MISO_Central
46 | 121 | Todd | SD | South Dakota | p38 | SPP_North
39 | 7 | Ashtabula | OH | Ohio | p111 | PJM_East
51 | 21 | Bland | VA | Virginia | p118 | PJM_East
30 | 83 | Richland | MT | Montana | p35 | SPP_North
17 | 17 | Cass | IL | Illinois | p81 | MISO_Central
20 | 33 | Comanche | KS | Kansas | p53 | SPP_South
40 | 71 | Kay | OK | Oklahoma | p50 | SPP_South
42 | 79 | Luzerne | PA | Pennsylvania | p122 | PJM_East
51 | 89 | Henry | VA | Virginia | p118 | PJM_East
22 | 15 | Bossier | LA | Louisiana | p58 | MISO_South
37 | 143 | Perquimans | NC | North Carolina | p98 | SERTP
5 | 41 | Desha | AR | Arkansas | p85 | MISO_South
38 | 39 | Griggs | ND | North Dakota | p37 | MISO_North
53 | 69 | Wahkiakum | WA | Washington | p2 | NorthernGrid_West
1 | 113 | Russell | AL | Alabama | p90 | SERTP
18 | 165 | Vermillion | IN | Indiana | p105 | MISO_Central
6 | 81 | San Mateo | CA | California | p9 | CAISO
56 | 43 | Washakie | WY | Wyoming | p21 | NorthernGrid_East
8 | 103 | Rio Blanco | CO | Colorado | p33 | WestConnect_North
42 | 107 | Schuylkill | PA | Pennsylvania | p122 | PJM_East
22 | 37 | East Feliciana | LA | Louisiana | p58 | MISO_South
8 | 55 | Huerfano | CO | Colorado | p34 | WestConnect_North
13 | 205 | Mitchell | GA | Georgia | p94 | SERTP
49 | 3 | Box Elder | UT | Utah | p25 | NorthernGrid_South
34 | 5 | Burlington | NJ | New Jersey | p126 | PJM_East
46 | 71 | Jackson | SD | South Dakota | p38 | SPP_North
29 | 127 | Marion | MO | Missouri | p71 | MISO_Central
21 | 45 | Casey | KY | Kentucky | p109 | PJM_East
38 | 51 | McIntosh | ND | North Dakota | p36 | SPP_North
1 | 87 | Macon | AL | Alabama | p90 | SERTP
20 | 47 | Edwards | KS | Kansas | p53 | SPP_South
13 | 295 | Walker | GA | Georgia | p94 | SERTP
42 | 97 | Northumberland | PA | Pennsylvania | p122 | PJM_East
27 | 109 | Olmsted | MN | Minnesota | p43 | MISO_North
13 | 105 | Elbert | GA | Georgia | p94 | SERTP
27 | 31 | Cook | MN | Minnesota | p43 | MISO_North
22 | 115 | Vernon | LA | Louisiana | p58 | MISO_South
29 | 186 | Ste. Genevieve | MO | Missouri | p72 | MISO_Central
8 | 119 | Teller | CO | Colorado | p33 | WestConnect_North
49 | 53 | Washington | UT | Utah | p25 | NorthernGrid_South
17 | 13 | Calhoun | IL | Illinois | p81 | MISO_Central
48 | 45 | Briscoe | TX | Texas | p60 | ERCOT
42 | 129 | Westmoreland | PA | Pennsylvania | p115 | PJM_East
45 | 55 | Kershaw | SC | South Carolina | p96 | SERTP
40 | 121 | Pittsburg | OK | Oklahoma | p50 | SPP_South
48 | 83 | Coleman | TX | Texas | p61 | ERCOT
36 | 77 | Otsego | NY | New York | p127 | NYISO
13 | 305 | Wayne | GA | Georgia | p94 | SERTP
12 | 21 | Collier | FL | Florida | p101 | FRCC
18 | 109 | Morgan | IN | Indiana | p107 | MISO_Central
18 | 31 | Decatur | IN | Indiana | p107 | MISO_Central
50 | 3 | Bennington | VT | Vermont | p129 | ISONE
1 | 85 | Lowndes | AL | Alabama | p90 | SERTP
21 | 83 | Graves | KY | Kentucky | p93 | SERTP
39 | 5 | Ashland | OH | Ohio | p112 | PJM_East
12 | 89 | Nassau | FL | Florida | p101 | FRCC
31 | 123 | Morrill | NE | Nebraska | p39 | SPP_North
53 | 11 | Clark | WA | Washington | p2 | NorthernGrid_West
1 | 91 | Marengo | AL | Alabama | p89 | SERTP
17 | 159 | Richland | IL | Illinois | p83 | MISO_Central
13 | 243 | Randolph | GA | Georgia | p94 | SERTP
35 | 7 | Colfax | NM | New Mexico | p31 | WestConnect_South
27 | 165 | Watonwan | MN | Minnesota | p68 | MISO_North
5 | 81 | Little River | AR | Arkansas | p85 | MISO_South
6 | 41 | Marin | CA | California | p9 | CAISO
16 | 75 | Payette | ID | Idaho | p15 | NorthernGrid_East
51 | 145 | Powhatan | VA | Virginia | p99 | PJM_East
13 | 93 | Dooly | GA | Georgia | p94 | SERTP
51 | 640 | Galax | VA | Virginia | p118 | PJM_East
37 | 167 | Stanly | NC | North Carolina | p97 | SERTP
38 | 95 | Towner | ND | North Dakota | p37 | MISO_North
47 | 123 | Monroe | TN | Tennessee | p92 | SERTP
48 | 333 | Mills | TX | Texas | p63 | ERCOT
1 | 101 | Montgomery | AL | Alabama | p90 | SERTP
20 | 59 | Franklin | KS | Kansas | p53 | SPP_South
20 | 197 | Wabaunsee | KS | Kansas | p53 | SPP_South
16 | 43 | Fremont | ID | Idaho | p16 | NorthernGrid_East
16 | 57 | Latah | ID | Idaho | p14 | NorthernGrid_East
26 | 127 | Oceana | MI | Michigan | p103 | MISO_Central
30 | 45 | Judith Basin | MT | Montana | p20 | NorthernGrid_East
34 | 7 | Camden | NJ | New Jersey | p126 | PJM_East
48 | 457 | Tyler | TX | Texas | p66 | MISO_South
22 | 79 | Rapides | LA | Louisiana | p58 | MISO_South
42 | 15 | Bradford | PA | Pennsylvania | p122 | PJM_East
12 | 47 | Hamilton | FL | Florida | p101 | FRCC
20 | 201 | Washington | KS | Kansas | p53 | SPP_South
54 | 45 | Logan | WV | West Virginia | p117 | PJM_East
20 | 145 | Pawnee | KS | Kansas | p53 | SPP_South
53 | 75 | Whitman | WA | Washington | p3 | NorthernGrid_West
22 | 107 | Tensas | LA | Louisiana | p86 | MISO_South
42 | 37 | Columbia | PA | Pennsylvania | p122 | PJM_East
27 | 155 | Traverse | MN | Minnesota | p43 | MISO_North
37 | 137 | Pamlico | NC | North Carolina | p98 | SERTP
39 | 173 | Wood | OH | Ohio | p111 | PJM_East
28 | 49 | Hinds | MS | Mississippi | p87 | MISO_South
42 | 29 | Chester | PA | Pennsylvania | p122 | PJM_East
13 | 117 | Forsyth | GA | Georgia | p94 | SERTP
26 | 77 | Kalamazoo | MI | Michigan | p104 | PJM_West
31 | 45 | Dawes | NE | Nebraska | p39 | SPP_North
4 | 27 | Yuma | AZ | Arizona | p28 | WestConnect_South
53 | 57 | Skagit | WA | Washington | p1 | NorthernGrid_West
1 | 1 | Autauga | AL | Alabama | p90 | SERTP
46 | 95 | Mellette | SD | South Dakota | p38 | SPP_North
13 | 179 | Liberty | GA | Georgia | p94 | SERTP
41 | 45 | Malheur | OR | Oregon | p7 | NorthernGrid_West
53 | 43 | Lincoln | WA | Washington | p3 | NorthernGrid_West
23 | 7 | Franklin | ME | Maine | p134 | ISONE
51 | 59 | Fairfax | VA | Virginia | p99 | PJM_East
51 | 197 | Wythe | VA | Virginia | p118 | PJM_East
13 | 207 | Monroe | GA | Georgia | p94 | SERTP
6 | 5 | Amador | CA | California | p9 | CAISO
28 | 151 | Washington | MS | Mississippi | p87 | MISO_South
22 | 97 | St. Landry | LA | Louisiana | p58 | MISO_South
1 | 133 | Winston | AL | Alabama | p89 | SERTP
40 | 95 | Marshall | OK | Oklahoma | p50 | SPP_South
17 | 175 | Stark | IL | Illinois | p81 | MISO_Central
39 | 41 | Delaware | OH | Ohio | p112 | PJM_East
32 | 5 | Douglas | NV | Nevada | p12 | NorthernGrid_South
24 | 37 | St. Mary's | MD | Maryland | p123 | PJM_East
42 | 115 | Susquehanna | PA | Pennsylvania | p122 | PJM_East
13 | 35 | Butts | GA | Georgia | p94 | SERTP
24 | 15 | Cecil | MD | Maryland | p123 | PJM_East
48 | 251 | Johnson | TX | Texas | p63 | ERCOT
1 | 19 | Cherokee | AL | Alabama | p90 | SERTP
17 | 99 | LaSalle | IL | Illinois | p80 | PJM_West
13 | 25 | Brantley | GA | Georgia | p94 | SERTP
29 | 185 | St. Clair | MO | Missouri | p55 | SPP_South
47 | 45 | Dyer | TN | Tennessee | p92 | SERTP
16 | 11 | Bingham | ID | Idaho | p16 | NorthernGrid_East
13 | 225 | Peach | GA | Georgia | p94 | SERTP
5 | 7 | Benton | AR | Arkansas | p56 | SPP_South
12 | 33 | Escambia | FL | Florida | p91 | SERTP
28 | 111 | Perry | MS | Mississippi | p87 | MISO_South
24 | 29 | Kent | MD | Maryland | p123 | PJM_East
28 | 23 | Clarke | MS | Mississippi | p87 | MISO_South
20 | 189 | Stevens | KS | Kansas | p52 | SPP_South
29 | 77 | Greene | MO | Missouri | p55 | SPP_South
38 | 71 | Ramsey | ND | North Dakota | p37 | MISO_North
28 | 61 | Jasper | MS | Mississippi | p87 | MISO_South
23 | 5 | Cumberland | ME | Maine | p134 | ISONE
51 | 47 | Culpeper | VA | Virginia | p99 | PJM_East
6 | 7 | Butte | CA | California | p9 | CAISO
28 | 9 | Benton | MS | Mississippi | p88 | SERTP
40 | 39 | Custer | OK | Oklahoma | p50 | SPP_South
47 | 83 | Houston | TN | Tennessee | p92 | SERTP
46 | 51 | Grant | SD | South Dakota | p38 | SPP_North
17 | 65 | Hamilton | IL | Illinois | p81 | MISO_Central
34 | 41 | Warren | NJ | New Jersey | p126 | PJM_East
39 | 81 | Jefferson | OH | Ohio | p112 | PJM_East
40 | 63 | Hughes | OK | Oklahoma | p50 | SPP_South
12 | 59 | Holmes | FL | Florida | p91 | SERTP
56 | 11 | Crook | WY | Wyoming | p23 | WestConnect_North
37 | 3 | Alexander | NC | North Carolina | p97 | SERTP
25 | 13 | Hampden | MA | Massachusetts | p131 | ISONE
46 | 63 | Harding | SD | South Dakota | p38 | SPP_North
5 | 5 | Baxter | AR | Arkansas | p85 | MISO_South
20 | 21 | Cherokee | KS | Kansas | p53 | SPP_South
48 | 469 | Victoria | TX | Texas | p65 | ERCOT
21 | 123 | Larue | KY | Kentucky | p109 | PJM_East
31 | 83 | Harlan | NE | Nebraska | p40 | SPP_North
35 | 41 | Roosevelt | NM | New Mexico | p47 | SPP_South
46 | 39 | Deuel | SD | South Dakota | p38 | SPP_North
16 | 69 | Nez Perce | ID | Idaho | p14 | NorthernGrid_East
18 | 155 | Switzerland | IN | Indiana | p107 | MISO_Central
25 | 17 | Middlesex | MA | Massachusetts | p131 | ISONE
40 | 51 | Grady | OK | Oklahoma | p50 | SPP_South
48 | 321 | Matagorda | TX | Texas | p65 | ERCOT
28 | 125 | Sharkey | MS | Mississippi | p87 | MISO_South
37 | 53 | Currituck | NC | North Carolina | p98 | SERTP
13 | 253 | Seminole | GA | Georgia | p94 | SERTP
48 | 123 | DeWitt | TX | Texas | p64 | ERCOT
17 | 147 | Piatt | IL | Illinois | p83 | MISO_Central
32 | 7 | Elko | NV | Nevada | p12 | NorthernGrid_South
54 | 83 | Randolph | WV | West Virginia | p116 | PJM_East
28 | 141 | Tishomingo | MS | Mississippi | p88 | SERTP
20 | 89 | Jewell | KS | Kansas | p53 | SPP_South
51 | 33 | Caroline | VA | Virginia | p99 | PJM_East
48 | 423 | Smith | TX | Texas | p63 | ERCOT
33 | 17 | Strafford | NH | New Hampshire | p130 | ISONE
51 | 680 | Lynchburg | VA | Virginia | p118 | PJM_East
13 | 245 | Richmond | GA | Georgia | p94 | SERTP
13 | 33 | Burke | GA | Georgia | p94 | SERTP
5 | 29 | Conway | AR | Arkansas | p85 | MISO_South
44 | 7 | Providence | RI | Rhode Island | p133 | ISONE
20 | 205 | Wilson | KS | Kansas | p53 | SPP_South
21 | 85 | Grayson | KY | Kentucky | p108 | MISO_Central
29 | 125 | Maries | MO | Missouri | p72 | MISO_Central
37 | 171 | Surry | NC | North Carolina | p97 | SERTP
48 | 91 | Comal | TX | Texas | p64 | ERCOT
29 | 141 | Morgan | MO | Missouri | p72 | MISO_Central
13 | 211 | Morgan | GA | Georgia | p94 | SERTP
27 | 55 | Houston | MN | Minnesota | p68 | MISO_North
27 | 103 | Nicollet | MN | Minnesota | p68 | MISO_North
22 | 41 | Franklin | LA | Louisiana | p86 | MISO_South
4 | 13 | Maricopa | AZ | Arizona | p28 | WestConnect_South
5 | 15 | Carroll | AR | Arkansas | p56 | SPP_South
39 | 97 | Madison | OH | Ohio | p113 | PJM_East
1 | 83 | Limestone | AL | Alabama | p89 | SERTP
26 | 111 | Midland | MI | Michigan | p103 | MISO_Central
39 | 129 | Pickaway | OH | Ohio | p112 | PJM_East
12 | 35 | Flagler | FL | Florida | p101 | FRCC
37 | 163 | Sampson | NC | North Carolina | p98 | SERTP
5 | 37 | Cross | AR | Arkansas | p85 | MISO_South
48 | 85 | Collin | TX | Texas | p63 | ERCOT
45 | 31 | Darlington | SC | South Carolina | p96 | SERTP
21 | 91 | Hancock | KY | Kentucky | p108 | MISO_Central
26 | 23 | Branch | MI | Michigan | p103 | MISO_Central
18 | 169 | Wabash | IN | Indiana | p105 | MISO_Central
55 | 11 | Buffalo | WI | Wisconsin | p46 | MISO_North
48 | 233 | Hutchinson | TX | Texas | p48 | SPP_South
48 | 101 | Cottle | TX | Texas | p60 | ERCOT
20 | 105 | Lincoln | KS | Kansas | p53 | SPP_South
23 | 29 | Washington | ME | Maine | p134 | ISONE
33 | 13 | Merrimack | NH | New Hampshire | p130 | ISONE
12 | 117 | Seminole | FL | Florida | p101 | FRCC
42 | 7 | Beaver | PA | Pennsylvania | p115 | PJM_East
5 | 115 | Pope | AR | Arkansas | p85 | MISO_South
26 | 49 | Genesee | MI | Michigan | p103 | MISO_Central
21 | 233 | Webster | KY | Kentucky | p108 | MISO_Central
28 | 77 | Lawrence | MS | Mississippi | p87 | MISO_South
29 | 61 | Daviess | MO | Missouri | p54 | SPP_South
21 | 101 | Henderson | KY | Kentucky | p108 | MISO_Central
23 | 15 | Lincoln | ME | Maine | p134 | ISONE
39 | 79 | Jackson | OH | Ohio | p112 | PJM_East
27 | 119 | Polk | MN | Minnesota | p42 | MISO_North
29 | 9 | Barry | MO | Missouri | p55 | SPP_South
30 | 87 | Rosebud | MT | Montana | p20 | NorthernGrid_East
39 | 107 | Mercer | OH | Ohio | p112 | PJM_East
8 | 31 | Denver | CO | Colorado | p33 | WestConnect_North
13 | 47 | Catoosa | GA | Georgia | p94 | SERTP
4 | 17 | Navajo | AZ | Arizona | p28 | WestConnect_South
39 | 161 | Van Wert | OH | Ohio | p112 | PJM_East
8 | 109 | Saguache | CO | Colorado | p34 | WestConnect_North
26 | 151 | Sanilac | MI | Michigan | p103 | MISO_Central
48 | 113 | Dallas | TX | Texas | p63 | ERCOT
30 | 91 | Sheridan | MT | Montana | p35 | SPP_North
32 | 29 | Storey | NV | Nevada | p12 | NorthernGrid_South
54 | 19 | Fayette | WV | West Virginia | p117 | PJM_East
47 | 1 | Anderson | TN | Tennessee | p92 | SERTP
29 | 111 | Lewis | MO | Missouri | p71 | MISO_Central
38 | 53 | McKenzie | ND | North Dakota | p36 | SPP_North
18 | 119 | Owen | IN | Indiana | p107 | MISO_Central
29 | 23 | Butler | MO | Missouri | p84 | MISO_Central
6 | 115 | Yuba | CA | California | p9 | CAISO
19 | 75 | Grundy | IA | Iowa | p69 | MISO_North
41 | 19 | Douglas | OR | Oregon | p6 | NorthernGrid_West
21 | 113 | Jessamine | KY | Kentucky | p109 | PJM_East
32 | 15 | Lander | NV | Nevada | p12 | NorthernGrid_South
44 | 5 | Newport | RI | Rhode Island | p133 | ISONE
19 | 43 | Clayton | IA | Iowa | p69 | MISO_North
19 | 57 | Des Moines | IA | Iowa | p70 | MISO_North
31 | 19 | Buffalo | NE | Nebraska | p40 | SPP_North
51 | 25 | Brunswick | VA | Virginia | p99 | PJM_East
30 | 85 | Roosevelt | MT | Montana | p35 | SPP_North
47 | 177 | Warren | TN | Tennessee | p92 | SERTP
26 | 125 | Oakland | MI | Michigan | p103 | MISO_Central
31 | 133 | Pawnee | NE | Nebraska | p41 | SPP_North
25 | 27 | Worcester | MA | Massachusetts | p131 | ISONE
49 | 51 | Wasatch | UT | Utah | p26 | NorthernGrid_South
26 | 141 | Presque Isle | MI | Michigan | p103 | MISO_Central
51 | 35 | Carroll | VA | Virginia | p118 | PJM_East
37 | 121 | Mitchell | NC | North Carolina | p97 | SERTP
55 | 139 | Winnebago | WI | Wisconsin | p76 | MISO_North
24 | 5 | Baltimore | MD | Maryland | p123 | PJM_East
29 | 49 | Clinton | MO | Missouri | p54 | SPP_South
22 | 81 | Red River | LA | Louisiana | p58 | MISO_South
26 | 61 | Houghton | MI | Michigan | p74 | MISO_North
55 | 69 | Lincoln | WI | Wisconsin | p75 | MISO_North
49 | 39 | Sanpete | UT | Utah | p25 | NorthernGrid_South
27 | 169 | Winona | MN | Minnesota | p43 | MISO_North
26 | 9 | Antrim | MI | Michigan | p103 | MISO_Central
13 | 197 | Marion | GA | Georgia | p94 | SERTP
13 | 59 | Clarke | GA | Georgia | p94 | SERTP
6 | 37 | Los Angeles | CA | California | p10 | CAISO
18 | 103 | Miami | IN | Indiana | p105 | MISO_Central
51 | 117 | Mecklenburg | VA | Virginia | p99 | PJM_East
6 | 15 | Del Norte | CA | California | p9 | CAISO
21 | 87 | Green | KY | Kentucky | p109 | PJM_East
30 | 101 | Toole | MT | Montana | p18 | NorthernGrid_East
18 | 55 | Greene | IN | Indiana | p107 | MISO_Central
1 | 45 | Dale | AL | Alabama | p90 | SERTP
41 | 1 | Baker | OR | Oregon | p7 | NorthernGrid_West
48 | 341 | Moore | TX | Texas | p48 | SPP_South
51 | 179 | Stafford | VA | Virginia | p99 | PJM_East
29 | 151 | Osage | MO | Missouri | p72 | MISO_Central
48 | 311 | McMullen | TX | Texas | p65 | ERCOT
31 | 1 | Adams | NE | Nebraska | p40 | SPP_North
38 | 3 | Barnes | ND | North Dakota | p37 | MISO_North
29 | 223 | Wayne | MO | Missouri | p84 | MISO_Central
37 | 71 | Gaston | NC | North Carolina | p97 | SERTP
40 | 143 | Tulsa | OK | Oklahoma | p51 | SPP_South
19 | 135 | Monroe | IA | Iowa | p70 | MISO_North
47 | 19 | Carter | TN | Tennessee | p92 | SERTP
42 | 5 | Armstrong | PA | Pennsylvania | p115 | PJM_East
48 | 87 | Collingsworth | TX | Texas | p48 | SPP_South
20 | 93 | Kearny | KS | Kansas | p52 | SPP_South
6 | 29 | Kern | CA | California | p10 | CAISO
47 | 133 | Overton | TN | Tennessee | p92 | SERTP
31 | 177 | Washington | NE | Nebraska | p41 | SPP_North
54 | 1 | Barbour | WV | West Virginia | p116 | PJM_East
20 | 179 | Sheridan | KS | Kansas | p52 | SPP_South
42 | 41 | Cumberland | PA | Pennsylvania | p122 | PJM_East
39 | 115 | Morgan | OH | Ohio | p112 | PJM_East
13 | 249 | Schley | GA | Georgia | p94 | SERTP
48 | 413 | Schleicher | TX | Texas | p61 | ERCOT
5 | 79 | Lincoln | AR | Arkansas | p85 | MISO_South
20 | 117 | Marshall | KS | Kansas | p53 | SPP_South
47 | 91 | Johnson | TN | Tennessee | p92 | SERTP
46 | 3 | Aurora | SD | South Dakota | p38 | SPP_North
17 | 67 | Hancock | IL | Illinois | p81 | MISO_Central
31 | 101 | Keith | NE | Nebraska | p39 | SPP_North
5 | 107 | Phillips | AR | Arkansas | p85 | MISO_South
20 | 207 | Woodson | KS | Kansas | p53 | SPP_South
30 | 1 | Beaverhead | MT | Montana | p17 | NorthernGrid_East
12 | 105 | Polk | FL | Florida | p101 | FRCC
13 | 201 | Miller | GA | Georgia | p94 | SERTP
47 | 85 | Humphreys | TN | Tennessee | p92 | SERTP
19 | 11 | Benton | IA | Iowa | p70 | MISO_North
13 | 145 | Harris | GA | Georgia | p94 | SERTP
17 | 73 | Henry | IL | Illinois | p81 | MISO_Central
51 | 93 | Isle of Wight | VA | Virginia | p99 | PJM_East
37 | 51 | Cumberland | NC | North Carolina | p98 | SERTP
54 | 101 | Webster | WV | West Virginia | p116 | PJM_East
40 | 53 | Grant | OK | Oklahoma | p50 | SPP_South
27 | 149 | Stevens | MN | Minnesota | p43 | MISO_North
51 | 685 | Manassas Park | VA | Virginia | p99 | PJM_East
18 | 131 | Pulaski | IN | Indiana | p105 | MISO_Central
31 | 91 | Hooker | NE | Nebraska | p40 | SPP_North
18 | 157 | Tippecanoe | IN | Indiana | p105 | MISO_Central
37 | 39 | Cherokee | NC | North Carolina | p97 | SERTP
39 | 15 | Brown | OH | Ohio | p114 | PJM_East
54 | 85 | Ritchie | WV | West Virginia | p116 | PJM_East
5 | 97 | Montgomery | AR | Arkansas | p56 | SPP_South
24 | 41 | Talbot | MD | Maryland | p123 | PJM_East
39 | 37 | Darke | OH | Ohio | p112 | PJM_East
5 | 129 | Searcy | AR | Arkansas | p56 | SPP_South
13 | 189 | McDuffie | GA | Georgia | p94 | SERTP
13 | 319 | Wilkinson | GA | Georgia | p94 | SERTP
48 | 463 | Uvalde | TX | Texas | p65 | ERCOT
46 | 53 | Gregory | SD | South Dakota | p38 | SPP_North
1 | 123 | Tallapoosa | AL | Alabama | p90 | SERTP
47 | 101 | Lewis | TN | Tennessee | p92 | SERTP
30 | 19 | Daniels | MT | Montana | p35 | SPP_North
54 | 91 | Taylor | WV | West Virginia | p116 | PJM_East
36 | 61 | New York | NY | New York | p127 | NYISO
51 | 630 | Fredericksburg | VA | Virginia | p99 | PJM_East
20 | 35 | Cowley | KS | Kansas | p53 | SPP_South
36 | 9 | Cattaraugus | NY | New York | p127 | NYISO
37 | 63 | Durham | NC | North Carolina | p98 | SERTP
39 | 29 | Columbiana | OH | Ohio | p111 | PJM_East
31 | 85 | Hayes | NE | Nebraska | p40 | SPP_North
20 | 25 | Clark | KS | Kansas | p53 | SPP_South
40 | 3 | Alfalfa | OK | Oklahoma | p50 | SPP_South
17 | 27 | Clinton | IL | Illinois | p81 | MISO_Central
27 | 153 | Todd | MN | Minnesota | p43 | MISO_North
22 | 7 | Assumption | LA | Louisiana | p58 | MISO_South
21 | 177 | Muhlenberg | KY | Kentucky | p108 | MISO_Central
37 | 95 | Hyde | NC | North Carolina | p98 | SERTP
48 | 1 | Anderson | TX | Texas | p63 | ERCOT
54 | 87 | Roane | WV | West Virginia | p116 | PJM_East
18 | 153 | Sullivan | IN | Indiana | p107 | MISO_Central
55 | 135 | Waupaca | WI | Wisconsin | p76 | MISO_North
34 | 29 | Ocean | NJ | New Jersey | p126 | PJM_East
51 | 105 | Lee | VA | Virginia | p118 | PJM_East
47 | 113 | Madison | TN | Tennessee | p92 | SERTP
36 | 111 | Ulster | NY | New York | p127 | NYISO
36 | 23 | Cortland | NY | New York | p127 | NYISO
13 | 263 | Talbot | GA | Georgia | p94 | SERTP
19 | 69 | Franklin | IA | Iowa | p45 | MISO_North
12 | 93 | Okeechobee | FL | Florida | p101 | FRCC
17 | 187 | Warren | IL | Illinois | p81 | MISO_Central
48 | 177 | Gonzales | TX | Texas | p64 | ERCOT
21 | 1 | Adair | KY | Kentucky | p109 | PJM_East
31 | 87 | Hitchcock | NE | Nebraska | p40 | SPP_North
34 | 15 | Gloucester | NJ | New Jersey | p126 | PJM_East
28 | 127 | Simpson | MS | Mississippi | p87 | MISO_South
48 | 445 | Terry | TX | Texas | p48 | SPP_South
27 | 131 | Rice | MN | Minnesota | p43 | MISO_North
6 | 97 | Sonoma | CA | California | p9 | CAISO
46 | 137 | Ziebach | SD | South Dakota | p38 | SPP_North
34 | 37 | Sussex | NJ | New Jersey | p126 | PJM_East
27 | 157 | Wabasha | MN | Minnesota | p43 | MISO_North
55 | 57 | Juneau | WI | Wisconsin | p76 | MISO_North
35 | 29 | Luna | NM | New Mexico | p31 | WestConnect_South
55 | 43 | Grant | WI | Wisconsin | p77 | MISO_North
36 | 49 | Lewis | NY | New York | p127 | NYISO
17 | 181 | Union | IL | Illinois | p81 | MISO_Central
29 | 510 | St. Louis | MO | Missouri | p72 | MISO_Central
22 | 5 | Ascension | LA | Louisiana | p58 | MISO_South
18 | 149 | Starke | IN | Indiana | p105 | MISO_Central
21 | 133 | Letcher | KY | Kentucky | p110 | PJM_East
13 | 89 | DeKalb | GA | Georgia | p94 | SERTP
19 | 139 | Muscatine | IA | Iowa | p70 | MISO_North
31 | 113 | Logan | NE | Nebraska | p40 | SPP_North
21 | 19 | Boyd | KY | Kentucky | p110 | PJM_East
40 | 137 | Stephens | OK | Oklahoma | p50 | SPP_South
42 | 81 | Lycoming | PA | Pennsylvania | p122 | PJM_East
35 | 15 | Eddy | NM | New Mexico | p47 | SPP_South
47 | 87 | Jackson | TN | Tennessee | p92 | SERTP
29 | 227 | Worth | MO | Missouri | p54 | SPP_South
6 | 107 | Tulare | CA | California | p10 | CAISO
13 | 21 | Bibb | GA | Georgia | p94 | SERTP
48 | 133 | Eastland | TX | Texas | p63 | ERCOT
6 | 79 | San Luis Obispo | CA | California | p9 | CAISO
35 | 37 | Quay | NM | New Mexico | p47 | SPP_South
55 | 75 | Marinette | WI | Wisconsin | p75 | MISO_North
48 | 19 | Bandera | TX | Texas | p64 | ERCOT
32 | 9 | Esmeralda | NV | Nevada | p12 | NorthernGrid_South
45 | 17 | Calhoun | SC | South Carolina | p96 | SERTP
37 | 59 | Davie | NC | North Carolina | p97 | SERTP
37 | 197 | Yadkin | NC | North Carolina | p97 | SERTP
46 | 105 | Perkins | SD | South Dakota | p38 | SPP_North
50 | 21 | Rutland | VT | Vermont | p129 | ISONE
17 | 119 | Madison | IL | Illinois | p81 | MISO_Central
12 | 3 | Baker | FL | Florida | p101 | FRCC
8 | 13 | Boulder | CO | Colorado | p33 | WestConnect_North
5 | 49 | Fulton | AR | Arkansas | p85 | MISO_South
26 | 115 | Monroe | MI | Michigan | p103 | MISO_Central
20 | 167 | Russell | KS | Kansas | p53 | SPP_South
51 | 137 | Orange | VA | Virginia | p99 | PJM_East
13 | 217 | Newton | GA | Georgia | p94 | SERTP
23 | 23 | Sagadahoc | ME | Maine | p134 | ISONE
13 | 71 | Colquitt | GA | Georgia | p94 | SERTP
26 | 29 | Charlevoix | MI | Michigan | p103 | MISO_Central
8 | 17 | Cheyenne | CO | Colorado | p34 | WestConnect_North
42 | 77 | Lehigh | PA | Pennsylvania | p122 | PJM_East
48 | 285 | Lavaca | TX | Texas | p64 | ERCOT
17 | 55 | Franklin | IL | Illinois | p81 | MISO_Central
12 | 53 | Hernando | FL | Florida | p101 | FRCC
16 | 87 | Washington | ID | Idaho | p15 | NorthernGrid_East
17 | 103 | Lee | IL | Illinois | p80 | PJM_West
48 | 237 | Jack | TX | Texas | p63 | ERCOT
45 | 13 | Beaufort | SC | South Carolina | p96 | SERTP
13 | 121 | Fulton | GA | Georgia | p94 | SERTP
19 | 83 | Hardin | IA | Iowa | p70 | MISO_North
26 | 15 | Barry | MI | Michigan | p103 | MISO_Central
26 | 37 | Clinton | MI | Michigan | p103 | MISO_Central
6 | 9 | Calaveras | CA | California | p9 | CAISO
28 | 7 | Attala | MS | Mississippi | p87 | MISO_South
5 | 111 | Poinsett | AR | Arkansas | p85 | MISO_South
21 | 237 | Wolfe | KY | Kentucky | p109 | PJM_East
48 | 299 | Llano | TX | Texas | p64 | ERCOT
6 | 61 | Placer | CA | California | p9 | CAISO
40 | 105 | Nowata | OK | Oklahoma | p51 | SPP_South
55 | 123 | Vernon | WI | Wisconsin | p77 | MISO_North
5 | 23 | Cleburne | AR | Arkansas | p56 | SPP_South
5 | 61 | Howard | AR | Arkansas | p56 | SPP_South
6 | 23 | Humboldt | CA | California | p9 | CAISO
29 | 115 | Linn | MO | Missouri | p54 | SPP_South
5 | 9 | Boone | AR | Arkansas | p56 | SPP_South
48 | 377 | Presidio | TX | Texas | p61 | ERCOT
6 | 111 | Ventura | CA | California | p10 | CAISO
51 | 3 | Albemarle | VA | Virginia | p99 | PJM_East
16 | 85 | Valley | ID | Idaho | p15 | NorthernGrid_East
48 | 447 | Throckmorton | TX | Texas | p63 | ERCOT
19 | 45 | Clinton | IA | Iowa | p70 | MISO_North
53 | 19 | Ferry | WA | Washington | p3 | NorthernGrid_West
22 | 127 | Winn | LA | Louisiana | p58 | MISO_South
13 | 317 | Wilkes | GA | Georgia | p94 | SERTP
46 | 93 | Meade | SD | South Dakota | p38 | SPP_North
36 | 97 | Schuyler | NY | New York | p127 | NYISO
37 | 47 | Columbus | NC | North Carolina | p98 | SERTP
49 | 21 | Iron | UT | Utah | p25 | NorthernGrid_South
17 | 169 | Schuyler | IL | Illinois | p81 | MISO_Central
28 | 5 | Amite | MS | Mississippi | p87 | MISO_South
40 | 93 | Major | OK | Oklahoma | p50 | SPP_South
13 | 171 | Lamar | GA | Georgia | p94 | SERTP
23 | 9 | Hancock | ME | Maine | p134 | ISONE
51 | 590 | Danville | VA | Virginia | p99 | PJM_East
29 | 15 | Benton | MO | Missouri | p55 | SPP_South
20 | 143 | Ottawa | KS | Kansas | p53 | SPP_South
29 | 37 | Cass | MO | Missouri | p54 | SPP_South
37 | 33 | Caswell | NC | North Carolina | p98 | SERTP
48 | 395 | Robertson | TX | Texas | p63 | ERCOT
51 | 53 | Dinwiddie | VA | Virginia | p99 | PJM_East
29 | 219 | Warren | MO | Missouri | p72 | MISO_Central
1 | 75 | Lamar | AL | Alabama | p89 | SERTP
6 | 49 | Modoc | CA | California | p8 | NorthernGrid_South
1 | 43 | Cullman | AL | Alabama | p89 | SERTP
53 | 1 | Adams | WA | Washington | p3 | NorthernGrid_West
1 | 57 | Fayette | AL | Alabama | p89 | SERTP
38 | 25 | Dunn | ND | North Dakota | p36 | SPP_North
13 | 163 | Jefferson | GA | Georgia | p94 | SERTP
29 | 29 | Camden | MO | Missouri | p84 | MISO_Central
48 | 387 | Red River | TX | Texas | p63 | ERCOT
36 | 79 | Putnam | NY | New York | p127 | NYISO
5 | 125 | Saline | AR | Arkansas | p85 | MISO_South
38 | 35 | Grand Forks | ND | North Dakota | p37 | MISO_North
32 | 23 | Nye | NV | Nevada | p12 | NorthernGrid_South
36 | 107 | Tioga | NY | New York | p127 | NYISO
5 | 141 | Van Buren | AR | Arkansas | p56 | SPP_South
20 | 53 | Ellsworth | KS | Kansas | p53 | SPP_South
21 | 203 | Rockcastle | KY | Kentucky | p109 | PJM_East
27 | 27 | Clay | MN | Minnesota | p42 | MISO_North
34 | 9 | Cape May | NJ | New Jersey | p126 | PJM_East
37 | 89 | Henderson | NC | North Carolina | p97 | SERTP
17 | 153 | Pulaski | IL | Illinois | p81 | MISO_Central
26 | 97 | Mackinac | MI | Michigan | p103 | MISO_Central
55 | 83 | Oconto | WI | Wisconsin | p75 | MISO_North
51 | 143 | Pittsylvania | VA | Virginia | p99 | PJM_East
39 | 111 | Monroe | OH | Ohio | p112 | PJM_East
26 | 129 | Ogemaw | MI | Michigan | p103 | MISO_Central
39 | 23 | Clark | OH | Ohio | p113 | PJM_East
19 | 123 | Mahaska | IA | Iowa | p70 | MISO_North
16 | 1 | Ada | ID | Idaho | p15 | NorthernGrid_East
48 | 273 | Kleberg | TX | Texas | p65 | ERCOT
48 | 203 | Harrison | TX | Texas | p57 | SPP_South
49 | 47 | Uintah | UT | Utah | p26 | NorthernGrid_South
51 | 820 | Waynesboro | VA | Virginia | p99 | PJM_East
46 | 25 | Clark | SD | South Dakota | p38 | SPP_North
28 | 41 | Greene | MS | Mississippi | p87 | MISO_South
37 | 21 | Buncombe | NC | North Carolina | p97 | SERTP
51 | 730 | Petersburg | VA | Virginia | p99 | PJM_East
13 | 289 | Twiggs | GA | Georgia | p94 | SERTP
8 | 99 | Prowers | CO | Colorado | p34 | WestConnect_North
40 | 117 | Pawnee | OK | Oklahoma | p50 | SPP_South
46 | 35 | Davison | SD | South Dakota | p38 | SPP_North
18 | 181 | White | IN | Indiana | p105 | MISO_Central
40 | 25 | Cimarron | OK | Oklahoma | p49 | SPP_South
39 | 49 | Franklin | OH | Ohio | p112 | PJM_East
35 | 9 | Curry | NM | New Mexico | p47 | SPP_South
26 | 79 | Kalkaska | MI | Michigan | p103 | MISO_Central
17 | 149 | Pike | IL | Illinois | p81 | MISO_Central
35 | 61 | Valencia | NM | New Mexico | p31 | WestConnect_South
20 | 3 | Anderson | KS | Kansas | p53 | SPP_South
46 | 117 | Stanley | SD | South Dakota | p38 | SPP_North
49 | 33 | Rich | UT | Utah | p26 | NorthernGrid_South
51 | 580 | Covington | VA | Virginia | p99 | PJM_East
26 | 107 | Mecosta | MI | Michigan | p103 | MISO_Central
40 | 35 | Craig | OK | Oklahoma | p51 | SPP_South
27 | 73 | Lac qui Parle | MN | Minnesota | p44 | MISO_North
13 | 95 | Dougherty | GA | Georgia | p94 | SERTP
16 | 19 | Bonneville | ID | Idaho | p16 | NorthernGrid_East
51 | 810 | Virginia Beach | VA | Virginia | p99 | PJM_East
39 | 151 | Stark | OH | Ohio | p111 | PJM_East
26 | 161 | Washtenaw | MI | Michigan | p103 | MISO_Central
38 | 93 | Stutsman | ND | North Dakota | p37 | MISO_North
27 | 67 | Kandiyohi | MN | Minnesota | p43 | MISO_North
48 | 479 | Webb | TX | Texas | p65 | ERCOT
1 | 11 | Bullock | AL | Alabama | p90 | SERTP
22 | 77 | Pointe Coupee | LA | Louisiana | p58 | MISO_South
13 | 261 | Sumter | GA | Georgia | p94 | SERTP
36 | 115 | Washington | NY | New York | p127 | NYISO
45 | 65 | McCormick | SC | South Carolina | p96 | SERTP
42 | 127 | Wayne | PA | Pennsylvania | p122 | PJM_East
37 | 189 | Watauga | NC | North Carolina | p97 | SERTP
56 | 19 | Johnson | WY | Wyoming | p22 | NorthernGrid_East
48 | 433 | Stonewall | TX | Texas | p60 | ERCOT
13 | 39 | Camden | GA | Georgia | p94 | SERTP
39 | 125 | Paulding | OH | Ohio | p112 | PJM_East
18 | 67 | Howard | IN | Indiana | p105 | MISO_Central
39 | 141 | Ross | OH | Ohio | p112 | PJM_East
29 | 97 | Jasper | MO | Missouri | p55 | SPP_South
32 | 510 | Carson City | NV | Nevada | p12 | NorthernGrid_South
18 | 73 | Jasper | IN | Indiana | p105 | MISO_Central
29 | 129 | Mercer | MO | Missouri | p54 | SPP_South
35 | 23 | Hidalgo | NM | New Mexico | p31 | WestConnect_South
13 | 63 | Clayton | GA | Georgia | p94 | SERTP
13 | 303 | Washington | GA | Georgia | p94 | SERTP
48 | 231 | Hunt | TX | Texas | p63 | ERCOT
8 | 65 | Lake | CO | Colorado | p33 | WestConnect_North
17 | 131 | Mercer | IL | Illinois | p81 | MISO_Central
36 | 15 | Chemung | NY | New York | p127 | NYISO
28 | 81 | Lee | MS | Mississippi | p88 | SERTP
17 | 157 | Randolph | IL | Illinois | p81 | MISO_Central
36 | 37 | Genesee | NY | New York | p127 | NYISO
38 | 105 | Williams | ND | North Dakota | p36 | SPP_North
21 | 231 | Wayne | KY | Kentucky | p93 | SERTP
1 | 69 | Houston | AL | Alabama | p90 | SERTP
39 | 61 | Hamilton | OH | Ohio | p114 | PJM_East
20 | 137 | Norton | KS | Kansas | p52 | SPP_South
35 | 49 | Santa Fe | NM | New Mexico | p31 | WestConnect_South
29 | 79 | Grundy | MO | Missouri | p54 | SPP_South
36 | 29 | Erie | NY | New York | p127 | NYISO
13 | 51 | Chatham | GA | Georgia | p94 | SERTP
39 | 9 | Athens | OH | Ohio | p112 | PJM_East
56 | 1 | Albany | WY | Wyoming | p24 | WestConnect_North
29 | 107 | Lafayette | MO | Missouri | p54 | SPP_South
51 | 167 | Russell | VA | Virginia | p118 | PJM_East
37 | 145 | Person | NC | North Carolina | p98 | SERTP
18 | 27 | Daviess | IN | Indiana | p107 | MISO_Central
29 | 161 | Phelps | MO | Missouri | p73 | MISO_Central
34 | 23 | Middlesex | NJ | New Jersey | p126 | PJM_East
55 | 45 | Green | WI | Wisconsin | p78 | MISO_North
10 | 3 | New Castle | DE | Delaware | p125 | PJM_East
13 | 167 | Johnson | GA | Georgia | p94 | SERTP
27 | 13 | Blue Earth | MN | Minnesota | p68 | MISO_North
9 | 3 | Hartford | CT | Connecticut | p132 | ISONE
48 | 135 | Ector | TX | Texas | p62 | ERCOT
37 | 93 | Hoke | NC | North Carolina | p98 | SERTP
49 | 25 | Kane | UT | Utah | p25 | NorthernGrid_South
56 | 45 | Weston | WY | Wyoming | p23 | WestConnect_North
39 | 77 | Huron | OH | Ohio | p112 | PJM_East
46 | 47 | Fall River | SD | South Dakota | p32 | WestConnect_North
28 | 79 | Leake | MS | Mississippi | p87 | MISO_South
48 | 499 | Wood | TX | Texas | p63 | ERCOT
55 | 1 | Adams | WI | Wisconsin | p76 | MISO_North
31 | 69 | Garden | NE | Nebraska | p39 | SPP_North
17 | 109 | McDonough | IL | Illinois | p81 | MISO_Central
28 | 107 | Panola | MS | Mississippi | p87 | MISO_South
49 | 35 | Salt Lake | UT | Utah | p25 | NorthernGrid_South
20 | 71 | Greeley | KS | Kansas | p52 | SPP_South
40 | 33 | Cotton | OK | Oklahoma | p50 | SPP_South
41 | 69 | Wheeler | OR | Oregon | p5 | NorthernGrid_West
19 | 87 | Henry | IA | Iowa | p70 | MISO_North
51 | 51 | Dickenson | VA | Virginia | p118 | PJM_East
17 | 31 | Cook | IL | Illinois | p80 | PJM_West
28 | 161 | Yalobusha | MS | Mississippi | p88 | SERTP
12 | 95 | Orange | FL | Florida | p101 | FRCC
21 | 135 | Lewis | KY | Kentucky | p109 | PJM_East
47 | 139 | Polk | TN | Tennessee | p92 | SERTP
36 | 5 | Bronx | NY | New York | p127 | NYISO
16 | 83 | Twin Falls | ID | Idaho | p16 | NorthernGrid_East
22 | 49 | Jackson | LA | Louisiana | p58 | MISO_South
29 | 81 | Harrison | MO | Missouri | p54 | SPP_South
54 | 69 | Ohio | WV | West Virginia | p116 | PJM_East
18 | 159 | Tipton | IN | Indiana | p105 | MISO_Central
13 | 259 | Stewart | GA | Georgia | p94 | SERTP
51 | 63 | Floyd | VA | Virginia | p118 | PJM_East
28 | 97 | Montgomery | MS | Mississippi | p87 | MISO_South
20 | 121 | Miami | KS | Kansas | p53 | SPP_South
48 | 57 | Calhoun | TX | Texas | p65 | ERCOT
48 | 43 | Brewster | TX | Texas | p61 | ERCOT
28 | 129 | Smith | MS | Mississippi | p87 | MISO_South
27 | 17 | Carlton | MN | Minnesota | p43 | MISO_North
38 | 21 | Dickey | ND | North Dakota | p36 | SPP_North
21 | 75 | Fulton | KY | Kentucky | p93 | SERTP
24 | 510 | Baltimore | MD | Maryland | p123 | PJM_East
47 | 69 | Hardeman | TN | Tennessee | p92 | SERTP
55 | 133 | Waukesha | WI | Wisconsin | p79 | MISO_North
31 | 139 | Pierce | NE | Nebraska | p40 | SPP_North
19 | 113 | Linn | IA | Iowa | p70 | MISO_North
21 | 57 | Cumberland | KY | Kentucky | p93 | SERTP
21 | 43 | Carter | KY | Kentucky | p110 | PJM_East
40 | 47 | Garfield | OK | Oklahoma | p50 | SPP_South
26 | 41 | Delta | MI | Michigan | p74 | MISO_North
38 | 89 | Stark | ND | North Dakota | p36 | SPP_North
55 | 19 | Clark | WI | Wisconsin | p46 | MISO_North
22 | 23 | Cameron | LA | Louisiana | p58 | MISO_South
48 | 75 | Childress | TX | Texas | p60 | ERCOT
22 | 111 | Union | LA | Louisiana | p86 | MISO_South
8 | 14 | Broomfield | CO | Colorado | p33 | WestConnect_North
46 | 33 | Custer | SD | South Dakota | p32 | WestConnect_North
22 | 9 | Avoyelles | LA | Louisiana | p58 | MISO_South
26 | 81 | Kent | MI | Michigan | p103 | MISO_Central
22 | 61 | Lincoln | LA | Louisiana | p86 | MISO_South
36 | 7 | Broome | NY | New York | p127 | NYISO
41 | 11 | Coos | OR | Oregon | p6 | NorthernGrid_West
31 | 11 | Boone | NE | Nebraska | p40 | SPP_North
12 | 51 | Hendry | FL | Florida | p101 | FRCC
50 | 25 | Windham | VT | Vermont | p129 | ISONE
29 | 173 | Ralls | MO | Missouri | p71 | MISO_Central
19 | 101 | Jefferson | IA | Iowa | p70 | MISO_North
18 | 17 | Cass | IN | Indiana | p105 | MISO_Central
29 | 195 | Saline | MO | Missouri | p54 | SPP_South
5 | 127 | Scott | AR | Arkansas | p56 | SPP_South
51 | 95 | James City | VA | Virginia | p99 | PJM_East
17 | 165 | Saline | IL | Illinois | p81 | MISO_Central
54 | 11 | Cabell | WV | West Virginia | p117 | PJM_East
37 | 105 | Lee | NC | North Carolina | p98 | SERTP
46 | 59 | Hand | SD | South Dakota | p38 | SPP_North
20 | 163 | Rooks | KS | Kansas | p53 | SPP_South
27 | 159 | Wadena | MN | Minnesota | p43 | MISO_North
12 | 63 | Jackson | FL | Florida | p91 | SERTP
29 | 41 | Chariton | MO | Missouri | p54 | SPP_South
30 | 57 | Madison | MT | Montana | p17 | NorthernGrid_East
30 | 43 | Jefferson | MT | Montana | p17 | NorthernGrid_East
40 | 59 | Harper | OK | Oklahoma | p50 | SPP_South
16 | 45 | Gem | ID | Idaho | p15 | NorthernGrid_East
47 | 11 | Bradley | TN | Tennessee | p92 | SERTP
19 | 85 | Harrison | IA | Iowa | p45 | MISO_North
20 | 171 | Scott | KS | Kansas | p52 | SPP_South
12 | 39 | Gadsden | FL | Florida | p101 | FRCC
30 | 75 | Powder River | MT | Montana | p20 | NorthernGrid_East
19 | 91 | Humboldt | IA | Iowa | p45 | MISO_North
18 | 13 | Brown | IN | Indiana | p107 | MISO_Central
13 | 143 | Haralson | GA | Georgia | p94 | SERTP
22 | 125 | West Feliciana | LA | Louisiana | p58 | MISO_South
45 | 73 | Oconee | SC | South Carolina | p95 | SERTP
19 | 133 | Monona | IA | Iowa | p45 | MISO_North
24 | 23 | Garrett | MD | Maryland | p121 | PJM_East
28 | 29 | Copiah | MS | Mississippi | p87 | MISO_South
42 | 49 | Erie | PA | Pennsylvania | p122 | PJM_East
54 | 75 | Pocahontas | WV | West Virginia | p116 | PJM_East
55 | 113 | Sawyer | WI | Wisconsin | p46 | MISO_North
41 | 57 | Tillamook | OR | Oregon | p5 | NorthernGrid_West
53 | 45 | Mason | WA | Washington | p2 | NorthernGrid_West
21 | 139 | Livingston | KY | Kentucky | p93 | SERTP
41 | 43 | Linn | OR | Oregon | p5 | NorthernGrid_West
31 | 43 | Dakota | NE | Nebraska | p40 | SPP_North
47 | 135 | Perry | TN | Tennessee | p92 | SERTP
8 | 27 | Custer | CO | Colorado | p34 | WestConnect_North
19 | 19 | Buchanan | IA | Iowa | p69 | MISO_North
31 | 57 | Dundy | NE | Nebraska | p39 | SPP_North
12 | 121 | Suwannee | FL | Florida | p101 | FRCC
51 | 163 | Rockbridge | VA | Virginia | p99 | PJM_East
48 | 371 | Pecos | TX | Texas | p61 | ERCOT
29 | 5 | Atchison | MO | Missouri | p54 | SPP_South
13 | 53 | Chattahoochee | GA | Georgia | p94 | SERTP
27 | 99 | Mower | MN | Minnesota | p68 | MISO_North
28 | 15 | Carroll | MS | Mississippi | p87 | MISO_South
36 | 81 | Queens | NY | New York | p127 | NYISO
18 | 65 | Henry | IN | Indiana | p107 | MISO_Central
31 | 75 | Grant | NE | Nebraska | p39 | SPP_North
28 | 37 | Franklin | MS | Mississippi | p87 | MISO_South
48 | 139 | Ellis | TX | Texas | p63 | ERCOT
26 | 7 | Alpena | MI | Michigan | p103 | MISO_Central
54 | 57 | Mineral | WV | West Virginia | p116 | PJM_East
54 | 43 | Lincoln | WV | West Virginia | p117 | PJM_East
45 | 67 | Marion | SC | South Carolina | p96 | SERTP
40 | 145 | Wagoner | OK | Oklahoma | p51 | SPP_South
51 | 171 | Shenandoah | VA | Virginia | p99 | PJM_East
8 | 73 | Lincoln | CO | Colorado | p34 | WestConnect_North
12 | 71 | Lee | FL | Florida | p101 | FRCC
48 | 69 | Castro | TX | Texas | p48 | SPP_South
19 | 177 | Van Buren | IA | Iowa | p70 | MISO_North
42 | 23 | Cameron | PA | Pennsylvania | p119 | PJM_East
45 | 27 | Clarendon | SC | South Carolina | p96 | SERTP
30 | 11 | Carter | MT | Montana | p35 | SPP_North
31 | 135 | Perkins | NE | Nebraska | p39 | SPP_North
42 | 111 | Somerset | PA | Pennsylvania | p122 | PJM_East
47 | 43 | Dickson | TN | Tennessee | p92 | SERTP
47 | 57 | Grainger | TN | Tennessee | p92 | SERTP
29 | 229 | Wright | MO | Missouri | p84 | MISO_Central
47 | 75 | Haywood | TN | Tennessee | p92 | SERTP
5 | 77 | Lee | AR | Arkansas | p85 | MISO_South
13 | 3 | Atkinson | GA | Georgia | p94 | SERTP
28 | 115 | Pontotoc | MS | Mississippi | p88 | SERTP
21 | 69 | Fleming | KY | Kentucky | p109 | PJM_East
17 | 155 | Putnam | IL | Illinois | p81 | MISO_Central
19 | 1 | Adair | IA | Iowa | p70 | MISO_North
20 | 95 | Kingman | KS | Kansas | p53 | SPP_South
38 | 59 | Morton | ND | North Dakota | p36 | SPP_North
18 | 147 | Spencer | IN | Indiana | p107 | MISO_Central
8 | 67 | La Plata | CO | Colorado | p34 | WestConnect_North
55 | 87 | Outagamie | WI | Wisconsin | p76 | MISO_North
26 | 5 | Allegan | MI | Michigan | p103 | MISO_Central
37 | 25 | Cabarrus | NC | North Carolina | p97 | SERTP
27 | 147 | Steele | MN | Minnesota | p43 | MISO_North
51 | 620 | Franklin | VA | Virginia | p99 | PJM_East
37 | 35 | Catawba | NC | North Carolina | p97 | SERTP
51 | 121 | Montgomery | VA | Virginia | p118 | PJM_East
55 | 91 | Pepin | WI | Wisconsin | p46 | MISO_North
29 | 7 | Audrain | MO | Missouri | p72 | MISO_Central
21 | 199 | Pulaski | KY | Kentucky | p93 | SERTP
46 | 21 | Campbell | SD | South Dakota | p38 | SPP_North
6 | 77 | San Joaquin | CA | California | p9 | CAISO
20 | 63 | Gove | KS | Kansas | p52 | SPP_South
46 | 89 | McPherson | SD | South Dakota | p38 | SPP_North
42 | 9 | Bedford | PA | Pennsylvania | p122 | PJM_East
42 | 61 | Huntingdon | PA | Pennsylvania | p122 | PJM_East
38 | 33 | Golden Valley | ND | North Dakota | p36 | SPP_North
48 | 199 | Hardin | TX | Texas | p66 | MISO_South
20 | 39 | Decatur | KS | Kansas | p52 | SPP_South
55 | 85 | Oneida | WI | Wisconsin | p75 | MISO_North
13 | 137 | Habersham | GA | Georgia | p94 | SERTP
55 | 101 | Racine | WI | Wisconsin | p79 | MISO_North
20 | 51 | Ellis | KS | Kansas | p53 | SPP_South
51 | 71 | Giles | VA | Virginia | p118 | PJM_East
36 | 41 | Hamilton | NY | New York | p127 | NYISO
40 | 89 | McCurtain | OK | Oklahoma | p50 | SPP_South
38 | 47 | Logan | ND | North Dakota | p36 | SPP_North
39 | 127 | Perry | OH | Ohio | p112 | PJM_East
18 | 175 | Washington | IN | Indiana | p107 | MISO_Central
48 | 11 | Armstrong | TX | Texas | p48 | SPP_South
30 | 69 | Petroleum | MT | Montana | p20 | NorthernGrid_East
27 | 65 | Kanabec | MN | Minnesota | p43 | MISO_North
13 | 279 | Toombs | GA | Georgia | p94 | SERTP
18 | 99 | Marshall | IN | Indiana | p105 | MISO_Central
42 | 125 | Washington | PA | Pennsylvania | p115 | PJM_East
51 | 570 | Colonial Heights | VA | Virginia | p99 | PJM_East
48 | 267 | Kimble | TX | Texas | p64 | ERCOT
44 | 9 | Washington | RI | Rhode Island | p133 | ISONE
21 | 11 | Bath | KY | Kentucky | p109 | PJM_East
40 | 21 | Cherokee | OK | Oklahoma | p51 | SPP_South
48 | 451 | Tom Green | TX | Texas | p61 | ERCOT
48 | 429 | Stephens | TX | Texas | p63 | ERCOT
24 | 9 | Calvert | MD | Maryland | p123 | PJM_East
37 | 179 | Union | NC | North Carolina | p97 | SERTP
37 | 117 | Martin | NC | North Carolina | p98 | SERTP
30 | 29 | Flathead | MT | Montana | p17 | NorthernGrid_East
37 | 65 | Edgecombe | NC | North Carolina | p98 | SERTP
39 | 19 | Carroll | OH | Ohio | p112 | PJM_East
48 | 439 | Tarrant | TX | Texas | p63 | ERCOT
49 | 17 | Garfield | UT | Utah | p25 | NorthernGrid_South
1 | 41 | Crenshaw | AL | Alabama | p90 | SERTP
5 | 113 | Polk | AR | Arkansas | p56 | SPP_South
20 | 149 | Pottawatomie | KS | Kansas | p53 | SPP_South
16 | 49 | Idaho | ID | Idaho | p15 | NorthernGrid_East
40 | 27 | Cleveland | OK | Oklahoma | p50 | SPP_South
17 | 3 | Alexander | IL | Illinois | p81 | MISO_Central
46 | 67 | Hutchinson | SD | South Dakota | p38 | SPP_North
12 | 119 | Sumter | FL | Florida | p101 | FRCC
39 | 133 | Portage | OH | Ohio | p111 | PJM_East
13 | 155 | Irwin | GA | Georgia | p94 | SERTP
22 | 83 | Richland | LA | Louisiana | p86 | MISO_South
6 | 101 | Sutter | CA | California | p9 | CAISO
30 | 15 | Chouteau | MT | Montana | p18 | NorthernGrid_East
27 | 117 | Pipestone | MN | Minnesota | p44 | MISO_North
46 | 73 | Jerauld | SD | South Dakota | p38 | SPP_North
48 | 379 | Rains | TX | Texas | p63 | ERCOT
30 | 37 | Golden Valley | MT | Montana | p20 | NorthernGrid_East
51 | 169 | Scott | VA | Virginia | p118 | PJM_East
40 | 73 | Kingfisher | OK | Oklahoma | p50 | SPP_South
16 | 23 | Butte | ID | Idaho | p15 | NorthernGrid_East
42 | 123 | Warren | PA | Pennsylvania | p122 | PJM_East
27 | 35 | Crow Wing | MN | Minnesota | p43 | MISO_North
20 | 153 | Rawlins | KS | Kansas | p52 | SPP_South
51 | 515 | Bedford | VA | Virginia | p118 | PJM_East
37 | 147 | Pitt | NC | North Carolina | p98 | SERTP
49 | 13 | Duchesne | UT | Utah | p26 | NorthernGrid_South
17 | 53 | Ford | IL | Illinois | p83 | MISO_Central
12 | 55 | Highlands | FL | Florida | p101 | FRCC
28 | 11 | Bolivar | MS | Mississippi | p87 | MISO_South
6 | 85 | Santa Clara | CA | California | p9 | CAISO
27 | 25 | Chisago | MN | Minnesota | p43 | MISO_North
13 | 239 | Quitman | GA | Georgia | p94 | SERTP
12 | 103 | Pinellas | FL | Florida | p101 | FRCC
51 | 775 | Salem | VA | Virginia | p118 | PJM_East
5 | 87 | Madison | AR | Arkansas | p56 | SPP_South
56 | 9 | Converse | WY | Wyoming | p24 | WestConnect_North
39 | 1 | Adams | OH | Ohio | p112 | PJM_East
6 | 91 | Sierra | CA | California | p9 | CAISO
46 | 27 | Clay | SD | South Dakota | p38 | SPP_North
40 | 67 | Jefferson | OK | Oklahoma | p50 | SPP_South
55 | 77 | Marquette | WI | Wisconsin | p76 | MISO_North
21 | 37 | Campbell | KY | Kentucky | p109 | PJM_East
31 | 97 | Johnson | NE | Nebraska | p41 | SPP_North
21 | 219 | Todd | KY | Kentucky | p93 | SERTP
5 | 91 | Miller | AR | Arkansas | p85 | MISO_South
47 | 79 | Henry | TN | Tennessee | p92 | SERTP
19 | 183 | Washington | IA | Iowa | p70 | MISO_North
45 | 89 | Williamsburg | SC | South Carolina | p96 | SERTP
47 | 107 | McMinn | TN | Tennessee | p92 | SERTP
34 | 1 | Atlantic | NJ | New Jersey | p126 | PJM_East
20 | 157 | Republic | KS | Kansas | p53 | SPP_South
51 | 119 | Middlesex | VA | Virginia | p99 | PJM_East
6 | 87 | Santa Cruz | CA | California | p9 | CAISO
21 | 15 | Boone | KY | Kentucky | p109 | PJM_East
56 | 23 | Lincoln | WY | Wyoming | p21 | NorthernGrid_East
48 | 29 | Bexar | TX | Texas | p65 | ERCOT
47 | 161 | Stewart | TN | Tennessee | p92 | SERTP
31 | 129 | Nuckolls | NE | Nebraska | p40 | SPP_North
20 | 131 | Nemaha | KS | Kansas | p53 | SPP_South
35 | 19 | Guadalupe | NM | New Mexico | p31 | WestConnect_South
48 | 37 | Bowie | TX | Texas | p57 | SPP_South
54 | 97 | Upshur | WV | West Virginia | p116 | PJM_East
5 | 85 | Lonoke | AR | Arkansas | p85 | MISO_South
28 | 139 | Tippah | MS | Mississippi | p88 | SERTP
48 | 219 | Hockley | TX | Texas | p48 | SPP_South
18 | 25 | Crawford | IN | Indiana | p107 | MISO_Central
50 | 17 | Orange | VT | Vermont | p129 | ISONE
17 | 137 | Morgan | IL | Illinois | p81 | MISO_Central
16 | 61 | Lewis | ID | Idaho | p14 | NorthernGrid_East
45 | 21 | Cherokee | SC | South Carolina | p95 | SERTP
48 | 15 | Austin | TX | Texas | p64 | ERCOT
18 | 35 | Delaware | IN | Indiana | p105 | MISO_Central
48 | 431 | Sterling | TX | Texas | p61 | ERCOT
21 | 29 | Bullitt | KY | Kentucky | p109 | PJM_East
16 | 9 | Benewah | ID | Idaho | p14 | NorthernGrid_East
31 | 79 | Hall | NE | Nebraska | p40 | SPP_North
51 | 800 | Suffolk | VA | Virginia | p99 | PJM_East
47 | 97 | Lauderdale | TN | Tennessee | p92 | SERTP
8 | 89 | Otero | CO | Colorado | p34 | WestConnect_North
31 | 161 | Sheridan | NE | Nebraska | p39 | SPP_North
51 | 103 | Lancaster | VA | Virginia | p99 | PJM_East
19 | 127 | Marshall | IA | Iowa | p70 | MISO_North
21 | 115 | Johnson | KY | Kentucky | p109 | PJM_East
18 | 117 | Orange | IN | Indiana | p107 | MISO_Central
47 | 129 | Morgan | TN | Tennessee | p92 | SERTP
5 | 101 | Newton | AR | Arkansas | p56 | SPP_South
18 | 179 | Wells | IN | Indiana | p105 | MISO_Central
35 | 1 | Bernalillo | NM | New Mexico | p31 | WestConnect_South
31 | 107 | Knox | NE | Nebraska | p40 | SPP_North
28 | 69 | Kemper | MS | Mississippi | p88 | SERTP
37 | 175 | Transylvania | NC | North Carolina | p97 | SERTP
51 | 740 | Portsmouth | VA | Virginia | p99 | PJM_East
54 | 79 | Putnam | WV | West Virginia | p117 | PJM_East
6 | 113 | Yolo | CA | California | p9 | CAISO
22 | 45 | Iberia | LA | Louisiana | p58 | MISO_South
34 | 19 | Hunterdon | NJ | New Jersey | p126 | PJM_East
8 | 21 | Conejos | CO | Colorado | p34 | WestConnect_North
48 | 115 | Dawson | TX | Texas | p60 | ERCOT
37 | 99 | Jackson | NC | North Carolina | p97 | SERTP
1 | 81 | Lee | AL | Alabama | p90 | SERTP
50 | 13 | Grand Isle | VT | Vermont | p129 | ISONE
54 | 107 | Wood | WV | West Virginia | p116 | PJM_East
30 | 79 | Prairie | MT | Montana | p35 | SPP_North
39 | 87 | Lawrence | OH | Ohio | p112 | PJM_East
20 | 55 | Finney | KS | Kansas | p52 | SPP_South
20 | 103 | Leavenworth | KS | Kansas | p53 | SPP_South
35 | 28 | Los Alamos | NM | New Mexico | p31 | WestConnect_South
5 | 1 | Arkansas | AR | Arkansas | p85 | MISO_South
8 | 33 | Dolores | CO | Colorado | p34 | WestConnect_North
19 | 77 | Guthrie | IA | Iowa | p70 | MISO_North
30 | 107 | Wheatland | MT | Montana | p20 | NorthernGrid_East
37 | 159 | Rowan | NC | North Carolina | p97 | SERTP
45 | 47 | Greenwood | SC | South Carolina | p95 | SERTP
18 | 93 | Lawrence | IN | Indiana | p107 | MISO_Central
23 | 19 | Penobscot | ME | Maine | p134 | ISONE
48 | 415 | Scurry | TX | Texas | p60 | ERCOT
48 | 283 | La Salle | TX | Texas | p65 | ERCOT
42 | 83 | McKean | PA | Pennsylvania | p122 | PJM_East
51 | 131 | Northampton | VA | Virginia | p124 | PJM_East
30 | 97 | Sweet Grass | MT | Montana | p18 | NorthernGrid_East
20 | 119 | Meade | KS | Kansas | p53 | SPP_South
51 | 157 | Rappahannock | VA | Virginia | p100 | PJM_East
1 | 7 | Bibb | AL | Alabama | p89 | SERTP
29 | 203 | Shannon | MO | Missouri | p84 | MISO_Central
45 | 33 | Dillon | SC | South Carolina | p96 | SERTP
23 | 1 | Androscoggin | ME | Maine | p134 | ISONE
13 | 109 | Evans | GA | Georgia | p94 | SERTP
27 | 105 | Nobles | MN | Minnesota | p44 | MISO_North
22 | 123 | West Carroll | LA | Louisiana | p86 | MISO_South
5 | 19 | Clark | AR | Arkansas | p85 | MISO_South
13 | 31 | Bulloch | GA | Georgia | p94 | SERTP
8 | 47 | Gilpin | CO | Colorado | p33 | WestConnect_North
53 | 61 | Snohomish | WA | Washington | p1 | NorthernGrid_West
17 | 167 | Sangamon | IL | Illinois | p82 | MISO_Central
39 | 113 | Montgomery | OH | Ohio | p113 | PJM_East
53 | 9 | Clallam | WA | Washington | p2 | NorthernGrid_West
5 | 133 | Sevier | AR | Arkansas | p85 | MISO_South
51 | 710 | Norfolk | VA | Virginia | p99 | PJM_East
13 | 309 | Wheeler | GA | Georgia | p94 | SERTP
48 | 107 | Crosby | TX | Texas | p60 | ERCOT
17 | 143 | Peoria | IL | Illinois | p82 | MISO_Central
48 | 161 | Freestone | TX | Texas | p63 | ERCOT
47 | 29 | Cocke | TN | Tennessee | p92 | SERTP
37 | 17 | Bladen | NC | North Carolina | p98 | SERTP
53 | 23 | Garfield | WA | Washington | p2 | NorthernGrid_West
13 | 297 | Walton | GA | Georgia | p94 | SERTP
51 | 153 | Prince William | VA | Virginia | p99 | PJM_East
18 | 105 | Monroe | IN | Indiana | p107 | MISO_Central
45 | 59 | Laurens | SC | South Carolina | p95 | SERTP
6 | 19 | Fresno | CA | California | p9 | CAISO
28 | 135 | Tallahatchie | MS | Mississippi | p87 | MISO_South
24 | 45 | Wicomico | MD | Maryland | p123 | PJM_East
48 | 79 | Cochran | TX | Texas | p48 | SPP_South
32 | 1 | Churchill | NV | Nevada | p12 | NorthernGrid_South
21 | 107 | Hopkins | KY | Kentucky | p108 | MISO_Central
48 | 391 | Refugio | TX | Texas | p65 | ERCOT
21 | 161 | Mason | KY | Kentucky | p109 | PJM_East
31 | 115 | Loup | NE | Nebraska | p40 | SPP_North
47 | 15 | Cannon | TN | Tennessee | p92 | SERTP
38 | 27 | Eddy | ND | North Dakota | p37 | MISO_North
47 | 37 | Davidson | TN | Tennessee | p92 | SERTP
55 | 127 | Walworth | WI | Wisconsin | p79 | MISO_North
21 | 79 | Garrard | KY | Kentucky | p109 | PJM_East
39 | 101 | Marion | OH | Ohio | p112 | PJM_East
13 | 221 | Oglethorpe | GA | Georgia | p94 | SERTP
41 | 29 | Jackson | OR | Oregon | p6 | NorthernGrid_West
13 | 165 | Jenkins | GA | Georgia | p94 | SERTP
39 | 85 | Lake | OH | Ohio | p111 | PJM_East
54 | 15 | Clay | WV | West Virginia | p116 | PJM_East
48 | 129 | Donley | TX | Texas | p48 | SPP_South
31 | 29 | Chase | NE | Nebraska | p39 | SPP_North
51 | 149 | Prince George | VA | Virginia | p99 | PJM_East
42 | 45 | Delaware | PA | Pennsylvania | p122 | PJM_East
12 | 131 | Walton | FL | Florida | p91 | SERTP
48 | 235 | Irion | TX | Texas | p61 | ERCOT
20 | 209 | Wyandotte | KS | Kansas | p53 | SPP_South
8 | 59 | Jefferson | CO | Colorado | p33 | WestConnect_North
53 | 49 | Pacific | WA | Washington | p2 | NorthernGrid_West
27 | 93 | Meeker | MN | Minnesota | p43 | MISO_North
28 | 57 | Itawamba | MS | Mississippi | p88 | SERTP
28 | 43 | Grenada | MS | Mississippi | p87 | MISO_South
25 | 3 | Berkshire | MA | Massachusetts | p131 | ISONE
38 | 67 | Pembina | ND | North Dakota | p37 | MISO_North
13 | 215 | Muscogee | GA | Georgia | p94 | SERTP
54 | 37 | Jefferson | WV | West Virginia | p116 | PJM_East
48 | 97 | Cooke | TX | Texas | p63 | ERCOT
37 | 13 | Beaufort | NC | North Carolina | p98 | SERTP
20 | 169 | Saline | KS | Kansas | p53 | SPP_South
28 | 75 | Lauderdale | MS | Mississippi | p87 | MISO_South
38 | 73 | Ransom | ND | North Dakota | p37 | MISO_North
31 | 15 | Boyd | NE | Nebraska | p40 | SPP_North
21 | 129 | Lee | KY | Kentucky | p109 | PJM_East
41 | 15 | Curry | OR | Oregon | p6 | NorthernGrid_West
32 | 19 | Lyon | NV | Nevada | p12 | NorthernGrid_South
54 | 29 | Hancock | WV | West Virginia | p116 | PJM_East
48 | 363 | Palo Pinto | TX | Texas | p63 | ERCOT
47 | 115 | Marion | TN | Tennessee | p92 | SERTP
6 | 1 | Alameda | CA | California | p9 | CAISO
13 | 291 | Union | GA | Georgia | p94 | SERTP
39 | 91 | Logan | OH | Ohio | p112 | PJM_East
21 | 235 | Whitley | KY | Kentucky | p109 | PJM_East
41 | 37 | Lake | OR | Oregon | p7 | NorthernGrid_West
19 | 185 | Wayne | IA | Iowa | p70 | MISO_North
21 | 97 | Harrison | KY | Kentucky | p109 | PJM_East
31 | 37 | Colfax | NE | Nebraska | p41 | SPP_North
48 | 475 | Ward | TX | Texas | p62 | ERCOT
1 | 5 | Barbour | AL | Alabama | p90 | SERTP
39 | 123 | Ottawa | OH | Ohio | p111 | PJM_East
29 | 75 | Gentry | MO | Missouri | p54 | SPP_South
45 | 25 | Chesterfield | SC | South Carolina | p96 | SERTP
19 | 23 | Butler | IA | Iowa | p69 | MISO_North
37 | 187 | Washington | NC | North Carolina | p98 | SERTP
41 | 5 | Clackamas | OR | Oregon | p5 | NorthernGrid_West
19 | 111 | Lee | IA | Iowa | p70 | MISO_North
1 | 37 | Coosa | AL | Alabama | p90 | SERTP
31 | 5 | Arthur | NE | Nebraska | p39 | SPP_North
5 | 83 | Logan | AR | Arkansas | p56 | SPP_South
1 | 15 | Calhoun | AL | Alabama | p90 | SERTP
45 | 35 | Dorchester | SC | South Carolina | p96 | SERTP
12 | 31 | Duval | FL | Florida | p101 | FRCC
24 | 19 | Dorchester | MD | Maryland | p123 | PJM_East
6 | 45 | Mendocino | CA | California | p9 | CAISO
18 | 21 | Clay | IN | Indiana | p107 | MISO_Central
12 | 109 | St. Johns | FL | Florida | p101 | FRCC
22 | 113 | Vermilion | LA | Louisiana | p58 | MISO_South
18 | 89 | Lake | IN | Indiana | p105 | MISO_Central
27 | 145 | Stearns | MN | Minnesota | p43 | MISO_North
30 | 41 | Hill | MT | Montana | p18 | NorthernGrid_East
17 | 95 | Knox | IL | Illinois | p81 | MISO_Central
54 | 5 | Boone | WV | West Virginia | p117 | PJM_East
20 | 155 | Reno | KS | Kansas | p53 | SPP_South
51 | 165 | Rockingham | VA | Virginia | p99 | PJM_East
33 | 3 | Carroll | NH | New Hampshire | p130 | ISONE
40 | 99 | Murray | OK | Oklahoma | p50 | SPP_South
1 | 29 | Cleburne | AL | Alabama | p90 | SERTP
13 | 149 | Heard | GA | Georgia | p94 | SERTP
8 | 117 | Summit | CO | Colorado | p33 | WestConnect_North
29 | 43 | Christian | MO | Missouri | p55 | SPP_South
42 | 1 | Adams | PA | Pennsylvania | p122 | PJM_East
36 | 69 | Ontario | NY | New York | p127 | NYISO
29 | 57 | Dade | MO | Missouri | p55 | SPP_South
4 | 3 | Cochise | AZ | Arizona | p28 | WestConnect_South
19 | 151 | Pocahontas | IA | Iowa | p45 | MISO_North
47 | 5 | Benton | TN | Tennessee | p92 | SERTP
8 | 25 | Crowley | CO | Colorado | p34 | WestConnect_North
42 | 19 | Butler | PA | Pennsylvania | p115 | PJM_East
19 | 191 | Winneshiek | IA | Iowa | p69 | MISO_North
42 | 133 | York | PA | Pennsylvania | p122 | PJM_East
8 | 35 | Douglas | CO | Colorado | p33 | WestConnect_North
1 | 115 | St. Clair | AL | Alabama | p90 | SERTP
48 | 81 | Coke | TX | Texas | p61 | ERCOT
19 | 49 | Dallas | IA | Iowa | p70 | MISO_North
46 | 99 | Minnehaha | SD | South Dakota | p38 | SPP_North
48 | 507 | Zavala | TX | Texas | p65 | ERCOT
37 | 181 | Vance | NC | North Carolina | p98 | SERTP
24 | 1 | Allegany | MD | Maryland | p121 | PJM_East
22 | 87 | St. Bernard | LA | Louisiana | p58 | MISO_South
44 | 1 | Bristol | RI | Rhode Island | p133 | ISONE
29 | 135 | Moniteau | MO | Missouri | p72 | MISO_Central
13 | 153 | Houston | GA | Georgia | p94 | SERTP
21 | 81 | Grant | KY | Kentucky | p109 | PJM_East
48 | 505 | Zapata | TX | Texas | p65 | ERCOT
19 | 141 | O'Brien | IA | Iowa | p45 | MISO_North
37 | 73 | Gates | NC | North Carolina | p98 | SERTP
22 | 91 | St. Helena | LA | Louisiana | p58 | MISO_South
19 | 125 | Marion | IA | Iowa | p70 | MISO_North
48 | 287 | Lee | TX | Texas | p64 | ERCOT
53 | 77 | Yakima | WA | Washington | p2 | NorthernGrid_West
40 | 147 | Washington | OK | Oklahoma | p51 | SPP_South
51 | 109 | Louisa | VA | Virginia | p99 | PJM_East
26 | 57 | Gratiot | MI | Michigan | p103 | MISO_Central
51 | 31 | Campbell | VA | Virginia | p99 | PJM_East
54 | 7 | Braxton | WV | West Virginia | p116 | PJM_East
21 | 41 | Carroll | KY | Kentucky | p109 | PJM_East
26 | 43 | Dickinson | MI | Michigan | p74 | MISO_North
17 | 51 | Fayette | IL | Illinois | p81 | MISO_Central
26 | 75 | Jackson | MI | Michigan | p103 | MISO_Central
22 | 85 | Sabine | LA | Louisiana | p58 | MISO_South
46 | 65 | Hughes | SD | South Dakota | p38 | SPP_North
13 | 131 | Grady | GA | Georgia | p94 | SERTP
48 | 41 | Brazos | TX | Texas | p64 | ERCOT
31 | 7 | Banner | NE | Nebraska | p39 | SPP_North
38 | 13 | Burke | ND | North Dakota | p36 | SPP_North
41 | 7 | Clatsop | OR | Oregon | p5 | NorthernGrid_West
13 | 157 | Jackson | GA | Georgia | p94 | SERTP
37 | 67 | Forsyth | NC | North Carolina | p97 | SERTP
36 | 11 | Cayuga | NY | New York | p127 | NYISO
30 | 81 | Ravalli | MT | Montana | p17 | NorthernGrid_East
48 | 461 | Upton | TX | Texas | p62 | ERCOT
40 | 65 | Jackson | OK | Oklahoma | p50 | SPP_South
17 | 63 | Grundy | IL | Illinois | p80 | PJM_West
18 | 145 | Shelby | IN | Indiana | p107 | MISO_Central
37 | 27 | Caldwell | NC | North Carolina | p97 | SERTP
26 | 135 | Oscoda | MI | Michigan | p103 | MISO_Central
22 | 101 | St. Mary | LA | Louisiana | p58 | MISO_South
27 | 89 | Marshall | MN | Minnesota | p42 | MISO_North
48 | 173 | Glasscock | TX | Texas | p62 | ERCOT
48 | 195 | Hansford | TX | Texas | p48 | SPP_South
5 | 45 | Faulkner | AR | Arkansas | p85 | MISO_South
17 | 39 | De Witt | IL | Illinois | p83 | MISO_Central
38 | 17 | Cass | ND | North Dakota | p37 | MISO_North
6 | 83 | Santa Barbara | CA | California | p9 | CAISO
27 | 21 | Cass | MN | Minnesota | p43 | MISO_North
19 | 9 | Audubon | IA | Iowa | p45 | MISO_North
47 | 7 | Bledsoe | TN | Tennessee | p92 | SERTP
21 | 173 | Montgomery | KY | Kentucky | p109 | PJM_East
19 | 61 | Dubuque | IA | Iowa | p70 | MISO_North
21 | 195 | Pike | KY | Kentucky | p110 | PJM_East
48 | 257 | Kaufman | TX | Texas | p63 | ERCOT
36 | 75 | Oswego | NY | New York | p127 | NYISO
31 | 81 | Hamilton | NE | Nebraska | p40 | SPP_North
21 | 229 | Washington | KY | Kentucky | p109 | PJM_East
27 | 33 | Cottonwood | MN | Minnesota | p68 | MISO_North
17 | 121 | Marion | IL | Illinois | p81 | MISO_Central
22 | 1 | Acadia | LA | Louisiana | p58 | MISO_South
26 | 11 | Arenac | MI | Michigan | p103 | MISO_Central
40 | 13 | Bryan | OK | Oklahoma | p50 | SPP_South
13 | 55 | Chattooga | GA | Georgia | p94 | SERTP
54 | 81 | Raleigh | WV | West Virginia | p117 | PJM_East
13 | 103 | Effingham | GA | Georgia | p94 | SERTP
46 | 17 | Buffalo | SD | South Dakota | p38 | SPP_North
51 | 550 | Chesapeake | VA | Virginia | p99 | PJM_East
48 | 229 | Hudspeth | TX | Texas | p61 | ERCOT
1 | 107 | Pickens | AL | Alabama | p89 | SERTP
48 | 491 | Williamson | TX | Texas | p64 | ERCOT
35 | 45 | San Juan | NM | New Mexico | p31 | WestConnect_South
1 | 79 | Lawrence | AL | Alabama | p89 | SERTP
55 | 49 | Iowa | WI | Wisconsin | p77 | MISO_North
18 | 59 | Hancock | IN | Indiana | p105 | MISO_Central
29 | 69 | Dunklin | MO | Missouri | p84 | MISO_Central
36 | 57 | Montgomery | NY | New York | p127 | NYISO
36 | 43 | Herkimer | NY | New York | p127 | NYISO
42 | 113 | Sullivan | PA | Pennsylvania | p122 | PJM_East
48 | 193 | Hamilton | TX | Texas | p63 | ERCOT
29 | 139 | Montgomery | MO | Missouri | p72 | MISO_Central
20 | 31 | Coffey | KS | Kansas | p53 | SPP_South
20 | 109 | Logan | KS | Kansas | p52 | SPP_South
47 | 81 | Hickman | TN | Tennessee | p92 | SERTP
17 | 71 | Henderson | IL | Illinois | p81 | MISO_Central
42 | 87 | Mifflin | PA | Pennsylvania | p122 | PJM_East
40 | 17 | Canadian | OK | Oklahoma | p50 | SPP_South
49 | 27 | Millard | UT | Utah | p25 | NorthernGrid_South
16 | 77 | Power | ID | Idaho | p16 | NorthernGrid_East
48 | 5 | Angelina | TX | Texas | p63 | ERCOT
48 | 443 | Terrell | TX | Texas | p61 | ERCOT
38 | 65 | Oliver | ND | North Dakota | p36 | SPP_North
55 | 23 | Crawford | WI | Wisconsin | p77 | MISO_North
22 | 19 | Calcasieu | LA | Louisiana | p58 | MISO_South
21 | 193 | Perry | KY | Kentucky | p110 | PJM_East
5 | 123 | St. Francis | AR | Arkansas | p85 | MISO_South
55 | 111 | Sauk | WI | Wisconsin | p77 | MISO_North
13 | 119 | Franklin | GA | Georgia | p94 | SERTP
1 | 129 | Washington | AL | Alabama | p90 | SERTP
27 | 47 | Freeborn | MN | Minnesota | p68 | MISO_North
1 | 97 | Mobile | AL | Alabama | p90 | SERTP
21 | 5 | Anderson | KY | Kentucky | p109 | PJM_East
46 | 13 | Brown | SD | South Dakota | p38 | SPP_North
39 | 83 | Knox | OH | Ohio | p112 | PJM_East
8 | 105 | Rio Grande | CO | Colorado | p34 | WestConnect_North
30 | 7 | Broadwater | MT | Montana | p17 | NorthernGrid_East
39 | 45 | Fairfield | OH | Ohio | p112 | PJM_East
18 | 47 | Franklin | IN | Indiana | p107 | MISO_Central
42 | 85 | Mercer | PA | Pennsylvania | p122 | PJM_East
31 | 173 | Thurston | NE | Nebraska | p40 | SPP_North
38 | 99 | Walsh | ND | North Dakota | p37 | MISO_North
55 | 9 | Brown | WI | Wisconsin | p75 | MISO_North
17 | 163 | St. Clair | IL | Illinois | p81 | MISO_Central
55 | 61 | Kewaunee | WI | Wisconsin | p75 | MISO_North
26 | 69 | Iosco | MI | Michigan | p103 | MISO_Central
42 | 91 | Montgomery | PA | Pennsylvania | p122 | PJM_East
13 | 307 | Webster | GA | Georgia | p94 | SERTP
47 | 41 | DeKalb | TN | Tennessee | p92 | SERTP
29 | 11 | Barton | MO | Missouri | p55 | SPP_South
17 | 171 | Scott | IL | Illinois | p81 | MISO_Central
47 | 173 | Union | TN | Tennessee | p92 | SERTP
29 | 199 | Scotland | MO | Missouri | p71 | MISO_Central
21 | 7 | Ballard | KY | Kentucky | p93 | SERTP
54 | 41 | Lewis | WV | West Virginia | p116 | PJM_East
8 | 93 | Park | CO | Colorado | p33 | WestConnect_North
48 | 421 | Sherman | TX | Texas | p48 | SPP_South
30 | 5 | Blaine | MT | Montana | p18 | NorthernGrid_East
51 | 520 | Bristol | VA | Virginia | p118 | PJM_East
13 | 169 | Jones | GA | Georgia | p94 | SERTP
27 | 59 | Isanti | MN | Minnesota | p43 | MISO_North
31 | 41 | Custer | NE | Nebraska | p40 | SPP_North
48 | 7 | Aransas | TX | Texas | p65 | ERCOT
55 | 141 | Wood | WI | Wisconsin | p76 | MISO_North
26 | 139 | Ottawa | MI | Michigan | p103 | MISO_Central
41 | 41 | Lincoln | OR | Oregon | p5 | NorthernGrid_West
20 | 165 | Rush | KS | Kansas | p53 | SPP_South
55 | 125 | Vilas | WI | Wisconsin | p75 | MISO_North
51 | 155 | Pulaski | VA | Virginia | p118 | PJM_East
50 | 27 | Windsor | VT | Vermont | p129 | ISONE
42 | 101 | Philadelphia | PA | Pennsylvania | p122 | PJM_East
13 | 209 | Montgomery | GA | Georgia | p94 | SERTP
18 | 33 | DeKalb | IN | Indiana | p105 | MISO_Central
47 | 185 | White | TN | Tennessee | p92 | SERTP
20 | 99 | Labette | KS | Kansas | p53 | SPP_South
29 | 45 | Clark | MO | Missouri | p71 | MISO_Central
13 | 27 | Brooks | GA | Georgia | p94 | SERTP
55 | 107 | Rusk | WI | Wisconsin | p46 | MISO_North
55 | 79 | Milwaukee | WI | Wisconsin | p79 | MISO_North
20 | 175 | Seward | KS | Kansas | p53 | SPP_South
28 | 1 | Adams | MS | Mississippi | p87 | MISO_South
18 | 51 | Gibson | IN | Indiana | p107 | MISO_Central
19 | 115 | Louisa | IA | Iowa | p70 | MISO_North
21 | 127 | Lawrence | KY | Kentucky | p110 | PJM_East
13 | 293 | Upson | GA | Georgia | p94 | SERTP
16 | 41 | Franklin | ID | Idaho | p16 | NorthernGrid_East
6 | 75 | San Francisco | CA | California | p9 | CAISO
1 | 49 | DeKalb | AL | Alabama | p89 | SERTP
17 | 189 | Washington | IL | Illinois | p81 | MISO_Central
6 | 43 | Mariposa | CA | California | p9 | CAISO
6 | 57 | Nevada | CA | California | p9 | CAISO
12 | 17 | Citrus | FL | Florida | p101 | FRCC
51 | 530 | Buena Vista | VA | Virginia | p99 | PJM_East
53 | 5 | Benton | WA | Washington | p2 | NorthernGrid_West
8 | 53 | Hinsdale | CO | Colorado | p34 | WestConnect_North
51 | 159 | Richmond | VA | Virginia | p99 | PJM_East
13 | 275 | Thomas | GA | Georgia | p94 | SERTP
39 | 11 | Auglaize | OH | Ohio | p112 | PJM_East
48 | 127 | Dimmit | TX | Texas | p65 | ERCOT
45 | 3 | Aiken | SC | South Carolina | p96 | SERTP
18 | 63 | Hendricks | IN | Indiana | p105 | MISO_Central
48 | 419 | Shelby | TX | Texas | p66 | MISO_South
1 | 23 | Choctaw | AL | Alabama | p89 | SERTP
21 | 183 | Ohio | KY | Kentucky | p108 | MISO_Central
55 | 129 | Washburn | WI | Wisconsin | p46 | MISO_North
1 | 111 | Randolph | AL | Alabama | p90 | SERTP
31 | 185 | York | NE | Nebraska | p40 | SPP_North
19 | 37 | Chickasaw | IA | Iowa | p69 | MISO_North
17 | 201 | Winnebago | IL | Illinois | p80 | PJM_West
19 | 15 | Boone | IA | Iowa | p70 | MISO_North
48 | 453 | Travis | TX | Texas | p64 | ERCOT
55 | 97 | Portage | WI | Wisconsin | p75 | MISO_North
26 | 83 | Keweenaw | MI | Michigan | p74 | MISO_North
17 | 145 | Perry | IL | Illinois | p81 | MISO_Central
13 | 73 | Columbia | GA | Georgia | p94 | SERTP
27 | 95 | Mille Lacs | MN | Minnesota | p43 | MISO_North
13 | 241 | Rabun | GA | Georgia | p94 | SERTP
35 | 6 | Cibola | NM | New Mexico | p31 | WestConnect_South
13 | 67 | Cobb | GA | Georgia | p94 | SERTP
37 | 157 | Rockingham | NC | North Carolina | p97 | SERTP
18 | 39 | Elkhart | IN | Indiana | p105 | MISO_Central
48 | 183 | Gregg | TX | Texas | p57 | SPP_South
37 | 131 | Northampton | NC | North Carolina | p98 | SERTP
28 | 19 | Choctaw | MS | Mississippi | p88 | SERTP
45 | 53 | Jasper | SC | South Carolina | p96 | SERTP
51 | 760 | Richmond | VA | Virginia | p99 | PJM_East
19 | 29 | Cass | IA | Iowa | p70 | MISO_North
12 | 13 | Calhoun | FL | Florida | p91 | SERTP
8 | 3 | Alamosa | CO | Colorado | p34 | WestConnect_North
4 | 25 | Yavapai | AZ | Arizona | p28 | WestConnect_South
28 | 133 | Sunflower | MS | Mississippi | p87 | MISO_South
49 | 55 | Wayne | UT | Utah | p25 | NorthernGrid_South
53 | 7 | Chelan | WA | Washington | p1 | NorthernGrid_West
36 | 123 | Yates | NY | New York | p127 | NYISO
54 | 77 | Preston | WV | West Virginia | p116 | PJM_East
5 | 135 | Sharp | AR | Arkansas | p85 | MISO_South
27 | 39 | Dodge | MN | Minnesota | p43 | MISO_North
35 | 11 | De Baca | NM | New Mexico | p31 | WestConnect_South
13 | 313 | Whitfield | GA | Georgia | p94 | SERTP
17 | 21 | Christian | IL | Illinois | p83 | MISO_Central
20 | 147 | Phillips | KS | Kansas | p53 | SPP_South
51 | 17 | Bath | VA | Virginia | p99 | PJM_East
26 | 45 | Eaton | MI | Michigan | p103 | MISO_Central
17 | 89 | Kane | IL | Illinois | p80 | PJM_West
37 | 153 | Richmond | NC | North Carolina | p98 | SERTP
31 | 77 | Greeley | NE | Nebraska | p40 | SPP_North
18 | 95 | Madison | IN | Indiana | p105 | MISO_Central
1 | 9 | Blount | AL | Alabama | p90 | SERTP
13 | 181 | Lincoln | GA | Georgia | p94 | SERTP
51 | 600 | Fairfax | VA | Virginia | p99 | PJM_East
27 | 63 | Jackson | MN | Minnesota | p68 | MISO_North
1 | 61 | Geneva | AL | Alabama | p90 | SERTP
39 | 69 | Henry | OH | Ohio | p112 | PJM_East
39 | 139 | Richland | OH | Ohio | p112 | PJM_East
48 | 369 | Parmer | TX | Texas | p48 | SPP_South
1 | 125 | Tuscaloosa | AL | Alabama | p89 | SERTP
56 | 41 | Uinta | WY | Wyoming | p21 | NorthernGrid_East
13 | 187 | Lumpkin | GA | Georgia | p94 | SERTP
38 | 31 | Foster | ND | North Dakota | p37 | MISO_North
48 | 485 | Wichita | TX | Texas | p63 | ERCOT
5 | 57 | Hempstead | AR | Arkansas | p85 | MISO_South
34 | 11 | Cumberland | NJ | New Jersey | p126 | PJM_East
5 | 43 | Drew | AR | Arkansas | p85 | MISO_South
5 | 75 | Lawrence | AR | Arkansas | p85 | MISO_South
37 | 149 | Polk | NC | North Carolina | p97 | SERTP
47 | 77 | Henderson | TN | Tennessee | p92 | SERTP
27 | 51 | Grant | MN | Minnesota | p43 | MISO_North
20 | 65 | Graham | KS | Kansas | p52 | SPP_South
29 | 83 | Henry | MO | Missouri | p55 | SPP_South
48 | 373 | Polk | TX | Texas | p66 | MISO_South
51 | 13 | Arlington | VA | Virginia | p99 | PJM_East
16 | 81 | Teton | ID | Idaho | p16 | NorthernGrid_East
17 | 47 | Edwards | IL | Illinois | p83 | MISO_Central
36 | 45 | Jefferson | NY | New York | p127 | NYISO
13 | 269 | Taylor | GA | Georgia | p94 | SERTP
55 | 29 | Door | WI | Wisconsin | p75 | MISO_North
35 | 57 | Torrance | NM | New Mexico | p31 | WestConnect_South
35 | 43 | Sandoval | NM | New Mexico | p31 | WestConnect_South
28 | 113 | Pike | MS | Mississippi | p87 | MISO_South
37 | 169 | Stokes | NC | North Carolina | p97 | SERTP
46 | 109 | Roberts | SD | South Dakota | p38 | SPP_North
48 | 185 | Grimes | TX | Texas | p64 | ERCOT
46 | 31 | Corson | SD | South Dakota | p38 | SPP_North
23 | 11 | Kennebec | ME | Maine | p134 | ISONE
18 | 163 | Vanderburgh | IN | Indiana | p107 | MISO_Central
6 | 69 | San Benito | CA | California | p9 | CAISO
26 | 123 | Newaygo | MI | Michigan | p103 | MISO_Central
56 | 5 | Campbell | WY | Wyoming | p23 | WestConnect_North
20 | 13 | Brown | KS | Kansas | p53 | SPP_South
55 | 37 | Florence | WI | Wisconsin | p75 | MISO_North
47 | 127 | Moore | TN | Tennessee | p92 | SERTP
51 | 65 | Fluvanna | VA | Virginia | p99 | PJM_East
19 | 129 | Mills | IA | Iowa | p45 | MISO_North
48 | 489 | Willacy | TX | Texas | p65 | ERCOT
55 | 15 | Calumet | WI | Wisconsin | p76 | MISO_North
19 | 97 | Jackson | IA | Iowa | p70 | MISO_North
21 | 185 | Oldham | KY | Kentucky | p109 | PJM_East
27 | 71 | Koochiching | MN | Minnesota | p42 | MISO_North
31 | 183 | Wheeler | NE | Nebraska | p40 | SPP_North
18 | 171 | Warren | IN | Indiana | p105 | MISO_Central
16 | 7 | Bear Lake | ID | Idaho | p16 | NorthernGrid_East
51 | 683 | Manassas | VA | Virginia | p99 | PJM_East
12 | 99 | Palm Beach | FL | Florida | p102 | FRCC
25 | 21 | Norfolk | MA | Massachusetts | p131 | ISONE
5 | 11 | Bradley | AR | Arkansas | p85 | MISO_South
13 | 213 | Murray | GA | Georgia | p94 | SERTP
27 | 121 | Pope | MN | Minnesota | p43 | MISO_North
31 | 127 | Nemaha | NE | Nebraska | p41 | SPP_North
19 | 161 | Sac | IA | Iowa | p45 | MISO_North
28 | 87 | Lowndes | MS | Mississippi | p88 | SERTP
19 | 107 | Keokuk | IA | Iowa | p70 | MISO_North
30 | 77 | Powell | MT | Montana | p17 | NorthernGrid_East
40 | 31 | Comanche | OK | Oklahoma | p50 | SPP_South
47 | 183 | Weakley | TN | Tennessee | p92 | SERTP
19 | 79 | Hamilton | IA | Iowa | p70 | MISO_North
17 | 33 | Crawford | IL | Illinois | p83 | MISO_Central
20 | 17 | Chase | KS | Kansas | p53 | SPP_South
51 | 147 | Prince Edward | VA | Virginia | p99 | PJM_East
55 | 115 | Shawano | WI | Wisconsin | p76 | MISO_North
40 | 109 | Oklahoma | OK | Oklahoma | p50 | SPP_South
29 | 123 | Madison | MO | Missouri | p73 | MISO_Central
39 | 75 | Holmes | OH | Ohio | p112 | PJM_East
28 | 91 | Marion | MS | Mississippi | p87 | MISO_South
18 | 121 | Parke | IN | Indiana | p105 | MISO_Central
56 | 7 | Carbon | WY | Wyoming | p24 | WestConnect_North
5 | 139 | Union | AR | Arkansas | p85 | MISO_South
28 | 85 | Lincoln | MS | Mississippi | p87 | MISO_South
12 | 65 | Jefferson | FL | Florida | p101 | FRCC
6 | 11 | Colusa | CA | California | p9 | CAISO
37 | 119 | Mecklenburg | NC | North Carolina | p97 | SERTP
39 | 43 | Erie | OH | Ohio | p111 | PJM_East
39 | 57 | Greene | OH | Ohio | p113 | PJM_East
48 | 361 | Orange | TX | Texas | p66 | MISO_South
17 | 197 | Will | IL | Illinois | p80 | PJM_West
17 | 59 | Gallatin | IL | Illinois | p81 | MISO_Central
18 | 71 | Jackson | IN | Indiana | p107 | MISO_Central
27 | 171 | Wright | MN | Minnesota | p43 | MISO_North
51 | 175 | Southampton | VA | Virginia | p99 | PJM_East
21 | 77 | Gallatin | KY | Kentucky | p109 | PJM_East
32 | 11 | Eureka | NV | Nevada | p12 | NorthernGrid_South
53 | 41 | Lewis | WA | Washington | p2 | NorthernGrid_West
5 | 69 | Jefferson | AR | Arkansas | p85 | MISO_South
28 | 101 | Newton | MS | Mississippi | p87 | MISO_South
51 | 99 | King George | VA | Virginia | p99 | PJM_East
27 | 163 | Washington | MN | Minnesota | p43 | MISO_North
20 | 159 | Rice | KS | Kansas | p53 | SPP_South
48 | 315 | Marion | TX | Texas | p57 | SPP_South
36 | 83 | Rensselaer | NY | New York | p127 | NYISO
16 | 5 | Bannock | ID | Idaho | p16 | NorthernGrid_East
48 | 77 | Clay | TX | Texas | p63 | ERCOT
39 | 135 | Preble | OH | Ohio | p113 | PJM_East
37 | 103 | Jones | NC | North Carolina | p98 | SERTP
37 | 55 | Dare | NC | North Carolina | p98 | SERTP
16 | 37 | Custer | ID | Idaho | p15 | NorthernGrid_East
48 | 61 | Cameron | TX | Texas | p65 | ERCOT
48 | 9 | Archer | TX | Texas | p63 | ERCOT
16 | 15 | Boise | ID | Idaho | p15 | NorthernGrid_East
20 | 27 | Clay | KS | Kansas | p53 | SPP_South
40 | 149 | Washita | OK | Oklahoma | p50 | SPP_South
24 | 11 | Caroline | MD | Maryland | p123 | PJM_East
26 | 87 | Lapeer | MI | Michigan | p103 | MISO_Central
30 | 49 | Lewis and Clark | MT | Montana | p18 | NorthernGrid_East
27 | 53 | Hennepin | MN | Minnesota | p43 | MISO_North
13 | 99 | Early | GA | Georgia | p94 | SERTP
17 | 25 | Clay | IL | Illinois | p83 | MISO_Central
21 | 61 | Edmonson | KY | Kentucky | p109 | PJM_East
18 | 137 | Ripley | IN | Indiana | p107 | MISO_Central
49 | 31 | Piute | UT | Utah | p25 | NorthernGrid_South
19 | 195 | Worth | IA | Iowa | p45 | MISO_North
13 | 175 | Laurens | GA | Georgia | p94 | SERTP
21 | 9 | Barren | KY | Kentucky | p109 | PJM_East
16 | 29 | Caribou | ID | Idaho | p16 | NorthernGrid_East
19 | 173 | Taylor | IA | Iowa | p45 | MISO_North
17 | 35 | Cumberland | IL | Illinois | p83 | MISO_Central
29 | 101 | Johnson | MO | Missouri | p54 | SPP_South
29 | 85 | Hickory | MO | Missouri | p55 | SPP_South
21 | 125 | Laurel | KY | Kentucky | p109 | PJM_East
8 | 95 | Phillips | CO | Colorado | p33 | WestConnect_North
20 | 67 | Grant | KS | Kansas | p52 | SPP_South
21 | 141 | Logan | KY | Kentucky | p93 | SERTP
19 | 41 | Clay | IA | Iowa | p45 | MISO_North
17 | 117 | Macoupin | IL | Illinois | p81 | MISO_Central
26 | 113 | Missaukee | MI | Michigan | p103 | MISO_Central
17 | 179 | Tazewell | IL | Illinois | p82 | MISO_Central
48 | 247 | Jim Hogg | TX | Texas | p65 | ERCOT
48 | 125 | Dickens | TX | Texas | p60 | ERCOT
51 | 770 | Roanoke | VA | Virginia | p118 | PJM_East
28 | 123 | Scott | MS | Mississippi | p87 | MISO_South
27 | 3 | Anoka | MN | Minnesota | p43 | MISO_North
9 | 13 | Tolland | CT | Connecticut | p132 | ISONE
40 | 153 | Woodward | OK | Oklahoma | p50 | SPP_South
55 | 7 | Bayfield | WI | Wisconsin | p46 | MISO_North
29 | 91 | Howell | MO | Missouri | p84 | MISO_Central
48 | 401 | Rusk | TX | Texas | p63 | ERCOT
48 | 141 | El Paso | TX | Texas | p59 | WestConnect_South
42 | 11 | Berks | PA | Pennsylvania | p122 | PJM_East
20 | 73 | Greenwood | KS | Kansas | p53 | SPP_South
30 | 23 | Deer Lodge | MT | Montana | p17 | NorthernGrid_East
30 | 111 | Yellowstone | MT | Montana | p20 | NorthernGrid_East
21 | 191 | Pendleton | KY | Kentucky | p109 | PJM_East
29 | 87 | Holt | MO | Missouri | p54 | SPP_South
30 | 9 | Carbon | MT | Montana | p18 | NorthernGrid_East
21 | 223 | Trimble | KY | Kentucky | p109 | PJM_East
13 | 147 | Hart | GA | Georgia | p94 | SERTP
13 | 271 | Telfair | GA | Georgia | p94 | SERTP
21 | 151 | Madison | KY | Kentucky | p109 | PJM_East
30 | 61 | Mineral | MT | Montana | p17 | NorthernGrid_East
36 | 19 | Clinton | NY | New York | p127 | NYISO
8 | 39 | Elbert | CO | Colorado | p34 | WestConnect_North
18 | 3 | Allen | IN | Indiana | p105 | MISO_Central
1 | 127 | Walker | AL | Alabama | p89 | SERTP
21 | 49 | Clark | KY | Kentucky | p109 | PJM_East
38 | 55 | McLean | ND | North Dakota | p37 | MISO_North
48 | 359 | Oldham | TX | Texas | p48 | SPP_South
26 | 101 | Manistee | MI | Michigan | p103 | MISO_Central
38 | 103 | Wells | ND | North Dakota | p37 | MISO_North
20 | 181 | Sherman | KS | Kansas | p52 | SPP_South
48 | 191 | Hall | TX | Texas | p60 | ERCOT
48 | 223 | Hopkins | TX | Texas | p63 | ERCOT
40 | 131 | Rogers | OK | Oklahoma | p51 | SPP_South
48 | 151 | Fisher | TX | Texas | p60 | ERCOT
8 | 63 | Kit Carson | CO | Colorado | p34 | WestConnect_North
48 | 49 | Brown | TX | Texas | p63 | ERCOT
19 | 81 | Hancock | IA | Iowa | p45 | MISO_North
45 | 51 | Horry | SC | South Carolina | p96 | SERTP
27 | 137 | St. Louis | MN | Minnesota | p43 | MISO_North
21 | 111 | Jefferson | KY | Kentucky | p109 | PJM_East
37 | 155 | Robeson | NC | North Carolina | p98 | SERTP
4 | 21 | Pinal | AZ | Arizona | p28 | WestConnect_South
45 | 39 | Fairfield | SC | South Carolina | p96 | SERTP
26 | 91 | Lenawee | MI | Michigan | p103 | MISO_Central
48 | 323 | Maverick | TX | Texas | p65 | ERCOT
56 | 15 | Goshen | WY | Wyoming | p24 | WestConnect_North
21 | 23 | Bracken | KY | Kentucky | p109 | PJM_East
22 | 43 | Grant | LA | Louisiana | p58 | MISO_South
56 | 37 | Sweetwater | WY | Wyoming | p21 | NorthernGrid_East
22 | 57 | Lafourche | LA | Louisiana | p58 | MISO_South
55 | 5 | Barron | WI | Wisconsin | p46 | MISO_North
13 | 281 | Towns | GA | Georgia | p94 | SERTP
13 | 65 | Clinch | GA | Georgia | p94 | SERTP
18 | 53 | Grant | IN | Indiana | p105 | MISO_Central
26 | 85 | Lake | MI | Michigan | p103 | MISO_Central
48 | 111 | Dallam | TX | Texas | p48 | SPP_South
56 | 29 | Park | WY | Wyoming | p21 | NorthernGrid_East
22 | 75 | Plaquemines | LA | Louisiana | p58 | MISO_South
45 | 63 | Lexington | SC | South Carolina | p96 | SERTP
48 | 23 | Baylor | TX | Texas | p60 | ERCOT
8 | 51 | Gunnison | CO | Colorado | p34 | WestConnect_North
42 | 69 | Lackawanna | PA | Pennsylvania | p122 | PJM_East
29 | 113 | Lincoln | MO | Missouri | p72 | MISO_Central
36 | 1 | Albany | NY | New York | p127 | NYISO
48 | 375 | Potter | TX | Texas | p48 | SPP_South
20 | 187 | Stanton | KS | Kansas | p52 | SPP_South
13 | 13 | Barrow | GA | Georgia | p94 | SERTP
27 | 167 | Wilkin | MN | Minnesota | p43 | MISO_North
47 | 61 | Grundy | TN | Tennessee | p92 | SERTP
19 | 7 | Appanoose | IA | Iowa | p70 | MISO_North
48 | 329 | Midland | TX | Texas | p62 | ERCOT
47 | 9 | Blount | TN | Tennessee | p92 | SERTP
18 | 143 | Scott | IN | Indiana | p107 | MISO_Central
28 | 83 | Leflore | MS | Mississippi | p87 | MISO_South
17 | 105 | Livingston | IL | Illinois | p80 | PJM_West
12 | 67 | Lafayette | FL | Florida | p101 | FRCC
46 | 119 | Sully | SD | South Dakota | p38 | SPP_North
37 | 165 | Scotland | NC | North Carolina | p98 | SERTP
8 | 71 | Las Animas | CO | Colorado | p34 | WestConnect_North
51 | 187 | Warren | VA | Virginia | p100 | PJM_East
12 | 73 | Leon | FL | Florida | p101 | FRCC
26 | 19 | Benzie | MI | Michigan | p103 | MISO_Central
31 | 141 | Platte | NE | Nebraska | p40 | SPP_North
55 | 41 | Forest | WI | Wisconsin | p75 | MISO_North
40 | 103 | Noble | OK | Oklahoma | p50 | SPP_South
36 | 101 | Steuben | NY | New York | p127 | NYISO
26 | 133 | Osceola | MI | Michigan | p103 | MISO_Central
16 | 79 | Shoshone | ID | Idaho | p15 | NorthernGrid_East
31 | 125 | Nance | NE | Nebraska | p40 | SPP_North
40 | 55 | Greer | OK | Oklahoma | p50 | SPP_South
51 | 181 | Surry | VA | Virginia | p99 | PJM_East
31 | 9 | Blaine | NE | Nebraska | p40 | SPP_North
41 | 9 | Columbia | OR | Oregon | p5 | NorthernGrid_West
36 | 85 | Richmond | NY | New York | p127 | NYISO
48 | 301 | Loving | TX | Texas | p62 | ERCOT
31 | 61 | Franklin | NE | Nebraska | p40 | SPP_North
41 | 61 | Union | OR | Oregon | p5 | NorthernGrid_West
46 | 103 | Pennington | SD | South Dakota | p32 | WestConnect_North
22 | 11 | Beauregard | LA | Louisiana | p58 | MISO_South
13 | 17 | Ben Hill | GA | Georgia | p94 | SERTP
26 | 1 | Alcona | MI | Michigan | p103 | MISO_Central
46 | 55 | Haakon | SD | South Dakota | p38 | SPP_North
1 | 77 | Lauderdale | AL | Alabama | p89 | SERTP
51 | 650 | Hampton | VA | Virginia | p99 | PJM_East
54 | 9 | Brooke | WV | West Virginia | p116 | PJM_East
45 | 71 | Newberry | SC | South Carolina | p96 | SERTP
36 | 91 | Saratoga | NY | New York | p127 | NYISO
54 | 61 | Monongalia | WV | West Virginia | p116 | PJM_East
40 | 119 | Payne | OK | Oklahoma | p50 | SPP_South
12 | 27 | DeSoto | FL | Florida | p101 | FRCC
47 | 125 | Montgomery | TN | Tennessee | p92 | SERTP
48 | 441 | Taylor | TX | Texas | p61 | ERCOT
47 | 141 | Putnam | TN | Tennessee | p92 | SERTP
8 | 121 | Washington | CO | Colorado | p33 | WestConnect_North
36 | 87 | Rockland | NY | New York | p127 | NYISO
29 | 19 | Boone | MO | Missouri | p72 | MISO_Central
54 | 23 | Grant | WV | West Virginia | p116 | PJM_East
51 | 67 | Franklin | VA | Virginia | p118 | PJM_East
29 | 133 | Mississippi | MO | Missouri | p72 | MISO_Central
48 | 227 | Howard | TX | Texas | p60 | ERCOT
47 | 49 | Fentress | TN | Tennessee | p92 | SERTP
24 | 43 | Washington | MD | Maryland | p121 | PJM_East
19 | 193 | Woodbury | IA | Iowa | p45 | MISO_North
17 | 93 | Kendall | IL | Illinois | p80 | PJM_West
48 | 331 | Milam | TX | Texas | p63 | ERCOT
51 | 73 | Gloucester | VA | Virginia | p99 | PJM_East
37 | 31 | Carteret | NC | North Carolina | p98 | SERTP
41 | 23 | Grant | OR | Oregon | p5 | NorthernGrid_West
31 | 23 | Butler | NE | Nebraska | p40 | SPP_North
21 | 227 | Warren | KY | Kentucky | p93 | SERTP
31 | 111 | Lincoln | NE | Nebraska | p40 | SPP_North
47 | 151 | Scott | TN | Tennessee | p92 | SERTP
19 | 5 | Allamakee | IA | Iowa | p69 | MISO_North
37 | 109 | Lincoln | NC | North Carolina | p97 | SERTP
13 | 159 | Jasper | GA | Georgia | p94 | SERTP
53 | 37 | Kittitas | WA | Washington | p1 | NorthernGrid_West
42 | 75 | Lebanon | PA | Pennsylvania | p122 | PJM_East
54 | 49 | Marion | WV | West Virginia | p116 | PJM_East
55 | 81 | Monroe | WI | Wisconsin | p77 | MISO_North
48 | 265 | Kerr | TX | Texas | p64 | ERCOT
29 | 177 | Ray | MO | Missouri | p54 | SPP_South
22 | 69 | Natchitoches | LA | Louisiana | p58 | MISO_South
48 | 473 | Waller | TX | Texas | p64 | ERCOT
53 | 15 | Cowlitz | WA | Washington | p2 | NorthernGrid_West
13 | 277 | Tift | GA | Georgia | p94 | SERTP
25 | 25 | Suffolk | MA | Massachusetts | p131 | ISONE
28 | 45 | Hancock | MS | Mississippi | p87 | MISO_South
41 | 49 | Morrow | OR | Oregon | p5 | NorthernGrid_West
31 | 49 | Deuel | NE | Nebraska | p39 | SPP_North
31 | 151 | Saline | NE | Nebraska | p40 | SPP_North
42 | 43 | Dauphin | PA | Pennsylvania | p122 | PJM_East
47 | 111 | Macon | TN | Tennessee | p92 | SERTP
36 | 113 | Warren | NY | New York | p127 | NYISO
29 | 1 | Adair | MO | Missouri | p71 | MISO_Central
42 | 57 | Fulton | PA | Pennsylvania | p120 | PJM_East
18 | 167 | Vigo | IN | Indiana | p105 | MISO_Central
47 | 23 | Chester | TN | Tennessee | p92 | SERTP
13 | 255 | Spalding | GA | Georgia | p94 | SERTP
27 | 143 | Sibley | MN | Minnesota | p43 | MISO_North
51 | 27 | Buchanan | VA | Virginia | p118 | PJM_East
53 | 29 | Island | WA | Washington | p1 | NorthernGrid_West

## ZIP Mapping
ZIP Code | State | GEA | ZIP codes can cross GEA boundaries. Where this occurred, the ZIP code was assigned to the GEA region that housed its centroid.
98001 | WA | NorthernGrid_West
98002 | WA | NorthernGrid_West
98003 | WA | NorthernGrid_West
98004 | WA | NorthernGrid_West
98005 | WA | NorthernGrid_West
98006 | WA | NorthernGrid_West
98007 | WA | NorthernGrid_West
98008 | WA | NorthernGrid_West
98009 | WA | NorthernGrid_West
98010 | WA | NorthernGrid_West
98011 | WA | NorthernGrid_West
98012 | WA | NorthernGrid_West
98013 | WA | NorthernGrid_West
98014 | WA | NorthernGrid_West
98015 | WA | NorthernGrid_West
98019 | WA | NorthernGrid_West
98020 | WA | NorthernGrid_West
98021 | WA | NorthernGrid_West
98022 | WA | NorthernGrid_West
98023 | WA | NorthernGrid_West
98024 | WA | NorthernGrid_West
98025 | WA | NorthernGrid_West
98026 | WA | NorthernGrid_West
98027 | WA | NorthernGrid_West
98028 | WA | NorthernGrid_West
98029 | WA | NorthernGrid_West
98030 | WA | NorthernGrid_West
98031 | WA | NorthernGrid_West
98032 | WA | NorthernGrid_West
98033 | WA | NorthernGrid_West
98034 | WA | NorthernGrid_West
98035 | WA | NorthernGrid_West
98036 | WA | NorthernGrid_West
98037 | WA | NorthernGrid_West
98038 | WA | NorthernGrid_West
98039 | WA | NorthernGrid_West
98040 | WA | NorthernGrid_West
98041 | WA | NorthernGrid_West
98042 | WA | NorthernGrid_West
98043 | WA | NorthernGrid_West
98045 | WA | NorthernGrid_West
98046 | WA | NorthernGrid_West
98047 | WA | NorthernGrid_West
98050 | WA | NorthernGrid_West
98051 | WA | NorthernGrid_West
98052 | WA | NorthernGrid_West
98053 | WA | NorthernGrid_West
98055 | WA | NorthernGrid_West
98056 | WA | NorthernGrid_West
98057 | WA | NorthernGrid_West
98058 | WA | NorthernGrid_West
98059 | WA | NorthernGrid_West
98061 | WA | NorthernGrid_West
98062 | WA | NorthernGrid_West
98063 | WA | NorthernGrid_West
98064 | WA | NorthernGrid_West
98065 | WA | NorthernGrid_West
98068 | WA | NorthernGrid_West
98070 | WA | NorthernGrid_West
98071 | WA | NorthernGrid_West
98072 | WA | NorthernGrid_West
98073 | WA | NorthernGrid_West
98074 | WA | NorthernGrid_West
98075 | WA | NorthernGrid_West
98077 | WA | NorthernGrid_West
98082 | WA | NorthernGrid_West
98083 | WA | NorthernGrid_West
98087 | WA | NorthernGrid_West
98089 | WA | NorthernGrid_West
98092 | WA | NorthernGrid_West
98093 | WA | NorthernGrid_West
98101 | WA | NorthernGrid_West
98102 | WA | NorthernGrid_West
98103 | WA | NorthernGrid_West
98104 | WA | NorthernGrid_West
98105 | WA | NorthernGrid_West
98106 | WA | NorthernGrid_West
98107 | WA | NorthernGrid_West
98108 | WA | NorthernGrid_West
98109 | WA | NorthernGrid_West
98110 | WA | NorthernGrid_West
98111 | WA | NorthernGrid_West
98112 | WA | NorthernGrid_West
98113 | WA | NorthernGrid_West
98114 | WA | NorthernGrid_West
98115 | WA | NorthernGrid_West
98116 | WA | NorthernGrid_West
98117 | WA | NorthernGrid_West
98118 | WA | NorthernGrid_West
98119 | WA | NorthernGrid_West
98121 | WA | NorthernGrid_West
98122 | WA | NorthernGrid_West
98124 | WA | NorthernGrid_West
98125 | WA | NorthernGrid_West
98126 | WA | NorthernGrid_West
98127 | WA | NorthernGrid_West
98129 | WA | NorthernGrid_West
98131 | WA | NorthernGrid_West
98133 | WA | NorthernGrid_West
98134 | WA | NorthernGrid_West
98136 | WA | NorthernGrid_West
98138 | WA | NorthernGrid_West
98139 | WA | NorthernGrid_West
98141 | WA | NorthernGrid_West
98144 | WA | NorthernGrid_West
98145 | WA | NorthernGrid_West
98146 | WA | NorthernGrid_West
98148 | WA | NorthernGrid_West
98154 | WA | NorthernGrid_West
98155 | WA | NorthernGrid_West
98158 | WA | NorthernGrid_West
98160 | WA | NorthernGrid_West
98161 | WA | NorthernGrid_West
98164 | WA | NorthernGrid_West
98165 | WA | NorthernGrid_West
98166 | WA | NorthernGrid_West
98168 | WA | NorthernGrid_West
98170 | WA | NorthernGrid_West
98174 | WA | NorthernGrid_West
98175 | WA | NorthernGrid_West
98177 | WA | NorthernGrid_West
98178 | WA | NorthernGrid_West
98181 | WA | NorthernGrid_West
98185 | WA | NorthernGrid_West
98188 | WA | NorthernGrid_West
98190 | WA | NorthernGrid_West
98191 | WA | NorthernGrid_West
98194 | WA | NorthernGrid_West
98195 | WA | NorthernGrid_West
98198 | WA | NorthernGrid_West
98199 | WA | NorthernGrid_West
98201 | WA | NorthernGrid_West
98203 | WA | NorthernGrid_West
98204 | WA | NorthernGrid_West
98206 | WA | NorthernGrid_West
98207 | WA | NorthernGrid_West
98208 | WA | NorthernGrid_West
98213 | WA | NorthernGrid_West
98220 | WA | NorthernGrid_West
98221 | WA | NorthernGrid_West
98222 | WA | NorthernGrid_West
98223 | WA | NorthernGrid_West
98224 | WA | NorthernGrid_West
98225 | WA | NorthernGrid_West
98226 | WA | NorthernGrid_West
98227 | WA | NorthernGrid_West
98228 | WA | NorthernGrid_West
98229 | WA | NorthernGrid_West
98230 | WA | NorthernGrid_West
98231 | WA | NorthernGrid_West
98232 | WA | NorthernGrid_West
98233 | WA | NorthernGrid_West
98235 | WA | NorthernGrid_West
98236 | WA | NorthernGrid_West
98237 | WA | NorthernGrid_West
98238 | WA | NorthernGrid_West
98239 | WA | NorthernGrid_West
98240 | WA | NorthernGrid_West
98241 | WA | NorthernGrid_West
98243 | WA | NorthernGrid_West
98244 | WA | NorthernGrid_West
98245 | WA | NorthernGrid_West
98247 | WA | NorthernGrid_West
98248 | WA | NorthernGrid_West
98249 | WA | NorthernGrid_West
98250 | WA | NorthernGrid_West
98251 | WA | NorthernGrid_West
98252 | WA | NorthernGrid_West
98253 | WA | NorthernGrid_West
98255 | WA | NorthernGrid_West
98256 | WA | NorthernGrid_West
98257 | WA | NorthernGrid_West
98258 | WA | NorthernGrid_West
98259 | WA | NorthernGrid_West
98260 | WA | NorthernGrid_West
98261 | WA | NorthernGrid_West
98262 | WA | NorthernGrid_West
98263 | WA | NorthernGrid_West
98264 | WA | NorthernGrid_West
98266 | WA | NorthernGrid_West
98267 | WA | NorthernGrid_West
98270 | WA | NorthernGrid_West
98271 | WA | NorthernGrid_West
98272 | WA | NorthernGrid_West
98273 | WA | NorthernGrid_West
98274 | WA | NorthernGrid_West
98275 | WA | NorthernGrid_West
98276 | WA | NorthernGrid_West
98277 | WA | NorthernGrid_West
98278 | WA | NorthernGrid_West
98279 | WA | NorthernGrid_West
98280 | WA | NorthernGrid_West
98281 | WA | NorthernGrid_West
98282 | WA | NorthernGrid_West
98283 | WA | NorthernGrid_West
98284 | WA | NorthernGrid_West
98286 | WA | NorthernGrid_West
98287 | WA | NorthernGrid_West
98288 | WA | NorthernGrid_West
98290 | WA | NorthernGrid_West
98291 | WA | NorthernGrid_West
98292 | WA | NorthernGrid_West
98293 | WA | NorthernGrid_West
98294 | WA | NorthernGrid_West
98295 | WA | NorthernGrid_West
98296 | WA | NorthernGrid_West
98297 | WA | NorthernGrid_West
98303 | WA | NorthernGrid_West
98304 | WA | NorthernGrid_West
98310 | WA | NorthernGrid_West
98311 | WA | NorthernGrid_West
98312 | WA | NorthernGrid_West
98314 | WA | NorthernGrid_West
98315 | WA | NorthernGrid_West
98321 | WA | NorthernGrid_West
98322 | WA | NorthernGrid_West
98323 | WA | NorthernGrid_West
98327 | WA | NorthernGrid_West
98328 | WA | NorthernGrid_West
98329 | WA | NorthernGrid_West
98330 | WA | NorthernGrid_West
98332 | WA | NorthernGrid_West
98333 | WA | NorthernGrid_West
98335 | WA | NorthernGrid_West
98337 | WA | NorthernGrid_West
98338 | WA | NorthernGrid_West
98340 | WA | NorthernGrid_West
98342 | WA | NorthernGrid_West
98344 | WA | NorthernGrid_West
98345 | WA | NorthernGrid_West
98346 | WA | NorthernGrid_West
98348 | WA | NorthernGrid_West
98349 | WA | NorthernGrid_West
98351 | WA | NorthernGrid_West
98352 | WA | NorthernGrid_West
98353 | WA | NorthernGrid_West
98354 | WA | NorthernGrid_West
98359 | WA | NorthernGrid_West
98360 | WA | NorthernGrid_West
98364 | WA | NorthernGrid_West
98366 | WA | NorthernGrid_West
98367 | WA | NorthernGrid_West
98370 | WA | NorthernGrid_West
98371 | WA | NorthernGrid_West
98372 | WA | NorthernGrid_West
98373 | WA | NorthernGrid_West
98374 | WA | NorthernGrid_West
98375 | WA | NorthernGrid_West
98378 | WA | NorthernGrid_West
98380 | WA | NorthernGrid_West
98383 | WA | NorthernGrid_West
98384 | WA | NorthernGrid_West
98385 | WA | NorthernGrid_West
98386 | WA | NorthernGrid_West
98387 | WA | NorthernGrid_West
98388 | WA | NorthernGrid_West
98390 | WA | NorthernGrid_West
98391 | WA | NorthernGrid_West
98392 | WA | NorthernGrid_West
98393 | WA | NorthernGrid_West
98394 | WA | NorthernGrid_West
98395 | WA | NorthernGrid_West
98396 | WA | NorthernGrid_West
98397 | WA | NorthernGrid_West
98398 | WA | NorthernGrid_West
98401 | WA | NorthernGrid_West
98402 | WA | NorthernGrid_West
98403 | WA | NorthernGrid_West
98404 | WA | NorthernGrid_West
98405 | WA | NorthernGrid_West
98406 | WA | NorthernGrid_West
98407 | WA | NorthernGrid_West
98408 | WA | NorthernGrid_West
98409 | WA | NorthernGrid_West
98411 | WA | NorthernGrid_West
98412 | WA | NorthernGrid_West
98413 | WA | NorthernGrid_West
98415 | WA | NorthernGrid_West
98416 | WA | NorthernGrid_West
98417 | WA | NorthernGrid_West
98418 | WA | NorthernGrid_West
98419 | WA | NorthernGrid_West
98421 | WA | NorthernGrid_West
98422 | WA | NorthernGrid_West
98424 | WA | NorthernGrid_West
98430 | WA | NorthernGrid_West
98431 | WA | NorthernGrid_West
98433 | WA | NorthernGrid_West
98438 | WA | NorthernGrid_West
98439 | WA | NorthernGrid_West
98443 | WA | NorthernGrid_West
98444 | WA | NorthernGrid_West
98445 | WA | NorthernGrid_West
98446 | WA | NorthernGrid_West
98447 | WA | NorthernGrid_West
98448 | WA | NorthernGrid_West
98464 | WA | NorthernGrid_West
98465 | WA | NorthernGrid_West
98466 | WA | NorthernGrid_West
98467 | WA | NorthernGrid_West
98471 | WA | NorthernGrid_West
98481 | WA | NorthernGrid_West
98490 | WA | NorthernGrid_West
98493 | WA | NorthernGrid_West
98496 | WA | NorthernGrid_West
98497 | WA | NorthernGrid_West
98498 | WA | NorthernGrid_West
98499 | WA | NorthernGrid_West
98501 | WA | NorthernGrid_West
98502 | WA | NorthernGrid_West
98503 | WA | NorthernGrid_West
98504 | WA | NorthernGrid_West
98505 | WA | NorthernGrid_West
98506 | WA | NorthernGrid_West
98507 | WA | NorthernGrid_West
98508 | WA | NorthernGrid_West
98509 | WA | NorthernGrid_West
98511 | WA | NorthernGrid_West
98512 | WA | NorthernGrid_West
98513 | WA | NorthernGrid_West
98516 | WA | NorthernGrid_West
98530 | WA | NorthernGrid_West
98540 | WA | NorthernGrid_West
98556 | WA | NorthernGrid_West
98558 | WA | NorthernGrid_West
98576 | WA | NorthernGrid_West
98579 | WA | NorthernGrid_West
98580 | WA | NorthernGrid_West
98589 | WA | NorthernGrid_West
98597 | WA | NorthernGrid_West
98599 | WA | NorthernGrid_West
98801 | WA | NorthernGrid_West
98807 | WA | NorthernGrid_West
98811 | WA | NorthernGrid_West
98815 | WA | NorthernGrid_West
98816 | WA | NorthernGrid_West
98817 | WA | NorthernGrid_West
98821 | WA | NorthernGrid_West
98822 | WA | NorthernGrid_West
98826 | WA | NorthernGrid_West
98828 | WA | NorthernGrid_West
98831 | WA | NorthernGrid_West
98836 | WA | NorthernGrid_West
98847 | WA | NorthernGrid_West
98852 | WA | NorthernGrid_West
98922 | WA | NorthernGrid_West
98925 | WA | NorthernGrid_West
98926 | WA | NorthernGrid_West
98934 | WA | NorthernGrid_West
98940 | WA | NorthernGrid_West
98941 | WA | NorthernGrid_West
98943 | WA | NorthernGrid_West
98946 | WA | NorthernGrid_West
98950 | WA | NorthernGrid_West
98305 | WA | NorthernGrid_West
98320 | WA | NorthernGrid_West
98324 | WA | NorthernGrid_West
98325 | WA | NorthernGrid_West
98326 | WA | NorthernGrid_West
98331 | WA | NorthernGrid_West
98336 | WA | NorthernGrid_West
98339 | WA | NorthernGrid_West
98343 | WA | NorthernGrid_West
98350 | WA | NorthernGrid_West
98355 | WA | NorthernGrid_West
98356 | WA | NorthernGrid_West
98357 | WA | NorthernGrid_West
98358 | WA | NorthernGrid_West
98361 | WA | NorthernGrid_West
98362 | WA | NorthernGrid_West
98363 | WA | NorthernGrid_West
98365 | WA | NorthernGrid_West
98368 | WA | NorthernGrid_West
98376 | WA | NorthernGrid_West
98377 | WA | NorthernGrid_West
98381 | WA | NorthernGrid_West
98382 | WA | NorthernGrid_West
98520 | WA | NorthernGrid_West
98522 | WA | NorthernGrid_West
98524 | WA | NorthernGrid_West
98526 | WA | NorthernGrid_West
98527 | WA | NorthernGrid_West
98528 | WA | NorthernGrid_West
98531 | WA | NorthernGrid_West
98532 | WA | NorthernGrid_West
98533 | WA | NorthernGrid_West
98535 | WA | NorthernGrid_West
98536 | WA | NorthernGrid_West
98537 | WA | NorthernGrid_West
98538 | WA | NorthernGrid_West
98539 | WA | NorthernGrid_West
98541 | WA | NorthernGrid_West
98542 | WA | NorthernGrid_West
98544 | WA | NorthernGrid_West
98546 | WA | NorthernGrid_West
98547 | WA | NorthernGrid_West
98548 | WA | NorthernGrid_West
98550 | WA | NorthernGrid_West
98552 | WA | NorthernGrid_West
98554 | WA | NorthernGrid_West
98555 | WA | NorthernGrid_West
98557 | WA | NorthernGrid_West
98559 | WA | NorthernGrid_West
98560 | WA | NorthernGrid_West
98561 | WA | NorthernGrid_West
98562 | WA | NorthernGrid_West
98563 | WA | NorthernGrid_West
98564 | WA | NorthernGrid_West
98565 | WA | NorthernGrid_West
98566 | WA | NorthernGrid_West
98568 | WA | NorthernGrid_West
98569 | WA | NorthernGrid_West
98570 | WA | NorthernGrid_West
98571 | WA | NorthernGrid_West
98572 | WA | NorthernGrid_West
98575 | WA | NorthernGrid_West
98577 | WA | NorthernGrid_West
98581 | WA | NorthernGrid_West
98582 | WA | NorthernGrid_West
98583 | WA | NorthernGrid_West
98584 | WA | NorthernGrid_West
98585 | WA | NorthernGrid_West
98586 | WA | NorthernGrid_West
98587 | WA | NorthernGrid_West
98588 | WA | NorthernGrid_West
98590 | WA | NorthernGrid_West
98591 | WA | NorthernGrid_West
98592 | WA | NorthernGrid_West
98593 | WA | NorthernGrid_West
98595 | WA | NorthernGrid_West
98596 | WA | NorthernGrid_West
98601 | WA | NorthernGrid_West
98602 | WA | NorthernGrid_West
98603 | WA | NorthernGrid_West
98604 | WA | NorthernGrid_West
98605 | WA | NorthernGrid_West
98606 | WA | NorthernGrid_West
98607 | WA | NorthernGrid_West
98609 | WA | NorthernGrid_West
98610 | WA | NorthernGrid_West
98611 | WA | NorthernGrid_West
98612 | WA | NorthernGrid_West
98613 | WA | NorthernGrid_West
98614 | WA | NorthernGrid_West
98616 | WA | NorthernGrid_West
98617 | WA | NorthernGrid_West
98619 | WA | NorthernGrid_West
98620 | WA | NorthernGrid_West
98621 | WA | NorthernGrid_West
98622 | WA | NorthernGrid_West
98623 | WA | NorthernGrid_West
98624 | WA | NorthernGrid_West
98625 | WA | NorthernGrid_West
98626 | WA | NorthernGrid_West
98628 | WA | NorthernGrid_West
98629 | WA | NorthernGrid_West
98631 | WA | NorthernGrid_West
98632 | WA | NorthernGrid_West
98635 | WA | NorthernGrid_West
98637 | WA | NorthernGrid_West
98638 | WA | NorthernGrid_West
98639 | WA | NorthernGrid_West
98640 | WA | NorthernGrid_West
98641 | WA | NorthernGrid_West
98642 | WA | NorthernGrid_West
98643 | WA | NorthernGrid_West
98644 | WA | NorthernGrid_West
98645 | WA | NorthernGrid_West
98647 | WA | NorthernGrid_West
98648 | WA | NorthernGrid_West
98649 | WA | NorthernGrid_West
98650 | WA | NorthernGrid_West
98651 | WA | NorthernGrid_West
98660 | WA | NorthernGrid_West
98661 | WA | NorthernGrid_West
98662 | WA | NorthernGrid_West
98663 | WA | NorthernGrid_West
98664 | WA | NorthernGrid_West
98665 | WA | NorthernGrid_West
98666 | WA | NorthernGrid_West
98668 | WA | NorthernGrid_West
98670 | WA | NorthernGrid_West
98671 | WA | NorthernGrid_West
98672 | WA | NorthernGrid_West
98673 | WA | NorthernGrid_West
98674 | WA | NorthernGrid_West
98675 | WA | NorthernGrid_West
98682 | WA | NorthernGrid_West
98683 | WA | NorthernGrid_West
98684 | WA | NorthernGrid_West
98685 | WA | NorthernGrid_West
98686 | WA | NorthernGrid_West
98687 | WA | NorthernGrid_West
98901 | WA | NorthernGrid_West
98902 | WA | NorthernGrid_West
98903 | WA | NorthernGrid_West
98904 | WA | NorthernGrid_West
98907 | WA | NorthernGrid_West
98908 | WA | NorthernGrid_West
98909 | WA | NorthernGrid_West
98920 | WA | NorthernGrid_West
98921 | WA | NorthernGrid_West
98923 | WA | NorthernGrid_West
98930 | WA | NorthernGrid_West
98932 | WA | NorthernGrid_West
98933 | WA | NorthernGrid_West
98935 | WA | NorthernGrid_West
98936 | WA | NorthernGrid_West
98937 | WA | NorthernGrid_West
98938 | WA | NorthernGrid_West
98939 | WA | NorthernGrid_West
98942 | WA | NorthernGrid_West
98944 | WA | NorthernGrid_West
98947 | WA | NorthernGrid_West
98948 | WA | NorthernGrid_West
98951 | WA | NorthernGrid_West
98952 | WA | NorthernGrid_West
98953 | WA | NorthernGrid_West
99320 | WA | NorthernGrid_West
99322 | WA | NorthernGrid_West
99323 | WA | NorthernGrid_West
99324 | WA | NorthernGrid_West
99328 | WA | NorthernGrid_West
99329 | WA | NorthernGrid_West
99336 | WA | NorthernGrid_West
99337 | WA | NorthernGrid_West
99338 | WA | NorthernGrid_West
99345 | WA | NorthernGrid_West
99346 | WA | NorthernGrid_West
99347 | WA | NorthernGrid_West
99348 | WA | NorthernGrid_West
99350 | WA | NorthernGrid_West
99352 | WA | NorthernGrid_West
99353 | WA | NorthernGrid_West
99354 | WA | NorthernGrid_West
99356 | WA | NorthernGrid_West
99359 | WA | NorthernGrid_West
99360 | WA | NorthernGrid_West
99361 | WA | NorthernGrid_West
99362 | WA | NorthernGrid_West
99363 | WA | NorthernGrid_West
99401 | WA | NorthernGrid_West
99402 | WA | NorthernGrid_West
99403 | WA | NorthernGrid_West
98812 | WA | NorthernGrid_West
98814 | WA | NorthernGrid_West
98819 | WA | NorthernGrid_West
98827 | WA | NorthernGrid_West
98829 | WA | NorthernGrid_West
98833 | WA | NorthernGrid_West
98834 | WA | NorthernGrid_West
98840 | WA | NorthernGrid_West
98841 | WA | NorthernGrid_West
98844 | WA | NorthernGrid_West
98846 | WA | NorthernGrid_West
98849 | WA | NorthernGrid_West
98855 | WA | NorthernGrid_West
98856 | WA | NorthernGrid_West
98859 | WA | NorthernGrid_West
98862 | WA | NorthernGrid_West
99001 | WA | NorthernGrid_West
99003 | WA | NorthernGrid_West
99004 | WA | NorthernGrid_West
99005 | WA | NorthernGrid_West
99006 | WA | NorthernGrid_West
99008 | WA | NorthernGrid_West
99009 | WA | NorthernGrid_West
99011 | WA | NorthernGrid_West
99012 | WA | NorthernGrid_West
99013 | WA | NorthernGrid_West
99014 | WA | NorthernGrid_West
99016 | WA | NorthernGrid_West
99017 | WA | NorthernGrid_West
99018 | WA | NorthernGrid_West
99019 | WA | NorthernGrid_West
99020 | WA | NorthernGrid_West
99021 | WA | NorthernGrid_West
99022 | WA | NorthernGrid_West
99023 | WA | NorthernGrid_West
99025 | WA | NorthernGrid_West
99026 | WA | NorthernGrid_West
99027 | WA | NorthernGrid_West
99029 | WA | NorthernGrid_West
99030 | WA | NorthernGrid_West
99031 | WA | NorthernGrid_West
99032 | WA | NorthernGrid_West
99033 | WA | NorthernGrid_West
99034 | WA | NorthernGrid_West
99036 | WA | NorthernGrid_West
99037 | WA | NorthernGrid_West
99039 | WA | NorthernGrid_West
99040 | WA | NorthernGrid_West
99101 | WA | NorthernGrid_West
99102 | WA | NorthernGrid_West
99103 | WA | NorthernGrid_West
99104 | WA | NorthernGrid_West
99105 | WA | NorthernGrid_West
99109 | WA | NorthernGrid_West
99110 | WA | NorthernGrid_West
99111 | WA | NorthernGrid_West
99113 | WA | NorthernGrid_West
99114 | WA | NorthernGrid_West
99116 | WA | NorthernGrid_West
99117 | WA | NorthernGrid_West
99118 | WA | NorthernGrid_West
99119 | WA | NorthernGrid_West
99121 | WA | NorthernGrid_West
99122 | WA | NorthernGrid_West
99124 | WA | NorthernGrid_West
99125 | WA | NorthernGrid_West
99126 | WA | NorthernGrid_West
99128 | WA | NorthernGrid_West
99129 | WA | NorthernGrid_West
99130 | WA | NorthernGrid_West
99131 | WA | NorthernGrid_West
99134 | WA | NorthernGrid_West
99136 | WA | NorthernGrid_West
99137 | WA | NorthernGrid_West
99138 | WA | NorthernGrid_West
99139 | WA | NorthernGrid_West
99140 | WA | NorthernGrid_West
99141 | WA | NorthernGrid_West
99143 | WA | NorthernGrid_West
99144 | WA | NorthernGrid_West
99146 | WA | NorthernGrid_West
99147 | WA | NorthernGrid_West
99148 | WA | NorthernGrid_West
99149 | WA | NorthernGrid_West
99150 | WA | NorthernGrid_West
99151 | WA | NorthernGrid_West
99152 | WA | NorthernGrid_West
99153 | WA | NorthernGrid_West
99154 | WA | NorthernGrid_West
99155 | WA | NorthernGrid_West
99156 | WA | NorthernGrid_West
99157 | WA | NorthernGrid_West
99158 | WA | NorthernGrid_West
99159 | WA | NorthernGrid_West
99160 | WA | NorthernGrid_West
99161 | WA | NorthernGrid_West
99163 | WA | NorthernGrid_West
99164 | WA | NorthernGrid_West
99166 | WA | NorthernGrid_West
99167 | WA | NorthernGrid_West
99169 | WA | NorthernGrid_West
99170 | WA | NorthernGrid_West
99171 | WA | NorthernGrid_West
99173 | WA | NorthernGrid_West
99174 | WA | NorthernGrid_West
99176 | WA | NorthernGrid_West
99179 | WA | NorthernGrid_West
99180 | WA | NorthernGrid_West
99181 | WA | NorthernGrid_West
99185 | WA | NorthernGrid_West
99201 | WA | NorthernGrid_West
99202 | WA | NorthernGrid_West
99203 | WA | NorthernGrid_West
99204 | WA | NorthernGrid_West
99205 | WA | NorthernGrid_West
99206 | WA | NorthernGrid_West
99207 | WA | NorthernGrid_West
99208 | WA | NorthernGrid_West
99209 | WA | NorthernGrid_West
99210 | WA | NorthernGrid_West
99211 | WA | NorthernGrid_West
99212 | WA | NorthernGrid_West
99213 | WA | NorthernGrid_West
99214 | WA | NorthernGrid_West
99215 | WA | NorthernGrid_West
99216 | WA | NorthernGrid_West
99217 | WA | NorthernGrid_West
99218 | WA | NorthernGrid_West
99219 | WA | NorthernGrid_West
99220 | WA | NorthernGrid_West
99223 | WA | NorthernGrid_West
99224 | WA | NorthernGrid_West
99228 | WA | NorthernGrid_West
99251 | WA | NorthernGrid_West
99252 | WA | NorthernGrid_West
99256 | WA | NorthernGrid_West
99258 | WA | NorthernGrid_West
99260 | WA | NorthernGrid_West
99301 | WA | NorthernGrid_West
99302 | WA | NorthernGrid_West
99326 | WA | NorthernGrid_West
99330 | WA | NorthernGrid_West
99333 | WA | NorthernGrid_West
99335 | WA | NorthernGrid_West
99341 | WA | NorthernGrid_West
99343 | WA | NorthernGrid_West
99344 | WA | NorthernGrid_West
99371 | WA | NorthernGrid_West
98802 | WA | NorthernGrid_West
98813 | WA | NorthernGrid_West
98823 | WA | NorthernGrid_West
98824 | WA | NorthernGrid_West
98830 | WA | NorthernGrid_West
98832 | WA | NorthernGrid_West
98837 | WA | NorthernGrid_West
98843 | WA | NorthernGrid_West
98845 | WA | NorthernGrid_West
98848 | WA | NorthernGrid_West
98850 | WA | NorthernGrid_West
98851 | WA | NorthernGrid_West
98853 | WA | NorthernGrid_West
98857 | WA | NorthernGrid_West
98858 | WA | NorthernGrid_West
98860 | WA | NorthernGrid_West
99115 | WA | NorthernGrid_West
99123 | WA | NorthernGrid_West
99133 | WA | NorthernGrid_West
99135 | WA | NorthernGrid_West
99321 | WA | NorthernGrid_West
99349 | WA | NorthernGrid_West
99357 | WA | NorthernGrid_West
97001 | OR | NorthernGrid_West
97002 | OR | NorthernGrid_West
97003 | OR | NorthernGrid_West
97004 | OR | NorthernGrid_West
97005 | OR | NorthernGrid_West
97006 | OR | NorthernGrid_West
97007 | OR | NorthernGrid_West
97008 | OR | NorthernGrid_West
97009 | OR | NorthernGrid_West
97010 | OR | NorthernGrid_West
97011 | OR | NorthernGrid_West
97013 | OR | NorthernGrid_West
97014 | OR | NorthernGrid_West
97015 | OR | NorthernGrid_West
97016 | OR | NorthernGrid_West
97017 | OR | NorthernGrid_West
97018 | OR | NorthernGrid_West
97019 | OR | NorthernGrid_West
97020 | OR | NorthernGrid_West
97021 | OR | NorthernGrid_West
97022 | OR | NorthernGrid_West
97023 | OR | NorthernGrid_West
97024 | OR | NorthernGrid_West
97026 | OR | NorthernGrid_West
97027 | OR | NorthernGrid_West
97028 | OR | NorthernGrid_West
97029 | OR | NorthernGrid_West
97030 | OR | NorthernGrid_West
97031 | OR | NorthernGrid_West
97032 | OR | NorthernGrid_West
97033 | OR | NorthernGrid_West
97034 | OR | NorthernGrid_West
97035 | OR | NorthernGrid_West
97036 | OR | NorthernGrid_West
97037 | OR | NorthernGrid_West
97038 | OR | NorthernGrid_West
97039 | OR | NorthernGrid_West
97040 | OR | NorthernGrid_West
97041 | OR | NorthernGrid_West
97042 | OR | NorthernGrid_West
97044 | OR | NorthernGrid_West
97045 | OR | NorthernGrid_West
97048 | OR | NorthernGrid_West
97049 | OR | NorthernGrid_West
97050 | OR | NorthernGrid_West
97051 | OR | NorthernGrid_West
97053 | OR | NorthernGrid_West
97054 | OR | NorthernGrid_West
97055 | OR | NorthernGrid_West
97056 | OR | NorthernGrid_West
97057 | OR | NorthernGrid_West
97058 | OR | NorthernGrid_West
97060 | OR | NorthernGrid_West
97062 | OR | NorthernGrid_West
97063 | OR | NorthernGrid_West
97064 | OR | NorthernGrid_West
97065 | OR | NorthernGrid_West
97067 | OR | NorthernGrid_West
97068 | OR | NorthernGrid_West
97070 | OR | NorthernGrid_West
97071 | OR | NorthernGrid_West
97075 | OR | NorthernGrid_West
97076 | OR | NorthernGrid_West
97077 | OR | NorthernGrid_West
97078 | OR | NorthernGrid_West
97079 | OR | NorthernGrid_West
97080 | OR | NorthernGrid_West
97086 | OR | NorthernGrid_West
97089 | OR | NorthernGrid_West
97101 | OR | NorthernGrid_West
97102 | OR | NorthernGrid_West
97103 | OR | NorthernGrid_West
97106 | OR | NorthernGrid_West
97107 | OR | NorthernGrid_West
97108 | OR | NorthernGrid_West
97109 | OR | NorthernGrid_West
97110 | OR | NorthernGrid_West
97111 | OR | NorthernGrid_West
97112 | OR | NorthernGrid_West
97113 | OR | NorthernGrid_West
97114 | OR | NorthernGrid_West
97115 | OR | NorthernGrid_West
97116 | OR | NorthernGrid_West
97117 | OR | NorthernGrid_West
97118 | OR | NorthernGrid_West
97119 | OR | NorthernGrid_West
97121 | OR | NorthernGrid_West
97122 | OR | NorthernGrid_West
97123 | OR | NorthernGrid_West
97124 | OR | NorthernGrid_West
97125 | OR | NorthernGrid_West
97127 | OR | NorthernGrid_West
97128 | OR | NorthernGrid_West
97129 | OR | NorthernGrid_West
97130 | OR | NorthernGrid_West
97131 | OR | NorthernGrid_West
97132 | OR | NorthernGrid_West
97133 | OR | NorthernGrid_West
97134 | OR | NorthernGrid_West
97135 | OR | NorthernGrid_West
97136 | OR | NorthernGrid_West
97137 | OR | NorthernGrid_West
97138 | OR | NorthernGrid_West
97140 | OR | NorthernGrid_West
97141 | OR | NorthernGrid_West
97143 | OR | NorthernGrid_West
97144 | OR | NorthernGrid_West
97145 | OR | NorthernGrid_West
97146 | OR | NorthernGrid_West
97147 | OR | NorthernGrid_West
97148 | OR | NorthernGrid_West
97149 | OR | NorthernGrid_West
97201 | OR | NorthernGrid_West
97202 | OR | NorthernGrid_West
97203 | OR | NorthernGrid_West
97204 | OR | NorthernGrid_West
97205 | OR | NorthernGrid_West
97206 | OR | NorthernGrid_West
97207 | OR | NorthernGrid_West
97208 | OR | NorthernGrid_West
97209 | OR | NorthernGrid_West
97210 | OR | NorthernGrid_West
97211 | OR | NorthernGrid_West
97212 | OR | NorthernGrid_West
97213 | OR | NorthernGrid_West
97214 | OR | NorthernGrid_West
97215 | OR | NorthernGrid_West
97216 | OR | NorthernGrid_West
97217 | OR | NorthernGrid_West
97218 | OR | NorthernGrid_West
97219 | OR | NorthernGrid_West
97220 | OR | NorthernGrid_West
97221 | OR | NorthernGrid_West
97222 | OR | NorthernGrid_West
97223 | OR | NorthernGrid_West
97224 | OR | NorthernGrid_West
97225 | OR | NorthernGrid_West
97227 | OR | NorthernGrid_West
97228 | OR | NorthernGrid_West
97229 | OR | NorthernGrid_West
97230 | OR | NorthernGrid_West
97231 | OR | NorthernGrid_West
97232 | OR | NorthernGrid_West
97233 | OR | NorthernGrid_West
97236 | OR | NorthernGrid_West
97238 | OR | NorthernGrid_West
97239 | OR | NorthernGrid_West
97240 | OR | NorthernGrid_West
97242 | OR | NorthernGrid_West
97250 | OR | NorthernGrid_West
97251 | OR | NorthernGrid_West
97252 | OR | NorthernGrid_West
97253 | OR | NorthernGrid_West
97254 | OR | NorthernGrid_West
97256 | OR | NorthernGrid_West
97258 | OR | NorthernGrid_West
97266 | OR | NorthernGrid_West
97267 | OR | NorthernGrid_West
97268 | OR | NorthernGrid_West
97269 | OR | NorthernGrid_West
97280 | OR | NorthernGrid_West
97281 | OR | NorthernGrid_West
97282 | OR | NorthernGrid_West
97283 | OR | NorthernGrid_West
97286 | OR | NorthernGrid_West
97290 | OR | NorthernGrid_West
97291 | OR | NorthernGrid_West
97292 | OR | NorthernGrid_West
97293 | OR | NorthernGrid_West
97294 | OR | NorthernGrid_West
97296 | OR | NorthernGrid_West
97298 | OR | NorthernGrid_West
97301 | OR | NorthernGrid_West
97302 | OR | NorthernGrid_West
97303 | OR | NorthernGrid_West
97304 | OR | NorthernGrid_West
97305 | OR | NorthernGrid_West
97306 | OR | NorthernGrid_West
97307 | OR | NorthernGrid_West
97308 | OR | NorthernGrid_West
97309 | OR | NorthernGrid_West
97310 | OR | NorthernGrid_West
97311 | OR | NorthernGrid_West
97312 | OR | NorthernGrid_West
97314 | OR | NorthernGrid_West
97317 | OR | NorthernGrid_West
97321 | OR | NorthernGrid_West
97322 | OR | NorthernGrid_West
97324 | OR | NorthernGrid_West
97325 | OR | NorthernGrid_West
97326 | OR | NorthernGrid_West
97327 | OR | NorthernGrid_West
97329 | OR | NorthernGrid_West
97330 | OR | NorthernGrid_West
97331 | OR | NorthernGrid_West
97333 | OR | NorthernGrid_West
97335 | OR | NorthernGrid_West
97336 | OR | NorthernGrid_West
97338 | OR | NorthernGrid_West
97339 | OR | NorthernGrid_West
97341 | OR | NorthernGrid_West
97342 | OR | NorthernGrid_West
97343 | OR | NorthernGrid_West
97344 | OR | NorthernGrid_West
97345 | OR | NorthernGrid_West
97346 | OR | NorthernGrid_West
97347 | OR | NorthernGrid_West
97348 | OR | NorthernGrid_West
97350 | OR | NorthernGrid_West
97351 | OR | NorthernGrid_West
97352 | OR | NorthernGrid_West
97355 | OR | NorthernGrid_West
97357 | OR | NorthernGrid_West
97358 | OR | NorthernGrid_West
97360 | OR | NorthernGrid_West
97361 | OR | NorthernGrid_West
97362 | OR | NorthernGrid_West
97364 | OR | NorthernGrid_West
97365 | OR | NorthernGrid_West
97366 | OR | NorthernGrid_West
97367 | OR | NorthernGrid_West
97368 | OR | NorthernGrid_West
97369 | OR | NorthernGrid_West
97370 | OR | NorthernGrid_West
97371 | OR | NorthernGrid_West
97373 | OR | NorthernGrid_West
97374 | OR | NorthernGrid_West
97375 | OR | NorthernGrid_West
97376 | OR | NorthernGrid_West
97377 | OR | NorthernGrid_West
97378 | OR | NorthernGrid_West
97380 | OR | NorthernGrid_West
97381 | OR | NorthernGrid_West
97383 | OR | NorthernGrid_West
97384 | OR | NorthernGrid_West
97385 | OR | NorthernGrid_West
97386 | OR | NorthernGrid_West
97388 | OR | NorthernGrid_West
97389 | OR | NorthernGrid_West
97390 | OR | NorthernGrid_West
97391 | OR | NorthernGrid_West
97392 | OR | NorthernGrid_West
97394 | OR | NorthernGrid_West
97396 | OR | NorthernGrid_West
97401 | OR | NorthernGrid_West
97402 | OR | NorthernGrid_West
97403 | OR | NorthernGrid_West
97404 | OR | NorthernGrid_West
97405 | OR | NorthernGrid_West
97408 | OR | NorthernGrid_West
97409 | OR | NorthernGrid_West
97412 | OR | NorthernGrid_West
97413 | OR | NorthernGrid_West
97419 | OR | NorthernGrid_West
97424 | OR | NorthernGrid_West
97426 | OR | NorthernGrid_West
97430 | OR | NorthernGrid_West
97431 | OR | NorthernGrid_West
97434 | OR | NorthernGrid_West
97437 | OR | NorthernGrid_West
97438 | OR | NorthernGrid_West
97439 | OR | NorthernGrid_West
97440 | OR | NorthernGrid_West
97446 | OR | NorthernGrid_West
97448 | OR | NorthernGrid_West
97451 | OR | NorthernGrid_West
97452 | OR | NorthernGrid_West
97453 | OR | NorthernGrid_West
97454 | OR | NorthernGrid_West
97455 | OR | NorthernGrid_West
97456 | OR | NorthernGrid_West
97461 | OR | NorthernGrid_West
97463 | OR | NorthernGrid_West
97475 | OR | NorthernGrid_West
97477 | OR | NorthernGrid_West
97478 | OR | NorthernGrid_West
97480 | OR | NorthernGrid_West
97487 | OR | NorthernGrid_West
97488 | OR | NorthernGrid_West
97489 | OR | NorthernGrid_West
97490 | OR | NorthernGrid_West
97492 | OR | NorthernGrid_West
97493 | OR | NorthernGrid_West
97498 | OR | NorthernGrid_West
97701 | OR | NorthernGrid_West
97702 | OR | NorthernGrid_West
97703 | OR | NorthernGrid_West
97707 | OR | NorthernGrid_West
97708 | OR | NorthernGrid_West
97709 | OR | NorthernGrid_West
97711 | OR | NorthernGrid_West
97712 | OR | NorthernGrid_West
97730 | OR | NorthernGrid_West
97734 | OR | NorthernGrid_West
97739 | OR | NorthernGrid_West
97741 | OR | NorthernGrid_West
97750 | OR | NorthernGrid_West
97751 | OR | NorthernGrid_West
97752 | OR | NorthernGrid_West
97753 | OR | NorthernGrid_West
97754 | OR | NorthernGrid_West
97756 | OR | NorthernGrid_West
97759 | OR | NorthernGrid_West
97760 | OR | NorthernGrid_West
97761 | OR | NorthernGrid_West
97801 | OR | NorthernGrid_West
97810 | OR | NorthernGrid_West
97812 | OR | NorthernGrid_West
97813 | OR | NorthernGrid_West
97817 | OR | NorthernGrid_West
97818 | OR | NorthernGrid_West
97820 | OR | NorthernGrid_West
97823 | OR | NorthernGrid_West
97824 | OR | NorthernGrid_West
97825 | OR | NorthernGrid_West
97826 | OR | NorthernGrid_West
97827 | OR | NorthernGrid_West
97828 | OR | NorthernGrid_West
97830 | OR | NorthernGrid_West
97835 | OR | NorthernGrid_West
97836 | OR | NorthernGrid_West
97838 | OR | NorthernGrid_West
97839 | OR | NorthernGrid_West
97841 | OR | NorthernGrid_West
97842 | OR | NorthernGrid_West
97843 | OR | NorthernGrid_West
97844 | OR | NorthernGrid_West
97845 | OR | NorthernGrid_West
97846 | OR | NorthernGrid_West
97848 | OR | NorthernGrid_West
97850 | OR | NorthernGrid_West
97856 | OR | NorthernGrid_West
97857 | OR | NorthernGrid_West
97859 | OR | NorthernGrid_West
97861 | OR | NorthernGrid_West
97862 | OR | NorthernGrid_West
97864 | OR | NorthernGrid_West
97865 | OR | NorthernGrid_West
97867 | OR | NorthernGrid_West
97868 | OR | NorthernGrid_West
97869 | OR | NorthernGrid_West
97873 | OR | NorthernGrid_West
97874 | OR | NorthernGrid_West
97875 | OR | NorthernGrid_West
97876 | OR | NorthernGrid_West
97880 | OR | NorthernGrid_West
97882 | OR | NorthernGrid_West
97883 | OR | NorthernGrid_West
97885 | OR | NorthernGrid_West
97886 | OR | NorthernGrid_West
97406 | OR | NorthernGrid_West
97407 | OR | NorthernGrid_West
97410 | OR | NorthernGrid_West
97411 | OR | NorthernGrid_West
97414 | OR | NorthernGrid_West
97415 | OR | NorthernGrid_West
97416 | OR | NorthernGrid_West
97417 | OR | NorthernGrid_West
97420 | OR | NorthernGrid_West
97423 | OR | NorthernGrid_West
97429 | OR | NorthernGrid_West
97432 | OR | NorthernGrid_West
97435 | OR | NorthernGrid_West
97436 | OR | NorthernGrid_West
97441 | OR | NorthernGrid_West
97442 | OR | NorthernGrid_West
97443 | OR | NorthernGrid_West
97444 | OR | NorthernGrid_West
97447 | OR | NorthernGrid_West
97449 | OR | NorthernGrid_West
97450 | OR | NorthernGrid_West
97457 | OR | NorthernGrid_West
97458 | OR | NorthernGrid_West
97459 | OR | NorthernGrid_West
97462 | OR | NorthernGrid_West
97464 | OR | NorthernGrid_West
97465 | OR | NorthernGrid_West
97466 | OR | NorthernGrid_West
97467 | OR | NorthernGrid_West
97469 | OR | NorthernGrid_West
97470 | OR | NorthernGrid_West
97471 | OR | NorthernGrid_West
97473 | OR | NorthernGrid_West
97476 | OR | NorthernGrid_West
97479 | OR | NorthernGrid_West
97481 | OR | NorthernGrid_West
97484 | OR | NorthernGrid_West
97486 | OR | NorthernGrid_West
97491 | OR | NorthernGrid_West
97494 | OR | NorthernGrid_West
97495 | OR | NorthernGrid_West
97496 | OR | NorthernGrid_West
97497 | OR | NorthernGrid_West
97499 | OR | NorthernGrid_West
97501 | OR | NorthernGrid_West
97502 | OR | NorthernGrid_West
97503 | OR | NorthernGrid_West
97504 | OR | NorthernGrid_West
97520 | OR | NorthernGrid_West
97522 | OR | NorthernGrid_West
97523 | OR | NorthernGrid_West
97524 | OR | NorthernGrid_West
97525 | OR | NorthernGrid_West
97526 | OR | NorthernGrid_West
97527 | OR | NorthernGrid_West
97528 | OR | NorthernGrid_West
97530 | OR | NorthernGrid_West
97531 | OR | NorthernGrid_West
97532 | OR | NorthernGrid_West
97533 | OR | NorthernGrid_West
97534 | OR | NorthernGrid_West
97535 | OR | NorthernGrid_West
97536 | OR | NorthernGrid_West
97537 | OR | NorthernGrid_West
97538 | OR | NorthernGrid_West
97539 | OR | NorthernGrid_West
97540 | OR | NorthernGrid_West
97541 | OR | NorthernGrid_West
97543 | OR | NorthernGrid_West
97544 | OR | NorthernGrid_West
97601 | OR | NorthernGrid_West
97602 | OR | NorthernGrid_West
97603 | OR | NorthernGrid_West
97604 | OR | NorthernGrid_West
97621 | OR | NorthernGrid_West
97622 | OR | NorthernGrid_West
97623 | OR | NorthernGrid_West
97624 | OR | NorthernGrid_West
97625 | OR | NorthernGrid_West
97626 | OR | NorthernGrid_West
97627 | OR | NorthernGrid_West
97632 | OR | NorthernGrid_West
97633 | OR | NorthernGrid_West
97634 | OR | NorthernGrid_West
97639 | OR | NorthernGrid_West
97731 | OR | NorthernGrid_West
97733 | OR | NorthernGrid_West
97737 | OR | NorthernGrid_West
97620 | OR | NorthernGrid_West
97630 | OR | NorthernGrid_West
97635 | OR | NorthernGrid_West
97636 | OR | NorthernGrid_West
97637 | OR | NorthernGrid_West
97638 | OR | NorthernGrid_West
97640 | OR | NorthernGrid_West
97641 | OR | NorthernGrid_West
97710 | OR | NorthernGrid_West
97720 | OR | NorthernGrid_West
97721 | OR | NorthernGrid_West
97722 | OR | NorthernGrid_West
97732 | OR | NorthernGrid_West
97735 | OR | NorthernGrid_West
97736 | OR | NorthernGrid_West
97738 | OR | NorthernGrid_West
97758 | OR | NorthernGrid_West
97814 | OR | NorthernGrid_West
97819 | OR | NorthernGrid_West
97833 | OR | NorthernGrid_West
97834 | OR | NorthernGrid_West
97837 | OR | NorthernGrid_West
97840 | OR | NorthernGrid_West
97870 | OR | NorthernGrid_West
97877 | OR | NorthernGrid_West
97884 | OR | NorthernGrid_West
97901 | OR | NorthernGrid_West
97902 | OR | NorthernGrid_West
97903 | OR | NorthernGrid_West
97904 | OR | NorthernGrid_West
97905 | OR | NorthernGrid_West
97906 | OR | NorthernGrid_West
97907 | OR | NorthernGrid_West
97908 | OR | NorthernGrid_West
97909 | OR | NorthernGrid_West
97910 | OR | NorthernGrid_West
97911 | OR | NorthernGrid_West
97913 | OR | NorthernGrid_West
97914 | OR | NorthernGrid_West
97917 | OR | NorthernGrid_West
97918 | OR | NorthernGrid_West
97920 | OR | NorthernGrid_West
95568 | CA | NorthernGrid_South
96006 | CA | NorthernGrid_South
96009 | CA | NorthernGrid_South
96014 | CA | NorthernGrid_South
96015 | CA | NorthernGrid_South
96023 | CA | NorthernGrid_South
96025 | CA | NorthernGrid_South
96027 | CA | NorthernGrid_South
96031 | CA | NorthernGrid_South
96032 | CA | NorthernGrid_South
96034 | CA | NorthernGrid_South
96037 | CA | NorthernGrid_South
96038 | CA | NorthernGrid_South
96039 | CA | NorthernGrid_South
96044 | CA | NorthernGrid_South
96050 | CA | NorthernGrid_South
96054 | CA | NorthernGrid_South
96057 | CA | NorthernGrid_South
96058 | CA | NorthernGrid_South
96064 | CA | NorthernGrid_South
96067 | CA | NorthernGrid_South
96068 | CA | NorthernGrid_South
96085 | CA | NorthernGrid_South
96086 | CA | NorthernGrid_South
96094 | CA | NorthernGrid_South
96097 | CA | NorthernGrid_South
96101 | CA | NorthernGrid_South
96104 | CA | NorthernGrid_South
96108 | CA | NorthernGrid_South
96109 | CA | NorthernGrid_South
96110 | CA | NorthernGrid_South
96112 | CA | NorthernGrid_South
96113 | CA | NorthernGrid_South
96114 | CA | NorthernGrid_South
96115 | CA | NorthernGrid_South
96116 | CA | NorthernGrid_South
96117 | CA | NorthernGrid_South
96119 | CA | NorthernGrid_South
96121 | CA | NorthernGrid_South
96123 | CA | NorthernGrid_South
96127 | CA | NorthernGrid_South
96128 | CA | NorthernGrid_South
96130 | CA | NorthernGrid_South
96132 | CA | NorthernGrid_South
96134 | CA | NorthernGrid_South
96136 | CA | NorthernGrid_South
93013 | CA | CAISO
93014 | CA | CAISO
93067 | CA | CAISO
93101 | CA | CAISO
93102 | CA | CAISO
93103 | CA | CAISO
93105 | CA | CAISO
93106 | CA | CAISO
93107 | CA | CAISO
93108 | CA | CAISO
93109 | CA | CAISO
93110 | CA | CAISO
93111 | CA | CAISO
93116 | CA | CAISO
93117 | CA | CAISO
93118 | CA | CAISO
93120 | CA | CAISO
93121 | CA | CAISO
93130 | CA | CAISO
93140 | CA | CAISO
93150 | CA | CAISO
93160 | CA | CAISO
93190 | CA | CAISO
93199 | CA | CAISO
93202 | CA | CAISO
93204 | CA | CAISO
93210 | CA | CAISO
93212 | CA | CAISO
93230 | CA | CAISO
93232 | CA | CAISO
93234 | CA | CAISO
93239 | CA | CAISO
93242 | CA | CAISO
93245 | CA | CAISO
93246 | CA | CAISO
93254 | CA | CAISO
93266 | CA | CAISO
93401 | CA | CAISO
93402 | CA | CAISO
93403 | CA | CAISO
93405 | CA | CAISO
93406 | CA | CAISO
93407 | CA | CAISO
93408 | CA | CAISO
93409 | CA | CAISO
93410 | CA | CAISO
93412 | CA | CAISO
93420 | CA | CAISO
93421 | CA | CAISO
93422 | CA | CAISO
93423 | CA | CAISO
93424 | CA | CAISO
93426 | CA | CAISO
93427 | CA | CAISO
93428 | CA | CAISO
93429 | CA | CAISO
93430 | CA | CAISO
93432 | CA | CAISO
93433 | CA | CAISO
93434 | CA | CAISO
93435 | CA | CAISO
93436 | CA | CAISO
93437 | CA | CAISO
93438 | CA | CAISO
93440 | CA | CAISO
93441 | CA | CAISO
93442 | CA | CAISO
93443 | CA | CAISO
93444 | CA | CAISO
93445 | CA | CAISO
93446 | CA | CAISO
93447 | CA | CAISO
93448 | CA | CAISO
93449 | CA | CAISO
93450 | CA | CAISO
93451 | CA | CAISO
93452 | CA | CAISO
93453 | CA | CAISO
93454 | CA | CAISO
93455 | CA | CAISO
93456 | CA | CAISO
93457 | CA | CAISO
93458 | CA | CAISO
93460 | CA | CAISO
93461 | CA | CAISO
93463 | CA | CAISO
93464 | CA | CAISO
93465 | CA | CAISO
93475 | CA | CAISO
93483 | CA | CAISO
93601 | CA | CAISO
93602 | CA | CAISO
93604 | CA | CAISO
93605 | CA | CAISO
93606 | CA | CAISO
93607 | CA | CAISO
93608 | CA | CAISO
93609 | CA | CAISO
93610 | CA | CAISO
93611 | CA | CAISO
93612 | CA | CAISO
93613 | CA | CAISO
93614 | CA | CAISO
93616 | CA | CAISO
93619 | CA | CAISO
93620 | CA | CAISO
93621 | CA | CAISO
93622 | CA | CAISO
93623 | CA | CAISO
93624 | CA | CAISO
93625 | CA | CAISO
93626 | CA | CAISO
93627 | CA | CAISO
93628 | CA | CAISO
93630 | CA | CAISO
93631 | CA | CAISO
93634 | CA | CAISO
93635 | CA | CAISO
93636 | CA | CAISO
93637 | CA | CAISO
93638 | CA | CAISO
93639 | CA | CAISO
93640 | CA | CAISO
93641 | CA | CAISO
93642 | CA | CAISO
93643 | CA | CAISO
93644 | CA | CAISO
93645 | CA | CAISO
93646 | CA | CAISO
93648 | CA | CAISO
93649 | CA | CAISO
93650 | CA | CAISO
93651 | CA | CAISO
93652 | CA | CAISO
93653 | CA | CAISO
93654 | CA | CAISO
93656 | CA | CAISO
93657 | CA | CAISO
93660 | CA | CAISO
93661 | CA | CAISO
93662 | CA | CAISO
93664 | CA | CAISO
93665 | CA | CAISO
93667 | CA | CAISO
93668 | CA | CAISO
93669 | CA | CAISO
93675 | CA | CAISO
93701 | CA | CAISO
93702 | CA | CAISO
93703 | CA | CAISO
93704 | CA | CAISO
93705 | CA | CAISO
93706 | CA | CAISO
93707 | CA | CAISO
93708 | CA | CAISO
93709 | CA | CAISO
93710 | CA | CAISO
93711 | CA | CAISO
93712 | CA | CAISO
93714 | CA | CAISO
93715 | CA | CAISO
93716 | CA | CAISO
93717 | CA | CAISO
93718 | CA | CAISO
93720 | CA | CAISO
93721 | CA | CAISO
93722 | CA | CAISO
93723 | CA | CAISO
93724 | CA | CAISO
93725 | CA | CAISO
93726 | CA | CAISO
93727 | CA | CAISO
93728 | CA | CAISO
93729 | CA | CAISO
93730 | CA | CAISO
93737 | CA | CAISO
93740 | CA | CAISO
93741 | CA | CAISO
93744 | CA | CAISO
93745 | CA | CAISO
93747 | CA | CAISO
93750 | CA | CAISO
93755 | CA | CAISO
93760 | CA | CAISO
93761 | CA | CAISO
93764 | CA | CAISO
93765 | CA | CAISO
93771 | CA | CAISO
93772 | CA | CAISO
93773 | CA | CAISO
93774 | CA | CAISO
93775 | CA | CAISO
93776 | CA | CAISO
93777 | CA | CAISO
93778 | CA | CAISO
93779 | CA | CAISO
93786 | CA | CAISO
93790 | CA | CAISO
93791 | CA | CAISO
93792 | CA | CAISO
93793 | CA | CAISO
93794 | CA | CAISO
93844 | CA | CAISO
93888 | CA | CAISO
93901 | CA | CAISO
93902 | CA | CAISO
93905 | CA | CAISO
93906 | CA | CAISO
93907 | CA | CAISO
93908 | CA | CAISO
93912 | CA | CAISO
93915 | CA | CAISO
93920 | CA | CAISO
93921 | CA | CAISO
93922 | CA | CAISO
93923 | CA | CAISO
93924 | CA | CAISO
93925 | CA | CAISO
93926 | CA | CAISO
93927 | CA | CAISO
93928 | CA | CAISO
93930 | CA | CAISO
93932 | CA | CAISO
93933 | CA | CAISO
93940 | CA | CAISO
93942 | CA | CAISO
93943 | CA | CAISO
93944 | CA | CAISO
93950 | CA | CAISO
93953 | CA | CAISO
93954 | CA | CAISO
93955 | CA | CAISO
93960 | CA | CAISO
93962 | CA | CAISO
94002 | CA | CAISO
94005 | CA | CAISO
94010 | CA | CAISO
94011 | CA | CAISO
94014 | CA | CAISO
94015 | CA | CAISO
94016 | CA | CAISO
94017 | CA | CAISO
94018 | CA | CAISO
94019 | CA | CAISO
94020 | CA | CAISO
94021 | CA | CAISO
94022 | CA | CAISO
94023 | CA | CAISO
94024 | CA | CAISO
94025 | CA | CAISO
94026 | CA | CAISO
94027 | CA | CAISO
94028 | CA | CAISO
94030 | CA | CAISO
94035 | CA | CAISO
94037 | CA | CAISO
94038 | CA | CAISO
94039 | CA | CAISO
94040 | CA | CAISO
94041 | CA | CAISO
94042 | CA | CAISO
94043 | CA | CAISO
94044 | CA | CAISO
94060 | CA | CAISO
94061 | CA | CAISO
94062 | CA | CAISO
94063 | CA | CAISO
94064 | CA | CAISO
94065 | CA | CAISO
94066 | CA | CAISO
94070 | CA | CAISO
94074 | CA | CAISO
94080 | CA | CAISO
94083 | CA | CAISO
94085 | CA | CAISO
94086 | CA | CAISO
94087 | CA | CAISO
94088 | CA | CAISO
94089 | CA | CAISO
94102 | CA | CAISO
94103 | CA | CAISO
94104 | CA | CAISO
94105 | CA | CAISO
94107 | CA | CAISO
94108 | CA | CAISO
94109 | CA | CAISO
94110 | CA | CAISO
94111 | CA | CAISO
94112 | CA | CAISO
94114 | CA | CAISO
94115 | CA | CAISO
94116 | CA | CAISO
94117 | CA | CAISO
94118 | CA | CAISO
94119 | CA | CAISO
94120 | CA | CAISO
94121 | CA | CAISO
94122 | CA | CAISO
94123 | CA | CAISO
94124 | CA | CAISO
94125 | CA | CAISO
94126 | CA | CAISO
94127 | CA | CAISO
94128 | CA | CAISO
94129 | CA | CAISO
94130 | CA | CAISO
94131 | CA | CAISO
94132 | CA | CAISO
94133 | CA | CAISO
94134 | CA | CAISO
94137 | CA | CAISO
94139 | CA | CAISO
94140 | CA | CAISO
94141 | CA | CAISO
94142 | CA | CAISO
94143 | CA | CAISO
94144 | CA | CAISO
94145 | CA | CAISO
94146 | CA | CAISO
94147 | CA | CAISO
94151 | CA | CAISO
94158 | CA | CAISO
94159 | CA | CAISO
94160 | CA | CAISO
94161 | CA | CAISO
94163 | CA | CAISO
94164 | CA | CAISO
94172 | CA | CAISO
94177 | CA | CAISO
94188 | CA | CAISO
94203 | CA | CAISO
94204 | CA | CAISO
94205 | CA | CAISO
94206 | CA | CAISO
94207 | CA | CAISO
94208 | CA | CAISO
94209 | CA | CAISO
94211 | CA | CAISO
94229 | CA | CAISO
94230 | CA | CAISO
94232 | CA | CAISO
94234 | CA | CAISO
94235 | CA | CAISO
94236 | CA | CAISO
94237 | CA | CAISO
94239 | CA | CAISO
94240 | CA | CAISO
94244 | CA | CAISO
94245 | CA | CAISO
94247 | CA | CAISO
94248 | CA | CAISO
94249 | CA | CAISO
94250 | CA | CAISO
94252 | CA | CAISO
94254 | CA | CAISO
94256 | CA | CAISO
94257 | CA | CAISO
94258 | CA | CAISO
94259 | CA | CAISO
94261 | CA | CAISO
94262 | CA | CAISO
94263 | CA | CAISO
94267 | CA | CAISO
94268 | CA | CAISO
94269 | CA | CAISO
94271 | CA | CAISO
94273 | CA | CAISO
94274 | CA | CAISO
94277 | CA | CAISO
94278 | CA | CAISO
94279 | CA | CAISO
94280 | CA | CAISO
94282 | CA | CAISO
94283 | CA | CAISO
94284 | CA | CAISO
94285 | CA | CAISO
94287 | CA | CAISO
94288 | CA | CAISO
94289 | CA | CAISO
94290 | CA | CAISO
94291 | CA | CAISO
94293 | CA | CAISO
94294 | CA | CAISO
94295 | CA | CAISO
94296 | CA | CAISO
94297 | CA | CAISO
94298 | CA | CAISO
94299 | CA | CAISO
94301 | CA | CAISO
94302 | CA | CAISO
94303 | CA | CAISO
94304 | CA | CAISO
94305 | CA | CAISO
94306 | CA | CAISO
94309 | CA | CAISO
94401 | CA | CAISO
94402 | CA | CAISO
94403 | CA | CAISO
94404 | CA | CAISO
94497 | CA | CAISO
94501 | CA | CAISO
94502 | CA | CAISO
94503 | CA | CAISO
94505 | CA | CAISO
94506 | CA | CAISO
94507 | CA | CAISO
94508 | CA | CAISO
94509 | CA | CAISO
94510 | CA | CAISO
94511 | CA | CAISO
94512 | CA | CAISO
94513 | CA | CAISO
94514 | CA | CAISO
94515 | CA | CAISO
94516 | CA | CAISO
94517 | CA | CAISO
94518 | CA | CAISO
94519 | CA | CAISO
94520 | CA | CAISO
94521 | CA | CAISO
94522 | CA | CAISO
94523 | CA | CAISO
94524 | CA | CAISO
94525 | CA | CAISO
94526 | CA | CAISO
94527 | CA | CAISO
94528 | CA | CAISO
94529 | CA | CAISO
94530 | CA | CAISO
94531 | CA | CAISO
94533 | CA | CAISO
94534 | CA | CAISO
94535 | CA | CAISO
94536 | CA | CAISO
94537 | CA | CAISO
94538 | CA | CAISO
94539 | CA | CAISO
94540 | CA | CAISO
94541 | CA | CAISO
94542 | CA | CAISO
94543 | CA | CAISO
94544 | CA | CAISO
94545 | CA | CAISO
94546 | CA | CAISO
94547 | CA | CAISO
94548 | CA | CAISO
94549 | CA | CAISO
94550 | CA | CAISO
94551 | CA | CAISO
94552 | CA | CAISO
94553 | CA | CAISO
94555 | CA | CAISO
94556 | CA | CAISO
94557 | CA | CAISO
94558 | CA | CAISO
94559 | CA | CAISO
94560 | CA | CAISO
94561 | CA | CAISO
94562 | CA | CAISO
94563 | CA | CAISO
94564 | CA | CAISO
94565 | CA | CAISO
94566 | CA | CAISO
94567 | CA | CAISO
94568 | CA | CAISO
94569 | CA | CAISO
94570 | CA | CAISO
94571 | CA | CAISO
94572 | CA | CAISO
94573 | CA | CAISO
94574 | CA | CAISO
94575 | CA | CAISO
94576 | CA | CAISO
94577 | CA | CAISO
94578 | CA | CAISO
94579 | CA | CAISO
94580 | CA | CAISO
94581 | CA | CAISO
94582 | CA | CAISO
94583 | CA | CAISO
94585 | CA | CAISO
94586 | CA | CAISO
94587 | CA | CAISO
94588 | CA | CAISO
94589 | CA | CAISO
94590 | CA | CAISO
94591 | CA | CAISO
94592 | CA | CAISO
94595 | CA | CAISO
94596 | CA | CAISO
94597 | CA | CAISO
94598 | CA | CAISO
94599 | CA | CAISO
94601 | CA | CAISO
94602 | CA | CAISO
94603 | CA | CAISO
94604 | CA | CAISO
94605 | CA | CAISO
94606 | CA | CAISO
94607 | CA | CAISO
94608 | CA | CAISO
94609 | CA | CAISO
94610 | CA | CAISO
94611 | CA | CAISO
94612 | CA | CAISO
94613 | CA | CAISO
94614 | CA | CAISO
94615 | CA | CAISO
94617 | CA | CAISO
94618 | CA | CAISO
94619 | CA | CAISO
94620 | CA | CAISO
94621 | CA | CAISO
94622 | CA | CAISO
94623 | CA | CAISO
94624 | CA | CAISO
94649 | CA | CAISO
94659 | CA | CAISO
94660 | CA | CAISO
94661 | CA | CAISO
94662 | CA | CAISO
94666 | CA | CAISO
94701 | CA | CAISO
94702 | CA | CAISO
94703 | CA | CAISO
94704 | CA | CAISO
94705 | CA | CAISO
94706 | CA | CAISO
94707 | CA | CAISO
94708 | CA | CAISO
94709 | CA | CAISO
94710 | CA | CAISO
94712 | CA | CAISO
94720 | CA | CAISO
94801 | CA | CAISO
94802 | CA | CAISO
94803 | CA | CAISO
94804 | CA | CAISO
94805 | CA | CAISO
94806 | CA | CAISO
94807 | CA | CAISO
94808 | CA | CAISO
94820 | CA | CAISO
94850 | CA | CAISO
94901 | CA | CAISO
94903 | CA | CAISO
94904 | CA | CAISO
94912 | CA | CAISO
94913 | CA | CAISO
94914 | CA | CAISO
94915 | CA | CAISO
94920 | CA | CAISO
94922 | CA | CAISO
94923 | CA | CAISO
94924 | CA | CAISO
94925 | CA | CAISO
94926 | CA | CAISO
94927 | CA | CAISO
94928 | CA | CAISO
94929 | CA | CAISO
94930 | CA | CAISO
94931 | CA | CAISO
94933 | CA | CAISO
94937 | CA | CAISO
94938 | CA | CAISO
94939 | CA | CAISO
94940 | CA | CAISO
94941 | CA | CAISO
94942 | CA | CAISO
94945 | CA | CAISO
94946 | CA | CAISO
94947 | CA | CAISO
94948 | CA | CAISO
94949 | CA | CAISO
94950 | CA | CAISO
94951 | CA | CAISO
94952 | CA | CAISO
94953 | CA | CAISO
94954 | CA | CAISO
94955 | CA | CAISO
94956 | CA | CAISO
94957 | CA | CAISO
94960 | CA | CAISO
94963 | CA | CAISO
94964 | CA | CAISO
94965 | CA | CAISO
94966 | CA | CAISO
94970 | CA | CAISO
94971 | CA | CAISO
94972 | CA | CAISO
94973 | CA | CAISO
94974 | CA | CAISO
94975 | CA | CAISO
94976 | CA | CAISO
94977 | CA | CAISO
94978 | CA | CAISO
94979 | CA | CAISO
94998 | CA | CAISO
94999 | CA | CAISO
95001 | CA | CAISO
95002 | CA | CAISO
95003 | CA | CAISO
95004 | CA | CAISO
95005 | CA | CAISO
95006 | CA | CAISO
95007 | CA | CAISO
95008 | CA | CAISO
95009 | CA | CAISO
95010 | CA | CAISO
95011 | CA | CAISO
95012 | CA | CAISO
95013 | CA | CAISO
95014 | CA | CAISO
95015 | CA | CAISO
95017 | CA | CAISO
95018 | CA | CAISO
95019 | CA | CAISO
95020 | CA | CAISO
95021 | CA | CAISO
95023 | CA | CAISO
95024 | CA | CAISO
95026 | CA | CAISO
95030 | CA | CAISO
95031 | CA | CAISO
95032 | CA | CAISO
95033 | CA | CAISO
95035 | CA | CAISO
95036 | CA | CAISO
95037 | CA | CAISO
95038 | CA | CAISO
95039 | CA | CAISO
95041 | CA | CAISO
95042 | CA | CAISO
95043 | CA | CAISO
95044 | CA | CAISO
95045 | CA | CAISO
95046 | CA | CAISO
95050 | CA | CAISO
95051 | CA | CAISO
95052 | CA | CAISO
95053 | CA | CAISO
95054 | CA | CAISO
95055 | CA | CAISO
95056 | CA | CAISO
95060 | CA | CAISO
95061 | CA | CAISO
95062 | CA | CAISO
95063 | CA | CAISO
95064 | CA | CAISO
95065 | CA | CAISO
95066 | CA | CAISO
95067 | CA | CAISO
95070 | CA | CAISO
95071 | CA | CAISO
95073 | CA | CAISO
95075 | CA | CAISO
95076 | CA | CAISO
95077 | CA | CAISO
95101 | CA | CAISO
95103 | CA | CAISO
95106 | CA | CAISO
95108 | CA | CAISO
95109 | CA | CAISO
95110 | CA | CAISO
95111 | CA | CAISO
95112 | CA | CAISO
95113 | CA | CAISO
95115 | CA | CAISO
95116 | CA | CAISO
95117 | CA | CAISO
95118 | CA | CAISO
95119 | CA | CAISO
95120 | CA | CAISO
95121 | CA | CAISO
95122 | CA | CAISO
95123 | CA | CAISO
95124 | CA | CAISO
95125 | CA | CAISO
95126 | CA | CAISO
95127 | CA | CAISO
95128 | CA | CAISO
95129 | CA | CAISO
95130 | CA | CAISO
95131 | CA | CAISO
95132 | CA | CAISO
95133 | CA | CAISO
95134 | CA | CAISO
95135 | CA | CAISO
95136 | CA | CAISO
95138 | CA | CAISO
95139 | CA | CAISO
95140 | CA | CAISO
95141 | CA | CAISO
95148 | CA | CAISO
95150 | CA | CAISO
95151 | CA | CAISO
95152 | CA | CAISO
95153 | CA | CAISO
95154 | CA | CAISO
95155 | CA | CAISO
95156 | CA | CAISO
95157 | CA | CAISO
95158 | CA | CAISO
95159 | CA | CAISO
95160 | CA | CAISO
95161 | CA | CAISO
95164 | CA | CAISO
95170 | CA | CAISO
95172 | CA | CAISO
95173 | CA | CAISO
95190 | CA | CAISO
95191 | CA | CAISO
95192 | CA | CAISO
95193 | CA | CAISO
95194 | CA | CAISO
95196 | CA | CAISO
95201 | CA | CAISO
95202 | CA | CAISO
95203 | CA | CAISO
95204 | CA | CAISO
95205 | CA | CAISO
95206 | CA | CAISO
95207 | CA | CAISO
95208 | CA | CAISO
95209 | CA | CAISO
95210 | CA | CAISO
95211 | CA | CAISO
95212 | CA | CAISO
95213 | CA | CAISO
95214 | CA | CAISO
95215 | CA | CAISO
95219 | CA | CAISO
95220 | CA | CAISO
95221 | CA | CAISO
95222 | CA | CAISO
95223 | CA | CAISO
95224 | CA | CAISO
95225 | CA | CAISO
95226 | CA | CAISO
95227 | CA | CAISO
95228 | CA | CAISO
95229 | CA | CAISO
95230 | CA | CAISO
95231 | CA | CAISO
95232 | CA | CAISO
95233 | CA | CAISO
95234 | CA | CAISO
95236 | CA | CAISO
95237 | CA | CAISO
95240 | CA | CAISO
95241 | CA | CAISO
95242 | CA | CAISO
95245 | CA | CAISO
95246 | CA | CAISO
95247 | CA | CAISO
95248 | CA | CAISO
95249 | CA | CAISO
95251 | CA | CAISO
95252 | CA | CAISO
95253 | CA | CAISO
95254 | CA | CAISO
95255 | CA | CAISO
95257 | CA | CAISO
95258 | CA | CAISO
95267 | CA | CAISO
95269 | CA | CAISO
95296 | CA | CAISO
95297 | CA | CAISO
95301 | CA | CAISO
95303 | CA | CAISO
95304 | CA | CAISO
95305 | CA | CAISO
95306 | CA | CAISO
95307 | CA | CAISO
95309 | CA | CAISO
95310 | CA | CAISO
95311 | CA | CAISO
95312 | CA | CAISO
95313 | CA | CAISO
95315 | CA | CAISO
95316 | CA | CAISO
95317 | CA | CAISO
95318 | CA | CAISO
95319 | CA | CAISO
95320 | CA | CAISO
95321 | CA | CAISO
95322 | CA | CAISO
95323 | CA | CAISO
95324 | CA | CAISO
95325 | CA | CAISO
95326 | CA | CAISO
95327 | CA | CAISO
95328 | CA | CAISO
95329 | CA | CAISO
95330 | CA | CAISO
95333 | CA | CAISO
95334 | CA | CAISO
95335 | CA | CAISO
95336 | CA | CAISO
95337 | CA | CAISO
95338 | CA | CAISO
95340 | CA | CAISO
95341 | CA | CAISO
95343 | CA | CAISO
95344 | CA | CAISO
95345 | CA | CAISO
95346 | CA | CAISO
95347 | CA | CAISO
95348 | CA | CAISO
95350 | CA | CAISO
95351 | CA | CAISO
95352 | CA | CAISO
95353 | CA | CAISO
95354 | CA | CAISO
95355 | CA | CAISO
95356 | CA | CAISO
95357 | CA | CAISO
95358 | CA | CAISO
95360 | CA | CAISO
95361 | CA | CAISO
95363 | CA | CAISO
95364 | CA | CAISO
95365 | CA | CAISO
95366 | CA | CAISO
95367 | CA | CAISO
95368 | CA | CAISO
95369 | CA | CAISO
95370 | CA | CAISO
95372 | CA | CAISO
95373 | CA | CAISO
95374 | CA | CAISO
95375 | CA | CAISO
95376 | CA | CAISO
95377 | CA | CAISO
95378 | CA | CAISO
95379 | CA | CAISO
95380 | CA | CAISO
95381 | CA | CAISO
95382 | CA | CAISO
95383 | CA | CAISO
95385 | CA | CAISO
95386 | CA | CAISO
95387 | CA | CAISO
95388 | CA | CAISO
95389 | CA | CAISO
95391 | CA | CAISO
95397 | CA | CAISO
95401 | CA | CAISO
95402 | CA | CAISO
95403 | CA | CAISO
95404 | CA | CAISO
95405 | CA | CAISO
95406 | CA | CAISO
95407 | CA | CAISO
95409 | CA | CAISO
95410 | CA | CAISO
95412 | CA | CAISO
95415 | CA | CAISO
95416 | CA | CAISO
95417 | CA | CAISO
95418 | CA | CAISO
95419 | CA | CAISO
95420 | CA | CAISO
95421 | CA | CAISO
95422 | CA | CAISO
95423 | CA | CAISO
95424 | CA | CAISO
95425 | CA | CAISO
95426 | CA | CAISO
95427 | CA | CAISO
95428 | CA | CAISO
95429 | CA | CAISO
95430 | CA | CAISO
95431 | CA | CAISO
95432 | CA | CAISO
95433 | CA | CAISO
95435 | CA | CAISO
95436 | CA | CAISO
95437 | CA | CAISO
95439 | CA | CAISO
95441 | CA | CAISO
95442 | CA | CAISO
95443 | CA | CAISO
95444 | CA | CAISO
95445 | CA | CAISO
95446 | CA | CAISO
95448 | CA | CAISO
95449 | CA | CAISO
95450 | CA | CAISO
95451 | CA | CAISO
95452 | CA | CAISO
95453 | CA | CAISO
95454 | CA | CAISO
95456 | CA | CAISO
95457 | CA | CAISO
95458 | CA | CAISO
95459 | CA | CAISO
95460 | CA | CAISO
95461 | CA | CAISO
95462 | CA | CAISO
95463 | CA | CAISO
95464 | CA | CAISO
95465 | CA | CAISO
95466 | CA | CAISO
95467 | CA | CAISO
95468 | CA | CAISO
95469 | CA | CAISO
95470 | CA | CAISO
95471 | CA | CAISO
95472 | CA | CAISO
95473 | CA | CAISO
95476 | CA | CAISO
95480 | CA | CAISO
95481 | CA | CAISO
95482 | CA | CAISO
95485 | CA | CAISO
95486 | CA | CAISO
95487 | CA | CAISO
95488 | CA | CAISO
95490 | CA | CAISO
95492 | CA | CAISO
95493 | CA | CAISO
95494 | CA | CAISO
95497 | CA | CAISO
95501 | CA | CAISO
95502 | CA | CAISO
95503 | CA | CAISO
95511 | CA | CAISO
95514 | CA | CAISO
95518 | CA | CAISO
95519 | CA | CAISO
95521 | CA | CAISO
95524 | CA | CAISO
95525 | CA | CAISO
95526 | CA | CAISO
95527 | CA | CAISO
95528 | CA | CAISO
95531 | CA | CAISO
95532 | CA | CAISO
95534 | CA | CAISO
95536 | CA | CAISO
95537 | CA | CAISO
95538 | CA | CAISO
95540 | CA | CAISO
95542 | CA | CAISO
95543 | CA | CAISO
95545 | CA | CAISO
95546 | CA | CAISO
95547 | CA | CAISO
95548 | CA | CAISO
95549 | CA | CAISO
95550 | CA | CAISO
95551 | CA | CAISO
95552 | CA | CAISO
95553 | CA | CAISO
95554 | CA | CAISO
95555 | CA | CAISO
95556 | CA | CAISO
95558 | CA | CAISO
95559 | CA | CAISO
95560 | CA | CAISO
95562 | CA | CAISO
95563 | CA | CAISO
95564 | CA | CAISO
95565 | CA | CAISO
95567 | CA | CAISO
95569 | CA | CAISO
95570 | CA | CAISO
95571 | CA | CAISO
95573 | CA | CAISO
95585 | CA | CAISO
95587 | CA | CAISO
95589 | CA | CAISO
95595 | CA | CAISO
95601 | CA | CAISO
95602 | CA | CAISO
95603 | CA | CAISO
95604 | CA | CAISO
95605 | CA | CAISO
95606 | CA | CAISO
95607 | CA | CAISO
95608 | CA | CAISO
95609 | CA | CAISO
95610 | CA | CAISO
95611 | CA | CAISO
95612 | CA | CAISO
95613 | CA | CAISO
95614 | CA | CAISO
95615 | CA | CAISO
95616 | CA | CAISO
95617 | CA | CAISO
95618 | CA | CAISO
95619 | CA | CAISO
95620 | CA | CAISO
95621 | CA | CAISO
95623 | CA | CAISO
95624 | CA | CAISO
95625 | CA | CAISO
95626 | CA | CAISO
95627 | CA | CAISO
95628 | CA | CAISO
95629 | CA | CAISO
95630 | CA | CAISO
95631 | CA | CAISO
95632 | CA | CAISO
95633 | CA | CAISO
95634 | CA | CAISO
95635 | CA | CAISO
95636 | CA | CAISO
95637 | CA | CAISO
95638 | CA | CAISO
95639 | CA | CAISO
95640 | CA | CAISO
95641 | CA | CAISO
95642 | CA | CAISO
95644 | CA | CAISO
95645 | CA | CAISO
95646 | CA | CAISO
95648 | CA | CAISO
95650 | CA | CAISO
95651 | CA | CAISO
95652 | CA | CAISO
95653 | CA | CAISO
95654 | CA | CAISO
95655 | CA | CAISO
95656 | CA | CAISO
95658 | CA | CAISO
95659 | CA | CAISO
95660 | CA | CAISO
95661 | CA | CAISO
95662 | CA | CAISO
95663 | CA | CAISO
95664 | CA | CAISO
95665 | CA | CAISO
95666 | CA | CAISO
95667 | CA | CAISO
95668 | CA | CAISO
95669 | CA | CAISO
95670 | CA | CAISO
95671 | CA | CAISO
95672 | CA | CAISO
95673 | CA | CAISO
95674 | CA | CAISO
95675 | CA | CAISO
95676 | CA | CAISO
95677 | CA | CAISO
95678 | CA | CAISO
95679 | CA | CAISO
95680 | CA | CAISO
95681 | CA | CAISO
95682 | CA | CAISO
95683 | CA | CAISO
95684 | CA | CAISO
95685 | CA | CAISO
95686 | CA | CAISO
95687 | CA | CAISO
95688 | CA | CAISO
95689 | CA | CAISO
95690 | CA | CAISO
95691 | CA | CAISO
95692 | CA | CAISO
95693 | CA | CAISO
95694 | CA | CAISO
95695 | CA | CAISO
95696 | CA | CAISO
95697 | CA | CAISO
95698 | CA | CAISO
95699 | CA | CAISO
95701 | CA | CAISO
95703 | CA | CAISO
95709 | CA | CAISO
95712 | CA | CAISO
95713 | CA | CAISO
95714 | CA | CAISO
95715 | CA | CAISO
95717 | CA | CAISO
95720 | CA | CAISO
95721 | CA | CAISO
95722 | CA | CAISO
95724 | CA | CAISO
95726 | CA | CAISO
95728 | CA | CAISO
95735 | CA | CAISO
95736 | CA | CAISO
95741 | CA | CAISO
95742 | CA | CAISO
95746 | CA | CAISO
95747 | CA | CAISO
95757 | CA | CAISO
95758 | CA | CAISO
95759 | CA | CAISO
95762 | CA | CAISO
95763 | CA | CAISO
95765 | CA | CAISO
95776 | CA | CAISO
95798 | CA | CAISO
95799 | CA | CAISO
95811 | CA | CAISO
95812 | CA | CAISO
95813 | CA | CAISO
95814 | CA | CAISO
95815 | CA | CAISO
95816 | CA | CAISO
95817 | CA | CAISO
95818 | CA | CAISO
95819 | CA | CAISO
95820 | CA | CAISO
95821 | CA | CAISO
95822 | CA | CAISO
95823 | CA | CAISO
95824 | CA | CAISO
95825 | CA | CAISO
95826 | CA | CAISO
95827 | CA | CAISO
95828 | CA | CAISO
95829 | CA | CAISO
95830 | CA | CAISO
95831 | CA | CAISO
95832 | CA | CAISO
95833 | CA | CAISO
95834 | CA | CAISO
95835 | CA | CAISO
95836 | CA | CAISO
95837 | CA | CAISO
95838 | CA | CAISO
95840 | CA | CAISO
95841 | CA | CAISO
95842 | CA | CAISO
95843 | CA | CAISO
95851 | CA | CAISO
95852 | CA | CAISO
95853 | CA | CAISO
95860 | CA | CAISO
95864 | CA | CAISO
95865 | CA | CAISO
95866 | CA | CAISO
95867 | CA | CAISO
95894 | CA | CAISO
95899 | CA | CAISO
95901 | CA | CAISO
95903 | CA | CAISO
95910 | CA | CAISO
95912 | CA | CAISO
95913 | CA | CAISO
95914 | CA | CAISO
95915 | CA | CAISO
95916 | CA | CAISO
95917 | CA | CAISO
95918 | CA | CAISO
95919 | CA | CAISO
95920 | CA | CAISO
95922 | CA | CAISO
95923 | CA | CAISO
95924 | CA | CAISO
95925 | CA | CAISO
95926 | CA | CAISO
95927 | CA | CAISO
95928 | CA | CAISO
95929 | CA | CAISO
95930 | CA | CAISO
95932 | CA | CAISO
95934 | CA | CAISO
95935 | CA | CAISO
95936 | CA | CAISO
95937 | CA | CAISO
95938 | CA | CAISO
95939 | CA | CAISO
95940 | CA | CAISO
95941 | CA | CAISO
95942 | CA | CAISO
95943 | CA | CAISO
95944 | CA | CAISO
95945 | CA | CAISO
95946 | CA | CAISO
95947 | CA | CAISO
95948 | CA | CAISO
95949 | CA | CAISO
95950 | CA | CAISO
95951 | CA | CAISO
95953 | CA | CAISO
95954 | CA | CAISO
95955 | CA | CAISO
95956 | CA | CAISO
95957 | CA | CAISO
95958 | CA | CAISO
95959 | CA | CAISO
95960 | CA | CAISO
95961 | CA | CAISO
95962 | CA | CAISO
95963 | CA | CAISO
95965 | CA | CAISO
95966 | CA | CAISO
95967 | CA | CAISO
95968 | CA | CAISO
95969 | CA | CAISO
95970 | CA | CAISO
95971 | CA | CAISO
95972 | CA | CAISO
95973 | CA | CAISO
95974 | CA | CAISO
95975 | CA | CAISO
95976 | CA | CAISO
95977 | CA | CAISO
95978 | CA | CAISO
95979 | CA | CAISO
95980 | CA | CAISO
95981 | CA | CAISO
95982 | CA | CAISO
95983 | CA | CAISO
95984 | CA | CAISO
95986 | CA | CAISO
95987 | CA | CAISO
95988 | CA | CAISO
95991 | CA | CAISO
95992 | CA | CAISO
95993 | CA | CAISO
96001 | CA | CAISO
96002 | CA | CAISO
96003 | CA | CAISO
96007 | CA | CAISO
96008 | CA | CAISO
96010 | CA | CAISO
96011 | CA | CAISO
96013 | CA | CAISO
96016 | CA | CAISO
96017 | CA | CAISO
96019 | CA | CAISO
96020 | CA | CAISO
96021 | CA | CAISO
96022 | CA | CAISO
96024 | CA | CAISO
96028 | CA | CAISO
96029 | CA | CAISO
96033 | CA | CAISO
96035 | CA | CAISO
96040 | CA | CAISO
96041 | CA | CAISO
96046 | CA | CAISO
96047 | CA | CAISO
96048 | CA | CAISO
96049 | CA | CAISO
96051 | CA | CAISO
96052 | CA | CAISO
96055 | CA | CAISO
96056 | CA | CAISO
96059 | CA | CAISO
96061 | CA | CAISO
96062 | CA | CAISO
96063 | CA | CAISO
96065 | CA | CAISO
96069 | CA | CAISO
96070 | CA | CAISO
96071 | CA | CAISO
96073 | CA | CAISO
96074 | CA | CAISO
96075 | CA | CAISO
96076 | CA | CAISO
96078 | CA | CAISO
96079 | CA | CAISO
96080 | CA | CAISO
96084 | CA | CAISO
96087 | CA | CAISO
96088 | CA | CAISO
96089 | CA | CAISO
96090 | CA | CAISO
96091 | CA | CAISO
96092 | CA | CAISO
96093 | CA | CAISO
96095 | CA | CAISO
96096 | CA | CAISO
96099 | CA | CAISO
96103 | CA | CAISO
96105 | CA | CAISO
96106 | CA | CAISO
96111 | CA | CAISO
96118 | CA | CAISO
96120 | CA | CAISO
96122 | CA | CAISO
96124 | CA | CAISO
96125 | CA | CAISO
96126 | CA | CAISO
96129 | CA | CAISO
96135 | CA | CAISO
96137 | CA | CAISO
96140 | CA | CAISO
96141 | CA | CAISO
96142 | CA | CAISO
96143 | CA | CAISO
96145 | CA | CAISO
96146 | CA | CAISO
96148 | CA | CAISO
96150 | CA | CAISO
96151 | CA | CAISO
96152 | CA | CAISO
96154 | CA | CAISO
96155 | CA | CAISO
96156 | CA | CAISO
96157 | CA | CAISO
96158 | CA | CAISO
96160 | CA | CAISO
96161 | CA | CAISO
96162 | CA | CAISO
90001 | CA | CAISO
90002 | CA | CAISO
90003 | CA | CAISO
90004 | CA | CAISO
90005 | CA | CAISO
90006 | CA | CAISO
90007 | CA | CAISO
90008 | CA | CAISO
90009 | CA | CAISO
90010 | CA | CAISO
90011 | CA | CAISO
90012 | CA | CAISO
90013 | CA | CAISO
90014 | CA | CAISO
90015 | CA | CAISO
90016 | CA | CAISO
90017 | CA | CAISO
90018 | CA | CAISO
90019 | CA | CAISO
90020 | CA | CAISO
90021 | CA | CAISO
90022 | CA | CAISO
90023 | CA | CAISO
90024 | CA | CAISO
90025 | CA | CAISO
90026 | CA | CAISO
90027 | CA | CAISO
90028 | CA | CAISO
90029 | CA | CAISO
90030 | CA | CAISO
90031 | CA | CAISO
90032 | CA | CAISO
90033 | CA | CAISO
90034 | CA | CAISO
90035 | CA | CAISO
90036 | CA | CAISO
90037 | CA | CAISO
90038 | CA | CAISO
90039 | CA | CAISO
90040 | CA | CAISO
90041 | CA | CAISO
90042 | CA | CAISO
90043 | CA | CAISO
90044 | CA | CAISO
90045 | CA | CAISO
90046 | CA | CAISO
90047 | CA | CAISO
90048 | CA | CAISO
90049 | CA | CAISO
90050 | CA | CAISO
90051 | CA | CAISO
90052 | CA | CAISO
90053 | CA | CAISO
90054 | CA | CAISO
90055 | CA | CAISO
90056 | CA | CAISO
90057 | CA | CAISO
90058 | CA | CAISO
90059 | CA | CAISO
90060 | CA | CAISO
90061 | CA | CAISO
90062 | CA | CAISO
90063 | CA | CAISO
90064 | CA | CAISO
90065 | CA | CAISO
90066 | CA | CAISO
90067 | CA | CAISO
90068 | CA | CAISO
90069 | CA | CAISO
90070 | CA | CAISO
90071 | CA | CAISO
90072 | CA | CAISO
90073 | CA | CAISO
90074 | CA | CAISO
90075 | CA | CAISO
90076 | CA | CAISO
90077 | CA | CAISO
90078 | CA | CAISO
90079 | CA | CAISO
90080 | CA | CAISO
90081 | CA | CAISO
90082 | CA | CAISO
90083 | CA | CAISO
90084 | CA | CAISO
90086 | CA | CAISO
90087 | CA | CAISO
90088 | CA | CAISO
90089 | CA | CAISO
90090 | CA | CAISO
90091 | CA | CAISO
90093 | CA | CAISO
90094 | CA | CAISO
90095 | CA | CAISO
90096 | CA | CAISO
90099 | CA | CAISO
90134 | CA | CAISO
90189 | CA | CAISO
90201 | CA | CAISO
90202 | CA | CAISO
90209 | CA | CAISO
90210 | CA | CAISO
90211 | CA | CAISO
90212 | CA | CAISO
90213 | CA | CAISO
90220 | CA | CAISO
90221 | CA | CAISO
90222 | CA | CAISO
90223 | CA | CAISO
90224 | CA | CAISO
90230 | CA | CAISO
90231 | CA | CAISO
90232 | CA | CAISO
90233 | CA | CAISO
90239 | CA | CAISO
90240 | CA | CAISO
90241 | CA | CAISO
90242 | CA | CAISO
90245 | CA | CAISO
90247 | CA | CAISO
90248 | CA | CAISO
90249 | CA | CAISO
90250 | CA | CAISO
90251 | CA | CAISO
90254 | CA | CAISO
90255 | CA | CAISO
90260 | CA | CAISO
90261 | CA | CAISO
90262 | CA | CAISO
90263 | CA | CAISO
90264 | CA | CAISO
90265 | CA | CAISO
90266 | CA | CAISO
90267 | CA | CAISO
90270 | CA | CAISO
90272 | CA | CAISO
90274 | CA | CAISO
90275 | CA | CAISO
90277 | CA | CAISO
90278 | CA | CAISO
90280 | CA | CAISO
90290 | CA | CAISO
90291 | CA | CAISO
90292 | CA | CAISO
90293 | CA | CAISO
90294 | CA | CAISO
90295 | CA | CAISO
90296 | CA | CAISO
90301 | CA | CAISO
90302 | CA | CAISO
90303 | CA | CAISO
90304 | CA | CAISO
90305 | CA | CAISO
90306 | CA | CAISO
90307 | CA | CAISO
90308 | CA | CAISO
90309 | CA | CAISO
90310 | CA | CAISO
90311 | CA | CAISO
90312 | CA | CAISO
90401 | CA | CAISO
90402 | CA | CAISO
90403 | CA | CAISO
90404 | CA | CAISO
90405 | CA | CAISO
90406 | CA | CAISO
90407 | CA | CAISO
90408 | CA | CAISO
90409 | CA | CAISO
90410 | CA | CAISO
90411 | CA | CAISO
90501 | CA | CAISO
90502 | CA | CAISO
90503 | CA | CAISO
90504 | CA | CAISO
90505 | CA | CAISO
90506 | CA | CAISO
90507 | CA | CAISO
90508 | CA | CAISO
90509 | CA | CAISO
90510 | CA | CAISO
90601 | CA | CAISO
90602 | CA | CAISO
90603 | CA | CAISO
90604 | CA | CAISO
90605 | CA | CAISO
90606 | CA | CAISO
90607 | CA | CAISO
90608 | CA | CAISO
90609 | CA | CAISO
90610 | CA | CAISO
90620 | CA | CAISO
90621 | CA | CAISO
90622 | CA | CAISO
90623 | CA | CAISO
90624 | CA | CAISO
90630 | CA | CAISO
90631 | CA | CAISO
90632 | CA | CAISO
90633 | CA | CAISO
90637 | CA | CAISO
90638 | CA | CAISO
90639 | CA | CAISO
90640 | CA | CAISO
90650 | CA | CAISO
90651 | CA | CAISO
90652 | CA | CAISO
90660 | CA | CAISO
90661 | CA | CAISO
90662 | CA | CAISO
90670 | CA | CAISO
90671 | CA | CAISO
90680 | CA | CAISO
90701 | CA | CAISO
90702 | CA | CAISO
90703 | CA | CAISO
90704 | CA | CAISO
90706 | CA | CAISO
90707 | CA | CAISO
90710 | CA | CAISO
90711 | CA | CAISO
90712 | CA | CAISO
90713 | CA | CAISO
90714 | CA | CAISO
90715 | CA | CAISO
90716 | CA | CAISO
90717 | CA | CAISO
90720 | CA | CAISO
90721 | CA | CAISO
90723 | CA | CAISO
90731 | CA | CAISO
90732 | CA | CAISO
90733 | CA | CAISO
90734 | CA | CAISO
90740 | CA | CAISO
90742 | CA | CAISO
90743 | CA | CAISO
90744 | CA | CAISO
90745 | CA | CAISO
90746 | CA | CAISO
90747 | CA | CAISO
90748 | CA | CAISO
90749 | CA | CAISO
90755 | CA | CAISO
90801 | CA | CAISO
90802 | CA | CAISO
90803 | CA | CAISO
90804 | CA | CAISO
90805 | CA | CAISO
90806 | CA | CAISO
90807 | CA | CAISO
90808 | CA | CAISO
90809 | CA | CAISO
90810 | CA | CAISO
90813 | CA | CAISO
90814 | CA | CAISO
90815 | CA | CAISO
90822 | CA | CAISO
90831 | CA | CAISO
90832 | CA | CAISO
90833 | CA | CAISO
90834 | CA | CAISO
90835 | CA | CAISO
90840 | CA | CAISO
90842 | CA | CAISO
90844 | CA | CAISO
90846 | CA | CAISO
90847 | CA | CAISO
90848 | CA | CAISO
90853 | CA | CAISO
90895 | CA | CAISO
90899 | CA | CAISO
91001 | CA | CAISO
91003 | CA | CAISO
91006 | CA | CAISO
91007 | CA | CAISO
91008 | CA | CAISO
91009 | CA | CAISO
91010 | CA | CAISO
91011 | CA | CAISO
91012 | CA | CAISO
91016 | CA | CAISO
91017 | CA | CAISO
91020 | CA | CAISO
91021 | CA | CAISO
91023 | CA | CAISO
91024 | CA | CAISO
91025 | CA | CAISO
91030 | CA | CAISO
91031 | CA | CAISO
91040 | CA | CAISO
91041 | CA | CAISO
91042 | CA | CAISO
91043 | CA | CAISO
91046 | CA | CAISO
91066 | CA | CAISO
91077 | CA | CAISO
91101 | CA | CAISO
91102 | CA | CAISO
91103 | CA | CAISO
91104 | CA | CAISO
91105 | CA | CAISO
91106 | CA | CAISO
91107 | CA | CAISO
91108 | CA | CAISO
91109 | CA | CAISO
91110 | CA | CAISO
91114 | CA | CAISO
91115 | CA | CAISO
91116 | CA | CAISO
91117 | CA | CAISO
91118 | CA | CAISO
91121 | CA | CAISO
91123 | CA | CAISO
91124 | CA | CAISO
91125 | CA | CAISO
91126 | CA | CAISO
91129 | CA | CAISO
91182 | CA | CAISO
91184 | CA | CAISO
91185 | CA | CAISO
91188 | CA | CAISO
91189 | CA | CAISO
91199 | CA | CAISO
91201 | CA | CAISO
91202 | CA | CAISO
91203 | CA | CAISO
91204 | CA | CAISO
91205 | CA | CAISO
91206 | CA | CAISO
91207 | CA | CAISO
91208 | CA | CAISO
91209 | CA | CAISO
91210 | CA | CAISO
91214 | CA | CAISO
91221 | CA | CAISO
91222 | CA | CAISO
91224 | CA | CAISO
91225 | CA | CAISO
91226 | CA | CAISO
91301 | CA | CAISO
91302 | CA | CAISO
91303 | CA | CAISO
91304 | CA | CAISO
91305 | CA | CAISO
91306 | CA | CAISO
91307 | CA | CAISO
91308 | CA | CAISO
91309 | CA | CAISO
91310 | CA | CAISO
91311 | CA | CAISO
91313 | CA | CAISO
91316 | CA | CAISO
91319 | CA | CAISO
91320 | CA | CAISO
91321 | CA | CAISO
91322 | CA | CAISO
91324 | CA | CAISO
91325 | CA | CAISO
91326 | CA | CAISO
91327 | CA | CAISO
91328 | CA | CAISO
91329 | CA | CAISO
91330 | CA | CAISO
91331 | CA | CAISO
91333 | CA | CAISO
91334 | CA | CAISO
91335 | CA | CAISO
91337 | CA | CAISO
91340 | CA | CAISO
91341 | CA | CAISO
91342 | CA | CAISO
91343 | CA | CAISO
91344 | CA | CAISO
91345 | CA | CAISO
91346 | CA | CAISO
91350 | CA | CAISO
91351 | CA | CAISO
91352 | CA | CAISO
91353 | CA | CAISO
91354 | CA | CAISO
91355 | CA | CAISO
91356 | CA | CAISO
91357 | CA | CAISO
91358 | CA | CAISO
91359 | CA | CAISO
91360 | CA | CAISO
91361 | CA | CAISO
91362 | CA | CAISO
91364 | CA | CAISO
91365 | CA | CAISO
91367 | CA | CAISO
91371 | CA | CAISO
91372 | CA | CAISO
91376 | CA | CAISO
91377 | CA | CAISO
91380 | CA | CAISO
91381 | CA | CAISO
91382 | CA | CAISO
91383 | CA | CAISO
91384 | CA | CAISO
91385 | CA | CAISO
91386 | CA | CAISO
91387 | CA | CAISO
91390 | CA | CAISO
91392 | CA | CAISO
91393 | CA | CAISO
91394 | CA | CAISO
91395 | CA | CAISO
91396 | CA | CAISO
91401 | CA | CAISO
91402 | CA | CAISO
91403 | CA | CAISO
91404 | CA | CAISO
91405 | CA | CAISO
91406 | CA | CAISO
91407 | CA | CAISO
91408 | CA | CAISO
91409 | CA | CAISO
91410 | CA | CAISO
91411 | CA | CAISO
91412 | CA | CAISO
91413 | CA | CAISO
91416 | CA | CAISO
91423 | CA | CAISO
91426 | CA | CAISO
91436 | CA | CAISO
91470 | CA | CAISO
91482 | CA | CAISO
91495 | CA | CAISO
91496 | CA | CAISO
91499 | CA | CAISO
91501 | CA | CAISO
91502 | CA | CAISO
91503 | CA | CAISO
91504 | CA | CAISO
91505 | CA | CAISO
91506 | CA | CAISO
91507 | CA | CAISO
91508 | CA | CAISO
91510 | CA | CAISO
91521 | CA | CAISO
91522 | CA | CAISO
91523 | CA | CAISO
91526 | CA | CAISO
91601 | CA | CAISO
91602 | CA | CAISO
91603 | CA | CAISO
91604 | CA | CAISO
91605 | CA | CAISO
91606 | CA | CAISO
91607 | CA | CAISO
91608 | CA | CAISO
91609 | CA | CAISO
91610 | CA | CAISO
91611 | CA | CAISO
91612 | CA | CAISO
91614 | CA | CAISO
91615 | CA | CAISO
91616 | CA | CAISO
91617 | CA | CAISO
91618 | CA | CAISO
91701 | CA | CAISO
91702 | CA | CAISO
91706 | CA | CAISO
91708 | CA | CAISO
91709 | CA | CAISO
91710 | CA | CAISO
91711 | CA | CAISO
91714 | CA | CAISO
91715 | CA | CAISO
91716 | CA | CAISO
91722 | CA | CAISO
91723 | CA | CAISO
91724 | CA | CAISO
91729 | CA | CAISO
91730 | CA | CAISO
91731 | CA | CAISO
91732 | CA | CAISO
91733 | CA | CAISO
91734 | CA | CAISO
91735 | CA | CAISO
91737 | CA | CAISO
91739 | CA | CAISO
91740 | CA | CAISO
91741 | CA | CAISO
91743 | CA | CAISO
91744 | CA | CAISO
91745 | CA | CAISO
91746 | CA | CAISO
91747 | CA | CAISO
91748 | CA | CAISO
91749 | CA | CAISO
91750 | CA | CAISO
91752 | CA | CAISO
91754 | CA | CAISO
91755 | CA | CAISO
91756 | CA | CAISO
91758 | CA | CAISO
91759 | CA | CAISO
91761 | CA | CAISO
91762 | CA | CAISO
91763 | CA | CAISO
91764 | CA | CAISO
91765 | CA | CAISO
91766 | CA | CAISO
91767 | CA | CAISO
91768 | CA | CAISO
91769 | CA | CAISO
91770 | CA | CAISO
91771 | CA | CAISO
91772 | CA | CAISO
91773 | CA | CAISO
91775 | CA | CAISO
91776 | CA | CAISO
91778 | CA | CAISO
91780 | CA | CAISO
91784 | CA | CAISO
91785 | CA | CAISO
91786 | CA | CAISO
91788 | CA | CAISO
91789 | CA | CAISO
91790 | CA | CAISO
91791 | CA | CAISO
91792 | CA | CAISO
91793 | CA | CAISO
91801 | CA | CAISO
91802 | CA | CAISO
91803 | CA | CAISO
91804 | CA | CAISO
91896 | CA | CAISO
91899 | CA | CAISO
92201 | CA | CAISO
92202 | CA | CAISO
92203 | CA | CAISO
92210 | CA | CAISO
92211 | CA | CAISO
92220 | CA | CAISO
92222 | CA | CAISO
92223 | CA | CAISO
92225 | CA | CAISO
92226 | CA | CAISO
92227 | CA | CAISO
92230 | CA | CAISO
92231 | CA | CAISO
92232 | CA | CAISO
92233 | CA | CAISO
92234 | CA | CAISO
92235 | CA | CAISO
92236 | CA | CAISO
92239 | CA | CAISO
92240 | CA | CAISO
92241 | CA | CAISO
92242 | CA | CAISO
92243 | CA | CAISO
92244 | CA | CAISO
92247 | CA | CAISO
92248 | CA | CAISO
92249 | CA | CAISO
92250 | CA | CAISO
92251 | CA | CAISO
92252 | CA | CAISO
92253 | CA | CAISO
92254 | CA | CAISO
92255 | CA | CAISO
92256 | CA | CAISO
92257 | CA | CAISO
92258 | CA | CAISO
92259 | CA | CAISO
92260 | CA | CAISO
92261 | CA | CAISO
92262 | CA | CAISO
92263 | CA | CAISO
92264 | CA | CAISO
92266 | CA | CAISO
92267 | CA | CAISO
92268 | CA | CAISO
92270 | CA | CAISO
92273 | CA | CAISO
92274 | CA | CAISO
92275 | CA | CAISO
92276 | CA | CAISO
92277 | CA | CAISO
92278 | CA | CAISO
92280 | CA | CAISO
92281 | CA | CAISO
92282 | CA | CAISO
92283 | CA | CAISO
92284 | CA | CAISO
92285 | CA | CAISO
92286 | CA | CAISO
92301 | CA | CAISO
92304 | CA | CAISO
92305 | CA | CAISO
92307 | CA | CAISO
92308 | CA | CAISO
92309 | CA | CAISO
92310 | CA | CAISO
92311 | CA | CAISO
92312 | CA | CAISO
92313 | CA | CAISO
92314 | CA | CAISO
92315 | CA | CAISO
92316 | CA | CAISO
92317 | CA | CAISO
92318 | CA | CAISO
92320 | CA | CAISO
92321 | CA | CAISO
92322 | CA | CAISO
92323 | CA | CAISO
92324 | CA | CAISO
92325 | CA | CAISO
92327 | CA | CAISO
92328 | CA | CAISO
92329 | CA | CAISO
92331 | CA | CAISO
92332 | CA | CAISO
92333 | CA | CAISO
92334 | CA | CAISO
92335 | CA | CAISO
92336 | CA | CAISO
92337 | CA | CAISO
92338 | CA | CAISO
92339 | CA | CAISO
92340 | CA | CAISO
92341 | CA | CAISO
92342 | CA | CAISO
92344 | CA | CAISO
92345 | CA | CAISO
92346 | CA | CAISO
92347 | CA | CAISO
92350 | CA | CAISO
92352 | CA | CAISO
92354 | CA | CAISO
92356 | CA | CAISO
92357 | CA | CAISO
92358 | CA | CAISO
92359 | CA | CAISO
92363 | CA | CAISO
92364 | CA | CAISO
92365 | CA | CAISO
92366 | CA | CAISO
92368 | CA | CAISO
92369 | CA | CAISO
92371 | CA | CAISO
92372 | CA | CAISO
92373 | CA | CAISO
92374 | CA | CAISO
92375 | CA | CAISO
92376 | CA | CAISO
92377 | CA | CAISO
92378 | CA | CAISO
92382 | CA | CAISO
92384 | CA | CAISO
92385 | CA | CAISO
92386 | CA | CAISO
92389 | CA | CAISO
92391 | CA | CAISO
92392 | CA | CAISO
92393 | CA | CAISO
92394 | CA | CAISO
92395 | CA | CAISO
92397 | CA | CAISO
92398 | CA | CAISO
92399 | CA | CAISO
92401 | CA | CAISO
92402 | CA | CAISO
92403 | CA | CAISO
92404 | CA | CAISO
92405 | CA | CAISO
92406 | CA | CAISO
92407 | CA | CAISO
92408 | CA | CAISO
92410 | CA | CAISO
92411 | CA | CAISO
92413 | CA | CAISO
92415 | CA | CAISO
92418 | CA | CAISO
92423 | CA | CAISO
92427 | CA | CAISO
92501 | CA | CAISO
92502 | CA | CAISO
92503 | CA | CAISO
92504 | CA | CAISO
92505 | CA | CAISO
92506 | CA | CAISO
92507 | CA | CAISO
92508 | CA | CAISO
92509 | CA | CAISO
92513 | CA | CAISO
92514 | CA | CAISO
92516 | CA | CAISO
92517 | CA | CAISO
92518 | CA | CAISO
92519 | CA | CAISO
92521 | CA | CAISO
92522 | CA | CAISO
92530 | CA | CAISO
92531 | CA | CAISO
92532 | CA | CAISO
92536 | CA | CAISO
92539 | CA | CAISO
92543 | CA | CAISO
92544 | CA | CAISO
92545 | CA | CAISO
92546 | CA | CAISO
92548 | CA | CAISO
92549 | CA | CAISO
92551 | CA | CAISO
92552 | CA | CAISO
92553 | CA | CAISO
92554 | CA | CAISO
92555 | CA | CAISO
92556 | CA | CAISO
92557 | CA | CAISO
92561 | CA | CAISO
92562 | CA | CAISO
92563 | CA | CAISO
92564 | CA | CAISO
92567 | CA | CAISO
92570 | CA | CAISO
92571 | CA | CAISO
92572 | CA | CAISO
92581 | CA | CAISO
92582 | CA | CAISO
92583 | CA | CAISO
92584 | CA | CAISO
92585 | CA | CAISO
92586 | CA | CAISO
92587 | CA | CAISO
92589 | CA | CAISO
92590 | CA | CAISO
92591 | CA | CAISO
92592 | CA | CAISO
92593 | CA | CAISO
92595 | CA | CAISO
92596 | CA | CAISO
92599 | CA | CAISO
92602 | CA | CAISO
92603 | CA | CAISO
92604 | CA | CAISO
92605 | CA | CAISO
92606 | CA | CAISO
92607 | CA | CAISO
92609 | CA | CAISO
92610 | CA | CAISO
92612 | CA | CAISO
92614 | CA | CAISO
92615 | CA | CAISO
92616 | CA | CAISO
92617 | CA | CAISO
92618 | CA | CAISO
92619 | CA | CAISO
92620 | CA | CAISO
92623 | CA | CAISO
92624 | CA | CAISO
92625 | CA | CAISO
92626 | CA | CAISO
92627 | CA | CAISO
92628 | CA | CAISO
92629 | CA | CAISO
92630 | CA | CAISO
92637 | CA | CAISO
92646 | CA | CAISO
92647 | CA | CAISO
92648 | CA | CAISO
92649 | CA | CAISO
92650 | CA | CAISO
92651 | CA | CAISO
92652 | CA | CAISO
92653 | CA | CAISO
92654 | CA | CAISO
92655 | CA | CAISO
92656 | CA | CAISO
92657 | CA | CAISO
92658 | CA | CAISO
92659 | CA | CAISO
92660 | CA | CAISO
92661 | CA | CAISO
92662 | CA | CAISO
92663 | CA | CAISO
92672 | CA | CAISO
92673 | CA | CAISO
92674 | CA | CAISO
92675 | CA | CAISO
92676 | CA | CAISO
92677 | CA | CAISO
92678 | CA | CAISO
92679 | CA | CAISO
92683 | CA | CAISO
92684 | CA | CAISO
92685 | CA | CAISO
92688 | CA | CAISO
92690 | CA | CAISO
92691 | CA | CAISO
92692 | CA | CAISO
92693 | CA | CAISO
92694 | CA | CAISO
92697 | CA | CAISO
92698 | CA | CAISO
92701 | CA | CAISO
92702 | CA | CAISO
92703 | CA | CAISO
92704 | CA | CAISO
92705 | CA | CAISO
92706 | CA | CAISO
92707 | CA | CAISO
92708 | CA | CAISO
92711 | CA | CAISO
92712 | CA | CAISO
92728 | CA | CAISO
92735 | CA | CAISO
92780 | CA | CAISO
92781 | CA | CAISO
92782 | CA | CAISO
92799 | CA | CAISO
92801 | CA | CAISO
92802 | CA | CAISO
92803 | CA | CAISO
92804 | CA | CAISO
92805 | CA | CAISO
92806 | CA | CAISO
92807 | CA | CAISO
92808 | CA | CAISO
92809 | CA | CAISO
92811 | CA | CAISO
92812 | CA | CAISO
92814 | CA | CAISO
92815 | CA | CAISO
92816 | CA | CAISO
92817 | CA | CAISO
92821 | CA | CAISO
92822 | CA | CAISO
92823 | CA | CAISO
92825 | CA | CAISO
92831 | CA | CAISO
92832 | CA | CAISO
92833 | CA | CAISO
92834 | CA | CAISO
92835 | CA | CAISO
92836 | CA | CAISO
92837 | CA | CAISO
92838 | CA | CAISO
92840 | CA | CAISO
92841 | CA | CAISO
92842 | CA | CAISO
92843 | CA | CAISO
92844 | CA | CAISO
92845 | CA | CAISO
92846 | CA | CAISO
92850 | CA | CAISO
92856 | CA | CAISO
92857 | CA | CAISO
92859 | CA | CAISO
92860 | CA | CAISO
92861 | CA | CAISO
92862 | CA | CAISO
92863 | CA | CAISO
92864 | CA | CAISO
92865 | CA | CAISO
92866 | CA | CAISO
92867 | CA | CAISO
92868 | CA | CAISO
92869 | CA | CAISO
92870 | CA | CAISO
92871 | CA | CAISO
92877 | CA | CAISO
92878 | CA | CAISO
92879 | CA | CAISO
92880 | CA | CAISO
92881 | CA | CAISO
92882 | CA | CAISO
92883 | CA | CAISO
92885 | CA | CAISO
92886 | CA | CAISO
92887 | CA | CAISO
92899 | CA | CAISO
93001 | CA | CAISO
93002 | CA | CAISO
93003 | CA | CAISO
93004 | CA | CAISO
93005 | CA | CAISO
93006 | CA | CAISO
93007 | CA | CAISO
93009 | CA | CAISO
93010 | CA | CAISO
93011 | CA | CAISO
93012 | CA | CAISO
93015 | CA | CAISO
93016 | CA | CAISO
93020 | CA | CAISO
93021 | CA | CAISO
93022 | CA | CAISO
93023 | CA | CAISO
93024 | CA | CAISO
93030 | CA | CAISO
93031 | CA | CAISO
93032 | CA | CAISO
93033 | CA | CAISO
93034 | CA | CAISO
93035 | CA | CAISO
93036 | CA | CAISO
93040 | CA | CAISO
93041 | CA | CAISO
93042 | CA | CAISO
93043 | CA | CAISO
93044 | CA | CAISO
93060 | CA | CAISO
93061 | CA | CAISO
93062 | CA | CAISO
93063 | CA | CAISO
93064 | CA | CAISO
93065 | CA | CAISO
93066 | CA | CAISO
93094 | CA | CAISO
93099 | CA | CAISO
93201 | CA | CAISO
93203 | CA | CAISO
93205 | CA | CAISO
93206 | CA | CAISO
93207 | CA | CAISO
93208 | CA | CAISO
93215 | CA | CAISO
93216 | CA | CAISO
93218 | CA | CAISO
93219 | CA | CAISO
93220 | CA | CAISO
93221 | CA | CAISO
93222 | CA | CAISO
93223 | CA | CAISO
93224 | CA | CAISO
93225 | CA | CAISO
93226 | CA | CAISO
93227 | CA | CAISO
93235 | CA | CAISO
93237 | CA | CAISO
93238 | CA | CAISO
93240 | CA | CAISO
93241 | CA | CAISO
93243 | CA | CAISO
93244 | CA | CAISO
93247 | CA | CAISO
93249 | CA | CAISO
93250 | CA | CAISO
93251 | CA | CAISO
93252 | CA | CAISO
93255 | CA | CAISO
93256 | CA | CAISO
93257 | CA | CAISO
93258 | CA | CAISO
93260 | CA | CAISO
93261 | CA | CAISO
93262 | CA | CAISO
93263 | CA | CAISO
93265 | CA | CAISO
93267 | CA | CAISO
93268 | CA | CAISO
93270 | CA | CAISO
93271 | CA | CAISO
93272 | CA | CAISO
93274 | CA | CAISO
93275 | CA | CAISO
93276 | CA | CAISO
93277 | CA | CAISO
93278 | CA | CAISO
93279 | CA | CAISO
93280 | CA | CAISO
93282 | CA | CAISO
93283 | CA | CAISO
93285 | CA | CAISO
93286 | CA | CAISO
93287 | CA | CAISO
93290 | CA | CAISO
93291 | CA | CAISO
93292 | CA | CAISO
93301 | CA | CAISO
93302 | CA | CAISO
93303 | CA | CAISO
93304 | CA | CAISO
93305 | CA | CAISO
93306 | CA | CAISO
93307 | CA | CAISO
93308 | CA | CAISO
93309 | CA | CAISO
93311 | CA | CAISO
93312 | CA | CAISO
93313 | CA | CAISO
93314 | CA | CAISO
93380 | CA | CAISO
93383 | CA | CAISO
93384 | CA | CAISO
93385 | CA | CAISO
93386 | CA | CAISO
93387 | CA | CAISO
93388 | CA | CAISO
93389 | CA | CAISO
93390 | CA | CAISO
93501 | CA | CAISO
93502 | CA | CAISO
93504 | CA | CAISO
93505 | CA | CAISO
93510 | CA | CAISO
93512 | CA | CAISO
93513 | CA | CAISO
93514 | CA | CAISO
93515 | CA | CAISO
93516 | CA | CAISO
93517 | CA | CAISO
93518 | CA | CAISO
93519 | CA | CAISO
93522 | CA | CAISO
93523 | CA | CAISO
93524 | CA | CAISO
93526 | CA | CAISO
93527 | CA | CAISO
93528 | CA | CAISO
93529 | CA | CAISO
93530 | CA | CAISO
93531 | CA | CAISO
93532 | CA | CAISO
93534 | CA | CAISO
93535 | CA | CAISO
93536 | CA | CAISO
93539 | CA | CAISO
93541 | CA | CAISO
93542 | CA | CAISO
93543 | CA | CAISO
93544 | CA | CAISO
93545 | CA | CAISO
93546 | CA | CAISO
93549 | CA | CAISO
93550 | CA | CAISO
93551 | CA | CAISO
93552 | CA | CAISO
93553 | CA | CAISO
93554 | CA | CAISO
93555 | CA | CAISO
93556 | CA | CAISO
93558 | CA | CAISO
93560 | CA | CAISO
93561 | CA | CAISO
93562 | CA | CAISO
93563 | CA | CAISO
93581 | CA | CAISO
93584 | CA | CAISO
93586 | CA | CAISO
93590 | CA | CAISO
93591 | CA | CAISO
93592 | CA | CAISO
93596 | CA | CAISO
93599 | CA | CAISO
93603 | CA | CAISO
93615 | CA | CAISO
93618 | CA | CAISO
93633 | CA | CAISO
93647 | CA | CAISO
93666 | CA | CAISO
93670 | CA | CAISO
93673 | CA | CAISO
96107 | CA | CAISO
96133 | CA | CAISO
91901 | CA | CAISO
91902 | CA | CAISO
91903 | CA | CAISO
91905 | CA | CAISO
91906 | CA | CAISO
91908 | CA | CAISO
91909 | CA | CAISO
91910 | CA | CAISO
91911 | CA | CAISO
91912 | CA | CAISO
91913 | CA | CAISO
91914 | CA | CAISO
91915 | CA | CAISO
91916 | CA | CAISO
91917 | CA | CAISO
91921 | CA | CAISO
91931 | CA | CAISO
91932 | CA | CAISO
91933 | CA | CAISO
91934 | CA | CAISO
91935 | CA | CAISO
91941 | CA | CAISO
91942 | CA | CAISO
91943 | CA | CAISO
91944 | CA | CAISO
91945 | CA | CAISO
91946 | CA | CAISO
91948 | CA | CAISO
91950 | CA | CAISO
91951 | CA | CAISO
91962 | CA | CAISO
91963 | CA | CAISO
91976 | CA | CAISO
91977 | CA | CAISO
91978 | CA | CAISO
91979 | CA | CAISO
91980 | CA | CAISO
91987 | CA | CAISO
92003 | CA | CAISO
92004 | CA | CAISO
92007 | CA | CAISO
92008 | CA | CAISO
92009 | CA | CAISO
92010 | CA | CAISO
92011 | CA | CAISO
92013 | CA | CAISO
92014 | CA | CAISO
92018 | CA | CAISO
92019 | CA | CAISO
92020 | CA | CAISO
92021 | CA | CAISO
92022 | CA | CAISO
92023 | CA | CAISO
92024 | CA | CAISO
92025 | CA | CAISO
92026 | CA | CAISO
92027 | CA | CAISO
92028 | CA | CAISO
92029 | CA | CAISO
92030 | CA | CAISO
92033 | CA | CAISO
92036 | CA | CAISO
92037 | CA | CAISO
92038 | CA | CAISO
92039 | CA | CAISO
92040 | CA | CAISO
92046 | CA | CAISO
92049 | CA | CAISO
92051 | CA | CAISO
92052 | CA | CAISO
92054 | CA | CAISO
92055 | CA | CAISO
92056 | CA | CAISO
92057 | CA | CAISO
92058 | CA | CAISO
92059 | CA | CAISO
92060 | CA | CAISO
92061 | CA | CAISO
92064 | CA | CAISO
92065 | CA | CAISO
92066 | CA | CAISO
92067 | CA | CAISO
92068 | CA | CAISO
92069 | CA | CAISO
92070 | CA | CAISO
92071 | CA | CAISO
92072 | CA | CAISO
92074 | CA | CAISO
92075 | CA | CAISO
92078 | CA | CAISO
92079 | CA | CAISO
92081 | CA | CAISO
92082 | CA | CAISO
92083 | CA | CAISO
92084 | CA | CAISO
92085 | CA | CAISO
92086 | CA | CAISO
92088 | CA | CAISO
92091 | CA | CAISO
92092 | CA | CAISO
92093 | CA | CAISO
92096 | CA | CAISO
92101 | CA | CAISO
92102 | CA | CAISO
92103 | CA | CAISO
92104 | CA | CAISO
92105 | CA | CAISO
92106 | CA | CAISO
92107 | CA | CAISO
92108 | CA | CAISO
92109 | CA | CAISO
92110 | CA | CAISO
92111 | CA | CAISO
92112 | CA | CAISO
92113 | CA | CAISO
92114 | CA | CAISO
92115 | CA | CAISO
92116 | CA | CAISO
92117 | CA | CAISO
92118 | CA | CAISO
92119 | CA | CAISO
92120 | CA | CAISO
92121 | CA | CAISO
92122 | CA | CAISO
92123 | CA | CAISO
92124 | CA | CAISO
92126 | CA | CAISO
92127 | CA | CAISO
92128 | CA | CAISO
92129 | CA | CAISO
92130 | CA | CAISO
92131 | CA | CAISO
92132 | CA | CAISO
92134 | CA | CAISO
92135 | CA | CAISO
92136 | CA | CAISO
92137 | CA | CAISO
92138 | CA | CAISO
92139 | CA | CAISO
92140 | CA | CAISO
92142 | CA | CAISO
92143 | CA | CAISO
92145 | CA | CAISO
92147 | CA | CAISO
92149 | CA | CAISO
92150 | CA | CAISO
92152 | CA | CAISO
92153 | CA | CAISO
92154 | CA | CAISO
92155 | CA | CAISO
92158 | CA | CAISO
92159 | CA | CAISO
92160 | CA | CAISO
92161 | CA | CAISO
92163 | CA | CAISO
92165 | CA | CAISO
92166 | CA | CAISO
92167 | CA | CAISO
92168 | CA | CAISO
92169 | CA | CAISO
92170 | CA | CAISO
92171 | CA | CAISO
92172 | CA | CAISO
92173 | CA | CAISO
92174 | CA | CAISO
92175 | CA | CAISO
92176 | CA | CAISO
92177 | CA | CAISO
92178 | CA | CAISO
92179 | CA | CAISO
92182 | CA | CAISO
92186 | CA | CAISO
92187 | CA | CAISO
92191 | CA | CAISO
92192 | CA | CAISO
92193 | CA | CAISO
92195 | CA | CAISO
92196 | CA | CAISO
92197 | CA | CAISO
92198 | CA | CAISO
92199 | CA | CAISO
89001 | NV | NorthernGrid_South
89003 | NV | NorthernGrid_South
89008 | NV | NorthernGrid_South
89010 | NV | NorthernGrid_South
89013 | NV | NorthernGrid_South
89017 | NV | NorthernGrid_South
89020 | NV | NorthernGrid_South
89022 | NV | NorthernGrid_South
89023 | NV | NorthernGrid_South
89041 | NV | NorthernGrid_South
89042 | NV | NorthernGrid_South
89043 | NV | NorthernGrid_South
89045 | NV | NorthernGrid_South
89047 | NV | NorthernGrid_South
89048 | NV | NorthernGrid_South
89049 | NV | NorthernGrid_South
89060 | NV | NorthernGrid_South
89061 | NV | NorthernGrid_South
89301 | NV | NorthernGrid_South
89310 | NV | NorthernGrid_South
89311 | NV | NorthernGrid_South
89314 | NV | NorthernGrid_South
89315 | NV | NorthernGrid_South
89316 | NV | NorthernGrid_South
89317 | NV | NorthernGrid_South
89318 | NV | NorthernGrid_South
89319 | NV | NorthernGrid_South
89402 | NV | NorthernGrid_South
89403 | NV | NorthernGrid_South
89404 | NV | NorthernGrid_South
89405 | NV | NorthernGrid_South
89406 | NV | NorthernGrid_South
89407 | NV | NorthernGrid_South
89408 | NV | NorthernGrid_South
89409 | NV | NorthernGrid_South
89410 | NV | NorthernGrid_South
89411 | NV | NorthernGrid_South
89412 | NV | NorthernGrid_South
89413 | NV | NorthernGrid_South
89414 | NV | NorthernGrid_South
89415 | NV | NorthernGrid_South
89418 | NV | NorthernGrid_South
89419 | NV | NorthernGrid_South
89420 | NV | NorthernGrid_South
89421 | NV | NorthernGrid_South
89422 | NV | NorthernGrid_South
89423 | NV | NorthernGrid_South
89424 | NV | NorthernGrid_South
89425 | NV | NorthernGrid_South
89426 | NV | NorthernGrid_South
89427 | NV | NorthernGrid_South
89428 | NV | NorthernGrid_South
89429 | NV | NorthernGrid_South
89430 | NV | NorthernGrid_South
89431 | NV | NorthernGrid_South
89432 | NV | NorthernGrid_South
89433 | NV | NorthernGrid_South
89434 | NV | NorthernGrid_South
89435 | NV | NorthernGrid_South
89436 | NV | NorthernGrid_South
89437 | NV | NorthernGrid_South
89438 | NV | NorthernGrid_South
89439 | NV | NorthernGrid_South
89440 | NV | NorthernGrid_South
89441 | NV | NorthernGrid_South
89442 | NV | NorthernGrid_South
89444 | NV | NorthernGrid_South
89445 | NV | NorthernGrid_South
89446 | NV | NorthernGrid_South
89447 | NV | NorthernGrid_South
89448 | NV | NorthernGrid_South
89449 | NV | NorthernGrid_South
89450 | NV | NorthernGrid_South
89451 | NV | NorthernGrid_South
89452 | NV | NorthernGrid_South
89460 | NV | NorthernGrid_South
89496 | NV | NorthernGrid_South
89501 | NV | NorthernGrid_South
89502 | NV | NorthernGrid_South
89503 | NV | NorthernGrid_South
89504 | NV | NorthernGrid_South
89505 | NV | NorthernGrid_South
89506 | NV | NorthernGrid_South
89507 | NV | NorthernGrid_South
89508 | NV | NorthernGrid_South
89509 | NV | NorthernGrid_South
89510 | NV | NorthernGrid_South
89511 | NV | NorthernGrid_South
89512 | NV | NorthernGrid_South
89513 | NV | NorthernGrid_South
89515 | NV | NorthernGrid_South
89519 | NV | NorthernGrid_South
89520 | NV | NorthernGrid_South
89521 | NV | NorthernGrid_South
89523 | NV | NorthernGrid_South
89533 | NV | NorthernGrid_South
89555 | NV | NorthernGrid_South
89557 | NV | NorthernGrid_South
89570 | NV | NorthernGrid_South
89595 | NV | NorthernGrid_South
89599 | NV | NorthernGrid_South
89701 | NV | NorthernGrid_South
89702 | NV | NorthernGrid_South
89703 | NV | NorthernGrid_South
89704 | NV | NorthernGrid_South
89705 | NV | NorthernGrid_South
89706 | NV | NorthernGrid_South
89711 | NV | NorthernGrid_South
89712 | NV | NorthernGrid_South
89713 | NV | NorthernGrid_South
89714 | NV | NorthernGrid_South
89721 | NV | NorthernGrid_South
89801 | NV | NorthernGrid_South
89802 | NV | NorthernGrid_South
89803 | NV | NorthernGrid_South
89815 | NV | NorthernGrid_South
89820 | NV | NorthernGrid_South
89821 | NV | NorthernGrid_South
89822 | NV | NorthernGrid_South
89823 | NV | NorthernGrid_South
89825 | NV | NorthernGrid_South
89826 | NV | NorthernGrid_South
89828 | NV | NorthernGrid_South
89830 | NV | NorthernGrid_South
89831 | NV | NorthernGrid_South
89832 | NV | NorthernGrid_South
89833 | NV | NorthernGrid_South
89834 | NV | NorthernGrid_South
89835 | NV | NorthernGrid_South
89883 | NV | NorthernGrid_South
88901 | NV | NorthernGrid_South
88905 | NV | NorthernGrid_South
89002 | NV | NorthernGrid_South
89004 | NV | NorthernGrid_South
89005 | NV | NorthernGrid_South
89006 | NV | NorthernGrid_South
89007 | NV | NorthernGrid_South
89009 | NV | NorthernGrid_South
89011 | NV | NorthernGrid_South
89012 | NV | NorthernGrid_South
89014 | NV | NorthernGrid_South
89015 | NV | NorthernGrid_South
89016 | NV | NorthernGrid_South
89018 | NV | NorthernGrid_South
89019 | NV | NorthernGrid_South
89021 | NV | NorthernGrid_South
89024 | NV | NorthernGrid_South
89025 | NV | NorthernGrid_South
89026 | NV | NorthernGrid_South
89027 | NV | NorthernGrid_South
89028 | NV | NorthernGrid_South
89029 | NV | NorthernGrid_South
89030 | NV | NorthernGrid_South
89031 | NV | NorthernGrid_South
89032 | NV | NorthernGrid_South
89033 | NV | NorthernGrid_South
89034 | NV | NorthernGrid_South
89036 | NV | NorthernGrid_South
89037 | NV | NorthernGrid_South
89039 | NV | NorthernGrid_South
89040 | NV | NorthernGrid_South
89044 | NV | NorthernGrid_South
89046 | NV | NorthernGrid_South
89052 | NV | NorthernGrid_South
89053 | NV | NorthernGrid_South
89054 | NV | NorthernGrid_South
89067 | NV | NorthernGrid_South
89070 | NV | NorthernGrid_South
89074 | NV | NorthernGrid_South
89077 | NV | NorthernGrid_South
89081 | NV | NorthernGrid_South
89084 | NV | NorthernGrid_South
89085 | NV | NorthernGrid_South
89086 | NV | NorthernGrid_South
89087 | NV | NorthernGrid_South
89101 | NV | NorthernGrid_South
89102 | NV | NorthernGrid_South
89103 | NV | NorthernGrid_South
89104 | NV | NorthernGrid_South
89105 | NV | NorthernGrid_South
89106 | NV | NorthernGrid_South
89107 | NV | NorthernGrid_South
89108 | NV | NorthernGrid_South
89109 | NV | NorthernGrid_South
89110 | NV | NorthernGrid_South
89111 | NV | NorthernGrid_South
89112 | NV | NorthernGrid_South
89113 | NV | NorthernGrid_South
89114 | NV | NorthernGrid_South
89115 | NV | NorthernGrid_South
89116 | NV | NorthernGrid_South
89117 | NV | NorthernGrid_South
89118 | NV | NorthernGrid_South
89119 | NV | NorthernGrid_South
89120 | NV | NorthernGrid_South
89121 | NV | NorthernGrid_South
89122 | NV | NorthernGrid_South
89123 | NV | NorthernGrid_South
89124 | NV | NorthernGrid_South
89125 | NV | NorthernGrid_South
89126 | NV | NorthernGrid_South
89127 | NV | NorthernGrid_South
89128 | NV | NorthernGrid_South
89129 | NV | NorthernGrid_South
89130 | NV | NorthernGrid_South
89131 | NV | NorthernGrid_South
89132 | NV | NorthernGrid_South
89133 | NV | NorthernGrid_South
89134 | NV | NorthernGrid_South
89135 | NV | NorthernGrid_South
89136 | NV | NorthernGrid_South
89137 | NV | NorthernGrid_South
89138 | NV | NorthernGrid_South
89139 | NV | NorthernGrid_South
89140 | NV | NorthernGrid_South
89141 | NV | NorthernGrid_South
89142 | NV | NorthernGrid_South
89143 | NV | NorthernGrid_South
89144 | NV | NorthernGrid_South
89145 | NV | NorthernGrid_South
89146 | NV | NorthernGrid_South
89147 | NV | NorthernGrid_South
89148 | NV | NorthernGrid_South
89149 | NV | NorthernGrid_South
89150 | NV | NorthernGrid_South
89151 | NV | NorthernGrid_South
89152 | NV | NorthernGrid_South
89153 | NV | NorthernGrid_South
89154 | NV | NorthernGrid_South
89155 | NV | NorthernGrid_South
89156 | NV | NorthernGrid_South
89157 | NV | NorthernGrid_South
89158 | NV | NorthernGrid_South
89159 | NV | NorthernGrid_South
89160 | NV | NorthernGrid_South
89161 | NV | NorthernGrid_South
89162 | NV | NorthernGrid_South
89163 | NV | NorthernGrid_South
89164 | NV | NorthernGrid_South
89165 | NV | NorthernGrid_South
89166 | NV | NorthernGrid_South
89169 | NV | NorthernGrid_South
89170 | NV | NorthernGrid_South
89173 | NV | NorthernGrid_South
89177 | NV | NorthernGrid_South
89178 | NV | NorthernGrid_South
89179 | NV | NorthernGrid_South
89180 | NV | NorthernGrid_South
89183 | NV | NorthernGrid_South
89185 | NV | NorthernGrid_South
89191 | NV | NorthernGrid_South
89193 | NV | NorthernGrid_South
89195 | NV | NorthernGrid_South
89199 | NV | NorthernGrid_South
83501 | ID | NorthernGrid_East
83523 | ID | NorthernGrid_East
83524 | ID | NorthernGrid_East
83535 | ID | NorthernGrid_East
83536 | ID | NorthernGrid_East
83537 | ID | NorthernGrid_East
83540 | ID | NorthernGrid_East
83541 | ID | NorthernGrid_East
83543 | ID | NorthernGrid_East
83545 | ID | NorthernGrid_East
83548 | ID | NorthernGrid_East
83555 | ID | NorthernGrid_East
83801 | ID | NorthernGrid_East
83803 | ID | NorthernGrid_East
83804 | ID | NorthernGrid_East
83805 | ID | NorthernGrid_East
83806 | ID | NorthernGrid_East
83809 | ID | NorthernGrid_East
83810 | ID | NorthernGrid_East
83811 | ID | NorthernGrid_East
83813 | ID | NorthernGrid_East
83814 | ID | NorthernGrid_East
83815 | ID | NorthernGrid_East
83816 | ID | NorthernGrid_East
83821 | ID | NorthernGrid_East
83822 | ID | NorthernGrid_East
83823 | ID | NorthernGrid_East
83824 | ID | NorthernGrid_East
83825 | ID | NorthernGrid_East
83826 | ID | NorthernGrid_East
83830 | ID | NorthernGrid_East
83832 | ID | NorthernGrid_East
83833 | ID | NorthernGrid_East
83834 | ID | NorthernGrid_East
83835 | ID | NorthernGrid_East
83836 | ID | NorthernGrid_East
83840 | ID | NorthernGrid_East
83841 | ID | NorthernGrid_East
83842 | ID | NorthernGrid_East
83843 | ID | NorthernGrid_East
83844 | ID | NorthernGrid_East
83845 | ID | NorthernGrid_East
83847 | ID | NorthernGrid_East
83848 | ID | NorthernGrid_East
83851 | ID | NorthernGrid_East
83852 | ID | NorthernGrid_East
83853 | ID | NorthernGrid_East
83854 | ID | NorthernGrid_East
83855 | ID | NorthernGrid_East
83856 | ID | NorthernGrid_East
83857 | ID | NorthernGrid_East
83858 | ID | NorthernGrid_East
83860 | ID | NorthernGrid_East
83861 | ID | NorthernGrid_East
83864 | ID | NorthernGrid_East
83865 | ID | NorthernGrid_East
83866 | ID | NorthernGrid_East
83869 | ID | NorthernGrid_East
83870 | ID | NorthernGrid_East
83871 | ID | NorthernGrid_East
83872 | ID | NorthernGrid_East
83876 | ID | NorthernGrid_East
83877 | ID | NorthernGrid_East
83213 | ID | NorthernGrid_East
83226 | ID | NorthernGrid_East
83227 | ID | NorthernGrid_East
83229 | ID | NorthernGrid_East
83235 | ID | NorthernGrid_East
83244 | ID | NorthernGrid_East
83251 | ID | NorthernGrid_East
83253 | ID | NorthernGrid_East
83255 | ID | NorthernGrid_East
83278 | ID | NorthernGrid_East
83313 | ID | NorthernGrid_East
83314 | ID | NorthernGrid_East
83320 | ID | NorthernGrid_East
83322 | ID | NorthernGrid_East
83324 | ID | NorthernGrid_East
83325 | ID | NorthernGrid_East
83327 | ID | NorthernGrid_East
83330 | ID | NorthernGrid_East
83332 | ID | NorthernGrid_East
83333 | ID | NorthernGrid_East
83335 | ID | NorthernGrid_East
83336 | ID | NorthernGrid_East
83337 | ID | NorthernGrid_East
83338 | ID | NorthernGrid_East
83340 | ID | NorthernGrid_East
83343 | ID | NorthernGrid_East
83347 | ID | NorthernGrid_East
83348 | ID | NorthernGrid_East
83349 | ID | NorthernGrid_East
83350 | ID | NorthernGrid_East
83352 | ID | NorthernGrid_East
83353 | ID | NorthernGrid_East
83354 | ID | NorthernGrid_East
83355 | ID | NorthernGrid_East
83462 | ID | NorthernGrid_East
83463 | ID | NorthernGrid_East
83464 | ID | NorthernGrid_East
83465 | ID | NorthernGrid_East
83466 | ID | NorthernGrid_East
83467 | ID | NorthernGrid_East
83468 | ID | NorthernGrid_East
83469 | ID | NorthernGrid_East
83520 | ID | NorthernGrid_East
83522 | ID | NorthernGrid_East
83525 | ID | NorthernGrid_East
83526 | ID | NorthernGrid_East
83530 | ID | NorthernGrid_East
83531 | ID | NorthernGrid_East
83533 | ID | NorthernGrid_East
83539 | ID | NorthernGrid_East
83542 | ID | NorthernGrid_East
83544 | ID | NorthernGrid_East
83546 | ID | NorthernGrid_East
83547 | ID | NorthernGrid_East
83549 | ID | NorthernGrid_East
83552 | ID | NorthernGrid_East
83553 | ID | NorthernGrid_East
83554 | ID | NorthernGrid_East
83602 | ID | NorthernGrid_East
83604 | ID | NorthernGrid_East
83605 | ID | NorthernGrid_East
83606 | ID | NorthernGrid_East
83607 | ID | NorthernGrid_East
83610 | ID | NorthernGrid_East
83611 | ID | NorthernGrid_East
83612 | ID | NorthernGrid_East
83615 | ID | NorthernGrid_East
83616 | ID | NorthernGrid_East
83617 | ID | NorthernGrid_East
83619 | ID | NorthernGrid_East
83622 | ID | NorthernGrid_East
83623 | ID | NorthernGrid_East
83624 | ID | NorthernGrid_East
83626 | ID | NorthernGrid_East
83627 | ID | NorthernGrid_East
83628 | ID | NorthernGrid_East
83629 | ID | NorthernGrid_East
83630 | ID | NorthernGrid_East
83631 | ID | NorthernGrid_East
83632 | ID | NorthernGrid_East
83633 | ID | NorthernGrid_East
83634 | ID | NorthernGrid_East
83635 | ID | NorthernGrid_East
83636 | ID | NorthernGrid_East
83637 | ID | NorthernGrid_East
83638 | ID | NorthernGrid_East
83639 | ID | NorthernGrid_East
83641 | ID | NorthernGrid_East
83642 | ID | NorthernGrid_East
83643 | ID | NorthernGrid_East
83644 | ID | NorthernGrid_East
83645 | ID | NorthernGrid_East
83646 | ID | NorthernGrid_East
83647 | ID | NorthernGrid_East
83648 | ID | NorthernGrid_East
83650 | ID | NorthernGrid_East
83651 | ID | NorthernGrid_East
83652 | ID | NorthernGrid_East
83653 | ID | NorthernGrid_East
83654 | ID | NorthernGrid_East
83655 | ID | NorthernGrid_East
83656 | ID | NorthernGrid_East
83657 | ID | NorthernGrid_East
83660 | ID | NorthernGrid_East
83661 | ID | NorthernGrid_East
83666 | ID | NorthernGrid_East
83669 | ID | NorthernGrid_East
83670 | ID | NorthernGrid_East
83671 | ID | NorthernGrid_East
83672 | ID | NorthernGrid_East
83676 | ID | NorthernGrid_East
83677 | ID | NorthernGrid_East
83680 | ID | NorthernGrid_East
83686 | ID | NorthernGrid_East
83687 | ID | NorthernGrid_East
83701 | ID | NorthernGrid_East
83702 | ID | NorthernGrid_East
83703 | ID | NorthernGrid_East
83704 | ID | NorthernGrid_East
83705 | ID | NorthernGrid_East
83706 | ID | NorthernGrid_East
83707 | ID | NorthernGrid_East
83708 | ID | NorthernGrid_East
83709 | ID | NorthernGrid_East
83711 | ID | NorthernGrid_East
83712 | ID | NorthernGrid_East
83713 | ID | NorthernGrid_East
83714 | ID | NorthernGrid_East
83715 | ID | NorthernGrid_East
83716 | ID | NorthernGrid_East
83717 | ID | NorthernGrid_East
83719 | ID | NorthernGrid_East
83720 | ID | NorthernGrid_East
83722 | ID | NorthernGrid_East
83724 | ID | NorthernGrid_East
83725 | ID | NorthernGrid_East
83726 | ID | NorthernGrid_East
83728 | ID | NorthernGrid_East
83729 | ID | NorthernGrid_East
83732 | ID | NorthernGrid_East
83735 | ID | NorthernGrid_East
83756 | ID | NorthernGrid_East
83799 | ID | NorthernGrid_East
83802 | ID | NorthernGrid_East
83808 | ID | NorthernGrid_East
83812 | ID | NorthernGrid_East
83827 | ID | NorthernGrid_East
83837 | ID | NorthernGrid_East
83839 | ID | NorthernGrid_East
83846 | ID | NorthernGrid_East
83849 | ID | NorthernGrid_East
83850 | ID | NorthernGrid_East
83867 | ID | NorthernGrid_East
83868 | ID | NorthernGrid_East
83873 | ID | NorthernGrid_East
83874 | ID | NorthernGrid_East
83120 | WY | NorthernGrid_East
83201 | ID | NorthernGrid_East
83202 | ID | NorthernGrid_East
83203 | ID | NorthernGrid_East
83204 | ID | NorthernGrid_East
83205 | ID | NorthernGrid_East
83206 | ID | NorthernGrid_East
83209 | ID | NorthernGrid_East
83210 | ID | NorthernGrid_East
83211 | ID | NorthernGrid_East
83212 | ID | NorthernGrid_East
83214 | ID | NorthernGrid_East
83215 | ID | NorthernGrid_East
83217 | ID | NorthernGrid_East
83218 | ID | NorthernGrid_East
83220 | ID | NorthernGrid_East
83221 | ID | NorthernGrid_East
83223 | ID | NorthernGrid_East
83228 | ID | NorthernGrid_East
83230 | ID | NorthernGrid_East
83232 | ID | NorthernGrid_East
83233 | ID | NorthernGrid_East
83234 | ID | NorthernGrid_East
83236 | ID | NorthernGrid_East
83237 | ID | NorthernGrid_East
83238 | ID | NorthernGrid_East
83239 | ID | NorthernGrid_East
83241 | ID | NorthernGrid_East
83243 | ID | NorthernGrid_East
83245 | ID | NorthernGrid_East
83246 | ID | NorthernGrid_East
83250 | ID | NorthernGrid_East
83252 | ID | NorthernGrid_East
83254 | ID | NorthernGrid_East
83256 | ID | NorthernGrid_East
83261 | ID | NorthernGrid_East
83262 | ID | NorthernGrid_East
83263 | ID | NorthernGrid_East
83271 | ID | NorthernGrid_East
83272 | ID | NorthernGrid_East
83274 | ID | NorthernGrid_East
83276 | ID | NorthernGrid_East
83277 | ID | NorthernGrid_East
83281 | ID | NorthernGrid_East
83283 | ID | NorthernGrid_East
83285 | ID | NorthernGrid_East
83286 | ID | NorthernGrid_East
83287 | ID | NorthernGrid_East
83301 | ID | NorthernGrid_East
83302 | ID | NorthernGrid_East
83303 | ID | NorthernGrid_East
83311 | ID | NorthernGrid_East
83312 | ID | NorthernGrid_East
83316 | ID | NorthernGrid_East
83318 | ID | NorthernGrid_East
83321 | ID | NorthernGrid_East
83323 | ID | NorthernGrid_East
83328 | ID | NorthernGrid_East
83334 | ID | NorthernGrid_East
83341 | ID | NorthernGrid_East
83342 | ID | NorthernGrid_East
83344 | ID | NorthernGrid_East
83346 | ID | NorthernGrid_East
83401 | ID | NorthernGrid_East
83402 | ID | NorthernGrid_East
83403 | ID | NorthernGrid_East
83404 | ID | NorthernGrid_East
83405 | ID | NorthernGrid_East
83406 | ID | NorthernGrid_East
83415 | ID | NorthernGrid_East
83420 | ID | NorthernGrid_East
83421 | ID | NorthernGrid_East
83422 | ID | NorthernGrid_East
83423 | ID | NorthernGrid_East
83424 | ID | NorthernGrid_East
83425 | ID | NorthernGrid_East
83427 | ID | NorthernGrid_East
83428 | ID | NorthernGrid_East
83429 | ID | NorthernGrid_East
83431 | ID | NorthernGrid_East
83433 | ID | NorthernGrid_East
83434 | ID | NorthernGrid_East
83435 | ID | NorthernGrid_East
83436 | ID | NorthernGrid_East
83438 | ID | NorthernGrid_East
83440 | ID | NorthernGrid_East
83441 | ID | NorthernGrid_East
83442 | ID | NorthernGrid_East
83443 | ID | NorthernGrid_East
83444 | ID | NorthernGrid_East
83445 | ID | NorthernGrid_East
83446 | ID | NorthernGrid_East
83448 | ID | NorthernGrid_East
83449 | ID | NorthernGrid_East
83450 | ID | NorthernGrid_East
83451 | ID | NorthernGrid_East
83452 | ID | NorthernGrid_East
83454 | ID | NorthernGrid_East
83455 | ID | NorthernGrid_East
83460 | ID | NorthernGrid_East
59631 | MT | NorthernGrid_East
59632 | MT | NorthernGrid_East
59634 | MT | NorthernGrid_East
59638 | MT | NorthernGrid_East
59641 | MT | NorthernGrid_East
59643 | MT | NorthernGrid_East
59644 | MT | NorthernGrid_East
59647 | MT | NorthernGrid_East
59701 | MT | NorthernGrid_East
59702 | MT | NorthernGrid_East
59703 | MT | NorthernGrid_East
59707 | MT | NorthernGrid_East
59710 | MT | NorthernGrid_East
59711 | MT | NorthernGrid_East
59713 | MT | NorthernGrid_East
59720 | MT | NorthernGrid_East
59721 | MT | NorthernGrid_East
59722 | MT | NorthernGrid_East
59724 | MT | NorthernGrid_East
59725 | MT | NorthernGrid_East
59727 | MT | NorthernGrid_East
59728 | MT | NorthernGrid_East
59729 | MT | NorthernGrid_East
59731 | MT | NorthernGrid_East
59732 | MT | NorthernGrid_East
59733 | MT | NorthernGrid_East
59735 | MT | NorthernGrid_East
59736 | MT | NorthernGrid_East
59739 | MT | NorthernGrid_East
59740 | MT | NorthernGrid_East
59743 | MT | NorthernGrid_East
59745 | MT | NorthernGrid_East
59746 | MT | NorthernGrid_East
59747 | MT | NorthernGrid_East
59748 | MT | NorthernGrid_East
59749 | MT | NorthernGrid_East
59750 | MT | NorthernGrid_East
59751 | MT | NorthernGrid_East
59754 | MT | NorthernGrid_East
59755 | MT | NorthernGrid_East
59756 | MT | NorthernGrid_East
59759 | MT | NorthernGrid_East
59761 | MT | NorthernGrid_East
59762 | MT | NorthernGrid_East
59801 | MT | NorthernGrid_East
59802 | MT | NorthernGrid_East
59803 | MT | NorthernGrid_East
59804 | MT | NorthernGrid_East
59806 | MT | NorthernGrid_East
59807 | MT | NorthernGrid_East
59808 | MT | NorthernGrid_East
59812 | MT | NorthernGrid_East
59820 | MT | NorthernGrid_East
59821 | MT | NorthernGrid_East
59823 | MT | NorthernGrid_East
59824 | MT | NorthernGrid_East
59825 | MT | NorthernGrid_East
59826 | MT | NorthernGrid_East
59827 | MT | NorthernGrid_East
59828 | MT | NorthernGrid_East
59829 | MT | NorthernGrid_East
59830 | MT | NorthernGrid_East
59831 | MT | NorthernGrid_East
59832 | MT | NorthernGrid_East
59833 | MT | NorthernGrid_East
59834 | MT | NorthernGrid_East
59835 | MT | NorthernGrid_East
59837 | MT | NorthernGrid_East
59840 | MT | NorthernGrid_East
59841 | MT | NorthernGrid_East
59842 | MT | NorthernGrid_East
59843 | MT | NorthernGrid_East
59844 | MT | NorthernGrid_East
59845 | MT | NorthernGrid_East
59846 | MT | NorthernGrid_East
59847 | MT | NorthernGrid_East
59848 | MT | NorthernGrid_East
59851 | MT | NorthernGrid_East
59853 | MT | NorthernGrid_East
59854 | MT | NorthernGrid_East
59855 | MT | NorthernGrid_East
59856 | MT | NorthernGrid_East
59858 | MT | NorthernGrid_East
59859 | MT | NorthernGrid_East
59860 | MT | NorthernGrid_East
59863 | MT | NorthernGrid_East
59864 | MT | NorthernGrid_East
59865 | MT | NorthernGrid_East
59866 | MT | NorthernGrid_East
59867 | MT | NorthernGrid_East
59868 | MT | NorthernGrid_East
59870 | MT | NorthernGrid_East
59871 | MT | NorthernGrid_East
59872 | MT | NorthernGrid_East
59873 | MT | NorthernGrid_East
59874 | MT | NorthernGrid_East
59875 | MT | NorthernGrid_East
59901 | MT | NorthernGrid_East
59903 | MT | NorthernGrid_East
59904 | MT | NorthernGrid_East
59910 | MT | NorthernGrid_East
59911 | MT | NorthernGrid_East
59912 | MT | NorthernGrid_East
59913 | MT | NorthernGrid_East
59914 | MT | NorthernGrid_East
59915 | MT | NorthernGrid_East
59916 | MT | NorthernGrid_East
59917 | MT | NorthernGrid_East
59918 | MT | NorthernGrid_East
59919 | MT | NorthernGrid_East
59920 | MT | NorthernGrid_East
59921 | MT | NorthernGrid_East
59922 | MT | NorthernGrid_East
59923 | MT | NorthernGrid_East
59925 | MT | NorthernGrid_East
59926 | MT | NorthernGrid_East
59927 | MT | NorthernGrid_East
59928 | MT | NorthernGrid_East
59929 | MT | NorthernGrid_East
59930 | MT | NorthernGrid_East
59931 | MT | NorthernGrid_East
59932 | MT | NorthernGrid_East
59933 | MT | NorthernGrid_East
59934 | MT | NorthernGrid_East
59935 | MT | NorthernGrid_East
59936 | MT | NorthernGrid_East
59937 | MT | NorthernGrid_East
59001 | MT | NorthernGrid_East
59007 | MT | NorthernGrid_East
59008 | MT | NorthernGrid_East
59011 | MT | NorthernGrid_East
59013 | MT | NorthernGrid_East
59014 | MT | NorthernGrid_East
59016 | MT | NorthernGrid_East
59018 | MT | NorthernGrid_East
59019 | MT | NorthernGrid_East
59020 | MT | NorthernGrid_East
59022 | MT | NorthernGrid_East
59025 | MT | NorthernGrid_East
59026 | MT | NorthernGrid_East
59027 | MT | NorthernGrid_East
59028 | MT | NorthernGrid_East
59029 | MT | NorthernGrid_East
59030 | MT | NorthernGrid_East
59031 | MT | NorthernGrid_East
59033 | MT | NorthernGrid_East
59034 | MT | NorthernGrid_East
59035 | MT | NorthernGrid_East
59041 | MT | NorthernGrid_East
59047 | MT | NorthernGrid_East
59050 | MT | NorthernGrid_East
59052 | MT | NorthernGrid_East
59053 | MT | NorthernGrid_East
59055 | MT | NorthernGrid_East
59061 | MT | NorthernGrid_East
59063 | MT | NorthernGrid_East
59065 | MT | NorthernGrid_East
59066 | MT | NorthernGrid_East
59067 | MT | NorthernGrid_East
59068 | MT | NorthernGrid_East
59069 | MT | NorthernGrid_East
59070 | MT | NorthernGrid_East
59071 | MT | NorthernGrid_East
59075 | MT | NorthernGrid_East
59081 | MT | NorthernGrid_East
59082 | MT | NorthernGrid_East
59086 | MT | NorthernGrid_East
59089 | MT | NorthernGrid_East
59261 | MT | NorthernGrid_East
59401 | MT | NorthernGrid_East
59402 | MT | NorthernGrid_East
59403 | MT | NorthernGrid_East
59404 | MT | NorthernGrid_East
59405 | MT | NorthernGrid_East
59406 | MT | NorthernGrid_East
59410 | MT | NorthernGrid_East
59411 | MT | NorthernGrid_East
59412 | MT | NorthernGrid_East
59414 | MT | NorthernGrid_East
59416 | MT | NorthernGrid_East
59417 | MT | NorthernGrid_East
59419 | MT | NorthernGrid_East
59420 | MT | NorthernGrid_East
59421 | MT | NorthernGrid_East
59422 | MT | NorthernGrid_East
59425 | MT | NorthernGrid_East
59427 | MT | NorthernGrid_East
59432 | MT | NorthernGrid_East
59433 | MT | NorthernGrid_East
59434 | MT | NorthernGrid_East
59435 | MT | NorthernGrid_East
59436 | MT | NorthernGrid_East
59440 | MT | NorthernGrid_East
59442 | MT | NorthernGrid_East
59443 | MT | NorthernGrid_East
59444 | MT | NorthernGrid_East
59446 | MT | NorthernGrid_East
59448 | MT | NorthernGrid_East
59450 | MT | NorthernGrid_East
59454 | MT | NorthernGrid_East
59456 | MT | NorthernGrid_East
59460 | MT | NorthernGrid_East
59461 | MT | NorthernGrid_East
59463 | MT | NorthernGrid_East
59465 | MT | NorthernGrid_East
59466 | MT | NorthernGrid_East
59467 | MT | NorthernGrid_East
59468 | MT | NorthernGrid_East
59472 | MT | NorthernGrid_East
59474 | MT | NorthernGrid_East
59477 | MT | NorthernGrid_East
59480 | MT | NorthernGrid_East
59482 | MT | NorthernGrid_East
59483 | MT | NorthernGrid_East
59484 | MT | NorthernGrid_East
59485 | MT | NorthernGrid_East
59486 | MT | NorthernGrid_East
59487 | MT | NorthernGrid_East
59501 | MT | NorthernGrid_East
59520 | MT | NorthernGrid_East
59521 | MT | NorthernGrid_East
59522 | MT | NorthernGrid_East
59523 | MT | NorthernGrid_East
59524 | MT | NorthernGrid_East
59525 | MT | NorthernGrid_East
59526 | MT | NorthernGrid_East
59527 | MT | NorthernGrid_East
59528 | MT | NorthernGrid_East
59529 | MT | NorthernGrid_East
59530 | MT | NorthernGrid_East
59531 | MT | NorthernGrid_East
59532 | MT | NorthernGrid_East
59535 | MT | NorthernGrid_East
59537 | MT | NorthernGrid_East
59538 | MT | NorthernGrid_East
59540 | MT | NorthernGrid_East
59542 | MT | NorthernGrid_East
59544 | MT | NorthernGrid_East
59545 | MT | NorthernGrid_East
59546 | MT | NorthernGrid_East
59547 | MT | NorthernGrid_East
59601 | MT | NorthernGrid_East
59602 | MT | NorthernGrid_East
59604 | MT | NorthernGrid_East
59620 | MT | NorthernGrid_East
59623 | MT | NorthernGrid_East
59624 | MT | NorthernGrid_East
59625 | MT | NorthernGrid_East
59626 | MT | NorthernGrid_East
59633 | MT | NorthernGrid_East
59635 | MT | NorthernGrid_East
59636 | MT | NorthernGrid_East
59639 | MT | NorthernGrid_East
59640 | MT | NorthernGrid_East
59642 | MT | NorthernGrid_East
59645 | MT | NorthernGrid_East
59648 | MT | NorthernGrid_East
59714 | MT | NorthernGrid_East
59715 | MT | NorthernGrid_East
59716 | MT | NorthernGrid_East
59717 | MT | NorthernGrid_East
59718 | MT | NorthernGrid_East
59719 | MT | NorthernGrid_East
59730 | MT | NorthernGrid_East
59741 | MT | NorthernGrid_East
59752 | MT | NorthernGrid_East
59758 | MT | NorthernGrid_East
59760 | MT | NorthernGrid_East
59771 | MT | NorthernGrid_East
59772 | MT | NorthernGrid_East
59058 | MT | NorthernGrid_East
59077 | MT | NorthernGrid_East
59225 | MT | NorthernGrid_East
59230 | MT | NorthernGrid_East
59231 | MT | NorthernGrid_East
59240 | MT | NorthernGrid_East
59241 | MT | NorthernGrid_East
59244 | MT | NorthernGrid_East
59248 | MT | NorthernGrid_East
59250 | MT | NorthernGrid_East
59260 | MT | NorthernGrid_East
59273 | MT | NorthernGrid_East
59318 | MT | NorthernGrid_East
59322 | MT | NorthernGrid_East
59337 | MT | NorthernGrid_East
59002 | MT | NorthernGrid_East
59003 | MT | NorthernGrid_East
59004 | MT | NorthernGrid_East
59006 | MT | NorthernGrid_East
59010 | MT | NorthernGrid_East
59012 | MT | NorthernGrid_East
59015 | MT | NorthernGrid_East
59024 | MT | NorthernGrid_East
59032 | MT | NorthernGrid_East
59036 | MT | NorthernGrid_East
59037 | MT | NorthernGrid_East
59038 | MT | NorthernGrid_East
59039 | MT | NorthernGrid_East
59043 | MT | NorthernGrid_East
59044 | MT | NorthernGrid_East
59046 | MT | NorthernGrid_East
59054 | MT | NorthernGrid_East
59057 | MT | NorthernGrid_East
59059 | MT | NorthernGrid_East
59062 | MT | NorthernGrid_East
59064 | MT | NorthernGrid_East
59072 | MT | NorthernGrid_East
59073 | MT | NorthernGrid_East
59074 | MT | NorthernGrid_East
59076 | MT | NorthernGrid_East
59078 | MT | NorthernGrid_East
59079 | MT | NorthernGrid_East
59083 | MT | NorthernGrid_East
59084 | MT | NorthernGrid_East
59085 | MT | NorthernGrid_East
59087 | MT | NorthernGrid_East
59088 | MT | NorthernGrid_East
59101 | MT | NorthernGrid_East
59102 | MT | NorthernGrid_East
59103 | MT | NorthernGrid_East
59104 | MT | NorthernGrid_East
59105 | MT | NorthernGrid_East
59106 | MT | NorthernGrid_East
59107 | MT | NorthernGrid_East
59108 | MT | NorthernGrid_East
59111 | MT | NorthernGrid_East
59112 | MT | NorthernGrid_East
59114 | MT | NorthernGrid_East
59115 | MT | NorthernGrid_East
59116 | MT | NorthernGrid_East
59117 | MT | NorthernGrid_East
59312 | MT | NorthernGrid_East
59314 | MT | NorthernGrid_East
59317 | MT | NorthernGrid_East
59323 | MT | NorthernGrid_East
59327 | MT | NorthernGrid_East
59333 | MT | NorthernGrid_East
59343 | MT | NorthernGrid_East
59345 | MT | NorthernGrid_East
59347 | MT | NorthernGrid_East
59418 | MT | NorthernGrid_East
59424 | MT | NorthernGrid_East
59430 | MT | NorthernGrid_East
59441 | MT | NorthernGrid_East
59447 | MT | NorthernGrid_East
59451 | MT | NorthernGrid_East
59452 | MT | NorthernGrid_East
59453 | MT | NorthernGrid_East
59457 | MT | NorthernGrid_East
59462 | MT | NorthernGrid_East
59464 | MT | NorthernGrid_East
59469 | MT | NorthernGrid_East
59471 | MT | NorthernGrid_East
59479 | MT | NorthernGrid_East
59489 | MT | NorthernGrid_East
82190 | WY | NorthernGrid_East
82310 | WY | NorthernGrid_East
82322 | WY | NorthernGrid_East
82336 | WY | NorthernGrid_East
82401 | WY | NorthernGrid_East
82410 | WY | NorthernGrid_East
82411 | WY | NorthernGrid_East
82412 | WY | NorthernGrid_East
82414 | WY | NorthernGrid_East
82420 | WY | NorthernGrid_East
82421 | WY | NorthernGrid_East
82422 | WY | NorthernGrid_East
82423 | WY | NorthernGrid_East
82426 | WY | NorthernGrid_East
82428 | WY | NorthernGrid_East
82430 | WY | NorthernGrid_East
82431 | WY | NorthernGrid_East
82432 | WY | NorthernGrid_East
82433 | WY | NorthernGrid_East
82434 | WY | NorthernGrid_East
82435 | WY | NorthernGrid_East
82440 | WY | NorthernGrid_East
82441 | WY | NorthernGrid_East
82442 | WY | NorthernGrid_East
82443 | WY | NorthernGrid_East
82450 | WY | NorthernGrid_East
82501 | WY | NorthernGrid_East
82510 | WY | NorthernGrid_East
82512 | WY | NorthernGrid_East
82513 | WY | NorthernGrid_East
82514 | WY | NorthernGrid_East
82515 | WY | NorthernGrid_East
82516 | WY | NorthernGrid_East
82520 | WY | NorthernGrid_East
82523 | WY | NorthernGrid_East
82524 | WY | NorthernGrid_East
82642 | WY | NorthernGrid_East
82649 | WY | NorthernGrid_East
82901 | WY | NorthernGrid_East
82902 | WY | NorthernGrid_East
82922 | WY | NorthernGrid_East
82923 | WY | NorthernGrid_East
82925 | WY | NorthernGrid_East
82929 | WY | NorthernGrid_East
82930 | WY | NorthernGrid_East
82931 | WY | NorthernGrid_East
82932 | WY | NorthernGrid_East
82933 | WY | NorthernGrid_East
82934 | WY | NorthernGrid_East
82935 | WY | NorthernGrid_East
82936 | WY | NorthernGrid_East
82937 | WY | NorthernGrid_East
82938 | WY | NorthernGrid_East
82939 | WY | NorthernGrid_East
82941 | WY | NorthernGrid_East
82942 | WY | NorthernGrid_East
82943 | WY | NorthernGrid_East
82944 | WY | NorthernGrid_East
82945 | WY | NorthernGrid_East
83001 | WY | NorthernGrid_East
83002 | WY | NorthernGrid_East
83011 | WY | NorthernGrid_East
83012 | WY | NorthernGrid_East
83013 | WY | NorthernGrid_East
83014 | WY | NorthernGrid_East
83025 | WY | NorthernGrid_East
83101 | WY | NorthernGrid_East
83110 | WY | NorthernGrid_East
83111 | WY | NorthernGrid_East
83112 | WY | NorthernGrid_East
83113 | WY | NorthernGrid_East
83114 | WY | NorthernGrid_East
83115 | WY | NorthernGrid_East
83116 | WY | NorthernGrid_East
83118 | WY | NorthernGrid_East
83119 | WY | NorthernGrid_East
83121 | WY | NorthernGrid_East
83122 | WY | NorthernGrid_East
83123 | WY | NorthernGrid_East
83124 | WY | NorthernGrid_East
83126 | WY | NorthernGrid_East
83127 | WY | NorthernGrid_East
83128 | WY | NorthernGrid_East
83414 | WY | NorthernGrid_East
82639 | WY | NorthernGrid_East
82640 | WY | NorthernGrid_East
82801 | WY | NorthernGrid_East
82831 | WY | NorthernGrid_East
82832 | WY | NorthernGrid_East
82833 | WY | NorthernGrid_East
82834 | WY | NorthernGrid_East
82835 | WY | NorthernGrid_East
82836 | WY | NorthernGrid_East
82837 | WY | NorthernGrid_East
82838 | WY | NorthernGrid_East
82839 | WY | NorthernGrid_East
82840 | WY | NorthernGrid_East
82842 | WY | NorthernGrid_East
82844 | WY | NorthernGrid_East
82845 | WY | NorthernGrid_East
82701 | WY | WestConnect_North
82710 | WY | WestConnect_North
82711 | WY | WestConnect_North
82712 | WY | WestConnect_North
82714 | WY | WestConnect_North
82715 | WY | WestConnect_North
82716 | WY | WestConnect_North
82717 | WY | WestConnect_North
82718 | WY | WestConnect_North
82720 | WY | WestConnect_North
82721 | WY | WestConnect_North
82723 | WY | WestConnect_North
82725 | WY | WestConnect_North
82727 | WY | WestConnect_North
82729 | WY | WestConnect_North
82730 | WY | WestConnect_North
82731 | WY | WestConnect_North
82732 | WY | WestConnect_North
82001 | WY | WestConnect_North
82002 | WY | WestConnect_North
82003 | WY | WestConnect_North
82005 | WY | WestConnect_North
82006 | WY | WestConnect_North
82007 | WY | WestConnect_North
82009 | WY | WestConnect_North
82010 | WY | WestConnect_North
82050 | WY | WestConnect_North
82051 | WY | WestConnect_North
82052 | WY | WestConnect_North
82053 | WY | WestConnect_North
82054 | WY | WestConnect_North
82055 | WY | WestConnect_North
82058 | WY | WestConnect_North
82059 | WY | WestConnect_North
82060 | WY | WestConnect_North
82061 | WY | WestConnect_North
82063 | WY | WestConnect_North
82070 | WY | WestConnect_North
82071 | WY | WestConnect_North
82072 | WY | WestConnect_North
82073 | WY | WestConnect_North
82081 | WY | WestConnect_North
82082 | WY | WestConnect_North
82083 | WY | WestConnect_North
82084 | WY | WestConnect_North
82201 | WY | WestConnect_North
82210 | WY | WestConnect_North
82212 | WY | WestConnect_North
82213 | WY | WestConnect_North
82214 | WY | WestConnect_North
82215 | WY | WestConnect_North
82217 | WY | WestConnect_North
82218 | WY | WestConnect_North
82219 | WY | WestConnect_North
82221 | WY | WestConnect_North
82222 | WY | WestConnect_North
82223 | WY | WestConnect_North
82224 | WY | WestConnect_North
82225 | WY | WestConnect_North
82227 | WY | WestConnect_North
82229 | WY | WestConnect_North
82240 | WY | WestConnect_North
82242 | WY | WestConnect_North
82243 | WY | WestConnect_North
82244 | WY | WestConnect_North
82301 | WY | WestConnect_North
82321 | WY | WestConnect_North
82323 | WY | WestConnect_North
82324 | WY | WestConnect_North
82325 | WY | WestConnect_North
82327 | WY | WestConnect_North
82329 | WY | WestConnect_North
82331 | WY | WestConnect_North
82332 | WY | WestConnect_North
82334 | WY | WestConnect_North
82335 | WY | WestConnect_North
82601 | WY | WestConnect_North
82602 | WY | WestConnect_North
82604 | WY | WestConnect_North
82605 | WY | WestConnect_North
82609 | WY | WestConnect_North
82615 | WY | WestConnect_North
82620 | WY | WestConnect_North
82630 | WY | WestConnect_North
82633 | WY | WestConnect_North
82635 | WY | WestConnect_North
82636 | WY | WestConnect_North
82637 | WY | WestConnect_North
82638 | WY | WestConnect_North
82643 | WY | WestConnect_North
82644 | WY | WestConnect_North
82646 | WY | WestConnect_North
82648 | WY | WestConnect_North
84003 | UT | NorthernGrid_South
84004 | UT | NorthernGrid_South
84005 | UT | NorthernGrid_South
84006 | UT | NorthernGrid_South
84009 | UT | NorthernGrid_South
84010 | UT | NorthernGrid_South
84011 | UT | NorthernGrid_South
84013 | UT | NorthernGrid_South
84014 | UT | NorthernGrid_South
84015 | UT | NorthernGrid_South
84016 | UT | NorthernGrid_South
84020 | UT | NorthernGrid_South
84022 | UT | NorthernGrid_South
84025 | UT | NorthernGrid_South
84029 | UT | NorthernGrid_South
84034 | UT | NorthernGrid_South
84037 | UT | NorthernGrid_South
84040 | UT | NorthernGrid_South
84041 | UT | NorthernGrid_South
84042 | UT | NorthernGrid_South
84043 | UT | NorthernGrid_South
84044 | UT | NorthernGrid_South
84045 | UT | NorthernGrid_South
84047 | UT | NorthernGrid_South
84054 | UT | NorthernGrid_South
84056 | UT | NorthernGrid_South
84057 | UT | NorthernGrid_South
84058 | UT | NorthernGrid_South
84059 | UT | NorthernGrid_South
84062 | UT | NorthernGrid_South
84065 | UT | NorthernGrid_South
84067 | UT | NorthernGrid_South
84069 | UT | NorthernGrid_South
84070 | UT | NorthernGrid_South
84071 | UT | NorthernGrid_South
84074 | UT | NorthernGrid_South
84075 | UT | NorthernGrid_South
84080 | UT | NorthernGrid_South
84081 | UT | NorthernGrid_South
84083 | UT | NorthernGrid_South
84084 | UT | NorthernGrid_South
84087 | UT | NorthernGrid_South
84088 | UT | NorthernGrid_South
84089 | UT | NorthernGrid_South
84090 | UT | NorthernGrid_South
84091 | UT | NorthernGrid_South
84092 | UT | NorthernGrid_South
84093 | UT | NorthernGrid_South
84094 | UT | NorthernGrid_South
84095 | UT | NorthernGrid_South
84096 | UT | NorthernGrid_South
84097 | UT | NorthernGrid_South
84101 | UT | NorthernGrid_South
84102 | UT | NorthernGrid_South
84103 | UT | NorthernGrid_South
84104 | UT | NorthernGrid_South
84105 | UT | NorthernGrid_South
84106 | UT | NorthernGrid_South
84107 | UT | NorthernGrid_South
84108 | UT | NorthernGrid_South
84109 | UT | NorthernGrid_South
84110 | UT | NorthernGrid_South
84111 | UT | NorthernGrid_South
84112 | UT | NorthernGrid_South
84113 | UT | NorthernGrid_South
84114 | UT | NorthernGrid_South
84115 | UT | NorthernGrid_South
84116 | UT | NorthernGrid_South
84117 | UT | NorthernGrid_South
84118 | UT | NorthernGrid_South
84119 | UT | NorthernGrid_South
84120 | UT | NorthernGrid_South
84121 | UT | NorthernGrid_South
84122 | UT | NorthernGrid_South
84123 | UT | NorthernGrid_South
84124 | UT | NorthernGrid_South
84125 | UT | NorthernGrid_South
84126 | UT | NorthernGrid_South
84127 | UT | NorthernGrid_South
84128 | UT | NorthernGrid_South
84129 | UT | NorthernGrid_South
84130 | UT | NorthernGrid_South
84131 | UT | NorthernGrid_South
84132 | UT | NorthernGrid_South
84133 | UT | NorthernGrid_South
84134 | UT | NorthernGrid_South
84138 | UT | NorthernGrid_South
84139 | UT | NorthernGrid_South
84141 | UT | NorthernGrid_South
84143 | UT | NorthernGrid_South
84145 | UT | NorthernGrid_South
84147 | UT | NorthernGrid_South
84148 | UT | NorthernGrid_South
84150 | UT | NorthernGrid_South
84151 | UT | NorthernGrid_South
84152 | UT | NorthernGrid_South
84157 | UT | NorthernGrid_South
84158 | UT | NorthernGrid_South
84165 | UT | NorthernGrid_South
84170 | UT | NorthernGrid_South
84171 | UT | NorthernGrid_South
84180 | UT | NorthernGrid_South
84184 | UT | NorthernGrid_South
84190 | UT | NorthernGrid_South
84199 | UT | NorthernGrid_South
84201 | UT | NorthernGrid_South
84244 | UT | NorthernGrid_South
84301 | UT | NorthernGrid_South
84302 | UT | NorthernGrid_South
84304 | UT | NorthernGrid_South
84305 | UT | NorthernGrid_South
84306 | UT | NorthernGrid_South
84307 | UT | NorthernGrid_South
84308 | UT | NorthernGrid_South
84309 | UT | NorthernGrid_South
84310 | UT | NorthernGrid_South
84311 | UT | NorthernGrid_South
84312 | UT | NorthernGrid_South
84313 | UT | NorthernGrid_South
84314 | UT | NorthernGrid_South
84315 | UT | NorthernGrid_South
84316 | UT | NorthernGrid_South
84317 | UT | NorthernGrid_South
84318 | UT | NorthernGrid_South
84319 | UT | NorthernGrid_South
84320 | UT | NorthernGrid_South
84321 | UT | NorthernGrid_South
84322 | UT | NorthernGrid_South
84323 | UT | NorthernGrid_South
84324 | UT | NorthernGrid_South
84325 | UT | NorthernGrid_South
84326 | UT | NorthernGrid_South
84327 | UT | NorthernGrid_South
84328 | UT | NorthernGrid_South
84329 | UT | NorthernGrid_South
84330 | UT | NorthernGrid_South
84331 | UT | NorthernGrid_South
84332 | UT | NorthernGrid_South
84333 | UT | NorthernGrid_South
84334 | UT | NorthernGrid_South
84335 | UT | NorthernGrid_South
84336 | UT | NorthernGrid_South
84337 | UT | NorthernGrid_South
84338 | UT | NorthernGrid_South
84339 | UT | NorthernGrid_South
84340 | UT | NorthernGrid_South
84341 | UT | NorthernGrid_South
84401 | UT | NorthernGrid_South
84402 | UT | NorthernGrid_South
84403 | UT | NorthernGrid_South
84404 | UT | NorthernGrid_South
84405 | UT | NorthernGrid_South
84407 | UT | NorthernGrid_South
84408 | UT | NorthernGrid_South
84409 | UT | NorthernGrid_South
84412 | UT | NorthernGrid_South
84414 | UT | NorthernGrid_South
84415 | UT | NorthernGrid_South
84501 | UT | NorthernGrid_South
84510 | UT | NorthernGrid_South
84511 | UT | NorthernGrid_South
84512 | UT | NorthernGrid_South
84513 | UT | NorthernGrid_South
84515 | UT | NorthernGrid_South
84516 | UT | NorthernGrid_South
84518 | UT | NorthernGrid_South
84520 | UT | NorthernGrid_South
84521 | UT | NorthernGrid_South
84522 | UT | NorthernGrid_South
84523 | UT | NorthernGrid_South
84525 | UT | NorthernGrid_South
84526 | UT | NorthernGrid_South
84528 | UT | NorthernGrid_South
84529 | UT | NorthernGrid_South
84530 | UT | NorthernGrid_South
84531 | UT | NorthernGrid_South
84532 | UT | NorthernGrid_South
84533 | UT | NorthernGrid_South
84534 | UT | NorthernGrid_South
84535 | UT | NorthernGrid_South
84536 | UT | NorthernGrid_South
84537 | UT | NorthernGrid_South
84539 | UT | NorthernGrid_South
84540 | UT | NorthernGrid_South
84542 | UT | NorthernGrid_South
84601 | UT | NorthernGrid_South
84602 | UT | NorthernGrid_South
84603 | UT | NorthernGrid_South
84604 | UT | NorthernGrid_South
84605 | UT | NorthernGrid_South
84606 | UT | NorthernGrid_South
84620 | UT | NorthernGrid_South
84621 | UT | NorthernGrid_South
84622 | UT | NorthernGrid_South
84623 | UT | NorthernGrid_South
84624 | UT | NorthernGrid_South
84626 | UT | NorthernGrid_South
84627 | UT | NorthernGrid_South
84628 | UT | NorthernGrid_South
84629 | UT | NorthernGrid_South
84630 | UT | NorthernGrid_South
84631 | UT | NorthernGrid_South
84632 | UT | NorthernGrid_South
84633 | UT | NorthernGrid_South
84634 | UT | NorthernGrid_South
84635 | UT | NorthernGrid_South
84636 | UT | NorthernGrid_South
84637 | UT | NorthernGrid_South
84638 | UT | NorthernGrid_South
84639 | UT | NorthernGrid_South
84640 | UT | NorthernGrid_South
84642 | UT | NorthernGrid_South
84643 | UT | NorthernGrid_South
84644 | UT | NorthernGrid_South
84645 | UT | NorthernGrid_South
84646 | UT | NorthernGrid_South
84647 | UT | NorthernGrid_South
84648 | UT | NorthernGrid_South
84649 | UT | NorthernGrid_South
84651 | UT | NorthernGrid_South
84652 | UT | NorthernGrid_South
84653 | UT | NorthernGrid_South
84654 | UT | NorthernGrid_South
84655 | UT | NorthernGrid_South
84656 | UT | NorthernGrid_South
84657 | UT | NorthernGrid_South
84660 | UT | NorthernGrid_South
84662 | UT | NorthernGrid_South
84663 | UT | NorthernGrid_South
84664 | UT | NorthernGrid_South
84665 | UT | NorthernGrid_South
84667 | UT | NorthernGrid_South
84701 | UT | NorthernGrid_South
84710 | UT | NorthernGrid_South
84711 | UT | NorthernGrid_South
84712 | UT | NorthernGrid_South
84713 | UT | NorthernGrid_South
84714 | UT | NorthernGrid_South
84715 | UT | NorthernGrid_South
84716 | UT | NorthernGrid_South
84718 | UT | NorthernGrid_South
84719 | UT | NorthernGrid_South
84720 | UT | NorthernGrid_South
84721 | UT | NorthernGrid_South
84722 | UT | NorthernGrid_South
84723 | UT | NorthernGrid_South
84724 | UT | NorthernGrid_South
84725 | UT | NorthernGrid_South
84726 | UT | NorthernGrid_South
84728 | UT | NorthernGrid_South
84729 | UT | NorthernGrid_South
84730 | UT | NorthernGrid_South
84731 | UT | NorthernGrid_South
84732 | UT | NorthernGrid_South
84733 | UT | NorthernGrid_South
84734 | UT | NorthernGrid_South
84735 | UT | NorthernGrid_South
84736 | UT | NorthernGrid_South
84737 | UT | NorthernGrid_South
84738 | UT | NorthernGrid_South
84739 | UT | NorthernGrid_South
84740 | UT | NorthernGrid_South
84741 | UT | NorthernGrid_South
84742 | UT | NorthernGrid_South
84743 | UT | NorthernGrid_South
84744 | UT | NorthernGrid_South
84745 | UT | NorthernGrid_South
84746 | UT | NorthernGrid_South
84747 | UT | NorthernGrid_South
84749 | UT | NorthernGrid_South
84750 | UT | NorthernGrid_South
84751 | UT | NorthernGrid_South
84752 | UT | NorthernGrid_South
84753 | UT | NorthernGrid_South
84754 | UT | NorthernGrid_South
84755 | UT | NorthernGrid_South
84756 | UT | NorthernGrid_South
84757 | UT | NorthernGrid_South
84758 | UT | NorthernGrid_South
84759 | UT | NorthernGrid_South
84760 | UT | NorthernGrid_South
84761 | UT | NorthernGrid_South
84762 | UT | NorthernGrid_South
84763 | UT | NorthernGrid_South
84764 | UT | NorthernGrid_South
84765 | UT | NorthernGrid_South
84766 | UT | NorthernGrid_South
84767 | UT | NorthernGrid_South
84770 | UT | NorthernGrid_South
84771 | UT | NorthernGrid_South
84772 | UT | NorthernGrid_South
84773 | UT | NorthernGrid_South
84774 | UT | NorthernGrid_South
84775 | UT | NorthernGrid_South
84776 | UT | NorthernGrid_South
84779 | UT | NorthernGrid_South
84780 | UT | NorthernGrid_South
84781 | UT | NorthernGrid_South
84782 | UT | NorthernGrid_South
84783 | UT | NorthernGrid_South
84784 | UT | NorthernGrid_South
84790 | UT | NorthernGrid_South
84791 | UT | NorthernGrid_South
84001 | UT | NorthernGrid_South
84002 | UT | NorthernGrid_South
84007 | UT | NorthernGrid_South
84008 | UT | NorthernGrid_South
84017 | UT | NorthernGrid_South
84018 | UT | NorthernGrid_South
84021 | UT | NorthernGrid_South
84023 | UT | NorthernGrid_South
84024 | UT | NorthernGrid_South
84026 | UT | NorthernGrid_South
84027 | UT | NorthernGrid_South
84028 | UT | NorthernGrid_South
84031 | UT | NorthernGrid_South
84032 | UT | NorthernGrid_South
84033 | UT | NorthernGrid_South
84035 | UT | NorthernGrid_South
84036 | UT | NorthernGrid_South
84038 | UT | NorthernGrid_South
84039 | UT | NorthernGrid_South
84046 | UT | NorthernGrid_South
84049 | UT | NorthernGrid_South
84050 | UT | NorthernGrid_South
84051 | UT | NorthernGrid_South
84052 | UT | NorthernGrid_South
84053 | UT | NorthernGrid_South
84055 | UT | NorthernGrid_South
84060 | UT | NorthernGrid_South
84061 | UT | NorthernGrid_South
84063 | UT | NorthernGrid_South
84064 | UT | NorthernGrid_South
84066 | UT | NorthernGrid_South
84068 | UT | NorthernGrid_South
84072 | UT | NorthernGrid_South
84073 | UT | NorthernGrid_South
84076 | UT | NorthernGrid_South
84078 | UT | NorthernGrid_South
84079 | UT | NorthernGrid_South
84082 | UT | NorthernGrid_South
84085 | UT | NorthernGrid_South
84086 | UT | NorthernGrid_South
84098 | UT | NorthernGrid_South
85360 | AZ | WestConnect_South
86021 | AZ | WestConnect_South
86401 | AZ | WestConnect_South
86402 | AZ | WestConnect_South
86403 | AZ | WestConnect_South
86404 | AZ | WestConnect_South
86405 | AZ | WestConnect_South
86406 | AZ | WestConnect_South
86409 | AZ | WestConnect_South
86411 | AZ | WestConnect_South
86412 | AZ | WestConnect_South
86413 | AZ | WestConnect_South
86426 | AZ | WestConnect_South
86427 | AZ | WestConnect_South
86429 | AZ | WestConnect_South
86430 | AZ | WestConnect_South
86431 | AZ | WestConnect_South
86432 | AZ | WestConnect_South
86433 | AZ | WestConnect_South
86434 | AZ | WestConnect_South
86436 | AZ | WestConnect_South
86437 | AZ | WestConnect_South
86438 | AZ | WestConnect_South
86439 | AZ | WestConnect_South
86440 | AZ | WestConnect_South
86441 | AZ | WestConnect_South
86442 | AZ | WestConnect_South
86443 | AZ | WestConnect_South
86444 | AZ | WestConnect_South
86445 | AZ | WestConnect_South
86446 | AZ | WestConnect_South
85001 | AZ | WestConnect_South
85002 | AZ | WestConnect_South
85003 | AZ | WestConnect_South
85004 | AZ | WestConnect_South
85005 | AZ | WestConnect_South
85006 | AZ | WestConnect_South
85007 | AZ | WestConnect_South
85008 | AZ | WestConnect_South
85009 | AZ | WestConnect_South
85010 | AZ | WestConnect_South
85011 | AZ | WestConnect_South
85012 | AZ | WestConnect_South
85013 | AZ | WestConnect_South
85014 | AZ | WestConnect_South
85015 | AZ | WestConnect_South
85016 | AZ | WestConnect_South
85017 | AZ | WestConnect_South
85018 | AZ | WestConnect_South
85019 | AZ | WestConnect_South
85020 | AZ | WestConnect_South
85021 | AZ | WestConnect_South
85022 | AZ | WestConnect_South
85023 | AZ | WestConnect_South
85024 | AZ | WestConnect_South
85026 | AZ | WestConnect_South
85027 | AZ | WestConnect_South
85028 | AZ | WestConnect_South
85029 | AZ | WestConnect_South
85030 | AZ | WestConnect_South
85031 | AZ | WestConnect_South
85032 | AZ | WestConnect_South
85033 | AZ | WestConnect_South
85034 | AZ | WestConnect_South
85035 | AZ | WestConnect_South
85036 | AZ | WestConnect_South
85037 | AZ | WestConnect_South
85038 | AZ | WestConnect_South
85039 | AZ | WestConnect_South
85040 | AZ | WestConnect_South
85041 | AZ | WestConnect_South
85042 | AZ | WestConnect_South
85043 | AZ | WestConnect_South
85044 | AZ | WestConnect_South
85045 | AZ | WestConnect_South
85046 | AZ | WestConnect_South
85048 | AZ | WestConnect_South
85050 | AZ | WestConnect_South
85051 | AZ | WestConnect_South
85053 | AZ | WestConnect_South
85054 | AZ | WestConnect_South
85060 | AZ | WestConnect_South
85061 | AZ | WestConnect_South
85062 | AZ | WestConnect_South
85063 | AZ | WestConnect_South
85064 | AZ | WestConnect_South
85065 | AZ | WestConnect_South
85066 | AZ | WestConnect_South
85067 | AZ | WestConnect_South
85068 | AZ | WestConnect_South
85069 | AZ | WestConnect_South
85070 | AZ | WestConnect_South
85071 | AZ | WestConnect_South
85072 | AZ | WestConnect_South
85073 | AZ | WestConnect_South
85074 | AZ | WestConnect_South
85075 | AZ | WestConnect_South
85076 | AZ | WestConnect_South
85078 | AZ | WestConnect_South
85079 | AZ | WestConnect_South
85080 | AZ | WestConnect_South
85082 | AZ | WestConnect_South
85083 | AZ | WestConnect_South
85085 | AZ | WestConnect_South
85086 | AZ | WestConnect_South
85087 | AZ | WestConnect_South
85117 | AZ | WestConnect_South
85118 | AZ | WestConnect_South
85119 | AZ | WestConnect_South
85120 | AZ | WestConnect_South
85121 | AZ | WestConnect_South
85122 | AZ | WestConnect_South
85123 | AZ | WestConnect_South
85127 | AZ | WestConnect_South
85128 | AZ | WestConnect_South
85130 | AZ | WestConnect_South
85131 | AZ | WestConnect_South
85132 | AZ | WestConnect_South
85135 | AZ | WestConnect_South
85137 | AZ | WestConnect_South
85138 | AZ | WestConnect_South
85139 | AZ | WestConnect_South
85140 | AZ | WestConnect_South
85141 | AZ | WestConnect_South
85142 | AZ | WestConnect_South
85143 | AZ | WestConnect_South
85145 | AZ | WestConnect_South
85147 | AZ | WestConnect_South
85172 | AZ | WestConnect_South
85173 | AZ | WestConnect_South
85178 | AZ | WestConnect_South
85190 | AZ | WestConnect_South
85191 | AZ | WestConnect_South
85192 | AZ | WestConnect_South
85193 | AZ | WestConnect_South
85194 | AZ | WestConnect_South
85201 | AZ | WestConnect_South
85202 | AZ | WestConnect_South
85203 | AZ | WestConnect_South
85204 | AZ | WestConnect_South
85205 | AZ | WestConnect_South
85206 | AZ | WestConnect_South
85207 | AZ | WestConnect_South
85208 | AZ | WestConnect_South
85209 | AZ | WestConnect_South
85210 | AZ | WestConnect_South
85211 | AZ | WestConnect_South
85212 | AZ | WestConnect_South
85213 | AZ | WestConnect_South
85214 | AZ | WestConnect_South
85215 | AZ | WestConnect_South
85216 | AZ | WestConnect_South
85224 | AZ | WestConnect_South
85225 | AZ | WestConnect_South
85226 | AZ | WestConnect_South
85233 | AZ | WestConnect_South
85234 | AZ | WestConnect_South
85236 | AZ | WestConnect_South
85244 | AZ | WestConnect_South
85246 | AZ | WestConnect_South
85248 | AZ | WestConnect_South
85249 | AZ | WestConnect_South
85250 | AZ | WestConnect_South
85251 | AZ | WestConnect_South
85252 | AZ | WestConnect_South
85253 | AZ | WestConnect_South
85254 | AZ | WestConnect_South
85255 | AZ | WestConnect_South
85256 | AZ | WestConnect_South
85257 | AZ | WestConnect_South
85258 | AZ | WestConnect_South
85259 | AZ | WestConnect_South
85260 | AZ | WestConnect_South
85261 | AZ | WestConnect_South
85262 | AZ | WestConnect_South
85263 | AZ | WestConnect_South
85264 | AZ | WestConnect_South
85266 | AZ | WestConnect_South
85267 | AZ | WestConnect_South
85268 | AZ | WestConnect_South
85269 | AZ | WestConnect_South
85271 | AZ | WestConnect_South
85274 | AZ | WestConnect_South
85275 | AZ | WestConnect_South
85277 | AZ | WestConnect_South
85280 | AZ | WestConnect_South
85281 | AZ | WestConnect_South
85282 | AZ | WestConnect_South
85283 | AZ | WestConnect_South
85284 | AZ | WestConnect_South
85285 | AZ | WestConnect_South
85286 | AZ | WestConnect_South
85287 | AZ | WestConnect_South
85295 | AZ | WestConnect_South
85296 | AZ | WestConnect_South
85297 | AZ | WestConnect_South
85298 | AZ | WestConnect_South
85299 | AZ | WestConnect_South
85301 | AZ | WestConnect_South
85302 | AZ | WestConnect_South
85303 | AZ | WestConnect_South
85304 | AZ | WestConnect_South
85305 | AZ | WestConnect_South
85306 | AZ | WestConnect_South
85307 | AZ | WestConnect_South
85308 | AZ | WestConnect_South
85309 | AZ | WestConnect_South
85310 | AZ | WestConnect_South
85311 | AZ | WestConnect_South
85312 | AZ | WestConnect_South
85318 | AZ | WestConnect_South
85320 | AZ | WestConnect_South
85322 | AZ | WestConnect_South
85323 | AZ | WestConnect_South
85324 | AZ | WestConnect_South
85325 | AZ | WestConnect_South
85326 | AZ | WestConnect_South
85327 | AZ | WestConnect_South
85328 | AZ | WestConnect_South
85329 | AZ | WestConnect_South
85331 | AZ | WestConnect_South
85332 | AZ | WestConnect_South
85333 | AZ | WestConnect_South
85334 | AZ | WestConnect_South
85335 | AZ | WestConnect_South
85336 | AZ | WestConnect_South
85337 | AZ | WestConnect_South
85338 | AZ | WestConnect_South
85339 | AZ | WestConnect_South
85340 | AZ | WestConnect_South
85342 | AZ | WestConnect_South
85343 | AZ | WestConnect_South
85344 | AZ | WestConnect_South
85345 | AZ | WestConnect_South
85346 | AZ | WestConnect_South
85347 | AZ | WestConnect_South
85348 | AZ | WestConnect_South
85349 | AZ | WestConnect_South
85350 | AZ | WestConnect_South
85351 | AZ | WestConnect_South
85352 | AZ | WestConnect_South
85353 | AZ | WestConnect_South
85354 | AZ | WestConnect_South
85355 | AZ | WestConnect_South
85356 | AZ | WestConnect_South
85357 | AZ | WestConnect_South
85358 | AZ | WestConnect_South
85359 | AZ | WestConnect_South
85361 | AZ | WestConnect_South
85362 | AZ | WestConnect_South
85363 | AZ | WestConnect_South
85364 | AZ | WestConnect_South
85365 | AZ | WestConnect_South
85366 | AZ | WestConnect_South
85367 | AZ | WestConnect_South
85369 | AZ | WestConnect_South
85371 | AZ | WestConnect_South
85372 | AZ | WestConnect_South
85373 | AZ | WestConnect_South
85374 | AZ | WestConnect_South
85375 | AZ | WestConnect_South
85376 | AZ | WestConnect_South
85377 | AZ | WestConnect_South
85378 | AZ | WestConnect_South
85379 | AZ | WestConnect_South
85380 | AZ | WestConnect_South
85381 | AZ | WestConnect_South
85382 | AZ | WestConnect_South
85383 | AZ | WestConnect_South
85385 | AZ | WestConnect_South
85387 | AZ | WestConnect_South
85388 | AZ | WestConnect_South
85390 | AZ | WestConnect_South
85392 | AZ | WestConnect_South
85395 | AZ | WestConnect_South
85396 | AZ | WestConnect_South
85501 | AZ | WestConnect_South
85502 | AZ | WestConnect_South
85530 | AZ | WestConnect_South
85531 | AZ | WestConnect_South
85532 | AZ | WestConnect_South
85533 | AZ | WestConnect_South
85534 | AZ | WestConnect_South
85535 | AZ | WestConnect_South
85536 | AZ | WestConnect_South
85539 | AZ | WestConnect_South
85540 | AZ | WestConnect_South
85541 | AZ | WestConnect_South
85542 | AZ | WestConnect_South
85543 | AZ | WestConnect_South
85544 | AZ | WestConnect_South
85545 | AZ | WestConnect_South
85546 | AZ | WestConnect_South
85547 | AZ | WestConnect_South
85548 | AZ | WestConnect_South
85550 | AZ | WestConnect_South
85551 | AZ | WestConnect_South
85552 | AZ | WestConnect_South
85553 | AZ | WestConnect_South
85554 | AZ | WestConnect_South
85602 | AZ | WestConnect_South
85603 | AZ | WestConnect_South
85605 | AZ | WestConnect_South
85606 | AZ | WestConnect_South
85607 | AZ | WestConnect_South
85608 | AZ | WestConnect_South
85609 | AZ | WestConnect_South
85610 | AZ | WestConnect_South
85613 | AZ | WestConnect_South
85615 | AZ | WestConnect_South
85616 | AZ | WestConnect_South
85617 | AZ | WestConnect_South
85618 | AZ | WestConnect_South
85620 | AZ | WestConnect_South
85623 | AZ | WestConnect_South
85625 | AZ | WestConnect_South
85626 | AZ | WestConnect_South
85627 | AZ | WestConnect_South
85630 | AZ | WestConnect_South
85631 | AZ | WestConnect_South
85632 | AZ | WestConnect_South
85635 | AZ | WestConnect_South
85636 | AZ | WestConnect_South
85638 | AZ | WestConnect_South
85643 | AZ | WestConnect_South
85644 | AZ | WestConnect_South
85650 | AZ | WestConnect_South
85655 | AZ | WestConnect_South
85658 | AZ | WestConnect_South
85670 | AZ | WestConnect_South
85671 | AZ | WestConnect_South
85739 | AZ | WestConnect_South
85901 | AZ | WestConnect_South
85902 | AZ | WestConnect_South
85911 | AZ | WestConnect_South
85912 | AZ | WestConnect_South
85922 | AZ | WestConnect_South
85923 | AZ | WestConnect_South
85926 | AZ | WestConnect_South
85928 | AZ | WestConnect_South
85929 | AZ | WestConnect_South
85931 | AZ | WestConnect_South
85933 | AZ | WestConnect_South
85934 | AZ | WestConnect_South
85935 | AZ | WestConnect_South
85937 | AZ | WestConnect_South
85939 | AZ | WestConnect_South
85941 | AZ | WestConnect_South
85942 | AZ | WestConnect_South
86001 | AZ | WestConnect_South
86002 | AZ | WestConnect_South
86003 | AZ | WestConnect_South
86004 | AZ | WestConnect_South
86005 | AZ | WestConnect_South
86011 | AZ | WestConnect_South
86015 | AZ | WestConnect_South
86016 | AZ | WestConnect_South
86017 | AZ | WestConnect_South
86018 | AZ | WestConnect_South
86020 | AZ | WestConnect_South
86022 | AZ | WestConnect_South
86023 | AZ | WestConnect_South
86024 | AZ | WestConnect_South
86025 | AZ | WestConnect_South
86029 | AZ | WestConnect_South
86030 | AZ | WestConnect_South
86031 | AZ | WestConnect_South
86032 | AZ | WestConnect_South
86033 | AZ | WestConnect_South
86034 | AZ | WestConnect_South
86035 | AZ | WestConnect_South
86036 | AZ | WestConnect_South
86038 | AZ | WestConnect_South
86039 | AZ | WestConnect_South
86040 | AZ | WestConnect_South
86042 | AZ | WestConnect_South
86043 | AZ | WestConnect_South
86044 | AZ | WestConnect_South
86045 | AZ | WestConnect_South
86046 | AZ | WestConnect_South
86047 | AZ | WestConnect_South
86052 | AZ | WestConnect_South
86053 | AZ | WestConnect_South
86054 | AZ | WestConnect_South
86301 | AZ | WestConnect_South
86302 | AZ | WestConnect_South
86303 | AZ | WestConnect_South
86304 | AZ | WestConnect_South
86305 | AZ | WestConnect_South
86312 | AZ | WestConnect_South
86313 | AZ | WestConnect_South
86314 | AZ | WestConnect_South
86315 | AZ | WestConnect_South
86320 | AZ | WestConnect_South
86321 | AZ | WestConnect_South
86322 | AZ | WestConnect_South
86323 | AZ | WestConnect_South
86324 | AZ | WestConnect_South
86325 | AZ | WestConnect_South
86326 | AZ | WestConnect_South
86327 | AZ | WestConnect_South
86329 | AZ | WestConnect_South
86331 | AZ | WestConnect_South
86332 | AZ | WestConnect_South
86333 | AZ | WestConnect_South
86334 | AZ | WestConnect_South
86335 | AZ | WestConnect_South
86336 | AZ | WestConnect_South
86337 | AZ | WestConnect_South
86338 | AZ | WestConnect_South
86339 | AZ | WestConnect_South
86340 | AZ | WestConnect_South
86341 | AZ | WestConnect_South
86342 | AZ | WestConnect_South
86343 | AZ | WestConnect_South
86351 | AZ | WestConnect_South
86435 | AZ | WestConnect_South
86510 | AZ | WestConnect_South
86520 | AZ | WestConnect_South
85920 | AZ | WestConnect_South
85924 | AZ | WestConnect_South
85925 | AZ | WestConnect_South
85927 | AZ | WestConnect_South
85930 | AZ | WestConnect_South
85932 | AZ | WestConnect_South
85936 | AZ | WestConnect_South
85938 | AZ | WestConnect_South
85940 | AZ | WestConnect_South
86028 | AZ | WestConnect_South
86502 | AZ | WestConnect_South
86503 | AZ | WestConnect_South
86504 | AZ | WestConnect_South
86505 | AZ | WestConnect_South
86506 | AZ | WestConnect_South
86507 | AZ | WestConnect_South
86508 | AZ | WestConnect_South
86511 | AZ | WestConnect_South
86512 | AZ | WestConnect_South
86514 | AZ | WestConnect_South
86515 | AZ | WestConnect_South
86535 | AZ | WestConnect_South
86538 | AZ | WestConnect_South
86540 | AZ | WestConnect_South
86544 | AZ | WestConnect_South
86545 | AZ | WestConnect_South
86547 | AZ | WestConnect_South
86556 | AZ | WestConnect_South
85321 | AZ | WestConnect_South
85341 | AZ | WestConnect_South
85601 | AZ | WestConnect_South
85611 | AZ | WestConnect_South
85614 | AZ | WestConnect_South
85619 | AZ | WestConnect_South
85621 | AZ | WestConnect_South
85622 | AZ | WestConnect_South
85624 | AZ | WestConnect_South
85628 | AZ | WestConnect_South
85629 | AZ | WestConnect_South
85633 | AZ | WestConnect_South
85634 | AZ | WestConnect_South
85637 | AZ | WestConnect_South
85639 | AZ | WestConnect_South
85640 | AZ | WestConnect_South
85641 | AZ | WestConnect_South
85645 | AZ | WestConnect_South
85646 | AZ | WestConnect_South
85648 | AZ | WestConnect_South
85652 | AZ | WestConnect_South
85653 | AZ | WestConnect_South
85654 | AZ | WestConnect_South
85701 | AZ | WestConnect_South
85702 | AZ | WestConnect_South
85703 | AZ | WestConnect_South
85704 | AZ | WestConnect_South
85705 | AZ | WestConnect_South
85706 | AZ | WestConnect_South
85707 | AZ | WestConnect_South
85708 | AZ | WestConnect_South
85709 | AZ | WestConnect_South
85710 | AZ | WestConnect_South
85711 | AZ | WestConnect_South
85712 | AZ | WestConnect_South
85713 | AZ | WestConnect_South
85714 | AZ | WestConnect_South
85715 | AZ | WestConnect_South
85716 | AZ | WestConnect_South
85717 | AZ | WestConnect_South
85718 | AZ | WestConnect_South
85719 | AZ | WestConnect_South
85720 | AZ | WestConnect_South
85721 | AZ | WestConnect_South
85722 | AZ | WestConnect_South
85723 | AZ | WestConnect_South
85724 | AZ | WestConnect_South
85725 | AZ | WestConnect_South
85726 | AZ | WestConnect_South
85728 | AZ | WestConnect_South
85730 | AZ | WestConnect_South
85731 | AZ | WestConnect_South
85732 | AZ | WestConnect_South
85733 | AZ | WestConnect_South
85734 | AZ | WestConnect_South
85735 | AZ | WestConnect_South
85736 | AZ | WestConnect_South
85737 | AZ | WestConnect_South
85738 | AZ | WestConnect_South
85740 | AZ | WestConnect_South
85741 | AZ | WestConnect_South
85742 | AZ | WestConnect_South
85743 | AZ | WestConnect_South
85744 | AZ | WestConnect_South
85745 | AZ | WestConnect_South
85746 | AZ | WestConnect_South
85747 | AZ | WestConnect_South
85748 | AZ | WestConnect_South
85749 | AZ | WestConnect_South
85750 | AZ | WestConnect_South
85751 | AZ | WestConnect_South
85752 | AZ | WestConnect_South
85754 | AZ | WestConnect_South
85755 | AZ | WestConnect_South
85756 | AZ | WestConnect_South
85757 | AZ | WestConnect_South
85775 | AZ | WestConnect_South
87001 | NM | WestConnect_South
87002 | NM | WestConnect_South
87004 | NM | WestConnect_South
87005 | NM | WestConnect_South
87006 | NM | WestConnect_South
87007 | NM | WestConnect_South
87008 | NM | WestConnect_South
87009 | NM | WestConnect_South
87010 | NM | WestConnect_South
87011 | NM | WestConnect_South
87012 | NM | WestConnect_South
87013 | NM | WestConnect_South
87014 | NM | WestConnect_South
87015 | NM | WestConnect_South
87016 | NM | WestConnect_South
87017 | NM | WestConnect_South
87018 | NM | WestConnect_South
87020 | NM | WestConnect_South
87021 | NM | WestConnect_South
87022 | NM | WestConnect_South
87023 | NM | WestConnect_South
87024 | NM | WestConnect_South
87025 | NM | WestConnect_South
87026 | NM | WestConnect_South
87027 | NM | WestConnect_South
87028 | NM | WestConnect_South
87029 | NM | WestConnect_South
87031 | NM | WestConnect_South
87032 | NM | WestConnect_South
87034 | NM | WestConnect_South
87035 | NM | WestConnect_South
87036 | NM | WestConnect_South
87037 | NM | WestConnect_South
87038 | NM | WestConnect_South
87040 | NM | WestConnect_South
87041 | NM | WestConnect_South
87042 | NM | WestConnect_South
87043 | NM | WestConnect_South
87044 | NM | WestConnect_South
87045 | NM | WestConnect_South
87046 | NM | WestConnect_South
87047 | NM | WestConnect_South
87048 | NM | WestConnect_South
87049 | NM | WestConnect_South
87051 | NM | WestConnect_South
87052 | NM | WestConnect_South
87053 | NM | WestConnect_South
87056 | NM | WestConnect_South
87059 | NM | WestConnect_South
87060 | NM | WestConnect_South
87061 | NM | WestConnect_South
87062 | NM | WestConnect_South
87063 | NM | WestConnect_South
87064 | NM | WestConnect_South
87068 | NM | WestConnect_South
87070 | NM | WestConnect_South
87072 | NM | WestConnect_South
87083 | NM | WestConnect_South
87101 | NM | WestConnect_South
87102 | NM | WestConnect_South
87103 | NM | WestConnect_South
87104 | NM | WestConnect_South
87105 | NM | WestConnect_South
87106 | NM | WestConnect_South
87107 | NM | WestConnect_South
87108 | NM | WestConnect_South
87109 | NM | WestConnect_South
87110 | NM | WestConnect_South
87111 | NM | WestConnect_South
87112 | NM | WestConnect_South
87113 | NM | WestConnect_South
87114 | NM | WestConnect_South
87115 | NM | WestConnect_South
87116 | NM | WestConnect_South
87117 | NM | WestConnect_South
87119 | NM | WestConnect_South
87120 | NM | WestConnect_South
87121 | NM | WestConnect_South
87122 | NM | WestConnect_South
87123 | NM | WestConnect_South
87124 | NM | WestConnect_South
87125 | NM | WestConnect_South
87131 | NM | WestConnect_South
87144 | NM | WestConnect_South
87151 | NM | WestConnect_South
87153 | NM | WestConnect_South
87154 | NM | WestConnect_South
87158 | NM | WestConnect_South
87174 | NM | WestConnect_South
87176 | NM | WestConnect_South
87181 | NM | WestConnect_South
87184 | NM | WestConnect_South
87185 | NM | WestConnect_South
87187 | NM | WestConnect_South
87190 | NM | WestConnect_South
87191 | NM | WestConnect_South
87192 | NM | WestConnect_South
87193 | NM | WestConnect_South
87194 | NM | WestConnect_South
87195 | NM | WestConnect_South
87196 | NM | WestConnect_South
87197 | NM | WestConnect_South
87198 | NM | WestConnect_South
87199 | NM | WestConnect_South
87301 | NM | WestConnect_South
87302 | NM | WestConnect_South
87305 | NM | WestConnect_South
87310 | NM | WestConnect_South
87311 | NM | WestConnect_South
87312 | NM | WestConnect_South
87313 | NM | WestConnect_South
87315 | NM | WestConnect_South
87316 | NM | WestConnect_South
87317 | NM | WestConnect_South
87319 | NM | WestConnect_South
87320 | NM | WestConnect_South
87321 | NM | WestConnect_South
87322 | NM | WestConnect_South
87323 | NM | WestConnect_South
87325 | NM | WestConnect_South
87326 | NM | WestConnect_South
87327 | NM | WestConnect_South
87328 | NM | WestConnect_South
87347 | NM | WestConnect_South
87357 | NM | WestConnect_South
87364 | NM | WestConnect_South
87365 | NM | WestConnect_South
87375 | NM | WestConnect_South
87401 | NM | WestConnect_South
87402 | NM | WestConnect_South
87410 | NM | WestConnect_South
87412 | NM | WestConnect_South
87413 | NM | WestConnect_South
87415 | NM | WestConnect_South
87416 | NM | WestConnect_South
87417 | NM | WestConnect_South
87418 | NM | WestConnect_South
87419 | NM | WestConnect_South
87420 | NM | WestConnect_South
87421 | NM | WestConnect_South
87455 | NM | WestConnect_South
87461 | NM | WestConnect_South
87499 | NM | WestConnect_South
87501 | NM | WestConnect_South
87502 | NM | WestConnect_South
87503 | NM | WestConnect_South
87504 | NM | WestConnect_South
87505 | NM | WestConnect_South
87506 | NM | WestConnect_South
87507 | NM | WestConnect_South
87508 | NM | WestConnect_South
87509 | NM | WestConnect_South
87510 | NM | WestConnect_South
87511 | NM | WestConnect_South
87512 | NM | WestConnect_South
87513 | NM | WestConnect_South
87514 | NM | WestConnect_South
87515 | NM | WestConnect_South
87516 | NM | WestConnect_South
87517 | NM | WestConnect_South
87518 | NM | WestConnect_South
87519 | NM | WestConnect_South
87520 | NM | WestConnect_South
87521 | NM | WestConnect_South
87522 | NM | WestConnect_South
87523 | NM | WestConnect_South
87524 | NM | WestConnect_South
87525 | NM | WestConnect_South
87527 | NM | WestConnect_South
87528 | NM | WestConnect_South
87529 | NM | WestConnect_South
87530 | NM | WestConnect_South
87531 | NM | WestConnect_South
87532 | NM | WestConnect_South
87533 | NM | WestConnect_South
87535 | NM | WestConnect_South
87537 | NM | WestConnect_South
87538 | NM | WestConnect_South
87539 | NM | WestConnect_South
87540 | NM | WestConnect_South
87543 | NM | WestConnect_South
87544 | NM | WestConnect_South
87545 | NM | WestConnect_South
87547 | NM | WestConnect_South
87548 | NM | WestConnect_South
87549 | NM | WestConnect_South
87551 | NM | WestConnect_South
87552 | NM | WestConnect_South
87553 | NM | WestConnect_South
87554 | NM | WestConnect_South
87556 | NM | WestConnect_South
87557 | NM | WestConnect_South
87558 | NM | WestConnect_South
87560 | NM | WestConnect_South
87562 | NM | WestConnect_South
87564 | NM | WestConnect_South
87565 | NM | WestConnect_South
87566 | NM | WestConnect_South
87567 | NM | WestConnect_South
87569 | NM | WestConnect_South
87571 | NM | WestConnect_South
87573 | NM | WestConnect_South
87574 | NM | WestConnect_South
87575 | NM | WestConnect_South
87576 | NM | WestConnect_South
87577 | NM | WestConnect_South
87578 | NM | WestConnect_South
87579 | NM | WestConnect_South
87580 | NM | WestConnect_South
87581 | NM | WestConnect_South
87582 | NM | WestConnect_South
87583 | NM | WestConnect_South
87592 | NM | WestConnect_South
87594 | NM | WestConnect_South
87654 | NM | WestConnect_South
87701 | NM | WestConnect_South
87710 | NM | WestConnect_South
87711 | NM | WestConnect_South
87712 | NM | WestConnect_South
87713 | NM | WestConnect_South
87714 | NM | WestConnect_South
87715 | NM | WestConnect_South
87718 | NM | WestConnect_South
87722 | NM | WestConnect_South
87723 | NM | WestConnect_South
87724 | NM | WestConnect_South
87728 | NM | WestConnect_South
87729 | NM | WestConnect_South
87730 | NM | WestConnect_South
87731 | NM | WestConnect_South
87732 | NM | WestConnect_South
87733 | NM | WestConnect_South
87734 | NM | WestConnect_South
87735 | NM | WestConnect_South
87736 | NM | WestConnect_South
87740 | NM | WestConnect_South
87742 | NM | WestConnect_South
87743 | NM | WestConnect_South
87745 | NM | WestConnect_South
87746 | NM | WestConnect_South
87747 | NM | WestConnect_South
87749 | NM | WestConnect_South
87750 | NM | WestConnect_South
87752 | NM | WestConnect_South
87753 | NM | WestConnect_South
87801 | NM | WestConnect_South
87820 | NM | WestConnect_South
87821 | NM | WestConnect_South
87823 | NM | WestConnect_South
87824 | NM | WestConnect_South
87825 | NM | WestConnect_South
87827 | NM | WestConnect_South
87828 | NM | WestConnect_South
87829 | NM | WestConnect_South
87830 | NM | WestConnect_South
87831 | NM | WestConnect_South
87832 | NM | WestConnect_South
87901 | NM | WestConnect_South
87930 | NM | WestConnect_South
87931 | NM | WestConnect_South
87933 | NM | WestConnect_South
87935 | NM | WestConnect_South
87936 | NM | WestConnect_South
87937 | NM | WestConnect_South
87939 | NM | WestConnect_South
87940 | NM | WestConnect_South
87941 | NM | WestConnect_South
87942 | NM | WestConnect_South
87943 | NM | WestConnect_South
88001 | NM | WestConnect_South
88002 | NM | WestConnect_South
88003 | NM | WestConnect_South
88004 | NM | WestConnect_South
88005 | NM | WestConnect_South
88006 | NM | WestConnect_South
88007 | NM | WestConnect_South
88008 | NM | WestConnect_South
88009 | NM | WestConnect_South
88011 | NM | WestConnect_South
88012 | NM | WestConnect_South
88013 | NM | WestConnect_South
88020 | NM | WestConnect_South
88021 | NM | WestConnect_South
88022 | NM | WestConnect_South
88023 | NM | WestConnect_South
88024 | NM | WestConnect_South
88025 | NM | WestConnect_South
88026 | NM | WestConnect_South
88027 | NM | WestConnect_South
88028 | NM | WestConnect_South
88029 | NM | WestConnect_South
88030 | NM | WestConnect_South
88031 | NM | WestConnect_South
88032 | NM | WestConnect_South
88033 | NM | WestConnect_South
88034 | NM | WestConnect_South
88036 | NM | WestConnect_South
88038 | NM | WestConnect_South
88039 | NM | WestConnect_South
88040 | NM | WestConnect_South
88041 | NM | WestConnect_South
88042 | NM | WestConnect_South
88043 | NM | WestConnect_South
88044 | NM | WestConnect_South
88045 | NM | WestConnect_South
88046 | NM | WestConnect_South
88047 | NM | WestConnect_South
88048 | NM | WestConnect_South
88049 | NM | WestConnect_South
88051 | NM | WestConnect_South
88052 | NM | WestConnect_South
88053 | NM | WestConnect_South
88054 | NM | WestConnect_South
88055 | NM | WestConnect_South
88056 | NM | WestConnect_South
88058 | NM | WestConnect_South
88061 | NM | WestConnect_South
88062 | NM | WestConnect_South
88063 | NM | WestConnect_South
88065 | NM | WestConnect_South
88072 | NM | WestConnect_South
88081 | NM | WestConnect_South
88119 | NM | WestConnect_South
88134 | NM | WestConnect_South
88136 | NM | WestConnect_South
88301 | NM | WestConnect_South
88310 | NM | WestConnect_South
88311 | NM | WestConnect_South
88312 | NM | WestConnect_South
88314 | NM | WestConnect_South
88316 | NM | WestConnect_South
88317 | NM | WestConnect_South
88318 | NM | WestConnect_South
88321 | NM | WestConnect_South
88323 | NM | WestConnect_South
88324 | NM | WestConnect_South
88325 | NM | WestConnect_South
88330 | NM | WestConnect_South
88336 | NM | WestConnect_South
88337 | NM | WestConnect_South
88338 | NM | WestConnect_South
88339 | NM | WestConnect_South
88340 | NM | WestConnect_South
88341 | NM | WestConnect_South
88342 | NM | WestConnect_South
88343 | NM | WestConnect_South
88344 | NM | WestConnect_South
88345 | NM | WestConnect_South
88346 | NM | WestConnect_South
88347 | NM | WestConnect_South
88348 | NM | WestConnect_South
88349 | NM | WestConnect_South
88350 | NM | WestConnect_South
88351 | NM | WestConnect_South
88352 | NM | WestConnect_South
88353 | NM | WestConnect_South
88354 | NM | WestConnect_South
88355 | NM | WestConnect_South
88410 | NM | WestConnect_South
88414 | NM | WestConnect_South
88415 | NM | WestConnect_South
88416 | NM | WestConnect_South
88417 | NM | WestConnect_South
88418 | NM | WestConnect_South
88419 | NM | WestConnect_South
88421 | NM | WestConnect_South
88422 | NM | WestConnect_South
88424 | NM | WestConnect_South
88431 | NM | WestConnect_South
88435 | NM | WestConnect_South
88436 | NM | WestConnect_South
88439 | NM | WestConnect_South
57701 | SD | WestConnect_North
57702 | SD | WestConnect_North
57703 | SD | WestConnect_North
57709 | SD | WestConnect_North
57717 | SD | WestConnect_North
57719 | SD | WestConnect_North
57722 | SD | WestConnect_North
57725 | SD | WestConnect_North
57730 | SD | WestConnect_North
57732 | SD | WestConnect_North
57735 | SD | WestConnect_North
57738 | SD | WestConnect_North
57744 | SD | WestConnect_North
57745 | SD | WestConnect_North
57747 | SD | WestConnect_North
57751 | SD | WestConnect_North
57754 | SD | WestConnect_North
57759 | SD | WestConnect_North
57760 | SD | WestConnect_North
57761 | SD | WestConnect_North
57762 | SD | WestConnect_North
57763 | SD | WestConnect_North
57766 | SD | WestConnect_North
57767 | SD | WestConnect_North
57773 | SD | WestConnect_North
57775 | SD | WestConnect_North
57779 | SD | WestConnect_North
57780 | SD | WestConnect_North
57782 | SD | WestConnect_North
57783 | SD | WestConnect_North
57788 | SD | WestConnect_North
57790 | SD | WestConnect_North
57791 | SD | WestConnect_North
57793 | SD | WestConnect_North
57799 | SD | WestConnect_North
80001 | CO | WestConnect_North
80002 | CO | WestConnect_North
80003 | CO | WestConnect_North
80004 | CO | WestConnect_North
80005 | CO | WestConnect_North
80006 | CO | WestConnect_North
80007 | CO | WestConnect_North
80010 | CO | WestConnect_North
80011 | CO | WestConnect_North
80012 | CO | WestConnect_North
80013 | CO | WestConnect_North
80014 | CO | WestConnect_North
80015 | CO | WestConnect_North
80016 | CO | WestConnect_North
80017 | CO | WestConnect_North
80018 | CO | WestConnect_North
80019 | CO | WestConnect_North
80020 | CO | WestConnect_North
80021 | CO | WestConnect_North
80022 | CO | WestConnect_North
80023 | CO | WestConnect_North
80024 | CO | WestConnect_North
80025 | CO | WestConnect_North
80026 | CO | WestConnect_North
80027 | CO | WestConnect_North
80030 | CO | WestConnect_North
80031 | CO | WestConnect_North
80033 | CO | WestConnect_North
80034 | CO | WestConnect_North
80035 | CO | WestConnect_North
80036 | CO | WestConnect_North
80037 | CO | WestConnect_North
80038 | CO | WestConnect_North
80040 | CO | WestConnect_North
80041 | CO | WestConnect_North
80042 | CO | WestConnect_North
80044 | CO | WestConnect_North
80045 | CO | WestConnect_North
80046 | CO | WestConnect_North
80047 | CO | WestConnect_North
80102 | CO | WestConnect_North
80103 | CO | WestConnect_North
80104 | CO | WestConnect_North
80105 | CO | WestConnect_North
80108 | CO | WestConnect_North
80109 | CO | WestConnect_North
80110 | CO | WestConnect_North
80111 | CO | WestConnect_North
80112 | CO | WestConnect_North
80113 | CO | WestConnect_North
80116 | CO | WestConnect_North
80118 | CO | WestConnect_North
80120 | CO | WestConnect_North
80121 | CO | WestConnect_North
80122 | CO | WestConnect_North
80123 | CO | WestConnect_North
80124 | CO | WestConnect_North
80125 | CO | WestConnect_North
80126 | CO | WestConnect_North
80127 | CO | WestConnect_North
80128 | CO | WestConnect_North
80129 | CO | WestConnect_North
80130 | CO | WestConnect_North
80131 | CO | WestConnect_North
80134 | CO | WestConnect_North
80135 | CO | WestConnect_North
80136 | CO | WestConnect_North
80137 | CO | WestConnect_North
80138 | CO | WestConnect_North
80150 | CO | WestConnect_North
80151 | CO | WestConnect_North
80155 | CO | WestConnect_North
80160 | CO | WestConnect_North
80161 | CO | WestConnect_North
80162 | CO | WestConnect_North
80163 | CO | WestConnect_North
80165 | CO | WestConnect_North
80166 | CO | WestConnect_North
80201 | CO | WestConnect_North
80202 | CO | WestConnect_North
80203 | CO | WestConnect_North
80204 | CO | WestConnect_North
80205 | CO | WestConnect_North
80206 | CO | WestConnect_North
80207 | CO | WestConnect_North
80208 | CO | WestConnect_North
80209 | CO | WestConnect_North
80210 | CO | WestConnect_North
80211 | CO | WestConnect_North
80212 | CO | WestConnect_North
80214 | CO | WestConnect_North
80215 | CO | WestConnect_North
80216 | CO | WestConnect_North
80217 | CO | WestConnect_North
80218 | CO | WestConnect_North
80219 | CO | WestConnect_North
80220 | CO | WestConnect_North
80221 | CO | WestConnect_North
80222 | CO | WestConnect_North
80223 | CO | WestConnect_North
80224 | CO | WestConnect_North
80225 | CO | WestConnect_North
80226 | CO | WestConnect_North
80227 | CO | WestConnect_North
80228 | CO | WestConnect_North
80229 | CO | WestConnect_North
80230 | CO | WestConnect_North
80231 | CO | WestConnect_North
80232 | CO | WestConnect_North
80233 | CO | WestConnect_North
80234 | CO | WestConnect_North
80235 | CO | WestConnect_North
80236 | CO | WestConnect_North
80237 | CO | WestConnect_North
80238 | CO | WestConnect_North
80239 | CO | WestConnect_North
80241 | CO | WestConnect_North
80243 | CO | WestConnect_North
80244 | CO | WestConnect_North
80246 | CO | WestConnect_North
80247 | CO | WestConnect_North
80248 | CO | WestConnect_North
80249 | CO | WestConnect_North
80250 | CO | WestConnect_North
80251 | CO | WestConnect_North
80256 | CO | WestConnect_North
80257 | CO | WestConnect_North
80259 | CO | WestConnect_North
80260 | CO | WestConnect_North
80261 | CO | WestConnect_North
80262 | CO | WestConnect_North
80263 | CO | WestConnect_North
80264 | CO | WestConnect_North
80265 | CO | WestConnect_North
80266 | CO | WestConnect_North
80271 | CO | WestConnect_North
80273 | CO | WestConnect_North
80274 | CO | WestConnect_North
80281 | CO | WestConnect_North
80290 | CO | WestConnect_North
80291 | CO | WestConnect_North
80293 | CO | WestConnect_North
80294 | CO | WestConnect_North
80299 | CO | WestConnect_North
80301 | CO | WestConnect_North
80302 | CO | WestConnect_North
80303 | CO | WestConnect_North
80304 | CO | WestConnect_North
80305 | CO | WestConnect_North
80306 | CO | WestConnect_North
80307 | CO | WestConnect_North
80308 | CO | WestConnect_North
80309 | CO | WestConnect_North
80310 | CO | WestConnect_North
80314 | CO | WestConnect_North
80401 | CO | WestConnect_North
80402 | CO | WestConnect_North
80403 | CO | WestConnect_North
80419 | CO | WestConnect_North
80420 | CO | WestConnect_North
80421 | CO | WestConnect_North
80422 | CO | WestConnect_North
80423 | CO | WestConnect_North
80424 | CO | WestConnect_North
80425 | CO | WestConnect_North
80426 | CO | WestConnect_North
80427 | CO | WestConnect_North
80428 | CO | WestConnect_North
80429 | CO | WestConnect_North
80430 | CO | WestConnect_North
80432 | CO | WestConnect_North
80433 | CO | WestConnect_North
80434 | CO | WestConnect_North
80435 | CO | WestConnect_North
80436 | CO | WestConnect_North
80437 | CO | WestConnect_North
80438 | CO | WestConnect_North
80439 | CO | WestConnect_North
80440 | CO | WestConnect_North
80442 | CO | WestConnect_North
80443 | CO | WestConnect_North
80444 | CO | WestConnect_North
80446 | CO | WestConnect_North
80447 | CO | WestConnect_North
80448 | CO | WestConnect_North
80449 | CO | WestConnect_North
80451 | CO | WestConnect_North
80452 | CO | WestConnect_North
80453 | CO | WestConnect_North
80454 | CO | WestConnect_North
80455 | CO | WestConnect_North
80456 | CO | WestConnect_North
80457 | CO | WestConnect_North
80459 | CO | WestConnect_North
80461 | CO | WestConnect_North
80463 | CO | WestConnect_North
80465 | CO | WestConnect_North
80466 | CO | WestConnect_North
80467 | CO | WestConnect_North
80468 | CO | WestConnect_North
80469 | CO | WestConnect_North
80470 | CO | WestConnect_North
80471 | CO | WestConnect_North
80473 | CO | WestConnect_North
80474 | CO | WestConnect_North
80475 | CO | WestConnect_North
80476 | CO | WestConnect_North
80477 | CO | WestConnect_North
80478 | CO | WestConnect_North
80479 | CO | WestConnect_North
80480 | CO | WestConnect_North
80481 | CO | WestConnect_North
80482 | CO | WestConnect_North
80483 | CO | WestConnect_North
80487 | CO | WestConnect_North
80488 | CO | WestConnect_North
80497 | CO | WestConnect_North
80498 | CO | WestConnect_North
80501 | CO | WestConnect_North
80502 | CO | WestConnect_North
80503 | CO | WestConnect_North
80504 | CO | WestConnect_North
80510 | CO | WestConnect_North
80511 | CO | WestConnect_North
80512 | CO | WestConnect_North
80513 | CO | WestConnect_North
80514 | CO | WestConnect_North
80515 | CO | WestConnect_North
80516 | CO | WestConnect_North
80517 | CO | WestConnect_North
80520 | CO | WestConnect_North
80521 | CO | WestConnect_North
80522 | CO | WestConnect_North
80523 | CO | WestConnect_North
80524 | CO | WestConnect_North
80525 | CO | WestConnect_North
80526 | CO | WestConnect_North
80527 | CO | WestConnect_North
80528 | CO | WestConnect_North
80530 | CO | WestConnect_North
80532 | CO | WestConnect_North
80533 | CO | WestConnect_North
80534 | CO | WestConnect_North
80535 | CO | WestConnect_North
80536 | CO | WestConnect_North
80537 | CO | WestConnect_North
80538 | CO | WestConnect_North
80539 | CO | WestConnect_North
80540 | CO | WestConnect_North
80541 | CO | WestConnect_North
80542 | CO | WestConnect_North
80543 | CO | WestConnect_North
80544 | CO | WestConnect_North
80545 | CO | WestConnect_North
80546 | CO | WestConnect_North
80547 | CO | WestConnect_North
80549 | CO | WestConnect_North
80550 | CO | WestConnect_North
80551 | CO | WestConnect_North
80553 | CO | WestConnect_North
80601 | CO | WestConnect_North
80602 | CO | WestConnect_North
80603 | CO | WestConnect_North
80610 | CO | WestConnect_North
80611 | CO | WestConnect_North
80612 | CO | WestConnect_North
80614 | CO | WestConnect_North
80615 | CO | WestConnect_North
80620 | CO | WestConnect_North
80621 | CO | WestConnect_North
80622 | CO | WestConnect_North
80623 | CO | WestConnect_North
80624 | CO | WestConnect_North
80631 | CO | WestConnect_North
80632 | CO | WestConnect_North
80633 | CO | WestConnect_North
80634 | CO | WestConnect_North
80638 | CO | WestConnect_North
80639 | CO | WestConnect_North
80640 | CO | WestConnect_North
80642 | CO | WestConnect_North
80643 | CO | WestConnect_North
80644 | CO | WestConnect_North
80645 | CO | WestConnect_North
80646 | CO | WestConnect_North
80648 | CO | WestConnect_North
80649 | CO | WestConnect_North
80650 | CO | WestConnect_North
80651 | CO | WestConnect_North
80652 | CO | WestConnect_North
80653 | CO | WestConnect_North
80654 | CO | WestConnect_North
80701 | CO | WestConnect_North
80705 | CO | WestConnect_North
80720 | CO | WestConnect_North
80721 | CO | WestConnect_North
80722 | CO | WestConnect_North
80723 | CO | WestConnect_North
80726 | CO | WestConnect_North
80727 | CO | WestConnect_North
80728 | CO | WestConnect_North
80729 | CO | WestConnect_North
80731 | CO | WestConnect_North
80732 | CO | WestConnect_North
80733 | CO | WestConnect_North
80734 | CO | WestConnect_North
80735 | CO | WestConnect_North
80736 | CO | WestConnect_North
80737 | CO | WestConnect_North
80740 | CO | WestConnect_North
80741 | CO | WestConnect_North
80742 | CO | WestConnect_North
80743 | CO | WestConnect_North
80744 | CO | WestConnect_North
80745 | CO | WestConnect_North
80746 | CO | WestConnect_North
80747 | CO | WestConnect_North
80749 | CO | WestConnect_North
80750 | CO | WestConnect_North
80751 | CO | WestConnect_North
80754 | CO | WestConnect_North
80755 | CO | WestConnect_North
80757 | CO | WestConnect_North
80758 | CO | WestConnect_North
80759 | CO | WestConnect_North
80801 | CO | WestConnect_North
80812 | CO | WestConnect_North
80813 | CO | WestConnect_North
80814 | CO | WestConnect_North
80816 | CO | WestConnect_North
80820 | CO | WestConnect_North
80822 | CO | WestConnect_North
80824 | CO | WestConnect_North
80827 | CO | WestConnect_North
80860 | CO | WestConnect_North
80863 | CO | WestConnect_North
80866 | CO | WestConnect_North
81251 | CO | WestConnect_North
81501 | CO | WestConnect_North
81502 | CO | WestConnect_North
81503 | CO | WestConnect_North
81504 | CO | WestConnect_North
81505 | CO | WestConnect_North
81506 | CO | WestConnect_North
81507 | CO | WestConnect_North
81520 | CO | WestConnect_North
81521 | CO | WestConnect_North
81522 | CO | WestConnect_North
81523 | CO | WestConnect_North
81524 | CO | WestConnect_North
81525 | CO | WestConnect_North
81526 | CO | WestConnect_North
81527 | CO | WestConnect_North
81601 | CO | WestConnect_North
81602 | CO | WestConnect_North
81610 | CO | WestConnect_North
81611 | CO | WestConnect_North
81612 | CO | WestConnect_North
81615 | CO | WestConnect_North
81620 | CO | WestConnect_North
81621 | CO | WestConnect_North
81623 | CO | WestConnect_North
81624 | CO | WestConnect_North
81625 | CO | WestConnect_North
81626 | CO | WestConnect_North
81630 | CO | WestConnect_North
81631 | CO | WestConnect_North
81632 | CO | WestConnect_North
81633 | CO | WestConnect_North
81635 | CO | WestConnect_North
81636 | CO | WestConnect_North
81637 | CO | WestConnect_North
81638 | CO | WestConnect_North
81639 | CO | WestConnect_North
81640 | CO | WestConnect_North
81641 | CO | WestConnect_North
81642 | CO | WestConnect_North
81643 | CO | WestConnect_North
81645 | CO | WestConnect_North
81646 | CO | WestConnect_North
81647 | CO | WestConnect_North
81648 | CO | WestConnect_North
81649 | CO | WestConnect_North
81650 | CO | WestConnect_North
81652 | CO | WestConnect_North
81653 | CO | WestConnect_North
81654 | CO | WestConnect_North
81655 | CO | WestConnect_North
81656 | CO | WestConnect_North
81657 | CO | WestConnect_North
81658 | CO | WestConnect_North
80101 | CO | WestConnect_North
80106 | CO | WestConnect_North
80107 | CO | WestConnect_North
80117 | CO | WestConnect_North
80132 | CO | WestConnect_North
80133 | CO | WestConnect_North
80802 | CO | WestConnect_North
80804 | CO | WestConnect_North
80805 | CO | WestConnect_North
80807 | CO | WestConnect_North
80808 | CO | WestConnect_North
80809 | CO | WestConnect_North
80810 | CO | WestConnect_North
80815 | CO | WestConnect_North
80817 | CO | WestConnect_North
80818 | CO | WestConnect_North
80819 | CO | WestConnect_North
80821 | CO | WestConnect_North
80823 | CO | WestConnect_North
80825 | CO | WestConnect_North
80826 | CO | WestConnect_North
80828 | CO | WestConnect_North
80829 | CO | WestConnect_North
80830 | CO | WestConnect_North
80831 | CO | WestConnect_North
80832 | CO | WestConnect_North
80833 | CO | WestConnect_North
80834 | CO | WestConnect_North
80835 | CO | WestConnect_North
80836 | CO | WestConnect_North
80840 | CO | WestConnect_North
80841 | CO | WestConnect_North
80861 | CO | WestConnect_North
80862 | CO | WestConnect_North
80864 | CO | WestConnect_North
80901 | CO | WestConnect_North
80902 | CO | WestConnect_North
80903 | CO | WestConnect_North
80904 | CO | WestConnect_North
80905 | CO | WestConnect_North
80906 | CO | WestConnect_North
80907 | CO | WestConnect_North
80908 | CO | WestConnect_North
80909 | CO | WestConnect_North
80910 | CO | WestConnect_North
80911 | CO | WestConnect_North
80912 | CO | WestConnect_North
80913 | CO | WestConnect_North
80914 | CO | WestConnect_North
80915 | CO | WestConnect_North
80916 | CO | WestConnect_North
80917 | CO | WestConnect_North
80918 | CO | WestConnect_North
80919 | CO | WestConnect_North
80920 | CO | WestConnect_North
80921 | CO | WestConnect_North
80922 | CO | WestConnect_North
80923 | CO | WestConnect_North
80924 | CO | WestConnect_North
80925 | CO | WestConnect_North
80926 | CO | WestConnect_North
80927 | CO | WestConnect_North
80928 | CO | WestConnect_North
80929 | CO | WestConnect_North
80930 | CO | WestConnect_North
80931 | CO | WestConnect_North
80932 | CO | WestConnect_North
80933 | CO | WestConnect_North
80934 | CO | WestConnect_North
80935 | CO | WestConnect_North
80936 | CO | WestConnect_North
80937 | CO | WestConnect_North
80938 | CO | WestConnect_North
80939 | CO | WestConnect_North
80941 | CO | WestConnect_North
80942 | CO | WestConnect_North
80946 | CO | WestConnect_North
80947 | CO | WestConnect_North
80949 | CO | WestConnect_North
80950 | CO | WestConnect_North
80951 | CO | WestConnect_North
80960 | CO | WestConnect_North
80962 | CO | WestConnect_North
80970 | CO | WestConnect_North
80977 | CO | WestConnect_North
80995 | CO | WestConnect_North
80997 | CO | WestConnect_North
81001 | CO | WestConnect_North
81002 | CO | WestConnect_North
81003 | CO | WestConnect_North
81004 | CO | WestConnect_North
81005 | CO | WestConnect_North
81006 | CO | WestConnect_North
81007 | CO | WestConnect_North
81008 | CO | WestConnect_North
81009 | CO | WestConnect_North
81010 | CO | WestConnect_North
81011 | CO | WestConnect_North
81012 | CO | WestConnect_North
81019 | CO | WestConnect_North
81020 | CO | WestConnect_North
81021 | CO | WestConnect_North
81022 | CO | WestConnect_North
81023 | CO | WestConnect_North
81024 | CO | WestConnect_North
81025 | CO | WestConnect_North
81027 | CO | WestConnect_North
81029 | CO | WestConnect_North
81030 | CO | WestConnect_North
81033 | CO | WestConnect_North
81034 | CO | WestConnect_North
81036 | CO | WestConnect_North
81038 | CO | WestConnect_North
81039 | CO | WestConnect_North
81040 | CO | WestConnect_North
81041 | CO | WestConnect_North
81043 | CO | WestConnect_North
81044 | CO | WestConnect_North
81045 | CO | WestConnect_North
81046 | CO | WestConnect_North
81047 | CO | WestConnect_North
81049 | CO | WestConnect_North
81050 | CO | WestConnect_North
81052 | CO | WestConnect_North
81054 | CO | WestConnect_North
81055 | CO | WestConnect_North
81057 | CO | WestConnect_North
81058 | CO | WestConnect_North
81059 | CO | WestConnect_North
81062 | CO | WestConnect_North
81063 | CO | WestConnect_North
81064 | CO | WestConnect_North
81067 | CO | WestConnect_North
81069 | CO | WestConnect_North
81071 | CO | WestConnect_North
81073 | CO | WestConnect_North
81076 | CO | WestConnect_North
81077 | CO | WestConnect_North
81081 | CO | WestConnect_North
81082 | CO | WestConnect_North
81084 | CO | WestConnect_North
81087 | CO | WestConnect_North
81089 | CO | WestConnect_North
81090 | CO | WestConnect_North
81091 | CO | WestConnect_North
81092 | CO | WestConnect_North
81101 | CO | WestConnect_North
81102 | CO | WestConnect_North
81120 | CO | WestConnect_North
81121 | CO | WestConnect_North
81122 | CO | WestConnect_North
81123 | CO | WestConnect_North
81124 | CO | WestConnect_North
81125 | CO | WestConnect_North
81126 | CO | WestConnect_North
81128 | CO | WestConnect_North
81129 | CO | WestConnect_North
81130 | CO | WestConnect_North
81131 | CO | WestConnect_North
81132 | CO | WestConnect_North
81133 | CO | WestConnect_North
81135 | CO | WestConnect_North
81136 | CO | WestConnect_North
81137 | CO | WestConnect_North
81138 | CO | WestConnect_North
81140 | CO | WestConnect_North
81141 | CO | WestConnect_North
81143 | CO | WestConnect_North
81144 | CO | WestConnect_North
81146 | CO | WestConnect_North
81147 | CO | WestConnect_North
81148 | CO | WestConnect_North
81149 | CO | WestConnect_North
81151 | CO | WestConnect_North
81152 | CO | WestConnect_North
81154 | CO | WestConnect_North
81155 | CO | WestConnect_North
81157 | CO | WestConnect_North
81201 | CO | WestConnect_North
81210 | CO | WestConnect_North
81211 | CO | WestConnect_North
81212 | CO | WestConnect_North
81215 | CO | WestConnect_North
81220 | CO | WestConnect_North
81221 | CO | WestConnect_North
81222 | CO | WestConnect_North
81223 | CO | WestConnect_North
81224 | CO | WestConnect_North
81225 | CO | WestConnect_North
81226 | CO | WestConnect_North
81227 | CO | WestConnect_North
81228 | CO | WestConnect_North
81230 | CO | WestConnect_North
81231 | CO | WestConnect_North
81232 | CO | WestConnect_North
81233 | CO | WestConnect_North
81235 | CO | WestConnect_North
81236 | CO | WestConnect_North
81237 | CO | WestConnect_North
81239 | CO | WestConnect_North
81240 | CO | WestConnect_North
81241 | CO | WestConnect_North
81242 | CO | WestConnect_North
81243 | CO | WestConnect_North
81244 | CO | WestConnect_North
81248 | CO | WestConnect_North
81252 | CO | WestConnect_North
81253 | CO | WestConnect_North
81290 | CO | WestConnect_North
81301 | CO | WestConnect_North
81302 | CO | WestConnect_North
81303 | CO | WestConnect_North
81320 | CO | WestConnect_North
81321 | CO | WestConnect_North
81323 | CO | WestConnect_North
81324 | CO | WestConnect_North
81325 | CO | WestConnect_North
81326 | CO | WestConnect_North
81327 | CO | WestConnect_North
81328 | CO | WestConnect_North
81329 | CO | WestConnect_North
81330 | CO | WestConnect_North
81331 | CO | WestConnect_North
81332 | CO | WestConnect_North
81334 | CO | WestConnect_North
81335 | CO | WestConnect_North
81401 | CO | WestConnect_North
81402 | CO | WestConnect_North
81403 | CO | WestConnect_North
81410 | CO | WestConnect_North
81411 | CO | WestConnect_North
81413 | CO | WestConnect_North
81414 | CO | WestConnect_North
81415 | CO | WestConnect_North
81416 | CO | WestConnect_North
81418 | CO | WestConnect_North
81419 | CO | WestConnect_North
81420 | CO | WestConnect_North
81422 | CO | WestConnect_North
81423 | CO | WestConnect_North
81424 | CO | WestConnect_North
81425 | CO | WestConnect_North
81426 | CO | WestConnect_North
81427 | CO | WestConnect_North
81428 | CO | WestConnect_North
81429 | CO | WestConnect_North
81430 | CO | WestConnect_North
81431 | CO | WestConnect_North
81432 | CO | WestConnect_North
81433 | CO | WestConnect_North
81434 | CO | WestConnect_North
81435 | CO | WestConnect_North
59201 | MT | SPP_North
59211 | MT | SPP_North
59212 | MT | SPP_North
59213 | MT | SPP_North
59214 | MT | SPP_North
59215 | MT | SPP_North
59217 | MT | SPP_North
59218 | MT | SPP_North
59219 | MT | SPP_North
59221 | MT | SPP_North
59222 | MT | SPP_North
59223 | MT | SPP_North
59226 | MT | SPP_North
59242 | MT | SPP_North
59243 | MT | SPP_North
59247 | MT | SPP_North
59252 | MT | SPP_North
59253 | MT | SPP_North
59254 | MT | SPP_North
59255 | MT | SPP_North
59256 | MT | SPP_North
59257 | MT | SPP_North
59258 | MT | SPP_North
59259 | MT | SPP_North
59262 | MT | SPP_North
59263 | MT | SPP_North
59270 | MT | SPP_North
59274 | MT | SPP_North
59275 | MT | SPP_North
59276 | MT | SPP_North
59301 | MT | SPP_North
59311 | MT | SPP_North
59313 | MT | SPP_North
59315 | MT | SPP_North
59316 | MT | SPP_North
59319 | SD | SPP_North
59324 | MT | SPP_North
59326 | MT | SPP_North
59330 | MT | SPP_North
59332 | MT | SPP_North
59336 | MT | SPP_North
59338 | MT | SPP_North
59339 | MT | SPP_North
59341 | MT | SPP_North
59344 | MT | SPP_North
59349 | MT | SPP_North
59351 | MT | SPP_North
59353 | MT | SPP_North
59354 | MT | SPP_North
58413 | ND | SPP_North
58436 | ND | SPP_North
58439 | ND | SPP_North
58440 | ND | SPP_North
58441 | ND | SPP_North
58442 | ND | SPP_North
58460 | ND | SPP_North
58474 | ND | SPP_North
58477 | ND | SPP_North
58494 | ND | SPP_North
58495 | ND | SPP_North
58501 | ND | SPP_North
58502 | ND | SPP_North
58503 | ND | SPP_North
58504 | ND | SPP_North
58505 | ND | SPP_North
58506 | ND | SPP_North
58507 | ND | SPP_North
58520 | ND | SPP_North
58521 | ND | SPP_North
58523 | ND | SPP_North
58524 | ND | SPP_North
58528 | ND | SPP_North
58529 | ND | SPP_North
58530 | ND | SPP_North
58532 | ND | SPP_North
58533 | ND | SPP_North
58535 | ND | SPP_North
58538 | ND | SPP_North
58541 | ND | SPP_North
58542 | ND | SPP_North
58544 | ND | SPP_North
58545 | ND | SPP_North
58549 | ND | SPP_North
58552 | ND | SPP_North
58554 | ND | SPP_North
58558 | ND | SPP_North
58560 | ND | SPP_North
58561 | ND | SPP_North
58562 | ND | SPP_North
58563 | ND | SPP_North
58564 | ND | SPP_North
58566 | ND | SPP_North
58568 | ND | SPP_North
58569 | ND | SPP_North
58570 | ND | SPP_North
58571 | ND | SPP_North
58572 | ND | SPP_North
58573 | ND | SPP_North
58580 | ND | SPP_North
58581 | ND | SPP_North
58601 | ND | SPP_North
58602 | ND | SPP_North
58620 | ND | SPP_North
58621 | ND | SPP_North
58622 | ND | SPP_North
58623 | ND | SPP_North
58625 | ND | SPP_North
58626 | ND | SPP_North
58627 | ND | SPP_North
58630 | ND | SPP_North
58631 | ND | SPP_North
58632 | ND | SPP_North
58634 | ND | SPP_North
58636 | ND | SPP_North
58638 | ND | SPP_North
58639 | ND | SPP_North
58640 | ND | SPP_North
58641 | ND | SPP_North
58642 | ND | SPP_North
58643 | ND | SPP_North
58644 | ND | SPP_North
58645 | ND | SPP_North
58646 | ND | SPP_North
58647 | ND | SPP_North
58649 | ND | SPP_North
58650 | ND | SPP_North
58651 | ND | SPP_North
58652 | ND | SPP_North
58653 | ND | SPP_North
58654 | ND | SPP_North
58655 | ND | SPP_North
58656 | ND | SPP_North
58721 | ND | SPP_North
58727 | ND | SPP_North
58730 | ND | SPP_North
58737 | ND | SPP_North
58740 | ND | SPP_North
58752 | ND | SPP_North
58755 | ND | SPP_North
58757 | ND | SPP_North
58761 | ND | SPP_North
58763 | ND | SPP_North
58765 | ND | SPP_North
58769 | ND | SPP_North
58770 | ND | SPP_North
58771 | ND | SPP_North
58772 | ND | SPP_North
58773 | ND | SPP_North
58776 | ND | SPP_North
58782 | ND | SPP_North
58784 | ND | SPP_North
58787 | ND | SPP_North
58794 | ND | SPP_North
58795 | ND | SPP_North
58801 | ND | SPP_North
58802 | ND | SPP_North
58803 | ND | SPP_North
58830 | ND | SPP_North
58831 | ND | SPP_North
58833 | ND | SPP_North
58835 | ND | SPP_North
58838 | ND | SPP_North
58843 | ND | SPP_North
58844 | ND | SPP_North
58845 | ND | SPP_North
58847 | ND | SPP_North
58849 | ND | SPP_North
58852 | ND | SPP_North
58853 | ND | SPP_North
58854 | ND | SPP_North
58856 | ND | SPP_North
58001 | ND | MISO_North
58002 | ND | MISO_North
58004 | ND | MISO_North
58005 | ND | MISO_North
58006 | ND | MISO_North
58007 | ND | MISO_North
58008 | ND | MISO_North
58009 | ND | MISO_North
58011 | ND | MISO_North
58012 | ND | MISO_North
58013 | ND | MISO_North
58015 | ND | MISO_North
58016 | ND | MISO_North
58017 | ND | MISO_North
58018 | ND | MISO_North
58021 | ND | MISO_North
58027 | ND | MISO_North
58029 | ND | MISO_North
58030 | ND | MISO_North
58031 | ND | MISO_North
58032 | ND | MISO_North
58033 | ND | MISO_North
58035 | ND | MISO_North
58036 | ND | MISO_North
58038 | ND | MISO_North
58040 | ND | MISO_North
58041 | ND | MISO_North
58042 | ND | MISO_North
58043 | ND | MISO_North
58045 | ND | MISO_North
58046 | ND | MISO_North
58047 | ND | MISO_North
58048 | ND | MISO_North
58049 | ND | MISO_North
58051 | ND | MISO_North
58052 | ND | MISO_North
58053 | ND | MISO_North
58054 | ND | MISO_North
58056 | ND | MISO_North
58057 | ND | MISO_North
58058 | ND | MISO_North
58059 | ND | MISO_North
58060 | ND | MISO_North
58061 | ND | MISO_North
58062 | ND | MISO_North
58063 | ND | MISO_North
58064 | ND | MISO_North
58065 | ND | MISO_North
58067 | ND | MISO_North
58068 | ND | MISO_North
58069 | ND | MISO_North
58071 | ND | MISO_North
58072 | ND | MISO_North
58074 | ND | MISO_North
58075 | ND | MISO_North
58076 | ND | MISO_North
58077 | ND | MISO_North
58078 | ND | MISO_North
58079 | ND | MISO_North
58081 | ND | MISO_North
58102 | ND | MISO_North
58103 | ND | MISO_North
58104 | ND | MISO_North
58105 | ND | MISO_North
58106 | ND | MISO_North
58107 | ND | MISO_North
58108 | ND | MISO_North
58109 | ND | MISO_North
58121 | ND | MISO_North
58122 | ND | MISO_North
58124 | ND | MISO_North
58125 | ND | MISO_North
58126 | ND | MISO_North
58201 | ND | MISO_North
58202 | ND | MISO_North
58203 | ND | MISO_North
58204 | ND | MISO_North
58205 | ND | MISO_North
58206 | ND | MISO_North
58207 | ND | MISO_North
58208 | ND | MISO_North
58210 | ND | MISO_North
58212 | ND | MISO_North
58214 | ND | MISO_North
58216 | ND | MISO_North
58218 | ND | MISO_North
58219 | ND | MISO_North
58220 | ND | MISO_North
58222 | ND | MISO_North
58223 | ND | MISO_North
58224 | ND | MISO_North
58225 | ND | MISO_North
58227 | ND | MISO_North
58228 | ND | MISO_North
58229 | ND | MISO_North
58230 | ND | MISO_North
58231 | ND | MISO_North
58233 | ND | MISO_North
58235 | ND | MISO_North
58236 | ND | MISO_North
58237 | ND | MISO_North
58238 | ND | MISO_North
58239 | ND | MISO_North
58240 | ND | MISO_North
58241 | ND | MISO_North
58243 | ND | MISO_North
58244 | ND | MISO_North
58249 | ND | MISO_North
58250 | ND | MISO_North
58251 | ND | MISO_North
58254 | ND | MISO_North
58255 | ND | MISO_North
58256 | ND | MISO_North
58257 | ND | MISO_North
58258 | ND | MISO_North
58259 | ND | MISO_North
58260 | ND | MISO_North
58261 | ND | MISO_North
58262 | ND | MISO_North
58265 | ND | MISO_North
58266 | ND | MISO_North
58267 | ND | MISO_North
58269 | ND | MISO_North
58270 | ND | MISO_North
58271 | ND | MISO_North
58272 | ND | MISO_North
58273 | ND | MISO_North
58274 | ND | MISO_North
58275 | ND | MISO_North
58276 | ND | MISO_North
58277 | ND | MISO_North
58278 | ND | MISO_North
58281 | ND | MISO_North
58282 | ND | MISO_North
58301 | ND | MISO_North
58310 | ND | MISO_North
58311 | ND | MISO_North
58313 | ND | MISO_North
58316 | ND | MISO_North
58317 | ND | MISO_North
58318 | ND | MISO_North
58321 | ND | MISO_North
58323 | ND | MISO_North
58324 | ND | MISO_North
58325 | ND | MISO_North
58327 | ND | MISO_North
58329 | ND | MISO_North
58330 | ND | MISO_North
58331 | ND | MISO_North
58332 | ND | MISO_North
58335 | ND | MISO_North
58338 | ND | MISO_North
58339 | ND | MISO_North
58341 | ND | MISO_North
58343 | ND | MISO_North
58344 | ND | MISO_North
58345 | ND | MISO_North
58346 | ND | MISO_North
58348 | ND | MISO_North
58351 | ND | MISO_North
58352 | ND | MISO_North
58353 | ND | MISO_North
58355 | ND | MISO_North
58356 | ND | MISO_North
58357 | ND | MISO_North
58361 | ND | MISO_North
58362 | ND | MISO_North
58363 | ND | MISO_North
58365 | ND | MISO_North
58366 | ND | MISO_North
58367 | ND | MISO_North
58368 | ND | MISO_North
58369 | ND | MISO_North
58370 | ND | MISO_North
58372 | ND | MISO_North
58374 | ND | MISO_North
58377 | ND | MISO_North
58379 | ND | MISO_North
58380 | ND | MISO_North
58381 | ND | MISO_North
58382 | ND | MISO_North
58384 | ND | MISO_North
58385 | ND | MISO_North
58386 | ND | MISO_North
58401 | ND | MISO_North
58402 | ND | MISO_North
58405 | ND | MISO_North
58415 | ND | MISO_North
58416 | ND | MISO_North
58418 | ND | MISO_North
58420 | ND | MISO_North
58421 | ND | MISO_North
58422 | ND | MISO_North
58423 | ND | MISO_North
58424 | ND | MISO_North
58425 | ND | MISO_North
58426 | ND | MISO_North
58428 | ND | MISO_North
58429 | ND | MISO_North
58430 | ND | MISO_North
58431 | ND | MISO_North
58433 | ND | MISO_North
58438 | ND | MISO_North
58443 | ND | MISO_North
58444 | ND | MISO_North
58445 | ND | MISO_North
58448 | ND | MISO_North
58451 | ND | MISO_North
58452 | ND | MISO_North
58454 | ND | MISO_North
58455 | ND | MISO_North
58456 | ND | MISO_North
58458 | ND | MISO_North
58461 | ND | MISO_North
58463 | ND | MISO_North
58464 | ND | MISO_North
58466 | ND | MISO_North
58467 | ND | MISO_North
58472 | ND | MISO_North
58475 | ND | MISO_North
58476 | ND | MISO_North
58478 | ND | MISO_North
58479 | ND | MISO_North
58480 | ND | MISO_North
58481 | ND | MISO_North
58482 | ND | MISO_North
58483 | ND | MISO_North
58484 | ND | MISO_North
58486 | ND | MISO_North
58487 | ND | MISO_North
58488 | ND | MISO_North
58490 | ND | MISO_North
58492 | ND | MISO_North
58496 | ND | MISO_North
58497 | ND | MISO_North
58531 | ND | MISO_North
58540 | ND | MISO_North
58559 | ND | MISO_North
58565 | ND | MISO_North
58575 | ND | MISO_North
58576 | ND | MISO_North
58577 | ND | MISO_North
58579 | ND | MISO_North
58701 | ND | MISO_North
58702 | ND | MISO_North
58703 | ND | MISO_North
58704 | ND | MISO_North
58705 | ND | MISO_North
58707 | ND | MISO_North
58710 | ND | MISO_North
58711 | ND | MISO_North
58712 | ND | MISO_North
58713 | ND | MISO_North
58716 | ND | MISO_North
58718 | ND | MISO_North
58722 | ND | MISO_North
58723 | ND | MISO_North
58725 | ND | MISO_North
58731 | ND | MISO_North
58733 | ND | MISO_North
58734 | ND | MISO_North
58735 | ND | MISO_North
58736 | ND | MISO_North
58741 | ND | MISO_North
58744 | ND | MISO_North
58746 | ND | MISO_North
58748 | ND | MISO_North
58750 | ND | MISO_North
58756 | ND | MISO_North
58758 | ND | MISO_North
58759 | ND | MISO_North
58760 | ND | MISO_North
58762 | ND | MISO_North
58768 | ND | MISO_North
58775 | ND | MISO_North
58778 | ND | MISO_North
58779 | ND | MISO_North
58781 | ND | MISO_North
58783 | ND | MISO_North
58785 | ND | MISO_North
58788 | ND | MISO_North
58789 | ND | MISO_North
58790 | ND | MISO_North
58792 | ND | MISO_North
58793 | ND | MISO_North
57001 | SD | SPP_North
57002 | SD | SPP_North
57003 | SD | SPP_North
57004 | SD | SPP_North
57005 | SD | SPP_North
57006 | SD | SPP_North
57007 | SD | SPP_North
57010 | SD | SPP_North
57012 | SD | SPP_North
57013 | SD | SPP_North
57014 | SD | SPP_North
57015 | SD | SPP_North
57016 | SD | SPP_North
57017 | SD | SPP_North
57018 | SD | SPP_North
57020 | SD | SPP_North
57021 | SD | SPP_North
57022 | SD | SPP_North
57024 | SD | SPP_North
57025 | SD | SPP_North
57026 | SD | SPP_North
57027 | SD | SPP_North
57028 | SD | SPP_North
57029 | SD | SPP_North
57030 | SD | SPP_North
57031 | SD | SPP_North
57032 | SD | SPP_North
57033 | SD | SPP_North
57034 | SD | SPP_North
57035 | SD | SPP_North
57036 | SD | SPP_North
57037 | SD | SPP_North
57038 | SD | SPP_North
57039 | SD | SPP_North
57040 | SD | SPP_North
57041 | SD | SPP_North
57042 | SD | SPP_North
57043 | SD | SPP_North
57045 | SD | SPP_North
57046 | SD | SPP_North
57047 | SD | SPP_North
57048 | SD | SPP_North
57049 | SD | SPP_North
57050 | SD | SPP_North
57051 | SD | SPP_North
57052 | SD | SPP_North
57053 | SD | SPP_North
57054 | SD | SPP_North
57055 | SD | SPP_North
57057 | SD | SPP_North
57058 | SD | SPP_North
57059 | SD | SPP_North
57061 | SD | SPP_North
57062 | SD | SPP_North
57063 | SD | SPP_North
57064 | SD | SPP_North
57065 | SD | SPP_North
57066 | SD | SPP_North
57067 | SD | SPP_North
57068 | SD | SPP_North
57069 | SD | SPP_North
57070 | SD | SPP_North
57071 | SD | SPP_North
57072 | SD | SPP_North
57073 | SD | SPP_North
57075 | SD | SPP_North
57076 | SD | SPP_North
57077 | SD | SPP_North
57078 | SD | SPP_North
57101 | SD | SPP_North
57103 | SD | SPP_North
57104 | SD | SPP_North
57105 | SD | SPP_North
57106 | SD | SPP_North
57107 | SD | SPP_North
57108 | SD | SPP_North
57109 | SD | SPP_North
57110 | SD | SPP_North
57117 | SD | SPP_North
57118 | SD | SPP_North
57186 | SD | SPP_North
57193 | SD | SPP_North
57197 | SD | SPP_North
57198 | SD | SPP_North
57201 | SD | SPP_North
57212 | SD | SPP_North
57213 | SD | SPP_North
57214 | SD | SPP_North
57216 | SD | SPP_North
57217 | SD | SPP_North
57218 | SD | SPP_North
57219 | SD | SPP_North
57220 | SD | SPP_North
57221 | SD | SPP_North
57223 | SD | SPP_North
57224 | SD | SPP_North
57225 | SD | SPP_North
57226 | SD | SPP_North
57227 | SD | SPP_North
57231 | SD | SPP_North
57232 | SD | SPP_North
57233 | SD | SPP_North
57234 | SD | SPP_North
57235 | SD | SPP_North
57236 | SD | SPP_North
57237 | SD | SPP_North
57238 | SD | SPP_North
57239 | SD | SPP_North
57241 | SD | SPP_North
57242 | SD | SPP_North
57243 | SD | SPP_North
57245 | SD | SPP_North
57246 | SD | SPP_North
57247 | SD | SPP_North
57248 | SD | SPP_North
57249 | SD | SPP_North
57251 | SD | SPP_North
57252 | SD | SPP_North
57255 | SD | SPP_North
57256 | SD | SPP_North
57257 | SD | SPP_North
57258 | SD | SPP_North
57259 | SD | SPP_North
57260 | SD | SPP_North
57261 | SD | SPP_North
57262 | SD | SPP_North
57263 | SD | SPP_North
57264 | SD | SPP_North
57265 | SD | SPP_North
57266 | SD | SPP_North
57268 | SD | SPP_North
57269 | SD | SPP_North
57270 | SD | SPP_North
57271 | SD | SPP_North
57272 | SD | SPP_North
57273 | SD | SPP_North
57274 | SD | SPP_North
57276 | SD | SPP_North
57278 | SD | SPP_North
57279 | SD | SPP_North
57301 | SD | SPP_North
57311 | SD | SPP_North
57312 | SD | SPP_North
57313 | SD | SPP_North
57314 | SD | SPP_North
57315 | SD | SPP_North
57317 | SD | SPP_North
57319 | SD | SPP_North
57321 | SD | SPP_North
57322 | SD | SPP_North
57323 | SD | SPP_North
57324 | SD | SPP_North
57325 | SD | SPP_North
57326 | SD | SPP_North
57328 | SD | SPP_North
57329 | SD | SPP_North
57330 | SD | SPP_North
57331 | SD | SPP_North
57332 | SD | SPP_North
57334 | SD | SPP_North
57335 | SD | SPP_North
57337 | SD | SPP_North
57339 | SD | SPP_North
57340 | SD | SPP_North
57341 | SD | SPP_North
57342 | SD | SPP_North
57344 | SD | SPP_North
57345 | SD | SPP_North
57346 | SD | SPP_North
57348 | SD | SPP_North
57349 | SD | SPP_North
57350 | SD | SPP_North
57353 | SD | SPP_North
57354 | SD | SPP_North
57355 | SD | SPP_North
57356 | SD | SPP_North
57358 | SD | SPP_North
57359 | SD | SPP_North
57361 | SD | SPP_North
57362 | SD | SPP_North
57363 | SD | SPP_North
57364 | SD | SPP_North
57365 | SD | SPP_North
57366 | SD | SPP_North
57367 | SD | SPP_North
57368 | SD | SPP_North
57369 | SD | SPP_North
57370 | SD | SPP_North
57371 | SD | SPP_North
57373 | SD | SPP_North
57374 | SD | SPP_North
57375 | SD | SPP_North
57376 | SD | SPP_North
57379 | SD | SPP_North
57380 | SD | SPP_North
57381 | SD | SPP_North
57382 | SD | SPP_North
57383 | SD | SPP_North
57384 | SD | SPP_North
57385 | SD | SPP_North
57386 | SD | SPP_North
57399 | SD | SPP_North
57401 | SD | SPP_North
57402 | SD | SPP_North
57420 | SD | SPP_North
57421 | SD | SPP_North
57422 | SD | SPP_North
57424 | SD | SPP_North
57426 | SD | SPP_North
57427 | SD | SPP_North
57428 | SD | SPP_North
57429 | SD | SPP_North
57430 | SD | SPP_North
57432 | SD | SPP_North
57433 | SD | SPP_North
57434 | SD | SPP_North
57435 | SD | SPP_North
57436 | SD | SPP_North
57437 | SD | SPP_North
57438 | SD | SPP_North
57439 | SD | SPP_North
57440 | SD | SPP_North
57441 | SD | SPP_North
57442 | SD | SPP_North
57445 | SD | SPP_North
57446 | SD | SPP_North
57448 | SD | SPP_North
57449 | SD | SPP_North
57450 | SD | SPP_North
57451 | SD | SPP_North
57452 | SD | SPP_North
57454 | SD | SPP_North
57455 | SD | SPP_North
57456 | SD | SPP_North
57457 | SD | SPP_North
57460 | SD | SPP_North
57461 | SD | SPP_North
57465 | SD | SPP_North
57466 | SD | SPP_North
57467 | SD | SPP_North
57468 | SD | SPP_North
57469 | SD | SPP_North
57470 | SD | SPP_North
57471 | SD | SPP_North
57472 | SD | SPP_North
57473 | SD | SPP_North
57474 | SD | SPP_North
57475 | SD | SPP_North
57476 | SD | SPP_North
57477 | SD | SPP_North
57479 | SD | SPP_North
57481 | SD | SPP_North
57501 | SD | SPP_North
57520 | SD | SPP_North
57521 | SD | SPP_North
57522 | SD | SPP_North
57523 | SD | SPP_North
57528 | SD | SPP_North
57529 | SD | SPP_North
57531 | SD | SPP_North
57532 | SD | SPP_North
57533 | SD | SPP_North
57534 | SD | SPP_North
57536 | SD | SPP_North
57537 | SD | SPP_North
57538 | SD | SPP_North
57540 | SD | SPP_North
57541 | SD | SPP_North
57543 | SD | SPP_North
57544 | SD | SPP_North
57547 | SD | SPP_North
57548 | SD | SPP_North
57551 | SD | SPP_North
57552 | SD | SPP_North
57553 | SD | SPP_North
57555 | SD | SPP_North
57559 | SD | SPP_North
57560 | SD | SPP_North
57562 | SD | SPP_North
57563 | SD | SPP_North
57564 | SD | SPP_North
57566 | SD | SPP_North
57567 | SD | SPP_North
57568 | SD | SPP_North
57569 | SD | SPP_North
57570 | SD | SPP_North
57571 | SD | SPP_North
57572 | SD | SPP_North
57574 | SD | SPP_North
57576 | SD | SPP_North
57577 | SD | SPP_North
57579 | SD | SPP_North
57580 | SD | SPP_North
57584 | SD | SPP_North
57585 | SD | SPP_North
57601 | SD | SPP_North
57620 | SD | SPP_North
57621 | SD | SPP_North
57622 | SD | SPP_North
57623 | SD | SPP_North
57625 | SD | SPP_North
57626 | SD | SPP_North
57630 | SD | SPP_North
57631 | SD | SPP_North
57632 | SD | SPP_North
57633 | SD | SPP_North
57634 | SD | SPP_North
57636 | SD | SPP_North
57638 | SD | SPP_North
57639 | SD | SPP_North
57640 | SD | SPP_North
57641 | SD | SPP_North
57642 | SD | SPP_North
57644 | SD | SPP_North
57645 | SD | SPP_North
57646 | SD | SPP_North
57648 | SD | SPP_North
57649 | SD | SPP_North
57650 | SD | SPP_North
57651 | SD | SPP_North
57652 | SD | SPP_North
57656 | SD | SPP_North
57657 | SD | SPP_North
57658 | SD | SPP_North
57659 | SD | SPP_North
57660 | SD | SPP_North
57661 | SD | SPP_North
57706 | SD | SPP_North
57714 | SD | SPP_North
57716 | SD | SPP_North
57718 | SD | SPP_North
57720 | SD | SPP_North
57724 | SD | SPP_North
57737 | SD | SPP_North
57741 | SD | SPP_North
57748 | SD | SPP_North
57750 | SD | SPP_North
57752 | SD | SPP_North
57755 | SD | SPP_North
57756 | SD | SPP_North
57758 | SD | SPP_North
57764 | SD | SPP_North
57769 | SD | SPP_North
57770 | SD | SPP_North
57772 | SD | SPP_North
57776 | SD | SPP_North
57785 | SD | SPP_North
57787 | SD | SPP_North
57792 | SD | SPP_North
57794 | SD | SPP_North
69021 | NE | SPP_North
69023 | NE | SPP_North
69027 | NE | SPP_North
69030 | NE | SPP_North
69033 | NE | SPP_North
69037 | NE | SPP_North
69041 | NE | SPP_North
69045 | NE | SPP_North
69121 | NE | SPP_North
69122 | NE | SPP_North
69125 | NE | SPP_North
69127 | NE | SPP_North
69128 | NE | SPP_North
69129 | NE | SPP_North
69131 | NE | SPP_North
69133 | NE | SPP_North
69134 | NE | SPP_North
69140 | NE | SPP_North
69141 | NE | SPP_North
69144 | NE | SPP_North
69145 | NE | SPP_North
69146 | NE | SPP_North
69147 | NE | SPP_North
69148 | NE | SPP_North
69149 | NE | SPP_North
69150 | NE | SPP_North
69153 | NE | SPP_North
69154 | NE | SPP_North
69155 | NE | SPP_North
69156 | NE | SPP_North
69160 | NE | SPP_North
69162 | NE | SPP_North
69168 | NE | SPP_North
69190 | NE | SPP_North
69301 | NE | SPP_North
69331 | NE | SPP_North
69333 | NE | SPP_North
69334 | NE | SPP_North
69335 | NE | SPP_North
69336 | NE | SPP_North
69337 | NE | SPP_North
69339 | NE | SPP_North
69340 | NE | SPP_North
69341 | NE | SPP_North
69343 | NE | SPP_North
69345 | NE | SPP_North
69346 | NE | SPP_North
69347 | NE | SPP_North
69348 | NE | SPP_North
69350 | NE | SPP_North
69351 | NE | SPP_North
69352 | NE | SPP_North
69353 | NE | SPP_North
69354 | NE | SPP_North
69355 | NE | SPP_North
69356 | NE | SPP_North
69357 | NE | SPP_North
69358 | NE | SPP_North
69360 | NE | SPP_North
69361 | NE | SPP_North
69363 | NE | SPP_North
69365 | NE | SPP_North
69366 | NE | SPP_North
69367 | NE | SPP_North
68001 | NE | SPP_North
68004 | NE | SPP_North
68014 | NE | SPP_North
68030 | NE | SPP_North
68036 | NE | SPP_North
68039 | NE | SPP_North
68047 | NE | SPP_North
68055 | NE | SPP_North
68062 | NE | SPP_North
68067 | NE | SPP_North
68071 | NE | SPP_North
68301 | NE | SPP_North
68303 | NE | SPP_North
68309 | NE | SPP_North
68310 | NE | SPP_North
68313 | NE | SPP_North
68314 | NE | SPP_North
68315 | NE | SPP_North
68316 | NE | SPP_North
68318 | NE | SPP_North
68319 | NE | SPP_North
68322 | NE | SPP_North
68325 | NE | SPP_North
68326 | NE | SPP_North
68327 | NE | SPP_North
68328 | NE | SPP_North
68330 | NE | SPP_North
68331 | NE | SPP_North
68333 | NE | SPP_North
68335 | NE | SPP_North
68338 | NE | SPP_North
68340 | NE | SPP_North
68341 | NE | SPP_North
68342 | NE | SPP_North
68343 | NE | SPP_North
68350 | NE | SPP_North
68351 | NE | SPP_North
68352 | NE | SPP_North
68354 | NE | SPP_North
68357 | NE | SPP_North
68359 | NE | SPP_North
68360 | NE | SPP_North
68361 | NE | SPP_North
68362 | NE | SPP_North
68364 | NE | SPP_North
68365 | NE | SPP_North
68367 | NE | SPP_North
68370 | NE | SPP_North
68371 | NE | SPP_North
68375 | NE | SPP_North
68377 | NE | SPP_North
68381 | NE | SPP_North
68401 | NE | SPP_North
68405 | NE | SPP_North
68406 | NE | SPP_North
68415 | NE | SPP_North
68416 | NE | SPP_North
68422 | NE | SPP_North
68423 | NE | SPP_North
68424 | NE | SPP_North
68429 | NE | SPP_North
68434 | NE | SPP_North
68436 | NE | SPP_North
68439 | NE | SPP_North
68440 | NE | SPP_North
68444 | NE | SPP_North
68445 | NE | SPP_North
68452 | NE | SPP_North
68453 | NE | SPP_North
68456 | NE | SPP_North
68458 | NE | SPP_North
68460 | NE | SPP_North
68464 | NE | SPP_North
68465 | NE | SPP_North
68466 | NE | SPP_North
68467 | NE | SPP_North
68601 | NE | SPP_North
68602 | NE | SPP_North
68620 | NE | SPP_North
68622 | NE | SPP_North
68623 | NE | SPP_North
68624 | NE | SPP_North
68626 | NE | SPP_North
68627 | NE | SPP_North
68628 | NE | SPP_North
68631 | NE | SPP_North
68632 | NE | SPP_North
68634 | NE | SPP_North
68635 | NE | SPP_North
68636 | NE | SPP_North
68637 | NE | SPP_North
68638 | NE | SPP_North
68640 | NE | SPP_North
68642 | NE | SPP_North
68644 | NE | SPP_North
68647 | NE | SPP_North
68651 | NE | SPP_North
68652 | NE | SPP_North
68653 | NE | SPP_North
68654 | NE | SPP_North
68655 | NE | SPP_North
68658 | NE | SPP_North
68660 | NE | SPP_North
68662 | NE | SPP_North
68663 | NE | SPP_North
68665 | NE | SPP_North
68666 | NE | SPP_North
68667 | NE | SPP_North
68669 | NE | SPP_North
68701 | NE | SPP_North
68702 | NE | SPP_North
68710 | NE | SPP_North
68711 | NE | SPP_North
68713 | NE | SPP_North
68714 | NE | SPP_North
68715 | NE | SPP_North
68716 | NE | SPP_North
68717 | NE | SPP_North
68718 | NE | SPP_North
68719 | NE | SPP_North
68720 | NE | SPP_North
68722 | NE | SPP_North
68723 | NE | SPP_North
68724 | NE | SPP_North
68725 | NE | SPP_North
68726 | NE | SPP_North
68727 | NE | SPP_North
68728 | NE | SPP_North
68729 | NE | SPP_North
68730 | NE | SPP_North
68731 | NE | SPP_North
68732 | NE | SPP_North
68733 | NE | SPP_North
68734 | NE | SPP_North
68735 | NE | SPP_North
68736 | NE | SPP_North
68738 | NE | SPP_North
68739 | NE | SPP_North
68740 | NE | SPP_North
68741 | NE | SPP_North
68742 | NE | SPP_North
68743 | NE | SPP_North
68745 | NE | SPP_North
68746 | NE | SPP_North
68747 | NE | SPP_North
68748 | NE | SPP_North
68749 | NE | SPP_North
68751 | NE | SPP_North
68752 | NE | SPP_North
68753 | NE | SPP_North
68755 | NE | SPP_North
68756 | NE | SPP_North
68757 | NE | SPP_North
68758 | NE | SPP_North
68759 | NE | SPP_North
68760 | NE | SPP_North
68761 | NE | SPP_North
68763 | NE | SPP_North
68764 | NE | SPP_North
68765 | NE | SPP_North
68766 | NE | SPP_North
68767 | NE | SPP_North
68768 | NE | SPP_North
68769 | NE | SPP_North
68770 | NE | SPP_North
68771 | NE | SPP_North
68773 | NE | SPP_North
68774 | NE | SPP_North
68776 | NE | SPP_North
68777 | NE | SPP_North
68778 | NE | SPP_North
68779 | NE | SPP_North
68780 | NE | SPP_North
68781 | NE | SPP_North
68783 | NE | SPP_North
68784 | NE | SPP_North
68785 | NE | SPP_North
68786 | NE | SPP_North
68787 | NE | SPP_North
68788 | NE | SPP_North
68789 | NE | SPP_North
68790 | NE | SPP_North
68791 | NE | SPP_North
68792 | NE | SPP_North
68801 | NE | SPP_North
68802 | NE | SPP_North
68803 | NE | SPP_North
68810 | NE | SPP_North
68812 | NE | SPP_North
68813 | NE | SPP_North
68814 | NE | SPP_North
68815 | NE | SPP_North
68816 | NE | SPP_North
68817 | NE | SPP_North
68818 | NE | SPP_North
68820 | NE | SPP_North
68821 | NE | SPP_North
68822 | NE | SPP_North
68823 | NE | SPP_North
68824 | NE | SPP_North
68825 | NE | SPP_North
68826 | NE | SPP_North
68827 | NE | SPP_North
68828 | NE | SPP_North
68831 | NE | SPP_North
68832 | NE | SPP_North
68833 | NE | SPP_North
68834 | NE | SPP_North
68835 | NE | SPP_North
68836 | NE | SPP_North
68837 | NE | SPP_North
68838 | NE | SPP_North
68840 | NE | SPP_North
68841 | NE | SPP_North
68842 | NE | SPP_North
68843 | NE | SPP_North
68844 | NE | SPP_North
68845 | NE | SPP_North
68846 | NE | SPP_North
68847 | NE | SPP_North
68848 | NE | SPP_North
68849 | NE | SPP_North
68850 | NE | SPP_North
68852 | NE | SPP_North
68853 | NE | SPP_North
68854 | NE | SPP_North
68855 | NE | SPP_North
68856 | NE | SPP_North
68858 | NE | SPP_North
68859 | NE | SPP_North
68860 | NE | SPP_North
68861 | NE | SPP_North
68862 | NE | SPP_North
68863 | NE | SPP_North
68864 | NE | SPP_North
68865 | NE | SPP_North
68866 | NE | SPP_North
68869 | NE | SPP_North
68870 | NE | SPP_North
68871 | NE | SPP_North
68872 | NE | SPP_North
68873 | NE | SPP_North
68874 | NE | SPP_North
68875 | NE | SPP_North
68876 | NE | SPP_North
68878 | NE | SPP_North
68879 | NE | SPP_North
68881 | NE | SPP_North
68882 | NE | SPP_North
68883 | NE | SPP_North
68901 | NE | SPP_North
68902 | NE | SPP_North
68920 | NE | SPP_North
68922 | NE | SPP_North
68923 | NE | SPP_North
68924 | NE | SPP_North
68925 | NE | SPP_North
68926 | NE | SPP_North
68927 | NE | SPP_North
68928 | NE | SPP_North
68929 | NE | SPP_North
68930 | NE | SPP_North
68932 | NE | SPP_North
68933 | NE | SPP_North
68934 | NE | SPP_North
68935 | NE | SPP_North
68936 | NE | SPP_North
68937 | NE | SPP_North
68938 | NE | SPP_North
68939 | NE | SPP_North
68940 | NE | SPP_North
68941 | NE | SPP_North
68942 | NE | SPP_North
68943 | NE | SPP_North
68944 | NE | SPP_North
68945 | NE | SPP_North
68946 | NE | SPP_North
68947 | NE | SPP_North
68948 | NE | SPP_North
68949 | NE | SPP_North
68950 | NE | SPP_North
68952 | NE | SPP_North
68954 | NE | SPP_North
68955 | NE | SPP_North
68956 | NE | SPP_North
68957 | NE | SPP_North
68958 | NE | SPP_North
68959 | NE | SPP_North
68960 | NE | SPP_North
68961 | NE | SPP_North
68964 | NE | SPP_North
68966 | NE | SPP_North
68967 | NE | SPP_North
68969 | NE | SPP_North
68970 | NE | SPP_North
68971 | NE | SPP_North
68972 | NE | SPP_North
68973 | NE | SPP_North
68974 | NE | SPP_North
68975 | NE | SPP_North
68976 | NE | SPP_North
68977 | NE | SPP_North
68978 | NE | SPP_North
68979 | NE | SPP_North
68980 | NE | SPP_North
68981 | NE | SPP_North
68982 | NE | SPP_North
69001 | NE | SPP_North
69020 | NE | SPP_North
69022 | NE | SPP_North
69024 | NE | SPP_North
69025 | NE | SPP_North
69026 | NE | SPP_North
69028 | NE | SPP_North
69029 | NE | SPP_North
69032 | NE | SPP_North
69034 | NE | SPP_North
69036 | NE | SPP_North
69038 | NE | SPP_North
69039 | NE | SPP_North
69040 | NE | SPP_North
69042 | NE | SPP_North
69043 | NE | SPP_North
69044 | NE | SPP_North
69046 | NE | SPP_North
69101 | NE | SPP_North
69103 | NE | SPP_North
69120 | NE | SPP_North
69123 | NE | SPP_North
69130 | NE | SPP_North
69132 | NE | SPP_North
69135 | NE | SPP_North
69138 | NE | SPP_North
69142 | NE | SPP_North
69143 | NE | SPP_North
69151 | NE | SPP_North
69152 | NE | SPP_North
69157 | NE | SPP_North
69161 | NE | SPP_North
69163 | NE | SPP_North
69165 | NE | SPP_North
69166 | NE | SPP_North
69167 | NE | SPP_North
69169 | NE | SPP_North
69170 | NE | SPP_North
69171 | NE | SPP_North
69201 | NE | SPP_North
69210 | NE | SPP_North
69211 | NE | SPP_North
69212 | NE | SPP_North
69214 | NE | SPP_North
69216 | NE | SPP_North
69217 | NE | SPP_North
69218 | NE | SPP_North
69219 | NE | SPP_North
69220 | NE | SPP_North
69221 | NE | SPP_North
68002 | NE | SPP_North
68003 | NE | SPP_North
68005 | NE | SPP_North
68007 | NE | SPP_North
68008 | NE | SPP_North
68010 | NE | SPP_North
68015 | NE | SPP_North
68016 | NE | SPP_North
68017 | NE | SPP_North
68018 | NE | SPP_North
68019 | NE | SPP_North
68020 | NE | SPP_North
68022 | NE | SPP_North
68023 | NE | SPP_North
68025 | NE | SPP_North
68026 | NE | SPP_North
68028 | NE | SPP_North
68029 | NE | SPP_North
68031 | NE | SPP_North
68033 | NE | SPP_North
68034 | NE | SPP_North
68037 | NE | SPP_North
68038 | NE | SPP_North
68040 | NE | SPP_North
68041 | NE | SPP_North
68042 | NE | SPP_North
68044 | NE | SPP_North
68045 | NE | SPP_North
68046 | NE | SPP_North
68048 | NE | SPP_North
68050 | NE | SPP_North
68056 | NE | SPP_North
68057 | NE | SPP_North
68058 | NE | SPP_North
68059 | NE | SPP_North
68061 | NE | SPP_North
68063 | NE | SPP_North
68064 | NE | SPP_North
68065 | NE | SPP_North
68066 | NE | SPP_North
68068 | NE | SPP_North
68069 | NE | SPP_North
68070 | NE | SPP_North
68072 | NE | SPP_North
68073 | NE | SPP_North
68101 | NE | SPP_North
68102 | NE | SPP_North
68103 | NE | SPP_North
68104 | NE | SPP_North
68105 | NE | SPP_North
68106 | NE | SPP_North
68107 | NE | SPP_North
68108 | NE | SPP_North
68109 | NE | SPP_North
68110 | NE | SPP_North
68111 | NE | SPP_North
68112 | NE | SPP_North
68113 | NE | SPP_North
68114 | NE | SPP_North
68116 | NE | SPP_North
68117 | NE | SPP_North
68118 | NE | SPP_North
68119 | NE | SPP_North
68122 | NE | SPP_North
68123 | NE | SPP_North
68124 | NE | SPP_North
68127 | NE | SPP_North
68128 | NE | SPP_North
68130 | NE | SPP_North
68131 | NE | SPP_North
68132 | NE | SPP_North
68133 | NE | SPP_North
68134 | NE | SPP_North
68135 | NE | SPP_North
68136 | NE | SPP_North
68137 | NE | SPP_North
68138 | NE | SPP_North
68139 | NE | SPP_North
68142 | NE | SPP_North
68144 | NE | SPP_North
68145 | NE | SPP_North
68147 | NE | SPP_North
68152 | NE | SPP_North
68154 | NE | SPP_North
68157 | NE | SPP_North
68164 | NE | SPP_North
68172 | NE | SPP_North
68175 | NE | SPP_North
68176 | NE | SPP_North
68178 | NE | SPP_North
68179 | NE | SPP_North
68180 | NE | SPP_North
68182 | NE | SPP_North
68183 | NE | SPP_North
68197 | NE | SPP_North
68198 | NE | SPP_North
68304 | NE | SPP_North
68305 | NE | SPP_North
68307 | NE | SPP_North
68317 | NE | SPP_North
68320 | NE | SPP_North
68321 | NE | SPP_North
68323 | NE | SPP_North
68324 | NE | SPP_North
68329 | NE | SPP_North
68332 | NE | SPP_North
68336 | NE | SPP_North
68337 | NE | SPP_North
68339 | NE | SPP_North
68344 | NE | SPP_North
68345 | NE | SPP_North
68346 | NE | SPP_North
68347 | NE | SPP_North
68348 | NE | SPP_North
68349 | NE | SPP_North
68355 | NE | SPP_North
68358 | NE | SPP_North
68366 | NE | SPP_North
68368 | NE | SPP_North
68372 | NE | SPP_North
68376 | NE | SPP_North
68378 | NE | SPP_North
68379 | NE | SPP_North
68380 | NE | SPP_North
68382 | NE | SPP_North
68402 | NE | SPP_North
68403 | NE | SPP_North
68404 | NE | SPP_North
68407 | NE | SPP_North
68409 | NE | SPP_North
68410 | NE | SPP_North
68413 | NE | SPP_North
68414 | NE | SPP_North
68417 | NE | SPP_North
68418 | NE | SPP_North
68419 | NE | SPP_North
68420 | NE | SPP_North
68421 | NE | SPP_North
68428 | NE | SPP_North
68430 | NE | SPP_North
68431 | NE | SPP_North
68433 | NE | SPP_North
68437 | NE | SPP_North
68438 | NE | SPP_North
68441 | NE | SPP_North
68442 | NE | SPP_North
68443 | NE | SPP_North
68446 | NE | SPP_North
68447 | NE | SPP_North
68448 | NE | SPP_North
68450 | NE | SPP_North
68454 | NE | SPP_North
68455 | NE | SPP_North
68457 | NE | SPP_North
68461 | NE | SPP_North
68462 | NE | SPP_North
68463 | NE | SPP_North
68501 | NE | SPP_North
68502 | NE | SPP_North
68503 | NE | SPP_North
68504 | NE | SPP_North
68505 | NE | SPP_North
68506 | NE | SPP_North
68507 | NE | SPP_North
68508 | NE | SPP_North
68509 | NE | SPP_North
68510 | NE | SPP_North
68512 | NE | SPP_North
68514 | NE | SPP_North
68516 | NE | SPP_North
68517 | NE | SPP_North
68520 | NE | SPP_North
68521 | NE | SPP_North
68522 | NE | SPP_North
68523 | NE | SPP_North
68524 | NE | SPP_North
68526 | NE | SPP_North
68527 | NE | SPP_North
68528 | NE | SPP_North
68529 | NE | SPP_North
68531 | NE | SPP_North
68532 | NE | SPP_North
68542 | NE | SPP_North
68544 | NE | SPP_North
68583 | NE | SPP_North
68588 | NE | SPP_North
68621 | NE | SPP_North
68629 | NE | SPP_North
68633 | NE | SPP_North
68641 | NE | SPP_North
68643 | NE | SPP_North
68648 | NE | SPP_North
68649 | NE | SPP_North
68659 | NE | SPP_North
68661 | NE | SPP_North
68664 | NE | SPP_North
55772 | MN | MISO_North
56501 | MN | MISO_North
56502 | MN | MISO_North
56510 | MN | MISO_North
56511 | MN | MISO_North
56514 | MN | MISO_North
56516 | MN | MISO_North
56517 | MN | MISO_North
56519 | MN | MISO_North
56521 | MN | MISO_North
56523 | MN | MISO_North
56525 | MN | MISO_North
56529 | MN | MISO_North
56535 | MN | MISO_North
56536 | MN | MISO_North
56540 | MN | MISO_North
56541 | MN | MISO_North
56542 | MN | MISO_North
56544 | MN | MISO_North
56545 | MN | MISO_North
56546 | MN | MISO_North
56547 | MN | MISO_North
56548 | MN | MISO_North
56549 | MN | MISO_North
56550 | MN | MISO_North
56552 | MN | MISO_North
56554 | MN | MISO_North
56556 | MN | MISO_North
56557 | MN | MISO_North
56560 | MN | MISO_North
56561 | MN | MISO_North
56562 | MN | MISO_North
56563 | MN | MISO_North
56566 | MN | MISO_North
56568 | MN | MISO_North
56569 | MN | MISO_North
56570 | MN | MISO_North
56574 | MN | MISO_North
56575 | MN | MISO_North
56577 | MN | MISO_North
56578 | MN | MISO_North
56580 | MN | MISO_North
56581 | MN | MISO_North
56584 | MN | MISO_North
56585 | MN | MISO_North
56589 | MN | MISO_North
56591 | MN | MISO_North
56592 | MN | MISO_North
56593 | MN | MISO_North
56601 | MN | MISO_North
56619 | MN | MISO_North
56621 | MN | MISO_North
56623 | MN | MISO_North
56627 | MN | MISO_North
56629 | MN | MISO_North
56630 | MN | MISO_North
56634 | MN | MISO_North
56644 | MN | MISO_North
56646 | MN | MISO_North
56647 | MN | MISO_North
56649 | MN | MISO_North
56650 | MN | MISO_North
56651 | MN | MISO_North
56652 | MN | MISO_North
56653 | MN | MISO_North
56654 | MN | MISO_North
56658 | MN | MISO_North
56660 | MN | MISO_North
56661 | MN | MISO_North
56663 | MN | MISO_North
56666 | MN | MISO_North
56667 | MN | MISO_North
56668 | MN | MISO_North
56670 | MN | MISO_North
56671 | MN | MISO_North
56673 | MN | MISO_North
56676 | MN | MISO_North
56678 | MN | MISO_North
56679 | MN | MISO_North
56683 | MN | MISO_North
56684 | MN | MISO_North
56685 | MN | MISO_North
56686 | MN | MISO_North
56687 | MN | MISO_North
56701 | MN | MISO_North
56710 | MN | MISO_North
56711 | MN | MISO_North
56713 | MN | MISO_North
56714 | MN | MISO_North
56715 | MN | MISO_North
56716 | MN | MISO_North
56720 | MN | MISO_North
56721 | MN | MISO_North
56722 | MN | MISO_North
56723 | MN | MISO_North
56724 | MN | MISO_North
56725 | MN | MISO_North
56726 | MN | MISO_North
56727 | MN | MISO_North
56728 | MN | MISO_North
56729 | MN | MISO_North
56731 | MN | MISO_North
56732 | MN | MISO_North
56733 | MN | MISO_North
56734 | MN | MISO_North
56735 | MN | MISO_North
56736 | MN | MISO_North
56737 | MN | MISO_North
56738 | MN | MISO_North
56740 | MN | MISO_North
56741 | MN | MISO_North
56742 | MN | MISO_North
56744 | MN | MISO_North
56748 | MN | MISO_North
56750 | MN | MISO_North
56751 | MN | MISO_North
56754 | MN | MISO_North
56755 | MN | MISO_North
56756 | MN | MISO_North
56757 | MN | MISO_North
56758 | MN | MISO_North
56759 | MN | MISO_North
56760 | MN | MISO_North
56761 | MN | MISO_North
56762 | MN | MISO_North
56763 | MN | MISO_North
55001 | MN | MISO_North
55003 | MN | MISO_North
55005 | MN | MISO_North
55006 | MN | MISO_North
55007 | MN | MISO_North
55008 | MN | MISO_North
55009 | MN | MISO_North
55010 | MN | MISO_North
55011 | MN | MISO_North
55012 | MN | MISO_North
55013 | MN | MISO_North
55014 | MN | MISO_North
55016 | MN | MISO_North
55017 | MN | MISO_North
55018 | MN | MISO_North
55019 | MN | MISO_North
55020 | MN | MISO_North
55021 | MN | MISO_North
55024 | MN | MISO_North
55025 | MN | MISO_North
55026 | MN | MISO_North
55027 | MN | MISO_North
55029 | MN | MISO_North
55030 | MN | MISO_North
55031 | MN | MISO_North
55032 | MN | MISO_North
55033 | MN | MISO_North
55036 | MN | MISO_North
55037 | MN | MISO_North
55038 | MN | MISO_North
55040 | MN | MISO_North
55041 | MN | MISO_North
55042 | MN | MISO_North
55043 | MN | MISO_North
55044 | MN | MISO_North
55045 | MN | MISO_North
55046 | MN | MISO_North
55047 | MN | MISO_North
55049 | MN | MISO_North
55051 | MN | MISO_North
55052 | MN | MISO_North
55053 | MN | MISO_North
55054 | MN | MISO_North
55055 | MN | MISO_North
55056 | MN | MISO_North
55057 | MN | MISO_North
55060 | MN | MISO_North
55063 | MN | MISO_North
55065 | MN | MISO_North
55066 | MN | MISO_North
55067 | MN | MISO_North
55068 | MN | MISO_North
55069 | MN | MISO_North
55070 | MN | MISO_North
55071 | MN | MISO_North
55072 | MN | MISO_North
55073 | MN | MISO_North
55074 | MN | MISO_North
55075 | MN | MISO_North
55076 | MN | MISO_North
55077 | MN | MISO_North
55078 | MN | MISO_North
55079 | MN | MISO_North
55080 | MN | MISO_North
55082 | MN | MISO_North
55083 | MN | MISO_North
55084 | MN | MISO_North
55085 | MN | MISO_North
55087 | MN | MISO_North
55088 | MN | MISO_North
55089 | MN | MISO_North
55090 | MN | MISO_North
55092 | MN | MISO_North
55101 | MN | MISO_North
55102 | MN | MISO_North
55103 | MN | MISO_North
55104 | MN | MISO_North
55105 | MN | MISO_North
55106 | MN | MISO_North
55107 | MN | MISO_North
55108 | MN | MISO_North
55109 | MN | MISO_North
55110 | MN | MISO_North
55111 | MN | MISO_North
55112 | MN | MISO_North
55113 | MN | MISO_North
55114 | MN | MISO_North
55115 | MN | MISO_North
55116 | MN | MISO_North
55117 | MN | MISO_North
55118 | MN | MISO_North
55119 | MN | MISO_North
55120 | MN | MISO_North
55121 | MN | MISO_North
55122 | MN | MISO_North
55123 | MN | MISO_North
55124 | MN | MISO_North
55125 | MN | MISO_North
55126 | MN | MISO_North
55127 | MN | MISO_North
55128 | MN | MISO_North
55129 | MN | MISO_North
55130 | MN | MISO_North
55131 | MN | MISO_North
55133 | MN | MISO_North
55144 | MN | MISO_North
55145 | MN | MISO_North
55146 | MN | MISO_North
55150 | MN | MISO_North
55155 | MN | MISO_North
55164 | MN | MISO_North
55165 | MN | MISO_North
55170 | MN | MISO_North
55175 | MN | MISO_North
55301 | MN | MISO_North
55302 | MN | MISO_North
55303 | MN | MISO_North
55304 | MN | MISO_North
55305 | MN | MISO_North
55306 | MN | MISO_North
55307 | MN | MISO_North
55308 | MN | MISO_North
55309 | MN | MISO_North
55311 | MN | MISO_North
55312 | MN | MISO_North
55313 | MN | MISO_North
55315 | MN | MISO_North
55316 | MN | MISO_North
55317 | MN | MISO_North
55318 | MN | MISO_North
55319 | MN | MISO_North
55320 | MN | MISO_North
55321 | MN | MISO_North
55322 | MN | MISO_North
55323 | MN | MISO_North
55324 | MN | MISO_North
55325 | MN | MISO_North
55327 | MN | MISO_North
55328 | MN | MISO_North
55329 | MN | MISO_North
55330 | MN | MISO_North
55331 | MN | MISO_North
55334 | MN | MISO_North
55335 | MN | MISO_North
55336 | MN | MISO_North
55337 | MN | MISO_North
55338 | MN | MISO_North
55339 | MN | MISO_North
55340 | MN | MISO_North
55341 | MN | MISO_North
55343 | MN | MISO_North
55344 | MN | MISO_North
55345 | MN | MISO_North
55346 | MN | MISO_North
55347 | MN | MISO_North
55349 | MN | MISO_North
55350 | MN | MISO_North
55352 | MN | MISO_North
55353 | MN | MISO_North
55354 | MN | MISO_North
55355 | MN | MISO_North
55356 | MN | MISO_North
55357 | MN | MISO_North
55358 | MN | MISO_North
55359 | MN | MISO_North
55360 | MN | MISO_North
55361 | MN | MISO_North
55362 | MN | MISO_North
55363 | MN | MISO_North
55364 | MN | MISO_North
55366 | MN | MISO_North
55367 | MN | MISO_North
55368 | MN | MISO_North
55369 | MN | MISO_North
55370 | MN | MISO_North
55371 | MN | MISO_North
55372 | MN | MISO_North
55373 | MN | MISO_North
55374 | MN | MISO_North
55375 | MN | MISO_North
55376 | MN | MISO_North
55377 | MN | MISO_North
55378 | MN | MISO_North
55379 | MN | MISO_North
55381 | MN | MISO_North
55382 | MN | MISO_North
55384 | MN | MISO_North
55385 | MN | MISO_North
55386 | MN | MISO_North
55387 | MN | MISO_North
55388 | MN | MISO_North
55389 | MN | MISO_North
55390 | MN | MISO_North
55391 | MN | MISO_North
55392 | MN | MISO_North
55395 | MN | MISO_North
55396 | MN | MISO_North
55397 | MN | MISO_North
55398 | MN | MISO_North
55401 | MN | MISO_North
55402 | MN | MISO_North
55403 | MN | MISO_North
55404 | MN | MISO_North
55405 | MN | MISO_North
55406 | MN | MISO_North
55407 | MN | MISO_North
55408 | MN | MISO_North
55409 | MN | MISO_North
55410 | MN | MISO_North
55411 | MN | MISO_North
55412 | MN | MISO_North
55413 | MN | MISO_North
55414 | MN | MISO_North
55415 | MN | MISO_North
55416 | MN | MISO_North
55417 | MN | MISO_North
55418 | MN | MISO_North
55419 | MN | MISO_North
55420 | MN | MISO_North
55421 | MN | MISO_North
55422 | MN | MISO_North
55423 | MN | MISO_North
55424 | MN | MISO_North
55425 | MN | MISO_North
55426 | MN | MISO_North
55427 | MN | MISO_North
55428 | MN | MISO_North
55429 | MN | MISO_North
55430 | MN | MISO_North
55431 | MN | MISO_North
55432 | MN | MISO_North
55433 | MN | MISO_North
55434 | MN | MISO_North
55435 | MN | MISO_North
55436 | MN | MISO_North
55437 | MN | MISO_North
55438 | MN | MISO_North
55439 | MN | MISO_North
55440 | MN | MISO_North
55441 | MN | MISO_North
55442 | MN | MISO_North
55443 | MN | MISO_North
55444 | MN | MISO_North
55445 | MN | MISO_North
55446 | MN | MISO_North
55447 | MN | MISO_North
55448 | MN | MISO_North
55449 | MN | MISO_North
55450 | MN | MISO_North
55454 | MN | MISO_North
55455 | MN | MISO_North
55458 | MN | MISO_North
55459 | MN | MISO_North
55460 | MN | MISO_North
55467 | MN | MISO_North
55470 | MN | MISO_North
55472 | MN | MISO_North
55474 | MN | MISO_North
55478 | MN | MISO_North
55479 | MN | MISO_North
55480 | MN | MISO_North
55483 | MN | MISO_North
55484 | MN | MISO_North
55485 | MN | MISO_North
55486 | MN | MISO_North
55487 | MN | MISO_North
55488 | MN | MISO_North
55554 | MN | MISO_North
55569 | MN | MISO_North
55572 | MN | MISO_North
55573 | MN | MISO_North
55575 | MN | MISO_North
55577 | MN | MISO_North
55592 | MN | MISO_North
55593 | MN | MISO_North
55599 | MN | MISO_North
55601 | MN | MISO_North
55602 | MN | MISO_North
55603 | MN | MISO_North
55604 | MN | MISO_North
55605 | MN | MISO_North
55606 | MN | MISO_North
55607 | MN | MISO_North
55609 | MN | MISO_North
55612 | MN | MISO_North
55613 | MN | MISO_North
55614 | MN | MISO_North
55615 | MN | MISO_North
55616 | MN | MISO_North
55702 | MN | MISO_North
55703 | MN | MISO_North
55704 | MN | MISO_North
55705 | MN | MISO_North
55706 | MN | MISO_North
55707 | MN | MISO_North
55708 | MN | MISO_North
55709 | MN | MISO_North
55710 | MN | MISO_North
55711 | MN | MISO_North
55712 | MN | MISO_North
55713 | MN | MISO_North
55716 | MN | MISO_North
55717 | MN | MISO_North
55718 | MN | MISO_North
55719 | MN | MISO_North
55720 | MN | MISO_North
55721 | MN | MISO_North
55722 | MN | MISO_North
55723 | MN | MISO_North
55724 | MN | MISO_North
55725 | MN | MISO_North
55726 | MN | MISO_North
55730 | MN | MISO_North
55731 | MN | MISO_North
55732 | MN | MISO_North
55733 | MN | MISO_North
55734 | MN | MISO_North
55735 | MN | MISO_North
55736 | MN | MISO_North
55738 | MN | MISO_North
55741 | MN | MISO_North
55742 | MN | MISO_North
55744 | MN | MISO_North
55745 | MN | MISO_North
55746 | MN | MISO_North
55748 | MN | MISO_North
55749 | MN | MISO_North
55750 | MN | MISO_North
55751 | MN | MISO_North
55752 | MN | MISO_North
55753 | MN | MISO_North
55756 | MN | MISO_North
55757 | MN | MISO_North
55758 | MN | MISO_North
55760 | MN | MISO_North
55763 | MN | MISO_North
55764 | MN | MISO_North
55765 | MN | MISO_North
55766 | MN | MISO_North
55767 | MN | MISO_North
55768 | MN | MISO_North
55769 | MN | MISO_North
55771 | MN | MISO_North
55775 | MN | MISO_North
55777 | MN | MISO_North
55779 | MN | MISO_North
55780 | MN | MISO_North
55781 | MN | MISO_North
55782 | MN | MISO_North
55783 | MN | MISO_North
55784 | MN | MISO_North
55785 | MN | MISO_North
55786 | MN | MISO_North
55787 | MN | MISO_North
55790 | MN | MISO_North
55791 | MN | MISO_North
55792 | MN | MISO_North
55793 | MN | MISO_North
55795 | MN | MISO_North
55796 | MN | MISO_North
55797 | MN | MISO_North
55798 | MN | MISO_North
55801 | MN | MISO_North
55802 | MN | MISO_North
55803 | MN | MISO_North
55804 | MN | MISO_North
55805 | MN | MISO_North
55806 | MN | MISO_North
55807 | MN | MISO_North
55808 | MN | MISO_North
55810 | MN | MISO_North
55811 | MN | MISO_North
55812 | MN | MISO_North
55814 | MN | MISO_North
55815 | MN | MISO_North
55816 | MN | MISO_North
55901 | MN | MISO_North
55902 | MN | MISO_North
55903 | MN | MISO_North
55904 | MN | MISO_North
55905 | MN | MISO_North
55906 | MN | MISO_North
55910 | MN | MISO_North
55917 | MN | MISO_North
55920 | MN | MISO_North
55923 | MN | MISO_North
55924 | MN | MISO_North
55925 | MN | MISO_North
55927 | MN | MISO_North
55929 | MN | MISO_North
55932 | MN | MISO_North
55934 | MN | MISO_North
55940 | MN | MISO_North
55942 | MN | MISO_North
55944 | MN | MISO_North
55945 | MN | MISO_North
55946 | MN | MISO_North
55952 | MN | MISO_North
55955 | MN | MISO_North
55956 | MN | MISO_North
55957 | MN | MISO_North
55959 | MN | MISO_North
55960 | MN | MISO_North
55963 | MN | MISO_North
55964 | MN | MISO_North
55968 | MN | MISO_North
55969 | MN | MISO_North
55972 | MN | MISO_North
55976 | MN | MISO_North
55979 | MN | MISO_North
55981 | MN | MISO_North
55983 | MN | MISO_North
55985 | MN | MISO_North
55987 | MN | MISO_North
55988 | MN | MISO_North
55991 | MN | MISO_North
55992 | MN | MISO_North
56011 | MN | MISO_North
56017 | MN | MISO_North
56026 | MN | MISO_North
56028 | MN | MISO_North
56044 | MN | MISO_North
56046 | MN | MISO_North
56050 | MN | MISO_North
56052 | MN | MISO_North
56057 | MN | MISO_North
56058 | MN | MISO_North
56069 | MN | MISO_North
56071 | MN | MISO_North
56096 | MN | MISO_North
56201 | MN | MISO_North
56207 | MN | MISO_North
56208 | MN | MISO_North
56209 | MN | MISO_North
56210 | MN | MISO_North
56211 | MN | MISO_North
56215 | MN | MISO_North
56216 | MN | MISO_North
56219 | MN | MISO_North
56221 | MN | MISO_North
56225 | MN | MISO_North
56226 | MN | MISO_North
56227 | MN | MISO_North
56228 | MN | MISO_North
56231 | MN | MISO_North
56235 | MN | MISO_North
56236 | MN | MISO_North
56240 | MN | MISO_North
56243 | MN | MISO_North
56244 | MN | MISO_North
56248 | MN | MISO_North
56249 | MN | MISO_North
56251 | MN | MISO_North
56252 | MN | MISO_North
56253 | MN | MISO_North
56267 | MN | MISO_North
56271 | MN | MISO_North
56273 | MN | MISO_North
56274 | MN | MISO_North
56276 | MN | MISO_North
56278 | MN | MISO_North
56279 | MN | MISO_North
56281 | MN | MISO_North
56282 | MN | MISO_North
56288 | MN | MISO_North
56289 | MN | MISO_North
56296 | MN | MISO_North
56301 | MN | MISO_North
56302 | MN | MISO_North
56303 | MN | MISO_North
56304 | MN | MISO_North
56307 | MN | MISO_North
56308 | MN | MISO_North
56309 | MN | MISO_North
56310 | MN | MISO_North
56311 | MN | MISO_North
56312 | MN | MISO_North
56313 | MN | MISO_North
56314 | MN | MISO_North
56315 | MN | MISO_North
56316 | MN | MISO_North
56317 | MN | MISO_North
56318 | MN | MISO_North
56319 | MN | MISO_North
56320 | MN | MISO_North
56321 | MN | MISO_North
56323 | MN | MISO_North
56324 | MN | MISO_North
56325 | MN | MISO_North
56326 | MN | MISO_North
56327 | MN | MISO_North
56328 | MN | MISO_North
56329 | MN | MISO_North
56330 | MN | MISO_North
56331 | MN | MISO_North
56332 | MN | MISO_North
56333 | MN | MISO_North
56334 | MN | MISO_North
56335 | MN | MISO_North
56336 | MN | MISO_North
56338 | MN | MISO_North
56339 | MN | MISO_North
56340 | MN | MISO_North
56341 | MN | MISO_North
56342 | MN | MISO_North
56343 | MN | MISO_North
56344 | MN | MISO_North
56345 | MN | MISO_North
56347 | MN | MISO_North
56349 | MN | MISO_North
56350 | MN | MISO_North
56352 | MN | MISO_North
56353 | MN | MISO_North
56354 | MN | MISO_North
56355 | MN | MISO_North
56356 | MN | MISO_North
56357 | MN | MISO_North
56358 | MN | MISO_North
56359 | MN | MISO_North
56360 | MN | MISO_North
56361 | MN | MISO_North
56362 | MN | MISO_North
56363 | MN | MISO_North
56364 | MN | MISO_North
56367 | MN | MISO_North
56368 | MN | MISO_North
56369 | MN | MISO_North
56371 | MN | MISO_North
56372 | MN | MISO_North
56373 | MN | MISO_North
56374 | MN | MISO_North
56375 | MN | MISO_North
56376 | MN | MISO_North
56377 | MN | MISO_North
56378 | MN | MISO_North
56379 | MN | MISO_North
56381 | MN | MISO_North
56382 | MN | MISO_North
56384 | MN | MISO_North
56385 | MN | MISO_North
56386 | MN | MISO_North
56387 | MN | MISO_North
56388 | MN | MISO_North
56389 | MN | MISO_North
56393 | MN | MISO_North
56395 | MN | MISO_North
56396 | MN | MISO_North
56397 | MN | MISO_North
56398 | MN | MISO_North
56399 | MN | MISO_North
56401 | MN | MISO_North
56425 | MN | MISO_North
56431 | MN | MISO_North
56433 | MN | MISO_North
56434 | MN | MISO_North
56435 | MN | MISO_North
56436 | MN | MISO_North
56437 | MN | MISO_North
56438 | MN | MISO_North
56440 | MN | MISO_North
56441 | MN | MISO_North
56442 | MN | MISO_North
56443 | MN | MISO_North
56444 | MN | MISO_North
56446 | MN | MISO_North
56447 | MN | MISO_North
56448 | MN | MISO_North
56449 | MN | MISO_North
56450 | MN | MISO_North
56452 | MN | MISO_North
56453 | MN | MISO_North
56455 | MN | MISO_North
56456 | MN | MISO_North
56458 | MN | MISO_North
56459 | MN | MISO_North
56461 | MN | MISO_North
56464 | MN | MISO_North
56465 | MN | MISO_North
56466 | MN | MISO_North
56467 | MN | MISO_North
56468 | MN | MISO_North
56469 | MN | MISO_North
56470 | MN | MISO_North
56472 | MN | MISO_North
56473 | MN | MISO_North
56474 | MN | MISO_North
56475 | MN | MISO_North
56477 | MN | MISO_North
56479 | MN | MISO_North
56481 | MN | MISO_North
56482 | MN | MISO_North
56484 | MN | MISO_North
56515 | MN | MISO_North
56518 | MN | MISO_North
56520 | MN | MISO_North
56522 | MN | MISO_North
56524 | MN | MISO_North
56527 | MN | MISO_North
56528 | MN | MISO_North
56531 | MN | MISO_North
56533 | MN | MISO_North
56534 | MN | MISO_North
56537 | MN | MISO_North
56538 | MN | MISO_North
56543 | MN | MISO_North
56551 | MN | MISO_North
56553 | MN | MISO_North
56565 | MN | MISO_North
56567 | MN | MISO_North
56571 | MN | MISO_North
56572 | MN | MISO_North
56573 | MN | MISO_North
56576 | MN | MISO_North
56579 | MN | MISO_North
56583 | MN | MISO_North
56586 | MN | MISO_North
56587 | MN | MISO_North
56588 | MN | MISO_North
56590 | MN | MISO_North
56594 | MN | MISO_North
56626 | MN | MISO_North
56628 | MN | MISO_North
56631 | MN | MISO_North
56633 | MN | MISO_North
56636 | MN | MISO_North
56637 | MN | MISO_North
56639 | MN | MISO_North
56641 | MN | MISO_North
56655 | MN | MISO_North
56657 | MN | MISO_North
56659 | MN | MISO_North
56662 | MN | MISO_North
56669 | MN | MISO_North
56672 | MN | MISO_North
56680 | MN | MISO_North
56681 | MN | MISO_North
56688 | MN | MISO_North
55310 | MN | MISO_North
55314 | MN | MISO_North
55332 | MN | MISO_North
55333 | MN | MISO_North
55342 | MN | MISO_North
56083 | MN | MISO_North
56110 | MN | MISO_North
56113 | MN | MISO_North
56114 | MN | MISO_North
56115 | MN | MISO_North
56116 | MN | MISO_North
56117 | MN | MISO_North
56119 | MN | MISO_North
56122 | MN | MISO_North
56123 | MN | MISO_North
56125 | MN | MISO_North
56128 | MN | MISO_North
56129 | MN | MISO_North
56131 | MN | MISO_North
56132 | MN | MISO_North
56134 | MN | MISO_North
56136 | MN | MISO_North
56138 | MN | MISO_North
56139 | MN | MISO_North
56140 | MN | MISO_North
56141 | MN | MISO_North
56142 | MN | MISO_North
56144 | MN | MISO_North
56146 | MN | MISO_North
56147 | MN | MISO_North
56149 | MN | MISO_North
56151 | MN | MISO_North
56152 | MN | MISO_North
56153 | MN | MISO_North
56155 | MN | MISO_North
56156 | MN | MISO_North
56157 | MN | MISO_North
56158 | MN | MISO_North
56164 | MN | MISO_North
56165 | MN | MISO_North
56166 | MN | MISO_North
56167 | MN | MISO_North
56168 | MN | MISO_North
56169 | MN | MISO_North
56170 | MN | MISO_North
56172 | MN | MISO_North
56173 | MN | MISO_North
56175 | MN | MISO_North
56178 | MN | MISO_North
56180 | MN | MISO_North
56185 | MN | MISO_North
56186 | MN | MISO_North
56187 | MN | MISO_North
56212 | MN | MISO_North
56214 | MN | MISO_North
56218 | MN | MISO_North
56220 | MN | MISO_North
56222 | MN | MISO_North
56223 | MN | MISO_North
56224 | MN | MISO_North
56229 | MN | MISO_North
56230 | MN | MISO_North
56232 | MN | MISO_North
56237 | MN | MISO_North
56239 | MN | MISO_North
56241 | MN | MISO_North
56245 | MN | MISO_North
56255 | MN | MISO_North
56256 | MN | MISO_North
56257 | MN | MISO_North
56258 | MN | MISO_North
56260 | MN | MISO_North
56262 | MN | MISO_North
56263 | MN | MISO_North
56264 | MN | MISO_North
56265 | MN | MISO_North
56266 | MN | MISO_North
56270 | MN | MISO_North
56277 | MN | MISO_North
56280 | MN | MISO_North
56283 | MN | MISO_North
56284 | MN | MISO_North
56285 | MN | MISO_North
56287 | MN | MISO_North
56291 | MN | MISO_North
56292 | MN | MISO_North
56293 | MN | MISO_North
56294 | MN | MISO_North
56295 | MN | MISO_North
56297 | MN | MISO_North
50025 | IA | MISO_North
50041 | IA | MISO_North
50042 | IA | MISO_North
50058 | IA | MISO_North
50071 | IA | MISO_North
50076 | IA | MISO_North
50101 | IA | MISO_North
50110 | IA | MISO_North
50117 | IA | MISO_North
50227 | IA | MISO_North
50401 | IA | MISO_North
50402 | IA | MISO_North
50420 | IA | MISO_North
50421 | IA | MISO_North
50423 | IA | MISO_North
50424 | IA | MISO_North
50427 | IA | MISO_North
50428 | IA | MISO_North
50430 | IA | MISO_North
50431 | IA | MISO_North
50432 | IA | MISO_North
50433 | IA | MISO_North
50434 | IA | MISO_North
50436 | IA | MISO_North
50438 | IA | MISO_North
50439 | IA | MISO_North
50440 | IA | MISO_North
50441 | IA | MISO_North
50444 | IA | MISO_North
50446 | IA | MISO_North
50447 | IA | MISO_North
50448 | IA | MISO_North
50449 | IA | MISO_North
50450 | IA | MISO_North
50451 | IA | MISO_North
50452 | IA | MISO_North
50453 | IA | MISO_North
50456 | IA | MISO_North
50457 | IA | MISO_North
50459 | IA | MISO_North
50464 | IA | MISO_North
50465 | IA | MISO_North
50467 | IA | MISO_North
50469 | IA | MISO_North
50470 | IA | MISO_North
50473 | IA | MISO_North
50475 | IA | MISO_North
50477 | IA | MISO_North
50478 | IA | MISO_North
50479 | IA | MISO_North
50480 | IA | MISO_North
50482 | IA | MISO_North
50483 | IA | MISO_North
50484 | IA | MISO_North
50501 | IA | MISO_North
50510 | IA | MISO_North
50511 | IA | MISO_North
50514 | IA | MISO_North
50515 | IA | MISO_North
50516 | IA | MISO_North
50517 | IA | MISO_North
50518 | IA | MISO_North
50519 | IA | MISO_North
50520 | IA | MISO_North
50521 | IA | MISO_North
50522 | IA | MISO_North
50523 | IA | MISO_North
50524 | IA | MISO_North
50525 | IA | MISO_North
50526 | IA | MISO_North
50527 | IA | MISO_North
50528 | IA | MISO_North
50529 | IA | MISO_North
50530 | IA | MISO_North
50531 | IA | MISO_North
50532 | IA | MISO_North
50533 | IA | MISO_North
50535 | IA | MISO_North
50536 | IA | MISO_North
50538 | IA | MISO_North
50539 | IA | MISO_North
50540 | IA | MISO_North
50541 | IA | MISO_North
50542 | IA | MISO_North
50543 | IA | MISO_North
50544 | IA | MISO_North
50545 | IA | MISO_North
50546 | IA | MISO_North
50548 | IA | MISO_North
50551 | IA | MISO_North
50552 | IA | MISO_North
50554 | IA | MISO_North
50556 | IA | MISO_North
50557 | IA | MISO_North
50558 | IA | MISO_North
50559 | IA | MISO_North
50560 | IA | MISO_North
50561 | IA | MISO_North
50562 | IA | MISO_North
50563 | IA | MISO_North
50565 | IA | MISO_North
50566 | IA | MISO_North
50567 | IA | MISO_North
50568 | IA | MISO_North
50569 | IA | MISO_North
50570 | IA | MISO_North
50571 | IA | MISO_North
50573 | IA | MISO_North
50574 | IA | MISO_North
50575 | IA | MISO_North
50576 | IA | MISO_North
50577 | IA | MISO_North
50578 | IA | MISO_North
50579 | IA | MISO_North
50581 | IA | MISO_North
50582 | IA | MISO_North
50583 | IA | MISO_North
50585 | IA | MISO_North
50586 | IA | MISO_North
50588 | IA | MISO_North
50590 | IA | MISO_North
50591 | IA | MISO_North
50592 | IA | MISO_North
50593 | IA | MISO_North
50594 | IA | MISO_North
50597 | IA | MISO_North
50598 | IA | MISO_North
50599 | IA | MISO_North
50605 | IA | MISO_North
50633 | IA | MISO_North
50833 | IA | MISO_North
50836 | IA | MISO_North
50840 | IA | MISO_North
50847 | IA | MISO_North
50848 | IA | MISO_North
50851 | IA | MISO_North
50862 | IA | MISO_North
50864 | IA | MISO_North
51001 | IA | MISO_North
51002 | IA | MISO_North
51003 | IA | MISO_North
51004 | IA | MISO_North
51005 | IA | MISO_North
51006 | IA | MISO_North
51007 | IA | MISO_North
51008 | IA | MISO_North
51009 | IA | MISO_North
51010 | IA | MISO_North
51011 | IA | MISO_North
51012 | IA | MISO_North
51014 | IA | MISO_North
51015 | IA | MISO_North
51016 | IA | MISO_North
51018 | IA | MISO_North
51019 | IA | MISO_North
51020 | IA | MISO_North
51022 | IA | MISO_North
51023 | IA | MISO_North
51024 | IA | MISO_North
51025 | IA | MISO_North
51026 | IA | MISO_North
51027 | IA | MISO_North
51028 | IA | MISO_North
51029 | IA | MISO_North
51030 | IA | MISO_North
51031 | IA | MISO_North
51033 | IA | MISO_North
51034 | IA | MISO_North
51035 | IA | MISO_North
51036 | IA | MISO_North
51037 | IA | MISO_North
51038 | IA | MISO_North
51039 | IA | MISO_North
51040 | IA | MISO_North
51041 | IA | MISO_North
51044 | IA | MISO_North
51045 | IA | MISO_North
51046 | IA | MISO_North
51047 | IA | MISO_North
51048 | IA | MISO_North
51049 | IA | MISO_North
51050 | IA | MISO_North
51051 | IA | MISO_North
51052 | IA | MISO_North
51053 | IA | MISO_North
51054 | IA | MISO_North
51055 | IA | MISO_North
51056 | IA | MISO_North
51058 | IA | MISO_North
51060 | IA | MISO_North
51061 | IA | MISO_North
51062 | IA | MISO_North
51063 | IA | MISO_North
51101 | IA | MISO_North
51102 | IA | MISO_North
51103 | IA | MISO_North
51104 | IA | MISO_North
51105 | IA | MISO_North
51106 | IA | MISO_North
51108 | IA | MISO_North
51109 | IA | MISO_North
51111 | IA | MISO_North
51201 | IA | MISO_North
51230 | IA | MISO_North
51231 | IA | MISO_North
51232 | IA | MISO_North
51234 | IA | MISO_North
51235 | IA | MISO_North
51237 | IA | MISO_North
51238 | IA | MISO_North
51239 | IA | MISO_North
51240 | IA | MISO_North
51241 | IA | MISO_North
51242 | IA | MISO_North
51243 | IA | MISO_North
51244 | IA | MISO_North
51245 | IA | MISO_North
51246 | IA | MISO_North
51247 | IA | MISO_North
51248 | IA | MISO_North
51249 | IA | MISO_North
51250 | IA | MISO_North
51301 | IA | MISO_North
51331 | IA | MISO_North
51333 | IA | MISO_North
51334 | IA | MISO_North
51338 | IA | MISO_North
51340 | IA | MISO_North
51341 | IA | MISO_North
51342 | IA | MISO_North
51343 | IA | MISO_North
51345 | IA | MISO_North
51346 | IA | MISO_North
51347 | IA | MISO_North
51350 | IA | MISO_North
51351 | IA | MISO_North
51354 | IA | MISO_North
51355 | IA | MISO_North
51357 | IA | MISO_North
51358 | IA | MISO_North
51360 | IA | MISO_North
51363 | IA | MISO_North
51364 | IA | MISO_North
51365 | IA | MISO_North
51366 | IA | MISO_North
51401 | IA | MISO_North
51430 | IA | MISO_North
51431 | IA | MISO_North
51432 | IA | MISO_North
51433 | IA | MISO_North
51436 | IA | MISO_North
51439 | IA | MISO_North
51440 | IA | MISO_North
51441 | IA | MISO_North
51442 | IA | MISO_North
51443 | IA | MISO_North
51444 | IA | MISO_North
51445 | IA | MISO_North
51446 | IA | MISO_North
51447 | IA | MISO_North
51448 | IA | MISO_North
51449 | IA | MISO_North
51450 | IA | MISO_North
51451 | IA | MISO_North
51452 | IA | MISO_North
51453 | IA | MISO_North
51454 | IA | MISO_North
51455 | IA | MISO_North
51458 | IA | MISO_North
51460 | IA | MISO_North
51461 | IA | MISO_North
51463 | IA | MISO_North
51465 | IA | MISO_North
51466 | IA | MISO_North
51467 | IA | MISO_North
51501 | IA | MISO_North
51502 | IA | MISO_North
51503 | IA | MISO_North
51510 | IA | MISO_North
51520 | IA | MISO_North
51521 | IA | MISO_North
51523 | IA | MISO_North
51525 | IA | MISO_North
51526 | IA | MISO_North
51527 | IA | MISO_North
51528 | IA | MISO_North
51529 | IA | MISO_North
51530 | IA | MISO_North
51531 | IA | MISO_North
51532 | IA | MISO_North
51533 | IA | MISO_North
51534 | IA | MISO_North
51536 | IA | MISO_North
51537 | IA | MISO_North
51540 | IA | MISO_North
51541 | IA | MISO_North
51542 | IA | MISO_North
51543 | IA | MISO_North
51545 | IA | MISO_North
51546 | IA | MISO_North
51548 | IA | MISO_North
51549 | IA | MISO_North
51550 | IA | MISO_North
51551 | IA | MISO_North
51553 | IA | MISO_North
51554 | IA | MISO_North
51555 | IA | MISO_North
51556 | IA | MISO_North
51557 | IA | MISO_North
51558 | IA | MISO_North
51559 | IA | MISO_North
51560 | IA | MISO_North
51561 | IA | MISO_North
51562 | IA | MISO_North
51563 | IA | MISO_North
51564 | IA | MISO_North
51565 | IA | MISO_North
51566 | IA | MISO_North
51570 | IA | MISO_North
51571 | IA | MISO_North
51572 | IA | MISO_North
51573 | IA | MISO_North
51575 | IA | MISO_North
51576 | IA | MISO_North
51577 | IA | MISO_North
51578 | IA | MISO_North
51579 | IA | MISO_North
51591 | IA | MISO_North
51593 | IA | MISO_North
51601 | IA | MISO_North
51603 | IA | MISO_North
51630 | IA | MISO_North
51631 | IA | MISO_North
51632 | IA | MISO_North
51636 | IA | MISO_North
51637 | IA | MISO_North
51638 | IA | MISO_North
51639 | IA | MISO_North
51640 | IA | MISO_North
51645 | IA | MISO_North
51646 | IA | MISO_North
51647 | IA | MISO_North
51648 | IA | MISO_North
51649 | IA | MISO_North
51650 | IA | MISO_North
51651 | IA | MISO_North
51652 | IA | MISO_North
51653 | IA | MISO_North
51654 | IA | MISO_North
51656 | IA | MISO_North
54001 | WI | MISO_North
54002 | WI | MISO_North
54003 | WI | MISO_North
54004 | WI | MISO_North
54005 | WI | MISO_North
54006 | WI | MISO_North
54007 | WI | MISO_North
54009 | WI | MISO_North
54011 | WI | MISO_North
54013 | WI | MISO_North
54014 | WI | MISO_North
54015 | WI | MISO_North
54016 | WI | MISO_North
54017 | WI | MISO_North
54020 | WI | MISO_North
54021 | WI | MISO_North
54022 | WI | MISO_North
54023 | WI | MISO_North
54024 | WI | MISO_North
54025 | WI | MISO_North
54026 | WI | MISO_North
54027 | WI | MISO_North
54028 | WI | MISO_North
54082 | WI | MISO_North
54405 | WI | MISO_North
54420 | WI | MISO_North
54421 | WI | MISO_North
54422 | WI | MISO_North
54425 | WI | MISO_North
54433 | WI | MISO_North
54436 | WI | MISO_North
54437 | WI | MISO_North
54446 | WI | MISO_North
54447 | WI | MISO_North
54451 | WI | MISO_North
54456 | WI | MISO_North
54459 | WI | MISO_North
54460 | WI | MISO_North
54470 | WI | MISO_North
54480 | WI | MISO_North
54488 | WI | MISO_North
54490 | WI | MISO_North
54493 | WI | MISO_North
54498 | WI | MISO_North
54513 | WI | MISO_North
54514 | WI | MISO_North
54515 | WI | MISO_North
54517 | WI | MISO_North
54524 | WI | MISO_North
54525 | WI | MISO_North
54526 | WI | MISO_North
54527 | WI | MISO_North
54530 | WI | MISO_North
54534 | WI | MISO_North
54536 | WI | MISO_North
54537 | WI | MISO_North
54546 | WI | MISO_North
54547 | WI | MISO_North
54550 | WI | MISO_North
54552 | WI | MISO_North
54555 | WI | MISO_North
54556 | WI | MISO_North
54559 | WI | MISO_North
54563 | WI | MISO_North
54565 | WI | MISO_North
54601 | WI | MISO_North
54602 | WI | MISO_North
54603 | WI | MISO_North
54610 | WI | MISO_North
54612 | WI | MISO_North
54614 | WI | MISO_North
54616 | WI | MISO_North
54622 | WI | MISO_North
54625 | WI | MISO_North
54627 | WI | MISO_North
54629 | WI | MISO_North
54630 | WI | MISO_North
54636 | WI | MISO_North
54644 | WI | MISO_North
54650 | WI | MISO_North
54653 | WI | MISO_North
54661 | WI | MISO_North
54669 | WI | MISO_North
54701 | WI | MISO_North
54702 | WI | MISO_North
54703 | WI | MISO_North
54720 | WI | MISO_North
54721 | WI | MISO_North
54722 | WI | MISO_North
54723 | WI | MISO_North
54724 | WI | MISO_North
54725 | WI | MISO_North
54726 | WI | MISO_North
54727 | WI | MISO_North
54728 | WI | MISO_North
54729 | WI | MISO_North
54730 | WI | MISO_North
54731 | WI | MISO_North
54732 | WI | MISO_North
54733 | WI | MISO_North
54734 | WI | MISO_North
54735 | WI | MISO_North
54736 | WI | MISO_North
54737 | WI | MISO_North
54738 | WI | MISO_North
54739 | WI | MISO_North
54740 | WI | MISO_North
54741 | WI | MISO_North
54742 | WI | MISO_North
54743 | WI | MISO_North
54745 | WI | MISO_North
54746 | WI | MISO_North
54747 | WI | MISO_North
54748 | WI | MISO_North
54749 | WI | MISO_North
54750 | WI | MISO_North
54751 | WI | MISO_North
54755 | WI | MISO_North
54756 | WI | MISO_North
54757 | WI | MISO_North
54758 | WI | MISO_North
54759 | WI | MISO_North
54760 | WI | MISO_North
54761 | WI | MISO_North
54762 | WI | MISO_North
54763 | WI | MISO_North
54764 | WI | MISO_North
54765 | WI | MISO_North
54766 | WI | MISO_North
54767 | WI | MISO_North
54768 | WI | MISO_North
54769 | WI | MISO_North
54770 | WI | MISO_North
54771 | WI | MISO_North
54772 | WI | MISO_North
54773 | WI | MISO_North
54774 | WI | MISO_North
54801 | WI | MISO_North
54805 | WI | MISO_North
54806 | WI | MISO_North
54810 | WI | MISO_North
54812 | WI | MISO_North
54813 | WI | MISO_North
54814 | WI | MISO_North
54816 | WI | MISO_North
54817 | WI | MISO_North
54819 | WI | MISO_North
54820 | WI | MISO_North
54821 | WI | MISO_North
54822 | WI | MISO_North
54824 | WI | MISO_North
54826 | WI | MISO_North
54827 | WI | MISO_North
54828 | WI | MISO_North
54829 | WI | MISO_North
54830 | WI | MISO_North
54832 | WI | MISO_North
54835 | WI | MISO_North
54836 | WI | MISO_North
54837 | WI | MISO_North
54838 | WI | MISO_North
54839 | WI | MISO_North
54840 | WI | MISO_North
54841 | WI | MISO_North
54842 | WI | MISO_North
54843 | WI | MISO_North
54844 | WI | MISO_North
54845 | WI | MISO_North
54846 | WI | MISO_North
54847 | WI | MISO_North
54848 | WI | MISO_North
54849 | WI | MISO_North
54850 | WI | MISO_North
54853 | WI | MISO_North
54854 | WI | MISO_North
54855 | WI | MISO_North
54856 | WI | MISO_North
54857 | WI | MISO_North
54858 | WI | MISO_North
54859 | WI | MISO_North
54861 | WI | MISO_North
54862 | WI | MISO_North
54864 | WI | MISO_North
54865 | WI | MISO_North
54867 | WI | MISO_North
54868 | WI | MISO_North
54870 | WI | MISO_North
54871 | WI | MISO_North
54872 | WI | MISO_North
54873 | WI | MISO_North
54874 | WI | MISO_North
54875 | WI | MISO_North
54876 | WI | MISO_North
54880 | WI | MISO_North
54888 | WI | MISO_North
54889 | WI | MISO_North
54890 | WI | MISO_North
54891 | WI | MISO_North
54893 | WI | MISO_North
54895 | WI | MISO_North
54896 | WI | MISO_North
88101 | NM | SPP_South
88102 | NM | SPP_South
88103 | NM | SPP_South
88112 | NM | SPP_South
88113 | NM | SPP_South
88114 | NM | SPP_South
88115 | NM | SPP_South
88116 | NM | SPP_South
88118 | NM | SPP_South
88120 | NM | SPP_South
88121 | NM | SPP_South
88122 | NM | SPP_South
88123 | NM | SPP_South
88124 | NM | SPP_South
88125 | NM | SPP_South
88126 | NM | SPP_South
88130 | NM | SPP_South
88132 | NM | SPP_South
88133 | NM | SPP_South
88135 | NM | SPP_South
88201 | NM | SPP_South
88202 | NM | SPP_South
88203 | NM | SPP_South
88210 | NM | SPP_South
88211 | NM | SPP_South
88213 | NM | SPP_South
88220 | NM | SPP_South
88221 | NM | SPP_South
88230 | NM | SPP_South
88231 | NM | SPP_South
88232 | NM | SPP_South
88240 | NM | SPP_South
88241 | NM | SPP_South
88242 | NM | SPP_South
88244 | NM | SPP_South
88250 | NM | SPP_South
88252 | NM | SPP_South
88253 | NM | SPP_South
88254 | NM | SPP_South
88255 | NM | SPP_South
88256 | NM | SPP_South
88260 | NM | SPP_South
88262 | NM | SPP_South
88263 | NM | SPP_South
88264 | NM | SPP_South
88265 | NM | SPP_South
88267 | NM | SPP_South
88268 | NM | SPP_South
88401 | NM | SPP_South
88411 | NM | SPP_South
88426 | NM | SPP_South
88427 | NM | SPP_South
88430 | NM | SPP_South
88433 | NM | SPP_South
88434 | NM | SPP_South
73960 | TX | SPP_South
79001 | TX | SPP_South
79002 | TX | SPP_South
79003 | TX | SPP_South
79005 | TX | SPP_South
79007 | TX | SPP_South
79008 | TX | SPP_South
79009 | TX | SPP_South
79010 | TX | SPP_South
79011 | TX | SPP_South
79012 | TX | SPP_South
79013 | TX | SPP_South
79014 | TX | SPP_South
79015 | TX | SPP_South
79016 | TX | SPP_South
79018 | TX | SPP_South
79019 | TX | SPP_South
79021 | TX | SPP_South
79022 | TX | SPP_South
79024 | TX | SPP_South
79025 | TX | SPP_South
79027 | TX | SPP_South
79029 | TX | SPP_South
79031 | TX | SPP_South
79032 | TX | SPP_South
79033 | TX | SPP_South
79034 | TX | SPP_South
79035 | TX | SPP_South
79036 | TX | SPP_South
79039 | TX | SPP_South
79040 | TX | SPP_South
79041 | TX | SPP_South
79042 | TX | SPP_South
79043 | TX | SPP_South
79044 | TX | SPP_South
79045 | TX | SPP_South
79046 | TX | SPP_South
79051 | TX | SPP_South
79052 | TX | SPP_South
79053 | TX | SPP_South
79054 | TX | SPP_South
79056 | TX | SPP_South
79057 | TX | SPP_South
79058 | TX | SPP_South
79059 | TX | SPP_South
79061 | TX | SPP_South
79062 | TX | SPP_South
79063 | TX | SPP_South
79064 | TX | SPP_South
79065 | TX | SPP_South
79066 | TX | SPP_South
79068 | TX | SPP_South
79070 | TX | SPP_South
79072 | TX | SPP_South
79073 | TX | SPP_South
79077 | TX | SPP_South
79078 | TX | SPP_South
79079 | TX | SPP_South
79080 | TX | SPP_South
79081 | TX | SPP_South
79082 | TX | SPP_South
79083 | TX | SPP_South
79084 | TX | SPP_South
79085 | TX | SPP_South
79086 | TX | SPP_South
79087 | TX | SPP_South
79088 | TX | SPP_South
79091 | TX | SPP_South
79092 | TX | SPP_South
79093 | TX | SPP_South
79094 | TX | SPP_South
79095 | TX | SPP_South
79096 | TX | SPP_South
79097 | TX | SPP_South
79098 | TX | SPP_South
79101 | TX | SPP_South
79102 | TX | SPP_South
79103 | TX | SPP_South
79104 | TX | SPP_South
79105 | TX | SPP_South
79106 | TX | SPP_South
79107 | TX | SPP_South
79108 | TX | SPP_South
79109 | TX | SPP_South
79110 | TX | SPP_South
79111 | TX | SPP_South
79114 | TX | SPP_South
79116 | TX | SPP_South
79117 | TX | SPP_South
79118 | TX | SPP_South
79119 | TX | SPP_South
79120 | TX | SPP_South
79121 | TX | SPP_South
79124 | TX | SPP_South
79159 | TX | SPP_South
79166 | TX | SPP_South
79168 | TX | SPP_South
79172 | TX | SPP_South
79174 | TX | SPP_South
79178 | TX | SPP_South
79185 | TX | SPP_South
79189 | TX | SPP_South
79221 | TX | SPP_South
79226 | TX | SPP_South
79230 | TX | SPP_South
79231 | TX | SPP_South
79235 | TX | SPP_South
79237 | TX | SPP_South
79240 | TX | SPP_South
79241 | TX | SPP_South
79250 | TX | SPP_South
79251 | TX | SPP_South
79258 | TX | SPP_South
79311 | TX | SPP_South
79312 | TX | SPP_South
79313 | TX | SPP_South
79314 | TX | SPP_South
79316 | TX | SPP_South
79323 | TX | SPP_South
79324 | TX | SPP_South
79325 | TX | SPP_South
79326 | TX | SPP_South
79329 | TX | SPP_South
79330 | TX | SPP_South
79336 | TX | SPP_South
79338 | TX | SPP_South
79339 | TX | SPP_South
79342 | TX | SPP_South
79344 | TX | SPP_South
79345 | TX | SPP_South
79346 | TX | SPP_South
79347 | TX | SPP_South
79350 | TX | SPP_South
79351 | TX | SPP_South
79353 | TX | SPP_South
79355 | TX | SPP_South
79356 | TX | SPP_South
79358 | TX | SPP_South
79359 | TX | SPP_South
79360 | TX | SPP_South
79363 | TX | SPP_South
79364 | TX | SPP_South
79366 | TX | SPP_South
79367 | TX | SPP_South
79369 | TX | SPP_South
79371 | TX | SPP_South
79372 | TX | SPP_South
79373 | TX | SPP_South
79376 | TX | SPP_South
79378 | TX | SPP_South
79379 | TX | SPP_South
79380 | TX | SPP_South
79381 | TX | SPP_South
79382 | TX | SPP_South
79383 | TX | SPP_South
79401 | TX | SPP_South
79402 | TX | SPP_South
79403 | TX | SPP_South
79404 | TX | SPP_South
79406 | TX | SPP_South
79407 | TX | SPP_South
79408 | TX | SPP_South
79409 | TX | SPP_South
79410 | TX | SPP_South
79411 | TX | SPP_South
79412 | TX | SPP_South
79413 | TX | SPP_South
79414 | TX | SPP_South
79415 | TX | SPP_South
79416 | TX | SPP_South
79423 | TX | SPP_South
79424 | TX | SPP_South
79430 | TX | SPP_South
79452 | TX | SPP_South
79453 | TX | SPP_South
79457 | TX | SPP_South
79464 | TX | SPP_South
79490 | TX | SPP_South
79491 | TX | SPP_South
79493 | TX | SPP_South
79499 | TX | SPP_South
73844 | OK | SPP_South
73901 | OK | SPP_South
73931 | OK | SPP_South
73932 | OK | SPP_South
73933 | OK | SPP_South
73937 | OK | SPP_South
73938 | OK | SPP_South
73939 | OK | SPP_South
73942 | OK | SPP_South
73944 | OK | SPP_South
73945 | OK | SPP_South
73946 | OK | SPP_South
73947 | OK | SPP_South
73949 | OK | SPP_South
73950 | OK | SPP_South
73951 | OK | SPP_South
73001 | OK | SPP_South
73002 | OK | SPP_South
73003 | OK | SPP_South
73004 | OK | SPP_South
73005 | OK | SPP_South
73006 | OK | SPP_South
73007 | OK | SPP_South
73008 | OK | SPP_South
73009 | OK | SPP_South
73010 | OK | SPP_South
73011 | OK | SPP_South
73012 | OK | SPP_South
73013 | OK | SPP_South
73014 | OK | SPP_South
73015 | OK | SPP_South
73016 | OK | SPP_South
73017 | OK | SPP_South
73018 | OK | SPP_South
73019 | OK | SPP_South
73020 | OK | SPP_South
73021 | OK | SPP_South
73022 | OK | SPP_South
73023 | OK | SPP_South
73024 | OK | SPP_South
73025 | OK | SPP_South
73026 | OK | SPP_South
73027 | OK | SPP_South
73028 | OK | SPP_South
73029 | OK | SPP_South
73030 | OK | SPP_South
73031 | OK | SPP_South
73032 | OK | SPP_South
73033 | OK | SPP_South
73034 | OK | SPP_South
73036 | OK | SPP_South
73038 | OK | SPP_South
73039 | OK | SPP_South
73040 | OK | SPP_South
73041 | OK | SPP_South
73042 | OK | SPP_South
73043 | OK | SPP_South
73044 | OK | SPP_South
73045 | OK | SPP_South
73047 | OK | SPP_South
73048 | OK | SPP_South
73049 | OK | SPP_South
73050 | OK | SPP_South
73051 | OK | SPP_South
73052 | OK | SPP_South
73053 | OK | SPP_South
73054 | OK | SPP_South
73055 | OK | SPP_South
73056 | OK | SPP_South
73057 | OK | SPP_South
73058 | OK | SPP_South
73059 | OK | SPP_South
73061 | OK | SPP_South
73062 | OK | SPP_South
73063 | OK | SPP_South
73064 | OK | SPP_South
73065 | OK | SPP_South
73066 | OK | SPP_South
73067 | OK | SPP_South
73068 | OK | SPP_South
73069 | OK | SPP_South
73070 | OK | SPP_South
73071 | OK | SPP_South
73072 | OK | SPP_South
73073 | OK | SPP_South
73074 | OK | SPP_South
73075 | OK | SPP_South
73077 | OK | SPP_South
73078 | OK | SPP_South
73079 | OK | SPP_South
73080 | OK | SPP_South
73082 | OK | SPP_South
73083 | OK | SPP_South
73084 | OK | SPP_South
73085 | OK | SPP_South
73086 | OK | SPP_South
73089 | OK | SPP_South
73090 | OK | SPP_South
73092 | OK | SPP_South
73093 | OK | SPP_South
73095 | OK | SPP_South
73096 | OK | SPP_South
73097 | OK | SPP_South
73098 | OK | SPP_South
73099 | OK | SPP_South
73101 | OK | SPP_South
73102 | OK | SPP_South
73103 | OK | SPP_South
73104 | OK | SPP_South
73105 | OK | SPP_South
73106 | OK | SPP_South
73107 | OK | SPP_South
73108 | OK | SPP_South
73109 | OK | SPP_South
73110 | OK | SPP_South
73111 | OK | SPP_South
73112 | OK | SPP_South
73113 | OK | SPP_South
73114 | OK | SPP_South
73115 | OK | SPP_South
73116 | OK | SPP_South
73117 | OK | SPP_South
73118 | OK | SPP_South
73119 | OK | SPP_South
73120 | OK | SPP_South
73121 | OK | SPP_South
73122 | OK | SPP_South
73123 | OK | SPP_South
73124 | OK | SPP_South
73125 | OK | SPP_South
73126 | OK | SPP_South
73127 | OK | SPP_South
73128 | OK | SPP_South
73129 | OK | SPP_South
73130 | OK | SPP_South
73131 | OK | SPP_South
73132 | OK | SPP_South
73134 | OK | SPP_South
73135 | OK | SPP_South
73136 | OK | SPP_South
73137 | OK | SPP_South
73139 | OK | SPP_South
73140 | OK | SPP_South
73141 | OK | SPP_South
73142 | OK | SPP_South
73143 | OK | SPP_South
73144 | OK | SPP_South
73145 | OK | SPP_South
73146 | OK | SPP_South
73147 | OK | SPP_South
73148 | OK | SPP_South
73149 | OK | SPP_South
73150 | OK | SPP_South
73151 | OK | SPP_South
73152 | OK | SPP_South
73153 | OK | SPP_South
73154 | OK | SPP_South
73155 | OK | SPP_South
73156 | OK | SPP_South
73157 | OK | SPP_South
73159 | OK | SPP_South
73160 | OK | SPP_South
73162 | OK | SPP_South
73163 | OK | SPP_South
73164 | OK | SPP_South
73165 | OK | SPP_South
73167 | OK | SPP_South
73169 | OK | SPP_South
73170 | OK | SPP_South
73172 | OK | SPP_South
73173 | OK | SPP_South
73178 | OK | SPP_South
73179 | OK | SPP_South
73184 | OK | SPP_South
73189 | OK | SPP_South
73190 | OK | SPP_South
73194 | OK | SPP_South
73195 | OK | SPP_South
73196 | OK | SPP_South
73401 | OK | SPP_South
73402 | OK | SPP_South
73403 | OK | SPP_South
73425 | OK | SPP_South
73430 | OK | SPP_South
73432 | OK | SPP_South
73433 | OK | SPP_South
73434 | OK | SPP_South
73435 | OK | SPP_South
73436 | OK | SPP_South
73437 | OK | SPP_South
73438 | OK | SPP_South
73439 | OK | SPP_South
73440 | OK | SPP_South
73441 | OK | SPP_South
73442 | OK | SPP_South
73443 | OK | SPP_South
73444 | OK | SPP_South
73446 | OK | SPP_South
73447 | OK | SPP_South
73448 | OK | SPP_South
73449 | OK | SPP_South
73450 | OK | SPP_South
73453 | OK | SPP_South
73455 | OK | SPP_South
73456 | OK | SPP_South
73458 | OK | SPP_South
73459 | OK | SPP_South
73460 | OK | SPP_South
73461 | OK | SPP_South
73463 | OK | SPP_South
73481 | OK | SPP_South
73487 | OK | SPP_South
73488 | OK | SPP_South
73491 | OK | SPP_South
73501 | OK | SPP_South
73502 | OK | SPP_South
73503 | OK | SPP_South
73505 | OK | SPP_South
73506 | OK | SPP_South
73507 | OK | SPP_South
73520 | OK | SPP_South
73521 | OK | SPP_South
73522 | OK | SPP_South
73523 | OK | SPP_South
73526 | OK | SPP_South
73527 | OK | SPP_South
73528 | OK | SPP_South
73529 | OK | SPP_South
73530 | OK | SPP_South
73531 | OK | SPP_South
73532 | OK | SPP_South
73533 | OK | SPP_South
73534 | OK | SPP_South
73536 | OK | SPP_South
73537 | OK | SPP_South
73538 | OK | SPP_South
73539 | OK | SPP_South
73540 | OK | SPP_South
73541 | OK | SPP_South
73542 | OK | SPP_South
73543 | OK | SPP_South
73544 | OK | SPP_South
73546 | OK | SPP_South
73547 | OK | SPP_South
73548 | OK | SPP_South
73549 | OK | SPP_South
73550 | OK | SPP_South
73551 | OK | SPP_South
73552 | OK | SPP_South
73553 | OK | SPP_South
73554 | OK | SPP_South
73555 | OK | SPP_South
73556 | OK | SPP_South
73557 | OK | SPP_South
73558 | OK | SPP_South
73559 | OK | SPP_South
73560 | OK | SPP_South
73561 | OK | SPP_South
73562 | OK | SPP_South
73564 | OK | SPP_South
73565 | OK | SPP_South
73566 | OK | SPP_South
73567 | OK | SPP_South
73568 | OK | SPP_South
73569 | OK | SPP_South
73570 | OK | SPP_South
73571 | OK | SPP_South
73572 | OK | SPP_South
73573 | OK | SPP_South
73601 | OK | SPP_South
73620 | OK | SPP_South
73622 | OK | SPP_South
73624 | OK | SPP_South
73625 | OK | SPP_South
73626 | OK | SPP_South
73627 | OK | SPP_South
73628 | OK | SPP_South
73632 | OK | SPP_South
73638 | OK | SPP_South
73639 | OK | SPP_South
73641 | OK | SPP_South
73642 | OK | SPP_South
73644 | OK | SPP_South
73645 | OK | SPP_South
73646 | OK | SPP_South
73647 | OK | SPP_South
73648 | OK | SPP_South
73650 | OK | SPP_South
73651 | OK | SPP_South
73654 | OK | SPP_South
73655 | OK | SPP_South
73658 | OK | SPP_South
73659 | OK | SPP_South
73660 | OK | SPP_South
73661 | OK | SPP_South
73662 | OK | SPP_South
73663 | OK | SPP_South
73664 | OK | SPP_South
73666 | OK | SPP_South
73667 | OK | SPP_South
73668 | OK | SPP_South
73669 | OK | SPP_South
73673 | OK | SPP_South
73701 | OK | SPP_South
73702 | OK | SPP_South
73703 | OK | SPP_South
73705 | OK | SPP_South
73706 | OK | SPP_South
73716 | OK | SPP_South
73717 | OK | SPP_South
73718 | OK | SPP_South
73719 | OK | SPP_South
73720 | OK | SPP_South
73722 | OK | SPP_South
73724 | OK | SPP_South
73726 | OK | SPP_South
73727 | OK | SPP_South
73728 | OK | SPP_South
73729 | OK | SPP_South
73730 | OK | SPP_South
73731 | OK | SPP_South
73733 | OK | SPP_South
73734 | OK | SPP_South
73735 | OK | SPP_South
73736 | OK | SPP_South
73737 | OK | SPP_South
73738 | OK | SPP_South
73739 | OK | SPP_South
73741 | OK | SPP_South
73742 | OK | SPP_South
73743 | OK | SPP_South
73744 | OK | SPP_South
73746 | OK | SPP_South
73747 | OK | SPP_South
73749 | OK | SPP_South
73750 | OK | SPP_South
73753 | OK | SPP_South
73754 | OK | SPP_South
73755 | OK | SPP_South
73756 | OK | SPP_South
73757 | OK | SPP_South
73758 | OK | SPP_South
73759 | OK | SPP_South
73760 | OK | SPP_South
73761 | OK | SPP_South
73762 | OK | SPP_South
73763 | OK | SPP_South
73764 | OK | SPP_South
73766 | OK | SPP_South
73768 | OK | SPP_South
73770 | OK | SPP_South
73771 | OK | SPP_South
73772 | OK | SPP_South
73773 | OK | SPP_South
73801 | OK | SPP_South
73802 | OK | SPP_South
73832 | OK | SPP_South
73834 | OK | SPP_South
73835 | OK | SPP_South
73838 | OK | SPP_South
73840 | OK | SPP_South
73841 | OK | SPP_South
73842 | OK | SPP_South
73843 | OK | SPP_South
73848 | OK | SPP_South
73851 | OK | SPP_South
73852 | OK | SPP_South
73853 | OK | SPP_South
73855 | OK | SPP_South
73857 | OK | SPP_South
73858 | OK | SPP_South
73859 | OK | SPP_South
73860 | OK | SPP_South
74020 | OK | SPP_South
74023 | OK | SPP_South
74026 | OK | SPP_South
74032 | OK | SPP_South
74034 | OK | SPP_South
74045 | OK | SPP_South
74058 | OK | SPP_South
74059 | OK | SPP_South
74062 | OK | SPP_South
74074 | OK | SPP_South
74075 | OK | SPP_South
74076 | OK | SPP_South
74077 | OK | SPP_South
74078 | OK | SPP_South
74079 | OK | SPP_South
74081 | OK | SPP_South
74085 | OK | SPP_South
74425 | OK | SPP_South
74426 | OK | SPP_South
74428 | OK | SPP_South
74430 | OK | SPP_South
74432 | OK | SPP_South
74435 | OK | SPP_South
74438 | OK | SPP_South
74440 | OK | SPP_South
74442 | OK | SPP_South
74459 | OK | SPP_South
74461 | OK | SPP_South
74462 | OK | SPP_South
74472 | OK | SPP_South
74501 | OK | SPP_South
74502 | OK | SPP_South
74521 | OK | SPP_South
74522 | OK | SPP_South
74523 | OK | SPP_South
74525 | OK | SPP_South
74528 | OK | SPP_South
74529 | OK | SPP_South
74530 | OK | SPP_South
74531 | OK | SPP_South
74533 | OK | SPP_South
74534 | OK | SPP_South
74535 | OK | SPP_South
74536 | OK | SPP_South
74538 | OK | SPP_South
74540 | OK | SPP_South
74543 | OK | SPP_South
74545 | OK | SPP_South
74546 | OK | SPP_South
74547 | OK | SPP_South
74549 | OK | SPP_South
74552 | OK | SPP_South
74553 | OK | SPP_South
74554 | OK | SPP_South
74555 | OK | SPP_South
74556 | OK | SPP_South
74557 | OK | SPP_South
74558 | OK | SPP_South
74559 | OK | SPP_South
74560 | OK | SPP_South
74561 | OK | SPP_South
74562 | OK | SPP_South
74563 | OK | SPP_South
74565 | OK | SPP_South
74567 | OK | SPP_South
74569 | OK | SPP_South
74570 | OK | SPP_South
74571 | OK | SPP_South
74572 | OK | SPP_South
74574 | OK | SPP_South
74576 | OK | SPP_South
74577 | OK | SPP_South
74578 | OK | SPP_South
74601 | OK | SPP_South
74602 | OK | SPP_South
74604 | OK | SPP_South
74630 | OK | SPP_South
74631 | OK | SPP_South
74632 | OK | SPP_South
74636 | OK | SPP_South
74640 | OK | SPP_South
74641 | OK | SPP_South
74643 | OK | SPP_South
74644 | OK | SPP_South
74646 | OK | SPP_South
74647 | OK | SPP_South
74650 | OK | SPP_South
74651 | OK | SPP_South
74653 | OK | SPP_South
74701 | OK | SPP_South
74702 | OK | SPP_South
74720 | OK | SPP_South
74721 | OK | SPP_South
74722 | OK | SPP_South
74723 | OK | SPP_South
74724 | OK | SPP_South
74726 | OK | SPP_South
74727 | OK | SPP_South
74728 | OK | SPP_South
74729 | OK | SPP_South
74730 | OK | SPP_South
74731 | OK | SPP_South
74733 | OK | SPP_South
74734 | OK | SPP_South
74735 | OK | SPP_South
74736 | OK | SPP_South
74737 | OK | SPP_South
74738 | OK | SPP_South
74740 | OK | SPP_South
74741 | OK | SPP_South
74743 | OK | SPP_South
74745 | OK | SPP_South
74747 | OK | SPP_South
74748 | OK | SPP_South
74750 | OK | SPP_South
74752 | OK | SPP_South
74753 | OK | SPP_South
74754 | OK | SPP_South
74755 | OK | SPP_South
74756 | OK | SPP_South
74759 | OK | SPP_South
74760 | OK | SPP_South
74761 | OK | SPP_South
74764 | OK | SPP_South
74766 | OK | SPP_South
74801 | OK | SPP_South
74802 | OK | SPP_South
74804 | OK | SPP_South
74818 | OK | SPP_South
74820 | OK | SPP_South
74821 | OK | SPP_South
74824 | OK | SPP_South
74825 | OK | SPP_South
74826 | OK | SPP_South
74827 | OK | SPP_South
74829 | OK | SPP_South
74830 | OK | SPP_South
74831 | OK | SPP_South
74832 | OK | SPP_South
74833 | OK | SPP_South
74834 | OK | SPP_South
74836 | OK | SPP_South
74837 | OK | SPP_South
74839 | OK | SPP_South
74840 | OK | SPP_South
74842 | OK | SPP_South
74843 | OK | SPP_South
74844 | OK | SPP_South
74845 | OK | SPP_South
74848 | OK | SPP_South
74849 | OK | SPP_South
74850 | OK | SPP_South
74851 | OK | SPP_South
74852 | OK | SPP_South
74854 | OK | SPP_South
74855 | OK | SPP_South
74856 | OK | SPP_South
74857 | OK | SPP_South
74859 | OK | SPP_South
74860 | OK | SPP_South
74864 | OK | SPP_South
74865 | OK | SPP_South
74866 | OK | SPP_South
74867 | OK | SPP_South
74868 | OK | SPP_South
74869 | OK | SPP_South
74871 | OK | SPP_South
74872 | OK | SPP_South
74873 | OK | SPP_South
74875 | OK | SPP_South
74878 | OK | SPP_South
74880 | OK | SPP_South
74881 | OK | SPP_South
74883 | OK | SPP_South
74884 | OK | SPP_South
74901 | OK | SPP_South
74902 | OK | SPP_South
74930 | OK | SPP_South
74932 | OK | SPP_South
74935 | OK | SPP_South
74936 | OK | SPP_South
74937 | OK | SPP_South
74939 | OK | SPP_South
74940 | OK | SPP_South
74941 | OK | SPP_South
74942 | OK | SPP_South
74943 | OK | SPP_South
74944 | OK | SPP_South
74945 | OK | SPP_South
74946 | OK | SPP_South
74947 | OK | SPP_South
74948 | OK | SPP_South
74949 | OK | SPP_South
74951 | OK | SPP_South
74953 | OK | SPP_South
74954 | OK | SPP_South
74955 | OK | SPP_South
74956 | OK | SPP_South
74957 | OK | SPP_South
74959 | OK | SPP_South
74962 | OK | SPP_South
74963 | OK | SPP_South
74966 | OK | SPP_South
74001 | OK | SPP_South
74002 | OK | SPP_South
74003 | OK | SPP_South
74004 | OK | SPP_South
74005 | OK | SPP_South
74006 | OK | SPP_South
74008 | OK | SPP_South
74010 | OK | SPP_South
74011 | OK | SPP_South
74012 | OK | SPP_South
74013 | OK | SPP_South
74014 | OK | SPP_South
74015 | OK | SPP_South
74016 | OK | SPP_South
74017 | OK | SPP_South
74018 | OK | SPP_South
74019 | OK | SPP_South
74021 | OK | SPP_South
74022 | OK | SPP_South
74027 | OK | SPP_South
74028 | OK | SPP_South
74029 | OK | SPP_South
74030 | OK | SPP_South
74031 | OK | SPP_South
74033 | OK | SPP_South
74035 | OK | SPP_South
74036 | OK | SPP_South
74037 | OK | SPP_South
74038 | OK | SPP_South
74039 | OK | SPP_South
74041 | OK | SPP_South
74042 | OK | SPP_South
74043 | OK | SPP_South
74044 | OK | SPP_South
74046 | OK | SPP_South
74047 | OK | SPP_South
74048 | OK | SPP_South
74050 | OK | SPP_South
74051 | OK | SPP_South
74052 | OK | SPP_South
74053 | OK | SPP_South
74054 | OK | SPP_South
74055 | OK | SPP_South
74056 | OK | SPP_South
74060 | OK | SPP_South
74061 | OK | SPP_South
74063 | OK | SPP_South
74066 | OK | SPP_South
74067 | OK | SPP_South
74068 | OK | SPP_South
74070 | OK | SPP_South
74071 | OK | SPP_South
74072 | OK | SPP_South
74073 | OK | SPP_South
74080 | OK | SPP_South
74082 | OK | SPP_South
74083 | OK | SPP_South
74084 | OK | SPP_South
74101 | OK | SPP_South
74102 | OK | SPP_South
74103 | OK | SPP_South
74104 | OK | SPP_South
74105 | OK | SPP_South
74106 | OK | SPP_South
74107 | OK | SPP_South
74108 | OK | SPP_South
74110 | OK | SPP_South
74112 | OK | SPP_South
74114 | OK | SPP_South
74115 | OK | SPP_South
74116 | OK | SPP_South
74117 | OK | SPP_South
74119 | OK | SPP_South
74120 | OK | SPP_South
74121 | OK | SPP_South
74126 | OK | SPP_South
74127 | OK | SPP_South
74128 | OK | SPP_South
74129 | OK | SPP_South
74130 | OK | SPP_South
74131 | OK | SPP_South
74132 | OK | SPP_South
74133 | OK | SPP_South
74134 | OK | SPP_South
74135 | OK | SPP_South
74136 | OK | SPP_South
74137 | OK | SPP_South
74141 | OK | SPP_South
74145 | OK | SPP_South
74146 | OK | SPP_South
74147 | OK | SPP_South
74148 | OK | SPP_South
74149 | OK | SPP_South
74150 | OK | SPP_South
74152 | OK | SPP_South
74153 | OK | SPP_South
74155 | OK | SPP_South
74156 | OK | SPP_South
74157 | OK | SPP_South
74158 | OK | SPP_South
74159 | OK | SPP_South
74169 | OK | SPP_South
74170 | OK | SPP_South
74171 | OK | SPP_South
74172 | OK | SPP_South
74182 | OK | SPP_South
74186 | OK | SPP_South
74187 | OK | SPP_South
74192 | OK | SPP_South
74193 | OK | SPP_South
74301 | OK | SPP_South
74330 | OK | SPP_South
74331 | OK | SPP_South
74332 | OK | SPP_South
74333 | OK | SPP_South
74335 | OK | SPP_South
74337 | OK | SPP_South
74338 | OK | SPP_South
74339 | OK | SPP_South
74340 | OK | SPP_South
74342 | OK | SPP_South
74343 | OK | SPP_South
74344 | OK | SPP_South
74345 | OK | SPP_South
74346 | OK | SPP_South
74347 | OK | SPP_South
74349 | OK | SPP_South
74350 | OK | SPP_South
74352 | OK | SPP_South
74354 | OK | SPP_South
74355 | OK | SPP_South
74358 | OK | SPP_South
74359 | OK | SPP_South
74360 | OK | SPP_South
74361 | OK | SPP_South
74362 | OK | SPP_South
74363 | OK | SPP_South
74364 | OK | SPP_South
74365 | OK | SPP_South
74366 | OK | SPP_South
74367 | OK | SPP_South
74368 | OK | SPP_South
74369 | OK | SPP_South
74370 | OK | SPP_South
74401 | OK | SPP_South
74402 | OK | SPP_South
74403 | OK | SPP_South
74421 | OK | SPP_South
74422 | OK | SPP_South
74423 | OK | SPP_South
74427 | OK | SPP_South
74429 | OK | SPP_South
74431 | OK | SPP_South
74434 | OK | SPP_South
74436 | OK | SPP_South
74437 | OK | SPP_South
74439 | OK | SPP_South
74441 | OK | SPP_South
74444 | OK | SPP_South
74445 | OK | SPP_South
74446 | OK | SPP_South
74447 | OK | SPP_South
74450 | OK | SPP_South
74451 | OK | SPP_South
74452 | OK | SPP_South
74454 | OK | SPP_South
74455 | OK | SPP_South
74456 | OK | SPP_South
74457 | OK | SPP_South
74458 | OK | SPP_South
74460 | OK | SPP_South
74463 | OK | SPP_South
74464 | OK | SPP_South
74465 | OK | SPP_South
74467 | OK | SPP_South
74468 | OK | SPP_South
74469 | OK | SPP_South
74470 | OK | SPP_South
74471 | OK | SPP_South
74477 | OK | SPP_South
74633 | OK | SPP_South
74637 | OK | SPP_South
74652 | OK | SPP_South
74931 | OK | SPP_South
74960 | OK | SPP_South
74964 | OK | SPP_South
74965 | OK | SPP_South
67622 | KS | SPP_South
67625 | KS | SPP_South
67629 | KS | SPP_South
67631 | KS | SPP_South
67635 | KS | SPP_South
67642 | KS | SPP_South
67643 | KS | SPP_South
67645 | KS | SPP_South
67650 | KS | SPP_South
67653 | KS | SPP_South
67654 | KS | SPP_South
67656 | KS | SPP_South
67659 | KS | SPP_South
67672 | KS | SPP_South
67701 | KS | SPP_South
67730 | KS | SPP_South
67731 | KS | SPP_South
67732 | KS | SPP_South
67733 | KS | SPP_South
67734 | KS | SPP_South
67735 | KS | SPP_South
67736 | KS | SPP_South
67737 | KS | SPP_South
67738 | KS | SPP_South
67739 | KS | SPP_South
67740 | KS | SPP_South
67741 | KS | SPP_South
67743 | KS | SPP_South
67744 | KS | SPP_South
67745 | KS | SPP_South
67747 | KS | SPP_South
67748 | KS | SPP_South
67749 | KS | SPP_South
67751 | KS | SPP_South
67752 | KS | SPP_South
67753 | KS | SPP_South
67756 | KS | SPP_South
67757 | KS | SPP_South
67758 | KS | SPP_South
67761 | KS | SPP_South
67762 | KS | SPP_South
67764 | KS | SPP_South
67836 | KS | SPP_South
67838 | KS | SPP_South
67839 | KS | SPP_South
67846 | KS | SPP_South
67850 | KS | SPP_South
67851 | KS | SPP_South
67855 | KS | SPP_South
67857 | KS | SPP_South
67860 | KS | SPP_South
67861 | KS | SPP_South
67862 | KS | SPP_South
67863 | KS | SPP_South
67868 | KS | SPP_South
67871 | KS | SPP_South
67878 | KS | SPP_South
67879 | KS | SPP_South
67880 | KS | SPP_South
67950 | KS | SPP_South
67951 | KS | SPP_South
67952 | KS | SPP_South
67953 | KS | SPP_South
67954 | KS | SPP_South
66002 | KS | SPP_South
66006 | KS | SPP_South
66007 | KS | SPP_South
66008 | KS | SPP_South
66010 | KS | SPP_South
66012 | KS | SPP_South
66013 | KS | SPP_South
66014 | KS | SPP_South
66015 | KS | SPP_South
66016 | KS | SPP_South
66017 | KS | SPP_South
66018 | KS | SPP_South
66020 | KS | SPP_South
66021 | KS | SPP_South
66023 | KS | SPP_South
66024 | KS | SPP_South
66025 | KS | SPP_South
66026 | KS | SPP_South
66027 | KS | SPP_South
66030 | KS | SPP_South
66031 | KS | SPP_South
66032 | KS | SPP_South
66033 | KS | SPP_South
66035 | KS | SPP_South
66036 | KS | SPP_South
66039 | KS | SPP_South
66040 | KS | SPP_South
66041 | KS | SPP_South
66042 | KS | SPP_South
66043 | KS | SPP_South
66044 | KS | SPP_South
66045 | KS | SPP_South
66046 | KS | SPP_South
66047 | KS | SPP_South
66048 | KS | SPP_South
66049 | KS | SPP_South
66050 | KS | SPP_South
66051 | KS | SPP_South
66052 | KS | SPP_South
66053 | KS | SPP_South
66054 | KS | SPP_South
66056 | KS | SPP_South
66058 | KS | SPP_South
66060 | KS | SPP_South
66061 | KS | SPP_South
66062 | KS | SPP_South
66063 | KS | SPP_South
66064 | KS | SPP_South
66066 | KS | SPP_South
66067 | KS | SPP_South
66070 | KS | SPP_South
66071 | KS | SPP_South
66072 | KS | SPP_South
66073 | KS | SPP_South
66075 | KS | SPP_South
66076 | KS | SPP_South
66078 | KS | SPP_South
66079 | KS | SPP_South
66080 | KS | SPP_South
66083 | KS | SPP_South
66085 | KS | SPP_South
66086 | KS | SPP_South
66087 | KS | SPP_South
66088 | KS | SPP_South
66090 | KS | SPP_South
66091 | KS | SPP_South
66092 | KS | SPP_South
66093 | KS | SPP_South
66094 | KS | SPP_South
66095 | KS | SPP_South
66097 | KS | SPP_South
66101 | KS | SPP_South
66102 | KS | SPP_South
66103 | KS | SPP_South
66104 | KS | SPP_South
66105 | KS | SPP_South
66106 | KS | SPP_South
66109 | KS | SPP_South
66110 | KS | SPP_South
66111 | KS | SPP_South
66112 | KS | SPP_South
66113 | KS | SPP_South
66115 | KS | SPP_South
66117 | KS | SPP_South
66118 | KS | SPP_South
66119 | KS | SPP_South
66160 | KS | SPP_South
66201 | KS | SPP_South
66202 | KS | SPP_South
66203 | KS | SPP_South
66204 | KS | SPP_South
66205 | KS | SPP_South
66206 | KS | SPP_South
66207 | KS | SPP_South
66208 | KS | SPP_South
66209 | KS | SPP_South
66210 | KS | SPP_South
66211 | KS | SPP_South
66212 | KS | SPP_South
66213 | KS | SPP_South
66214 | KS | SPP_South
66215 | KS | SPP_South
66216 | KS | SPP_South
66217 | KS | SPP_South
66218 | KS | SPP_South
66219 | KS | SPP_South
66220 | KS | SPP_South
66221 | KS | SPP_South
66222 | KS | SPP_South
66223 | KS | SPP_South
66224 | KS | SPP_South
66225 | KS | SPP_South
66226 | KS | SPP_South
66227 | KS | SPP_South
66250 | KS | SPP_South
66251 | KS | SPP_South
66276 | KS | SPP_South
66282 | KS | SPP_South
66283 | KS | SPP_South
66285 | KS | SPP_South
66286 | KS | SPP_South
66401 | KS | SPP_South
66402 | KS | SPP_South
66403 | KS | SPP_South
66404 | KS | SPP_South
66406 | KS | SPP_South
66407 | KS | SPP_South
66408 | KS | SPP_South
66409 | KS | SPP_South
66411 | KS | SPP_South
66412 | KS | SPP_South
66413 | KS | SPP_South
66414 | KS | SPP_South
66415 | KS | SPP_South
66416 | KS | SPP_South
66417 | KS | SPP_South
66418 | KS | SPP_South
66419 | KS | SPP_South
66420 | KS | SPP_South
66422 | KS | SPP_South
66423 | KS | SPP_South
66424 | KS | SPP_South
66425 | KS | SPP_South
66426 | KS | SPP_South
66427 | KS | SPP_South
66428 | KS | SPP_South
66429 | KS | SPP_South
66431 | KS | SPP_South
66432 | KS | SPP_South
66434 | KS | SPP_South
66436 | KS | SPP_South
66438 | KS | SPP_South
66439 | KS | SPP_South
66440 | KS | SPP_South
66441 | KS | SPP_South
66442 | KS | SPP_South
66449 | KS | SPP_South
66451 | KS | SPP_South
66501 | KS | SPP_South
66502 | KS | SPP_South
66503 | KS | SPP_South
66505 | KS | SPP_South
66506 | KS | SPP_South
66507 | KS | SPP_South
66508 | KS | SPP_South
66509 | KS | SPP_South
66510 | KS | SPP_South
66512 | KS | SPP_South
66514 | KS | SPP_South
66515 | KS | SPP_South
66516 | KS | SPP_South
66517 | KS | SPP_South
66518 | KS | SPP_South
66520 | KS | SPP_South
66521 | KS | SPP_South
66522 | KS | SPP_South
66523 | KS | SPP_South
66524 | KS | SPP_South
66526 | KS | SPP_South
66527 | KS | SPP_South
66528 | KS | SPP_South
66531 | KS | SPP_South
66532 | KS | SPP_South
66533 | KS | SPP_South
66534 | KS | SPP_South
66535 | KS | SPP_South
66536 | KS | SPP_South
66537 | KS | SPP_South
66538 | KS | SPP_South
66539 | KS | SPP_South
66540 | KS | SPP_South
66541 | KS | SPP_South
66542 | KS | SPP_South
66543 | KS | SPP_South
66544 | KS | SPP_South
66546 | KS | SPP_South
66547 | KS | SPP_South
66548 | KS | SPP_South
66549 | KS | SPP_South
66550 | KS | SPP_South
66552 | KS | SPP_South
66554 | KS | SPP_South
66601 | KS | SPP_South
66603 | KS | SPP_South
66604 | KS | SPP_South
66605 | KS | SPP_South
66606 | KS | SPP_South
66607 | KS | SPP_South
66608 | KS | SPP_South
66609 | KS | SPP_South
66610 | KS | SPP_South
66611 | KS | SPP_South
66612 | KS | SPP_South
66614 | KS | SPP_South
66615 | KS | SPP_South
66616 | KS | SPP_South
66617 | KS | SPP_South
66618 | KS | SPP_South
66619 | KS | SPP_South
66620 | KS | SPP_South
66621 | KS | SPP_South
66622 | KS | SPP_South
66624 | KS | SPP_South
66625 | KS | SPP_South
66626 | KS | SPP_South
66629 | KS | SPP_South
66630 | KS | SPP_South
66636 | KS | SPP_South
66647 | KS | SPP_South
66667 | KS | SPP_South
66675 | KS | SPP_South
66683 | KS | SPP_South
66699 | KS | SPP_South
66701 | KS | SPP_South
66710 | KS | SPP_South
66711 | KS | SPP_South
66712 | KS | SPP_South
66713 | KS | SPP_South
66714 | KS | SPP_South
66716 | KS | SPP_South
66717 | KS | SPP_South
66720 | KS | SPP_South
66724 | KS | SPP_South
66725 | KS | SPP_South
66728 | KS | SPP_South
66732 | KS | SPP_South
66733 | KS | SPP_South
66734 | KS | SPP_South
66735 | KS | SPP_South
66736 | KS | SPP_South
66738 | KS | SPP_South
66739 | KS | SPP_South
66740 | KS | SPP_South
66741 | KS | SPP_South
66742 | KS | SPP_South
66743 | KS | SPP_South
66746 | KS | SPP_South
66748 | KS | SPP_South
66749 | KS | SPP_South
66751 | KS | SPP_South
66753 | KS | SPP_South
66754 | KS | SPP_South
66755 | KS | SPP_South
66756 | KS | SPP_South
66757 | KS | SPP_South
66758 | KS | SPP_South
66760 | KS | SPP_South
66761 | KS | SPP_South
66762 | KS | SPP_South
66763 | KS | SPP_South
66767 | KS | SPP_South
66769 | KS | SPP_South
66770 | KS | SPP_South
66771 | KS | SPP_South
66772 | KS | SPP_South
66773 | KS | SPP_South
66775 | KS | SPP_South
66776 | KS | SPP_South
66777 | KS | SPP_South
66778 | KS | SPP_South
66779 | KS | SPP_South
66780 | KS | SPP_South
66781 | KS | SPP_South
66782 | KS | SPP_South
66783 | KS | SPP_South
66801 | KS | SPP_South
66830 | KS | SPP_South
66833 | KS | SPP_South
66834 | KS | SPP_South
66835 | KS | SPP_South
66838 | KS | SPP_South
66839 | KS | SPP_South
66840 | KS | SPP_South
66842 | KS | SPP_South
66843 | KS | SPP_South
66845 | KS | SPP_South
66846 | KS | SPP_South
66849 | KS | SPP_South
66850 | KS | SPP_South
66851 | KS | SPP_South
66852 | KS | SPP_South
66853 | KS | SPP_South
66854 | KS | SPP_South
66855 | KS | SPP_South
66856 | KS | SPP_South
66857 | KS | SPP_South
66858 | KS | SPP_South
66859 | KS | SPP_South
66860 | KS | SPP_South
66861 | KS | SPP_South
66862 | KS | SPP_South
66863 | KS | SPP_South
66864 | KS | SPP_South
66865 | KS | SPP_South
66866 | KS | SPP_South
66868 | KS | SPP_South
66869 | KS | SPP_South
66870 | KS | SPP_South
66871 | KS | SPP_South
66872 | KS | SPP_South
66873 | KS | SPP_South
66901 | KS | SPP_South
66930 | KS | SPP_South
66932 | KS | SPP_South
66933 | KS | SPP_South
66935 | KS | SPP_South
66936 | KS | SPP_South
66937 | KS | SPP_South
66938 | KS | SPP_South
66939 | KS | SPP_South
66940 | KS | SPP_South
66941 | KS | SPP_South
66942 | KS | SPP_South
66943 | KS | SPP_South
66944 | KS | SPP_South
66945 | KS | SPP_South
66946 | KS | SPP_South
66948 | KS | SPP_South
66949 | KS | SPP_South
66951 | KS | SPP_South
66952 | KS | SPP_South
66953 | KS | SPP_South
66955 | KS | SPP_South
66956 | KS | SPP_South
66958 | KS | SPP_South
66959 | KS | SPP_South
66960 | KS | SPP_South
66961 | KS | SPP_South
66962 | KS | SPP_South
66963 | KS | SPP_South
66964 | KS | SPP_South
66966 | KS | SPP_South
66967 | KS | SPP_South
66968 | KS | SPP_South
66970 | KS | SPP_South
67001 | KS | SPP_South
67002 | KS | SPP_South
67003 | KS | SPP_South
67004 | KS | SPP_South
67005 | KS | SPP_South
67008 | KS | SPP_South
67009 | KS | SPP_South
67010 | KS | SPP_South
67012 | KS | SPP_South
67013 | KS | SPP_South
67016 | KS | SPP_South
67017 | KS | SPP_South
67018 | KS | SPP_South
67019 | KS | SPP_South
67020 | KS | SPP_South
67021 | KS | SPP_South
67022 | KS | SPP_South
67023 | KS | SPP_South
67024 | KS | SPP_South
67025 | KS | SPP_South
67026 | KS | SPP_South
67028 | KS | SPP_South
67029 | KS | SPP_South
67030 | KS | SPP_South
67031 | KS | SPP_South
67035 | KS | SPP_South
67036 | KS | SPP_South
67037 | KS | SPP_South
67038 | KS | SPP_South
67039 | KS | SPP_South
67041 | KS | SPP_South
67042 | KS | SPP_South
67045 | KS | SPP_South
67047 | KS | SPP_South
67049 | KS | SPP_South
67050 | KS | SPP_South
67051 | KS | SPP_South
67052 | KS | SPP_South
67053 | KS | SPP_South
67054 | KS | SPP_South
67055 | KS | SPP_South
67056 | KS | SPP_South
67057 | KS | SPP_South
67058 | KS | SPP_South
67059 | KS | SPP_South
67060 | KS | SPP_South
67061 | KS | SPP_South
67062 | KS | SPP_South
67063 | KS | SPP_South
67065 | KS | SPP_South
67066 | KS | SPP_South
67067 | KS | SPP_South
67068 | KS | SPP_South
67070 | KS | SPP_South
67071 | KS | SPP_South
67072 | KS | SPP_South
67073 | KS | SPP_South
67074 | KS | SPP_South
67101 | KS | SPP_South
67102 | KS | SPP_South
67103 | KS | SPP_South
67104 | KS | SPP_South
67105 | KS | SPP_South
67106 | KS | SPP_South
67107 | KS | SPP_South
67108 | KS | SPP_South
67109 | KS | SPP_South
67110 | KS | SPP_South
67111 | KS | SPP_South
67112 | KS | SPP_South
67114 | KS | SPP_South
67117 | KS | SPP_South
67118 | KS | SPP_South
67119 | KS | SPP_South
67120 | KS | SPP_South
67122 | KS | SPP_South
67123 | KS | SPP_South
67124 | KS | SPP_South
67127 | KS | SPP_South
67131 | KS | SPP_South
67132 | KS | SPP_South
67133 | KS | SPP_South
67134 | KS | SPP_South
67135 | KS | SPP_South
67137 | KS | SPP_South
67138 | KS | SPP_South
67140 | KS | SPP_South
67142 | KS | SPP_South
67143 | KS | SPP_South
67144 | KS | SPP_South
67146 | KS | SPP_South
67147 | KS | SPP_South
67149 | KS | SPP_South
67150 | KS | SPP_South
67151 | KS | SPP_South
67152 | KS | SPP_South
67154 | KS | SPP_South
67155 | KS | SPP_South
67156 | KS | SPP_South
67159 | KS | SPP_South
67201 | KS | SPP_South
67202 | KS | SPP_South
67203 | KS | SPP_South
67204 | KS | SPP_South
67205 | KS | SPP_South
67206 | KS | SPP_South
67207 | KS | SPP_South
67208 | KS | SPP_South
67209 | KS | SPP_South
67210 | KS | SPP_South
67211 | KS | SPP_South
67212 | KS | SPP_South
67213 | KS | SPP_South
67214 | KS | SPP_South
67215 | KS | SPP_South
67216 | KS | SPP_South
67217 | KS | SPP_South
67218 | KS | SPP_South
67219 | KS | SPP_South
67220 | KS | SPP_South
67221 | KS | SPP_South
67223 | KS | SPP_South
67226 | KS | SPP_South
67227 | KS | SPP_South
67228 | KS | SPP_South
67230 | KS | SPP_South
67232 | KS | SPP_South
67235 | KS | SPP_South
67260 | KS | SPP_South
67275 | KS | SPP_South
67276 | KS | SPP_South
67277 | KS | SPP_South
67278 | KS | SPP_South
67301 | KS | SPP_South
67330 | KS | SPP_South
67332 | KS | SPP_South
67333 | KS | SPP_South
67334 | KS | SPP_South
67335 | KS | SPP_South
67336 | KS | SPP_South
67337 | KS | SPP_South
67340 | KS | SPP_South
67341 | KS | SPP_South
67342 | KS | SPP_South
67344 | KS | SPP_South
67345 | KS | SPP_South
67346 | KS | SPP_South
67347 | KS | SPP_South
67349 | KS | SPP_South
67351 | KS | SPP_South
67352 | KS | SPP_South
67353 | KS | SPP_South
67354 | KS | SPP_South
67355 | KS | SPP_South
67356 | KS | SPP_South
67357 | KS | SPP_South
67360 | KS | SPP_South
67361 | KS | SPP_South
67363 | KS | SPP_South
67364 | KS | SPP_South
67401 | KS | SPP_South
67402 | KS | SPP_South
67410 | KS | SPP_South
67416 | KS | SPP_South
67417 | KS | SPP_South
67418 | KS | SPP_South
67420 | KS | SPP_South
67422 | KS | SPP_South
67423 | KS | SPP_South
67425 | KS | SPP_South
67427 | KS | SPP_South
67428 | KS | SPP_South
67430 | KS | SPP_South
67431 | KS | SPP_South
67432 | KS | SPP_South
67436 | KS | SPP_South
67437 | KS | SPP_South
67438 | KS | SPP_South
67439 | KS | SPP_South
67441 | KS | SPP_South
67442 | KS | SPP_South
67443 | KS | SPP_South
67444 | KS | SPP_South
67445 | KS | SPP_South
67446 | KS | SPP_South
67447 | KS | SPP_South
67448 | KS | SPP_South
67449 | KS | SPP_South
67450 | KS | SPP_South
67451 | KS | SPP_South
67452 | KS | SPP_South
67454 | KS | SPP_South
67455 | KS | SPP_South
67456 | KS | SPP_South
67457 | KS | SPP_South
67458 | KS | SPP_South
67459 | KS | SPP_South
67460 | KS | SPP_South
67464 | KS | SPP_South
67466 | KS | SPP_South
67467 | KS | SPP_South
67468 | KS | SPP_South
67470 | KS | SPP_South
67473 | KS | SPP_South
67474 | KS | SPP_South
67475 | KS | SPP_South
67476 | KS | SPP_South
67478 | KS | SPP_South
67480 | KS | SPP_South
67481 | KS | SPP_South
67482 | KS | SPP_South
67483 | KS | SPP_South
67484 | KS | SPP_South
67485 | KS | SPP_South
67487 | KS | SPP_South
67490 | KS | SPP_South
67491 | KS | SPP_South
67492 | KS | SPP_South
67501 | KS | SPP_South
67502 | KS | SPP_South
67504 | KS | SPP_South
67505 | KS | SPP_South
67510 | KS | SPP_South
67511 | KS | SPP_South
67512 | KS | SPP_South
67513 | KS | SPP_South
67514 | KS | SPP_South
67515 | KS | SPP_South
67516 | KS | SPP_South
67518 | KS | SPP_South
67519 | KS | SPP_South
67520 | KS | SPP_South
67521 | KS | SPP_South
67522 | KS | SPP_South
67523 | KS | SPP_South
67524 | KS | SPP_South
67525 | KS | SPP_South
67526 | KS | SPP_South
67529 | KS | SPP_South
67530 | KS | SPP_South
67543 | KS | SPP_South
67544 | KS | SPP_South
67545 | KS | SPP_South
67546 | KS | SPP_South
67547 | KS | SPP_South
67548 | KS | SPP_South
67550 | KS | SPP_South
67552 | KS | SPP_South
67553 | KS | SPP_South
67554 | KS | SPP_South
67556 | KS | SPP_South
67557 | KS | SPP_South
67559 | KS | SPP_South
67560 | KS | SPP_South
67561 | KS | SPP_South
67563 | KS | SPP_South
67564 | KS | SPP_South
67565 | KS | SPP_South
67566 | KS | SPP_South
67567 | KS | SPP_South
67568 | KS | SPP_South
67570 | KS | SPP_South
67572 | KS | SPP_South
67573 | KS | SPP_South
67574 | KS | SPP_South
67575 | KS | SPP_South
67576 | KS | SPP_South
67578 | KS | SPP_South
67579 | KS | SPP_South
67581 | KS | SPP_South
67583 | KS | SPP_South
67584 | KS | SPP_South
67585 | KS | SPP_South
67601 | KS | SPP_South
67621 | KS | SPP_South
67623 | KS | SPP_South
67626 | KS | SPP_South
67627 | KS | SPP_South
67628 | KS | SPP_South
67632 | KS | SPP_South
67634 | KS | SPP_South
67637 | KS | SPP_South
67638 | KS | SPP_South
67639 | KS | SPP_South
67640 | KS | SPP_South
67644 | KS | SPP_South
67646 | KS | SPP_South
67647 | KS | SPP_South
67648 | KS | SPP_South
67649 | KS | SPP_South
67651 | KS | SPP_South
67657 | KS | SPP_South
67658 | KS | SPP_South
67660 | KS | SPP_South
67661 | KS | SPP_South
67663 | KS | SPP_South
67664 | KS | SPP_South
67665 | KS | SPP_South
67667 | KS | SPP_South
67669 | KS | SPP_South
67671 | KS | SPP_South
67673 | KS | SPP_South
67674 | KS | SPP_South
67675 | KS | SPP_South
67801 | KS | SPP_South
67831 | KS | SPP_South
67834 | KS | SPP_South
67835 | KS | SPP_South
67837 | KS | SPP_South
67840 | KS | SPP_South
67841 | KS | SPP_South
67842 | KS | SPP_South
67843 | KS | SPP_South
67844 | KS | SPP_South
67849 | KS | SPP_South
67853 | KS | SPP_South
67854 | KS | SPP_South
67859 | KS | SPP_South
67864 | KS | SPP_South
67865 | KS | SPP_South
67867 | KS | SPP_South
67869 | KS | SPP_South
67870 | KS | SPP_South
67876 | KS | SPP_South
67877 | KS | SPP_South
67882 | KS | SPP_South
67901 | KS | SPP_South
67905 | KS | SPP_South
63545 | MO | SPP_South
63551 | MO | SPP_South
63556 | MO | SPP_South
63560 | MO | SPP_South
63565 | MO | SPP_South
63566 | MO | SPP_South
63567 | MO | SPP_South
64001 | MO | SPP_South
64002 | MO | SPP_South
64011 | MO | SPP_South
64012 | MO | SPP_South
64013 | MO | SPP_South
64014 | MO | SPP_South
64015 | MO | SPP_South
64016 | MO | SPP_South
64017 | MO | SPP_South
64018 | MO | SPP_South
64019 | MO | SPP_South
64020 | MO | SPP_South
64021 | MO | SPP_South
64022 | MO | SPP_South
64024 | MO | SPP_South
64028 | MO | SPP_South
64029 | MO | SPP_South
64030 | MO | SPP_South
64034 | MO | SPP_South
64035 | MO | SPP_South
64036 | MO | SPP_South
64037 | MO | SPP_South
64040 | MO | SPP_South
64048 | MO | SPP_South
64050 | MO | SPP_South
64051 | MO | SPP_South
64052 | MO | SPP_South
64053 | MO | SPP_South
64054 | MO | SPP_South
64055 | MO | SPP_South
64056 | MO | SPP_South
64057 | MO | SPP_South
64058 | MO | SPP_South
64060 | MO | SPP_South
64061 | MO | SPP_South
64062 | MO | SPP_South
64063 | MO | SPP_South
64064 | MO | SPP_South
64065 | MO | SPP_South
64066 | MO | SPP_South
64067 | MO | SPP_South
64068 | MO | SPP_South
64069 | MO | SPP_South
64070 | MO | SPP_South
64071 | MO | SPP_South
64072 | MO | SPP_South
64073 | MO | SPP_South
64074 | MO | SPP_South
64075 | MO | SPP_South
64076 | MO | SPP_South
64077 | MO | SPP_South
64078 | MO | SPP_South
64079 | MO | SPP_South
64080 | MO | SPP_South
64081 | MO | SPP_South
64082 | MO | SPP_South
64083 | MO | SPP_South
64084 | MO | SPP_South
64085 | MO | SPP_South
64086 | MO | SPP_South
64088 | MO | SPP_South
64089 | MO | SPP_South
64090 | MO | SPP_South
64092 | MO | SPP_South
64093 | MO | SPP_South
64096 | MO | SPP_South
64097 | MO | SPP_South
64098 | MO | SPP_South
64101 | MO | SPP_South
64102 | MO | SPP_South
64105 | MO | SPP_South
64106 | MO | SPP_South
64108 | MO | SPP_South
64109 | MO | SPP_South
64110 | MO | SPP_South
64111 | MO | SPP_South
64112 | MO | SPP_South
64113 | MO | SPP_South
64114 | MO | SPP_South
64116 | MO | SPP_South
64117 | MO | SPP_South
64118 | MO | SPP_South
64119 | MO | SPP_South
64120 | MO | SPP_South
64121 | MO | SPP_South
64123 | MO | SPP_South
64124 | MO | SPP_South
64125 | MO | SPP_South
64126 | MO | SPP_South
64127 | MO | SPP_South
64128 | MO | SPP_South
64129 | MO | SPP_South
64130 | MO | SPP_South
64131 | MO | SPP_South
64132 | MO | SPP_South
64133 | MO | SPP_South
64134 | MO | SPP_South
64136 | MO | SPP_South
64137 | MO | SPP_South
64138 | MO | SPP_South
64139 | MO | SPP_South
64141 | MO | SPP_South
64144 | MO | SPP_South
64145 | MO | SPP_South
64146 | MO | SPP_South
64147 | MO | SPP_South
64148 | MO | SPP_South
64149 | MO | SPP_South
64150 | MO | SPP_South
64151 | MO | SPP_South
64152 | MO | SPP_South
64153 | MO | SPP_South
64154 | MO | SPP_South
64155 | MO | SPP_South
64156 | MO | SPP_South
64157 | MO | SPP_South
64158 | MO | SPP_South
64161 | MO | SPP_South
64162 | MO | SPP_South
64163 | MO | SPP_South
64164 | MO | SPP_South
64165 | MO | SPP_South
64166 | MO | SPP_South
64167 | MO | SPP_South
64168 | MO | SPP_South
64170 | MO | SPP_South
64171 | MO | SPP_South
64179 | MO | SPP_South
64180 | MO | SPP_South
64184 | MO | SPP_South
64187 | MO | SPP_South
64188 | MO | SPP_South
64190 | MO | SPP_South
64191 | MO | SPP_South
64195 | MO | SPP_South
64196 | MO | SPP_South
64197 | MO | SPP_South
64198 | MO | SPP_South
64199 | MO | SPP_South
64401 | MO | SPP_South
64402 | MO | SPP_South
64420 | MO | SPP_South
64421 | MO | SPP_South
64422 | MO | SPP_South
64423 | MO | SPP_South
64424 | MO | SPP_South
64426 | MO | SPP_South
64427 | MO | SPP_South
64428 | MO | SPP_South
64429 | MO | SPP_South
64430 | MO | SPP_South
64431 | MO | SPP_South
64432 | MO | SPP_South
64433 | MO | SPP_South
64434 | MO | SPP_South
64436 | MO | SPP_South
64437 | MO | SPP_South
64438 | MO | SPP_South
64439 | MO | SPP_South
64440 | MO | SPP_South
64441 | MO | SPP_South
64442 | MO | SPP_South
64443 | MO | SPP_South
64444 | MO | SPP_South
64445 | MO | SPP_South
64446 | MO | SPP_South
64448 | MO | SPP_South
64449 | MO | SPP_South
64451 | MO | SPP_South
64453 | MO | SPP_South
64454 | MO | SPP_South
64455 | MO | SPP_South
64456 | MO | SPP_South
64457 | MO | SPP_South
64458 | MO | SPP_South
64459 | MO | SPP_South
64461 | MO | SPP_South
64463 | MO | SPP_South
64465 | MO | SPP_South
64466 | MO | SPP_South
64467 | MO | SPP_South
64468 | MO | SPP_South
64469 | MO | SPP_South
64470 | MO | SPP_South
64471 | MO | SPP_South
64473 | MO | SPP_South
64474 | MO | SPP_South
64475 | MO | SPP_South
64476 | MO | SPP_South
64477 | MO | SPP_South
64479 | MO | SPP_South
64480 | MO | SPP_South
64481 | MO | SPP_South
64482 | MO | SPP_South
64483 | MO | SPP_South
64484 | MO | SPP_South
64485 | MO | SPP_South
64486 | MO | SPP_South
64487 | MO | SPP_South
64489 | MO | SPP_South
64490 | MO | SPP_South
64491 | MO | SPP_South
64492 | MO | SPP_South
64493 | MO | SPP_South
64494 | MO | SPP_South
64496 | MO | SPP_South
64497 | MO | SPP_South
64498 | MO | SPP_South
64499 | MO | SPP_South
64501 | MO | SPP_South
64502 | MO | SPP_South
64503 | MO | SPP_South
64504 | MO | SPP_South
64505 | MO | SPP_South
64506 | MO | SPP_South
64507 | MO | SPP_South
64508 | MO | SPP_South
64601 | MO | SPP_South
64620 | MO | SPP_South
64622 | MO | SPP_South
64623 | MO | SPP_South
64624 | MO | SPP_South
64625 | MO | SPP_South
64628 | MO | SPP_South
64630 | MO | SPP_South
64631 | MO | SPP_South
64632 | MO | SPP_South
64633 | MO | SPP_South
64635 | MO | SPP_South
64636 | MO | SPP_South
64637 | MO | SPP_South
64638 | MO | SPP_South
64639 | MO | SPP_South
64640 | MO | SPP_South
64641 | MO | SPP_South
64642 | MO | SPP_South
64643 | MO | SPP_South
64644 | MO | SPP_South
64645 | MO | SPP_South
64646 | MO | SPP_South
64647 | MO | SPP_South
64648 | MO | SPP_South
64649 | MO | SPP_South
64650 | MO | SPP_South
64651 | MO | SPP_South
64652 | MO | SPP_South
64653 | MO | SPP_South
64654 | MO | SPP_South
64655 | MO | SPP_South
64656 | MO | SPP_South
64657 | MO | SPP_South
64658 | MO | SPP_South
64659 | MO | SPP_South
64660 | MO | SPP_South
64661 | MO | SPP_South
64664 | MO | SPP_South
64667 | MO | SPP_South
64668 | MO | SPP_South
64670 | MO | SPP_South
64671 | MO | SPP_South
64672 | MO | SPP_South
64673 | MO | SPP_South
64674 | MO | SPP_South
64676 | MO | SPP_South
64679 | MO | SPP_South
64680 | MO | SPP_South
64681 | MO | SPP_South
64682 | MO | SPP_South
64683 | MO | SPP_South
64686 | MO | SPP_South
64688 | MO | SPP_South
64689 | MO | SPP_South
64701 | MO | SPP_South
64725 | MO | SPP_South
64733 | MO | SPP_South
64734 | MO | SPP_South
64739 | MO | SPP_South
64742 | MO | SPP_South
64743 | MO | SPP_South
64746 | MO | SPP_South
64747 | MO | SPP_South
64761 | MO | SPP_South
64999 | MO | SPP_South
65236 | MO | SPP_South
65246 | MO | SPP_South
65261 | MO | SPP_South
65281 | MO | SPP_South
65286 | MO | SPP_South
65301 | MO | SPP_South
65302 | MO | SPP_South
65305 | MO | SPP_South
65320 | MO | SPP_South
65321 | MO | SPP_South
65327 | MO | SPP_South
65330 | MO | SPP_South
65332 | MO | SPP_South
65333 | MO | SPP_South
65334 | MO | SPP_South
65336 | MO | SPP_South
65337 | MO | SPP_South
65339 | MO | SPP_South
65340 | MO | SPP_South
65344 | MO | SPP_South
65345 | MO | SPP_South
65349 | MO | SPP_South
65350 | MO | SPP_South
65351 | MO | SPP_South
64720 | MO | SPP_South
64722 | MO | SPP_South
64723 | MO | SPP_South
64724 | MO | SPP_South
64726 | MO | SPP_South
64728 | MO | SPP_South
64730 | MO | SPP_South
64735 | MO | SPP_South
64738 | MO | SPP_South
64740 | MO | SPP_South
64741 | MO | SPP_South
64744 | MO | SPP_South
64745 | MO | SPP_South
64748 | MO | SPP_South
64750 | MO | SPP_South
64752 | MO | SPP_South
64755 | MO | SPP_South
64756 | MO | SPP_South
64759 | MO | SPP_South
64762 | MO | SPP_South
64763 | MO | SPP_South
64765 | MO | SPP_South
64766 | MO | SPP_South
64767 | MO | SPP_South
64769 | MO | SPP_South
64770 | MO | SPP_South
64771 | MO | SPP_South
64772 | MO | SPP_South
64776 | MO | SPP_South
64778 | MO | SPP_South
64779 | MO | SPP_South
64780 | MO | SPP_South
64781 | MO | SPP_South
64783 | MO | SPP_South
64784 | MO | SPP_South
64788 | MO | SPP_South
64790 | MO | SPP_South
64801 | MO | SPP_South
64802 | MO | SPP_South
64803 | MO | SPP_South
64804 | MO | SPP_South
64830 | MO | SPP_South
64831 | MO | SPP_South
64832 | MO | SPP_South
64833 | MO | SPP_South
64834 | MO | SPP_South
64835 | MO | SPP_South
64836 | MO | SPP_South
64840 | MO | SPP_South
64841 | MO | SPP_South
64842 | MO | SPP_South
64843 | MO | SPP_South
64844 | MO | SPP_South
64847 | MO | SPP_South
64848 | MO | SPP_South
64849 | MO | SPP_South
64850 | MO | SPP_South
64853 | MO | SPP_South
64854 | MO | SPP_South
64855 | MO | SPP_South
64856 | MO | SPP_South
64857 | MO | SPP_South
64858 | MO | SPP_South
64859 | MO | SPP_South
64861 | MO | SPP_South
64862 | MO | SPP_South
64863 | MO | SPP_South
64864 | MO | SPP_South
64865 | MO | SPP_South
64866 | MO | SPP_South
64867 | MO | SPP_South
64868 | MO | SPP_South
64870 | MO | SPP_South
64873 | MO | SPP_South
64874 | MO | SPP_South
65323 | MO | SPP_South
65325 | MO | SPP_South
65326 | MO | SPP_South
65335 | MO | SPP_South
65338 | MO | SPP_South
65355 | MO | SPP_South
65360 | MO | SPP_South
65601 | MO | SPP_South
65603 | MO | SPP_South
65604 | MO | SPP_South
65605 | MO | SPP_South
65607 | MO | SPP_South
65608 | MO | SPP_South
65609 | MO | SPP_South
65610 | MO | SPP_South
65611 | MO | SPP_South
65612 | MO | SPP_South
65613 | MO | SPP_South
65614 | MO | SPP_South
65615 | MO | SPP_South
65616 | MO | SPP_South
65617 | MO | SPP_South
65618 | MO | SPP_South
65619 | MO | SPP_South
65620 | MO | SPP_South
65623 | MO | SPP_South
65624 | MO | SPP_South
65625 | MO | SPP_South
65627 | MO | SPP_South
65629 | MO | SPP_South
65630 | MO | SPP_South
65631 | MO | SPP_South
65633 | MO | SPP_South
65634 | MO | SPP_South
65635 | MO | SPP_South
65636 | MO | SPP_South
65637 | MO | SPP_South
65638 | MO | SPP_South
65640 | MO | SPP_South
65641 | MO | SPP_South
65644 | MO | SPP_South
65645 | MO | SPP_South
65646 | MO | SPP_South
65647 | MO | SPP_South
65648 | MO | SPP_South
65649 | MO | SPP_South
65650 | MO | SPP_South
65652 | MO | SPP_South
65653 | MO | SPP_South
65654 | MO | SPP_South
65655 | MO | SPP_South
65656 | MO | SPP_South
65657 | MO | SPP_South
65658 | MO | SPP_South
65661 | MO | SPP_South
65663 | MO | SPP_South
65664 | MO | SPP_South
65666 | MO | SPP_South
65668 | MO | SPP_South
65669 | MO | SPP_South
65672 | MO | SPP_South
65673 | MO | SPP_South
65674 | MO | SPP_South
65675 | MO | SPP_South
65676 | MO | SPP_South
65679 | MO | SPP_South
65680 | MO | SPP_South
65681 | MO | SPP_South
65682 | MO | SPP_South
65686 | MO | SPP_South
65705 | MO | SPP_South
65706 | MO | SPP_South
65707 | MO | SPP_South
65708 | MO | SPP_South
65710 | MO | SPP_South
65712 | MO | SPP_South
65713 | MO | SPP_South
65714 | MO | SPP_South
65715 | MO | SPP_South
65720 | MO | SPP_South
65721 | MO | SPP_South
65723 | MO | SPP_South
65724 | MO | SPP_South
65725 | MO | SPP_South
65726 | MO | SPP_South
65727 | MO | SPP_South
65728 | MO | SPP_South
65729 | MO | SPP_South
65730 | MO | SPP_South
65731 | MO | SPP_South
65733 | MO | SPP_South
65734 | MO | SPP_South
65735 | MO | SPP_South
65737 | MO | SPP_South
65738 | MO | SPP_South
65739 | MO | SPP_South
65740 | MO | SPP_South
65741 | MO | SPP_South
65742 | MO | SPP_South
65744 | MO | SPP_South
65745 | MO | SPP_South
65746 | MO | SPP_South
65747 | MO | SPP_South
65752 | MO | SPP_South
65753 | MO | SPP_South
65754 | MO | SPP_South
65755 | MO | SPP_South
65756 | MO | SPP_South
65757 | MO | SPP_South
65759 | MO | SPP_South
65760 | MO | SPP_South
65761 | MO | SPP_South
65762 | MO | SPP_South
65765 | MO | SPP_South
65766 | MO | SPP_South
65768 | MO | SPP_South
65769 | MO | SPP_South
65770 | MO | SPP_South
65771 | MO | SPP_South
65772 | MO | SPP_South
65773 | MO | SPP_South
65774 | MO | SPP_South
65779 | MO | SPP_South
65781 | MO | SPP_South
65784 | MO | SPP_South
65785 | MO | SPP_South
65801 | MO | SPP_South
65802 | MO | SPP_South
65803 | MO | SPP_South
65804 | MO | SPP_South
65805 | MO | SPP_South
65806 | MO | SPP_South
65807 | MO | SPP_South
65808 | MO | SPP_South
65809 | MO | SPP_South
65810 | MO | SPP_South
65814 | MO | SPP_South
65817 | MO | SPP_South
65890 | MO | SPP_South
65897 | MO | SPP_South
65898 | MO | SPP_South
65899 | MO | SPP_South
71833 | AR | SPP_South
71851 | AR | SPP_South
71852 | AR | SPP_South
71922 | AR | SPP_South
71932 | AR | SPP_South
71935 | AR | SPP_South
71937 | AR | SPP_South
71940 | AR | SPP_South
71943 | AR | SPP_South
71944 | AR | SPP_South
71945 | AR | SPP_South
71950 | AR | SPP_South
71952 | AR | SPP_South
71953 | AR | SPP_South
71957 | AR | SPP_South
71958 | AR | SPP_South
71959 | AR | SPP_South
71960 | AR | SPP_South
71961 | AR | SPP_South
71965 | AR | SPP_South
71966 | AR | SPP_South
71969 | AR | SPP_South
71970 | AR | SPP_South
71971 | AR | SPP_South
71972 | AR | SPP_South
71973 | AR | SPP_South
72013 | AR | SPP_South
72028 | AR | SPP_South
72031 | AR | SPP_South
72039 | AR | SPP_South
72044 | AR | SPP_South
72067 | AR | SPP_South
72088 | AR | SPP_South
72130 | AR | SPP_South
72131 | AR | SPP_South
72141 | AR | SPP_South
72153 | AR | SPP_South
72179 | AR | SPP_South
72523 | AR | SPP_South
72530 | AR | SPP_South
72543 | AR | SPP_South
72545 | AR | SPP_South
72546 | AR | SPP_South
72581 | AR | SPP_South
72601 | AR | SPP_South
72602 | AR | SPP_South
72611 | AR | SPP_South
72613 | AR | SPP_South
72615 | AR | SPP_South
72616 | AR | SPP_South
72619 | AR | SPP_South
72624 | AR | SPP_South
72628 | AR | SPP_South
72629 | AR | SPP_South
72630 | AR | SPP_South
72631 | AR | SPP_South
72632 | AR | SPP_South
72633 | AR | SPP_South
72634 | AR | SPP_South
72636 | AR | SPP_South
72638 | AR | SPP_South
72639 | AR | SPP_South
72640 | AR | SPP_South
72641 | AR | SPP_South
72643 | AR | SPP_South
72644 | AR | SPP_South
72645 | AR | SPP_South
72648 | AR | SPP_South
72650 | AR | SPP_South
72655 | AR | SPP_South
72660 | AR | SPP_South
72661 | AR | SPP_South
72662 | AR | SPP_South
72666 | AR | SPP_South
72668 | AR | SPP_South
72669 | AR | SPP_South
72670 | AR | SPP_South
72672 | AR | SPP_South
72675 | AR | SPP_South
72677 | AR | SPP_South
72682 | AR | SPP_South
72683 | AR | SPP_South
72685 | AR | SPP_South
72686 | AR | SPP_South
72687 | AR | SPP_South
72701 | AR | SPP_South
72702 | AR | SPP_South
72703 | AR | SPP_South
72704 | AR | SPP_South
72711 | AR | SPP_South
72712 | AR | SPP_South
72713 | AR | SPP_South
72714 | AR | SPP_South
72715 | AR | SPP_South
72716 | AR | SPP_South
72717 | AR | SPP_South
72718 | AR | SPP_South
72719 | AR | SPP_South
72721 | AR | SPP_South
72722 | AR | SPP_South
72727 | AR | SPP_South
72728 | AR | SPP_South
72729 | AR | SPP_South
72730 | AR | SPP_South
72732 | AR | SPP_South
72733 | AR | SPP_South
72734 | AR | SPP_South
72735 | AR | SPP_South
72736 | AR | SPP_South
72737 | AR | SPP_South
72738 | AR | SPP_South
72739 | AR | SPP_South
72740 | AR | SPP_South
72741 | AR | SPP_South
72742 | AR | SPP_South
72744 | AR | SPP_South
72745 | AR | SPP_South
72747 | AR | SPP_South
72749 | AR | SPP_South
72751 | AR | SPP_South
72752 | AR | SPP_South
72753 | AR | SPP_South
72756 | AR | SPP_South
72757 | AR | SPP_South
72758 | AR | SPP_South
72760 | AR | SPP_South
72761 | AR | SPP_South
72762 | AR | SPP_South
72764 | AR | SPP_South
72765 | AR | SPP_South
72766 | AR | SPP_South
72768 | AR | SPP_South
72769 | AR | SPP_South
72770 | AR | SPP_South
72773 | AR | SPP_South
72774 | AR | SPP_South
72776 | AR | SPP_South
72820 | AR | SPP_South
72821 | AR | SPP_South
72826 | AR | SPP_South
72830 | AR | SPP_South
72832 | AR | SPP_South
72835 | AR | SPP_South
72839 | AR | SPP_South
72840 | AR | SPP_South
72841 | AR | SPP_South
72845 | AR | SPP_South
72846 | AR | SPP_South
72851 | AR | SPP_South
72852 | AR | SPP_South
72854 | AR | SPP_South
72855 | AR | SPP_South
72863 | AR | SPP_South
72865 | AR | SPP_South
72901 | AR | SPP_South
72902 | AR | SPP_South
72903 | AR | SPP_South
72904 | AR | SPP_South
72905 | AR | SPP_South
72906 | AR | SPP_South
72908 | AR | SPP_South
72913 | AR | SPP_South
72914 | AR | SPP_South
72916 | AR | SPP_South
72917 | AR | SPP_South
72918 | AR | SPP_South
72919 | AR | SPP_South
72921 | AR | SPP_South
72923 | AR | SPP_South
72926 | AR | SPP_South
72927 | AR | SPP_South
72928 | AR | SPP_South
72930 | AR | SPP_South
72932 | AR | SPP_South
72933 | AR | SPP_South
72934 | AR | SPP_South
72935 | AR | SPP_South
72936 | AR | SPP_South
72937 | AR | SPP_South
72938 | AR | SPP_South
72940 | AR | SPP_South
72941 | AR | SPP_South
72943 | AR | SPP_South
72944 | AR | SPP_South
72945 | AR | SPP_South
72946 | AR | SPP_South
72947 | AR | SPP_South
72948 | AR | SPP_South
72949 | AR | SPP_South
72950 | AR | SPP_South
72951 | AR | SPP_South
72952 | AR | SPP_South
72955 | AR | SPP_South
72956 | AR | SPP_South
72957 | AR | SPP_South
72958 | AR | SPP_South
72959 | AR | SPP_South
75451 | TX | SPP_South
75455 | TX | SPP_South
75456 | TX | SPP_South
75493 | TX | SPP_South
75501 | TX | SPP_South
75503 | TX | SPP_South
75504 | TX | SPP_South
75505 | TX | SPP_South
75507 | TX | SPP_South
75551 | TX | SPP_South
75555 | TX | SPP_South
75556 | TX | SPP_South
75558 | TX | SPP_South
75559 | TX | SPP_South
75560 | TX | SPP_South
75561 | TX | SPP_South
75562 | TX | SPP_South
75563 | TX | SPP_South
75564 | TX | SPP_South
75565 | TX | SPP_South
75566 | TX | SPP_South
75567 | TX | SPP_South
75568 | TX | SPP_South
75569 | TX | SPP_South
75570 | TX | SPP_South
75571 | TX | SPP_South
75572 | TX | SPP_South
75573 | TX | SPP_South
75574 | TX | SPP_South
75599 | TX | SPP_South
75601 | TX | SPP_South
75602 | TX | SPP_South
75603 | TX | SPP_South
75604 | TX | SPP_South
75605 | TX | SPP_South
75606 | TX | SPP_South
75607 | TX | SPP_South
75608 | TX | SPP_South
75615 | TX | SPP_South
75630 | TX | SPP_South
75631 | TX | SPP_South
75633 | TX | SPP_South
75636 | TX | SPP_South
75637 | TX | SPP_South
75638 | TX | SPP_South
75639 | TX | SPP_South
75640 | TX | SPP_South
75641 | TX | SPP_South
75642 | TX | SPP_South
75643 | TX | SPP_South
75644 | TX | SPP_South
75645 | TX | SPP_South
75647 | TX | SPP_South
75650 | TX | SPP_South
75651 | TX | SPP_South
75656 | TX | SPP_South
75657 | TX | SPP_South
75659 | TX | SPP_South
75660 | TX | SPP_South
75661 | TX | SPP_South
75662 | TX | SPP_South
75663 | TX | SPP_South
75668 | TX | SPP_South
75669 | TX | SPP_South
75670 | TX | SPP_South
75671 | TX | SPP_South
75672 | TX | SPP_South
75683 | TX | SPP_South
75685 | TX | SPP_South
75686 | TX | SPP_South
75688 | TX | SPP_South
75692 | TX | SPP_South
75693 | TX | SPP_South
75694 | TX | SPP_South
75755 | TX | SPP_South
75797 | TX | SPP_South
70001 | LA | MISO_South
70002 | LA | MISO_South
70003 | LA | MISO_South
70004 | LA | MISO_South
70005 | LA | MISO_South
70006 | LA | MISO_South
70009 | LA | MISO_South
70010 | LA | MISO_South
70011 | LA | MISO_South
70030 | LA | MISO_South
70031 | LA | MISO_South
70032 | LA | MISO_South
70033 | LA | MISO_South
70036 | LA | MISO_South
70037 | LA | MISO_South
70038 | LA | MISO_South
70039 | LA | MISO_South
70040 | LA | MISO_South
70041 | LA | MISO_South
70043 | LA | MISO_South
70044 | LA | MISO_South
70047 | LA | MISO_South
70049 | LA | MISO_South
70050 | LA | MISO_South
70051 | LA | MISO_South
70052 | LA | MISO_South
70053 | LA | MISO_South
70054 | LA | MISO_South
70055 | LA | MISO_South
70056 | LA | MISO_South
70057 | LA | MISO_South
70058 | LA | MISO_South
70059 | LA | MISO_South
70060 | LA | MISO_South
70062 | LA | MISO_South
70063 | LA | MISO_South
70064 | LA | MISO_South
70065 | LA | MISO_South
70067 | LA | MISO_South
70068 | LA | MISO_South
70069 | LA | MISO_South
70070 | LA | MISO_South
70071 | LA | MISO_South
70072 | LA | MISO_South
70073 | LA | MISO_South
70075 | LA | MISO_South
70076 | LA | MISO_South
70078 | LA | MISO_South
70079 | LA | MISO_South
70080 | LA | MISO_South
70081 | LA | MISO_South
70082 | LA | MISO_South
70083 | LA | MISO_South
70084 | LA | MISO_South
70085 | LA | MISO_South
70086 | LA | MISO_South
70087 | LA | MISO_South
70090 | LA | MISO_South
70091 | LA | MISO_South
70092 | LA | MISO_South
70093 | LA | MISO_South
70094 | LA | MISO_South
70096 | LA | MISO_South
70097 | LA | MISO_South
70112 | LA | MISO_South
70113 | LA | MISO_South
70114 | LA | MISO_South
70115 | LA | MISO_South
70116 | LA | MISO_South
70117 | LA | MISO_South
70118 | LA | MISO_South
70119 | LA | MISO_South
70121 | LA | MISO_South
70122 | LA | MISO_South
70123 | LA | MISO_South
70124 | LA | MISO_South
70125 | LA | MISO_South
70126 | LA | MISO_South
70127 | LA | MISO_South
70128 | LA | MISO_South
70129 | LA | MISO_South
70130 | LA | MISO_South
70131 | LA | MISO_South
70139 | LA | MISO_South
70141 | LA | MISO_South
70142 | LA | MISO_South
70143 | LA | MISO_South
70145 | LA | MISO_South
70146 | LA | MISO_South
70148 | LA | MISO_South
70150 | LA | MISO_South
70151 | LA | MISO_South
70152 | LA | MISO_South
70153 | LA | MISO_South
70154 | LA | MISO_South
70156 | LA | MISO_South
70157 | LA | MISO_South
70158 | LA | MISO_South
70159 | LA | MISO_South
70160 | LA | MISO_South
70161 | LA | MISO_South
70162 | LA | MISO_South
70163 | LA | MISO_South
70164 | LA | MISO_South
70165 | LA | MISO_South
70166 | LA | MISO_South
70167 | LA | MISO_South
70170 | LA | MISO_South
70172 | LA | MISO_South
70174 | LA | MISO_South
70175 | LA | MISO_South
70176 | LA | MISO_South
70177 | LA | MISO_South
70178 | LA | MISO_South
70179 | LA | MISO_South
70181 | LA | MISO_South
70182 | LA | MISO_South
70183 | LA | MISO_South
70184 | LA | MISO_South
70185 | LA | MISO_South
70186 | LA | MISO_South
70187 | LA | MISO_South
70189 | LA | MISO_South
70190 | LA | MISO_South
70195 | LA | MISO_South
70301 | LA | MISO_South
70302 | LA | MISO_South
70310 | LA | MISO_South
70339 | LA | MISO_South
70340 | LA | MISO_South
70341 | LA | MISO_South
70342 | LA | MISO_South
70343 | LA | MISO_South
70344 | LA | MISO_South
70345 | LA | MISO_South
70346 | LA | MISO_South
70352 | LA | MISO_South
70353 | LA | MISO_South
70354 | LA | MISO_South
70355 | LA | MISO_South
70356 | LA | MISO_South
70357 | LA | MISO_South
70358 | LA | MISO_South
70359 | LA | MISO_South
70360 | LA | MISO_South
70361 | LA | MISO_South
70363 | LA | MISO_South
70364 | LA | MISO_South
70371 | LA | MISO_South
70372 | LA | MISO_South
70373 | LA | MISO_South
70374 | LA | MISO_South
70375 | LA | MISO_South
70377 | LA | MISO_South
70380 | LA | MISO_South
70381 | LA | MISO_South
70390 | LA | MISO_South
70391 | LA | MISO_South
70392 | LA | MISO_South
70393 | LA | MISO_South
70394 | LA | MISO_South
70395 | LA | MISO_South
70397 | LA | MISO_South
70401 | LA | MISO_South
70402 | LA | MISO_South
70403 | LA | MISO_South
70404 | LA | MISO_South
70420 | LA | MISO_South
70421 | LA | MISO_South
70422 | LA | MISO_South
70426 | LA | MISO_South
70427 | LA | MISO_South
70429 | LA | MISO_South
70431 | LA | MISO_South
70433 | LA | MISO_South
70434 | LA | MISO_South
70435 | LA | MISO_South
70436 | LA | MISO_South
70437 | LA | MISO_South
70438 | LA | MISO_South
70441 | LA | MISO_South
70442 | LA | MISO_South
70443 | LA | MISO_South
70444 | LA | MISO_South
70445 | LA | MISO_South
70446 | LA | MISO_South
70447 | LA | MISO_South
70448 | LA | MISO_South
70449 | LA | MISO_South
70450 | LA | MISO_South
70451 | LA | MISO_South
70452 | LA | MISO_South
70453 | LA | MISO_South
70454 | LA | MISO_South
70455 | LA | MISO_South
70456 | LA | MISO_South
70457 | LA | MISO_South
70458 | LA | MISO_South
70459 | LA | MISO_South
70460 | LA | MISO_South
70461 | LA | MISO_South
70462 | LA | MISO_South
70463 | LA | MISO_South
70464 | LA | MISO_South
70465 | LA | MISO_South
70466 | LA | MISO_South
70467 | LA | MISO_South
70469 | LA | MISO_South
70470 | LA | MISO_South
70471 | LA | MISO_South
70501 | LA | MISO_South
70502 | LA | MISO_South
70503 | LA | MISO_South
70504 | LA | MISO_South
70505 | LA | MISO_South
70506 | LA | MISO_South
70507 | LA | MISO_South
70508 | LA | MISO_South
70509 | LA | MISO_South
70510 | LA | MISO_South
70511 | LA | MISO_South
70512 | LA | MISO_South
70513 | LA | MISO_South
70514 | LA | MISO_South
70515 | LA | MISO_South
70516 | LA | MISO_South
70517 | LA | MISO_South
70518 | LA | MISO_South
70519 | LA | MISO_South
70520 | LA | MISO_South
70521 | LA | MISO_South
70522 | LA | MISO_South
70523 | LA | MISO_South
70524 | LA | MISO_South
70525 | LA | MISO_South
70526 | LA | MISO_South
70527 | LA | MISO_South
70528 | LA | MISO_South
70529 | LA | MISO_South
70531 | LA | MISO_South
70532 | LA | MISO_South
70533 | LA | MISO_South
70534 | LA | MISO_South
70535 | LA | MISO_South
70537 | LA | MISO_South
70538 | LA | MISO_South
70540 | LA | MISO_South
70541 | LA | MISO_South
70542 | LA | MISO_South
70543 | LA | MISO_South
70544 | LA | MISO_South
70546 | LA | MISO_South
70548 | LA | MISO_South
70549 | LA | MISO_South
70550 | LA | MISO_South
70551 | LA | MISO_South
70552 | LA | MISO_South
70554 | LA | MISO_South
70555 | LA | MISO_South
70556 | LA | MISO_South
70558 | LA | MISO_South
70559 | LA | MISO_South
70560 | LA | MISO_South
70562 | LA | MISO_South
70563 | LA | MISO_South
70569 | LA | MISO_South
70570 | LA | MISO_South
70571 | LA | MISO_South
70575 | LA | MISO_South
70576 | LA | MISO_South
70577 | LA | MISO_South
70578 | LA | MISO_South
70580 | LA | MISO_South
70581 | LA | MISO_South
70582 | LA | MISO_South
70583 | LA | MISO_South
70584 | LA | MISO_South
70585 | LA | MISO_South
70586 | LA | MISO_South
70589 | LA | MISO_South
70591 | LA | MISO_South
70592 | LA | MISO_South
70593 | LA | MISO_South
70596 | LA | MISO_South
70598 | LA | MISO_South
70601 | LA | MISO_South
70602 | LA | MISO_South
70605 | LA | MISO_South
70606 | LA | MISO_South
70607 | LA | MISO_South
70609 | LA | MISO_South
70611 | LA | MISO_South
70612 | LA | MISO_South
70615 | LA | MISO_South
70616 | LA | MISO_South
70629 | LA | MISO_South
70630 | LA | MISO_South
70631 | LA | MISO_South
70632 | LA | MISO_South
70633 | LA | MISO_South
70634 | LA | MISO_South
70637 | LA | MISO_South
70638 | LA | MISO_South
70639 | LA | MISO_South
70640 | LA | MISO_South
70643 | LA | MISO_South
70644 | LA | MISO_South
70645 | LA | MISO_South
70646 | LA | MISO_South
70647 | LA | MISO_South
70648 | LA | MISO_South
70650 | LA | MISO_South
70651 | LA | MISO_South
70652 | LA | MISO_South
70653 | LA | MISO_South
70654 | LA | MISO_South
70655 | LA | MISO_South
70656 | LA | MISO_South
70657 | LA | MISO_South
70658 | LA | MISO_South
70659 | LA | MISO_South
70660 | LA | MISO_South
70661 | LA | MISO_South
70662 | LA | MISO_South
70663 | LA | MISO_South
70664 | LA | MISO_South
70665 | LA | MISO_South
70668 | LA | MISO_South
70669 | LA | MISO_South
70704 | LA | MISO_South
70706 | LA | MISO_South
70707 | LA | MISO_South
70710 | LA | MISO_South
70711 | LA | MISO_South
70712 | LA | MISO_South
70714 | LA | MISO_South
70715 | LA | MISO_South
70718 | LA | MISO_South
70719 | LA | MISO_South
70721 | LA | MISO_South
70722 | LA | MISO_South
70723 | LA | MISO_South
70725 | LA | MISO_South
70726 | LA | MISO_South
70727 | LA | MISO_South
70728 | LA | MISO_South
70729 | LA | MISO_South
70730 | LA | MISO_South
70732 | LA | MISO_South
70733 | LA | MISO_South
70734 | LA | MISO_South
70736 | LA | MISO_South
70737 | LA | MISO_South
70738 | LA | MISO_South
70739 | LA | MISO_South
70740 | LA | MISO_South
70743 | LA | MISO_South
70744 | LA | MISO_South
70747 | LA | MISO_South
70748 | LA | MISO_South
70749 | LA | MISO_South
70750 | LA | MISO_South
70752 | LA | MISO_South
70753 | LA | MISO_South
70754 | LA | MISO_South
70755 | LA | MISO_South
70756 | LA | MISO_South
70757 | LA | MISO_South
70759 | LA | MISO_South
70760 | LA | MISO_South
70761 | LA | MISO_South
70762 | LA | MISO_South
70763 | LA | MISO_South
70764 | LA | MISO_South
70765 | LA | MISO_South
70767 | LA | MISO_South
70769 | LA | MISO_South
70770 | LA | MISO_South
70772 | LA | MISO_South
70773 | LA | MISO_South
70774 | LA | MISO_South
70775 | LA | MISO_South
70776 | LA | MISO_South
70777 | LA | MISO_South
70778 | LA | MISO_South
70780 | LA | MISO_South
70782 | LA | MISO_South
70783 | LA | MISO_South
70784 | LA | MISO_South
70785 | LA | MISO_South
70786 | LA | MISO_South
70787 | LA | MISO_South
70788 | LA | MISO_South
70789 | LA | MISO_South
70791 | LA | MISO_South
70792 | LA | MISO_South
70801 | LA | MISO_South
70802 | LA | MISO_South
70803 | LA | MISO_South
70804 | LA | MISO_South
70805 | LA | MISO_South
70806 | LA | MISO_South
70807 | LA | MISO_South
70808 | LA | MISO_South
70809 | LA | MISO_South
70810 | LA | MISO_South
70811 | LA | MISO_South
70812 | LA | MISO_South
70813 | LA | MISO_South
70814 | LA | MISO_South
70815 | LA | MISO_South
70816 | LA | MISO_South
70817 | LA | MISO_South
70818 | LA | MISO_South
70819 | LA | MISO_South
70820 | LA | MISO_South
70821 | LA | MISO_South
70822 | LA | MISO_South
70823 | LA | MISO_South
70825 | LA | MISO_South
70826 | LA | MISO_South
70827 | LA | MISO_South
70831 | LA | MISO_South
70833 | LA | MISO_South
70835 | LA | MISO_South
70836 | LA | MISO_South
70837 | LA | MISO_South
70873 | LA | MISO_South
70874 | LA | MISO_South
70879 | LA | MISO_South
70884 | LA | MISO_South
70891 | LA | MISO_South
70892 | LA | MISO_South
70893 | LA | MISO_South
70894 | LA | MISO_South
70895 | LA | MISO_South
70896 | LA | MISO_South
70898 | LA | MISO_South
71001 | LA | MISO_South
71002 | LA | MISO_South
71004 | LA | MISO_South
71006 | LA | MISO_South
71007 | LA | MISO_South
71008 | LA | MISO_South
71009 | LA | MISO_South
71016 | LA | MISO_South
71018 | LA | MISO_South
71019 | LA | MISO_South
71021 | LA | MISO_South
71023 | LA | MISO_South
71024 | LA | MISO_South
71027 | LA | MISO_South
71028 | LA | MISO_South
71029 | LA | MISO_South
71030 | LA | MISO_South
71031 | LA | MISO_South
71032 | LA | MISO_South
71033 | LA | MISO_South
71034 | LA | MISO_South
71037 | LA | MISO_South
71039 | LA | MISO_South
71043 | LA | MISO_South
71044 | LA | MISO_South
71045 | LA | MISO_South
71046 | LA | MISO_South
71047 | LA | MISO_South
71049 | LA | MISO_South
71050 | LA | MISO_South
71051 | LA | MISO_South
71052 | LA | MISO_South
71055 | LA | MISO_South
71058 | LA | MISO_South
71060 | LA | MISO_South
71061 | LA | MISO_South
71063 | LA | MISO_South
71064 | LA | MISO_South
71065 | LA | MISO_South
71066 | LA | MISO_South
71067 | LA | MISO_South
71068 | LA | MISO_South
71069 | LA | MISO_South
71070 | LA | MISO_South
71071 | LA | MISO_South
71072 | LA | MISO_South
71073 | LA | MISO_South
71075 | LA | MISO_South
71078 | LA | MISO_South
71080 | LA | MISO_South
71082 | LA | MISO_South
71101 | LA | MISO_South
71102 | LA | MISO_South
71103 | LA | MISO_South
71104 | LA | MISO_South
71105 | LA | MISO_South
71106 | LA | MISO_South
71107 | LA | MISO_South
71108 | LA | MISO_South
71109 | LA | MISO_South
71110 | LA | MISO_South
71111 | LA | MISO_South
71112 | LA | MISO_South
71113 | LA | MISO_South
71115 | LA | MISO_South
71118 | LA | MISO_South
71119 | LA | MISO_South
71120 | LA | MISO_South
71129 | LA | MISO_South
71130 | LA | MISO_South
71133 | LA | MISO_South
71134 | LA | MISO_South
71135 | LA | MISO_South
71136 | LA | MISO_South
71137 | LA | MISO_South
71138 | LA | MISO_South
71148 | LA | MISO_South
71149 | LA | MISO_South
71150 | LA | MISO_South
71151 | LA | MISO_South
71152 | LA | MISO_South
71153 | LA | MISO_South
71154 | LA | MISO_South
71156 | LA | MISO_South
71161 | LA | MISO_South
71162 | LA | MISO_South
71163 | LA | MISO_South
71164 | LA | MISO_South
71165 | LA | MISO_South
71166 | LA | MISO_South
71171 | LA | MISO_South
71172 | LA | MISO_South
71226 | LA | MISO_South
71247 | LA | MISO_South
71251 | LA | MISO_South
71268 | LA | MISO_South
71301 | LA | MISO_South
71302 | LA | MISO_South
71303 | LA | MISO_South
71306 | LA | MISO_South
71307 | LA | MISO_South
71309 | LA | MISO_South
71315 | LA | MISO_South
71316 | LA | MISO_South
71320 | LA | MISO_South
71322 | LA | MISO_South
71323 | LA | MISO_South
71325 | LA | MISO_South
71326 | LA | MISO_South
71327 | LA | MISO_South
71328 | LA | MISO_South
71329 | LA | MISO_South
71330 | LA | MISO_South
71331 | LA | MISO_South
71333 | LA | MISO_South
71334 | LA | MISO_South
71339 | LA | MISO_South
71340 | LA | MISO_South
71341 | LA | MISO_South
71342 | LA | MISO_South
71343 | LA | MISO_South
71345 | LA | MISO_South
71346 | LA | MISO_South
71348 | LA | MISO_South
71350 | LA | MISO_South
71351 | LA | MISO_South
71353 | LA | MISO_South
71354 | LA | MISO_South
71355 | LA | MISO_South
71356 | LA | MISO_South
71358 | LA | MISO_South
71359 | LA | MISO_South
71360 | LA | MISO_South
71361 | LA | MISO_South
71362 | LA | MISO_South
71363 | LA | MISO_South
71365 | LA | MISO_South
71367 | LA | MISO_South
71368 | LA | MISO_South
71369 | LA | MISO_South
71371 | LA | MISO_South
71373 | LA | MISO_South
71377 | LA | MISO_South
71401 | LA | MISO_South
71403 | LA | MISO_South
71404 | LA | MISO_South
71405 | LA | MISO_South
71406 | LA | MISO_South
71407 | LA | MISO_South
71409 | LA | MISO_South
71410 | LA | MISO_South
71411 | LA | MISO_South
71414 | LA | MISO_South
71415 | LA | MISO_South
71416 | LA | MISO_South
71417 | LA | MISO_South
71418 | LA | MISO_South
71419 | LA | MISO_South
71422 | LA | MISO_South
71423 | LA | MISO_South
71424 | LA | MISO_South
71425 | LA | MISO_South
71426 | LA | MISO_South
71427 | LA | MISO_South
71428 | LA | MISO_South
71429 | LA | MISO_South
71430 | LA | MISO_South
71431 | LA | MISO_South
71432 | LA | MISO_South
71433 | LA | MISO_South
71434 | LA | MISO_South
71435 | LA | MISO_South
71438 | LA | MISO_South
71439 | LA | MISO_South
71440 | LA | MISO_South
71441 | LA | MISO_South
71443 | LA | MISO_South
71446 | LA | MISO_South
71447 | LA | MISO_South
71448 | LA | MISO_South
71449 | LA | MISO_South
71450 | LA | MISO_South
71452 | LA | MISO_South
71454 | LA | MISO_South
71455 | LA | MISO_South
71456 | LA | MISO_South
71457 | LA | MISO_South
71458 | LA | MISO_South
71459 | LA | MISO_South
71460 | LA | MISO_South
71461 | LA | MISO_South
71462 | LA | MISO_South
71463 | LA | MISO_South
71465 | LA | MISO_South
71466 | LA | MISO_South
71467 | LA | MISO_South
71468 | LA | MISO_South
71469 | LA | MISO_South
71471 | LA | MISO_South
71472 | LA | MISO_South
71473 | LA | MISO_South
71474 | LA | MISO_South
71475 | LA | MISO_South
71477 | LA | MISO_South
71479 | LA | MISO_South
71480 | LA | MISO_South
71483 | LA | MISO_South
71485 | LA | MISO_South
71486 | LA | MISO_South
71496 | LA | MISO_South
71497 | LA | MISO_South
79821 | TX | WestConnect_South
79835 | TX | WestConnect_South
79836 | TX | WestConnect_South
79838 | TX | WestConnect_South
79849 | TX | WestConnect_South
79853 | TX | WestConnect_South
79901 | TX | WestConnect_South
79902 | TX | WestConnect_South
79903 | TX | WestConnect_South
79904 | TX | WestConnect_South
79905 | TX | WestConnect_South
79906 | TX | WestConnect_South
79907 | TX | WestConnect_South
79908 | TX | WestConnect_South
79910 | TX | WestConnect_South
79911 | TX | WestConnect_South
79912 | TX | WestConnect_South
79913 | TX | WestConnect_South
79914 | TX | WestConnect_South
79915 | TX | WestConnect_South
79916 | TX | WestConnect_South
79917 | TX | WestConnect_South
79918 | TX | WestConnect_South
79920 | TX | WestConnect_South
79922 | TX | WestConnect_South
79923 | TX | WestConnect_South
79924 | TX | WestConnect_South
79925 | TX | WestConnect_South
79926 | TX | WestConnect_South
79927 | TX | WestConnect_South
79928 | TX | WestConnect_South
79929 | TX | WestConnect_South
79930 | TX | WestConnect_South
79931 | TX | WestConnect_South
79932 | TX | WestConnect_South
79934 | TX | WestConnect_South
79935 | TX | WestConnect_South
79936 | TX | WestConnect_South
79937 | TX | WestConnect_South
79938 | TX | WestConnect_South
79940 | TX | WestConnect_South
79941 | TX | WestConnect_South
79942 | TX | WestConnect_South
79943 | TX | WestConnect_South
79944 | TX | WestConnect_South
79945 | TX | WestConnect_South
79946 | TX | WestConnect_South
79947 | TX | WestConnect_South
79948 | TX | WestConnect_South
79949 | TX | WestConnect_South
79950 | TX | WestConnect_South
79951 | TX | WestConnect_South
79952 | TX | WestConnect_South
79953 | TX | WestConnect_South
79954 | TX | WestConnect_South
79955 | TX | WestConnect_South
79958 | TX | WestConnect_South
79960 | TX | WestConnect_South
79961 | TX | WestConnect_South
79968 | TX | WestConnect_South
79976 | TX | WestConnect_South
79978 | TX | WestConnect_South
79980 | TX | WestConnect_South
79995 | TX | WestConnect_South
79996 | TX | WestConnect_South
79997 | TX | WestConnect_South
79998 | TX | WestConnect_South
79999 | TX | WestConnect_South
88510 | TX | WestConnect_South
88511 | TX | WestConnect_South
88512 | TX | WestConnect_South
88513 | TX | WestConnect_South
88514 | TX | WestConnect_South
88515 | TX | WestConnect_South
88517 | TX | WestConnect_South
88518 | TX | WestConnect_South
88519 | TX | WestConnect_South
88520 | TX | WestConnect_South
88521 | TX | WestConnect_South
88523 | TX | WestConnect_South
88524 | TX | WestConnect_South
88525 | TX | WestConnect_South
88526 | TX | WestConnect_South
88527 | TX | WestConnect_South
88528 | TX | WestConnect_South
88529 | TX | WestConnect_South
88530 | TX | WestConnect_South
88531 | TX | WestConnect_South
88532 | TX | WestConnect_South
88533 | TX | WestConnect_South
88534 | TX | WestConnect_South
88535 | TX | WestConnect_South
88536 | TX | WestConnect_South
88538 | TX | WestConnect_South
88539 | TX | WestConnect_South
88540 | TX | WestConnect_South
88541 | TX | WestConnect_South
88542 | TX | WestConnect_South
88543 | TX | WestConnect_South
88544 | TX | WestConnect_South
88545 | TX | WestConnect_South
88546 | TX | WestConnect_South
88547 | TX | WestConnect_South
88548 | TX | WestConnect_South
88549 | TX | WestConnect_South
88550 | TX | WestConnect_South
88553 | TX | WestConnect_South
88554 | TX | WestConnect_South
88555 | TX | WestConnect_South
88556 | TX | WestConnect_South
88557 | TX | WestConnect_South
88558 | TX | WestConnect_South
88559 | TX | WestConnect_South
88560 | TX | WestConnect_South
88561 | TX | WestConnect_South
88562 | TX | WestConnect_South
88563 | TX | WestConnect_South
88565 | TX | WestConnect_South
88566 | TX | WestConnect_South
88567 | TX | WestConnect_South
88568 | TX | WestConnect_South
88569 | TX | WestConnect_South
88570 | TX | WestConnect_South
88571 | TX | WestConnect_South
88572 | TX | WestConnect_South
88573 | TX | WestConnect_South
88574 | TX | WestConnect_South
88575 | TX | WestConnect_South
88576 | TX | WestConnect_South
88577 | TX | WestConnect_South
88578 | TX | WestConnect_South
88579 | TX | WestConnect_South
88580 | TX | WestConnect_South
88581 | TX | WestConnect_South
88582 | TX | WestConnect_South
88583 | TX | WestConnect_South
88584 | TX | WestConnect_South
88585 | TX | WestConnect_South
88586 | TX | WestConnect_South
88587 | TX | WestConnect_South
88588 | TX | WestConnect_South
88589 | TX | WestConnect_South
88590 | TX | WestConnect_South
88595 | TX | WestConnect_South
76363 | TX | ERCOT
76364 | TX | ERCOT
76371 | TX | ERCOT
76373 | TX | ERCOT
76380 | TX | ERCOT
76384 | TX | ERCOT
76385 | TX | ERCOT
76388 | TX | ERCOT
79201 | TX | ERCOT
79220 | TX | ERCOT
79223 | TX | ERCOT
79225 | TX | ERCOT
79227 | TX | ERCOT
79229 | TX | ERCOT
79233 | TX | ERCOT
79234 | TX | ERCOT
79236 | TX | ERCOT
79239 | TX | ERCOT
79243 | TX | ERCOT
79244 | TX | ERCOT
79245 | TX | ERCOT
79247 | TX | ERCOT
79248 | TX | ERCOT
79252 | TX | ERCOT
79255 | TX | ERCOT
79256 | TX | ERCOT
79257 | TX | ERCOT
79259 | TX | ERCOT
79261 | TX | ERCOT
79322 | TX | ERCOT
79331 | TX | ERCOT
79343 | TX | ERCOT
79357 | TX | ERCOT
79370 | TX | ERCOT
79377 | TX | ERCOT
79501 | TX | ERCOT
79502 | TX | ERCOT
79503 | TX | ERCOT
79505 | TX | ERCOT
79506 | TX | ERCOT
79511 | TX | ERCOT
79512 | TX | ERCOT
79516 | TX | ERCOT
79517 | TX | ERCOT
79518 | TX | ERCOT
79520 | TX | ERCOT
79521 | TX | ERCOT
79525 | TX | ERCOT
79526 | TX | ERCOT
79527 | TX | ERCOT
79528 | TX | ERCOT
79529 | TX | ERCOT
79532 | TX | ERCOT
79533 | TX | ERCOT
79534 | TX | ERCOT
79535 | TX | ERCOT
79537 | TX | ERCOT
79539 | TX | ERCOT
79540 | TX | ERCOT
79543 | TX | ERCOT
79544 | TX | ERCOT
79545 | TX | ERCOT
79546 | TX | ERCOT
79547 | TX | ERCOT
79548 | TX | ERCOT
79549 | TX | ERCOT
79550 | TX | ERCOT
79553 | TX | ERCOT
79556 | TX | ERCOT
79560 | TX | ERCOT
79561 | TX | ERCOT
79565 | TX | ERCOT
79713 | TX | ERCOT
79720 | TX | ERCOT
79721 | TX | ERCOT
79733 | TX | ERCOT
79738 | TX | ERCOT
79748 | TX | ERCOT
76443 | TX | ERCOT
76469 | TX | ERCOT
76821 | TX | ERCOT
76828 | TX | ERCOT
76834 | TX | ERCOT
76837 | TX | ERCOT
76845 | TX | ERCOT
76855 | TX | ERCOT
76861 | TX | ERCOT
76862 | TX | ERCOT
76865 | TX | ERCOT
76866 | TX | ERCOT
76873 | TX | ERCOT
76874 | TX | ERCOT
76875 | TX | ERCOT
76878 | TX | ERCOT
76882 | TX | ERCOT
76884 | TX | ERCOT
76886 | TX | ERCOT
76888 | TX | ERCOT
76901 | TX | ERCOT
76902 | TX | ERCOT
76903 | TX | ERCOT
76904 | TX | ERCOT
76905 | TX | ERCOT
76906 | TX | ERCOT
76908 | TX | ERCOT
76909 | TX | ERCOT
76930 | TX | ERCOT
76933 | TX | ERCOT
76934 | TX | ERCOT
76935 | TX | ERCOT
76936 | TX | ERCOT
76937 | TX | ERCOT
76939 | TX | ERCOT
76940 | TX | ERCOT
76941 | TX | ERCOT
76943 | TX | ERCOT
76945 | TX | ERCOT
76949 | TX | ERCOT
76950 | TX | ERCOT
76951 | TX | ERCOT
76953 | TX | ERCOT
76955 | TX | ERCOT
76957 | TX | ERCOT
76958 | TX | ERCOT
78832 | TX | ERCOT
78837 | TX | ERCOT
78840 | TX | ERCOT
78841 | TX | ERCOT
78842 | TX | ERCOT
78843 | TX | ERCOT
78847 | TX | ERCOT
78851 | TX | ERCOT
78871 | TX | ERCOT
79504 | TX | ERCOT
79508 | TX | ERCOT
79510 | TX | ERCOT
79519 | TX | ERCOT
79530 | TX | ERCOT
79536 | TX | ERCOT
79538 | TX | ERCOT
79541 | TX | ERCOT
79562 | TX | ERCOT
79563 | TX | ERCOT
79566 | TX | ERCOT
79567 | TX | ERCOT
79601 | TX | ERCOT
79602 | TX | ERCOT
79603 | TX | ERCOT
79604 | TX | ERCOT
79605 | TX | ERCOT
79606 | TX | ERCOT
79607 | TX | ERCOT
79608 | TX | ERCOT
79697 | TX | ERCOT
79698 | TX | ERCOT
79699 | TX | ERCOT
79718 | TX | ERCOT
79730 | TX | ERCOT
79734 | TX | ERCOT
79735 | TX | ERCOT
79740 | TX | ERCOT
79743 | TX | ERCOT
79744 | TX | ERCOT
79770 | TX | ERCOT
79772 | TX | ERCOT
79780 | TX | ERCOT
79781 | TX | ERCOT
79785 | TX | ERCOT
79786 | TX | ERCOT
79830 | TX | ERCOT
79831 | TX | ERCOT
79832 | TX | ERCOT
79834 | TX | ERCOT
79837 | TX | ERCOT
79839 | TX | ERCOT
79842 | TX | ERCOT
79843 | TX | ERCOT
79845 | TX | ERCOT
79846 | TX | ERCOT
79847 | TX | ERCOT
79848 | TX | ERCOT
79851 | TX | ERCOT
79852 | TX | ERCOT
79854 | TX | ERCOT
79855 | TX | ERCOT
76932 | TX | ERCOT
79701 | TX | ERCOT
79702 | TX | ERCOT
79703 | TX | ERCOT
79704 | TX | ERCOT
79705 | TX | ERCOT
79706 | TX | ERCOT
79707 | TX | ERCOT
79708 | TX | ERCOT
79710 | TX | ERCOT
79711 | TX | ERCOT
79712 | TX | ERCOT
79714 | TX | ERCOT
79719 | TX | ERCOT
79731 | TX | ERCOT
79739 | TX | ERCOT
79741 | TX | ERCOT
79742 | TX | ERCOT
79745 | TX | ERCOT
79749 | TX | ERCOT
79752 | TX | ERCOT
79754 | TX | ERCOT
79755 | TX | ERCOT
79756 | TX | ERCOT
79758 | TX | ERCOT
79759 | TX | ERCOT
79760 | TX | ERCOT
79761 | TX | ERCOT
79762 | TX | ERCOT
79763 | TX | ERCOT
79764 | TX | ERCOT
79765 | TX | ERCOT
79766 | TX | ERCOT
79768 | TX | ERCOT
79769 | TX | ERCOT
79776 | TX | ERCOT
79777 | TX | ERCOT
79778 | TX | ERCOT
79782 | TX | ERCOT
79783 | TX | ERCOT
79788 | TX | ERCOT
79789 | TX | ERCOT
75001 | TX | ERCOT
75002 | TX | ERCOT
75006 | TX | ERCOT
75007 | TX | ERCOT
75009 | TX | ERCOT
75010 | TX | ERCOT
75011 | TX | ERCOT
75013 | TX | ERCOT
75014 | TX | ERCOT
75015 | TX | ERCOT
75016 | TX | ERCOT
75017 | TX | ERCOT
75019 | TX | ERCOT
75020 | TX | ERCOT
75021 | TX | ERCOT
75022 | TX | ERCOT
75023 | TX | ERCOT
75024 | TX | ERCOT
75025 | TX | ERCOT
75026 | TX | ERCOT
75027 | TX | ERCOT
75028 | TX | ERCOT
75029 | TX | ERCOT
75030 | TX | ERCOT
75032 | TX | ERCOT
75033 | TX | ERCOT
75034 | TX | ERCOT
75035 | TX | ERCOT
75036 | TX | ERCOT
75038 | TX | ERCOT
75039 | TX | ERCOT
75040 | TX | ERCOT
75041 | TX | ERCOT
75042 | TX | ERCOT
75043 | TX | ERCOT
75044 | TX | ERCOT
75045 | TX | ERCOT
75046 | TX | ERCOT
75047 | TX | ERCOT
75048 | TX | ERCOT
75049 | TX | ERCOT
75050 | TX | ERCOT
75051 | TX | ERCOT
75052 | TX | ERCOT
75053 | TX | ERCOT
75054 | TX | ERCOT
75056 | TX | ERCOT
75057 | TX | ERCOT
75058 | TX | ERCOT
75059 | TX | ERCOT
75060 | TX | ERCOT
75061 | TX | ERCOT
75062 | TX | ERCOT
75063 | TX | ERCOT
75064 | TX | ERCOT
75065 | TX | ERCOT
75067 | TX | ERCOT
75068 | TX | ERCOT
75069 | TX | ERCOT
75070 | TX | ERCOT
75071 | TX | ERCOT
75072 | TX | ERCOT
75074 | TX | ERCOT
75075 | TX | ERCOT
75076 | TX | ERCOT
75077 | TX | ERCOT
75078 | TX | ERCOT
75080 | TX | ERCOT
75081 | TX | ERCOT
75082 | TX | ERCOT
75083 | TX | ERCOT
75085 | TX | ERCOT
75086 | TX | ERCOT
75087 | TX | ERCOT
75088 | TX | ERCOT
75089 | TX | ERCOT
75090 | TX | ERCOT
75091 | TX | ERCOT
75092 | TX | ERCOT
75093 | TX | ERCOT
75094 | TX | ERCOT
75097 | TX | ERCOT
75098 | TX | ERCOT
75099 | TX | ERCOT
75101 | TX | ERCOT
75102 | TX | ERCOT
75103 | TX | ERCOT
75104 | TX | ERCOT
75105 | TX | ERCOT
75106 | TX | ERCOT
75109 | TX | ERCOT
75110 | TX | ERCOT
75114 | TX | ERCOT
75115 | TX | ERCOT
75116 | TX | ERCOT
75117 | TX | ERCOT
75118 | TX | ERCOT
75119 | TX | ERCOT
75120 | TX | ERCOT
75121 | TX | ERCOT
75123 | TX | ERCOT
75124 | TX | ERCOT
75125 | TX | ERCOT
75126 | TX | ERCOT
75127 | TX | ERCOT
75132 | TX | ERCOT
75134 | TX | ERCOT
75135 | TX | ERCOT
75137 | TX | ERCOT
75138 | TX | ERCOT
75140 | TX | ERCOT
75141 | TX | ERCOT
75142 | TX | ERCOT
75143 | TX | ERCOT
75144 | TX | ERCOT
75146 | TX | ERCOT
75147 | TX | ERCOT
75148 | TX | ERCOT
75149 | TX | ERCOT
75150 | TX | ERCOT
75151 | TX | ERCOT
75152 | TX | ERCOT
75153 | TX | ERCOT
75154 | TX | ERCOT
75155 | TX | ERCOT
75156 | TX | ERCOT
75157 | TX | ERCOT
75158 | TX | ERCOT
75159 | TX | ERCOT
75160 | TX | ERCOT
75161 | TX | ERCOT
75163 | TX | ERCOT
75164 | TX | ERCOT
75165 | TX | ERCOT
75166 | TX | ERCOT
75167 | TX | ERCOT
75168 | TX | ERCOT
75169 | TX | ERCOT
75172 | TX | ERCOT
75173 | TX | ERCOT
75180 | TX | ERCOT
75181 | TX | ERCOT
75182 | TX | ERCOT
75185 | TX | ERCOT
75187 | TX | ERCOT
75189 | TX | ERCOT
75201 | TX | ERCOT
75202 | TX | ERCOT
75203 | TX | ERCOT
75204 | TX | ERCOT
75205 | TX | ERCOT
75206 | TX | ERCOT
75207 | TX | ERCOT
75208 | TX | ERCOT
75209 | TX | ERCOT
75210 | TX | ERCOT
75211 | TX | ERCOT
75212 | TX | ERCOT
75214 | TX | ERCOT
75215 | TX | ERCOT
75216 | TX | ERCOT
75217 | TX | ERCOT
75218 | TX | ERCOT
75219 | TX | ERCOT
75220 | TX | ERCOT
75221 | TX | ERCOT
75222 | TX | ERCOT
75223 | TX | ERCOT
75224 | TX | ERCOT
75225 | TX | ERCOT
75226 | TX | ERCOT
75227 | TX | ERCOT
75228 | TX | ERCOT
75229 | TX | ERCOT
75230 | TX | ERCOT
75231 | TX | ERCOT
75232 | TX | ERCOT
75233 | TX | ERCOT
75234 | TX | ERCOT
75235 | TX | ERCOT
75236 | TX | ERCOT
75237 | TX | ERCOT
75238 | TX | ERCOT
75240 | TX | ERCOT
75241 | TX | ERCOT
75242 | TX | ERCOT
75243 | TX | ERCOT
75244 | TX | ERCOT
75246 | TX | ERCOT
75247 | TX | ERCOT
75248 | TX | ERCOT
75249 | TX | ERCOT
75250 | TX | ERCOT
75251 | TX | ERCOT
75252 | TX | ERCOT
75253 | TX | ERCOT
75254 | TX | ERCOT
75260 | TX | ERCOT
75261 | TX | ERCOT
75262 | TX | ERCOT
75263 | TX | ERCOT
75264 | TX | ERCOT
75265 | TX | ERCOT
75266 | TX | ERCOT
75267 | TX | ERCOT
75270 | TX | ERCOT
75275 | TX | ERCOT
75277 | TX | ERCOT
75283 | TX | ERCOT
75284 | TX | ERCOT
75285 | TX | ERCOT
75287 | TX | ERCOT
75301 | TX | ERCOT
75303 | TX | ERCOT
75312 | TX | ERCOT
75313 | TX | ERCOT
75315 | TX | ERCOT
75320 | TX | ERCOT
75326 | TX | ERCOT
75336 | TX | ERCOT
75339 | TX | ERCOT
75342 | TX | ERCOT
75354 | TX | ERCOT
75355 | TX | ERCOT
75356 | TX | ERCOT
75357 | TX | ERCOT
75358 | TX | ERCOT
75359 | TX | ERCOT
75360 | TX | ERCOT
75367 | TX | ERCOT
75368 | TX | ERCOT
75370 | TX | ERCOT
75371 | TX | ERCOT
75372 | TX | ERCOT
75373 | TX | ERCOT
75374 | TX | ERCOT
75376 | TX | ERCOT
75378 | TX | ERCOT
75379 | TX | ERCOT
75380 | TX | ERCOT
75381 | TX | ERCOT
75382 | TX | ERCOT
75389 | TX | ERCOT
75390 | TX | ERCOT
75391 | TX | ERCOT
75392 | TX | ERCOT
75393 | TX | ERCOT
75394 | TX | ERCOT
75395 | TX | ERCOT
75397 | TX | ERCOT
75398 | TX | ERCOT
75401 | TX | ERCOT
75402 | TX | ERCOT
75403 | TX | ERCOT
75404 | TX | ERCOT
75407 | TX | ERCOT
75409 | TX | ERCOT
75410 | TX | ERCOT
75411 | TX | ERCOT
75412 | TX | ERCOT
75413 | TX | ERCOT
75414 | TX | ERCOT
75415 | TX | ERCOT
75416 | TX | ERCOT
75417 | TX | ERCOT
75418 | TX | ERCOT
75420 | TX | ERCOT
75421 | TX | ERCOT
75422 | TX | ERCOT
75423 | TX | ERCOT
75424 | TX | ERCOT
75425 | TX | ERCOT
75426 | TX | ERCOT
75428 | TX | ERCOT
75429 | TX | ERCOT
75431 | TX | ERCOT
75432 | TX | ERCOT
75433 | TX | ERCOT
75434 | TX | ERCOT
75435 | TX | ERCOT
75436 | TX | ERCOT
75437 | TX | ERCOT
75438 | TX | ERCOT
75439 | TX | ERCOT
75440 | TX | ERCOT
75441 | TX | ERCOT
75442 | TX | ERCOT
75443 | TX | ERCOT
75444 | TX | ERCOT
75446 | TX | ERCOT
75447 | TX | ERCOT
75448 | TX | ERCOT
75449 | TX | ERCOT
75450 | TX | ERCOT
75452 | TX | ERCOT
75453 | TX | ERCOT
75454 | TX | ERCOT
75457 | TX | ERCOT
75458 | TX | ERCOT
75459 | TX | ERCOT
75460 | TX | ERCOT
75461 | TX | ERCOT
75462 | TX | ERCOT
75468 | TX | ERCOT
75469 | TX | ERCOT
75470 | TX | ERCOT
75471 | TX | ERCOT
75472 | TX | ERCOT
75473 | TX | ERCOT
75474 | TX | ERCOT
75475 | TX | ERCOT
75476 | TX | ERCOT
75477 | TX | ERCOT
75478 | TX | ERCOT
75479 | TX | ERCOT
75480 | TX | ERCOT
75481 | TX | ERCOT
75482 | TX | ERCOT
75483 | TX | ERCOT
75485 | TX | ERCOT
75486 | TX | ERCOT
75487 | TX | ERCOT
75488 | TX | ERCOT
75489 | TX | ERCOT
75490 | TX | ERCOT
75491 | TX | ERCOT
75492 | TX | ERCOT
75494 | TX | ERCOT
75495 | TX | ERCOT
75496 | TX | ERCOT
75497 | TX | ERCOT
75550 | TX | ERCOT
75554 | TX | ERCOT
75652 | TX | ERCOT
75653 | TX | ERCOT
75654 | TX | ERCOT
75658 | TX | ERCOT
75666 | TX | ERCOT
75667 | TX | ERCOT
75680 | TX | ERCOT
75681 | TX | ERCOT
75682 | TX | ERCOT
75684 | TX | ERCOT
75687 | TX | ERCOT
75689 | TX | ERCOT
75691 | TX | ERCOT
75701 | TX | ERCOT
75702 | TX | ERCOT
75703 | TX | ERCOT
75704 | TX | ERCOT
75705 | TX | ERCOT
75706 | TX | ERCOT
75707 | TX | ERCOT
75708 | TX | ERCOT
75709 | TX | ERCOT
75710 | TX | ERCOT
75711 | TX | ERCOT
75712 | TX | ERCOT
75713 | TX | ERCOT
75750 | TX | ERCOT
75751 | TX | ERCOT
75752 | TX | ERCOT
75754 | TX | ERCOT
75756 | TX | ERCOT
75757 | TX | ERCOT
75758 | TX | ERCOT
75759 | TX | ERCOT
75762 | TX | ERCOT
75763 | TX | ERCOT
75764 | TX | ERCOT
75765 | TX | ERCOT
75766 | TX | ERCOT
75770 | TX | ERCOT
75771 | TX | ERCOT
75772 | TX | ERCOT
75773 | TX | ERCOT
75778 | TX | ERCOT
75779 | TX | ERCOT
75780 | TX | ERCOT
75782 | TX | ERCOT
75783 | TX | ERCOT
75784 | TX | ERCOT
75785 | TX | ERCOT
75789 | TX | ERCOT
75790 | TX | ERCOT
75791 | TX | ERCOT
75792 | TX | ERCOT
75798 | TX | ERCOT
75799 | TX | ERCOT
75801 | TX | ERCOT
75802 | TX | ERCOT
75803 | TX | ERCOT
75831 | TX | ERCOT
75832 | TX | ERCOT
75833 | TX | ERCOT
75835 | TX | ERCOT
75838 | TX | ERCOT
75839 | TX | ERCOT
75840 | TX | ERCOT
75844 | TX | ERCOT
75846 | TX | ERCOT
75847 | TX | ERCOT
75848 | TX | ERCOT
75849 | TX | ERCOT
75850 | TX | ERCOT
75851 | TX | ERCOT
75852 | TX | ERCOT
75853 | TX | ERCOT
75855 | TX | ERCOT
75858 | TX | ERCOT
75859 | TX | ERCOT
75860 | TX | ERCOT
75861 | TX | ERCOT
75880 | TX | ERCOT
75882 | TX | ERCOT
75884 | TX | ERCOT
75886 | TX | ERCOT
75901 | TX | ERCOT
75902 | TX | ERCOT
75903 | TX | ERCOT
75904 | TX | ERCOT
75915 | TX | ERCOT
75925 | TX | ERCOT
75941 | TX | ERCOT
75949 | TX | ERCOT
75969 | TX | ERCOT
75976 | TX | ERCOT
75980 | TX | ERCOT
76001 | TX | ERCOT
76002 | TX | ERCOT
76003 | TX | ERCOT
76004 | TX | ERCOT
76005 | TX | ERCOT
76006 | TX | ERCOT
76007 | TX | ERCOT
76008 | TX | ERCOT
76009 | TX | ERCOT
76010 | TX | ERCOT
76011 | TX | ERCOT
76012 | TX | ERCOT
76013 | TX | ERCOT
76014 | TX | ERCOT
76015 | TX | ERCOT
76016 | TX | ERCOT
76017 | TX | ERCOT
76018 | TX | ERCOT
76019 | TX | ERCOT
76020 | TX | ERCOT
76021 | TX | ERCOT
76022 | TX | ERCOT
76023 | TX | ERCOT
76028 | TX | ERCOT
76031 | TX | ERCOT
76033 | TX | ERCOT
76034 | TX | ERCOT
76035 | TX | ERCOT
76036 | TX | ERCOT
76039 | TX | ERCOT
76040 | TX | ERCOT
76041 | TX | ERCOT
76043 | TX | ERCOT
76044 | TX | ERCOT
76048 | TX | ERCOT
76049 | TX | ERCOT
76050 | TX | ERCOT
76051 | TX | ERCOT
76052 | TX | ERCOT
76053 | TX | ERCOT
76054 | TX | ERCOT
76055 | TX | ERCOT
76058 | TX | ERCOT
76059 | TX | ERCOT
76060 | TX | ERCOT
76061 | TX | ERCOT
76063 | TX | ERCOT
76064 | TX | ERCOT
76065 | TX | ERCOT
76066 | TX | ERCOT
76067 | TX | ERCOT
76068 | TX | ERCOT
76070 | TX | ERCOT
76071 | TX | ERCOT
76073 | TX | ERCOT
76077 | TX | ERCOT
76078 | TX | ERCOT
76082 | TX | ERCOT
76084 | TX | ERCOT
76085 | TX | ERCOT
76086 | TX | ERCOT
76087 | TX | ERCOT
76088 | TX | ERCOT
76092 | TX | ERCOT
76093 | TX | ERCOT
76094 | TX | ERCOT
76095 | TX | ERCOT
76096 | TX | ERCOT
76097 | TX | ERCOT
76098 | TX | ERCOT
76099 | TX | ERCOT
76101 | TX | ERCOT
76102 | TX | ERCOT
76103 | TX | ERCOT
76104 | TX | ERCOT
76105 | TX | ERCOT
76106 | TX | ERCOT
76107 | TX | ERCOT
76108 | TX | ERCOT
76109 | TX | ERCOT
76110 | TX | ERCOT
76111 | TX | ERCOT
76112 | TX | ERCOT
76113 | TX | ERCOT
76114 | TX | ERCOT
76115 | TX | ERCOT
76116 | TX | ERCOT
76117 | TX | ERCOT
76118 | TX | ERCOT
76119 | TX | ERCOT
76120 | TX | ERCOT
76121 | TX | ERCOT
76122 | TX | ERCOT
76123 | TX | ERCOT
76124 | TX | ERCOT
76126 | TX | ERCOT
76127 | TX | ERCOT
76129 | TX | ERCOT
76130 | TX | ERCOT
76131 | TX | ERCOT
76132 | TX | ERCOT
76133 | TX | ERCOT
76134 | TX | ERCOT
76135 | TX | ERCOT
76136 | TX | ERCOT
76137 | TX | ERCOT
76140 | TX | ERCOT
76147 | TX | ERCOT
76148 | TX | ERCOT
76150 | TX | ERCOT
76155 | TX | ERCOT
76161 | TX | ERCOT
76162 | TX | ERCOT
76163 | TX | ERCOT
76164 | TX | ERCOT
76166 | TX | ERCOT
76177 | TX | ERCOT
76179 | TX | ERCOT
76180 | TX | ERCOT
76181 | TX | ERCOT
76182 | TX | ERCOT
76185 | TX | ERCOT
76190 | TX | ERCOT
76191 | TX | ERCOT
76192 | TX | ERCOT
76193 | TX | ERCOT
76195 | TX | ERCOT
76196 | TX | ERCOT
76197 | TX | ERCOT
76198 | TX | ERCOT
76199 | TX | ERCOT
76201 | TX | ERCOT
76202 | TX | ERCOT
76203 | TX | ERCOT
76204 | TX | ERCOT
76205 | TX | ERCOT
76206 | TX | ERCOT
76207 | TX | ERCOT
76208 | TX | ERCOT
76209 | TX | ERCOT
76210 | TX | ERCOT
76225 | TX | ERCOT
76226 | TX | ERCOT
76227 | TX | ERCOT
76228 | TX | ERCOT
76230 | TX | ERCOT
76233 | TX | ERCOT
76234 | TX | ERCOT
76238 | TX | ERCOT
76239 | TX | ERCOT
76240 | TX | ERCOT
76241 | TX | ERCOT
76244 | TX | ERCOT
76245 | TX | ERCOT
76246 | TX | ERCOT
76247 | TX | ERCOT
76248 | TX | ERCOT
76249 | TX | ERCOT
76250 | TX | ERCOT
76251 | TX | ERCOT
76252 | TX | ERCOT
76253 | TX | ERCOT
76255 | TX | ERCOT
76258 | TX | ERCOT
76259 | TX | ERCOT
76261 | TX | ERCOT
76262 | TX | ERCOT
76263 | TX | ERCOT
76264 | TX | ERCOT
76265 | TX | ERCOT
76266 | TX | ERCOT
76267 | TX | ERCOT
76268 | TX | ERCOT
76270 | TX | ERCOT
76271 | TX | ERCOT
76272 | TX | ERCOT
76273 | TX | ERCOT
76301 | TX | ERCOT
76302 | TX | ERCOT
76305 | TX | ERCOT
76306 | TX | ERCOT
76307 | TX | ERCOT
76308 | TX | ERCOT
76309 | TX | ERCOT
76310 | TX | ERCOT
76311 | TX | ERCOT
76351 | TX | ERCOT
76352 | TX | ERCOT
76354 | TX | ERCOT
76357 | TX | ERCOT
76360 | TX | ERCOT
76365 | TX | ERCOT
76366 | TX | ERCOT
76367 | TX | ERCOT
76369 | TX | ERCOT
76370 | TX | ERCOT
76372 | TX | ERCOT
76374 | TX | ERCOT
76377 | TX | ERCOT
76379 | TX | ERCOT
76389 | TX | ERCOT
76401 | TX | ERCOT
76402 | TX | ERCOT
76424 | TX | ERCOT
76426 | TX | ERCOT
76427 | TX | ERCOT
76429 | TX | ERCOT
76430 | TX | ERCOT
76431 | TX | ERCOT
76432 | TX | ERCOT
76433 | TX | ERCOT
76435 | TX | ERCOT
76436 | TX | ERCOT
76437 | TX | ERCOT
76439 | TX | ERCOT
76442 | TX | ERCOT
76444 | TX | ERCOT
76445 | TX | ERCOT
76446 | TX | ERCOT
76448 | TX | ERCOT
76449 | TX | ERCOT
76450 | TX | ERCOT
76452 | TX | ERCOT
76453 | TX | ERCOT
76454 | TX | ERCOT
76455 | TX | ERCOT
76457 | TX | ERCOT
76458 | TX | ERCOT
76459 | TX | ERCOT
76460 | TX | ERCOT
76461 | TX | ERCOT
76462 | TX | ERCOT
76463 | TX | ERCOT
76464 | TX | ERCOT
76465 | TX | ERCOT
76466 | TX | ERCOT
76467 | TX | ERCOT
76468 | TX | ERCOT
76470 | TX | ERCOT
76471 | TX | ERCOT
76472 | TX | ERCOT
76474 | TX | ERCOT
76475 | TX | ERCOT
76476 | TX | ERCOT
76481 | TX | ERCOT
76483 | TX | ERCOT
76484 | TX | ERCOT
76485 | TX | ERCOT
76486 | TX | ERCOT
76487 | TX | ERCOT
76490 | TX | ERCOT
76491 | TX | ERCOT
76501 | TX | ERCOT
76502 | TX | ERCOT
76503 | TX | ERCOT
76504 | TX | ERCOT
76508 | TX | ERCOT
76511 | TX | ERCOT
76513 | TX | ERCOT
76518 | TX | ERCOT
76519 | TX | ERCOT
76520 | TX | ERCOT
76522 | TX | ERCOT
76523 | TX | ERCOT
76524 | TX | ERCOT
76525 | TX | ERCOT
76526 | TX | ERCOT
76528 | TX | ERCOT
76531 | TX | ERCOT
76533 | TX | ERCOT
76534 | TX | ERCOT
76538 | TX | ERCOT
76539 | TX | ERCOT
76540 | TX | ERCOT
76541 | TX | ERCOT
76542 | TX | ERCOT
76543 | TX | ERCOT
76544 | TX | ERCOT
76547 | TX | ERCOT
76548 | TX | ERCOT
76549 | TX | ERCOT
76550 | TX | ERCOT
76554 | TX | ERCOT
76556 | TX | ERCOT
76557 | TX | ERCOT
76558 | TX | ERCOT
76559 | TX | ERCOT
76561 | TX | ERCOT
76564 | TX | ERCOT
76565 | TX | ERCOT
76566 | TX | ERCOT
76567 | TX | ERCOT
76569 | TX | ERCOT
76570 | TX | ERCOT
76571 | TX | ERCOT
76577 | TX | ERCOT
76579 | TX | ERCOT
76596 | TX | ERCOT
76597 | TX | ERCOT
76598 | TX | ERCOT
76599 | TX | ERCOT
76621 | TX | ERCOT
76622 | TX | ERCOT
76623 | TX | ERCOT
76624 | TX | ERCOT
76626 | TX | ERCOT
76627 | TX | ERCOT
76628 | TX | ERCOT
76629 | TX | ERCOT
76630 | TX | ERCOT
76631 | TX | ERCOT
76632 | TX | ERCOT
76633 | TX | ERCOT
76634 | TX | ERCOT
76635 | TX | ERCOT
76636 | TX | ERCOT
76637 | TX | ERCOT
76638 | TX | ERCOT
76639 | TX | ERCOT
76640 | TX | ERCOT
76641 | TX | ERCOT
76642 | TX | ERCOT
76643 | TX | ERCOT
76644 | TX | ERCOT
76645 | TX | ERCOT
76648 | TX | ERCOT
76649 | TX | ERCOT
76650 | TX | ERCOT
76651 | TX | ERCOT
76652 | TX | ERCOT
76653 | TX | ERCOT
76654 | TX | ERCOT
76655 | TX | ERCOT
76656 | TX | ERCOT
76657 | TX | ERCOT
76660 | TX | ERCOT
76661 | TX | ERCOT
76664 | TX | ERCOT
76665 | TX | ERCOT
76666 | TX | ERCOT
76667 | TX | ERCOT
76670 | TX | ERCOT
76671 | TX | ERCOT
76673 | TX | ERCOT
76676 | TX | ERCOT
76678 | TX | ERCOT
76679 | TX | ERCOT
76680 | TX | ERCOT
76681 | TX | ERCOT
76682 | TX | ERCOT
76684 | TX | ERCOT
76685 | TX | ERCOT
76686 | TX | ERCOT
76687 | TX | ERCOT
76689 | TX | ERCOT
76690 | TX | ERCOT
76691 | TX | ERCOT
76692 | TX | ERCOT
76693 | TX | ERCOT
76701 | TX | ERCOT
76702 | TX | ERCOT
76703 | TX | ERCOT
76704 | TX | ERCOT
76705 | TX | ERCOT
76706 | TX | ERCOT
76707 | TX | ERCOT
76708 | TX | ERCOT
76710 | TX | ERCOT
76711 | TX | ERCOT
76712 | TX | ERCOT
76714 | TX | ERCOT
76715 | TX | ERCOT
76716 | TX | ERCOT
76797 | TX | ERCOT
76798 | TX | ERCOT
76799 | TX | ERCOT
76801 | TX | ERCOT
76802 | TX | ERCOT
76803 | TX | ERCOT
76804 | TX | ERCOT
76823 | TX | ERCOT
76824 | TX | ERCOT
76825 | TX | ERCOT
76827 | TX | ERCOT
76832 | TX | ERCOT
76836 | TX | ERCOT
76844 | TX | ERCOT
76852 | TX | ERCOT
76853 | TX | ERCOT
76857 | TX | ERCOT
76858 | TX | ERCOT
76864 | TX | ERCOT
76870 | TX | ERCOT
76871 | TX | ERCOT
76872 | TX | ERCOT
76877 | TX | ERCOT
76880 | TX | ERCOT
76887 | TX | ERCOT
76890 | TX | ERCOT
77837 | TX | ERCOT
77850 | TX | ERCOT
77855 | TX | ERCOT
77856 | TX | ERCOT
77857 | TX | ERCOT
77859 | TX | ERCOT
77864 | TX | ERCOT
77865 | TX | ERCOT
77867 | TX | ERCOT
77870 | TX | ERCOT
77871 | TX | ERCOT
77872 | TX | ERCOT
77882 | TX | ERCOT
73301 | TX | ERCOT
73344 | TX | ERCOT
76527 | TX | ERCOT
76530 | TX | ERCOT
76537 | TX | ERCOT
76573 | TX | ERCOT
76574 | TX | ERCOT
76578 | TX | ERCOT
76820 | TX | ERCOT
76831 | TX | ERCOT
76841 | TX | ERCOT
76842 | TX | ERCOT
76848 | TX | ERCOT
76849 | TX | ERCOT
76854 | TX | ERCOT
76856 | TX | ERCOT
76859 | TX | ERCOT
76869 | TX | ERCOT
76883 | TX | ERCOT
76885 | TX | ERCOT
77320 | TX | ERCOT
77334 | TX | ERCOT
77340 | TX | ERCOT
77341 | TX | ERCOT
77342 | TX | ERCOT
77343 | TX | ERCOT
77344 | TX | ERCOT
77348 | TX | ERCOT
77349 | TX | ERCOT
77358 | TX | ERCOT
77363 | TX | ERCOT
77367 | TX | ERCOT
77412 | TX | ERCOT
77418 | TX | ERCOT
77423 | TX | ERCOT
77426 | TX | ERCOT
77434 | TX | ERCOT
77442 | TX | ERCOT
77445 | TX | ERCOT
77446 | TX | ERCOT
77447 | TX | ERCOT
77452 | TX | ERCOT
77460 | TX | ERCOT
77466 | TX | ERCOT
77470 | TX | ERCOT
77473 | TX | ERCOT
77474 | TX | ERCOT
77475 | TX | ERCOT
77485 | TX | ERCOT
77801 | TX | ERCOT
77802 | TX | ERCOT
77803 | TX | ERCOT
77805 | TX | ERCOT
77806 | TX | ERCOT
77807 | TX | ERCOT
77808 | TX | ERCOT
77830 | TX | ERCOT
77831 | TX | ERCOT
77833 | TX | ERCOT
77834 | TX | ERCOT
77835 | TX | ERCOT
77836 | TX | ERCOT
77838 | TX | ERCOT
77840 | TX | ERCOT
77841 | TX | ERCOT
77842 | TX | ERCOT
77843 | TX | ERCOT
77844 | TX | ERCOT
77845 | TX | ERCOT
77852 | TX | ERCOT
77853 | TX | ERCOT
77861 | TX | ERCOT
77862 | TX | ERCOT
77863 | TX | ERCOT
77866 | TX | ERCOT
77868 | TX | ERCOT
77875 | TX | ERCOT
77876 | TX | ERCOT
77878 | TX | ERCOT
77879 | TX | ERCOT
77880 | TX | ERCOT
77881 | TX | ERCOT
77954 | TX | ERCOT
77964 | TX | ERCOT
77967 | TX | ERCOT
77974 | TX | ERCOT
77975 | TX | ERCOT
77984 | TX | ERCOT
77986 | TX | ERCOT
77987 | TX | ERCOT
77989 | TX | ERCOT
77994 | TX | ERCOT
77995 | TX | ERCOT
78003 | TX | ERCOT
78004 | TX | ERCOT
78006 | TX | ERCOT
78010 | TX | ERCOT
78013 | TX | ERCOT
78024 | TX | ERCOT
78025 | TX | ERCOT
78027 | TX | ERCOT
78028 | TX | ERCOT
78029 | TX | ERCOT
78055 | TX | ERCOT
78058 | TX | ERCOT
78063 | TX | ERCOT
78070 | TX | ERCOT
78074 | TX | ERCOT
78108 | TX | ERCOT
78115 | TX | ERCOT
78122 | TX | ERCOT
78123 | TX | ERCOT
78124 | TX | ERCOT
78130 | TX | ERCOT
78131 | TX | ERCOT
78132 | TX | ERCOT
78133 | TX | ERCOT
78135 | TX | ERCOT
78140 | TX | ERCOT
78141 | TX | ERCOT
78154 | TX | ERCOT
78155 | TX | ERCOT
78156 | TX | ERCOT
78159 | TX | ERCOT
78163 | TX | ERCOT
78164 | TX | ERCOT
78266 | TX | ERCOT
78602 | TX | ERCOT
78604 | TX | ERCOT
78605 | TX | ERCOT
78606 | TX | ERCOT
78607 | TX | ERCOT
78608 | TX | ERCOT
78609 | TX | ERCOT
78610 | TX | ERCOT
78611 | TX | ERCOT
78612 | TX | ERCOT
78613 | TX | ERCOT
78614 | TX | ERCOT
78615 | TX | ERCOT
78616 | TX | ERCOT
78617 | TX | ERCOT
78618 | TX | ERCOT
78619 | TX | ERCOT
78620 | TX | ERCOT
78621 | TX | ERCOT
78622 | TX | ERCOT
78623 | TX | ERCOT
78624 | TX | ERCOT
78626 | TX | ERCOT
78627 | TX | ERCOT
78628 | TX | ERCOT
78629 | TX | ERCOT
78630 | TX | ERCOT
78631 | TX | ERCOT
78632 | TX | ERCOT
78633 | TX | ERCOT
78634 | TX | ERCOT
78635 | TX | ERCOT
78636 | TX | ERCOT
78638 | TX | ERCOT
78639 | TX | ERCOT
78640 | TX | ERCOT
78641 | TX | ERCOT
78642 | TX | ERCOT
78643 | TX | ERCOT
78644 | TX | ERCOT
78645 | TX | ERCOT
78646 | TX | ERCOT
78648 | TX | ERCOT
78650 | TX | ERCOT
78651 | TX | ERCOT
78652 | TX | ERCOT
78653 | TX | ERCOT
78654 | TX | ERCOT
78655 | TX | ERCOT
78656 | TX | ERCOT
78657 | TX | ERCOT
78658 | TX | ERCOT
78659 | TX | ERCOT
78660 | TX | ERCOT
78661 | TX | ERCOT
78662 | TX | ERCOT
78663 | TX | ERCOT
78664 | TX | ERCOT
78665 | TX | ERCOT
78666 | TX | ERCOT
78667 | TX | ERCOT
78669 | TX | ERCOT
78670 | TX | ERCOT
78671 | TX | ERCOT
78672 | TX | ERCOT
78673 | TX | ERCOT
78674 | TX | ERCOT
78675 | TX | ERCOT
78676 | TX | ERCOT
78677 | TX | ERCOT
78680 | TX | ERCOT
78681 | TX | ERCOT
78682 | TX | ERCOT
78683 | TX | ERCOT
78691 | TX | ERCOT
78701 | TX | ERCOT
78702 | TX | ERCOT
78703 | TX | ERCOT
78704 | TX | ERCOT
78705 | TX | ERCOT
78708 | TX | ERCOT
78709 | TX | ERCOT
78710 | TX | ERCOT
78711 | TX | ERCOT
78712 | TX | ERCOT
78713 | TX | ERCOT
78714 | TX | ERCOT
78715 | TX | ERCOT
78716 | TX | ERCOT
78717 | TX | ERCOT
78718 | TX | ERCOT
78719 | TX | ERCOT
78720 | TX | ERCOT
78721 | TX | ERCOT
78722 | TX | ERCOT
78723 | TX | ERCOT
78724 | TX | ERCOT
78725 | TX | ERCOT
78726 | TX | ERCOT
78727 | TX | ERCOT
78728 | TX | ERCOT
78729 | TX | ERCOT
78730 | TX | ERCOT
78731 | TX | ERCOT
78732 | TX | ERCOT
78733 | TX | ERCOT
78734 | TX | ERCOT
78735 | TX | ERCOT
78736 | TX | ERCOT
78737 | TX | ERCOT
78738 | TX | ERCOT
78739 | TX | ERCOT
78741 | TX | ERCOT
78742 | TX | ERCOT
78744 | TX | ERCOT
78745 | TX | ERCOT
78746 | TX | ERCOT
78747 | TX | ERCOT
78748 | TX | ERCOT
78749 | TX | ERCOT
78750 | TX | ERCOT
78751 | TX | ERCOT
78752 | TX | ERCOT
78753 | TX | ERCOT
78754 | TX | ERCOT
78755 | TX | ERCOT
78756 | TX | ERCOT
78757 | TX | ERCOT
78758 | TX | ERCOT
78759 | TX | ERCOT
78760 | TX | ERCOT
78761 | TX | ERCOT
78762 | TX | ERCOT
78763 | TX | ERCOT
78764 | TX | ERCOT
78765 | TX | ERCOT
78766 | TX | ERCOT
78767 | TX | ERCOT
78768 | TX | ERCOT
78772 | TX | ERCOT
78773 | TX | ERCOT
78774 | TX | ERCOT
78778 | TX | ERCOT
78779 | TX | ERCOT
78783 | TX | ERCOT
78799 | TX | ERCOT
78828 | TX | ERCOT
78833 | TX | ERCOT
78873 | TX | ERCOT
78879 | TX | ERCOT
78880 | TX | ERCOT
78883 | TX | ERCOT
78884 | TX | ERCOT
78885 | TX | ERCOT
78931 | TX | ERCOT
78932 | TX | ERCOT
78933 | TX | ERCOT
78934 | TX | ERCOT
78935 | TX | ERCOT
78938 | TX | ERCOT
78940 | TX | ERCOT
78941 | TX | ERCOT
78942 | TX | ERCOT
78943 | TX | ERCOT
78944 | TX | ERCOT
78945 | TX | ERCOT
78946 | TX | ERCOT
78947 | TX | ERCOT
78948 | TX | ERCOT
78949 | TX | ERCOT
78950 | TX | ERCOT
78951 | TX | ERCOT
78952 | TX | ERCOT
78953 | TX | ERCOT
78954 | TX | ERCOT
78956 | TX | ERCOT
78957 | TX | ERCOT
78959 | TX | ERCOT
78960 | TX | ERCOT
78961 | TX | ERCOT
78962 | TX | ERCOT
78963 | TX | ERCOT
77404 | TX | ERCOT
77414 | TX | ERCOT
77415 | TX | ERCOT
77419 | TX | ERCOT
77420 | TX | ERCOT
77428 | TX | ERCOT
77432 | TX | ERCOT
77435 | TX | ERCOT
77436 | TX | ERCOT
77437 | TX | ERCOT
77440 | TX | ERCOT
77443 | TX | ERCOT
77448 | TX | ERCOT
77453 | TX | ERCOT
77454 | TX | ERCOT
77455 | TX | ERCOT
77456 | TX | ERCOT
77457 | TX | ERCOT
77458 | TX | ERCOT
77465 | TX | ERCOT
77467 | TX | ERCOT
77468 | TX | ERCOT
77482 | TX | ERCOT
77483 | TX | ERCOT
77488 | TX | ERCOT
77901 | TX | ERCOT
77902 | TX | ERCOT
77903 | TX | ERCOT
77904 | TX | ERCOT
77905 | TX | ERCOT
77950 | TX | ERCOT
77951 | TX | ERCOT
77957 | TX | ERCOT
77960 | TX | ERCOT
77961 | TX | ERCOT
77962 | TX | ERCOT
77963 | TX | ERCOT
77968 | TX | ERCOT
77969 | TX | ERCOT
77970 | TX | ERCOT
77971 | TX | ERCOT
77973 | TX | ERCOT
77976 | TX | ERCOT
77977 | TX | ERCOT
77978 | TX | ERCOT
77979 | TX | ERCOT
77982 | TX | ERCOT
77983 | TX | ERCOT
77988 | TX | ERCOT
77990 | TX | ERCOT
77991 | TX | ERCOT
77993 | TX | ERCOT
78001 | TX | ERCOT
78002 | TX | ERCOT
78005 | TX | ERCOT
78007 | TX | ERCOT
78008 | TX | ERCOT
78009 | TX | ERCOT
78011 | TX | ERCOT
78012 | TX | ERCOT
78014 | TX | ERCOT
78015 | TX | ERCOT
78016 | TX | ERCOT
78017 | TX | ERCOT
78019 | TX | ERCOT
78021 | TX | ERCOT
78022 | TX | ERCOT
78023 | TX | ERCOT
78026 | TX | ERCOT
78039 | TX | ERCOT
78040 | TX | ERCOT
78041 | TX | ERCOT
78042 | TX | ERCOT
78043 | TX | ERCOT
78044 | TX | ERCOT
78045 | TX | ERCOT
78046 | TX | ERCOT
78050 | TX | ERCOT
78052 | TX | ERCOT
78054 | TX | ERCOT
78056 | TX | ERCOT
78057 | TX | ERCOT
78059 | TX | ERCOT
78060 | TX | ERCOT
78061 | TX | ERCOT
78062 | TX | ERCOT
78064 | TX | ERCOT
78065 | TX | ERCOT
78066 | TX | ERCOT
78067 | TX | ERCOT
78069 | TX | ERCOT
78071 | TX | ERCOT
78072 | TX | ERCOT
78073 | TX | ERCOT
78075 | TX | ERCOT
78076 | TX | ERCOT
78101 | TX | ERCOT
78102 | TX | ERCOT
78104 | TX | ERCOT
78107 | TX | ERCOT
78109 | TX | ERCOT
78111 | TX | ERCOT
78112 | TX | ERCOT
78113 | TX | ERCOT
78114 | TX | ERCOT
78116 | TX | ERCOT
78117 | TX | ERCOT
78118 | TX | ERCOT
78119 | TX | ERCOT
78121 | TX | ERCOT
78125 | TX | ERCOT
78142 | TX | ERCOT
78143 | TX | ERCOT
78144 | TX | ERCOT
78145 | TX | ERCOT
78146 | TX | ERCOT
78147 | TX | ERCOT
78148 | TX | ERCOT
78150 | TX | ERCOT
78151 | TX | ERCOT
78152 | TX | ERCOT
78160 | TX | ERCOT
78161 | TX | ERCOT
78162 | TX | ERCOT
78201 | TX | ERCOT
78202 | TX | ERCOT
78203 | TX | ERCOT
78204 | TX | ERCOT
78205 | TX | ERCOT
78206 | TX | ERCOT
78207 | TX | ERCOT
78208 | TX | ERCOT
78209 | TX | ERCOT
78210 | TX | ERCOT
78211 | TX | ERCOT
78212 | TX | ERCOT
78213 | TX | ERCOT
78214 | TX | ERCOT
78215 | TX | ERCOT
78216 | TX | ERCOT
78217 | TX | ERCOT
78218 | TX | ERCOT
78219 | TX | ERCOT
78220 | TX | ERCOT
78221 | TX | ERCOT
78222 | TX | ERCOT
78223 | TX | ERCOT
78224 | TX | ERCOT
78225 | TX | ERCOT
78226 | TX | ERCOT
78227 | TX | ERCOT
78228 | TX | ERCOT
78229 | TX | ERCOT
78230 | TX | ERCOT
78231 | TX | ERCOT
78232 | TX | ERCOT
78233 | TX | ERCOT
78234 | TX | ERCOT
78235 | TX | ERCOT
78236 | TX | ERCOT
78237 | TX | ERCOT
78238 | TX | ERCOT
78239 | TX | ERCOT
78240 | TX | ERCOT
78241 | TX | ERCOT
78242 | TX | ERCOT
78243 | TX | ERCOT
78244 | TX | ERCOT
78245 | TX | ERCOT
78246 | TX | ERCOT
78247 | TX | ERCOT
78248 | TX | ERCOT
78249 | TX | ERCOT
78250 | TX | ERCOT
78251 | TX | ERCOT
78252 | TX | ERCOT
78253 | TX | ERCOT
78254 | TX | ERCOT
78255 | TX | ERCOT
78256 | TX | ERCOT
78257 | TX | ERCOT
78258 | TX | ERCOT
78259 | TX | ERCOT
78260 | TX | ERCOT
78261 | TX | ERCOT
78263 | TX | ERCOT
78264 | TX | ERCOT
78265 | TX | ERCOT
78268 | TX | ERCOT
78269 | TX | ERCOT
78270 | TX | ERCOT
78278 | TX | ERCOT
78279 | TX | ERCOT
78280 | TX | ERCOT
78283 | TX | ERCOT
78284 | TX | ERCOT
78285 | TX | ERCOT
78288 | TX | ERCOT
78289 | TX | ERCOT
78291 | TX | ERCOT
78292 | TX | ERCOT
78293 | TX | ERCOT
78294 | TX | ERCOT
78295 | TX | ERCOT
78296 | TX | ERCOT
78297 | TX | ERCOT
78298 | TX | ERCOT
78299 | TX | ERCOT
78330 | TX | ERCOT
78332 | TX | ERCOT
78333 | TX | ERCOT
78335 | TX | ERCOT
78336 | TX | ERCOT
78338 | TX | ERCOT
78339 | TX | ERCOT
78340 | TX | ERCOT
78341 | TX | ERCOT
78342 | TX | ERCOT
78343 | TX | ERCOT
78344 | TX | ERCOT
78347 | TX | ERCOT
78349 | TX | ERCOT
78350 | TX | ERCOT
78351 | TX | ERCOT
78352 | TX | ERCOT
78353 | TX | ERCOT
78355 | TX | ERCOT
78357 | TX | ERCOT
78358 | TX | ERCOT
78359 | TX | ERCOT
78360 | TX | ERCOT
78361 | TX | ERCOT
78362 | TX | ERCOT
78363 | TX | ERCOT
78364 | TX | ERCOT
78368 | TX | ERCOT
78369 | TX | ERCOT
78370 | TX | ERCOT
78371 | TX | ERCOT
78372 | TX | ERCOT
78373 | TX | ERCOT
78374 | TX | ERCOT
78375 | TX | ERCOT
78376 | TX | ERCOT
78377 | TX | ERCOT
78379 | TX | ERCOT
78380 | TX | ERCOT
78381 | TX | ERCOT
78382 | TX | ERCOT
78383 | TX | ERCOT
78384 | TX | ERCOT
78385 | TX | ERCOT
78387 | TX | ERCOT
78389 | TX | ERCOT
78390 | TX | ERCOT
78391 | TX | ERCOT
78393 | TX | ERCOT
78401 | TX | ERCOT
78402 | TX | ERCOT
78403 | TX | ERCOT
78404 | TX | ERCOT
78405 | TX | ERCOT
78406 | TX | ERCOT
78407 | TX | ERCOT
78408 | TX | ERCOT
78409 | TX | ERCOT
78410 | TX | ERCOT
78411 | TX | ERCOT
78412 | TX | ERCOT
78413 | TX | ERCOT
78414 | TX | ERCOT
78415 | TX | ERCOT
78416 | TX | ERCOT
78417 | TX | ERCOT
78418 | TX | ERCOT
78419 | TX | ERCOT
78426 | TX | ERCOT
78427 | TX | ERCOT
78460 | TX | ERCOT
78463 | TX | ERCOT
78465 | TX | ERCOT
78466 | TX | ERCOT
78467 | TX | ERCOT
78468 | TX | ERCOT
78469 | TX | ERCOT
78472 | TX | ERCOT
78480 | TX | ERCOT
78501 | TX | ERCOT
78502 | TX | ERCOT
78503 | TX | ERCOT
78504 | TX | ERCOT
78505 | TX | ERCOT
78516 | TX | ERCOT
78520 | TX | ERCOT
78521 | TX | ERCOT
78522 | TX | ERCOT
78523 | TX | ERCOT
78526 | TX | ERCOT
78535 | TX | ERCOT
78536 | TX | ERCOT
78537 | TX | ERCOT
78538 | TX | ERCOT
78539 | TX | ERCOT
78540 | TX | ERCOT
78541 | TX | ERCOT
78542 | TX | ERCOT
78543 | TX | ERCOT
78545 | TX | ERCOT
78547 | TX | ERCOT
78548 | TX | ERCOT
78549 | TX | ERCOT
78550 | TX | ERCOT
78551 | TX | ERCOT
78552 | TX | ERCOT
78553 | TX | ERCOT
78557 | TX | ERCOT
78558 | TX | ERCOT
78559 | TX | ERCOT
78560 | TX | ERCOT
78561 | TX | ERCOT
78562 | TX | ERCOT
78563 | TX | ERCOT
78564 | TX | ERCOT
78565 | TX | ERCOT
78566 | TX | ERCOT
78567 | TX | ERCOT
78568 | TX | ERCOT
78569 | TX | ERCOT
78570 | TX | ERCOT
78572 | TX | ERCOT
78573 | TX | ERCOT
78574 | TX | ERCOT
78575 | TX | ERCOT
78576 | TX | ERCOT
78577 | TX | ERCOT
78578 | TX | ERCOT
78579 | TX | ERCOT
78580 | TX | ERCOT
78582 | TX | ERCOT
78583 | TX | ERCOT
78584 | TX | ERCOT
78585 | TX | ERCOT
78586 | TX | ERCOT
78588 | TX | ERCOT
78589 | TX | ERCOT
78590 | TX | ERCOT
78591 | TX | ERCOT
78592 | TX | ERCOT
78593 | TX | ERCOT
78594 | TX | ERCOT
78595 | TX | ERCOT
78596 | TX | ERCOT
78597 | TX | ERCOT
78598 | TX | ERCOT
78599 | TX | ERCOT
78801 | TX | ERCOT
78802 | TX | ERCOT
78827 | TX | ERCOT
78829 | TX | ERCOT
78830 | TX | ERCOT
78834 | TX | ERCOT
78836 | TX | ERCOT
78838 | TX | ERCOT
78839 | TX | ERCOT
78850 | TX | ERCOT
78852 | TX | ERCOT
78853 | TX | ERCOT
78860 | TX | ERCOT
78861 | TX | ERCOT
78870 | TX | ERCOT
78872 | TX | ERCOT
78877 | TX | ERCOT
78881 | TX | ERCOT
78886 | TX | ERCOT
75760 | TX | MISO_South
75788 | TX | MISO_South
75834 | TX | MISO_South
75845 | TX | MISO_South
75856 | TX | MISO_South
75862 | TX | MISO_South
75865 | TX | MISO_South
75926 | TX | MISO_South
75928 | TX | MISO_South
75929 | TX | MISO_South
75930 | TX | MISO_South
75931 | TX | MISO_South
75932 | TX | MISO_South
75933 | TX | MISO_South
75934 | TX | MISO_South
75935 | TX | MISO_South
75936 | TX | MISO_South
75937 | TX | MISO_South
75938 | TX | MISO_South
75939 | TX | MISO_South
75942 | TX | MISO_South
75943 | TX | MISO_South
75944 | TX | MISO_South
75946 | TX | MISO_South
75948 | TX | MISO_South
75951 | TX | MISO_South
75954 | TX | MISO_South
75956 | TX | MISO_South
75958 | TX | MISO_South
75959 | TX | MISO_South
75960 | TX | MISO_South
75961 | TX | MISO_South
75962 | TX | MISO_South
75963 | TX | MISO_South
75964 | TX | MISO_South
75965 | TX | MISO_South
75966 | TX | MISO_South
75968 | TX | MISO_South
75972 | TX | MISO_South
75973 | TX | MISO_South
75974 | TX | MISO_South
75975 | TX | MISO_South
75977 | TX | MISO_South
75978 | TX | MISO_South
75979 | TX | MISO_South
75990 | TX | MISO_South
77301 | TX | MISO_South
77302 | TX | MISO_South
77303 | TX | MISO_South
77304 | TX | MISO_South
77305 | TX | MISO_South
77306 | TX | MISO_South
77316 | TX | MISO_South
77318 | TX | MISO_South
77326 | TX | MISO_South
77327 | TX | MISO_South
77328 | TX | MISO_South
77331 | TX | MISO_South
77332 | TX | MISO_South
77333 | TX | MISO_South
77335 | TX | MISO_South
77350 | TX | MISO_South
77351 | TX | MISO_South
77353 | TX | MISO_South
77354 | TX | MISO_South
77355 | TX | MISO_South
77356 | TX | MISO_South
77357 | TX | MISO_South
77359 | TX | MISO_South
77360 | TX | MISO_South
77362 | TX | MISO_South
77364 | TX | MISO_South
77365 | TX | MISO_South
77368 | TX | MISO_South
77369 | TX | MISO_South
77371 | TX | MISO_South
77372 | TX | MISO_South
77374 | TX | MISO_South
77376 | TX | MISO_South
77378 | TX | MISO_South
77380 | TX | MISO_South
77381 | TX | MISO_South
77382 | TX | MISO_South
77384 | TX | MISO_South
77385 | TX | MISO_South
77386 | TX | MISO_South
77387 | TX | MISO_South
77393 | TX | MISO_South
77399 | TX | MISO_South
77514 | TX | MISO_South
77519 | TX | MISO_South
77523 | TX | MISO_South
77533 | TX | MISO_South
77535 | TX | MISO_South
77538 | TX | MISO_South
77560 | TX | MISO_South
77561 | TX | MISO_South
77564 | TX | MISO_South
77575 | TX | MISO_South
77580 | TX | MISO_South
77582 | TX | MISO_South
77585 | TX | MISO_South
77597 | TX | MISO_South
77611 | TX | MISO_South
77612 | TX | MISO_South
77613 | TX | MISO_South
77614 | TX | MISO_South
77615 | TX | MISO_South
77616 | TX | MISO_South
77619 | TX | MISO_South
77622 | TX | MISO_South
77624 | TX | MISO_South
77625 | TX | MISO_South
77626 | TX | MISO_South
77627 | TX | MISO_South
77629 | TX | MISO_South
77630 | TX | MISO_South
77631 | TX | MISO_South
77632 | TX | MISO_South
77639 | TX | MISO_South
77640 | TX | MISO_South
77641 | TX | MISO_South
77642 | TX | MISO_South
77643 | TX | MISO_South
77651 | TX | MISO_South
77655 | TX | MISO_South
77656 | TX | MISO_South
77657 | TX | MISO_South
77659 | TX | MISO_South
77660 | TX | MISO_South
77661 | TX | MISO_South
77662 | TX | MISO_South
77663 | TX | MISO_South
77664 | TX | MISO_South
77665 | TX | MISO_South
77670 | TX | MISO_South
77701 | TX | MISO_South
77702 | TX | MISO_South
77703 | TX | MISO_South
77704 | TX | MISO_South
77705 | TX | MISO_South
77706 | TX | MISO_South
77707 | TX | MISO_South
77708 | TX | MISO_South
77710 | TX | MISO_South
77713 | TX | MISO_South
77720 | TX | MISO_South
77725 | TX | MISO_South
77726 | TX | MISO_South
77873 | TX | MISO_South
77001 | TX | ERCOT
77002 | TX | ERCOT
77003 | TX | ERCOT
77004 | TX | ERCOT
77005 | TX | ERCOT
77006 | TX | ERCOT
77007 | TX | ERCOT
77008 | TX | ERCOT
77009 | TX | ERCOT
77010 | TX | ERCOT
77011 | TX | ERCOT
77012 | TX | ERCOT
77013 | TX | ERCOT
77014 | TX | ERCOT
77015 | TX | ERCOT
77016 | TX | ERCOT
77017 | TX | ERCOT
77018 | TX | ERCOT
77019 | TX | ERCOT
77020 | TX | ERCOT
77021 | TX | ERCOT
77022 | TX | ERCOT
77023 | TX | ERCOT
77024 | TX | ERCOT
77025 | TX | ERCOT
77026 | TX | ERCOT
77027 | TX | ERCOT
77028 | TX | ERCOT
77029 | TX | ERCOT
77030 | TX | ERCOT
77031 | TX | ERCOT
77032 | TX | ERCOT
77033 | TX | ERCOT
77034 | TX | ERCOT
77035 | TX | ERCOT
77036 | TX | ERCOT
77037 | TX | ERCOT
77038 | TX | ERCOT
77039 | TX | ERCOT
77040 | TX | ERCOT
77041 | TX | ERCOT
77042 | TX | ERCOT
77043 | TX | ERCOT
77044 | TX | ERCOT
77045 | TX | ERCOT
77046 | TX | ERCOT
77047 | TX | ERCOT
77048 | TX | ERCOT
77049 | TX | ERCOT
77050 | TX | ERCOT
77051 | TX | ERCOT
77052 | TX | ERCOT
77053 | TX | ERCOT
77054 | TX | ERCOT
77055 | TX | ERCOT
77056 | TX | ERCOT
77057 | TX | ERCOT
77058 | TX | ERCOT
77059 | TX | ERCOT
77060 | TX | ERCOT
77061 | TX | ERCOT
77062 | TX | ERCOT
77063 | TX | ERCOT
77064 | TX | ERCOT
77065 | TX | ERCOT
77066 | TX | ERCOT
77067 | TX | ERCOT
77068 | TX | ERCOT
77069 | TX | ERCOT
77070 | TX | ERCOT
77071 | TX | ERCOT
77072 | TX | ERCOT
77073 | TX | ERCOT
77074 | TX | ERCOT
77075 | TX | ERCOT
77076 | TX | ERCOT
77077 | TX | ERCOT
77078 | TX | ERCOT
77079 | TX | ERCOT
77080 | TX | ERCOT
77081 | TX | ERCOT
77082 | TX | ERCOT
77083 | TX | ERCOT
77084 | TX | ERCOT
77085 | TX | ERCOT
77086 | TX | ERCOT
77087 | TX | ERCOT
77088 | TX | ERCOT
77089 | TX | ERCOT
77090 | TX | ERCOT
77091 | TX | ERCOT
77092 | TX | ERCOT
77093 | TX | ERCOT
77094 | TX | ERCOT
77095 | TX | ERCOT
77096 | TX | ERCOT
77098 | TX | ERCOT
77099 | TX | ERCOT
77201 | TX | ERCOT
77202 | TX | ERCOT
77203 | TX | ERCOT
77204 | TX | ERCOT
77205 | TX | ERCOT
77206 | TX | ERCOT
77207 | TX | ERCOT
77208 | TX | ERCOT
77209 | TX | ERCOT
77210 | TX | ERCOT
77212 | TX | ERCOT
77213 | TX | ERCOT
77215 | TX | ERCOT
77216 | TX | ERCOT
77217 | TX | ERCOT
77218 | TX | ERCOT
77219 | TX | ERCOT
77220 | TX | ERCOT
77221 | TX | ERCOT
77222 | TX | ERCOT
77223 | TX | ERCOT
77224 | TX | ERCOT
77225 | TX | ERCOT
77226 | TX | ERCOT
77227 | TX | ERCOT
77228 | TX | ERCOT
77229 | TX | ERCOT
77230 | TX | ERCOT
77231 | TX | ERCOT
77233 | TX | ERCOT
77234 | TX | ERCOT
77235 | TX | ERCOT
77236 | TX | ERCOT
77237 | TX | ERCOT
77238 | TX | ERCOT
77240 | TX | ERCOT
77241 | TX | ERCOT
77242 | TX | ERCOT
77243 | TX | ERCOT
77244 | TX | ERCOT
77245 | TX | ERCOT
77248 | TX | ERCOT
77249 | TX | ERCOT
77251 | TX | ERCOT
77252 | TX | ERCOT
77253 | TX | ERCOT
77254 | TX | ERCOT
77255 | TX | ERCOT
77256 | TX | ERCOT
77257 | TX | ERCOT
77258 | TX | ERCOT
77259 | TX | ERCOT
77261 | TX | ERCOT
77262 | TX | ERCOT
77263 | TX | ERCOT
77265 | TX | ERCOT
77266 | TX | ERCOT
77267 | TX | ERCOT
77268 | TX | ERCOT
77269 | TX | ERCOT
77270 | TX | ERCOT
77271 | TX | ERCOT
77272 | TX | ERCOT
77273 | TX | ERCOT
77274 | TX | ERCOT
77275 | TX | ERCOT
77277 | TX | ERCOT
77279 | TX | ERCOT
77280 | TX | ERCOT
77282 | TX | ERCOT
77284 | TX | ERCOT
77287 | TX | ERCOT
77288 | TX | ERCOT
77289 | TX | ERCOT
77290 | TX | ERCOT
77291 | TX | ERCOT
77292 | TX | ERCOT
77293 | TX | ERCOT
77297 | TX | ERCOT
77299 | TX | ERCOT
77315 | TX | ERCOT
77325 | TX | ERCOT
77336 | TX | ERCOT
77337 | TX | ERCOT
77338 | TX | ERCOT
77339 | TX | ERCOT
77345 | TX | ERCOT
77346 | TX | ERCOT
77347 | TX | ERCOT
77373 | TX | ERCOT
77375 | TX | ERCOT
77377 | TX | ERCOT
77379 | TX | ERCOT
77383 | TX | ERCOT
77388 | TX | ERCOT
77389 | TX | ERCOT
77391 | TX | ERCOT
77396 | TX | ERCOT
77401 | TX | ERCOT
77402 | TX | ERCOT
77406 | TX | ERCOT
77407 | TX | ERCOT
77410 | TX | ERCOT
77411 | TX | ERCOT
77413 | TX | ERCOT
77417 | TX | ERCOT
77422 | TX | ERCOT
77429 | TX | ERCOT
77430 | TX | ERCOT
77431 | TX | ERCOT
77433 | TX | ERCOT
77441 | TX | ERCOT
77444 | TX | ERCOT
77449 | TX | ERCOT
77450 | TX | ERCOT
77451 | TX | ERCOT
77459 | TX | ERCOT
77461 | TX | ERCOT
77463 | TX | ERCOT
77464 | TX | ERCOT
77469 | TX | ERCOT
77471 | TX | ERCOT
77476 | TX | ERCOT
77477 | TX | ERCOT
77478 | TX | ERCOT
77479 | TX | ERCOT
77480 | TX | ERCOT
77481 | TX | ERCOT
77484 | TX | ERCOT
77486 | TX | ERCOT
77487 | TX | ERCOT
77489 | TX | ERCOT
77491 | TX | ERCOT
77492 | TX | ERCOT
77493 | TX | ERCOT
77494 | TX | ERCOT
77496 | TX | ERCOT
77497 | TX | ERCOT
77498 | TX | ERCOT
77501 | TX | ERCOT
77502 | TX | ERCOT
77503 | TX | ERCOT
77504 | TX | ERCOT
77505 | TX | ERCOT
77506 | TX | ERCOT
77507 | TX | ERCOT
77508 | TX | ERCOT
77510 | TX | ERCOT
77511 | TX | ERCOT
77512 | TX | ERCOT
77515 | TX | ERCOT
77516 | TX | ERCOT
77517 | TX | ERCOT
77518 | TX | ERCOT
77520 | TX | ERCOT
77521 | TX | ERCOT
77522 | TX | ERCOT
77530 | TX | ERCOT
77531 | TX | ERCOT
77532 | TX | ERCOT
77534 | TX | ERCOT
77536 | TX | ERCOT
77539 | TX | ERCOT
77541 | TX | ERCOT
77542 | TX | ERCOT
77545 | TX | ERCOT
77546 | TX | ERCOT
77547 | TX | ERCOT
77549 | TX | ERCOT
77550 | TX | ERCOT
77551 | TX | ERCOT
77552 | TX | ERCOT
77553 | TX | ERCOT
77554 | TX | ERCOT
77555 | TX | ERCOT
77562 | TX | ERCOT
77563 | TX | ERCOT
77565 | TX | ERCOT
77566 | TX | ERCOT
77568 | TX | ERCOT
77571 | TX | ERCOT
77572 | TX | ERCOT
77573 | TX | ERCOT
77574 | TX | ERCOT
77577 | TX | ERCOT
77578 | TX | ERCOT
77581 | TX | ERCOT
77583 | TX | ERCOT
77584 | TX | ERCOT
77586 | TX | ERCOT
77587 | TX | ERCOT
77588 | TX | ERCOT
77590 | TX | ERCOT
77591 | TX | ERCOT
77592 | TX | ERCOT
77598 | TX | ERCOT
77617 | TX | ERCOT
77623 | TX | ERCOT
77650 | TX | ERCOT
55909 | MN | MISO_North
55912 | MN | MISO_North
55918 | MN | MISO_North
55919 | MN | MISO_North
55921 | MN | MISO_North
55922 | MN | MISO_North
55926 | MN | MISO_North
55931 | MN | MISO_North
55933 | MN | MISO_North
55935 | MN | MISO_North
55936 | MN | MISO_North
55939 | MN | MISO_North
55941 | MN | MISO_North
55943 | MN | MISO_North
55947 | MN | MISO_North
55949 | MN | MISO_North
55950 | MN | MISO_North
55951 | MN | MISO_North
55953 | MN | MISO_North
55954 | MN | MISO_North
55961 | MN | MISO_North
55962 | MN | MISO_North
55965 | MN | MISO_North
55967 | MN | MISO_North
55970 | MN | MISO_North
55971 | MN | MISO_North
55973 | MN | MISO_North
55974 | MN | MISO_North
55975 | MN | MISO_North
55977 | MN | MISO_North
55982 | MN | MISO_North
55990 | MN | MISO_North
56001 | MN | MISO_North
56002 | MN | MISO_North
56003 | MN | MISO_North
56007 | MN | MISO_North
56009 | MN | MISO_North
56010 | MN | MISO_North
56013 | MN | MISO_North
56014 | MN | MISO_North
56016 | MN | MISO_North
56019 | MN | MISO_North
56020 | MN | MISO_North
56021 | MN | MISO_North
56022 | MN | MISO_North
56023 | MN | MISO_North
56024 | MN | MISO_North
56025 | MN | MISO_North
56027 | MN | MISO_North
56029 | MN | MISO_North
56030 | MN | MISO_North
56031 | MN | MISO_North
56032 | MN | MISO_North
56033 | MN | MISO_North
56034 | MN | MISO_North
56035 | MN | MISO_North
56036 | MN | MISO_North
56037 | MN | MISO_North
56039 | MN | MISO_North
56041 | MN | MISO_North
56042 | MN | MISO_North
56043 | MN | MISO_North
56045 | MN | MISO_North
56047 | MN | MISO_North
56048 | MN | MISO_North
56051 | MN | MISO_North
56054 | MN | MISO_North
56055 | MN | MISO_North
56056 | MN | MISO_North
56060 | MN | MISO_North
56062 | MN | MISO_North
56063 | MN | MISO_North
56065 | MN | MISO_North
56068 | MN | MISO_North
56072 | MN | MISO_North
56073 | MN | MISO_North
56074 | MN | MISO_North
56075 | MN | MISO_North
56078 | MN | MISO_North
56080 | MN | MISO_North
56081 | MN | MISO_North
56082 | MN | MISO_North
56084 | MN | MISO_North
56085 | MN | MISO_North
56087 | MN | MISO_North
56088 | MN | MISO_North
56089 | MN | MISO_North
56090 | MN | MISO_North
56091 | MN | MISO_North
56093 | MN | MISO_North
56097 | MN | MISO_North
56098 | MN | MISO_North
56101 | MN | MISO_North
56111 | MN | MISO_North
56118 | MN | MISO_North
56120 | MN | MISO_North
56121 | MN | MISO_North
56127 | MN | MISO_North
56137 | MN | MISO_North
56143 | MN | MISO_North
56145 | MN | MISO_North
56150 | MN | MISO_North
56159 | MN | MISO_North
56160 | MN | MISO_North
56161 | MN | MISO_North
56162 | MN | MISO_North
56171 | MN | MISO_North
56174 | MN | MISO_North
56176 | MN | MISO_North
56181 | MN | MISO_North
56183 | MN | MISO_North
50426 | IA | MISO_North
50435 | IA | MISO_North
50454 | IA | MISO_North
50455 | IA | MISO_North
50458 | IA | MISO_North
50460 | IA | MISO_North
50461 | IA | MISO_North
50466 | IA | MISO_North
50468 | IA | MISO_North
50471 | IA | MISO_North
50472 | IA | MISO_North
50476 | IA | MISO_North
50481 | IA | MISO_North
50602 | IA | MISO_North
50603 | IA | MISO_North
50604 | IA | MISO_North
50606 | IA | MISO_North
50607 | IA | MISO_North
50608 | IA | MISO_North
50609 | IA | MISO_North
50611 | IA | MISO_North
50613 | IA | MISO_North
50614 | IA | MISO_North
50616 | IA | MISO_North
50619 | IA | MISO_North
50620 | IA | MISO_North
50621 | IA | MISO_North
50622 | IA | MISO_North
50623 | IA | MISO_North
50624 | IA | MISO_North
50625 | IA | MISO_North
50626 | IA | MISO_North
50628 | IA | MISO_North
50629 | IA | MISO_North
50630 | IA | MISO_North
50631 | IA | MISO_North
50634 | IA | MISO_North
50636 | IA | MISO_North
50638 | IA | MISO_North
50641 | IA | MISO_North
50642 | IA | MISO_North
50643 | IA | MISO_North
50644 | IA | MISO_North
50645 | IA | MISO_North
50647 | IA | MISO_North
50648 | IA | MISO_North
50649 | IA | MISO_North
50650 | IA | MISO_North
50651 | IA | MISO_North
50653 | IA | MISO_North
50655 | IA | MISO_North
50657 | IA | MISO_North
50658 | IA | MISO_North
50659 | IA | MISO_North
50660 | IA | MISO_North
50661 | IA | MISO_North
50662 | IA | MISO_North
50664 | IA | MISO_North
50665 | IA | MISO_North
50666 | IA | MISO_North
50667 | IA | MISO_North
50668 | IA | MISO_North
50669 | IA | MISO_North
50670 | IA | MISO_North
50671 | IA | MISO_North
50673 | IA | MISO_North
50674 | IA | MISO_North
50676 | IA | MISO_North
50677 | IA | MISO_North
50680 | IA | MISO_North
50681 | IA | MISO_North
50682 | IA | MISO_North
50701 | IA | MISO_North
50702 | IA | MISO_North
50703 | IA | MISO_North
50704 | IA | MISO_North
50707 | IA | MISO_North
52042 | IA | MISO_North
52043 | IA | MISO_North
52044 | IA | MISO_North
52047 | IA | MISO_North
52048 | IA | MISO_North
52049 | IA | MISO_North
52052 | IA | MISO_North
52066 | IA | MISO_North
52072 | IA | MISO_North
52076 | IA | MISO_North
52077 | IA | MISO_North
52101 | IA | MISO_North
52132 | IA | MISO_North
52133 | IA | MISO_North
52134 | IA | MISO_North
52135 | IA | MISO_North
52136 | IA | MISO_North
52140 | IA | MISO_North
52141 | IA | MISO_North
52142 | IA | MISO_North
52144 | IA | MISO_North
52146 | IA | MISO_North
52147 | IA | MISO_North
52149 | IA | MISO_North
52151 | IA | MISO_North
52154 | IA | MISO_North
52155 | IA | MISO_North
52156 | IA | MISO_North
52157 | IA | MISO_North
52158 | IA | MISO_North
52159 | IA | MISO_North
52160 | IA | MISO_North
52161 | IA | MISO_North
52162 | IA | MISO_North
52163 | IA | MISO_North
52164 | IA | MISO_North
52165 | IA | MISO_North
52166 | IA | MISO_North
52168 | IA | MISO_North
52169 | IA | MISO_North
52170 | IA | MISO_North
52171 | IA | MISO_North
52172 | IA | MISO_North
52175 | IA | MISO_North
52210 | IA | MISO_North
52326 | IA | MISO_North
52329 | IA | MISO_North
50001 | IA | MISO_North
50002 | IA | MISO_North
50003 | IA | MISO_North
50005 | IA | MISO_North
50006 | IA | MISO_North
50007 | IA | MISO_North
50008 | IA | MISO_North
50009 | IA | MISO_North
50010 | IA | MISO_North
50011 | IA | MISO_North
50012 | IA | MISO_North
50013 | IA | MISO_North
50014 | IA | MISO_North
50020 | IA | MISO_North
50021 | IA | MISO_North
50022 | IA | MISO_North
50023 | IA | MISO_North
50026 | IA | MISO_North
50027 | IA | MISO_North
50028 | IA | MISO_North
50029 | IA | MISO_North
50031 | IA | MISO_North
50032 | IA | MISO_North
50033 | IA | MISO_North
50034 | IA | MISO_North
50035 | IA | MISO_North
50036 | IA | MISO_North
50037 | IA | MISO_North
50038 | IA | MISO_North
50039 | IA | MISO_North
50040 | IA | MISO_North
50043 | IA | MISO_North
50044 | IA | MISO_North
50046 | IA | MISO_North
50047 | IA | MISO_North
50048 | IA | MISO_North
50049 | IA | MISO_North
50050 | IA | MISO_North
50051 | IA | MISO_North
50052 | IA | MISO_North
50054 | IA | MISO_North
50055 | IA | MISO_North
50056 | IA | MISO_North
50057 | IA | MISO_North
50059 | IA | MISO_North
50060 | IA | MISO_North
50061 | IA | MISO_North
50062 | IA | MISO_North
50063 | IA | MISO_North
50064 | IA | MISO_North
50065 | IA | MISO_North
50066 | IA | MISO_North
50067 | IA | MISO_North
50068 | IA | MISO_North
50069 | IA | MISO_North
50070 | IA | MISO_North
50072 | IA | MISO_North
50073 | IA | MISO_North
50074 | IA | MISO_North
50075 | IA | MISO_North
50078 | IA | MISO_North
50099 | IA | MISO_North
50102 | IA | MISO_North
50103 | IA | MISO_North
50104 | IA | MISO_North
50105 | IA | MISO_North
50106 | IA | MISO_North
50107 | IA | MISO_North
50108 | IA | MISO_North
50109 | IA | MISO_North
50111 | IA | MISO_North
50112 | IA | MISO_North
50115 | IA | MISO_North
50116 | IA | MISO_North
50118 | IA | MISO_North
50119 | IA | MISO_North
50120 | IA | MISO_North
50122 | IA | MISO_North
50123 | IA | MISO_North
50124 | IA | MISO_North
50125 | IA | MISO_North
50126 | IA | MISO_North
50127 | IA | MISO_North
50128 | IA | MISO_North
50129 | IA | MISO_North
50130 | IA | MISO_North
50131 | IA | MISO_North
50132 | IA | MISO_North
50133 | IA | MISO_North
50134 | IA | MISO_North
50135 | IA | MISO_North
50136 | IA | MISO_North
50137 | IA | MISO_North
50138 | IA | MISO_North
50139 | IA | MISO_North
50140 | IA | MISO_North
50141 | IA | MISO_North
50142 | IA | MISO_North
50143 | IA | MISO_North
50144 | IA | MISO_North
50145 | IA | MISO_North
50146 | IA | MISO_North
50147 | IA | MISO_North
50148 | IA | MISO_North
50149 | IA | MISO_North
50150 | IA | MISO_North
50151 | IA | MISO_North
50152 | IA | MISO_North
50153 | IA | MISO_North
50154 | IA | MISO_North
50155 | IA | MISO_North
50156 | IA | MISO_North
50157 | IA | MISO_North
50158 | IA | MISO_North
50160 | IA | MISO_North
50161 | IA | MISO_North
50162 | IA | MISO_North
50163 | IA | MISO_North
50164 | IA | MISO_North
50165 | IA | MISO_North
50166 | IA | MISO_North
50167 | IA | MISO_North
50168 | IA | MISO_North
50169 | IA | MISO_North
50170 | IA | MISO_North
50171 | IA | MISO_North
50173 | IA | MISO_North
50174 | IA | MISO_North
50201 | IA | MISO_North
50206 | IA | MISO_North
50207 | IA | MISO_North
50208 | IA | MISO_North
50210 | IA | MISO_North
50211 | IA | MISO_North
50212 | IA | MISO_North
50213 | IA | MISO_North
50214 | IA | MISO_North
50216 | IA | MISO_North
50217 | IA | MISO_North
50218 | IA | MISO_North
50219 | IA | MISO_North
50220 | IA | MISO_North
50222 | IA | MISO_North
50223 | IA | MISO_North
50225 | IA | MISO_North
50226 | IA | MISO_North
50228 | IA | MISO_North
50229 | IA | MISO_North
50230 | IA | MISO_North
50231 | IA | MISO_North
50232 | IA | MISO_North
50233 | IA | MISO_North
50234 | IA | MISO_North
50235 | IA | MISO_North
50236 | IA | MISO_North
50237 | IA | MISO_North
50238 | IA | MISO_North
50239 | IA | MISO_North
50240 | IA | MISO_North
50241 | IA | MISO_North
50242 | IA | MISO_North
50243 | IA | MISO_North
50244 | IA | MISO_North
50246 | IA | MISO_North
50247 | IA | MISO_North
50248 | IA | MISO_North
50249 | IA | MISO_North
50250 | IA | MISO_North
50251 | IA | MISO_North
50252 | IA | MISO_North
50254 | IA | MISO_North
50255 | IA | MISO_North
50256 | IA | MISO_North
50257 | IA | MISO_North
50258 | IA | MISO_North
50259 | IA | MISO_North
50261 | IA | MISO_North
50262 | IA | MISO_North
50263 | IA | MISO_North
50264 | IA | MISO_North
50265 | IA | MISO_North
50266 | IA | MISO_North
50268 | IA | MISO_North
50269 | IA | MISO_North
50271 | IA | MISO_North
50272 | IA | MISO_North
50273 | IA | MISO_North
50274 | IA | MISO_North
50275 | IA | MISO_North
50276 | IA | MISO_North
50277 | IA | MISO_North
50278 | IA | MISO_North
50301 | IA | MISO_North
50302 | IA | MISO_North
50303 | IA | MISO_North
50304 | IA | MISO_North
50305 | IA | MISO_North
50306 | IA | MISO_North
50307 | IA | MISO_North
50308 | IA | MISO_North
50309 | IA | MISO_North
50310 | IA | MISO_North
50311 | IA | MISO_North
50312 | IA | MISO_North
50313 | IA | MISO_North
50314 | IA | MISO_North
50315 | IA | MISO_North
50316 | IA | MISO_North
50317 | IA | MISO_North
50318 | IA | MISO_North
50319 | IA | MISO_North
50320 | IA | MISO_North
50321 | IA | MISO_North
50322 | IA | MISO_North
50323 | IA | MISO_North
50324 | IA | MISO_North
50325 | IA | MISO_North
50327 | IA | MISO_North
50328 | IA | MISO_North
50329 | IA | MISO_North
50330 | IA | MISO_North
50331 | IA | MISO_North
50332 | IA | MISO_North
50333 | IA | MISO_North
50334 | IA | MISO_North
50335 | IA | MISO_North
50336 | IA | MISO_North
50339 | IA | MISO_North
50340 | IA | MISO_North
50359 | IA | MISO_North
50360 | IA | MISO_North
50361 | IA | MISO_North
50362 | IA | MISO_North
50363 | IA | MISO_North
50364 | IA | MISO_North
50367 | IA | MISO_North
50368 | IA | MISO_North
50369 | IA | MISO_North
50380 | IA | MISO_North
50381 | IA | MISO_North
50391 | IA | MISO_North
50392 | IA | MISO_North
50393 | IA | MISO_North
50394 | IA | MISO_North
50395 | IA | MISO_North
50396 | IA | MISO_North
50398 | IA | MISO_North
50595 | IA | MISO_North
50601 | IA | MISO_North
50612 | IA | MISO_North
50627 | IA | MISO_North
50632 | IA | MISO_North
50635 | IA | MISO_North
50652 | IA | MISO_North
50654 | IA | MISO_North
50672 | IA | MISO_North
50675 | IA | MISO_North
50801 | IA | MISO_North
50830 | IA | MISO_North
50831 | IA | MISO_North
50835 | IA | MISO_North
50837 | IA | MISO_North
50839 | IA | MISO_North
50841 | IA | MISO_North
50842 | IA | MISO_North
50843 | IA | MISO_North
50845 | IA | MISO_North
50846 | IA | MISO_North
50849 | IA | MISO_North
50853 | IA | MISO_North
50854 | IA | MISO_North
50857 | IA | MISO_North
50858 | IA | MISO_North
50859 | IA | MISO_North
50860 | IA | MISO_North
50861 | IA | MISO_North
50863 | IA | MISO_North
50936 | IA | MISO_North
50940 | IA | MISO_North
50947 | IA | MISO_North
50950 | IA | MISO_North
50980 | IA | MISO_North
50981 | IA | MISO_North
50982 | IA | MISO_North
50983 | IA | MISO_North
51459 | IA | MISO_North
51462 | IA | MISO_North
51535 | IA | MISO_North
51544 | IA | MISO_North
51552 | IA | MISO_North
52001 | IA | MISO_North
52002 | IA | MISO_North
52003 | IA | MISO_North
52004 | IA | MISO_North
52030 | IA | MISO_North
52031 | IA | MISO_North
52032 | IA | MISO_North
52033 | IA | MISO_North
52035 | IA | MISO_North
52036 | IA | MISO_North
52037 | IA | MISO_North
52038 | IA | MISO_North
52039 | IA | MISO_North
52040 | IA | MISO_North
52041 | IA | MISO_North
52045 | IA | MISO_North
52046 | IA | MISO_North
52050 | IA | MISO_North
52053 | IA | MISO_North
52054 | IA | MISO_North
52056 | IA | MISO_North
52057 | IA | MISO_North
52060 | IA | MISO_North
52064 | IA | MISO_North
52065 | IA | MISO_North
52068 | IA | MISO_North
52069 | IA | MISO_North
52070 | IA | MISO_North
52071 | IA | MISO_North
52073 | IA | MISO_North
52074 | IA | MISO_North
52075 | IA | MISO_North
52078 | IA | MISO_North
52079 | IA | MISO_North
52099 | IA | MISO_North
52201 | IA | MISO_North
52202 | IA | MISO_North
52203 | IA | MISO_North
52204 | IA | MISO_North
52205 | IA | MISO_North
52206 | IA | MISO_North
52207 | IA | MISO_North
52208 | IA | MISO_North
52209 | IA | MISO_North
52211 | IA | MISO_North
52212 | IA | MISO_North
52213 | IA | MISO_North
52214 | IA | MISO_North
52215 | IA | MISO_North
52216 | IA | MISO_North
52217 | IA | MISO_North
52218 | IA | MISO_North
52219 | IA | MISO_North
52220 | IA | MISO_North
52221 | IA | MISO_North
52222 | IA | MISO_North
52223 | IA | MISO_North
52224 | IA | MISO_North
52225 | IA | MISO_North
52227 | IA | MISO_North
52228 | IA | MISO_North
52229 | IA | MISO_North
52231 | IA | MISO_North
52232 | IA | MISO_North
52233 | IA | MISO_North
52235 | IA | MISO_North
52236 | IA | MISO_North
52237 | IA | MISO_North
52240 | IA | MISO_North
52241 | IA | MISO_North
52242 | IA | MISO_North
52243 | IA | MISO_North
52244 | IA | MISO_North
52245 | IA | MISO_North
52246 | IA | MISO_North
52247 | IA | MISO_North
52248 | IA | MISO_North
52249 | IA | MISO_North
52251 | IA | MISO_North
52252 | IA | MISO_North
52253 | IA | MISO_North
52254 | IA | MISO_North
52255 | IA | MISO_North
52257 | IA | MISO_North
52301 | IA | MISO_North
52302 | IA | MISO_North
52305 | IA | MISO_North
52306 | IA | MISO_North
52307 | IA | MISO_North
52308 | IA | MISO_North
52309 | IA | MISO_North
52310 | IA | MISO_North
52312 | IA | MISO_North
52313 | IA | MISO_North
52314 | IA | MISO_North
52315 | IA | MISO_North
52316 | IA | MISO_North
52317 | IA | MISO_North
52318 | IA | MISO_North
52320 | IA | MISO_North
52321 | IA | MISO_North
52322 | IA | MISO_North
52323 | IA | MISO_North
52324 | IA | MISO_North
52325 | IA | MISO_North
52327 | IA | MISO_North
52328 | IA | MISO_North
52330 | IA | MISO_North
52332 | IA | MISO_North
52333 | IA | MISO_North
52334 | IA | MISO_North
52335 | IA | MISO_North
52336 | IA | MISO_North
52337 | IA | MISO_North
52338 | IA | MISO_North
52339 | IA | MISO_North
52340 | IA | MISO_North
52341 | IA | MISO_North
52342 | IA | MISO_North
52344 | IA | MISO_North
52345 | IA | MISO_North
52346 | IA | MISO_North
52347 | IA | MISO_North
52348 | IA | MISO_North
52349 | IA | MISO_North
52351 | IA | MISO_North
52352 | IA | MISO_North
52353 | IA | MISO_North
52354 | IA | MISO_North
52355 | IA | MISO_North
52356 | IA | MISO_North
52358 | IA | MISO_North
52359 | IA | MISO_North
52361 | IA | MISO_North
52362 | IA | MISO_North
52401 | IA | MISO_North
52402 | IA | MISO_North
52403 | IA | MISO_North
52404 | IA | MISO_North
52405 | IA | MISO_North
52406 | IA | MISO_North
52407 | IA | MISO_North
52408 | IA | MISO_North
52409 | IA | MISO_North
52410 | IA | MISO_North
52411 | IA | MISO_North
52497 | IA | MISO_North
52498 | IA | MISO_North
52499 | IA | MISO_North
52501 | IA | MISO_North
52530 | IA | MISO_North
52531 | IA | MISO_North
52533 | IA | MISO_North
52534 | IA | MISO_North
52535 | IA | MISO_North
52536 | IA | MISO_North
52537 | IA | MISO_North
52540 | IA | MISO_North
52542 | IA | MISO_North
52543 | IA | MISO_North
52544 | IA | MISO_North
52548 | IA | MISO_North
52549 | IA | MISO_North
52550 | IA | MISO_North
52551 | IA | MISO_North
52552 | IA | MISO_North
52553 | IA | MISO_North
52554 | IA | MISO_North
52555 | IA | MISO_North
52556 | IA | MISO_North
52557 | IA | MISO_North
52560 | IA | MISO_North
52561 | IA | MISO_North
52562 | IA | MISO_North
52563 | IA | MISO_North
52565 | IA | MISO_North
52566 | IA | MISO_North
52567 | IA | MISO_North
52568 | IA | MISO_North
52569 | IA | MISO_North
52570 | IA | MISO_North
52571 | IA | MISO_North
52572 | IA | MISO_North
52573 | IA | MISO_North
52574 | IA | MISO_North
52576 | IA | MISO_North
52577 | IA | MISO_North
52580 | IA | MISO_North
52581 | IA | MISO_North
52583 | IA | MISO_North
52584 | IA | MISO_North
52585 | IA | MISO_North
52586 | IA | MISO_North
52588 | IA | MISO_North
52590 | IA | MISO_North
52591 | IA | MISO_North
52593 | IA | MISO_North
52594 | IA | MISO_North
52595 | IA | MISO_North
52601 | IA | MISO_North
52619 | IA | MISO_North
52620 | IA | MISO_North
52621 | IA | MISO_North
52623 | IA | MISO_North
52624 | IA | MISO_North
52625 | IA | MISO_North
52626 | IA | MISO_North
52627 | IA | MISO_North
52630 | IA | MISO_North
52631 | IA | MISO_North
52632 | IA | MISO_North
52635 | IA | MISO_North
52637 | IA | MISO_North
52638 | IA | MISO_North
52639 | IA | MISO_North
52640 | IA | MISO_North
52641 | IA | MISO_North
52642 | IA | MISO_North
52644 | IA | MISO_North
52645 | IA | MISO_North
52646 | IA | MISO_North
52647 | IA | MISO_North
52648 | IA | MISO_North
52649 | IA | MISO_North
52650 | IA | MISO_North
52651 | IA | MISO_North
52652 | IA | MISO_North
52653 | IA | MISO_North
52654 | IA | MISO_North
52655 | IA | MISO_North
52656 | IA | MISO_North
52657 | IA | MISO_North
52658 | IA | MISO_North
52659 | IA | MISO_North
52660 | IA | MISO_North
52701 | IA | MISO_North
52720 | IA | MISO_North
52721 | IA | MISO_North
52722 | IA | MISO_North
52726 | IA | MISO_North
52727 | IA | MISO_North
52728 | IA | MISO_North
52729 | IA | MISO_North
52730 | IA | MISO_North
52731 | IA | MISO_North
52732 | IA | MISO_North
52733 | IA | MISO_North
52734 | IA | MISO_North
52736 | IA | MISO_North
52737 | IA | MISO_North
52738 | IA | MISO_North
52739 | IA | MISO_North
52742 | IA | MISO_North
52745 | IA | MISO_North
52746 | IA | MISO_North
52747 | IA | MISO_North
52748 | IA | MISO_North
52749 | IA | MISO_North
52750 | IA | MISO_North
52751 | IA | MISO_North
52752 | IA | MISO_North
52753 | IA | MISO_North
52754 | IA | MISO_North
52755 | IA | MISO_North
52756 | IA | MISO_North
52757 | IA | MISO_North
52758 | IA | MISO_North
52759 | IA | MISO_North
52760 | IA | MISO_North
52761 | IA | MISO_North
52765 | IA | MISO_North
52766 | IA | MISO_North
52767 | IA | MISO_North
52768 | IA | MISO_North
52769 | IA | MISO_North
52771 | IA | MISO_North
52772 | IA | MISO_North
52773 | IA | MISO_North
52774 | IA | MISO_North
52776 | IA | MISO_North
52777 | IA | MISO_North
52778 | IA | MISO_North
52801 | IA | MISO_North
52802 | IA | MISO_North
52803 | IA | MISO_North
52804 | IA | MISO_North
52805 | IA | MISO_North
52806 | IA | MISO_North
52807 | IA | MISO_North
52808 | IA | MISO_North
52809 | IA | MISO_North
63401 | MO | MISO_Central
63430 | MO | MISO_Central
63431 | MO | MISO_Central
63432 | MO | MISO_Central
63434 | MO | MISO_Central
63435 | MO | MISO_Central
63436 | MO | MISO_Central
63437 | MO | MISO_Central
63438 | MO | MISO_Central
63439 | MO | MISO_Central
63440 | MO | MISO_Central
63442 | MO | MISO_Central
63443 | MO | MISO_Central
63445 | MO | MISO_Central
63446 | MO | MISO_Central
63447 | MO | MISO_Central
63448 | MO | MISO_Central
63450 | MO | MISO_Central
63451 | MO | MISO_Central
63452 | MO | MISO_Central
63453 | MO | MISO_Central
63454 | MO | MISO_Central
63456 | MO | MISO_Central
63457 | MO | MISO_Central
63458 | MO | MISO_Central
63459 | MO | MISO_Central
63460 | MO | MISO_Central
63461 | MO | MISO_Central
63462 | MO | MISO_Central
63463 | MO | MISO_Central
63465 | MO | MISO_Central
63466 | MO | MISO_Central
63467 | MO | MISO_Central
63468 | MO | MISO_Central
63469 | MO | MISO_Central
63471 | MO | MISO_Central
63472 | MO | MISO_Central
63473 | MO | MISO_Central
63474 | MO | MISO_Central
63501 | MO | MISO_Central
63530 | MO | MISO_Central
63531 | MO | MISO_Central
63532 | MO | MISO_Central
63533 | MO | MISO_Central
63534 | MO | MISO_Central
63535 | MO | MISO_Central
63536 | MO | MISO_Central
63537 | MO | MISO_Central
63538 | MO | MISO_Central
63539 | MO | MISO_Central
63540 | MO | MISO_Central
63541 | MO | MISO_Central
63543 | MO | MISO_Central
63544 | MO | MISO_Central
63546 | MO | MISO_Central
63547 | MO | MISO_Central
63548 | MO | MISO_Central
63549 | MO | MISO_Central
63552 | MO | MISO_Central
63555 | MO | MISO_Central
63557 | MO | MISO_Central
63558 | MO | MISO_Central
63559 | MO | MISO_Central
63561 | MO | MISO_Central
63563 | MO | MISO_Central
65247 | MO | MISO_Central
65258 | MO | MISO_Central
65263 | MO | MISO_Central
65275 | MO | MISO_Central
65282 | MO | MISO_Central
65283 | MO | MISO_Central
63005 | MO | MISO_Central
63006 | MO | MISO_Central
63010 | MO | MISO_Central
63011 | MO | MISO_Central
63012 | MO | MISO_Central
63013 | MO | MISO_Central
63014 | MO | MISO_Central
63015 | MO | MISO_Central
63016 | MO | MISO_Central
63017 | MO | MISO_Central
63019 | MO | MISO_Central
63020 | MO | MISO_Central
63021 | MO | MISO_Central
63022 | MO | MISO_Central
63023 | MO | MISO_Central
63024 | MO | MISO_Central
63025 | MO | MISO_Central
63026 | MO | MISO_Central
63028 | MO | MISO_Central
63031 | MO | MISO_Central
63032 | MO | MISO_Central
63033 | MO | MISO_Central
63034 | MO | MISO_Central
63036 | MO | MISO_Central
63037 | MO | MISO_Central
63038 | MO | MISO_Central
63039 | MO | MISO_Central
63040 | MO | MISO_Central
63041 | MO | MISO_Central
63042 | MO | MISO_Central
63043 | MO | MISO_Central
63044 | MO | MISO_Central
63045 | MO | MISO_Central
63047 | MO | MISO_Central
63048 | MO | MISO_Central
63049 | MO | MISO_Central
63050 | MO | MISO_Central
63051 | MO | MISO_Central
63052 | MO | MISO_Central
63053 | MO | MISO_Central
63055 | MO | MISO_Central
63056 | MO | MISO_Central
63057 | MO | MISO_Central
63060 | MO | MISO_Central
63061 | MO | MISO_Central
63065 | MO | MISO_Central
63066 | MO | MISO_Central
63068 | MO | MISO_Central
63069 | MO | MISO_Central
63070 | MO | MISO_Central
63072 | MO | MISO_Central
63073 | MO | MISO_Central
63074 | MO | MISO_Central
63077 | MO | MISO_Central
63079 | MO | MISO_Central
63080 | MO | MISO_Central
63084 | MO | MISO_Central
63087 | MO | MISO_Central
63088 | MO | MISO_Central
63089 | MO | MISO_Central
63090 | MO | MISO_Central
63091 | MO | MISO_Central
63099 | MO | MISO_Central
63101 | MO | MISO_Central
63102 | MO | MISO_Central
63103 | MO | MISO_Central
63104 | MO | MISO_Central
63105 | MO | MISO_Central
63106 | MO | MISO_Central
63107 | MO | MISO_Central
63108 | MO | MISO_Central
63109 | MO | MISO_Central
63110 | MO | MISO_Central
63111 | MO | MISO_Central
63112 | MO | MISO_Central
63113 | MO | MISO_Central
63114 | MO | MISO_Central
63115 | MO | MISO_Central
63116 | MO | MISO_Central
63117 | MO | MISO_Central
63118 | MO | MISO_Central
63119 | MO | MISO_Central
63120 | MO | MISO_Central
63121 | MO | MISO_Central
63122 | MO | MISO_Central
63123 | MO | MISO_Central
63124 | MO | MISO_Central
63125 | MO | MISO_Central
63126 | MO | MISO_Central
63127 | MO | MISO_Central
63128 | MO | MISO_Central
63129 | MO | MISO_Central
63130 | MO | MISO_Central
63131 | MO | MISO_Central
63132 | MO | MISO_Central
63133 | MO | MISO_Central
63134 | MO | MISO_Central
63135 | MO | MISO_Central
63136 | MO | MISO_Central
63137 | MO | MISO_Central
63138 | MO | MISO_Central
63139 | MO | MISO_Central
63140 | MO | MISO_Central
63141 | MO | MISO_Central
63143 | MO | MISO_Central
63144 | MO | MISO_Central
63145 | MO | MISO_Central
63146 | MO | MISO_Central
63147 | MO | MISO_Central
63150 | MO | MISO_Central
63151 | MO | MISO_Central
63155 | MO | MISO_Central
63156 | MO | MISO_Central
63157 | MO | MISO_Central
63158 | MO | MISO_Central
63160 | MO | MISO_Central
63163 | MO | MISO_Central
63164 | MO | MISO_Central
63166 | MO | MISO_Central
63167 | MO | MISO_Central
63169 | MO | MISO_Central
63171 | MO | MISO_Central
63177 | MO | MISO_Central
63178 | MO | MISO_Central
63179 | MO | MISO_Central
63180 | MO | MISO_Central
63188 | MO | MISO_Central
63195 | MO | MISO_Central
63197 | MO | MISO_Central
63199 | MO | MISO_Central
63301 | MO | MISO_Central
63302 | MO | MISO_Central
63303 | MO | MISO_Central
63304 | MO | MISO_Central
63330 | MO | MISO_Central
63332 | MO | MISO_Central
63333 | MO | MISO_Central
63334 | MO | MISO_Central
63336 | MO | MISO_Central
63338 | MO | MISO_Central
63339 | MO | MISO_Central
63341 | MO | MISO_Central
63342 | MO | MISO_Central
63343 | MO | MISO_Central
63344 | MO | MISO_Central
63345 | MO | MISO_Central
63346 | MO | MISO_Central
63347 | MO | MISO_Central
63348 | MO | MISO_Central
63349 | MO | MISO_Central
63350 | MO | MISO_Central
63351 | MO | MISO_Central
63352 | MO | MISO_Central
63353 | MO | MISO_Central
63357 | MO | MISO_Central
63359 | MO | MISO_Central
63361 | MO | MISO_Central
63362 | MO | MISO_Central
63363 | MO | MISO_Central
63365 | MO | MISO_Central
63366 | MO | MISO_Central
63367 | MO | MISO_Central
63368 | MO | MISO_Central
63369 | MO | MISO_Central
63370 | MO | MISO_Central
63373 | MO | MISO_Central
63376 | MO | MISO_Central
63377 | MO | MISO_Central
63378 | MO | MISO_Central
63379 | MO | MISO_Central
63380 | MO | MISO_Central
63381 | MO | MISO_Central
63382 | MO | MISO_Central
63383 | MO | MISO_Central
63384 | MO | MISO_Central
63385 | MO | MISO_Central
63386 | MO | MISO_Central
63387 | MO | MISO_Central
63388 | MO | MISO_Central
63389 | MO | MISO_Central
63390 | MO | MISO_Central
63433 | MO | MISO_Central
63441 | MO | MISO_Central
63601 | MO | MISO_Central
63624 | MO | MISO_Central
63627 | MO | MISO_Central
63628 | MO | MISO_Central
63637 | MO | MISO_Central
63640 | MO | MISO_Central
63651 | MO | MISO_Central
63653 | MO | MISO_Central
63670 | MO | MISO_Central
63673 | MO | MISO_Central
63701 | MO | MISO_Central
63702 | MO | MISO_Central
63703 | MO | MISO_Central
63732 | MO | MISO_Central
63736 | MO | MISO_Central
63737 | MO | MISO_Central
63739 | MO | MISO_Central
63740 | MO | MISO_Central
63742 | MO | MISO_Central
63743 | MO | MISO_Central
63744 | MO | MISO_Central
63745 | MO | MISO_Central
63746 | MO | MISO_Central
63747 | MO | MISO_Central
63748 | MO | MISO_Central
63752 | MO | MISO_Central
63755 | MO | MISO_Central
63758 | MO | MISO_Central
63766 | MO | MISO_Central
63767 | MO | MISO_Central
63769 | MO | MISO_Central
63770 | MO | MISO_Central
63771 | MO | MISO_Central
63774 | MO | MISO_Central
63775 | MO | MISO_Central
63776 | MO | MISO_Central
63779 | MO | MISO_Central
63780 | MO | MISO_Central
63781 | MO | MISO_Central
63783 | MO | MISO_Central
63784 | MO | MISO_Central
63785 | MO | MISO_Central
63801 | MO | MISO_Central
63820 | MO | MISO_Central
63823 | MO | MISO_Central
63824 | MO | MISO_Central
63834 | MO | MISO_Central
63845 | MO | MISO_Central
63881 | MO | MISO_Central
63882 | MO | MISO_Central
65001 | MO | MISO_Central
65010 | MO | MISO_Central
65011 | MO | MISO_Central
65013 | MO | MISO_Central
65014 | MO | MISO_Central
65016 | MO | MISO_Central
65017 | MO | MISO_Central
65018 | MO | MISO_Central
65023 | MO | MISO_Central
65024 | MO | MISO_Central
65025 | MO | MISO_Central
65026 | MO | MISO_Central
65032 | MO | MISO_Central
65034 | MO | MISO_Central
65035 | MO | MISO_Central
65036 | MO | MISO_Central
65037 | MO | MISO_Central
65038 | MO | MISO_Central
65039 | MO | MISO_Central
65040 | MO | MISO_Central
65041 | MO | MISO_Central
65042 | MO | MISO_Central
65043 | MO | MISO_Central
65046 | MO | MISO_Central
65047 | MO | MISO_Central
65048 | MO | MISO_Central
65050 | MO | MISO_Central
65051 | MO | MISO_Central
65053 | MO | MISO_Central
65054 | MO | MISO_Central
65055 | MO | MISO_Central
65058 | MO | MISO_Central
65059 | MO | MISO_Central
65061 | MO | MISO_Central
65062 | MO | MISO_Central
65063 | MO | MISO_Central
65064 | MO | MISO_Central
65066 | MO | MISO_Central
65067 | MO | MISO_Central
65068 | MO | MISO_Central
65069 | MO | MISO_Central
65072 | MO | MISO_Central
65074 | MO | MISO_Central
65075 | MO | MISO_Central
65076 | MO | MISO_Central
65077 | MO | MISO_Central
65078 | MO | MISO_Central
65080 | MO | MISO_Central
65081 | MO | MISO_Central
65082 | MO | MISO_Central
65083 | MO | MISO_Central
65084 | MO | MISO_Central
65085 | MO | MISO_Central
65101 | MO | MISO_Central
65102 | MO | MISO_Central
65103 | MO | MISO_Central
65104 | MO | MISO_Central
65105 | MO | MISO_Central
65106 | MO | MISO_Central
65107 | MO | MISO_Central
65108 | MO | MISO_Central
65109 | MO | MISO_Central
65110 | MO | MISO_Central
65111 | MO | MISO_Central
65201 | MO | MISO_Central
65202 | MO | MISO_Central
65203 | MO | MISO_Central
65205 | MO | MISO_Central
65211 | MO | MISO_Central
65212 | MO | MISO_Central
65215 | MO | MISO_Central
65216 | MO | MISO_Central
65217 | MO | MISO_Central
65218 | MO | MISO_Central
65230 | MO | MISO_Central
65231 | MO | MISO_Central
65232 | MO | MISO_Central
65233 | MO | MISO_Central
65237 | MO | MISO_Central
65239 | MO | MISO_Central
65240 | MO | MISO_Central
65243 | MO | MISO_Central
65244 | MO | MISO_Central
65248 | MO | MISO_Central
65250 | MO | MISO_Central
65251 | MO | MISO_Central
65254 | MO | MISO_Central
65255 | MO | MISO_Central
65256 | MO | MISO_Central
65257 | MO | MISO_Central
65259 | MO | MISO_Central
65260 | MO | MISO_Central
65262 | MO | MISO_Central
65264 | MO | MISO_Central
65265 | MO | MISO_Central
65270 | MO | MISO_Central
65274 | MO | MISO_Central
65276 | MO | MISO_Central
65278 | MO | MISO_Central
65279 | MO | MISO_Central
65280 | MO | MISO_Central
65284 | MO | MISO_Central
65285 | MO | MISO_Central
65287 | MO | MISO_Central
65299 | MO | MISO_Central
65322 | MO | MISO_Central
65329 | MO | MISO_Central
65347 | MO | MISO_Central
65348 | MO | MISO_Central
65354 | MO | MISO_Central
65443 | MO | MISO_Central
65486 | MO | MISO_Central
65580 | MO | MISO_Central
65582 | MO | MISO_Central
63030 | MO | MISO_Central
63071 | MO | MISO_Central
63620 | MO | MISO_Central
63621 | MO | MISO_Central
63622 | MO | MISO_Central
63623 | MO | MISO_Central
63625 | MO | MISO_Central
63626 | MO | MISO_Central
63630 | MO | MISO_Central
63631 | MO | MISO_Central
63632 | MO | MISO_Central
63633 | MO | MISO_Central
63636 | MO | MISO_Central
63638 | MO | MISO_Central
63645 | MO | MISO_Central
63648 | MO | MISO_Central
63650 | MO | MISO_Central
63654 | MO | MISO_Central
63655 | MO | MISO_Central
63656 | MO | MISO_Central
63660 | MO | MISO_Central
63662 | MO | MISO_Central
63663 | MO | MISO_Central
63664 | MO | MISO_Central
63665 | MO | MISO_Central
63666 | MO | MISO_Central
63674 | MO | MISO_Central
63675 | MO | MISO_Central
63750 | MO | MISO_Central
63751 | MO | MISO_Central
63760 | MO | MISO_Central
63764 | MO | MISO_Central
63782 | MO | MISO_Central
63787 | MO | MISO_Central
65401 | MO | MISO_Central
65402 | MO | MISO_Central
65409 | MO | MISO_Central
65436 | MO | MISO_Central
65439 | MO | MISO_Central
65441 | MO | MISO_Central
65446 | MO | MISO_Central
65449 | MO | MISO_Central
65452 | MO | MISO_Central
65453 | MO | MISO_Central
65456 | MO | MISO_Central
65457 | MO | MISO_Central
65459 | MO | MISO_Central
65461 | MO | MISO_Central
65462 | MO | MISO_Central
65473 | MO | MISO_Central
65529 | MO | MISO_Central
65534 | MO | MISO_Central
65535 | MO | MISO_Central
65550 | MO | MISO_Central
65556 | MO | MISO_Central
65559 | MO | MISO_Central
65565 | MO | MISO_Central
65566 | MO | MISO_Central
65583 | MO | MISO_Central
65584 | MO | MISO_Central
65586 | MO | MISO_Central
49801 | MI | MISO_North
49802 | MI | MISO_North
49805 | MI | MISO_North
49806 | MI | MISO_North
49807 | MI | MISO_North
49808 | MI | MISO_North
49812 | MI | MISO_North
49814 | MI | MISO_North
49815 | MI | MISO_North
49816 | MI | MISO_North
49818 | MI | MISO_North
49819 | MI | MISO_North
49821 | MI | MISO_North
49822 | MI | MISO_North
49825 | MI | MISO_North
49826 | MI | MISO_North
49829 | MI | MISO_North
49831 | MI | MISO_North
49833 | MI | MISO_North
49834 | MI | MISO_North
49835 | MI | MISO_North
49837 | MI | MISO_North
49839 | MI | MISO_North
49841 | MI | MISO_North
49845 | MI | MISO_North
49847 | MI | MISO_North
49848 | MI | MISO_North
49849 | MI | MISO_North
49852 | MI | MISO_North
49855 | MI | MISO_North
49858 | MI | MISO_North
49861 | MI | MISO_North
49862 | MI | MISO_North
49863 | MI | MISO_North
49864 | MI | MISO_North
49865 | MI | MISO_North
49866 | MI | MISO_North
49870 | MI | MISO_North
49871 | MI | MISO_North
49872 | MI | MISO_North
49873 | MI | MISO_North
49874 | MI | MISO_North
49876 | MI | MISO_North
49877 | MI | MISO_North
49878 | MI | MISO_North
49879 | MI | MISO_North
49880 | MI | MISO_North
49881 | MI | MISO_North
49884 | MI | MISO_North
49885 | MI | MISO_North
49886 | MI | MISO_North
49887 | MI | MISO_North
49891 | MI | MISO_North
49892 | MI | MISO_North
49893 | MI | MISO_North
49894 | MI | MISO_North
49895 | MI | MISO_North
49896 | MI | MISO_North
49901 | MI | MISO_North
49902 | MI | MISO_North
49903 | MI | MISO_North
49905 | MI | MISO_North
49908 | MI | MISO_North
49910 | MI | MISO_North
49911 | MI | MISO_North
49912 | MI | MISO_North
49913 | MI | MISO_North
49915 | MI | MISO_North
49916 | MI | MISO_North
49917 | MI | MISO_North
49918 | MI | MISO_North
49919 | MI | MISO_North
49920 | MI | MISO_North
49921 | MI | MISO_North
49922 | MI | MISO_North
49925 | MI | MISO_North
49927 | MI | MISO_North
49929 | MI | MISO_North
49930 | MI | MISO_North
49931 | MI | MISO_North
49934 | MI | MISO_North
49935 | MI | MISO_North
49938 | MI | MISO_North
49942 | MI | MISO_North
49945 | MI | MISO_North
49946 | MI | MISO_North
49947 | MI | MISO_North
49948 | MI | MISO_North
49950 | MI | MISO_North
49952 | MI | MISO_North
49953 | MI | MISO_North
49955 | MI | MISO_North
49958 | MI | MISO_North
49959 | MI | MISO_North
49960 | MI | MISO_North
49961 | MI | MISO_North
49962 | MI | MISO_North
49963 | MI | MISO_North
49964 | MI | MISO_North
49965 | MI | MISO_North
49967 | MI | MISO_North
49968 | MI | MISO_North
49969 | MI | MISO_North
49970 | MI | MISO_North
49971 | MI | MISO_North
53015 | WI | MISO_North
53042 | WI | MISO_North
53063 | WI | MISO_North
54101 | WI | MISO_North
54102 | WI | MISO_North
54103 | WI | MISO_North
54104 | WI | MISO_North
54112 | WI | MISO_North
54114 | WI | MISO_North
54115 | WI | MISO_North
54119 | WI | MISO_North
54120 | WI | MISO_North
54121 | WI | MISO_North
54124 | WI | MISO_North
54125 | WI | MISO_North
54126 | WI | MISO_North
54138 | WI | MISO_North
54139 | WI | MISO_North
54141 | WI | MISO_North
54143 | WI | MISO_North
54149 | WI | MISO_North
54151 | WI | MISO_North
54153 | WI | MISO_North
54154 | WI | MISO_North
54155 | WI | MISO_North
54156 | WI | MISO_North
54157 | WI | MISO_North
54159 | WI | MISO_North
54161 | WI | MISO_North
54171 | WI | MISO_North
54173 | WI | MISO_North
54174 | WI | MISO_North
54175 | WI | MISO_North
54177 | WI | MISO_North
54180 | WI | MISO_North
54201 | WI | MISO_North
54202 | WI | MISO_North
54204 | WI | MISO_North
54205 | WI | MISO_North
54207 | WI | MISO_North
54208 | WI | MISO_North
54209 | WI | MISO_North
54210 | WI | MISO_North
54211 | WI | MISO_North
54212 | WI | MISO_North
54213 | WI | MISO_North
54214 | WI | MISO_North
54215 | WI | MISO_North
54216 | WI | MISO_North
54217 | WI | MISO_North
54220 | WI | MISO_North
54221 | WI | MISO_North
54226 | WI | MISO_North
54227 | WI | MISO_North
54228 | WI | MISO_North
54229 | WI | MISO_North
54230 | WI | MISO_North
54232 | WI | MISO_North
54234 | WI | MISO_North
54235 | WI | MISO_North
54240 | WI | MISO_North
54241 | WI | MISO_North
54245 | WI | MISO_North
54246 | WI | MISO_North
54247 | WI | MISO_North
54301 | WI | MISO_North
54302 | WI | MISO_North
54303 | WI | MISO_North
54304 | WI | MISO_North
54305 | WI | MISO_North
54306 | WI | MISO_North
54307 | WI | MISO_North
54308 | WI | MISO_North
54311 | WI | MISO_North
54313 | WI | MISO_North
54324 | WI | MISO_North
54344 | WI | MISO_North
54401 | WI | MISO_North
54402 | WI | MISO_North
54403 | WI | MISO_North
54406 | WI | MISO_North
54407 | WI | MISO_North
54409 | WI | MISO_North
54411 | WI | MISO_North
54417 | WI | MISO_North
54418 | WI | MISO_North
54423 | WI | MISO_North
54424 | WI | MISO_North
54426 | WI | MISO_North
54427 | WI | MISO_North
54428 | WI | MISO_North
54429 | WI | MISO_North
54430 | WI | MISO_North
54435 | WI | MISO_North
54440 | WI | MISO_North
54442 | WI | MISO_North
54443 | WI | MISO_North
54448 | WI | MISO_North
54452 | WI | MISO_North
54455 | WI | MISO_North
54458 | WI | MISO_North
54462 | WI | MISO_North
54463 | WI | MISO_North
54464 | WI | MISO_North
54465 | WI | MISO_North
54467 | WI | MISO_North
54471 | WI | MISO_North
54473 | WI | MISO_North
54474 | WI | MISO_North
54476 | WI | MISO_North
54479 | WI | MISO_North
54481 | WI | MISO_North
54482 | WI | MISO_North
54484 | WI | MISO_North
54485 | WI | MISO_North
54487 | WI | MISO_North
54491 | WI | MISO_North
54492 | WI | MISO_North
54501 | WI | MISO_North
54511 | WI | MISO_North
54512 | WI | MISO_North
54519 | WI | MISO_North
54520 | WI | MISO_North
54521 | WI | MISO_North
54529 | WI | MISO_North
54531 | WI | MISO_North
54532 | WI | MISO_North
54538 | WI | MISO_North
54539 | WI | MISO_North
54540 | WI | MISO_North
54541 | WI | MISO_North
54542 | WI | MISO_North
54543 | WI | MISO_North
54545 | WI | MISO_North
54548 | WI | MISO_North
54554 | WI | MISO_North
54557 | WI | MISO_North
54558 | WI | MISO_North
54560 | WI | MISO_North
54561 | WI | MISO_North
54562 | WI | MISO_North
54564 | WI | MISO_North
54566 | WI | MISO_North
54568 | WI | MISO_North
54909 | WI | MISO_North
54921 | WI | MISO_North
53003 | WI | MISO_North
53006 | WI | MISO_North
53010 | WI | MISO_North
53014 | WI | MISO_North
53016 | WI | MISO_North
53019 | WI | MISO_North
53032 | WI | MISO_North
53034 | WI | MISO_North
53035 | WI | MISO_North
53039 | WI | MISO_North
53047 | WI | MISO_North
53048 | WI | MISO_North
53049 | WI | MISO_North
53050 | WI | MISO_North
53057 | WI | MISO_North
53059 | WI | MISO_North
53061 | WI | MISO_North
53062 | WI | MISO_North
53065 | WI | MISO_North
53078 | WI | MISO_North
53079 | WI | MISO_North
53088 | WI | MISO_North
53091 | WI | MISO_North
53098 | WI | MISO_North
53099 | WI | MISO_North
53555 | WI | MISO_North
53557 | WI | MISO_North
53579 | WI | MISO_North
53901 | WI | MISO_North
53910 | WI | MISO_North
53911 | WI | MISO_North
53916 | WI | MISO_North
53919 | WI | MISO_North
53920 | WI | MISO_North
53922 | WI | MISO_North
53923 | WI | MISO_North
53925 | WI | MISO_North
53926 | WI | MISO_North
53928 | WI | MISO_North
53929 | WI | MISO_North
53930 | WI | MISO_North
53931 | WI | MISO_North
53932 | WI | MISO_North
53933 | WI | MISO_North
53934 | WI | MISO_North
53935 | WI | MISO_North
53936 | WI | MISO_North
53939 | WI | MISO_North
53944 | WI | MISO_North
53946 | WI | MISO_North
53947 | WI | MISO_North
53948 | WI | MISO_North
53949 | WI | MISO_North
53950 | WI | MISO_North
53952 | WI | MISO_North
53953 | WI | MISO_North
53954 | WI | MISO_North
53955 | WI | MISO_North
53956 | WI | MISO_North
53957 | WI | MISO_North
53960 | WI | MISO_North
53962 | WI | MISO_North
53963 | WI | MISO_North
53964 | WI | MISO_North
53965 | WI | MISO_North
53969 | WI | MISO_North
54106 | WI | MISO_North
54107 | WI | MISO_North
54110 | WI | MISO_North
54111 | WI | MISO_North
54113 | WI | MISO_North
54123 | WI | MISO_North
54127 | WI | MISO_North
54128 | WI | MISO_North
54129 | WI | MISO_North
54130 | WI | MISO_North
54131 | WI | MISO_North
54135 | WI | MISO_North
54136 | WI | MISO_North
54137 | WI | MISO_North
54140 | WI | MISO_North
54150 | WI | MISO_North
54152 | WI | MISO_North
54160 | WI | MISO_North
54162 | WI | MISO_North
54165 | WI | MISO_North
54166 | WI | MISO_North
54169 | WI | MISO_North
54170 | WI | MISO_North
54404 | WI | MISO_North
54408 | WI | MISO_North
54410 | WI | MISO_North
54412 | WI | MISO_North
54413 | WI | MISO_North
54414 | WI | MISO_North
54415 | WI | MISO_North
54416 | WI | MISO_North
54441 | WI | MISO_North
54449 | WI | MISO_North
54450 | WI | MISO_North
54454 | WI | MISO_North
54457 | WI | MISO_North
54466 | WI | MISO_North
54469 | WI | MISO_North
54475 | WI | MISO_North
54486 | WI | MISO_North
54489 | WI | MISO_North
54494 | WI | MISO_North
54495 | WI | MISO_North
54499 | WI | MISO_North
54613 | WI | MISO_North
54618 | WI | MISO_North
54637 | WI | MISO_North
54641 | WI | MISO_North
54646 | WI | MISO_North
54901 | WI | MISO_North
54902 | WI | MISO_North
54903 | WI | MISO_North
54904 | WI | MISO_North
54906 | WI | MISO_North
54911 | WI | MISO_North
54912 | WI | MISO_North
54913 | WI | MISO_North
54914 | WI | MISO_North
54915 | WI | MISO_North
54919 | WI | MISO_North
54922 | WI | MISO_North
54923 | WI | MISO_North
54926 | WI | MISO_North
54927 | WI | MISO_North
54928 | WI | MISO_North
54929 | WI | MISO_North
54930 | WI | MISO_North
54931 | WI | MISO_North
54932 | WI | MISO_North
54933 | WI | MISO_North
54935 | WI | MISO_North
54936 | WI | MISO_North
54937 | WI | MISO_North
54940 | WI | MISO_North
54941 | WI | MISO_North
54942 | WI | MISO_North
54943 | WI | MISO_North
54944 | WI | MISO_North
54945 | WI | MISO_North
54946 | WI | MISO_North
54947 | WI | MISO_North
54948 | WI | MISO_North
54949 | WI | MISO_North
54950 | WI | MISO_North
54952 | WI | MISO_North
54956 | WI | MISO_North
54957 | WI | MISO_North
54960 | WI | MISO_North
54961 | WI | MISO_North
54962 | WI | MISO_North
54963 | WI | MISO_North
54964 | WI | MISO_North
54965 | WI | MISO_North
54966 | WI | MISO_North
54967 | WI | MISO_North
54968 | WI | MISO_North
54969 | WI | MISO_North
54970 | WI | MISO_North
54971 | WI | MISO_North
54974 | WI | MISO_North
54976 | WI | MISO_North
54977 | WI | MISO_North
54978 | WI | MISO_North
54979 | WI | MISO_North
54980 | WI | MISO_North
54981 | WI | MISO_North
54982 | WI | MISO_North
54983 | WI | MISO_North
54984 | WI | MISO_North
54985 | WI | MISO_North
54986 | WI | MISO_North
54990 | WI | MISO_North
53503 | WI | MISO_North
53504 | WI | MISO_North
53506 | WI | MISO_North
53507 | WI | MISO_North
53510 | WI | MISO_North
53516 | WI | MISO_North
53518 | WI | MISO_North
53526 | WI | MISO_North
53530 | WI | MISO_North
53533 | WI | MISO_North
53535 | WI | MISO_North
53540 | WI | MISO_North
53541 | WI | MISO_North
53543 | WI | MISO_North
53544 | WI | MISO_North
53553 | WI | MISO_North
53554 | WI | MISO_North
53556 | WI | MISO_North
53561 | WI | MISO_North
53565 | WI | MISO_North
53569 | WI | MISO_North
53573 | WI | MISO_North
53577 | WI | MISO_North
53578 | WI | MISO_North
53580 | WI | MISO_North
53581 | WI | MISO_North
53582 | WI | MISO_North
53583 | WI | MISO_North
53584 | WI | MISO_North
53586 | WI | MISO_North
53587 | WI | MISO_North
53588 | WI | MISO_North
53595 | WI | MISO_North
53599 | WI | MISO_North
53801 | WI | MISO_North
53802 | WI | MISO_North
53803 | WI | MISO_North
53804 | WI | MISO_North
53805 | WI | MISO_North
53806 | WI | MISO_North
53807 | WI | MISO_North
53808 | WI | MISO_North
53809 | WI | MISO_North
53810 | WI | MISO_North
53811 | WI | MISO_North
53812 | WI | MISO_North
53813 | WI | MISO_North
53816 | WI | MISO_North
53817 | WI | MISO_North
53818 | WI | MISO_North
53820 | WI | MISO_North
53821 | WI | MISO_North
53824 | WI | MISO_North
53825 | WI | MISO_North
53826 | WI | MISO_North
53827 | WI | MISO_North
53913 | WI | MISO_North
53924 | WI | MISO_North
53937 | WI | MISO_North
53940 | WI | MISO_North
53941 | WI | MISO_North
53942 | WI | MISO_North
53943 | WI | MISO_North
53951 | WI | MISO_North
53958 | WI | MISO_North
53959 | WI | MISO_North
53961 | WI | MISO_North
53968 | WI | MISO_North
54611 | WI | MISO_North
54615 | WI | MISO_North
54619 | WI | MISO_North
54620 | WI | MISO_North
54621 | WI | MISO_North
54623 | WI | MISO_North
54624 | WI | MISO_North
54626 | WI | MISO_North
54628 | WI | MISO_North
54631 | WI | MISO_North
54632 | WI | MISO_North
54634 | WI | MISO_North
54635 | WI | MISO_North
54638 | WI | MISO_North
54639 | WI | MISO_North
54642 | WI | MISO_North
54643 | WI | MISO_North
54645 | WI | MISO_North
54648 | WI | MISO_North
54649 | WI | MISO_North
54651 | WI | MISO_North
54652 | WI | MISO_North
54654 | WI | MISO_North
54655 | WI | MISO_North
54656 | WI | MISO_North
54657 | WI | MISO_North
54658 | WI | MISO_North
54659 | WI | MISO_North
54660 | WI | MISO_North
54662 | WI | MISO_North
54664 | WI | MISO_North
54665 | WI | MISO_North
54666 | WI | MISO_North
54667 | WI | MISO_North
54670 | WI | MISO_North
54754 | WI | MISO_North
53501 | WI | MISO_North
53502 | WI | MISO_North
53505 | WI | MISO_North
53508 | WI | MISO_North
53511 | WI | MISO_North
53512 | WI | MISO_North
53515 | WI | MISO_North
53517 | WI | MISO_North
53520 | WI | MISO_North
53521 | WI | MISO_North
53522 | WI | MISO_North
53523 | WI | MISO_North
53525 | WI | MISO_North
53527 | WI | MISO_North
53528 | WI | MISO_North
53529 | WI | MISO_North
53531 | WI | MISO_North
53532 | WI | MISO_North
53534 | WI | MISO_North
53536 | WI | MISO_North
53537 | WI | MISO_North
53542 | WI | MISO_North
53545 | WI | MISO_North
53546 | WI | MISO_North
53547 | WI | MISO_North
53548 | WI | MISO_North
53550 | WI | MISO_North
53558 | WI | MISO_North
53559 | WI | MISO_North
53560 | WI | MISO_North
53562 | WI | MISO_North
53563 | WI | MISO_North
53566 | WI | MISO_North
53570 | WI | MISO_North
53571 | WI | MISO_North
53572 | WI | MISO_North
53574 | WI | MISO_North
53575 | WI | MISO_North
53576 | WI | MISO_North
53589 | WI | MISO_North
53590 | WI | MISO_North
53593 | WI | MISO_North
53596 | WI | MISO_North
53597 | WI | MISO_North
53598 | WI | MISO_North
53701 | WI | MISO_North
53702 | WI | MISO_North
53703 | WI | MISO_North
53704 | WI | MISO_North
53705 | WI | MISO_North
53706 | WI | MISO_North
53707 | WI | MISO_North
53708 | WI | MISO_North
53711 | WI | MISO_North
53713 | WI | MISO_North
53714 | WI | MISO_North
53715 | WI | MISO_North
53716 | WI | MISO_North
53717 | WI | MISO_North
53718 | WI | MISO_North
53719 | WI | MISO_North
53725 | WI | MISO_North
53726 | WI | MISO_North
53744 | WI | MISO_North
53774 | WI | MISO_North
53777 | WI | MISO_North
53782 | WI | MISO_North
53783 | WI | MISO_North
53784 | WI | MISO_North
53785 | WI | MISO_North
53786 | WI | MISO_North
53788 | WI | MISO_North
53790 | WI | MISO_North
53791 | WI | MISO_North
53792 | WI | MISO_North
53793 | WI | MISO_North
53794 | WI | MISO_North
53001 | WI | MISO_North
53002 | WI | MISO_North
53004 | WI | MISO_North
53005 | WI | MISO_North
53007 | WI | MISO_North
53008 | WI | MISO_North
53011 | WI | MISO_North
53012 | WI | MISO_North
53013 | WI | MISO_North
53017 | WI | MISO_North
53018 | WI | MISO_North
53020 | WI | MISO_North
53021 | WI | MISO_North
53022 | WI | MISO_North
53023 | WI | MISO_North
53024 | WI | MISO_North
53026 | WI | MISO_North
53027 | WI | MISO_North
53029 | WI | MISO_North
53031 | WI | MISO_North
53033 | WI | MISO_North
53036 | WI | MISO_North
53037 | WI | MISO_North
53038 | WI | MISO_North
53040 | WI | MISO_North
53044 | WI | MISO_North
53045 | WI | MISO_North
53046 | WI | MISO_North
53051 | WI | MISO_North
53052 | WI | MISO_North
53056 | WI | MISO_North
53058 | WI | MISO_North
53060 | WI | MISO_North
53064 | WI | MISO_North
53066 | WI | MISO_North
53069 | WI | MISO_North
53070 | WI | MISO_North
53072 | WI | MISO_North
53073 | WI | MISO_North
53074 | WI | MISO_North
53075 | WI | MISO_North
53076 | WI | MISO_North
53080 | WI | MISO_North
53081 | WI | MISO_North
53082 | WI | MISO_North
53083 | WI | MISO_North
53085 | WI | MISO_North
53086 | WI | MISO_North
53089 | WI | MISO_North
53090 | WI | MISO_North
53092 | WI | MISO_North
53093 | WI | MISO_North
53094 | WI | MISO_North
53095 | WI | MISO_North
53097 | WI | MISO_North
53101 | WI | MISO_North
53102 | WI | MISO_North
53103 | WI | MISO_North
53104 | WI | MISO_North
53105 | WI | MISO_North
53108 | WI | MISO_North
53109 | WI | MISO_North
53110 | WI | MISO_North
53114 | WI | MISO_North
53115 | WI | MISO_North
53118 | WI | MISO_North
53119 | WI | MISO_North
53120 | WI | MISO_North
53121 | WI | MISO_North
53122 | WI | MISO_North
53125 | WI | MISO_North
53126 | WI | MISO_North
53127 | WI | MISO_North
53128 | WI | MISO_North
53129 | WI | MISO_North
53130 | WI | MISO_North
53132 | WI | MISO_North
53137 | WI | MISO_North
53138 | WI | MISO_North
53139 | WI | MISO_North
53140 | WI | MISO_North
53141 | WI | MISO_North
53142 | WI | MISO_North
53143 | WI | MISO_North
53144 | WI | MISO_North
53146 | WI | MISO_North
53147 | WI | MISO_North
53148 | WI | MISO_North
53149 | WI | MISO_North
53150 | WI | MISO_North
53151 | WI | MISO_North
53152 | WI | MISO_North
53153 | WI | MISO_North
53154 | WI | MISO_North
53156 | WI | MISO_North
53157 | WI | MISO_North
53158 | WI | MISO_North
53159 | WI | MISO_North
53167 | WI | MISO_North
53168 | WI | MISO_North
53170 | WI | MISO_North
53171 | WI | MISO_North
53172 | WI | MISO_North
53176 | WI | MISO_North
53177 | WI | MISO_North
53178 | WI | MISO_North
53179 | WI | MISO_North
53181 | WI | MISO_North
53182 | WI | MISO_North
53183 | WI | MISO_North
53184 | WI | MISO_North
53185 | WI | MISO_North
53186 | WI | MISO_North
53187 | WI | MISO_North
53188 | WI | MISO_North
53189 | WI | MISO_North
53190 | WI | MISO_North
53191 | WI | MISO_North
53192 | WI | MISO_North
53194 | WI | MISO_North
53195 | WI | MISO_North
53201 | WI | MISO_North
53202 | WI | MISO_North
53203 | WI | MISO_North
53204 | WI | MISO_North
53205 | WI | MISO_North
53206 | WI | MISO_North
53207 | WI | MISO_North
53208 | WI | MISO_North
53209 | WI | MISO_North
53210 | WI | MISO_North
53211 | WI | MISO_North
53212 | WI | MISO_North
53213 | WI | MISO_North
53214 | WI | MISO_North
53215 | WI | MISO_North
53216 | WI | MISO_North
53217 | WI | MISO_North
53218 | WI | MISO_North
53219 | WI | MISO_North
53220 | WI | MISO_North
53221 | WI | MISO_North
53222 | WI | MISO_North
53223 | WI | MISO_North
53224 | WI | MISO_North
53225 | WI | MISO_North
53226 | WI | MISO_North
53227 | WI | MISO_North
53228 | WI | MISO_North
53233 | WI | MISO_North
53234 | WI | MISO_North
53235 | WI | MISO_North
53237 | WI | MISO_North
53259 | WI | MISO_North
53263 | WI | MISO_North
53274 | WI | MISO_North
53278 | WI | MISO_North
53288 | WI | MISO_North
53290 | WI | MISO_North
53293 | WI | MISO_North
53295 | WI | MISO_North
53401 | WI | MISO_North
53402 | WI | MISO_North
53403 | WI | MISO_North
53404 | WI | MISO_North
53405 | WI | MISO_North
53406 | WI | MISO_North
53407 | WI | MISO_North
53408 | WI | MISO_North
53538 | WI | MISO_North
53549 | WI | MISO_North
53551 | WI | MISO_North
53585 | WI | MISO_North
53594 | WI | MISO_North
60002 | IL | PJM_West
60004 | IL | PJM_West
60005 | IL | PJM_West
60006 | IL | PJM_West
60007 | IL | PJM_West
60008 | IL | PJM_West
60009 | IL | PJM_West
60010 | IL | PJM_West
60011 | IL | PJM_West
60012 | IL | PJM_West
60013 | IL | PJM_West
60014 | IL | PJM_West
60015 | IL | PJM_West
60016 | IL | PJM_West
60017 | IL | PJM_West
60018 | IL | PJM_West
60019 | IL | PJM_West
60020 | IL | PJM_West
60021 | IL | PJM_West
60022 | IL | PJM_West
60025 | IL | PJM_West
60026 | IL | PJM_West
60029 | IL | PJM_West
60030 | IL | PJM_West
60031 | IL | PJM_West
60033 | IL | PJM_West
60034 | IL | PJM_West
60035 | IL | PJM_West
60037 | IL | PJM_West
60038 | IL | PJM_West
60039 | IL | PJM_West
60040 | IL | PJM_West
60041 | IL | PJM_West
60042 | IL | PJM_West
60043 | IL | PJM_West
60044 | IL | PJM_West
60045 | IL | PJM_West
60046 | IL | PJM_West
60047 | IL | PJM_West
60048 | IL | PJM_West
60050 | IL | PJM_West
60051 | IL | PJM_West
60053 | IL | PJM_West
60055 | IL | PJM_West
60056 | IL | PJM_West
60060 | IL | PJM_West
60061 | IL | PJM_West
60062 | IL | PJM_West
60064 | IL | PJM_West
60065 | IL | PJM_West
60067 | IL | PJM_West
60068 | IL | PJM_West
60069 | IL | PJM_West
60070 | IL | PJM_West
60071 | IL | PJM_West
60072 | IL | PJM_West
60073 | IL | PJM_West
60074 | IL | PJM_West
60075 | IL | PJM_West
60076 | IL | PJM_West
60077 | IL | PJM_West
60078 | IL | PJM_West
60079 | IL | PJM_West
60081 | IL | PJM_West
60082 | IL | PJM_West
60083 | IL | PJM_West
60084 | IL | PJM_West
60085 | IL | PJM_West
60086 | IL | PJM_West
60087 | IL | PJM_West
60088 | IL | PJM_West
60089 | IL | PJM_West
60090 | IL | PJM_West
60091 | IL | PJM_West
60093 | IL | PJM_West
60094 | IL | PJM_West
60095 | IL | PJM_West
60096 | IL | PJM_West
60097 | IL | PJM_West
60098 | IL | PJM_West
60099 | IL | PJM_West
60101 | IL | PJM_West
60102 | IL | PJM_West
60103 | IL | PJM_West
60104 | IL | PJM_West
60105 | IL | PJM_West
60106 | IL | PJM_West
60107 | IL | PJM_West
60108 | IL | PJM_West
60109 | IL | PJM_West
60110 | IL | PJM_West
60111 | IL | PJM_West
60112 | IL | PJM_West
60113 | IL | PJM_West
60115 | IL | PJM_West
60116 | IL | PJM_West
60117 | IL | PJM_West
60118 | IL | PJM_West
60119 | IL | PJM_West
60120 | IL | PJM_West
60121 | IL | PJM_West
60122 | IL | PJM_West
60123 | IL | PJM_West
60124 | IL | PJM_West
60126 | IL | PJM_West
60128 | IL | PJM_West
60129 | IL | PJM_West
60130 | IL | PJM_West
60131 | IL | PJM_West
60132 | IL | PJM_West
60133 | IL | PJM_West
60134 | IL | PJM_West
60135 | IL | PJM_West
60136 | IL | PJM_West
60137 | IL | PJM_West
60138 | IL | PJM_West
60139 | IL | PJM_West
60140 | IL | PJM_West
60141 | IL | PJM_West
60142 | IL | PJM_West
60143 | IL | PJM_West
60144 | IL | PJM_West
60145 | IL | PJM_West
60146 | IL | PJM_West
60147 | IL | PJM_West
60148 | IL | PJM_West
60150 | IL | PJM_West
60151 | IL | PJM_West
60152 | IL | PJM_West
60153 | IL | PJM_West
60154 | IL | PJM_West
60155 | IL | PJM_West
60156 | IL | PJM_West
60157 | IL | PJM_West
60159 | IL | PJM_West
60160 | IL | PJM_West
60161 | IL | PJM_West
60162 | IL | PJM_West
60163 | IL | PJM_West
60164 | IL | PJM_West
60165 | IL | PJM_West
60168 | IL | PJM_West
60169 | IL | PJM_West
60171 | IL | PJM_West
60172 | IL | PJM_West
60173 | IL | PJM_West
60174 | IL | PJM_West
60175 | IL | PJM_West
60176 | IL | PJM_West
60177 | IL | PJM_West
60178 | IL | PJM_West
60179 | IL | PJM_West
60180 | IL | PJM_West
60181 | IL | PJM_West
60183 | IL | PJM_West
60184 | IL | PJM_West
60185 | IL | PJM_West
60186 | IL | PJM_West
60187 | IL | PJM_West
60188 | IL | PJM_West
60189 | IL | PJM_West
60190 | IL | PJM_West
60191 | IL | PJM_West
60192 | IL | PJM_West
60193 | IL | PJM_West
60194 | IL | PJM_West
60195 | IL | PJM_West
60196 | IL | PJM_West
60197 | IL | PJM_West
60199 | IL | PJM_West
60201 | IL | PJM_West
60202 | IL | PJM_West
60203 | IL | PJM_West
60204 | IL | PJM_West
60208 | IL | PJM_West
60301 | IL | PJM_West
60302 | IL | PJM_West
60303 | IL | PJM_West
60304 | IL | PJM_West
60305 | IL | PJM_West
60399 | IL | PJM_West
60401 | IL | PJM_West
60402 | IL | PJM_West
60403 | IL | PJM_West
60404 | IL | PJM_West
60406 | IL | PJM_West
60407 | IL | PJM_West
60408 | IL | PJM_West
60409 | IL | PJM_West
60410 | IL | PJM_West
60411 | IL | PJM_West
60412 | IL | PJM_West
60415 | IL | PJM_West
60416 | IL | PJM_West
60417 | IL | PJM_West
60418 | IL | PJM_West
60419 | IL | PJM_West
60420 | IL | PJM_West
60421 | IL | PJM_West
60422 | IL | PJM_West
60423 | IL | PJM_West
60424 | IL | PJM_West
60425 | IL | PJM_West
60426 | IL | PJM_West
60428 | IL | PJM_West
60429 | IL | PJM_West
60430 | IL | PJM_West
60431 | IL | PJM_West
60432 | IL | PJM_West
60433 | IL | PJM_West
60434 | IL | PJM_West
60435 | IL | PJM_West
60436 | IL | PJM_West
60437 | IL | PJM_West
60438 | IL | PJM_West
60439 | IL | PJM_West
60440 | IL | PJM_West
60441 | IL | PJM_West
60442 | IL | PJM_West
60443 | IL | PJM_West
60444 | IL | PJM_West
60445 | IL | PJM_West
60446 | IL | PJM_West
60447 | IL | PJM_West
60448 | IL | PJM_West
60449 | IL | PJM_West
60450 | IL | PJM_West
60451 | IL | PJM_West
60452 | IL | PJM_West
60453 | IL | PJM_West
60454 | IL | PJM_West
60455 | IL | PJM_West
60456 | IL | PJM_West
60457 | IL | PJM_West
60458 | IL | PJM_West
60459 | IL | PJM_West
60460 | IL | PJM_West
60461 | IL | PJM_West
60462 | IL | PJM_West
60463 | IL | PJM_West
60464 | IL | PJM_West
60465 | IL | PJM_West
60466 | IL | PJM_West
60467 | IL | PJM_West
60468 | IL | PJM_West
60469 | IL | PJM_West
60470 | IL | PJM_West
60471 | IL | PJM_West
60472 | IL | PJM_West
60473 | IL | PJM_West
60474 | IL | PJM_West
60475 | IL | PJM_West
60476 | IL | PJM_West
60477 | IL | PJM_West
60478 | IL | PJM_West
60479 | IL | PJM_West
60480 | IL | PJM_West
60481 | IL | PJM_West
60482 | IL | PJM_West
60484 | IL | PJM_West
60487 | IL | PJM_West
60490 | IL | PJM_West
60491 | IL | PJM_West
60499 | IL | PJM_West
60501 | IL | PJM_West
60502 | IL | PJM_West
60503 | IL | PJM_West
60504 | IL | PJM_West
60505 | IL | PJM_West
60506 | IL | PJM_West
60507 | IL | PJM_West
60510 | IL | PJM_West
60511 | IL | PJM_West
60512 | IL | PJM_West
60513 | IL | PJM_West
60514 | IL | PJM_West
60515 | IL | PJM_West
60516 | IL | PJM_West
60517 | IL | PJM_West
60518 | IL | PJM_West
60519 | IL | PJM_West
60520 | IL | PJM_West
60521 | IL | PJM_West
60522 | IL | PJM_West
60523 | IL | PJM_West
60525 | IL | PJM_West
60526 | IL | PJM_West
60527 | IL | PJM_West
60530 | IL | PJM_West
60531 | IL | PJM_West
60532 | IL | PJM_West
60534 | IL | PJM_West
60536 | IL | PJM_West
60537 | IL | PJM_West
60538 | IL | PJM_West
60539 | IL | PJM_West
60540 | IL | PJM_West
60541 | IL | PJM_West
60542 | IL | PJM_West
60543 | IL | PJM_West
60544 | IL | PJM_West
60545 | IL | PJM_West
60546 | IL | PJM_West
60548 | IL | PJM_West
60549 | IL | PJM_West
60550 | IL | PJM_West
60551 | IL | PJM_West
60552 | IL | PJM_West
60553 | IL | PJM_West
60554 | IL | PJM_West
60555 | IL | PJM_West
60556 | IL | PJM_West
60557 | IL | PJM_West
60558 | IL | PJM_West
60559 | IL | PJM_West
60560 | IL | PJM_West
60561 | IL | PJM_West
60563 | IL | PJM_West
60564 | IL | PJM_West
60565 | IL | PJM_West
60566 | IL | PJM_West
60567 | IL | PJM_West
60568 | IL | PJM_West
60569 | IL | PJM_West
60572 | IL | PJM_West
60585 | IL | PJM_West
60586 | IL | PJM_West
60598 | IL | PJM_West
60599 | IL | PJM_West
60601 | IL | PJM_West
60602 | IL | PJM_West
60603 | IL | PJM_West
60604 | IL | PJM_West
60605 | IL | PJM_West
60606 | IL | PJM_West
60607 | IL | PJM_West
60608 | IL | PJM_West
60609 | IL | PJM_West
60610 | IL | PJM_West
60611 | IL | PJM_West
60612 | IL | PJM_West
60613 | IL | PJM_West
60614 | IL | PJM_West
60615 | IL | PJM_West
60616 | IL | PJM_West
60617 | IL | PJM_West
60618 | IL | PJM_West
60619 | IL | PJM_West
60620 | IL | PJM_West
60621 | IL | PJM_West
60622 | IL | PJM_West
60623 | IL | PJM_West
60624 | IL | PJM_West
60625 | IL | PJM_West
60626 | IL | PJM_West
60628 | IL | PJM_West
60629 | IL | PJM_West
60630 | IL | PJM_West
60631 | IL | PJM_West
60632 | IL | PJM_West
60633 | IL | PJM_West
60634 | IL | PJM_West
60636 | IL | PJM_West
60637 | IL | PJM_West
60638 | IL | PJM_West
60639 | IL | PJM_West
60640 | IL | PJM_West
60641 | IL | PJM_West
60642 | IL | PJM_West
60643 | IL | PJM_West
60644 | IL | PJM_West
60645 | IL | PJM_West
60646 | IL | PJM_West
60647 | IL | PJM_West
60649 | IL | PJM_West
60651 | IL | PJM_West
60652 | IL | PJM_West
60653 | IL | PJM_West
60654 | IL | PJM_West
60655 | IL | PJM_West
60656 | IL | PJM_West
60657 | IL | PJM_West
60659 | IL | PJM_West
60660 | IL | PJM_West
60661 | IL | PJM_West
60664 | IL | PJM_West
60666 | IL | PJM_West
60668 | IL | PJM_West
60669 | IL | PJM_West
60670 | IL | PJM_West
60673 | IL | PJM_West
60674 | IL | PJM_West
60675 | IL | PJM_West
60677 | IL | PJM_West
60678 | IL | PJM_West
60680 | IL | PJM_West
60681 | IL | PJM_West
60682 | IL | PJM_West
60684 | IL | PJM_West
60685 | IL | PJM_West
60686 | IL | PJM_West
60687 | IL | PJM_West
60688 | IL | PJM_West
60689 | IL | PJM_West
60690 | IL | PJM_West
60691 | IL | PJM_West
60693 | IL | PJM_West
60694 | IL | PJM_West
60695 | IL | PJM_West
60696 | IL | PJM_West
60697 | IL | PJM_West
60699 | IL | PJM_West
60701 | IL | PJM_West
60706 | IL | PJM_West
60707 | IL | PJM_West
60712 | IL | PJM_West
60714 | IL | PJM_West
60803 | IL | PJM_West
60804 | IL | PJM_West
60805 | IL | PJM_West
60827 | IL | PJM_West
60901 | IL | PJM_West
60910 | IL | PJM_West
60913 | IL | PJM_West
60914 | IL | PJM_West
60915 | IL | PJM_West
60917 | IL | PJM_West
60920 | IL | PJM_West
60921 | IL | PJM_West
60922 | IL | PJM_West
60929 | IL | PJM_West
60934 | IL | PJM_West
60935 | IL | PJM_West
60940 | IL | PJM_West
60941 | IL | PJM_West
60944 | IL | PJM_West
60950 | IL | PJM_West
60954 | IL | PJM_West
60958 | IL | PJM_West
60961 | IL | PJM_West
60964 | IL | PJM_West
60969 | IL | PJM_West
61001 | IL | PJM_West
61006 | IL | PJM_West
61007 | IL | PJM_West
61008 | IL | PJM_West
61010 | IL | PJM_West
61011 | IL | PJM_West
61012 | IL | PJM_West
61013 | IL | PJM_West
61014 | IL | PJM_West
61015 | IL | PJM_West
61016 | IL | PJM_West
61018 | IL | PJM_West
61019 | IL | PJM_West
61020 | IL | PJM_West
61021 | IL | PJM_West
61024 | IL | PJM_West
61025 | IL | PJM_West
61027 | IL | PJM_West
61028 | IL | PJM_West
61030 | IL | PJM_West
61031 | IL | PJM_West
61032 | IL | PJM_West
61036 | IL | PJM_West
61037 | IL | PJM_West
61038 | IL | PJM_West
61039 | IL | PJM_West
61041 | IL | PJM_West
61042 | IL | PJM_West
61043 | IL | PJM_West
61044 | IL | PJM_West
61046 | IL | PJM_West
61047 | IL | PJM_West
61048 | IL | PJM_West
61049 | IL | PJM_West
61050 | IL | PJM_West
61051 | IL | PJM_West
61052 | IL | PJM_West
61053 | IL | PJM_West
61054 | IL | PJM_West
61057 | IL | PJM_West
61059 | IL | PJM_West
61060 | IL | PJM_West
61061 | IL | PJM_West
61062 | IL | PJM_West
61063 | IL | PJM_West
61064 | IL | PJM_West
61065 | IL | PJM_West
61067 | IL | PJM_West
61068 | IL | PJM_West
61070 | IL | PJM_West
61071 | IL | PJM_West
61072 | IL | PJM_West
61073 | IL | PJM_West
61074 | IL | PJM_West
61075 | IL | PJM_West
61077 | IL | PJM_West
61078 | IL | PJM_West
61079 | IL | PJM_West
61080 | IL | PJM_West
61081 | IL | PJM_West
61084 | IL | PJM_West
61085 | IL | PJM_West
61087 | IL | PJM_West
61088 | IL | PJM_West
61089 | IL | PJM_West
61091 | IL | PJM_West
61101 | IL | PJM_West
61102 | IL | PJM_West
61103 | IL | PJM_West
61104 | IL | PJM_West
61105 | IL | PJM_West
61106 | IL | PJM_West
61107 | IL | PJM_West
61108 | IL | PJM_West
61109 | IL | PJM_West
61110 | IL | PJM_West
61111 | IL | PJM_West
61112 | IL | PJM_West
61114 | IL | PJM_West
61115 | IL | PJM_West
61125 | IL | PJM_West
61126 | IL | PJM_West
61130 | IL | PJM_West
61131 | IL | PJM_West
61132 | IL | PJM_West
61230 | IL | PJM_West
61243 | IL | PJM_West
61250 | IL | PJM_West
61251 | IL | PJM_West
61252 | IL | PJM_West
61261 | IL | PJM_West
61270 | IL | PJM_West
61277 | IL | PJM_West
61283 | IL | PJM_West
61285 | IL | PJM_West
61301 | IL | PJM_West
61310 | IL | PJM_West
61311 | IL | PJM_West
61313 | IL | PJM_West
61316 | IL | PJM_West
61318 | IL | PJM_West
61319 | IL | PJM_West
61321 | IL | PJM_West
61324 | IL | PJM_West
61325 | IL | PJM_West
61331 | IL | PJM_West
61332 | IL | PJM_West
61333 | IL | PJM_West
61334 | IL | PJM_West
61341 | IL | PJM_West
61342 | IL | PJM_West
61348 | IL | PJM_West
61350 | IL | PJM_West
61353 | IL | PJM_West
61354 | IL | PJM_West
61358 | IL | PJM_West
61360 | IL | PJM_West
61364 | IL | PJM_West
61367 | IL | PJM_West
61370 | IL | PJM_West
61371 | IL | PJM_West
61372 | IL | PJM_West
61373 | IL | PJM_West
61378 | IL | PJM_West
61739 | IL | PJM_West
61740 | IL | PJM_West
61741 | IL | PJM_West
61743 | IL | PJM_West
61764 | IL | PJM_West
61769 | IL | PJM_West
61775 | IL | PJM_West
61201 | IL | MISO_Central
61204 | IL | MISO_Central
61231 | IL | MISO_Central
61232 | IL | MISO_Central
61233 | IL | MISO_Central
61234 | IL | MISO_Central
61235 | IL | MISO_Central
61236 | IL | MISO_Central
61237 | IL | MISO_Central
61238 | IL | MISO_Central
61239 | IL | MISO_Central
61240 | IL | MISO_Central
61241 | IL | MISO_Central
61242 | IL | MISO_Central
61244 | IL | MISO_Central
61254 | IL | MISO_Central
61256 | IL | MISO_Central
61257 | IL | MISO_Central
61258 | IL | MISO_Central
61259 | IL | MISO_Central
61260 | IL | MISO_Central
61262 | IL | MISO_Central
61263 | IL | MISO_Central
61264 | IL | MISO_Central
61265 | IL | MISO_Central
61266 | IL | MISO_Central
61272 | IL | MISO_Central
61273 | IL | MISO_Central
61274 | IL | MISO_Central
61275 | IL | MISO_Central
61276 | IL | MISO_Central
61278 | IL | MISO_Central
61279 | IL | MISO_Central
61281 | IL | MISO_Central
61282 | IL | MISO_Central
61284 | IL | MISO_Central
61299 | IL | MISO_Central
61312 | IL | MISO_Central
61314 | IL | MISO_Central
61315 | IL | MISO_Central
61317 | IL | MISO_Central
61320 | IL | MISO_Central
61322 | IL | MISO_Central
61323 | IL | MISO_Central
61326 | IL | MISO_Central
61327 | IL | MISO_Central
61328 | IL | MISO_Central
61329 | IL | MISO_Central
61330 | IL | MISO_Central
61335 | IL | MISO_Central
61336 | IL | MISO_Central
61337 | IL | MISO_Central
61338 | IL | MISO_Central
61340 | IL | MISO_Central
61344 | IL | MISO_Central
61345 | IL | MISO_Central
61346 | IL | MISO_Central
61349 | IL | MISO_Central
61356 | IL | MISO_Central
61359 | IL | MISO_Central
61361 | IL | MISO_Central
61362 | IL | MISO_Central
61363 | IL | MISO_Central
61368 | IL | MISO_Central
61374 | IL | MISO_Central
61376 | IL | MISO_Central
61379 | IL | MISO_Central
61401 | IL | MISO_Central
61402 | IL | MISO_Central
61410 | IL | MISO_Central
61411 | IL | MISO_Central
61412 | IL | MISO_Central
61413 | IL | MISO_Central
61414 | IL | MISO_Central
61415 | IL | MISO_Central
61416 | IL | MISO_Central
61417 | IL | MISO_Central
61418 | IL | MISO_Central
61419 | IL | MISO_Central
61420 | IL | MISO_Central
61421 | IL | MISO_Central
61422 | IL | MISO_Central
61423 | IL | MISO_Central
61425 | IL | MISO_Central
61426 | IL | MISO_Central
61427 | IL | MISO_Central
61428 | IL | MISO_Central
61430 | IL | MISO_Central
61431 | IL | MISO_Central
61432 | IL | MISO_Central
61433 | IL | MISO_Central
61434 | IL | MISO_Central
61435 | IL | MISO_Central
61436 | IL | MISO_Central
61437 | IL | MISO_Central
61438 | IL | MISO_Central
61439 | IL | MISO_Central
61440 | IL | MISO_Central
61441 | IL | MISO_Central
61442 | IL | MISO_Central
61443 | IL | MISO_Central
61447 | IL | MISO_Central
61448 | IL | MISO_Central
61449 | IL | MISO_Central
61450 | IL | MISO_Central
61452 | IL | MISO_Central
61453 | IL | MISO_Central
61454 | IL | MISO_Central
61455 | IL | MISO_Central
61458 | IL | MISO_Central
61459 | IL | MISO_Central
61460 | IL | MISO_Central
61462 | IL | MISO_Central
61465 | IL | MISO_Central
61466 | IL | MISO_Central
61467 | IL | MISO_Central
61468 | IL | MISO_Central
61469 | IL | MISO_Central
61470 | IL | MISO_Central
61471 | IL | MISO_Central
61472 | IL | MISO_Central
61473 | IL | MISO_Central
61474 | IL | MISO_Central
61475 | IL | MISO_Central
61476 | IL | MISO_Central
61477 | IL | MISO_Central
61478 | IL | MISO_Central
61479 | IL | MISO_Central
61480 | IL | MISO_Central
61482 | IL | MISO_Central
61483 | IL | MISO_Central
61484 | IL | MISO_Central
61485 | IL | MISO_Central
61486 | IL | MISO_Central
61488 | IL | MISO_Central
61489 | IL | MISO_Central
61490 | IL | MISO_Central
61491 | IL | MISO_Central
61501 | IL | MISO_Central
61519 | IL | MISO_Central
61520 | IL | MISO_Central
61524 | IL | MISO_Central
61531 | IL | MISO_Central
61532 | IL | MISO_Central
61542 | IL | MISO_Central
61543 | IL | MISO_Central
61544 | IL | MISO_Central
61546 | IL | MISO_Central
61553 | IL | MISO_Central
61560 | IL | MISO_Central
61563 | IL | MISO_Central
61567 | IL | MISO_Central
61572 | IL | MISO_Central
62001 | IL | MISO_Central
62002 | IL | MISO_Central
62006 | IL | MISO_Central
62009 | IL | MISO_Central
62010 | IL | MISO_Central
62011 | IL | MISO_Central
62012 | IL | MISO_Central
62013 | IL | MISO_Central
62014 | IL | MISO_Central
62015 | IL | MISO_Central
62016 | IL | MISO_Central
62017 | IL | MISO_Central
62018 | IL | MISO_Central
62019 | IL | MISO_Central
62021 | IL | MISO_Central
62022 | IL | MISO_Central
62023 | IL | MISO_Central
62024 | IL | MISO_Central
62025 | IL | MISO_Central
62026 | IL | MISO_Central
62027 | IL | MISO_Central
62028 | IL | MISO_Central
62030 | IL | MISO_Central
62031 | IL | MISO_Central
62032 | IL | MISO_Central
62033 | IL | MISO_Central
62034 | IL | MISO_Central
62035 | IL | MISO_Central
62036 | IL | MISO_Central
62037 | IL | MISO_Central
62040 | IL | MISO_Central
62044 | IL | MISO_Central
62045 | IL | MISO_Central
62046 | IL | MISO_Central
62047 | IL | MISO_Central
62048 | IL | MISO_Central
62049 | IL | MISO_Central
62050 | IL | MISO_Central
62051 | IL | MISO_Central
62052 | IL | MISO_Central
62053 | IL | MISO_Central
62054 | IL | MISO_Central
62056 | IL | MISO_Central
62058 | IL | MISO_Central
62059 | IL | MISO_Central
62060 | IL | MISO_Central
62061 | IL | MISO_Central
62062 | IL | MISO_Central
62063 | IL | MISO_Central
62065 | IL | MISO_Central
62067 | IL | MISO_Central
62069 | IL | MISO_Central
62070 | IL | MISO_Central
62071 | IL | MISO_Central
62074 | IL | MISO_Central
62075 | IL | MISO_Central
62076 | IL | MISO_Central
62077 | IL | MISO_Central
62078 | IL | MISO_Central
62079 | IL | MISO_Central
62080 | IL | MISO_Central
62081 | IL | MISO_Central
62082 | IL | MISO_Central
62084 | IL | MISO_Central
62085 | IL | MISO_Central
62086 | IL | MISO_Central
62087 | IL | MISO_Central
62088 | IL | MISO_Central
62089 | IL | MISO_Central
62090 | IL | MISO_Central
62091 | IL | MISO_Central
62092 | IL | MISO_Central
62093 | IL | MISO_Central
62094 | IL | MISO_Central
62095 | IL | MISO_Central
62097 | IL | MISO_Central
62098 | IL | MISO_Central
62201 | IL | MISO_Central
62202 | IL | MISO_Central
62203 | IL | MISO_Central
62204 | IL | MISO_Central
62205 | IL | MISO_Central
62206 | IL | MISO_Central
62207 | IL | MISO_Central
62208 | IL | MISO_Central
62214 | IL | MISO_Central
62215 | IL | MISO_Central
62216 | IL | MISO_Central
62217 | IL | MISO_Central
62218 | IL | MISO_Central
62219 | IL | MISO_Central
62220 | IL | MISO_Central
62221 | IL | MISO_Central
62222 | IL | MISO_Central
62223 | IL | MISO_Central
62225 | IL | MISO_Central
62226 | IL | MISO_Central
62230 | IL | MISO_Central
62231 | IL | MISO_Central
62232 | IL | MISO_Central
62233 | IL | MISO_Central
62234 | IL | MISO_Central
62236 | IL | MISO_Central
62237 | IL | MISO_Central
62238 | IL | MISO_Central
62239 | IL | MISO_Central
62240 | IL | MISO_Central
62241 | IL | MISO_Central
62242 | IL | MISO_Central
62243 | IL | MISO_Central
62244 | IL | MISO_Central
62245 | IL | MISO_Central
62246 | IL | MISO_Central
62248 | IL | MISO_Central
62249 | IL | MISO_Central
62250 | IL | MISO_Central
62252 | IL | MISO_Central
62253 | IL | MISO_Central
62254 | IL | MISO_Central
62255 | IL | MISO_Central
62256 | IL | MISO_Central
62257 | IL | MISO_Central
62258 | IL | MISO_Central
62259 | IL | MISO_Central
62260 | IL | MISO_Central
62261 | IL | MISO_Central
62262 | IL | MISO_Central
62263 | IL | MISO_Central
62264 | IL | MISO_Central
62265 | IL | MISO_Central
62266 | IL | MISO_Central
62268 | IL | MISO_Central
62269 | IL | MISO_Central
62271 | IL | MISO_Central
62272 | IL | MISO_Central
62273 | IL | MISO_Central
62274 | IL | MISO_Central
62275 | IL | MISO_Central
62277 | IL | MISO_Central
62278 | IL | MISO_Central
62279 | IL | MISO_Central
62280 | IL | MISO_Central
62281 | IL | MISO_Central
62282 | IL | MISO_Central
62284 | IL | MISO_Central
62285 | IL | MISO_Central
62286 | IL | MISO_Central
62288 | IL | MISO_Central
62289 | IL | MISO_Central
62292 | IL | MISO_Central
62293 | IL | MISO_Central
62294 | IL | MISO_Central
62295 | IL | MISO_Central
62297 | IL | MISO_Central
62298 | IL | MISO_Central
62301 | IL | MISO_Central
62305 | IL | MISO_Central
62306 | IL | MISO_Central
62311 | IL | MISO_Central
62312 | IL | MISO_Central
62313 | IL | MISO_Central
62314 | IL | MISO_Central
62316 | IL | MISO_Central
62319 | IL | MISO_Central
62320 | IL | MISO_Central
62321 | IL | MISO_Central
62323 | IL | MISO_Central
62324 | IL | MISO_Central
62325 | IL | MISO_Central
62326 | IL | MISO_Central
62329 | IL | MISO_Central
62330 | IL | MISO_Central
62334 | IL | MISO_Central
62336 | IL | MISO_Central
62338 | IL | MISO_Central
62339 | IL | MISO_Central
62340 | IL | MISO_Central
62341 | IL | MISO_Central
62343 | IL | MISO_Central
62344 | IL | MISO_Central
62345 | IL | MISO_Central
62346 | IL | MISO_Central
62347 | IL | MISO_Central
62348 | IL | MISO_Central
62349 | IL | MISO_Central
62351 | IL | MISO_Central
62352 | IL | MISO_Central
62353 | IL | MISO_Central
62354 | IL | MISO_Central
62355 | IL | MISO_Central
62356 | IL | MISO_Central
62357 | IL | MISO_Central
62358 | IL | MISO_Central
62359 | IL | MISO_Central
62360 | IL | MISO_Central
62361 | IL | MISO_Central
62362 | IL | MISO_Central
62363 | IL | MISO_Central
62365 | IL | MISO_Central
62366 | IL | MISO_Central
62367 | IL | MISO_Central
62370 | IL | MISO_Central
62373 | IL | MISO_Central
62374 | IL | MISO_Central
62375 | IL | MISO_Central
62376 | IL | MISO_Central
62378 | IL | MISO_Central
62379 | IL | MISO_Central
62380 | IL | MISO_Central
62418 | IL | MISO_Central
62446 | IL | MISO_Central
62458 | IL | MISO_Central
62471 | IL | MISO_Central
62533 | IL | MISO_Central
62560 | IL | MISO_Central
62572 | IL | MISO_Central
62601 | IL | MISO_Central
62610 | IL | MISO_Central
62611 | IL | MISO_Central
62612 | IL | MISO_Central
62613 | IL | MISO_Central
62617 | IL | MISO_Central
62618 | IL | MISO_Central
62621 | IL | MISO_Central
62622 | IL | MISO_Central
62624 | IL | MISO_Central
62626 | IL | MISO_Central
62627 | IL | MISO_Central
62628 | IL | MISO_Central
62630 | IL | MISO_Central
62631 | IL | MISO_Central
62633 | IL | MISO_Central
62638 | IL | MISO_Central
62639 | IL | MISO_Central
62640 | IL | MISO_Central
62642 | IL | MISO_Central
62644 | IL | MISO_Central
62649 | IL | MISO_Central
62650 | IL | MISO_Central
62651 | IL | MISO_Central
62655 | IL | MISO_Central
62659 | IL | MISO_Central
62660 | IL | MISO_Central
62663 | IL | MISO_Central
62664 | IL | MISO_Central
62665 | IL | MISO_Central
62667 | IL | MISO_Central
62668 | IL | MISO_Central
62672 | IL | MISO_Central
62673 | IL | MISO_Central
62674 | IL | MISO_Central
62675 | IL | MISO_Central
62681 | IL | MISO_Central
62682 | IL | MISO_Central
62683 | IL | MISO_Central
62685 | IL | MISO_Central
62688 | IL | MISO_Central
62690 | IL | MISO_Central
62691 | IL | MISO_Central
62692 | IL | MISO_Central
62694 | IL | MISO_Central
62695 | IL | MISO_Central
62801 | IL | MISO_Central
62803 | IL | MISO_Central
62807 | IL | MISO_Central
62808 | IL | MISO_Central
62809 | IL | MISO_Central
62810 | IL | MISO_Central
62812 | IL | MISO_Central
62814 | IL | MISO_Central
62816 | IL | MISO_Central
62817 | IL | MISO_Central
62819 | IL | MISO_Central
62820 | IL | MISO_Central
62821 | IL | MISO_Central
62822 | IL | MISO_Central
62823 | IL | MISO_Central
62825 | IL | MISO_Central
62827 | IL | MISO_Central
62828 | IL | MISO_Central
62829 | IL | MISO_Central
62830 | IL | MISO_Central
62831 | IL | MISO_Central
62832 | IL | MISO_Central
62833 | IL | MISO_Central
62834 | IL | MISO_Central
62835 | IL | MISO_Central
62836 | IL | MISO_Central
62837 | IL | MISO_Central
62838 | IL | MISO_Central
62840 | IL | MISO_Central
62841 | IL | MISO_Central
62842 | IL | MISO_Central
62843 | IL | MISO_Central
62844 | IL | MISO_Central
62846 | IL | MISO_Central
62848 | IL | MISO_Central
62849 | IL | MISO_Central
62850 | IL | MISO_Central
62851 | IL | MISO_Central
62853 | IL | MISO_Central
62854 | IL | MISO_Central
62856 | IL | MISO_Central
62859 | IL | MISO_Central
62860 | IL | MISO_Central
62861 | IL | MISO_Central
62862 | IL | MISO_Central
62864 | IL | MISO_Central
62865 | IL | MISO_Central
62866 | IL | MISO_Central
62867 | IL | MISO_Central
62869 | IL | MISO_Central
62870 | IL | MISO_Central
62871 | IL | MISO_Central
62872 | IL | MISO_Central
62874 | IL | MISO_Central
62875 | IL | MISO_Central
62876 | IL | MISO_Central
62877 | IL | MISO_Central
62878 | IL | MISO_Central
62880 | IL | MISO_Central
62881 | IL | MISO_Central
62882 | IL | MISO_Central
62883 | IL | MISO_Central
62884 | IL | MISO_Central
62885 | IL | MISO_Central
62886 | IL | MISO_Central
62887 | IL | MISO_Central
62888 | IL | MISO_Central
62889 | IL | MISO_Central
62890 | IL | MISO_Central
62891 | IL | MISO_Central
62892 | IL | MISO_Central
62893 | IL | MISO_Central
62894 | IL | MISO_Central
62895 | IL | MISO_Central
62896 | IL | MISO_Central
62897 | IL | MISO_Central
62898 | IL | MISO_Central
62901 | IL | MISO_Central
62902 | IL | MISO_Central
62903 | IL | MISO_Central
62905 | IL | MISO_Central
62906 | IL | MISO_Central
62907 | IL | MISO_Central
62908 | IL | MISO_Central
62909 | IL | MISO_Central
62910 | IL | MISO_Central
62912 | IL | MISO_Central
62914 | IL | MISO_Central
62915 | IL | MISO_Central
62916 | IL | MISO_Central
62917 | IL | MISO_Central
62918 | IL | MISO_Central
62919 | IL | MISO_Central
62920 | IL | MISO_Central
62921 | IL | MISO_Central
62922 | IL | MISO_Central
62923 | IL | MISO_Central
62924 | IL | MISO_Central
62926 | IL | MISO_Central
62927 | IL | MISO_Central
62928 | IL | MISO_Central
62930 | IL | MISO_Central
62931 | IL | MISO_Central
62932 | IL | MISO_Central
62933 | IL | MISO_Central
62934 | IL | MISO_Central
62935 | IL | MISO_Central
62938 | IL | MISO_Central
62939 | IL | MISO_Central
62940 | IL | MISO_Central
62941 | IL | MISO_Central
62942 | IL | MISO_Central
62943 | IL | MISO_Central
62946 | IL | MISO_Central
62947 | IL | MISO_Central
62948 | IL | MISO_Central
62949 | IL | MISO_Central
62950 | IL | MISO_Central
62951 | IL | MISO_Central
62952 | IL | MISO_Central
62953 | IL | MISO_Central
62954 | IL | MISO_Central
62956 | IL | MISO_Central
62957 | IL | MISO_Central
62958 | IL | MISO_Central
62959 | IL | MISO_Central
62960 | IL | MISO_Central
62961 | IL | MISO_Central
62962 | IL | MISO_Central
62963 | IL | MISO_Central
62964 | IL | MISO_Central
62965 | IL | MISO_Central
62966 | IL | MISO_Central
62967 | IL | MISO_Central
62969 | IL | MISO_Central
62970 | IL | MISO_Central
62972 | IL | MISO_Central
62973 | IL | MISO_Central
62974 | IL | MISO_Central
62975 | IL | MISO_Central
62976 | IL | MISO_Central
62977 | IL | MISO_Central
62979 | IL | MISO_Central
62982 | IL | MISO_Central
62983 | IL | MISO_Central
62984 | IL | MISO_Central
62985 | IL | MISO_Central
62987 | IL | MISO_Central
62988 | IL | MISO_Central
62990 | IL | MISO_Central
62992 | IL | MISO_Central
62993 | IL | MISO_Central
62994 | IL | MISO_Central
62995 | IL | MISO_Central
62996 | IL | MISO_Central
62997 | IL | MISO_Central
62998 | IL | MISO_Central
62999 | IL | MISO_Central
61369 | IL | MISO_Central
61375 | IL | MISO_Central
61377 | IL | MISO_Central
61424 | IL | MISO_Central
61451 | IL | MISO_Central
61516 | IL | MISO_Central
61517 | IL | MISO_Central
61523 | IL | MISO_Central
61525 | IL | MISO_Central
61526 | IL | MISO_Central
61528 | IL | MISO_Central
61529 | IL | MISO_Central
61530 | IL | MISO_Central
61533 | IL | MISO_Central
61534 | IL | MISO_Central
61535 | IL | MISO_Central
61536 | IL | MISO_Central
61537 | IL | MISO_Central
61539 | IL | MISO_Central
61540 | IL | MISO_Central
61541 | IL | MISO_Central
61545 | IL | MISO_Central
61547 | IL | MISO_Central
61548 | IL | MISO_Central
61550 | IL | MISO_Central
61552 | IL | MISO_Central
61554 | IL | MISO_Central
61555 | IL | MISO_Central
61558 | IL | MISO_Central
61559 | IL | MISO_Central
61561 | IL | MISO_Central
61562 | IL | MISO_Central
61564 | IL | MISO_Central
61565 | IL | MISO_Central
61568 | IL | MISO_Central
61569 | IL | MISO_Central
61570 | IL | MISO_Central
61571 | IL | MISO_Central
61601 | IL | MISO_Central
61602 | IL | MISO_Central
61603 | IL | MISO_Central
61604 | IL | MISO_Central
61605 | IL | MISO_Central
61606 | IL | MISO_Central
61607 | IL | MISO_Central
61610 | IL | MISO_Central
61611 | IL | MISO_Central
61612 | IL | MISO_Central
61613 | IL | MISO_Central
61614 | IL | MISO_Central
61615 | IL | MISO_Central
61616 | IL | MISO_Central
61625 | IL | MISO_Central
61629 | IL | MISO_Central
61630 | IL | MISO_Central
61633 | IL | MISO_Central
61634 | IL | MISO_Central
61635 | IL | MISO_Central
61636 | IL | MISO_Central
61637 | IL | MISO_Central
61638 | IL | MISO_Central
61639 | IL | MISO_Central
61641 | IL | MISO_Central
61643 | IL | MISO_Central
61650 | IL | MISO_Central
61651 | IL | MISO_Central
61652 | IL | MISO_Central
61653 | IL | MISO_Central
61654 | IL | MISO_Central
61655 | IL | MISO_Central
61656 | IL | MISO_Central
61721 | IL | MISO_Central
61723 | IL | MISO_Central
61729 | IL | MISO_Central
61733 | IL | MISO_Central
61734 | IL | MISO_Central
61738 | IL | MISO_Central
61742 | IL | MISO_Central
61747 | IL | MISO_Central
61751 | IL | MISO_Central
61755 | IL | MISO_Central
61759 | IL | MISO_Central
61760 | IL | MISO_Central
61771 | IL | MISO_Central
62512 | IL | MISO_Central
62515 | IL | MISO_Central
62518 | IL | MISO_Central
62519 | IL | MISO_Central
62520 | IL | MISO_Central
62530 | IL | MISO_Central
62536 | IL | MISO_Central
62539 | IL | MISO_Central
62541 | IL | MISO_Central
62543 | IL | MISO_Central
62545 | IL | MISO_Central
62548 | IL | MISO_Central
62558 | IL | MISO_Central
62561 | IL | MISO_Central
62563 | IL | MISO_Central
62615 | IL | MISO_Central
62625 | IL | MISO_Central
62629 | IL | MISO_Central
62634 | IL | MISO_Central
62635 | IL | MISO_Central
62643 | IL | MISO_Central
62656 | IL | MISO_Central
62661 | IL | MISO_Central
62662 | IL | MISO_Central
62666 | IL | MISO_Central
62670 | IL | MISO_Central
62671 | IL | MISO_Central
62677 | IL | MISO_Central
62684 | IL | MISO_Central
62689 | IL | MISO_Central
62693 | IL | MISO_Central
62701 | IL | MISO_Central
62702 | IL | MISO_Central
62703 | IL | MISO_Central
62704 | IL | MISO_Central
62705 | IL | MISO_Central
62706 | IL | MISO_Central
62707 | IL | MISO_Central
62708 | IL | MISO_Central
62711 | IL | MISO_Central
62712 | IL | MISO_Central
62715 | IL | MISO_Central
62716 | IL | MISO_Central
62719 | IL | MISO_Central
62722 | IL | MISO_Central
62723 | IL | MISO_Central
62726 | IL | MISO_Central
62736 | IL | MISO_Central
62739 | IL | MISO_Central
62756 | IL | MISO_Central
62757 | IL | MISO_Central
62761 | IL | MISO_Central
62762 | IL | MISO_Central
62763 | IL | MISO_Central
62764 | IL | MISO_Central
62765 | IL | MISO_Central
62766 | IL | MISO_Central
62767 | IL | MISO_Central
62769 | IL | MISO_Central
62776 | IL | MISO_Central
62777 | IL | MISO_Central
62781 | IL | MISO_Central
62786 | IL | MISO_Central
62791 | IL | MISO_Central
62794 | IL | MISO_Central
62796 | IL | MISO_Central
60911 | IL | MISO_Central
60912 | IL | MISO_Central
60918 | IL | MISO_Central
60919 | IL | MISO_Central
60924 | IL | MISO_Central
60926 | IL | MISO_Central
60927 | IL | MISO_Central
60928 | IL | MISO_Central
60930 | IL | MISO_Central
60931 | IL | MISO_Central
60932 | IL | MISO_Central
60933 | IL | MISO_Central
60936 | IL | MISO_Central
60938 | IL | MISO_Central
60939 | IL | MISO_Central
60942 | IL | MISO_Central
60945 | IL | MISO_Central
60946 | IL | MISO_Central
60948 | IL | MISO_Central
60949 | IL | MISO_Central
60951 | IL | MISO_Central
60952 | IL | MISO_Central
60953 | IL | MISO_Central
60955 | IL | MISO_Central
60956 | IL | MISO_Central
60957 | IL | MISO_Central
60959 | IL | MISO_Central
60960 | IL | MISO_Central
60962 | IL | MISO_Central
60963 | IL | MISO_Central
60966 | IL | MISO_Central
60967 | IL | MISO_Central
60968 | IL | MISO_Central
60970 | IL | MISO_Central
60973 | IL | MISO_Central
60974 | IL | MISO_Central
61701 | IL | MISO_Central
61702 | IL | MISO_Central
61704 | IL | MISO_Central
61705 | IL | MISO_Central
61709 | IL | MISO_Central
61710 | IL | MISO_Central
61720 | IL | MISO_Central
61722 | IL | MISO_Central
61724 | IL | MISO_Central
61725 | IL | MISO_Central
61726 | IL | MISO_Central
61727 | IL | MISO_Central
61728 | IL | MISO_Central
61730 | IL | MISO_Central
61731 | IL | MISO_Central
61732 | IL | MISO_Central
61735 | IL | MISO_Central
61736 | IL | MISO_Central
61737 | IL | MISO_Central
61744 | IL | MISO_Central
61745 | IL | MISO_Central
61748 | IL | MISO_Central
61749 | IL | MISO_Central
61750 | IL | MISO_Central
61752 | IL | MISO_Central
61753 | IL | MISO_Central
61754 | IL | MISO_Central
61756 | IL | MISO_Central
61758 | IL | MISO_Central
61761 | IL | MISO_Central
61770 | IL | MISO_Central
61772 | IL | MISO_Central
61773 | IL | MISO_Central
61774 | IL | MISO_Central
61776 | IL | MISO_Central
61777 | IL | MISO_Central
61778 | IL | MISO_Central
61790 | IL | MISO_Central
61791 | IL | MISO_Central
61799 | IL | MISO_Central
61801 | IL | MISO_Central
61802 | IL | MISO_Central
61803 | IL | MISO_Central
61810 | IL | MISO_Central
61811 | IL | MISO_Central
61812 | IL | MISO_Central
61813 | IL | MISO_Central
61814 | IL | MISO_Central
61815 | IL | MISO_Central
61816 | IL | MISO_Central
61817 | IL | MISO_Central
61818 | IL | MISO_Central
61820 | IL | MISO_Central
61821 | IL | MISO_Central
61822 | IL | MISO_Central
61824 | IL | MISO_Central
61825 | IL | MISO_Central
61826 | IL | MISO_Central
61830 | IL | MISO_Central
61831 | IL | MISO_Central
61832 | IL | MISO_Central
61833 | IL | MISO_Central
61834 | IL | MISO_Central
61839 | IL | MISO_Central
61840 | IL | MISO_Central
61841 | IL | MISO_Central
61842 | IL | MISO_Central
61843 | IL | MISO_Central
61844 | IL | MISO_Central
61845 | IL | MISO_Central
61846 | IL | MISO_Central
61847 | IL | MISO_Central
61848 | IL | MISO_Central
61849 | IL | MISO_Central
61850 | IL | MISO_Central
61851 | IL | MISO_Central
61852 | IL | MISO_Central
61853 | IL | MISO_Central
61854 | IL | MISO_Central
61855 | IL | MISO_Central
61856 | IL | MISO_Central
61857 | IL | MISO_Central
61858 | IL | MISO_Central
61859 | IL | MISO_Central
61862 | IL | MISO_Central
61863 | IL | MISO_Central
61864 | IL | MISO_Central
61865 | IL | MISO_Central
61866 | IL | MISO_Central
61870 | IL | MISO_Central
61871 | IL | MISO_Central
61872 | IL | MISO_Central
61873 | IL | MISO_Central
61874 | IL | MISO_Central
61875 | IL | MISO_Central
61876 | IL | MISO_Central
61877 | IL | MISO_Central
61878 | IL | MISO_Central
61880 | IL | MISO_Central
61882 | IL | MISO_Central
61883 | IL | MISO_Central
61884 | IL | MISO_Central
61910 | IL | MISO_Central
61911 | IL | MISO_Central
61912 | IL | MISO_Central
61913 | IL | MISO_Central
61914 | IL | MISO_Central
61917 | IL | MISO_Central
61919 | IL | MISO_Central
61920 | IL | MISO_Central
61924 | IL | MISO_Central
61925 | IL | MISO_Central
61928 | IL | MISO_Central
61929 | IL | MISO_Central
61930 | IL | MISO_Central
61931 | IL | MISO_Central
61932 | IL | MISO_Central
61933 | IL | MISO_Central
61936 | IL | MISO_Central
61937 | IL | MISO_Central
61938 | IL | MISO_Central
61940 | IL | MISO_Central
61941 | IL | MISO_Central
61942 | IL | MISO_Central
61943 | IL | MISO_Central
61944 | IL | MISO_Central
61949 | IL | MISO_Central
61951 | IL | MISO_Central
61953 | IL | MISO_Central
61955 | IL | MISO_Central
61956 | IL | MISO_Central
61957 | IL | MISO_Central
62083 | IL | MISO_Central
62401 | IL | MISO_Central
62410 | IL | MISO_Central
62411 | IL | MISO_Central
62413 | IL | MISO_Central
62414 | IL | MISO_Central
62417 | IL | MISO_Central
62419 | IL | MISO_Central
62420 | IL | MISO_Central
62421 | IL | MISO_Central
62422 | IL | MISO_Central
62423 | IL | MISO_Central
62424 | IL | MISO_Central
62425 | IL | MISO_Central
62426 | IL | MISO_Central
62427 | IL | MISO_Central
62428 | IL | MISO_Central
62431 | IL | MISO_Central
62432 | IL | MISO_Central
62433 | IL | MISO_Central
62434 | IL | MISO_Central
62436 | IL | MISO_Central
62438 | IL | MISO_Central
62439 | IL | MISO_Central
62440 | IL | MISO_Central
62441 | IL | MISO_Central
62442 | IL | MISO_Central
62443 | IL | MISO_Central
62444 | IL | MISO_Central
62445 | IL | MISO_Central
62447 | IL | MISO_Central
62448 | IL | MISO_Central
62449 | IL | MISO_Central
62450 | IL | MISO_Central
62451 | IL | MISO_Central
62452 | IL | MISO_Central
62454 | IL | MISO_Central
62459 | IL | MISO_Central
62460 | IL | MISO_Central
62461 | IL | MISO_Central
62462 | IL | MISO_Central
62463 | IL | MISO_Central
62464 | IL | MISO_Central
62465 | IL | MISO_Central
62466 | IL | MISO_Central
62467 | IL | MISO_Central
62468 | IL | MISO_Central
62469 | IL | MISO_Central
62473 | IL | MISO_Central
62474 | IL | MISO_Central
62475 | IL | MISO_Central
62476 | IL | MISO_Central
62477 | IL | MISO_Central
62478 | IL | MISO_Central
62479 | IL | MISO_Central
62480 | IL | MISO_Central
62481 | IL | MISO_Central
62501 | IL | MISO_Central
62510 | IL | MISO_Central
62513 | IL | MISO_Central
62514 | IL | MISO_Central
62517 | IL | MISO_Central
62521 | IL | MISO_Central
62522 | IL | MISO_Central
62523 | IL | MISO_Central
62524 | IL | MISO_Central
62525 | IL | MISO_Central
62526 | IL | MISO_Central
62531 | IL | MISO_Central
62532 | IL | MISO_Central
62534 | IL | MISO_Central
62535 | IL | MISO_Central
62537 | IL | MISO_Central
62538 | IL | MISO_Central
62540 | IL | MISO_Central
62544 | IL | MISO_Central
62546 | IL | MISO_Central
62547 | IL | MISO_Central
62549 | IL | MISO_Central
62550 | IL | MISO_Central
62551 | IL | MISO_Central
62553 | IL | MISO_Central
62554 | IL | MISO_Central
62555 | IL | MISO_Central
62556 | IL | MISO_Central
62557 | IL | MISO_Central
62565 | IL | MISO_Central
62567 | IL | MISO_Central
62568 | IL | MISO_Central
62570 | IL | MISO_Central
62571 | IL | MISO_Central
62573 | IL | MISO_Central
62806 | IL | MISO_Central
62811 | IL | MISO_Central
62815 | IL | MISO_Central
62818 | IL | MISO_Central
62824 | IL | MISO_Central
62839 | IL | MISO_Central
62852 | IL | MISO_Central
62858 | IL | MISO_Central
62863 | IL | MISO_Central
62868 | IL | MISO_Central
62879 | IL | MISO_Central
62899 | IL | MISO_Central
63629 | MO | MISO_Central
63730 | MO | MISO_Central
63735 | MO | MISO_Central
63738 | MO | MISO_Central
63763 | MO | MISO_Central
63821 | MO | MISO_Central
63822 | MO | MISO_Central
63825 | MO | MISO_Central
63826 | MO | MISO_Central
63827 | MO | MISO_Central
63828 | MO | MISO_Central
63829 | MO | MISO_Central
63830 | MO | MISO_Central
63833 | MO | MISO_Central
63837 | MO | MISO_Central
63839 | MO | MISO_Central
63840 | MO | MISO_Central
63841 | MO | MISO_Central
63846 | MO | MISO_Central
63847 | MO | MISO_Central
63848 | MO | MISO_Central
63849 | MO | MISO_Central
63850 | MO | MISO_Central
63851 | MO | MISO_Central
63852 | MO | MISO_Central
63853 | MO | MISO_Central
63855 | MO | MISO_Central
63857 | MO | MISO_Central
63860 | MO | MISO_Central
63862 | MO | MISO_Central
63863 | MO | MISO_Central
63866 | MO | MISO_Central
63867 | MO | MISO_Central
63868 | MO | MISO_Central
63869 | MO | MISO_Central
63870 | MO | MISO_Central
63873 | MO | MISO_Central
63874 | MO | MISO_Central
63875 | MO | MISO_Central
63876 | MO | MISO_Central
63877 | MO | MISO_Central
63878 | MO | MISO_Central
63879 | MO | MISO_Central
63880 | MO | MISO_Central
63901 | MO | MISO_Central
63902 | MO | MISO_Central
63931 | MO | MISO_Central
63932 | MO | MISO_Central
63933 | MO | MISO_Central
63934 | MO | MISO_Central
63935 | MO | MISO_Central
63936 | MO | MISO_Central
63937 | MO | MISO_Central
63939 | MO | MISO_Central
63940 | MO | MISO_Central
63941 | MO | MISO_Central
63942 | MO | MISO_Central
63943 | MO | MISO_Central
63944 | MO | MISO_Central
63945 | MO | MISO_Central
63950 | MO | MISO_Central
63951 | MO | MISO_Central
63952 | MO | MISO_Central
63953 | MO | MISO_Central
63954 | MO | MISO_Central
63955 | MO | MISO_Central
63956 | MO | MISO_Central
63957 | MO | MISO_Central
63960 | MO | MISO_Central
63961 | MO | MISO_Central
63962 | MO | MISO_Central
63964 | MO | MISO_Central
63965 | MO | MISO_Central
63966 | MO | MISO_Central
63967 | MO | MISO_Central
65020 | MO | MISO_Central
65049 | MO | MISO_Central
65052 | MO | MISO_Central
65065 | MO | MISO_Central
65079 | MO | MISO_Central
65324 | MO | MISO_Central
65438 | MO | MISO_Central
65440 | MO | MISO_Central
65444 | MO | MISO_Central
65463 | MO | MISO_Central
65464 | MO | MISO_Central
65466 | MO | MISO_Central
65468 | MO | MISO_Central
65470 | MO | MISO_Central
65479 | MO | MISO_Central
65483 | MO | MISO_Central
65484 | MO | MISO_Central
65501 | MO | MISO_Central
65532 | MO | MISO_Central
65536 | MO | MISO_Central
65541 | MO | MISO_Central
65542 | MO | MISO_Central
65543 | MO | MISO_Central
65546 | MO | MISO_Central
65548 | MO | MISO_Central
65552 | MO | MISO_Central
65555 | MO | MISO_Central
65557 | MO | MISO_Central
65560 | MO | MISO_Central
65564 | MO | MISO_Central
65567 | MO | MISO_Central
65570 | MO | MISO_Central
65571 | MO | MISO_Central
65588 | MO | MISO_Central
65589 | MO | MISO_Central
65590 | MO | MISO_Central
65591 | MO | MISO_Central
65606 | MO | MISO_Central
65622 | MO | MISO_Central
65626 | MO | MISO_Central
65632 | MO | MISO_Central
65660 | MO | MISO_Central
65662 | MO | MISO_Central
65667 | MO | MISO_Central
65685 | MO | MISO_Central
65688 | MO | MISO_Central
65689 | MO | MISO_Central
65690 | MO | MISO_Central
65692 | MO | MISO_Central
65702 | MO | MISO_Central
65704 | MO | MISO_Central
65711 | MO | MISO_Central
65717 | MO | MISO_Central
65722 | MO | MISO_Central
65732 | MO | MISO_Central
65764 | MO | MISO_Central
65767 | MO | MISO_Central
65775 | MO | MISO_Central
65777 | MO | MISO_Central
65778 | MO | MISO_Central
65783 | MO | MISO_Central
65786 | MO | MISO_Central
65787 | MO | MISO_Central
65788 | MO | MISO_Central
65789 | MO | MISO_Central
65790 | MO | MISO_Central
65791 | MO | MISO_Central
65793 | MO | MISO_Central
71601 | AR | MISO_South
71602 | AR | MISO_South
71603 | AR | MISO_South
71611 | AR | MISO_South
71612 | AR | MISO_South
71613 | AR | MISO_South
71630 | AR | MISO_South
71631 | AR | MISO_South
71635 | AR | MISO_South
71638 | AR | MISO_South
71639 | AR | MISO_South
71640 | AR | MISO_South
71642 | AR | MISO_South
71643 | AR | MISO_South
71644 | AR | MISO_South
71646 | AR | MISO_South
71647 | AR | MISO_South
71651 | AR | MISO_South
71652 | AR | MISO_South
71653 | AR | MISO_South
71654 | AR | MISO_South
71655 | AR | MISO_South
71656 | AR | MISO_South
71657 | AR | MISO_South
71658 | AR | MISO_South
71659 | AR | MISO_South
71660 | AR | MISO_South
71661 | AR | MISO_South
71662 | AR | MISO_South
71663 | AR | MISO_South
71665 | AR | MISO_South
71666 | AR | MISO_South
71667 | AR | MISO_South
71670 | AR | MISO_South
71671 | AR | MISO_South
71674 | AR | MISO_South
71675 | AR | MISO_South
71676 | AR | MISO_South
71677 | AR | MISO_South
71678 | AR | MISO_South
71701 | AR | MISO_South
71711 | AR | MISO_South
71720 | AR | MISO_South
71721 | AR | MISO_South
71722 | AR | MISO_South
71724 | AR | MISO_South
71725 | AR | MISO_South
71726 | AR | MISO_South
71728 | AR | MISO_South
71730 | AR | MISO_South
71731 | AR | MISO_South
71740 | AR | MISO_South
71742 | AR | MISO_South
71743 | AR | MISO_South
71744 | AR | MISO_South
71745 | AR | MISO_South
71747 | AR | MISO_South
71748 | AR | MISO_South
71749 | AR | MISO_South
71750 | AR | MISO_South
71751 | AR | MISO_South
71752 | AR | MISO_South
71753 | AR | MISO_South
71754 | AR | MISO_South
71758 | AR | MISO_South
71759 | AR | MISO_South
71762 | AR | MISO_South
71763 | AR | MISO_South
71764 | AR | MISO_South
71765 | AR | MISO_South
71766 | AR | MISO_South
71770 | AR | MISO_South
71772 | AR | MISO_South
71801 | AR | MISO_South
71802 | AR | MISO_South
71820 | AR | MISO_South
71822 | AR | MISO_South
71823 | AR | MISO_South
71825 | AR | MISO_South
71826 | AR | MISO_South
71827 | AR | MISO_South
71828 | AR | MISO_South
71831 | AR | MISO_South
71832 | AR | MISO_South
71834 | AR | MISO_South
71835 | AR | MISO_South
71836 | AR | MISO_South
71837 | AR | MISO_South
71838 | AR | MISO_South
71839 | AR | MISO_South
71840 | AR | MISO_South
71841 | AR | MISO_South
71842 | AR | MISO_South
71845 | AR | MISO_South
71846 | AR | MISO_South
71847 | AR | MISO_South
71853 | AR | MISO_South
71854 | AR | MISO_South
71855 | AR | MISO_South
71857 | AR | MISO_South
71858 | AR | MISO_South
71859 | AR | MISO_South
71860 | AR | MISO_South
71861 | AR | MISO_South
71862 | AR | MISO_South
71864 | AR | MISO_South
71865 | AR | MISO_South
71866 | AR | MISO_South
71901 | AR | MISO_South
71902 | AR | MISO_South
71903 | AR | MISO_South
71909 | AR | MISO_South
71910 | AR | MISO_South
71913 | AR | MISO_South
71914 | AR | MISO_South
71920 | AR | MISO_South
71921 | AR | MISO_South
71923 | AR | MISO_South
71929 | AR | MISO_South
71933 | AR | MISO_South
71941 | AR | MISO_South
71942 | AR | MISO_South
71949 | AR | MISO_South
71956 | AR | MISO_South
71962 | AR | MISO_South
71964 | AR | MISO_South
71968 | AR | MISO_South
71998 | AR | MISO_South
71999 | AR | MISO_South
72001 | AR | MISO_South
72002 | AR | MISO_South
72003 | AR | MISO_South
72004 | AR | MISO_South
72005 | AR | MISO_South
72006 | AR | MISO_South
72007 | AR | MISO_South
72010 | AR | MISO_South
72011 | AR | MISO_South
72012 | AR | MISO_South
72014 | AR | MISO_South
72015 | AR | MISO_South
72016 | AR | MISO_South
72017 | AR | MISO_South
72018 | AR | MISO_South
72019 | AR | MISO_South
72020 | AR | MISO_South
72021 | AR | MISO_South
72022 | AR | MISO_South
72023 | AR | MISO_South
72024 | AR | MISO_South
72025 | AR | MISO_South
72026 | AR | MISO_South
72027 | AR | MISO_South
72029 | AR | MISO_South
72030 | AR | MISO_South
72032 | AR | MISO_South
72033 | AR | MISO_South
72034 | AR | MISO_South
72035 | AR | MISO_South
72036 | AR | MISO_South
72037 | AR | MISO_South
72038 | AR | MISO_South
72040 | AR | MISO_South
72041 | AR | MISO_South
72042 | AR | MISO_South
72043 | AR | MISO_South
72045 | AR | MISO_South
72046 | AR | MISO_South
72047 | AR | MISO_South
72048 | AR | MISO_South
72051 | AR | MISO_South
72052 | AR | MISO_South
72053 | AR | MISO_South
72055 | AR | MISO_South
72057 | AR | MISO_South
72058 | AR | MISO_South
72059 | AR | MISO_South
72060 | AR | MISO_South
72061 | AR | MISO_South
72063 | AR | MISO_South
72064 | AR | MISO_South
72065 | AR | MISO_South
72066 | AR | MISO_South
72068 | AR | MISO_South
72069 | AR | MISO_South
72070 | AR | MISO_South
72072 | AR | MISO_South
72073 | AR | MISO_South
72074 | AR | MISO_South
72075 | AR | MISO_South
72076 | AR | MISO_South
72078 | AR | MISO_South
72079 | AR | MISO_South
72080 | AR | MISO_South
72081 | AR | MISO_South
72082 | AR | MISO_South
72083 | AR | MISO_South
72084 | AR | MISO_South
72085 | AR | MISO_South
72086 | AR | MISO_South
72087 | AR | MISO_South
72089 | AR | MISO_South
72099 | AR | MISO_South
72101 | AR | MISO_South
72102 | AR | MISO_South
72103 | AR | MISO_South
72104 | AR | MISO_South
72106 | AR | MISO_South
72107 | AR | MISO_South
72108 | AR | MISO_South
72110 | AR | MISO_South
72111 | AR | MISO_South
72112 | AR | MISO_South
72113 | AR | MISO_South
72114 | AR | MISO_South
72115 | AR | MISO_South
72116 | AR | MISO_South
72117 | AR | MISO_South
72118 | AR | MISO_South
72119 | AR | MISO_South
72120 | AR | MISO_South
72121 | AR | MISO_South
72122 | AR | MISO_South
72123 | AR | MISO_South
72124 | AR | MISO_South
72125 | AR | MISO_South
72126 | AR | MISO_South
72127 | AR | MISO_South
72128 | AR | MISO_South
72129 | AR | MISO_South
72132 | AR | MISO_South
72133 | AR | MISO_South
72134 | AR | MISO_South
72135 | AR | MISO_South
72136 | AR | MISO_South
72137 | AR | MISO_South
72139 | AR | MISO_South
72140 | AR | MISO_South
72142 | AR | MISO_South
72143 | AR | MISO_South
72145 | AR | MISO_South
72149 | AR | MISO_South
72150 | AR | MISO_South
72152 | AR | MISO_South
72156 | AR | MISO_South
72157 | AR | MISO_South
72158 | AR | MISO_South
72160 | AR | MISO_South
72164 | AR | MISO_South
72165 | AR | MISO_South
72166 | AR | MISO_South
72167 | AR | MISO_South
72168 | AR | MISO_South
72169 | AR | MISO_South
72170 | AR | MISO_South
72173 | AR | MISO_South
72175 | AR | MISO_South
72176 | AR | MISO_South
72178 | AR | MISO_South
72180 | AR | MISO_South
72181 | AR | MISO_South
72182 | AR | MISO_South
72183 | AR | MISO_South
72190 | AR | MISO_South
72199 | AR | MISO_South
72201 | AR | MISO_South
72202 | AR | MISO_South
72203 | AR | MISO_South
72204 | AR | MISO_South
72205 | AR | MISO_South
72206 | AR | MISO_South
72207 | AR | MISO_South
72209 | AR | MISO_South
72210 | AR | MISO_South
72211 | AR | MISO_South
72212 | AR | MISO_South
72214 | AR | MISO_South
72215 | AR | MISO_South
72216 | AR | MISO_South
72217 | AR | MISO_South
72219 | AR | MISO_South
72221 | AR | MISO_South
72222 | AR | MISO_South
72223 | AR | MISO_South
72225 | AR | MISO_South
72227 | AR | MISO_South
72231 | AR | MISO_South
72255 | AR | MISO_South
72260 | AR | MISO_South
72295 | AR | MISO_South
72301 | AR | MISO_South
72303 | AR | MISO_South
72310 | AR | MISO_South
72311 | AR | MISO_South
72312 | AR | MISO_South
72313 | AR | MISO_South
72315 | AR | MISO_South
72316 | AR | MISO_South
72319 | AR | MISO_South
72320 | AR | MISO_South
72321 | AR | MISO_South
72322 | AR | MISO_South
72324 | AR | MISO_South
72325 | AR | MISO_South
72326 | AR | MISO_South
72327 | AR | MISO_South
72328 | AR | MISO_South
72329 | AR | MISO_South
72330 | AR | MISO_South
72331 | AR | MISO_South
72332 | AR | MISO_South
72333 | AR | MISO_South
72335 | AR | MISO_South
72336 | AR | MISO_South
72338 | AR | MISO_South
72339 | AR | MISO_South
72340 | AR | MISO_South
72341 | AR | MISO_South
72342 | AR | MISO_South
72346 | AR | MISO_South
72347 | AR | MISO_South
72348 | AR | MISO_South
72350 | AR | MISO_South
72351 | AR | MISO_South
72352 | AR | MISO_South
72353 | AR | MISO_South
72354 | AR | MISO_South
72355 | AR | MISO_South
72358 | AR | MISO_South
72359 | AR | MISO_South
72360 | AR | MISO_South
72364 | AR | MISO_South
72365 | AR | MISO_South
72366 | AR | MISO_South
72367 | AR | MISO_South
72368 | AR | MISO_South
72369 | AR | MISO_South
72370 | AR | MISO_South
72372 | AR | MISO_South
72373 | AR | MISO_South
72374 | AR | MISO_South
72376 | AR | MISO_South
72377 | AR | MISO_South
72379 | AR | MISO_South
72383 | AR | MISO_South
72384 | AR | MISO_South
72386 | AR | MISO_South
72387 | AR | MISO_South
72389 | AR | MISO_South
72390 | AR | MISO_South
72391 | AR | MISO_South
72392 | AR | MISO_South
72394 | AR | MISO_South
72395 | AR | MISO_South
72396 | AR | MISO_South
72401 | AR | MISO_South
72402 | AR | MISO_South
72403 | AR | MISO_South
72404 | AR | MISO_South
72405 | AR | MISO_South
72410 | AR | MISO_South
72411 | AR | MISO_South
72412 | AR | MISO_South
72413 | AR | MISO_South
72414 | AR | MISO_South
72415 | AR | MISO_South
72416 | AR | MISO_South
72417 | AR | MISO_South
72419 | AR | MISO_South
72421 | AR | MISO_South
72422 | AR | MISO_South
72424 | AR | MISO_South
72425 | AR | MISO_South
72426 | AR | MISO_South
72427 | AR | MISO_South
72428 | AR | MISO_South
72429 | AR | MISO_South
72430 | AR | MISO_South
72431 | AR | MISO_South
72432 | AR | MISO_South
72433 | AR | MISO_South
72434 | AR | MISO_South
72435 | AR | MISO_South
72436 | AR | MISO_South
72437 | AR | MISO_South
72438 | AR | MISO_South
72440 | AR | MISO_South
72441 | AR | MISO_South
72442 | AR | MISO_South
72443 | AR | MISO_South
72444 | AR | MISO_South
72445 | AR | MISO_South
72447 | AR | MISO_South
72449 | AR | MISO_South
72450 | AR | MISO_South
72451 | AR | MISO_South
72453 | AR | MISO_South
72454 | AR | MISO_South
72455 | AR | MISO_South
72456 | AR | MISO_South
72457 | AR | MISO_South
72458 | AR | MISO_South
72459 | AR | MISO_South
72460 | AR | MISO_South
72461 | AR | MISO_South
72462 | AR | MISO_South
72464 | AR | MISO_South
72465 | AR | MISO_South
72466 | AR | MISO_South
72467 | AR | MISO_South
72469 | AR | MISO_South
72470 | AR | MISO_South
72471 | AR | MISO_South
72472 | AR | MISO_South
72473 | AR | MISO_South
72474 | AR | MISO_South
72475 | AR | MISO_South
72476 | AR | MISO_South
72478 | AR | MISO_South
72479 | AR | MISO_South
72482 | AR | MISO_South
72501 | AR | MISO_South
72503 | AR | MISO_South
72512 | AR | MISO_South
72513 | AR | MISO_South
72515 | AR | MISO_South
72517 | AR | MISO_South
72519 | AR | MISO_South
72520 | AR | MISO_South
72521 | AR | MISO_South
72522 | AR | MISO_South
72524 | AR | MISO_South
72525 | AR | MISO_South
72526 | AR | MISO_South
72527 | AR | MISO_South
72528 | AR | MISO_South
72529 | AR | MISO_South
72531 | AR | MISO_South
72532 | AR | MISO_South
72533 | AR | MISO_South
72534 | AR | MISO_South
72536 | AR | MISO_South
72537 | AR | MISO_South
72538 | AR | MISO_South
72539 | AR | MISO_South
72540 | AR | MISO_South
72542 | AR | MISO_South
72544 | AR | MISO_South
72550 | AR | MISO_South
72553 | AR | MISO_South
72554 | AR | MISO_South
72555 | AR | MISO_South
72556 | AR | MISO_South
72560 | AR | MISO_South
72561 | AR | MISO_South
72562 | AR | MISO_South
72564 | AR | MISO_South
72565 | AR | MISO_South
72566 | AR | MISO_South
72567 | AR | MISO_South
72568 | AR | MISO_South
72569 | AR | MISO_South
72571 | AR | MISO_South
72572 | AR | MISO_South
72573 | AR | MISO_South
72575 | AR | MISO_South
72576 | AR | MISO_South
72577 | AR | MISO_South
72578 | AR | MISO_South
72579 | AR | MISO_South
72583 | AR | MISO_South
72584 | AR | MISO_South
72585 | AR | MISO_South
72587 | AR | MISO_South
72617 | AR | MISO_South
72623 | AR | MISO_South
72626 | AR | MISO_South
72635 | AR | MISO_South
72642 | AR | MISO_South
72651 | AR | MISO_South
72653 | AR | MISO_South
72654 | AR | MISO_South
72657 | AR | MISO_South
72658 | AR | MISO_South
72659 | AR | MISO_South
72663 | AR | MISO_South
72679 | AR | MISO_South
72680 | AR | MISO_South
72801 | AR | MISO_South
72802 | AR | MISO_South
72811 | AR | MISO_South
72812 | AR | MISO_South
72823 | AR | MISO_South
72824 | AR | MISO_South
72827 | AR | MISO_South
72828 | AR | MISO_South
72829 | AR | MISO_South
72833 | AR | MISO_South
72834 | AR | MISO_South
72837 | AR | MISO_South
72838 | AR | MISO_South
72842 | AR | MISO_South
72843 | AR | MISO_South
72847 | AR | MISO_South
72853 | AR | MISO_South
72856 | AR | MISO_South
72857 | AR | MISO_South
72858 | AR | MISO_South
72860 | AR | MISO_South
71003 | LA | MISO_South
71038 | LA | MISO_South
71040 | LA | MISO_South
71048 | LA | MISO_South
71079 | LA | MISO_South
71201 | LA | MISO_South
71202 | LA | MISO_South
71203 | LA | MISO_South
71207 | LA | MISO_South
71209 | LA | MISO_South
71210 | LA | MISO_South
71211 | LA | MISO_South
71212 | LA | MISO_South
71213 | LA | MISO_South
71217 | LA | MISO_South
71218 | LA | MISO_South
71219 | LA | MISO_South
71220 | LA | MISO_South
71221 | LA | MISO_South
71222 | LA | MISO_South
71223 | LA | MISO_South
71225 | LA | MISO_South
71227 | LA | MISO_South
71229 | LA | MISO_South
71230 | LA | MISO_South
71232 | LA | MISO_South
71233 | LA | MISO_South
71234 | LA | MISO_South
71235 | LA | MISO_South
71237 | LA | MISO_South
71238 | LA | MISO_South
71240 | LA | MISO_South
71241 | LA | MISO_South
71242 | LA | MISO_South
71243 | LA | MISO_South
71245 | LA | MISO_South
71249 | LA | MISO_South
71250 | LA | MISO_South
71253 | LA | MISO_South
71254 | LA | MISO_South
71256 | LA | MISO_South
71259 | LA | MISO_South
71260 | LA | MISO_South
71261 | LA | MISO_South
71263 | LA | MISO_South
71264 | LA | MISO_South
71266 | LA | MISO_South
71269 | LA | MISO_South
71270 | LA | MISO_South
71272 | LA | MISO_South
71273 | LA | MISO_South
71275 | LA | MISO_South
71276 | LA | MISO_South
71277 | LA | MISO_South
71279 | LA | MISO_South
71280 | LA | MISO_South
71281 | LA | MISO_South
71282 | LA | MISO_South
71284 | LA | MISO_South
71286 | LA | MISO_South
71291 | LA | MISO_South
71292 | LA | MISO_South
71294 | LA | MISO_South
71295 | LA | MISO_South
71324 | LA | MISO_South
71336 | LA | MISO_South
71357 | LA | MISO_South
71366 | LA | MISO_South
71375 | LA | MISO_South
71378 | LA | MISO_South
38602 | MS | MISO_South
38606 | MS | MISO_South
38609 | MS | MISO_South
38614 | MS | MISO_South
38617 | MS | MISO_South
38618 | MS | MISO_South
38619 | MS | MISO_South
38620 | MS | MISO_South
38621 | MS | MISO_South
38622 | MS | MISO_South
38623 | MS | MISO_South
38626 | MS | MISO_South
38628 | MS | MISO_South
38630 | MS | MISO_South
38631 | MS | MISO_South
38632 | MS | MISO_South
38637 | MS | MISO_South
38638 | MS | MISO_South
38639 | MS | MISO_South
38641 | MS | MISO_South
38643 | MS | MISO_South
38644 | MS | MISO_South
38645 | MS | MISO_South
38646 | MS | MISO_South
38651 | MS | MISO_South
38654 | MS | MISO_South
38658 | MS | MISO_South
38664 | MS | MISO_South
38665 | MS | MISO_South
38666 | MS | MISO_South
38668 | MS | MISO_South
38669 | MS | MISO_South
38670 | MS | MISO_South
38671 | MS | MISO_South
38672 | MS | MISO_South
38676 | MS | MISO_South
38680 | MS | MISO_South
38686 | MS | MISO_South
38701 | MS | MISO_South
38702 | MS | MISO_South
38703 | MS | MISO_South
38704 | MS | MISO_South
38720 | MS | MISO_South
38721 | MS | MISO_South
38722 | MS | MISO_South
38723 | MS | MISO_South
38725 | MS | MISO_South
38726 | MS | MISO_South
38730 | MS | MISO_South
38731 | MS | MISO_South
38732 | MS | MISO_South
38733 | MS | MISO_South
38736 | MS | MISO_South
38737 | MS | MISO_South
38738 | MS | MISO_South
38739 | MS | MISO_South
38740 | MS | MISO_South
38744 | MS | MISO_South
38745 | MS | MISO_South
38746 | MS | MISO_South
38748 | MS | MISO_South
38749 | MS | MISO_South
38751 | MS | MISO_South
38753 | MS | MISO_South
38754 | MS | MISO_South
38756 | MS | MISO_South
38759 | MS | MISO_South
38760 | MS | MISO_South
38761 | MS | MISO_South
38762 | MS | MISO_South
38764 | MS | MISO_South
38765 | MS | MISO_South
38767 | MS | MISO_South
38768 | MS | MISO_South
38769 | MS | MISO_South
38771 | MS | MISO_South
38772 | MS | MISO_South
38773 | MS | MISO_South
38774 | MS | MISO_South
38776 | MS | MISO_South
38778 | MS | MISO_South
38780 | MS | MISO_South
38781 | MS | MISO_South
38782 | MS | MISO_South
38901 | MS | MISO_South
38902 | MS | MISO_South
38917 | MS | MISO_South
38920 | MS | MISO_South
38921 | MS | MISO_South
38923 | MS | MISO_South
38924 | MS | MISO_South
38925 | MS | MISO_South
38926 | MS | MISO_South
38927 | MS | MISO_South
38928 | MS | MISO_South
38929 | MS | MISO_South
38930 | MS | MISO_South
38935 | MS | MISO_South
38940 | MS | MISO_South
38941 | MS | MISO_South
38943 | MS | MISO_South
38944 | MS | MISO_South
38945 | MS | MISO_South
38946 | MS | MISO_South
38947 | MS | MISO_South
38950 | MS | MISO_South
38952 | MS | MISO_South
38954 | MS | MISO_South
38957 | MS | MISO_South
38958 | MS | MISO_South
38959 | MS | MISO_South
38960 | MS | MISO_South
38962 | MS | MISO_South
38963 | MS | MISO_South
38964 | MS | MISO_South
38966 | MS | MISO_South
38967 | MS | MISO_South
39038 | MS | MISO_South
39039 | MS | MISO_South
39040 | MS | MISO_South
39041 | MS | MISO_South
39042 | MS | MISO_South
39043 | MS | MISO_South
39044 | MS | MISO_South
39045 | MS | MISO_South
39046 | MS | MISO_South
39047 | MS | MISO_South
39051 | MS | MISO_South
39054 | MS | MISO_South
39056 | MS | MISO_South
39057 | MS | MISO_South
39058 | MS | MISO_South
39059 | MS | MISO_South
39060 | MS | MISO_South
39061 | MS | MISO_South
39062 | MS | MISO_South
39063 | MS | MISO_South
39066 | MS | MISO_South
39067 | MS | MISO_South
39069 | MS | MISO_South
39071 | MS | MISO_South
39073 | MS | MISO_South
39074 | MS | MISO_South
39077 | MS | MISO_South
39078 | MS | MISO_South
39079 | MS | MISO_South
39080 | MS | MISO_South
39081 | MS | MISO_South
39082 | MS | MISO_South
39083 | MS | MISO_South
39086 | MS | MISO_South
39087 | MS | MISO_South
39088 | MS | MISO_South
39090 | MS | MISO_South
39092 | MS | MISO_South
39094 | MS | MISO_South
39095 | MS | MISO_South
39096 | MS | MISO_South
39097 | MS | MISO_South
39098 | MS | MISO_South
39107 | MS | MISO_South
39109 | MS | MISO_South
39110 | MS | MISO_South
39111 | MS | MISO_South
39113 | MS | MISO_South
39114 | MS | MISO_South
39115 | MS | MISO_South
39116 | MS | MISO_South
39117 | MS | MISO_South
39119 | MS | MISO_South
39120 | MS | MISO_South
39121 | MS | MISO_South
39122 | MS | MISO_South
39130 | MS | MISO_South
39140 | MS | MISO_South
39144 | MS | MISO_South
39145 | MS | MISO_South
39146 | MS | MISO_South
39148 | MS | MISO_South
39149 | MS | MISO_South
39150 | MS | MISO_South
39151 | MS | MISO_South
39152 | MS | MISO_South
39153 | MS | MISO_South
39154 | MS | MISO_South
39156 | MS | MISO_South
39157 | MS | MISO_South
39158 | MS | MISO_South
39159 | MS | MISO_South
39160 | MS | MISO_South
39161 | MS | MISO_South
39162 | MS | MISO_South
39163 | MS | MISO_South
39165 | MS | MISO_South
39166 | MS | MISO_South
39167 | MS | MISO_South
39168 | MS | MISO_South
39169 | MS | MISO_South
39170 | MS | MISO_South
39171 | MS | MISO_South
39173 | MS | MISO_South
39174 | MS | MISO_South
39175 | MS | MISO_South
39176 | MS | MISO_South
39177 | MS | MISO_South
39179 | MS | MISO_South
39180 | MS | MISO_South
39181 | MS | MISO_South
39182 | MS | MISO_South
39183 | MS | MISO_South
39189 | MS | MISO_South
39190 | MS | MISO_South
39191 | MS | MISO_South
39192 | MS | MISO_South
39193 | MS | MISO_South
39194 | MS | MISO_South
39201 | MS | MISO_South
39202 | MS | MISO_South
39203 | MS | MISO_South
39204 | MS | MISO_South
39205 | MS | MISO_South
39206 | MS | MISO_South
39207 | MS | MISO_South
39208 | MS | MISO_South
39209 | MS | MISO_South
39210 | MS | MISO_South
39211 | MS | MISO_South
39212 | MS | MISO_South
39213 | MS | MISO_South
39215 | MS | MISO_South
39216 | MS | MISO_South
39217 | MS | MISO_South
39218 | MS | MISO_South
39225 | MS | MISO_South
39232 | MS | MISO_South
39236 | MS | MISO_South
39250 | MS | MISO_South
39269 | MS | MISO_South
39271 | MS | MISO_South
39272 | MS | MISO_South
39282 | MS | MISO_South
39283 | MS | MISO_South
39284 | MS | MISO_South
39286 | MS | MISO_South
39288 | MS | MISO_South
39289 | MS | MISO_South
39296 | MS | MISO_South
39298 | MS | MISO_South
39301 | MS | MISO_South
39302 | MS | MISO_South
39303 | MS | MISO_South
39304 | MS | MISO_South
39305 | MS | MISO_South
39307 | MS | MISO_South
39309 | MS | MISO_South
39320 | MS | MISO_South
39322 | MS | MISO_South
39323 | MS | MISO_South
39324 | MS | MISO_South
39325 | MS | MISO_South
39327 | MS | MISO_South
39330 | MS | MISO_South
39332 | MS | MISO_South
39335 | MS | MISO_South
39336 | MS | MISO_South
39337 | MS | MISO_South
39338 | MS | MISO_South
39342 | MS | MISO_South
39345 | MS | MISO_South
39347 | MS | MISO_South
39348 | MS | MISO_South
39355 | MS | MISO_South
39356 | MS | MISO_South
39359 | MS | MISO_South
39360 | MS | MISO_South
39362 | MS | MISO_South
39363 | MS | MISO_South
39364 | MS | MISO_South
39366 | MS | MISO_South
39367 | MS | MISO_South
39401 | MS | MISO_South
39402 | MS | MISO_South
39403 | MS | MISO_South
39404 | MS | MISO_South
39406 | MS | MISO_South
39407 | MS | MISO_South
39421 | MS | MISO_South
39422 | MS | MISO_South
39423 | MS | MISO_South
39425 | MS | MISO_South
39426 | MS | MISO_South
39427 | MS | MISO_South
39428 | MS | MISO_South
39429 | MS | MISO_South
39436 | MS | MISO_South
39437 | MS | MISO_South
39439 | MS | MISO_South
39440 | MS | MISO_South
39441 | MS | MISO_South
39442 | MS | MISO_South
39443 | MS | MISO_South
39451 | MS | MISO_South
39452 | MS | MISO_South
39455 | MS | MISO_South
39456 | MS | MISO_South
39457 | MS | MISO_South
39459 | MS | MISO_South
39460 | MS | MISO_South
39461 | MS | MISO_South
39462 | MS | MISO_South
39463 | MS | MISO_South
39464 | MS | MISO_South
39465 | MS | MISO_South
39466 | MS | MISO_South
39470 | MS | MISO_South
39474 | MS | MISO_South
39475 | MS | MISO_South
39476 | MS | MISO_South
39477 | MS | MISO_South
39478 | MS | MISO_South
39479 | MS | MISO_South
39480 | MS | MISO_South
39481 | MS | MISO_South
39482 | MS | MISO_South
39483 | MS | MISO_South
39501 | MS | MISO_South
39502 | MS | MISO_South
39503 | MS | MISO_South
39505 | MS | MISO_South
39506 | MS | MISO_South
39507 | MS | MISO_South
39520 | MS | MISO_South
39521 | MS | MISO_South
39522 | MS | MISO_South
39525 | MS | MISO_South
39529 | MS | MISO_South
39530 | MS | MISO_South
39531 | MS | MISO_South
39532 | MS | MISO_South
39533 | MS | MISO_South
39534 | MS | MISO_South
39535 | MS | MISO_South
39540 | MS | MISO_South
39552 | MS | MISO_South
39553 | MS | MISO_South
39555 | MS | MISO_South
39556 | MS | MISO_South
39558 | MS | MISO_South
39560 | MS | MISO_South
39561 | MS | MISO_South
39562 | MS | MISO_South
39563 | MS | MISO_South
39564 | MS | MISO_South
39565 | MS | MISO_South
39566 | MS | MISO_South
39567 | MS | MISO_South
39568 | MS | MISO_South
39569 | MS | MISO_South
39571 | MS | MISO_South
39572 | MS | MISO_South
39573 | MS | MISO_South
39574 | MS | MISO_South
39576 | MS | MISO_South
39577 | MS | MISO_South
39581 | MS | MISO_South
39595 | MS | MISO_South
39601 | MS | MISO_South
39602 | MS | MISO_South
39603 | MS | MISO_South
39629 | MS | MISO_South
39630 | MS | MISO_South
39631 | MS | MISO_South
39632 | MS | MISO_South
39633 | MS | MISO_South
39635 | MS | MISO_South
39638 | MS | MISO_South
39641 | MS | MISO_South
39643 | MS | MISO_South
39645 | MS | MISO_South
39647 | MS | MISO_South
39648 | MS | MISO_South
39649 | MS | MISO_South
39652 | MS | MISO_South
39653 | MS | MISO_South
39654 | MS | MISO_South
39656 | MS | MISO_South
39657 | MS | MISO_South
39661 | MS | MISO_South
39662 | MS | MISO_South
39663 | MS | MISO_South
39664 | MS | MISO_South
39665 | MS | MISO_South
39666 | MS | MISO_South
39667 | MS | MISO_South
39668 | MS | MISO_South
39669 | MS | MISO_South
39747 | MS | MISO_South
39767 | MS | MISO_South
38601 | MS | SERTP
38603 | MS | SERTP
38610 | MS | SERTP
38611 | MS | SERTP
38625 | MS | SERTP
38627 | MS | SERTP
38629 | MS | SERTP
38633 | MS | SERTP
38634 | MS | SERTP
38635 | MS | SERTP
38642 | MS | SERTP
38647 | MS | SERTP
38649 | MS | SERTP
38650 | MS | SERTP
38652 | MS | SERTP
38655 | MS | SERTP
38659 | MS | SERTP
38661 | MS | SERTP
38663 | MS | SERTP
38673 | MS | SERTP
38674 | MS | SERTP
38675 | MS | SERTP
38677 | MS | SERTP
38679 | MS | SERTP
38683 | MS | SERTP
38685 | MS | SERTP
38801 | MS | SERTP
38802 | MS | SERTP
38803 | MS | SERTP
38804 | MS | SERTP
38820 | MS | SERTP
38821 | MS | SERTP
38824 | MS | SERTP
38825 | MS | SERTP
38826 | MS | SERTP
38827 | MS | SERTP
38828 | MS | SERTP
38829 | MS | SERTP
38833 | MS | SERTP
38834 | MS | SERTP
38835 | MS | SERTP
38838 | MS | SERTP
38839 | MS | SERTP
38841 | MS | SERTP
38843 | MS | SERTP
38844 | MS | SERTP
38846 | MS | SERTP
38847 | MS | SERTP
38848 | MS | SERTP
38849 | MS | SERTP
38850 | MS | SERTP
38851 | MS | SERTP
38852 | MS | SERTP
38855 | MS | SERTP
38856 | MS | SERTP
38857 | MS | SERTP
38858 | MS | SERTP
38859 | MS | SERTP
38860 | MS | SERTP
38862 | MS | SERTP
38863 | MS | SERTP
38864 | MS | SERTP
38865 | MS | SERTP
38866 | MS | SERTP
38868 | MS | SERTP
38869 | MS | SERTP
38870 | MS | SERTP
38871 | MS | SERTP
38873 | MS | SERTP
38874 | MS | SERTP
38875 | MS | SERTP
38876 | MS | SERTP
38877 | MS | SERTP
38878 | MS | SERTP
38879 | MS | SERTP
38880 | MS | SERTP
38913 | MS | SERTP
38914 | MS | SERTP
38915 | MS | SERTP
38916 | MS | SERTP
38922 | MS | SERTP
38948 | MS | SERTP
38949 | MS | SERTP
38951 | MS | SERTP
38953 | MS | SERTP
38955 | MS | SERTP
38961 | MS | SERTP
38965 | MS | SERTP
39108 | MS | SERTP
39326 | MS | SERTP
39328 | MS | SERTP
39339 | MS | SERTP
39341 | MS | SERTP
39346 | MS | SERTP
39350 | MS | SERTP
39352 | MS | SERTP
39354 | MS | SERTP
39358 | MS | SERTP
39361 | MS | SERTP
39365 | MS | SERTP
39701 | MS | SERTP
39702 | MS | SERTP
39703 | MS | SERTP
39704 | MS | SERTP
39705 | MS | SERTP
39710 | MS | SERTP
39730 | MS | SERTP
39735 | MS | SERTP
39736 | MS | SERTP
39737 | MS | SERTP
39739 | MS | SERTP
39740 | MS | SERTP
39741 | MS | SERTP
39743 | MS | SERTP
39744 | MS | SERTP
39745 | MS | SERTP
39746 | MS | SERTP
39750 | MS | SERTP
39751 | MS | SERTP
39752 | MS | SERTP
39753 | MS | SERTP
39754 | MS | SERTP
39755 | MS | SERTP
39756 | MS | SERTP
39759 | MS | SERTP
39760 | MS | SERTP
39762 | MS | SERTP
39766 | MS | SERTP
39769 | MS | SERTP
39771 | MS | SERTP
39772 | MS | SERTP
39773 | MS | SERTP
39776 | MS | SERTP
35005 | AL | SERTP
35006 | AL | SERTP
35007 | AL | SERTP
35015 | AL | SERTP
35016 | AL | SERTP
35019 | AL | SERTP
35020 | AL | SERTP
35021 | AL | SERTP
35022 | AL | SERTP
35023 | AL | SERTP
35033 | AL | SERTP
35034 | AL | SERTP
35035 | AL | SERTP
35036 | AL | SERTP
35038 | AL | SERTP
35040 | AL | SERTP
35042 | AL | SERTP
35043 | AL | SERTP
35048 | AL | SERTP
35051 | AL | SERTP
35053 | AL | SERTP
35055 | AL | SERTP
35056 | AL | SERTP
35057 | AL | SERTP
35058 | AL | SERTP
35060 | AL | SERTP
35061 | AL | SERTP
35062 | AL | SERTP
35063 | AL | SERTP
35064 | AL | SERTP
35068 | AL | SERTP
35070 | AL | SERTP
35071 | AL | SERTP
35073 | AL | SERTP
35074 | AL | SERTP
35077 | AL | SERTP
35078 | AL | SERTP
35080 | AL | SERTP
35083 | AL | SERTP
35087 | AL | SERTP
35091 | AL | SERTP
35094 | AL | SERTP
35098 | AL | SERTP
35111 | AL | SERTP
35114 | AL | SERTP
35115 | AL | SERTP
35116 | AL | SERTP
35117 | AL | SERTP
35118 | AL | SERTP
35119 | AL | SERTP
35123 | AL | SERTP
35124 | AL | SERTP
35126 | AL | SERTP
35127 | AL | SERTP
35130 | AL | SERTP
35137 | AL | SERTP
35139 | AL | SERTP
35142 | AL | SERTP
35143 | AL | SERTP
35144 | AL | SERTP
35147 | AL | SERTP
35148 | AL | SERTP
35173 | AL | SERTP
35175 | AL | SERTP
35176 | AL | SERTP
35178 | AL | SERTP
35179 | AL | SERTP
35181 | AL | SERTP
35184 | AL | SERTP
35185 | AL | SERTP
35186 | AL | SERTP
35187 | AL | SERTP
35188 | AL | SERTP
35201 | AL | SERTP
35202 | AL | SERTP
35203 | AL | SERTP
35204 | AL | SERTP
35205 | AL | SERTP
35206 | AL | SERTP
35207 | AL | SERTP
35208 | AL | SERTP
35209 | AL | SERTP
35210 | AL | SERTP
35211 | AL | SERTP
35212 | AL | SERTP
35213 | AL | SERTP
35214 | AL | SERTP
35215 | AL | SERTP
35216 | AL | SERTP
35217 | AL | SERTP
35218 | AL | SERTP
35219 | AL | SERTP
35220 | AL | SERTP
35221 | AL | SERTP
35222 | AL | SERTP
35223 | AL | SERTP
35224 | AL | SERTP
35226 | AL | SERTP
35228 | AL | SERTP
35229 | AL | SERTP
35231 | AL | SERTP
35232 | AL | SERTP
35233 | AL | SERTP
35234 | AL | SERTP
35235 | AL | SERTP
35236 | AL | SERTP
35237 | AL | SERTP
35238 | AL | SERTP
35242 | AL | SERTP
35243 | AL | SERTP
35244 | AL | SERTP
35246 | AL | SERTP
35249 | AL | SERTP
35253 | AL | SERTP
35254 | AL | SERTP
35255 | AL | SERTP
35259 | AL | SERTP
35260 | AL | SERTP
35261 | AL | SERTP
35266 | AL | SERTP
35270 | AL | SERTP
35282 | AL | SERTP
35283 | AL | SERTP
35285 | AL | SERTP
35287 | AL | SERTP
35288 | AL | SERTP
35290 | AL | SERTP
35291 | AL | SERTP
35292 | AL | SERTP
35293 | AL | SERTP
35294 | AL | SERTP
35295 | AL | SERTP
35296 | AL | SERTP
35297 | AL | SERTP
35298 | AL | SERTP
35401 | AL | SERTP
35402 | AL | SERTP
35403 | AL | SERTP
35404 | AL | SERTP
35405 | AL | SERTP
35406 | AL | SERTP
35407 | AL | SERTP
35440 | AL | SERTP
35441 | AL | SERTP
35442 | AL | SERTP
35443 | AL | SERTP
35444 | AL | SERTP
35446 | AL | SERTP
35447 | AL | SERTP
35448 | AL | SERTP
35449 | AL | SERTP
35452 | AL | SERTP
35453 | AL | SERTP
35456 | AL | SERTP
35457 | AL | SERTP
35458 | AL | SERTP
35459 | AL | SERTP
35460 | AL | SERTP
35461 | AL | SERTP
35462 | AL | SERTP
35463 | AL | SERTP
35464 | AL | SERTP
35466 | AL | SERTP
35468 | AL | SERTP
35469 | AL | SERTP
35470 | AL | SERTP
35471 | AL | SERTP
35473 | AL | SERTP
35474 | AL | SERTP
35475 | AL | SERTP
35476 | AL | SERTP
35477 | AL | SERTP
35478 | AL | SERTP
35480 | AL | SERTP
35481 | AL | SERTP
35482 | AL | SERTP
35486 | AL | SERTP
35487 | AL | SERTP
35490 | AL | SERTP
35491 | AL | SERTP
35501 | AL | SERTP
35502 | AL | SERTP
35503 | AL | SERTP
35504 | AL | SERTP
35540 | AL | SERTP
35541 | AL | SERTP
35542 | AL | SERTP
35543 | AL | SERTP
35544 | AL | SERTP
35545 | AL | SERTP
35546 | AL | SERTP
35548 | AL | SERTP
35549 | AL | SERTP
35550 | AL | SERTP
35551 | AL | SERTP
35552 | AL | SERTP
35553 | AL | SERTP
35554 | AL | SERTP
35555 | AL | SERTP
35559 | AL | SERTP
35560 | AL | SERTP
35563 | AL | SERTP
35564 | AL | SERTP
35565 | AL | SERTP
35570 | AL | SERTP
35571 | AL | SERTP
35572 | AL | SERTP
35573 | AL | SERTP
35574 | AL | SERTP
35575 | AL | SERTP
35576 | AL | SERTP
35577 | AL | SERTP
35578 | AL | SERTP
35579 | AL | SERTP
35580 | AL | SERTP
35581 | AL | SERTP
35582 | AL | SERTP
35584 | AL | SERTP
35585 | AL | SERTP
35586 | AL | SERTP
35587 | AL | SERTP
35592 | AL | SERTP
35593 | AL | SERTP
35594 | AL | SERTP
35601 | AL | SERTP
35602 | AL | SERTP
35603 | AL | SERTP
35609 | AL | SERTP
35610 | AL | SERTP
35611 | AL | SERTP
35612 | AL | SERTP
35613 | AL | SERTP
35614 | AL | SERTP
35615 | AL | SERTP
35616 | AL | SERTP
35617 | AL | SERTP
35618 | AL | SERTP
35619 | AL | SERTP
35620 | AL | SERTP
35621 | AL | SERTP
35622 | AL | SERTP
35630 | AL | SERTP
35631 | AL | SERTP
35632 | AL | SERTP
35633 | AL | SERTP
35634 | AL | SERTP
35640 | AL | SERTP
35643 | AL | SERTP
35645 | AL | SERTP
35646 | AL | SERTP
35647 | AL | SERTP
35648 | AL | SERTP
35649 | AL | SERTP
35650 | AL | SERTP
35651 | AL | SERTP
35652 | AL | SERTP
35653 | AL | SERTP
35654 | AL | SERTP
35660 | AL | SERTP
35661 | AL | SERTP
35662 | AL | SERTP
35670 | AL | SERTP
35671 | AL | SERTP
35672 | AL | SERTP
35673 | AL | SERTP
35674 | AL | SERTP
35677 | AL | SERTP
35699 | AL | SERTP
35739 | AL | SERTP
35740 | AL | SERTP
35741 | AL | SERTP
35742 | AL | SERTP
35744 | AL | SERTP
35745 | AL | SERTP
35746 | AL | SERTP
35747 | AL | SERTP
35748 | AL | SERTP
35749 | AL | SERTP
35750 | AL | SERTP
35751 | AL | SERTP
35752 | AL | SERTP
35754 | AL | SERTP
35755 | AL | SERTP
35756 | AL | SERTP
35757 | AL | SERTP
35758 | AL | SERTP
35759 | AL | SERTP
35760 | AL | SERTP
35761 | AL | SERTP
35762 | AL | SERTP
35763 | AL | SERTP
35764 | AL | SERTP
35765 | AL | SERTP
35766 | AL | SERTP
35767 | AL | SERTP
35768 | AL | SERTP
35769 | AL | SERTP
35771 | AL | SERTP
35772 | AL | SERTP
35773 | AL | SERTP
35774 | AL | SERTP
35775 | AL | SERTP
35776 | AL | SERTP
35801 | AL | SERTP
35802 | AL | SERTP
35803 | AL | SERTP
35804 | AL | SERTP
35805 | AL | SERTP
35806 | AL | SERTP
35807 | AL | SERTP
35808 | AL | SERTP
35809 | AL | SERTP
35810 | AL | SERTP
35811 | AL | SERTP
35812 | AL | SERTP
35813 | AL | SERTP
35814 | AL | SERTP
35815 | AL | SERTP
35816 | AL | SERTP
35824 | AL | SERTP
35893 | AL | SERTP
35894 | AL | SERTP
35895 | AL | SERTP
35896 | AL | SERTP
35897 | AL | SERTP
35898 | AL | SERTP
35899 | AL | SERTP
35950 | AL | SERTP
35951 | AL | SERTP
35957 | AL | SERTP
35958 | AL | SERTP
35961 | AL | SERTP
35962 | AL | SERTP
35963 | AL | SERTP
35964 | AL | SERTP
35966 | AL | SERTP
35967 | AL | SERTP
35968 | AL | SERTP
35971 | AL | SERTP
35974 | AL | SERTP
35975 | AL | SERTP
35976 | AL | SERTP
35978 | AL | SERTP
35979 | AL | SERTP
35980 | AL | SERTP
35981 | AL | SERTP
35984 | AL | SERTP
35986 | AL | SERTP
35988 | AL | SERTP
35989 | AL | SERTP
36435 | AL | SERTP
36720 | AL | SERTP
36722 | AL | SERTP
36723 | AL | SERTP
36726 | AL | SERTP
36728 | AL | SERTP
36732 | AL | SERTP
36736 | AL | SERTP
36738 | AL | SERTP
36740 | AL | SERTP
36741 | AL | SERTP
36742 | AL | SERTP
36744 | AL | SERTP
36745 | AL | SERTP
36748 | AL | SERTP
36751 | AL | SERTP
36753 | AL | SERTP
36754 | AL | SERTP
36756 | AL | SERTP
36763 | AL | SERTP
36764 | AL | SERTP
36765 | AL | SERTP
36766 | AL | SERTP
36768 | AL | SERTP
36769 | AL | SERTP
36776 | AL | SERTP
36782 | AL | SERTP
36783 | AL | SERTP
36786 | AL | SERTP
36792 | AL | SERTP
36901 | AL | SERTP
36904 | AL | SERTP
36907 | AL | SERTP
36908 | AL | SERTP
36910 | AL | SERTP
36912 | AL | SERTP
36913 | AL | SERTP
36915 | AL | SERTP
36916 | AL | SERTP
36919 | AL | SERTP
36921 | AL | SERTP
36922 | AL | SERTP
36925 | AL | SERTP
35004 | AL | SERTP
35010 | AL | SERTP
35011 | AL | SERTP
35013 | AL | SERTP
35014 | AL | SERTP
35031 | AL | SERTP
35032 | AL | SERTP
35044 | AL | SERTP
35045 | AL | SERTP
35046 | AL | SERTP
35049 | AL | SERTP
35052 | AL | SERTP
35054 | AL | SERTP
35072 | AL | SERTP
35079 | AL | SERTP
35082 | AL | SERTP
35085 | AL | SERTP
35089 | AL | SERTP
35096 | AL | SERTP
35097 | AL | SERTP
35112 | AL | SERTP
35120 | AL | SERTP
35121 | AL | SERTP
35125 | AL | SERTP
35128 | AL | SERTP
35131 | AL | SERTP
35133 | AL | SERTP
35135 | AL | SERTP
35136 | AL | SERTP
35146 | AL | SERTP
35149 | AL | SERTP
35150 | AL | SERTP
35151 | AL | SERTP
35160 | AL | SERTP
35161 | AL | SERTP
35171 | AL | SERTP
35172 | AL | SERTP
35180 | AL | SERTP
35182 | AL | SERTP
35183 | AL | SERTP
35901 | AL | SERTP
35902 | AL | SERTP
35903 | AL | SERTP
35904 | AL | SERTP
35905 | AL | SERTP
35906 | AL | SERTP
35907 | AL | SERTP
35952 | AL | SERTP
35953 | AL | SERTP
35954 | AL | SERTP
35956 | AL | SERTP
35959 | AL | SERTP
35960 | AL | SERTP
35972 | AL | SERTP
35973 | AL | SERTP
35983 | AL | SERTP
35987 | AL | SERTP
35990 | AL | SERTP
36003 | AL | SERTP
36005 | AL | SERTP
36006 | AL | SERTP
36008 | AL | SERTP
36009 | AL | SERTP
36010 | AL | SERTP
36013 | AL | SERTP
36015 | AL | SERTP
36016 | AL | SERTP
36017 | AL | SERTP
36020 | AL | SERTP
36022 | AL | SERTP
36023 | AL | SERTP
36024 | AL | SERTP
36025 | AL | SERTP
36026 | AL | SERTP
36027 | AL | SERTP
36028 | AL | SERTP
36029 | AL | SERTP
36030 | AL | SERTP
36031 | AL | SERTP
36032 | AL | SERTP
36033 | AL | SERTP
36034 | AL | SERTP
36035 | AL | SERTP
36036 | AL | SERTP
36037 | AL | SERTP
36038 | AL | SERTP
36039 | AL | SERTP
36040 | AL | SERTP
36041 | AL | SERTP
36042 | AL | SERTP
36043 | AL | SERTP
36045 | AL | SERTP
36046 | AL | SERTP
36047 | AL | SERTP
36048 | AL | SERTP
36049 | AL | SERTP
36051 | AL | SERTP
36052 | AL | SERTP
36053 | AL | SERTP
36054 | AL | SERTP
36057 | AL | SERTP
36061 | AL | SERTP
36062 | AL | SERTP
36064 | AL | SERTP
36065 | AL | SERTP
36066 | AL | SERTP
36067 | AL | SERTP
36068 | AL | SERTP
36069 | AL | SERTP
36071 | AL | SERTP
36072 | AL | SERTP
36075 | AL | SERTP
36078 | AL | SERTP
36079 | AL | SERTP
36080 | AL | SERTP
36081 | AL | SERTP
36082 | AL | SERTP
36083 | AL | SERTP
36087 | AL | SERTP
36088 | AL | SERTP
36089 | AL | SERTP
36091 | AL | SERTP
36092 | AL | SERTP
36093 | AL | SERTP
36101 | AL | SERTP
36102 | AL | SERTP
36103 | AL | SERTP
36104 | AL | SERTP
36105 | AL | SERTP
36106 | AL | SERTP
36107 | AL | SERTP
36108 | AL | SERTP
36109 | AL | SERTP
36110 | AL | SERTP
36111 | AL | SERTP
36112 | AL | SERTP
36113 | AL | SERTP
36114 | AL | SERTP
36115 | AL | SERTP
36116 | AL | SERTP
36117 | AL | SERTP
36118 | AL | SERTP
36119 | AL | SERTP
36120 | AL | SERTP
36121 | AL | SERTP
36123 | AL | SERTP
36124 | AL | SERTP
36125 | AL | SERTP
36130 | AL | SERTP
36131 | AL | SERTP
36132 | AL | SERTP
36135 | AL | SERTP
36140 | AL | SERTP
36141 | AL | SERTP
36142 | AL | SERTP
36177 | AL | SERTP
36191 | AL | SERTP
36201 | AL | SERTP
36202 | AL | SERTP
36203 | AL | SERTP
36204 | AL | SERTP
36205 | AL | SERTP
36206 | AL | SERTP
36207 | AL | SERTP
36250 | AL | SERTP
36251 | AL | SERTP
36253 | AL | SERTP
36254 | AL | SERTP
36255 | AL | SERTP
36256 | AL | SERTP
36257 | AL | SERTP
36258 | AL | SERTP
36260 | AL | SERTP
36261 | AL | SERTP
36262 | AL | SERTP
36263 | AL | SERTP
36264 | AL | SERTP
36265 | AL | SERTP
36266 | AL | SERTP
36267 | AL | SERTP
36268 | AL | SERTP
36269 | AL | SERTP
36271 | AL | SERTP
36272 | AL | SERTP
36273 | AL | SERTP
36274 | AL | SERTP
36275 | AL | SERTP
36276 | AL | SERTP
36277 | AL | SERTP
36278 | AL | SERTP
36279 | AL | SERTP
36280 | AL | SERTP
36301 | AL | SERTP
36302 | AL | SERTP
36303 | AL | SERTP
36304 | AL | SERTP
36305 | AL | SERTP
36310 | AL | SERTP
36311 | AL | SERTP
36312 | AL | SERTP
36313 | AL | SERTP
36314 | AL | SERTP
36316 | AL | SERTP
36317 | AL | SERTP
36318 | AL | SERTP
36319 | AL | SERTP
36320 | AL | SERTP
36321 | AL | SERTP
36322 | AL | SERTP
36323 | AL | SERTP
36330 | AL | SERTP
36331 | AL | SERTP
36340 | AL | SERTP
36343 | AL | SERTP
36344 | AL | SERTP
36345 | AL | SERTP
36346 | AL | SERTP
36349 | AL | SERTP
36350 | AL | SERTP
36351 | AL | SERTP
36352 | AL | SERTP
36353 | AL | SERTP
36360 | AL | SERTP
36361 | AL | SERTP
36362 | AL | SERTP
36370 | AL | SERTP
36371 | AL | SERTP
36373 | AL | SERTP
36374 | AL | SERTP
36375 | AL | SERTP
36376 | AL | SERTP
36401 | AL | SERTP
36420 | AL | SERTP
36421 | AL | SERTP
36425 | AL | SERTP
36426 | AL | SERTP
36427 | AL | SERTP
36429 | AL | SERTP
36432 | AL | SERTP
36436 | AL | SERTP
36439 | AL | SERTP
36441 | AL | SERTP
36442 | AL | SERTP
36444 | AL | SERTP
36445 | AL | SERTP
36446 | AL | SERTP
36449 | AL | SERTP
36451 | AL | SERTP
36453 | AL | SERTP
36454 | AL | SERTP
36455 | AL | SERTP
36456 | AL | SERTP
36457 | AL | SERTP
36458 | AL | SERTP
36460 | AL | SERTP
36461 | AL | SERTP
36467 | AL | SERTP
36470 | AL | SERTP
36471 | AL | SERTP
36473 | AL | SERTP
36474 | AL | SERTP
36475 | AL | SERTP
36476 | AL | SERTP
36477 | AL | SERTP
36480 | AL | SERTP
36481 | AL | SERTP
36482 | AL | SERTP
36483 | AL | SERTP
36502 | AL | SERTP
36503 | AL | SERTP
36504 | AL | SERTP
36505 | AL | SERTP
36507 | AL | SERTP
36509 | AL | SERTP
36511 | AL | SERTP
36512 | AL | SERTP
36513 | AL | SERTP
36518 | AL | SERTP
36521 | AL | SERTP
36522 | AL | SERTP
36523 | AL | SERTP
36524 | AL | SERTP
36525 | AL | SERTP
36526 | AL | SERTP
36527 | AL | SERTP
36528 | AL | SERTP
36529 | AL | SERTP
36530 | AL | SERTP
36532 | AL | SERTP
36533 | AL | SERTP
36535 | AL | SERTP
36536 | AL | SERTP
36538 | AL | SERTP
36539 | AL | SERTP
36540 | AL | SERTP
36541 | AL | SERTP
36542 | AL | SERTP
36543 | AL | SERTP
36544 | AL | SERTP
36545 | AL | SERTP
36547 | AL | SERTP
36548 | AL | SERTP
36549 | AL | SERTP
36550 | AL | SERTP
36551 | AL | SERTP
36553 | AL | SERTP
36555 | AL | SERTP
36556 | AL | SERTP
36558 | AL | SERTP
36559 | AL | SERTP
36560 | AL | SERTP
36561 | AL | SERTP
36562 | AL | SERTP
36564 | AL | SERTP
36567 | AL | SERTP
36568 | AL | SERTP
36569 | AL | SERTP
36571 | AL | SERTP
36572 | AL | SERTP
36574 | AL | SERTP
36575 | AL | SERTP
36576 | AL | SERTP
36577 | AL | SERTP
36578 | AL | SERTP
36579 | AL | SERTP
36580 | AL | SERTP
36581 | AL | SERTP
36582 | AL | SERTP
36583 | AL | SERTP
36584 | AL | SERTP
36585 | AL | SERTP
36587 | AL | SERTP
36590 | AL | SERTP
36601 | AL | SERTP
36602 | AL | SERTP
36603 | AL | SERTP
36604 | AL | SERTP
36605 | AL | SERTP
36606 | AL | SERTP
36607 | AL | SERTP
36608 | AL | SERTP
36609 | AL | SERTP
36610 | AL | SERTP
36611 | AL | SERTP
36612 | AL | SERTP
36613 | AL | SERTP
36615 | AL | SERTP
36616 | AL | SERTP
36617 | AL | SERTP
36618 | AL | SERTP
36619 | AL | SERTP
36628 | AL | SERTP
36633 | AL | SERTP
36640 | AL | SERTP
36641 | AL | SERTP
36644 | AL | SERTP
36652 | AL | SERTP
36660 | AL | SERTP
36663 | AL | SERTP
36670 | AL | SERTP
36671 | AL | SERTP
36675 | AL | SERTP
36685 | AL | SERTP
36688 | AL | SERTP
36689 | AL | SERTP
36691 | AL | SERTP
36693 | AL | SERTP
36695 | AL | SERTP
36701 | AL | SERTP
36702 | AL | SERTP
36703 | AL | SERTP
36727 | AL | SERTP
36749 | AL | SERTP
36750 | AL | SERTP
36752 | AL | SERTP
36758 | AL | SERTP
36759 | AL | SERTP
36761 | AL | SERTP
36767 | AL | SERTP
36773 | AL | SERTP
36775 | AL | SERTP
36784 | AL | SERTP
36785 | AL | SERTP
36790 | AL | SERTP
36793 | AL | SERTP
36801 | AL | SERTP
36802 | AL | SERTP
36803 | AL | SERTP
36804 | AL | SERTP
36830 | AL | SERTP
36831 | AL | SERTP
36832 | AL | SERTP
36849 | AL | SERTP
36850 | AL | SERTP
36851 | AL | SERTP
36852 | AL | SERTP
36853 | AL | SERTP
36854 | AL | SERTP
36855 | AL | SERTP
36856 | AL | SERTP
36858 | AL | SERTP
36859 | AL | SERTP
36860 | AL | SERTP
36861 | AL | SERTP
36862 | AL | SERTP
36863 | AL | SERTP
36865 | AL | SERTP
36866 | AL | SERTP
36867 | AL | SERTP
36868 | AL | SERTP
36869 | AL | SERTP
36870 | AL | SERTP
36871 | AL | SERTP
36872 | AL | SERTP
36874 | AL | SERTP
36875 | AL | SERTP
36877 | AL | SERTP
36879 | AL | SERTP
32335 | FL | SERTP
32401 | FL | SERTP
32402 | FL | SERTP
32403 | FL | SERTP
32404 | FL | SERTP
32405 | FL | SERTP
32406 | FL | SERTP
32407 | FL | SERTP
32408 | FL | SERTP
32409 | FL | SERTP
32410 | FL | SERTP
32411 | FL | SERTP
32412 | FL | SERTP
32413 | FL | SERTP
32417 | FL | SERTP
32420 | FL | SERTP
32421 | FL | SERTP
32422 | FL | SERTP
32423 | FL | SERTP
32424 | FL | SERTP
32425 | FL | SERTP
32426 | FL | SERTP
32427 | FL | SERTP
32428 | FL | SERTP
32430 | FL | SERTP
32431 | FL | SERTP
32432 | FL | SERTP
32433 | FL | SERTP
32434 | FL | SERTP
32435 | FL | SERTP
32437 | FL | SERTP
32438 | FL | SERTP
32439 | FL | SERTP
32440 | FL | SERTP
32442 | FL | SERTP
32443 | FL | SERTP
32444 | FL | SERTP
32445 | FL | SERTP
32446 | FL | SERTP
32447 | FL | SERTP
32448 | FL | SERTP
32449 | FL | SERTP
32452 | FL | SERTP
32455 | FL | SERTP
32456 | FL | SERTP
32457 | FL | SERTP
32459 | FL | SERTP
32460 | FL | SERTP
32461 | FL | SERTP
32462 | FL | SERTP
32463 | FL | SERTP
32464 | FL | SERTP
32465 | FL | SERTP
32466 | FL | SERTP
32501 | FL | SERTP
32502 | FL | SERTP
32503 | FL | SERTP
32504 | FL | SERTP
32505 | FL | SERTP
32506 | FL | SERTP
32507 | FL | SERTP
32508 | FL | SERTP
32509 | FL | SERTP
32511 | FL | SERTP
32512 | FL | SERTP
32513 | FL | SERTP
32514 | FL | SERTP
32516 | FL | SERTP
32520 | FL | SERTP
32521 | FL | SERTP
32522 | FL | SERTP
32523 | FL | SERTP
32524 | FL | SERTP
32526 | FL | SERTP
32530 | FL | SERTP
32531 | FL | SERTP
32533 | FL | SERTP
32534 | FL | SERTP
32535 | FL | SERTP
32536 | FL | SERTP
32537 | FL | SERTP
32538 | FL | SERTP
32539 | FL | SERTP
32540 | FL | SERTP
32541 | FL | SERTP
32542 | FL | SERTP
32544 | FL | SERTP
32547 | FL | SERTP
32548 | FL | SERTP
32549 | FL | SERTP
32550 | FL | SERTP
32559 | FL | SERTP
32560 | FL | SERTP
32561 | FL | SERTP
32562 | FL | SERTP
32563 | FL | SERTP
32564 | FL | SERTP
32565 | FL | SERTP
32566 | FL | SERTP
32567 | FL | SERTP
32568 | FL | SERTP
32569 | FL | SERTP
32570 | FL | SERTP
32571 | FL | SERTP
32572 | FL | SERTP
32577 | FL | SERTP
32578 | FL | SERTP
32579 | FL | SERTP
32580 | FL | SERTP
32583 | FL | SERTP
32588 | FL | SERTP
32591 | FL | SERTP
37010 | TN | SERTP
37011 | TN | SERTP
37012 | TN | SERTP
37013 | TN | SERTP
37014 | TN | SERTP
37015 | TN | SERTP
37016 | TN | SERTP
37018 | TN | SERTP
37019 | TN | SERTP
37020 | TN | SERTP
37022 | TN | SERTP
37023 | TN | SERTP
37024 | TN | SERTP
37025 | TN | SERTP
37026 | TN | SERTP
37027 | TN | SERTP
37028 | TN | SERTP
37029 | TN | SERTP
37030 | TN | SERTP
37031 | TN | SERTP
37032 | TN | SERTP
37033 | TN | SERTP
37034 | TN | SERTP
37035 | TN | SERTP
37036 | TN | SERTP
37037 | TN | SERTP
37040 | TN | SERTP
37041 | TN | SERTP
37042 | TN | SERTP
37043 | TN | SERTP
37044 | TN | SERTP
37046 | TN | SERTP
37047 | TN | SERTP
37048 | TN | SERTP
37049 | TN | SERTP
37050 | TN | SERTP
37051 | TN | SERTP
37052 | TN | SERTP
37055 | TN | SERTP
37056 | TN | SERTP
37057 | TN | SERTP
37058 | TN | SERTP
37059 | TN | SERTP
37060 | TN | SERTP
37061 | TN | SERTP
37062 | TN | SERTP
37063 | TN | SERTP
37064 | TN | SERTP
37065 | TN | SERTP
37066 | TN | SERTP
37067 | TN | SERTP
37068 | TN | SERTP
37069 | TN | SERTP
37070 | TN | SERTP
37071 | TN | SERTP
37072 | TN | SERTP
37073 | TN | SERTP
37074 | TN | SERTP
37075 | TN | SERTP
37076 | TN | SERTP
37077 | TN | SERTP
37078 | TN | SERTP
37079 | TN | SERTP
37080 | TN | SERTP
37082 | TN | SERTP
37083 | TN | SERTP
37085 | TN | SERTP
37086 | TN | SERTP
37087 | TN | SERTP
37088 | TN | SERTP
37089 | TN | SERTP
37090 | TN | SERTP
37091 | TN | SERTP
37095 | TN | SERTP
37096 | TN | SERTP
37097 | TN | SERTP
37098 | TN | SERTP
37101 | TN | SERTP
37110 | TN | SERTP
37111 | TN | SERTP
37115 | TN | SERTP
37116 | TN | SERTP
37118 | TN | SERTP
37119 | TN | SERTP
37121 | TN | SERTP
37122 | TN | SERTP
37127 | TN | SERTP
37128 | TN | SERTP
37129 | TN | SERTP
37130 | TN | SERTP
37131 | TN | SERTP
37132 | TN | SERTP
37133 | TN | SERTP
37134 | TN | SERTP
37135 | TN | SERTP
37136 | TN | SERTP
37137 | TN | SERTP
37138 | TN | SERTP
37140 | TN | SERTP
37141 | TN | SERTP
37142 | TN | SERTP
37143 | TN | SERTP
37144 | TN | SERTP
37145 | TN | SERTP
37146 | TN | SERTP
37148 | TN | SERTP
37149 | TN | SERTP
37150 | TN | SERTP
37151 | TN | SERTP
37152 | TN | SERTP
37153 | TN | SERTP
37160 | TN | SERTP
37161 | TN | SERTP
37162 | TN | SERTP
37165 | TN | SERTP
37166 | TN | SERTP
37167 | TN | SERTP
37171 | TN | SERTP
37172 | TN | SERTP
37174 | TN | SERTP
37175 | TN | SERTP
37178 | TN | SERTP
37179 | TN | SERTP
37180 | TN | SERTP
37181 | TN | SERTP
37183 | TN | SERTP
37184 | TN | SERTP
37185 | TN | SERTP
37186 | TN | SERTP
37187 | TN | SERTP
37188 | TN | SERTP
37189 | TN | SERTP
37190 | TN | SERTP
37191 | TN | SERTP
37201 | TN | SERTP
37202 | TN | SERTP
37203 | TN | SERTP
37204 | TN | SERTP
37205 | TN | SERTP
37206 | TN | SERTP
37207 | TN | SERTP
37208 | TN | SERTP
37209 | TN | SERTP
37210 | TN | SERTP
37211 | TN | SERTP
37212 | TN | SERTP
37213 | TN | SERTP
37214 | TN | SERTP
37215 | TN | SERTP
37216 | TN | SERTP
37217 | TN | SERTP
37218 | TN | SERTP
37219 | TN | SERTP
37220 | TN | SERTP
37221 | TN | SERTP
37222 | TN | SERTP
37224 | TN | SERTP
37227 | TN | SERTP
37228 | TN | SERTP
37229 | TN | SERTP
37230 | TN | SERTP
37232 | TN | SERTP
37234 | TN | SERTP
37235 | TN | SERTP
37236 | TN | SERTP
37238 | TN | SERTP
37240 | TN | SERTP
37241 | TN | SERTP
37242 | TN | SERTP
37243 | TN | SERTP
37244 | TN | SERTP
37246 | TN | SERTP
37250 | TN | SERTP
37301 | TN | SERTP
37302 | TN | SERTP
37303 | TN | SERTP
37304 | TN | SERTP
37305 | TN | SERTP
37306 | TN | SERTP
37307 | TN | SERTP
37308 | TN | SERTP
37309 | TN | SERTP
37310 | TN | SERTP
37311 | TN | SERTP
37312 | TN | SERTP
37313 | TN | SERTP
37314 | TN | SERTP
37315 | TN | SERTP
37316 | TN | SERTP
37317 | TN | SERTP
37318 | TN | SERTP
37320 | TN | SERTP
37321 | TN | SERTP
37322 | TN | SERTP
37323 | TN | SERTP
37324 | TN | SERTP
37325 | TN | SERTP
37326 | TN | SERTP
37327 | TN | SERTP
37328 | TN | SERTP
37329 | TN | SERTP
37330 | TN | SERTP
37331 | TN | SERTP
37332 | TN | SERTP
37333 | TN | SERTP
37334 | TN | SERTP
37335 | TN | SERTP
37336 | TN | SERTP
37337 | TN | SERTP
37338 | TN | SERTP
37339 | TN | SERTP
37340 | TN | SERTP
37341 | TN | SERTP
37342 | TN | SERTP
37343 | TN | SERTP
37345 | TN | SERTP
37347 | TN | SERTP
37348 | TN | SERTP
37349 | TN | SERTP
37350 | TN | SERTP
37351 | TN | SERTP
37352 | TN | SERTP
37353 | TN | SERTP
37354 | TN | SERTP
37355 | TN | SERTP
37356 | TN | SERTP
37357 | TN | SERTP
37359 | TN | SERTP
37360 | TN | SERTP
37361 | TN | SERTP
37362 | TN | SERTP
37363 | TN | SERTP
37364 | TN | SERTP
37365 | TN | SERTP
37366 | TN | SERTP
37367 | TN | SERTP
37369 | TN | SERTP
37370 | TN | SERTP
37371 | TN | SERTP
37373 | TN | SERTP
37374 | TN | SERTP
37375 | TN | SERTP
37376 | TN | SERTP
37377 | TN | SERTP
37378 | TN | SERTP
37379 | TN | SERTP
37380 | TN | SERTP
37381 | TN | SERTP
37382 | TN | SERTP
37383 | TN | SERTP
37384 | TN | SERTP
37385 | TN | SERTP
37387 | TN | SERTP
37388 | TN | SERTP
37389 | TN | SERTP
37391 | TN | SERTP
37394 | TN | SERTP
37396 | TN | SERTP
37397 | TN | SERTP
37398 | TN | SERTP
37401 | TN | SERTP
37402 | TN | SERTP
37403 | TN | SERTP
37404 | TN | SERTP
37405 | TN | SERTP
37406 | TN | SERTP
37407 | TN | SERTP
37408 | TN | SERTP
37409 | TN | SERTP
37410 | TN | SERTP
37411 | TN | SERTP
37412 | TN | SERTP
37414 | TN | SERTP
37415 | TN | SERTP
37416 | TN | SERTP
37419 | TN | SERTP
37421 | TN | SERTP
37422 | TN | SERTP
37424 | TN | SERTP
37450 | TN | SERTP
37501 | TN | SERTP
37544 | TN | SERTP
37601 | TN | SERTP
37602 | TN | SERTP
37604 | TN | SERTP
37605 | TN | SERTP
37614 | TN | SERTP
37615 | TN | SERTP
37616 | TN | SERTP
37617 | TN | SERTP
37618 | TN | SERTP
37620 | TN | SERTP
37621 | TN | SERTP
37625 | TN | SERTP
37640 | TN | SERTP
37641 | TN | SERTP
37642 | TN | SERTP
37643 | TN | SERTP
37644 | TN | SERTP
37645 | TN | SERTP
37650 | TN | SERTP
37656 | TN | SERTP
37657 | TN | SERTP
37658 | TN | SERTP
37659 | TN | SERTP
37660 | TN | SERTP
37662 | TN | SERTP
37663 | TN | SERTP
37664 | TN | SERTP
37665 | TN | SERTP
37669 | TN | SERTP
37680 | TN | SERTP
37681 | TN | SERTP
37682 | TN | SERTP
37683 | TN | SERTP
37684 | TN | SERTP
37686 | TN | SERTP
37687 | TN | SERTP
37688 | TN | SERTP
37690 | TN | SERTP
37691 | TN | SERTP
37692 | TN | SERTP
37694 | TN | SERTP
37699 | TN | SERTP
37701 | TN | SERTP
37705 | TN | SERTP
37707 | TN | SERTP
37708 | TN | SERTP
37709 | TN | SERTP
37710 | TN | SERTP
37711 | TN | SERTP
37713 | TN | SERTP
37714 | TN | SERTP
37715 | TN | SERTP
37716 | TN | SERTP
37717 | TN | SERTP
37719 | TN | SERTP
37721 | TN | SERTP
37722 | TN | SERTP
37723 | TN | SERTP
37724 | TN | SERTP
37725 | TN | SERTP
37726 | TN | SERTP
37727 | TN | SERTP
37729 | TN | SERTP
37730 | TN | SERTP
37731 | TN | SERTP
37732 | TN | SERTP
37733 | TN | SERTP
37737 | TN | SERTP
37738 | TN | SERTP
37742 | TN | SERTP
37743 | TN | SERTP
37744 | TN | SERTP
37745 | TN | SERTP
37748 | TN | SERTP
37752 | TN | SERTP
37753 | TN | SERTP
37754 | TN | SERTP
37755 | TN | SERTP
37756 | TN | SERTP
37757 | TN | SERTP
37760 | TN | SERTP
37762 | TN | SERTP
37763 | TN | SERTP
37764 | TN | SERTP
37765 | TN | SERTP
37766 | TN | SERTP
37769 | TN | SERTP
37770 | TN | SERTP
37771 | TN | SERTP
37772 | TN | SERTP
37773 | TN | SERTP
37774 | TN | SERTP
37777 | TN | SERTP
37778 | TN | SERTP
37779 | TN | SERTP
37801 | TN | SERTP
37802 | TN | SERTP
37803 | TN | SERTP
37804 | TN | SERTP
37806 | TN | SERTP
37807 | TN | SERTP
37809 | TN | SERTP
37810 | TN | SERTP
37811 | TN | SERTP
37813 | TN | SERTP
37814 | TN | SERTP
37815 | TN | SERTP
37816 | TN | SERTP
37818 | TN | SERTP
37819 | TN | SERTP
37820 | TN | SERTP
37821 | TN | SERTP
37822 | TN | SERTP
37824 | TN | SERTP
37825 | TN | SERTP
37826 | TN | SERTP
37828 | TN | SERTP
37829 | TN | SERTP
37830 | TN | SERTP
37831 | TN | SERTP
37840 | TN | SERTP
37841 | TN | SERTP
37843 | TN | SERTP
37845 | TN | SERTP
37846 | TN | SERTP
37847 | TN | SERTP
37848 | TN | SERTP
37849 | TN | SERTP
37851 | TN | SERTP
37852 | TN | SERTP
37853 | TN | SERTP
37854 | TN | SERTP
37857 | TN | SERTP
37860 | TN | SERTP
37861 | TN | SERTP
37862 | TN | SERTP
37863 | TN | SERTP
37864 | TN | SERTP
37865 | TN | SERTP
37866 | TN | SERTP
37867 | TN | SERTP
37868 | TN | SERTP
37869 | TN | SERTP
37870 | TN | SERTP
37871 | TN | SERTP
37872 | TN | SERTP
37873 | TN | SERTP
37874 | TN | SERTP
37876 | TN | SERTP
37877 | TN | SERTP
37878 | TN | SERTP
37879 | TN | SERTP
37880 | TN | SERTP
37881 | TN | SERTP
37882 | TN | SERTP
37885 | TN | SERTP
37886 | TN | SERTP
37887 | TN | SERTP
37888 | TN | SERTP
37890 | TN | SERTP
37891 | TN | SERTP
37892 | TN | SERTP
37901 | TN | SERTP
37902 | TN | SERTP
37909 | TN | SERTP
37912 | TN | SERTP
37914 | TN | SERTP
37915 | TN | SERTP
37916 | TN | SERTP
37917 | TN | SERTP
37918 | TN | SERTP
37919 | TN | SERTP
37920 | TN | SERTP
37921 | TN | SERTP
37922 | TN | SERTP
37923 | TN | SERTP
37924 | TN | SERTP
37927 | TN | SERTP
37928 | TN | SERTP
37929 | TN | SERTP
37930 | TN | SERTP
37931 | TN | SERTP
37932 | TN | SERTP
37933 | TN | SERTP
37934 | TN | SERTP
37938 | TN | SERTP
37939 | TN | SERTP
37940 | TN | SERTP
37950 | TN | SERTP
37995 | TN | SERTP
37996 | TN | SERTP
37997 | TN | SERTP
37998 | TN | SERTP
38001 | TN | SERTP
38002 | TN | SERTP
38004 | TN | SERTP
38006 | TN | SERTP
38007 | TN | SERTP
38008 | TN | SERTP
38010 | TN | SERTP
38011 | TN | SERTP
38012 | TN | SERTP
38014 | TN | SERTP
38015 | TN | SERTP
38016 | TN | SERTP
38017 | TN | SERTP
38018 | TN | SERTP
38019 | TN | SERTP
38021 | TN | SERTP
38023 | TN | SERTP
38024 | TN | SERTP
38025 | TN | SERTP
38027 | TN | SERTP
38028 | TN | SERTP
38029 | TN | SERTP
38030 | TN | SERTP
38034 | TN | SERTP
38036 | TN | SERTP
38037 | TN | SERTP
38039 | TN | SERTP
38040 | TN | SERTP
38041 | TN | SERTP
38042 | TN | SERTP
38044 | TN | SERTP
38045 | TN | SERTP
38046 | TN | SERTP
38047 | TN | SERTP
38048 | TN | SERTP
38049 | TN | SERTP
38050 | TN | SERTP
38052 | TN | SERTP
38053 | TN | SERTP
38054 | TN | SERTP
38055 | TN | SERTP
38057 | TN | SERTP
38058 | TN | SERTP
38059 | TN | SERTP
38060 | TN | SERTP
38061 | TN | SERTP
38063 | TN | SERTP
38066 | TN | SERTP
38067 | TN | SERTP
38068 | TN | SERTP
38069 | TN | SERTP
38070 | TN | SERTP
38071 | TN | SERTP
38075 | TN | SERTP
38076 | TN | SERTP
38077 | TN | SERTP
38079 | TN | SERTP
38080 | TN | SERTP
38083 | TN | SERTP
38088 | TN | SERTP
38101 | TN | SERTP
38103 | TN | SERTP
38104 | TN | SERTP
38105 | TN | SERTP
38106 | TN | SERTP
38107 | TN | SERTP
38108 | TN | SERTP
38109 | TN | SERTP
38111 | TN | SERTP
38112 | TN | SERTP
38113 | TN | SERTP
38114 | TN | SERTP
38115 | TN | SERTP
38116 | TN | SERTP
38117 | TN | SERTP
38118 | TN | SERTP
38119 | TN | SERTP
38120 | TN | SERTP
38122 | TN | SERTP
38124 | TN | SERTP
38125 | TN | SERTP
38126 | TN | SERTP
38127 | TN | SERTP
38128 | TN | SERTP
38130 | TN | SERTP
38131 | TN | SERTP
38132 | TN | SERTP
38133 | TN | SERTP
38134 | TN | SERTP
38135 | TN | SERTP
38136 | TN | SERTP
38137 | TN | SERTP
38138 | TN | SERTP
38139 | TN | SERTP
38141 | TN | SERTP
38145 | TN | SERTP
38148 | TN | SERTP
38150 | TN | SERTP
38151 | TN | SERTP
38152 | TN | SERTP
38157 | TN | SERTP
38159 | TN | SERTP
38161 | TN | SERTP
38163 | TN | SERTP
38166 | TN | SERTP
38167 | TN | SERTP
38168 | TN | SERTP
38173 | TN | SERTP
38174 | TN | SERTP
38175 | TN | SERTP
38177 | TN | SERTP
38181 | TN | SERTP
38182 | TN | SERTP
38183 | TN | SERTP
38184 | TN | SERTP
38186 | TN | SERTP
38187 | TN | SERTP
38188 | TN | SERTP
38190 | TN | SERTP
38193 | TN | SERTP
38194 | TN | SERTP
38197 | TN | SERTP
38201 | TN | SERTP
38220 | TN | SERTP
38221 | TN | SERTP
38222 | TN | SERTP
38223 | TN | SERTP
38224 | TN | SERTP
38225 | TN | SERTP
38226 | TN | SERTP
38229 | TN | SERTP
38230 | TN | SERTP
38231 | TN | SERTP
38232 | TN | SERTP
38233 | TN | SERTP
38235 | TN | SERTP
38236 | TN | SERTP
38237 | TN | SERTP
38238 | TN | SERTP
38240 | TN | SERTP
38241 | TN | SERTP
38242 | TN | SERTP
38251 | TN | SERTP
38253 | TN | SERTP
38254 | TN | SERTP
38255 | TN | SERTP
38256 | TN | SERTP
38257 | TN | SERTP
38258 | TN | SERTP
38259 | TN | SERTP
38260 | TN | SERTP
38261 | TN | SERTP
38271 | TN | SERTP
38281 | TN | SERTP
38301 | TN | SERTP
38302 | TN | SERTP
38303 | TN | SERTP
38305 | TN | SERTP
38308 | TN | SERTP
38310 | TN | SERTP
38311 | TN | SERTP
38313 | TN | SERTP
38314 | TN | SERTP
38315 | TN | SERTP
38316 | TN | SERTP
38317 | TN | SERTP
38318 | TN | SERTP
38320 | TN | SERTP
38321 | TN | SERTP
38324 | TN | SERTP
38326 | TN | SERTP
38327 | TN | SERTP
38328 | TN | SERTP
38329 | TN | SERTP
38330 | TN | SERTP
38331 | TN | SERTP
38332 | TN | SERTP
38333 | TN | SERTP
38334 | TN | SERTP
38336 | TN | SERTP
38337 | TN | SERTP
38338 | TN | SERTP
38339 | TN | SERTP
38340 | TN | SERTP
38341 | TN | SERTP
38342 | TN | SERTP
38343 | TN | SERTP
38344 | TN | SERTP
38345 | TN | SERTP
38346 | TN | SERTP
38347 | TN | SERTP
38348 | TN | SERTP
38351 | TN | SERTP
38352 | TN | SERTP
38355 | TN | SERTP
38356 | TN | SERTP
38357 | TN | SERTP
38358 | TN | SERTP
38359 | TN | SERTP
38361 | TN | SERTP
38362 | TN | SERTP
38363 | TN | SERTP
38365 | TN | SERTP
38366 | TN | SERTP
38367 | TN | SERTP
38368 | TN | SERTP
38369 | TN | SERTP
38370 | TN | SERTP
38371 | TN | SERTP
38372 | TN | SERTP
38374 | TN | SERTP
38375 | TN | SERTP
38376 | TN | SERTP
38377 | TN | SERTP
38378 | TN | SERTP
38379 | TN | SERTP
38380 | TN | SERTP
38381 | TN | SERTP
38382 | TN | SERTP
38387 | TN | SERTP
38388 | TN | SERTP
38389 | TN | SERTP
38390 | TN | SERTP
38391 | TN | SERTP
38392 | TN | SERTP
38393 | TN | SERTP
38401 | TN | SERTP
38402 | TN | SERTP
38425 | TN | SERTP
38449 | TN | SERTP
38450 | TN | SERTP
38451 | TN | SERTP
38452 | TN | SERTP
38453 | TN | SERTP
38454 | TN | SERTP
38455 | TN | SERTP
38456 | TN | SERTP
38457 | TN | SERTP
38459 | TN | SERTP
38460 | TN | SERTP
38461 | TN | SERTP
38462 | TN | SERTP
38463 | TN | SERTP
38464 | TN | SERTP
38468 | TN | SERTP
38469 | TN | SERTP
38471 | TN | SERTP
38472 | TN | SERTP
38473 | TN | SERTP
38474 | TN | SERTP
38475 | TN | SERTP
38476 | TN | SERTP
38477 | TN | SERTP
38478 | TN | SERTP
38481 | TN | SERTP
38482 | TN | SERTP
38483 | TN | SERTP
38485 | TN | SERTP
38486 | TN | SERTP
38487 | TN | SERTP
38488 | TN | SERTP
38501 | TN | SERTP
38502 | TN | SERTP
38503 | TN | SERTP
38504 | TN | SERTP
38505 | TN | SERTP
38506 | TN | SERTP
38541 | TN | SERTP
38542 | TN | SERTP
38543 | TN | SERTP
38544 | TN | SERTP
38545 | TN | SERTP
38547 | TN | SERTP
38548 | TN | SERTP
38549 | TN | SERTP
38550 | TN | SERTP
38551 | TN | SERTP
38552 | TN | SERTP
38553 | TN | SERTP
38554 | TN | SERTP
38555 | TN | SERTP
38556 | TN | SERTP
38557 | TN | SERTP
38558 | TN | SERTP
38559 | TN | SERTP
38560 | TN | SERTP
38562 | TN | SERTP
38563 | TN | SERTP
38564 | TN | SERTP
38565 | TN | SERTP
38567 | TN | SERTP
38568 | TN | SERTP
38569 | TN | SERTP
38570 | TN | SERTP
38571 | TN | SERTP
38572 | TN | SERTP
38573 | TN | SERTP
38574 | TN | SERTP
38575 | TN | SERTP
38577 | TN | SERTP
38578 | TN | SERTP
38579 | TN | SERTP
38580 | TN | SERTP
38581 | TN | SERTP
38582 | TN | SERTP
38583 | TN | SERTP
38585 | TN | SERTP
38587 | TN | SERTP
38588 | TN | SERTP
38589 | TN | SERTP
42223 | TN | SERTP
42001 | KY | SERTP
42002 | KY | SERTP
42003 | KY | SERTP
42020 | KY | SERTP
42021 | KY | SERTP
42022 | KY | SERTP
42023 | KY | SERTP
42024 | KY | SERTP
42025 | KY | SERTP
42027 | KY | SERTP
42028 | KY | SERTP
42029 | KY | SERTP
42031 | KY | SERTP
42032 | KY | SERTP
42035 | KY | SERTP
42036 | KY | SERTP
42038 | KY | SERTP
42039 | KY | SERTP
42040 | KY | SERTP
42041 | KY | SERTP
42044 | KY | SERTP
42045 | KY | SERTP
42047 | KY | SERTP
42048 | KY | SERTP
42049 | KY | SERTP
42050 | KY | SERTP
42051 | KY | SERTP
42053 | KY | SERTP
42054 | KY | SERTP
42055 | KY | SERTP
42056 | KY | SERTP
42058 | KY | SERTP
42060 | KY | SERTP
42061 | KY | SERTP
42063 | KY | SERTP
42066 | KY | SERTP
42069 | KY | SERTP
42070 | KY | SERTP
42071 | KY | SERTP
42076 | KY | SERTP
42079 | KY | SERTP
42081 | KY | SERTP
42082 | KY | SERTP
42083 | KY | SERTP
42085 | KY | SERTP
42086 | KY | SERTP
42087 | KY | SERTP
42088 | KY | SERTP
42101 | KY | SERTP
42102 | KY | SERTP
42103 | KY | SERTP
42104 | KY | SERTP
42120 | KY | SERTP
42122 | KY | SERTP
42124 | KY | SERTP
42128 | KY | SERTP
42129 | KY | SERTP
42133 | KY | SERTP
42134 | KY | SERTP
42135 | KY | SERTP
42140 | KY | SERTP
42151 | KY | SERTP
42153 | KY | SERTP
42154 | KY | SERTP
42157 | KY | SERTP
42159 | KY | SERTP
42164 | KY | SERTP
42166 | KY | SERTP
42167 | KY | SERTP
42170 | KY | SERTP
42171 | KY | SERTP
42201 | KY | SERTP
42202 | KY | SERTP
42204 | KY | SERTP
42206 | KY | SERTP
42211 | KY | SERTP
42214 | KY | SERTP
42215 | KY | SERTP
42216 | KY | SERTP
42217 | KY | SERTP
42219 | KY | SERTP
42220 | KY | SERTP
42221 | KY | SERTP
42232 | KY | SERTP
42234 | KY | SERTP
42236 | KY | SERTP
42240 | KY | SERTP
42241 | KY | SERTP
42252 | KY | SERTP
42254 | KY | SERTP
42256 | KY | SERTP
42261 | KY | SERTP
42262 | KY | SERTP
42265 | KY | SERTP
42266 | KY | SERTP
42273 | KY | SERTP
42274 | KY | SERTP
42276 | KY | SERTP
42280 | KY | SERTP
42286 | KY | SERTP
42288 | KY | SERTP
42501 | KY | SERTP
42502 | KY | SERTP
42503 | KY | SERTP
42518 | KY | SERTP
42519 | KY | SERTP
42533 | KY | SERTP
42544 | KY | SERTP
42553 | KY | SERTP
42558 | KY | SERTP
42564 | KY | SERTP
42567 | KY | SERTP
42602 | KY | SERTP
42603 | KY | SERTP
42629 | KY | SERTP
42631 | KY | SERTP
42633 | KY | SERTP
42634 | KY | SERTP
42635 | KY | SERTP
42638 | KY | SERTP
42642 | KY | SERTP
42647 | KY | SERTP
42649 | KY | SERTP
42653 | KY | SERTP
42715 | KY | SERTP
42717 | KY | SERTP
42759 | KY | SERTP
30002 | GA | SERTP
30003 | GA | SERTP
30004 | GA | SERTP
30005 | GA | SERTP
30006 | GA | SERTP
30007 | GA | SERTP
30008 | GA | SERTP
30009 | GA | SERTP
30010 | GA | SERTP
30011 | GA | SERTP
30012 | GA | SERTP
30013 | GA | SERTP
30014 | GA | SERTP
30015 | GA | SERTP
30016 | GA | SERTP
30017 | GA | SERTP
30018 | GA | SERTP
30019 | GA | SERTP
30021 | GA | SERTP
30022 | GA | SERTP
30023 | GA | SERTP
30024 | GA | SERTP
30025 | GA | SERTP
30026 | GA | SERTP
30028 | GA | SERTP
30029 | GA | SERTP
30030 | GA | SERTP
30031 | GA | SERTP
30032 | GA | SERTP
30033 | GA | SERTP
30034 | GA | SERTP
30035 | GA | SERTP
30036 | GA | SERTP
30037 | GA | SERTP
30038 | GA | SERTP
30039 | GA | SERTP
30040 | GA | SERTP
30041 | GA | SERTP
30042 | GA | SERTP
30043 | GA | SERTP
30044 | GA | SERTP
30045 | GA | SERTP
30046 | GA | SERTP
30047 | GA | SERTP
30048 | GA | SERTP
30049 | GA | SERTP
30052 | GA | SERTP
30054 | GA | SERTP
30055 | GA | SERTP
30056 | GA | SERTP
30058 | GA | SERTP
30060 | GA | SERTP
30061 | GA | SERTP
30062 | GA | SERTP
30063 | GA | SERTP
30064 | GA | SERTP
30065 | GA | SERTP
30066 | GA | SERTP
30067 | GA | SERTP
30068 | GA | SERTP
30069 | GA | SERTP
30070 | GA | SERTP
30071 | GA | SERTP
30072 | GA | SERTP
30074 | GA | SERTP
30075 | GA | SERTP
30076 | GA | SERTP
30077 | GA | SERTP
30078 | GA | SERTP
30079 | GA | SERTP
30080 | GA | SERTP
30081 | GA | SERTP
30082 | GA | SERTP
30083 | GA | SERTP
30084 | GA | SERTP
30085 | GA | SERTP
30086 | GA | SERTP
30087 | GA | SERTP
30088 | GA | SERTP
30090 | GA | SERTP
30091 | GA | SERTP
30092 | GA | SERTP
30093 | GA | SERTP
30094 | GA | SERTP
30095 | GA | SERTP
30096 | GA | SERTP
30097 | GA | SERTP
30098 | GA | SERTP
30099 | GA | SERTP
30101 | GA | SERTP
30102 | GA | SERTP
30103 | GA | SERTP
30104 | GA | SERTP
30105 | GA | SERTP
30106 | GA | SERTP
30107 | GA | SERTP
30108 | GA | SERTP
30109 | GA | SERTP
30110 | GA | SERTP
30111 | GA | SERTP
30112 | GA | SERTP
30113 | GA | SERTP
30114 | GA | SERTP
30115 | GA | SERTP
30116 | GA | SERTP
30117 | GA | SERTP
30118 | GA | SERTP
30119 | GA | SERTP
30120 | GA | SERTP
30121 | GA | SERTP
30122 | GA | SERTP
30123 | GA | SERTP
30124 | GA | SERTP
30125 | GA | SERTP
30126 | GA | SERTP
30127 | GA | SERTP
30129 | GA | SERTP
30132 | GA | SERTP
30133 | GA | SERTP
30134 | GA | SERTP
30135 | GA | SERTP
30137 | GA | SERTP
30138 | GA | SERTP
30139 | GA | SERTP
30140 | GA | SERTP
30141 | GA | SERTP
30142 | GA | SERTP
30143 | GA | SERTP
30144 | GA | SERTP
30145 | GA | SERTP
30146 | GA | SERTP
30147 | GA | SERTP
30148 | GA | SERTP
30149 | GA | SERTP
30150 | GA | SERTP
30151 | GA | SERTP
30152 | GA | SERTP
30153 | GA | SERTP
30154 | GA | SERTP
30156 | GA | SERTP
30157 | GA | SERTP
30160 | GA | SERTP
30161 | GA | SERTP
30162 | GA | SERTP
30164 | GA | SERTP
30165 | GA | SERTP
30168 | GA | SERTP
30169 | GA | SERTP
30170 | GA | SERTP
30171 | GA | SERTP
30172 | GA | SERTP
30173 | GA | SERTP
30175 | GA | SERTP
30176 | GA | SERTP
30177 | GA | SERTP
30178 | GA | SERTP
30179 | GA | SERTP
30180 | GA | SERTP
30182 | GA | SERTP
30183 | GA | SERTP
30184 | GA | SERTP
30185 | GA | SERTP
30187 | GA | SERTP
30188 | GA | SERTP
30189 | GA | SERTP
30204 | GA | SERTP
30205 | GA | SERTP
30206 | GA | SERTP
30212 | GA | SERTP
30213 | GA | SERTP
30214 | GA | SERTP
30215 | GA | SERTP
30216 | GA | SERTP
30217 | GA | SERTP
30218 | GA | SERTP
30220 | GA | SERTP
30222 | GA | SERTP
30223 | GA | SERTP
30224 | GA | SERTP
30228 | GA | SERTP
30229 | GA | SERTP
30230 | GA | SERTP
30233 | GA | SERTP
30234 | GA | SERTP
30236 | GA | SERTP
30237 | GA | SERTP
30238 | GA | SERTP
30240 | GA | SERTP
30241 | GA | SERTP
30248 | GA | SERTP
30250 | GA | SERTP
30251 | GA | SERTP
30252 | GA | SERTP
30253 | GA | SERTP
30256 | GA | SERTP
30257 | GA | SERTP
30258 | GA | SERTP
30259 | GA | SERTP
30260 | GA | SERTP
30261 | GA | SERTP
30263 | GA | SERTP
30264 | GA | SERTP
30265 | GA | SERTP
30266 | GA | SERTP
30268 | GA | SERTP
30269 | GA | SERTP
30270 | GA | SERTP
30271 | GA | SERTP
30272 | GA | SERTP
30273 | GA | SERTP
30274 | GA | SERTP
30275 | GA | SERTP
30276 | GA | SERTP
30277 | GA | SERTP
30281 | GA | SERTP
30284 | GA | SERTP
30285 | GA | SERTP
30286 | GA | SERTP
30287 | GA | SERTP
30288 | GA | SERTP
30289 | GA | SERTP
30290 | GA | SERTP
30291 | GA | SERTP
30292 | GA | SERTP
30293 | GA | SERTP
30294 | GA | SERTP
30295 | GA | SERTP
30296 | GA | SERTP
30297 | GA | SERTP
30298 | GA | SERTP
30301 | GA | SERTP
30302 | GA | SERTP
30303 | GA | SERTP
30304 | GA | SERTP
30305 | GA | SERTP
30306 | GA | SERTP
30307 | GA | SERTP
30308 | GA | SERTP
30309 | GA | SERTP
30310 | GA | SERTP
30311 | GA | SERTP
30312 | GA | SERTP
30313 | GA | SERTP
30314 | GA | SERTP
30315 | GA | SERTP
30316 | GA | SERTP
30317 | GA | SERTP
30318 | GA | SERTP
30319 | GA | SERTP
30320 | GA | SERTP
30321 | GA | SERTP
30322 | GA | SERTP
30324 | GA | SERTP
30325 | GA | SERTP
30326 | GA | SERTP
30327 | GA | SERTP
30328 | GA | SERTP
30329 | GA | SERTP
30331 | GA | SERTP
30332 | GA | SERTP
30333 | GA | SERTP
30334 | GA | SERTP
30336 | GA | SERTP
30337 | GA | SERTP
30338 | GA | SERTP
30339 | GA | SERTP
30340 | GA | SERTP
30341 | GA | SERTP
30342 | GA | SERTP
30343 | GA | SERTP
30344 | GA | SERTP
30345 | GA | SERTP
30346 | GA | SERTP
30348 | GA | SERTP
30349 | GA | SERTP
30350 | GA | SERTP
30353 | GA | SERTP
30354 | GA | SERTP
30355 | GA | SERTP
30356 | GA | SERTP
30357 | GA | SERTP
30358 | GA | SERTP
30359 | GA | SERTP
30360 | GA | SERTP
30361 | GA | SERTP
30362 | GA | SERTP
30363 | GA | SERTP
30364 | GA | SERTP
30366 | GA | SERTP
30368 | GA | SERTP
30369 | GA | SERTP
30370 | GA | SERTP
30371 | GA | SERTP
30374 | GA | SERTP
30375 | GA | SERTP
30377 | GA | SERTP
30378 | GA | SERTP
30380 | GA | SERTP
30384 | GA | SERTP
30385 | GA | SERTP
30388 | GA | SERTP
30392 | GA | SERTP
30394 | GA | SERTP
30396 | GA | SERTP
30398 | GA | SERTP
30401 | GA | SERTP
30410 | GA | SERTP
30411 | GA | SERTP
30412 | GA | SERTP
30413 | GA | SERTP
30414 | GA | SERTP
30415 | GA | SERTP
30417 | GA | SERTP
30420 | GA | SERTP
30421 | GA | SERTP
30423 | GA | SERTP
30424 | GA | SERTP
30425 | GA | SERTP
30426 | GA | SERTP
30427 | GA | SERTP
30428 | GA | SERTP
30429 | GA | SERTP
30434 | GA | SERTP
30436 | GA | SERTP
30438 | GA | SERTP
30439 | GA | SERTP
30441 | GA | SERTP
30442 | GA | SERTP
30445 | GA | SERTP
30446 | GA | SERTP
30447 | GA | SERTP
30448 | GA | SERTP
30449 | GA | SERTP
30450 | GA | SERTP
30451 | GA | SERTP
30452 | GA | SERTP
30453 | GA | SERTP
30454 | GA | SERTP
30455 | GA | SERTP
30456 | GA | SERTP
30457 | GA | SERTP
30458 | GA | SERTP
30459 | GA | SERTP
30460 | GA | SERTP
30461 | GA | SERTP
30464 | GA | SERTP
30467 | GA | SERTP
30470 | GA | SERTP
30471 | GA | SERTP
30473 | GA | SERTP
30474 | GA | SERTP
30475 | GA | SERTP
30477 | GA | SERTP
30499 | GA | SERTP
30501 | GA | SERTP
30502 | GA | SERTP
30503 | GA | SERTP
30504 | GA | SERTP
30506 | GA | SERTP
30507 | GA | SERTP
30510 | GA | SERTP
30511 | GA | SERTP
30512 | GA | SERTP
30513 | GA | SERTP
30514 | GA | SERTP
30515 | GA | SERTP
30516 | GA | SERTP
30517 | GA | SERTP
30518 | GA | SERTP
30519 | GA | SERTP
30520 | GA | SERTP
30521 | GA | SERTP
30522 | GA | SERTP
30523 | GA | SERTP
30525 | GA | SERTP
30527 | GA | SERTP
30528 | GA | SERTP
30529 | GA | SERTP
30530 | GA | SERTP
30531 | GA | SERTP
30533 | GA | SERTP
30534 | GA | SERTP
30535 | GA | SERTP
30536 | GA | SERTP
30537 | GA | SERTP
30538 | GA | SERTP
30539 | GA | SERTP
30540 | GA | SERTP
30541 | GA | SERTP
30542 | GA | SERTP
30543 | GA | SERTP
30545 | GA | SERTP
30546 | GA | SERTP
30547 | GA | SERTP
30548 | GA | SERTP
30549 | GA | SERTP
30552 | GA | SERTP
30553 | GA | SERTP
30554 | GA | SERTP
30555 | GA | SERTP
30557 | GA | SERTP
30558 | GA | SERTP
30559 | GA | SERTP
30560 | GA | SERTP
30562 | GA | SERTP
30563 | GA | SERTP
30564 | GA | SERTP
30565 | GA | SERTP
30566 | GA | SERTP
30567 | GA | SERTP
30568 | GA | SERTP
30571 | GA | SERTP
30572 | GA | SERTP
30573 | GA | SERTP
30575 | GA | SERTP
30576 | GA | SERTP
30577 | GA | SERTP
30580 | GA | SERTP
30581 | GA | SERTP
30582 | GA | SERTP
30597 | GA | SERTP
30598 | GA | SERTP
30599 | GA | SERTP
30601 | GA | SERTP
30602 | GA | SERTP
30603 | GA | SERTP
30604 | GA | SERTP
30605 | GA | SERTP
30606 | GA | SERTP
30607 | GA | SERTP
30608 | GA | SERTP
30609 | GA | SERTP
30612 | GA | SERTP
30619 | GA | SERTP
30620 | GA | SERTP
30621 | GA | SERTP
30622 | GA | SERTP
30623 | GA | SERTP
30624 | GA | SERTP
30625 | GA | SERTP
30627 | GA | SERTP
30628 | GA | SERTP
30629 | GA | SERTP
30630 | GA | SERTP
30631 | GA | SERTP
30633 | GA | SERTP
30634 | GA | SERTP
30635 | GA | SERTP
30638 | GA | SERTP
30639 | GA | SERTP
30641 | GA | SERTP
30642 | GA | SERTP
30643 | GA | SERTP
30645 | GA | SERTP
30646 | GA | SERTP
30647 | GA | SERTP
30648 | GA | SERTP
30650 | GA | SERTP
30655 | GA | SERTP
30656 | GA | SERTP
30660 | GA | SERTP
30662 | GA | SERTP
30663 | GA | SERTP
30664 | GA | SERTP
30665 | GA | SERTP
30666 | GA | SERTP
30667 | GA | SERTP
30668 | GA | SERTP
30669 | GA | SERTP
30671 | GA | SERTP
30673 | GA | SERTP
30677 | GA | SERTP
30678 | GA | SERTP
30680 | GA | SERTP
30683 | GA | SERTP
30701 | GA | SERTP
30703 | GA | SERTP
30705 | GA | SERTP
30707 | GA | SERTP
30708 | GA | SERTP
30710 | GA | SERTP
30711 | GA | SERTP
30719 | GA | SERTP
30720 | GA | SERTP
30721 | GA | SERTP
30722 | GA | SERTP
30724 | GA | SERTP
30725 | GA | SERTP
30726 | GA | SERTP
30728 | GA | SERTP
30730 | GA | SERTP
30731 | GA | SERTP
30732 | GA | SERTP
30733 | GA | SERTP
30734 | GA | SERTP
30735 | GA | SERTP
30736 | GA | SERTP
30738 | GA | SERTP
30739 | GA | SERTP
30740 | GA | SERTP
30741 | GA | SERTP
30742 | GA | SERTP
30746 | GA | SERTP
30747 | GA | SERTP
30750 | GA | SERTP
30751 | GA | SERTP
30752 | GA | SERTP
30753 | GA | SERTP
30755 | GA | SERTP
30756 | GA | SERTP
30757 | GA | SERTP
30802 | GA | SERTP
30803 | GA | SERTP
30805 | GA | SERTP
30806 | GA | SERTP
30807 | GA | SERTP
30808 | GA | SERTP
30809 | GA | SERTP
30810 | GA | SERTP
30811 | GA | SERTP
30812 | GA | SERTP
30813 | GA | SERTP
30814 | GA | SERTP
30815 | GA | SERTP
30816 | GA | SERTP
30817 | GA | SERTP
30818 | GA | SERTP
30819 | GA | SERTP
30820 | GA | SERTP
30821 | GA | SERTP
30822 | GA | SERTP
30823 | GA | SERTP
30824 | GA | SERTP
30828 | GA | SERTP
30830 | GA | SERTP
30833 | GA | SERTP
30901 | GA | SERTP
30903 | GA | SERTP
30904 | GA | SERTP
30905 | GA | SERTP
30906 | GA | SERTP
30907 | GA | SERTP
30909 | GA | SERTP
30912 | GA | SERTP
30914 | GA | SERTP
30916 | GA | SERTP
30917 | GA | SERTP
30919 | GA | SERTP
30999 | GA | SERTP
31001 | GA | SERTP
31002 | GA | SERTP
31003 | GA | SERTP
31004 | GA | SERTP
31005 | GA | SERTP
31006 | GA | SERTP
31007 | GA | SERTP
31008 | GA | SERTP
31009 | GA | SERTP
31010 | GA | SERTP
31011 | GA | SERTP
31012 | GA | SERTP
31013 | GA | SERTP
31014 | GA | SERTP
31015 | GA | SERTP
31016 | GA | SERTP
31017 | GA | SERTP
31018 | GA | SERTP
31019 | GA | SERTP
31020 | GA | SERTP
31021 | GA | SERTP
31022 | GA | SERTP
31023 | GA | SERTP
31024 | GA | SERTP
31025 | GA | SERTP
31026 | GA | SERTP
31027 | GA | SERTP
31028 | GA | SERTP
31029 | GA | SERTP
31030 | GA | SERTP
31031 | GA | SERTP
31032 | GA | SERTP
31033 | GA | SERTP
31034 | GA | SERTP
31035 | GA | SERTP
31036 | GA | SERTP
31037 | GA | SERTP
31038 | GA | SERTP
31039 | GA | SERTP
31040 | GA | SERTP
31041 | GA | SERTP
31042 | GA | SERTP
31044 | GA | SERTP
31045 | GA | SERTP
31046 | GA | SERTP
31047 | GA | SERTP
31049 | GA | SERTP
31050 | GA | SERTP
31051 | GA | SERTP
31052 | GA | SERTP
31054 | GA | SERTP
31055 | GA | SERTP
31057 | GA | SERTP
31058 | GA | SERTP
31059 | GA | SERTP
31060 | GA | SERTP
31061 | GA | SERTP
31062 | GA | SERTP
31063 | GA | SERTP
31064 | GA | SERTP
31065 | GA | SERTP
31066 | GA | SERTP
31067 | GA | SERTP
31068 | GA | SERTP
31069 | GA | SERTP
31070 | GA | SERTP
31071 | GA | SERTP
31072 | GA | SERTP
31075 | GA | SERTP
31076 | GA | SERTP
31077 | GA | SERTP
31078 | GA | SERTP
31079 | GA | SERTP
31081 | GA | SERTP
31082 | GA | SERTP
31083 | GA | SERTP
31084 | GA | SERTP
31085 | GA | SERTP
31086 | GA | SERTP
31087 | GA | SERTP
31088 | GA | SERTP
31089 | GA | SERTP
31090 | GA | SERTP
31091 | GA | SERTP
31092 | GA | SERTP
31093 | GA | SERTP
31094 | GA | SERTP
31095 | GA | SERTP
31096 | GA | SERTP
31097 | GA | SERTP
31098 | GA | SERTP
31099 | GA | SERTP
31106 | GA | SERTP
31107 | GA | SERTP
31119 | GA | SERTP
31126 | GA | SERTP
31131 | GA | SERTP
31136 | GA | SERTP
31139 | GA | SERTP
31141 | GA | SERTP
31144 | GA | SERTP
31145 | GA | SERTP
31146 | GA | SERTP
31150 | GA | SERTP
31156 | GA | SERTP
31169 | GA | SERTP
31192 | GA | SERTP
31193 | GA | SERTP
31195 | GA | SERTP
31196 | GA | SERTP
31201 | GA | SERTP
31202 | GA | SERTP
31203 | GA | SERTP
31204 | GA | SERTP
31205 | GA | SERTP
31206 | GA | SERTP
31207 | GA | SERTP
31208 | GA | SERTP
31209 | GA | SERTP
31210 | GA | SERTP
31211 | GA | SERTP
31213 | GA | SERTP
31216 | GA | SERTP
31217 | GA | SERTP
31220 | GA | SERTP
31221 | GA | SERTP
31294 | GA | SERTP
31295 | GA | SERTP
31296 | GA | SERTP
31297 | GA | SERTP
31301 | GA | SERTP
31302 | GA | SERTP
31303 | GA | SERTP
31304 | GA | SERTP
31305 | GA | SERTP
31307 | GA | SERTP
31308 | GA | SERTP
31309 | GA | SERTP
31310 | GA | SERTP
31312 | GA | SERTP
31313 | GA | SERTP
31314 | GA | SERTP
31315 | GA | SERTP
31316 | GA | SERTP
31318 | GA | SERTP
31319 | GA | SERTP
31320 | GA | SERTP
31321 | GA | SERTP
31322 | GA | SERTP
31323 | GA | SERTP
31324 | GA | SERTP
31326 | GA | SERTP
31327 | GA | SERTP
31328 | GA | SERTP
31329 | GA | SERTP
31331 | GA | SERTP
31333 | GA | SERTP
31401 | GA | SERTP
31402 | GA | SERTP
31403 | GA | SERTP
31404 | GA | SERTP
31405 | GA | SERTP
31406 | GA | SERTP
31407 | GA | SERTP
31408 | GA | SERTP
31409 | GA | SERTP
31410 | GA | SERTP
31411 | GA | SERTP
31412 | GA | SERTP
31414 | GA | SERTP
31415 | GA | SERTP
31416 | GA | SERTP
31418 | GA | SERTP
31419 | GA | SERTP
31420 | GA | SERTP
31421 | GA | SERTP
31501 | GA | SERTP
31502 | GA | SERTP
31503 | GA | SERTP
31510 | GA | SERTP
31512 | GA | SERTP
31513 | GA | SERTP
31515 | GA | SERTP
31516 | GA | SERTP
31518 | GA | SERTP
31519 | GA | SERTP
31520 | GA | SERTP
31521 | GA | SERTP
31522 | GA | SERTP
31523 | GA | SERTP
31524 | GA | SERTP
31525 | GA | SERTP
31527 | GA | SERTP
31532 | GA | SERTP
31533 | GA | SERTP
31534 | GA | SERTP
31535 | GA | SERTP
31537 | GA | SERTP
31539 | GA | SERTP
31542 | GA | SERTP
31543 | GA | SERTP
31544 | GA | SERTP
31545 | GA | SERTP
31546 | GA | SERTP
31547 | GA | SERTP
31548 | GA | SERTP
31549 | GA | SERTP
31550 | GA | SERTP
31551 | GA | SERTP
31552 | GA | SERTP
31553 | GA | SERTP
31554 | GA | SERTP
31555 | GA | SERTP
31556 | GA | SERTP
31557 | GA | SERTP
31558 | GA | SERTP
31560 | GA | SERTP
31561 | GA | SERTP
31562 | GA | SERTP
31563 | GA | SERTP
31564 | GA | SERTP
31565 | GA | SERTP
31566 | GA | SERTP
31567 | GA | SERTP
31568 | GA | SERTP
31569 | GA | SERTP
31598 | GA | SERTP
31599 | GA | SERTP
31601 | GA | SERTP
31602 | GA | SERTP
31603 | GA | SERTP
31604 | GA | SERTP
31605 | GA | SERTP
31606 | GA | SERTP
31620 | GA | SERTP
31622 | GA | SERTP
31623 | GA | SERTP
31624 | GA | SERTP
31625 | GA | SERTP
31626 | GA | SERTP
31627 | GA | SERTP
31629 | GA | SERTP
31630 | GA | SERTP
31631 | GA | SERTP
31632 | GA | SERTP
31634 | GA | SERTP
31635 | GA | SERTP
31636 | GA | SERTP
31637 | GA | SERTP
31638 | GA | SERTP
31639 | GA | SERTP
31641 | GA | SERTP
31642 | GA | SERTP
31643 | GA | SERTP
31645 | GA | SERTP
31647 | GA | SERTP
31648 | GA | SERTP
31649 | GA | SERTP
31650 | GA | SERTP
31698 | GA | SERTP
31699 | GA | SERTP
31701 | GA | SERTP
31702 | GA | SERTP
31703 | GA | SERTP
31704 | GA | SERTP
31705 | GA | SERTP
31706 | GA | SERTP
31707 | GA | SERTP
31708 | GA | SERTP
31709 | GA | SERTP
31711 | GA | SERTP
31712 | GA | SERTP
31714 | GA | SERTP
31716 | GA | SERTP
31719 | GA | SERTP
31720 | GA | SERTP
31721 | GA | SERTP
31722 | GA | SERTP
31727 | GA | SERTP
31730 | GA | SERTP
31733 | GA | SERTP
31735 | GA | SERTP
31738 | GA | SERTP
31739 | GA | SERTP
31743 | GA | SERTP
31744 | GA | SERTP
31747 | GA | SERTP
31749 | GA | SERTP
31750 | GA | SERTP
31753 | GA | SERTP
31756 | GA | SERTP
31757 | GA | SERTP
31758 | GA | SERTP
31760 | GA | SERTP
31763 | GA | SERTP
31764 | GA | SERTP
31765 | GA | SERTP
31768 | GA | SERTP
31769 | GA | SERTP
31771 | GA | SERTP
31772 | GA | SERTP
31773 | GA | SERTP
31774 | GA | SERTP
31775 | GA | SERTP
31776 | GA | SERTP
31778 | GA | SERTP
31779 | GA | SERTP
31780 | GA | SERTP
31781 | GA | SERTP
31782 | GA | SERTP
31783 | GA | SERTP
31784 | GA | SERTP
31787 | GA | SERTP
31788 | GA | SERTP
31789 | GA | SERTP
31790 | GA | SERTP
31791 | GA | SERTP
31792 | GA | SERTP
31793 | GA | SERTP
31794 | GA | SERTP
31795 | GA | SERTP
31796 | GA | SERTP
31798 | GA | SERTP
31799 | GA | SERTP
31801 | GA | SERTP
31803 | GA | SERTP
31804 | GA | SERTP
31805 | GA | SERTP
31806 | GA | SERTP
31807 | GA | SERTP
31808 | GA | SERTP
31810 | GA | SERTP
31811 | GA | SERTP
31812 | GA | SERTP
31814 | GA | SERTP
31815 | GA | SERTP
31816 | GA | SERTP
31820 | GA | SERTP
31821 | GA | SERTP
31822 | GA | SERTP
31823 | GA | SERTP
31824 | GA | SERTP
31825 | GA | SERTP
31826 | GA | SERTP
31827 | GA | SERTP
31829 | GA | SERTP
31830 | GA | SERTP
31831 | GA | SERTP
31832 | GA | SERTP
31833 | GA | SERTP
31836 | GA | SERTP
31901 | GA | SERTP
31902 | GA | SERTP
31903 | GA | SERTP
31904 | GA | SERTP
31905 | GA | SERTP
31906 | GA | SERTP
31907 | GA | SERTP
31908 | GA | SERTP
31909 | GA | SERTP
31914 | GA | SERTP
31917 | GA | SERTP
31993 | GA | SERTP
31995 | GA | SERTP
31997 | GA | SERTP
31998 | GA | SERTP
31999 | GA | SERTP
39813 | GA | SERTP
39815 | GA | SERTP
39817 | GA | SERTP
39818 | GA | SERTP
39819 | GA | SERTP
39823 | GA | SERTP
39824 | GA | SERTP
39825 | GA | SERTP
39826 | GA | SERTP
39827 | GA | SERTP
39828 | GA | SERTP
39829 | GA | SERTP
39832 | GA | SERTP
39834 | GA | SERTP
39836 | GA | SERTP
39837 | GA | SERTP
39840 | GA | SERTP
39841 | GA | SERTP
39842 | GA | SERTP
39845 | GA | SERTP
39846 | GA | SERTP
39851 | GA | SERTP
39852 | GA | SERTP
39854 | GA | SERTP
39859 | GA | SERTP
39861 | GA | SERTP
39862 | GA | SERTP
39866 | GA | SERTP
39867 | GA | SERTP
39870 | GA | SERTP
39877 | GA | SERTP
39885 | GA | SERTP
39886 | GA | SERTP
39897 | GA | SERTP
39901 | GA | SERTP
29031 | SC | SERTP
29055 | SC | SERTP
29058 | SC | SERTP
29067 | SC | SERTP
29301 | SC | SERTP
29302 | SC | SERTP
29303 | SC | SERTP
29304 | SC | SERTP
29305 | SC | SERTP
29306 | SC | SERTP
29307 | SC | SERTP
29316 | SC | SERTP
29319 | SC | SERTP
29320 | SC | SERTP
29321 | SC | SERTP
29322 | SC | SERTP
29323 | SC | SERTP
29324 | SC | SERTP
29325 | SC | SERTP
29329 | SC | SERTP
29330 | SC | SERTP
29331 | SC | SERTP
29332 | SC | SERTP
29333 | SC | SERTP
29334 | SC | SERTP
29335 | SC | SERTP
29336 | SC | SERTP
29338 | SC | SERTP
29340 | SC | SERTP
29341 | SC | SERTP
29342 | SC | SERTP
29346 | SC | SERTP
29348 | SC | SERTP
29349 | SC | SERTP
29351 | SC | SERTP
29353 | SC | SERTP
29356 | SC | SERTP
29360 | SC | SERTP
29364 | SC | SERTP
29365 | SC | SERTP
29368 | SC | SERTP
29369 | SC | SERTP
29370 | SC | SERTP
29372 | SC | SERTP
29373 | SC | SERTP
29374 | SC | SERTP
29375 | SC | SERTP
29376 | SC | SERTP
29377 | SC | SERTP
29378 | SC | SERTP
29379 | SC | SERTP
29384 | SC | SERTP
29385 | SC | SERTP
29386 | SC | SERTP
29388 | SC | SERTP
29395 | SC | SERTP
29601 | SC | SERTP
29602 | SC | SERTP
29603 | SC | SERTP
29604 | SC | SERTP
29605 | SC | SERTP
29606 | SC | SERTP
29607 | SC | SERTP
29608 | SC | SERTP
29609 | SC | SERTP
29610 | SC | SERTP
29611 | SC | SERTP
29612 | SC | SERTP
29613 | SC | SERTP
29614 | SC | SERTP
29615 | SC | SERTP
29616 | SC | SERTP
29617 | SC | SERTP
29620 | SC | SERTP
29621 | SC | SERTP
29622 | SC | SERTP
29623 | SC | SERTP
29624 | SC | SERTP
29625 | SC | SERTP
29626 | SC | SERTP
29627 | SC | SERTP
29628 | SC | SERTP
29630 | SC | SERTP
29631 | SC | SERTP
29632 | SC | SERTP
29633 | SC | SERTP
29634 | SC | SERTP
29635 | SC | SERTP
29636 | SC | SERTP
29638 | SC | SERTP
29639 | SC | SERTP
29640 | SC | SERTP
29641 | SC | SERTP
29642 | SC | SERTP
29643 | SC | SERTP
29644 | SC | SERTP
29645 | SC | SERTP
29646 | SC | SERTP
29647 | SC | SERTP
29648 | SC | SERTP
29649 | SC | SERTP
29650 | SC | SERTP
29651 | SC | SERTP
29652 | SC | SERTP
29653 | SC | SERTP
29654 | SC | SERTP
29655 | SC | SERTP
29656 | SC | SERTP
29657 | SC | SERTP
29658 | SC | SERTP
29659 | SC | SERTP
29661 | SC | SERTP
29662 | SC | SERTP
29664 | SC | SERTP
29665 | SC | SERTP
29666 | SC | SERTP
29667 | SC | SERTP
29669 | SC | SERTP
29670 | SC | SERTP
29671 | SC | SERTP
29672 | SC | SERTP
29673 | SC | SERTP
29675 | SC | SERTP
29676 | SC | SERTP
29677 | SC | SERTP
29678 | SC | SERTP
29679 | SC | SERTP
29680 | SC | SERTP
29681 | SC | SERTP
29682 | SC | SERTP
29683 | SC | SERTP
29684 | SC | SERTP
29685 | SC | SERTP
29686 | SC | SERTP
29687 | SC | SERTP
29688 | SC | SERTP
29689 | SC | SERTP
29690 | SC | SERTP
29691 | SC | SERTP
29692 | SC | SERTP
29693 | SC | SERTP
29695 | SC | SERTP
29696 | SC | SERTP
29697 | SC | SERTP
29702 | SC | SERTP
29703 | SC | SERTP
29704 | SC | SERTP
29706 | SC | SERTP
29707 | SC | SERTP
29708 | SC | SERTP
29710 | SC | SERTP
29712 | SC | SERTP
29714 | SC | SERTP
29715 | SC | SERTP
29716 | SC | SERTP
29717 | SC | SERTP
29720 | SC | SERTP
29721 | SC | SERTP
29722 | SC | SERTP
29724 | SC | SERTP
29726 | SC | SERTP
29729 | SC | SERTP
29730 | SC | SERTP
29731 | SC | SERTP
29732 | SC | SERTP
29733 | SC | SERTP
29734 | SC | SERTP
29742 | SC | SERTP
29743 | SC | SERTP
29744 | SC | SERTP
29745 | SC | SERTP
29819 | SC | SERTP
29001 | SC | SERTP
29002 | SC | SERTP
29003 | SC | SERTP
29006 | SC | SERTP
29009 | SC | SERTP
29010 | SC | SERTP
29014 | SC | SERTP
29015 | SC | SERTP
29016 | SC | SERTP
29018 | SC | SERTP
29020 | SC | SERTP
29021 | SC | SERTP
29030 | SC | SERTP
29032 | SC | SERTP
29033 | SC | SERTP
29036 | SC | SERTP
29037 | SC | SERTP
29038 | SC | SERTP
29039 | SC | SERTP
29040 | SC | SERTP
29041 | SC | SERTP
29042 | SC | SERTP
29044 | SC | SERTP
29045 | SC | SERTP
29046 | SC | SERTP
29047 | SC | SERTP
29048 | SC | SERTP
29051 | SC | SERTP
29052 | SC | SERTP
29053 | SC | SERTP
29054 | SC | SERTP
29056 | SC | SERTP
29059 | SC | SERTP
29061 | SC | SERTP
29062 | SC | SERTP
29063 | SC | SERTP
29065 | SC | SERTP
29069 | SC | SERTP
29070 | SC | SERTP
29071 | SC | SERTP
29072 | SC | SERTP
29073 | SC | SERTP
29074 | SC | SERTP
29075 | SC | SERTP
29078 | SC | SERTP
29079 | SC | SERTP
29080 | SC | SERTP
29081 | SC | SERTP
29082 | SC | SERTP
29101 | SC | SERTP
29102 | SC | SERTP
29104 | SC | SERTP
29105 | SC | SERTP
29107 | SC | SERTP
29108 | SC | SERTP
29111 | SC | SERTP
29112 | SC | SERTP
29113 | SC | SERTP
29114 | SC | SERTP
29115 | SC | SERTP
29116 | SC | SERTP
29117 | SC | SERTP
29118 | SC | SERTP
29122 | SC | SERTP
29123 | SC | SERTP
29125 | SC | SERTP
29126 | SC | SERTP
29127 | SC | SERTP
29128 | SC | SERTP
29129 | SC | SERTP
29130 | SC | SERTP
29132 | SC | SERTP
29133 | SC | SERTP
29135 | SC | SERTP
29137 | SC | SERTP
29138 | SC | SERTP
29142 | SC | SERTP
29143 | SC | SERTP
29145 | SC | SERTP
29146 | SC | SERTP
29147 | SC | SERTP
29148 | SC | SERTP
29150 | SC | SERTP
29151 | SC | SERTP
29152 | SC | SERTP
29153 | SC | SERTP
29154 | SC | SERTP
29160 | SC | SERTP
29161 | SC | SERTP
29162 | SC | SERTP
29163 | SC | SERTP
29164 | SC | SERTP
29166 | SC | SERTP
29168 | SC | SERTP
29169 | SC | SERTP
29170 | SC | SERTP
29171 | SC | SERTP
29172 | SC | SERTP
29175 | SC | SERTP
29177 | SC | SERTP
29178 | SC | SERTP
29180 | SC | SERTP
29201 | SC | SERTP
29202 | SC | SERTP
29203 | SC | SERTP
29204 | SC | SERTP
29205 | SC | SERTP
29206 | SC | SERTP
29207 | SC | SERTP
29208 | SC | SERTP
29209 | SC | SERTP
29210 | SC | SERTP
29211 | SC | SERTP
29212 | SC | SERTP
29214 | SC | SERTP
29215 | SC | SERTP
29216 | SC | SERTP
29217 | SC | SERTP
29218 | SC | SERTP
29219 | SC | SERTP
29220 | SC | SERTP
29221 | SC | SERTP
29222 | SC | SERTP
29223 | SC | SERTP
29224 | SC | SERTP
29225 | SC | SERTP
29226 | SC | SERTP
29227 | SC | SERTP
29228 | SC | SERTP
29229 | SC | SERTP
29230 | SC | SERTP
29240 | SC | SERTP
29250 | SC | SERTP
29260 | SC | SERTP
29290 | SC | SERTP
29292 | SC | SERTP
29355 | SC | SERTP
29401 | SC | SERTP
29402 | SC | SERTP
29403 | SC | SERTP
29404 | SC | SERTP
29405 | SC | SERTP
29406 | SC | SERTP
29407 | SC | SERTP
29409 | SC | SERTP
29410 | SC | SERTP
29412 | SC | SERTP
29413 | SC | SERTP
29414 | SC | SERTP
29415 | SC | SERTP
29416 | SC | SERTP
29417 | SC | SERTP
29418 | SC | SERTP
29419 | SC | SERTP
29420 | SC | SERTP
29422 | SC | SERTP
29423 | SC | SERTP
29424 | SC | SERTP
29425 | SC | SERTP
29426 | SC | SERTP
29429 | SC | SERTP
29431 | SC | SERTP
29432 | SC | SERTP
29433 | SC | SERTP
29434 | SC | SERTP
29435 | SC | SERTP
29436 | SC | SERTP
29437 | SC | SERTP
29438 | SC | SERTP
29439 | SC | SERTP
29440 | SC | SERTP
29442 | SC | SERTP
29445 | SC | SERTP
29446 | SC | SERTP
29447 | SC | SERTP
29448 | SC | SERTP
29449 | SC | SERTP
29450 | SC | SERTP
29451 | SC | SERTP
29452 | SC | SERTP
29453 | SC | SERTP
29455 | SC | SERTP
29456 | SC | SERTP
29457 | SC | SERTP
29458 | SC | SERTP
29461 | SC | SERTP
29464 | SC | SERTP
29465 | SC | SERTP
29466 | SC | SERTP
29468 | SC | SERTP
29469 | SC | SERTP
29470 | SC | SERTP
29471 | SC | SERTP
29472 | SC | SERTP
29474 | SC | SERTP
29475 | SC | SERTP
29476 | SC | SERTP
29477 | SC | SERTP
29479 | SC | SERTP
29481 | SC | SERTP
29482 | SC | SERTP
29483 | SC | SERTP
29484 | SC | SERTP
29485 | SC | SERTP
29486 | SC | SERTP
29487 | SC | SERTP
29488 | SC | SERTP
29492 | SC | SERTP
29493 | SC | SERTP
29501 | SC | SERTP
29502 | SC | SERTP
29503 | SC | SERTP
29504 | SC | SERTP
29505 | SC | SERTP
29506 | SC | SERTP
29510 | SC | SERTP
29511 | SC | SERTP
29512 | SC | SERTP
29516 | SC | SERTP
29518 | SC | SERTP
29519 | SC | SERTP
29520 | SC | SERTP
29525 | SC | SERTP
29526 | SC | SERTP
29527 | SC | SERTP
29528 | SC | SERTP
29530 | SC | SERTP
29532 | SC | SERTP
29536 | SC | SERTP
29540 | SC | SERTP
29541 | SC | SERTP
29543 | SC | SERTP
29544 | SC | SERTP
29545 | SC | SERTP
29546 | SC | SERTP
29547 | SC | SERTP
29550 | SC | SERTP
29551 | SC | SERTP
29554 | SC | SERTP
29555 | SC | SERTP
29556 | SC | SERTP
29560 | SC | SERTP
29563 | SC | SERTP
29564 | SC | SERTP
29565 | SC | SERTP
29566 | SC | SERTP
29567 | SC | SERTP
29568 | SC | SERTP
29569 | SC | SERTP
29570 | SC | SERTP
29571 | SC | SERTP
29572 | SC | SERTP
29574 | SC | SERTP
29575 | SC | SERTP
29576 | SC | SERTP
29577 | SC | SERTP
29578 | SC | SERTP
29579 | SC | SERTP
29580 | SC | SERTP
29581 | SC | SERTP
29582 | SC | SERTP
29583 | SC | SERTP
29584 | SC | SERTP
29585 | SC | SERTP
29587 | SC | SERTP
29588 | SC | SERTP
29589 | SC | SERTP
29590 | SC | SERTP
29591 | SC | SERTP
29592 | SC | SERTP
29593 | SC | SERTP
29594 | SC | SERTP
29596 | SC | SERTP
29597 | SC | SERTP
29598 | SC | SERTP
29709 | SC | SERTP
29718 | SC | SERTP
29727 | SC | SERTP
29728 | SC | SERTP
29741 | SC | SERTP
29801 | SC | SERTP
29802 | SC | SERTP
29803 | SC | SERTP
29804 | SC | SERTP
29805 | SC | SERTP
29808 | SC | SERTP
29809 | SC | SERTP
29810 | SC | SERTP
29812 | SC | SERTP
29813 | SC | SERTP
29816 | SC | SERTP
29817 | SC | SERTP
29821 | SC | SERTP
29822 | SC | SERTP
29824 | SC | SERTP
29826 | SC | SERTP
29827 | SC | SERTP
29828 | SC | SERTP
29829 | SC | SERTP
29831 | SC | SERTP
29832 | SC | SERTP
29834 | SC | SERTP
29835 | SC | SERTP
29836 | SC | SERTP
29838 | SC | SERTP
29839 | SC | SERTP
29840 | SC | SERTP
29841 | SC | SERTP
29842 | SC | SERTP
29843 | SC | SERTP
29844 | SC | SERTP
29845 | SC | SERTP
29846 | SC | SERTP
29847 | SC | SERTP
29848 | SC | SERTP
29849 | SC | SERTP
29850 | SC | SERTP
29851 | SC | SERTP
29853 | SC | SERTP
29856 | SC | SERTP
29860 | SC | SERTP
29861 | SC | SERTP
29899 | SC | SERTP
29901 | SC | SERTP
29902 | SC | SERTP
29903 | SC | SERTP
29904 | SC | SERTP
29905 | SC | SERTP
29906 | SC | SERTP
29907 | SC | SERTP
29909 | SC | SERTP
29910 | SC | SERTP
29911 | SC | SERTP
29912 | SC | SERTP
29913 | SC | SERTP
29914 | SC | SERTP
29915 | SC | SERTP
29916 | SC | SERTP
29918 | SC | SERTP
29920 | SC | SERTP
29921 | SC | SERTP
29922 | SC | SERTP
29923 | SC | SERTP
29924 | SC | SERTP
29925 | SC | SERTP
29926 | SC | SERTP
29927 | SC | SERTP
29928 | SC | SERTP
29929 | SC | SERTP
29931 | SC | SERTP
29932 | SC | SERTP
29933 | SC | SERTP
29934 | SC | SERTP
29935 | SC | SERTP
29936 | SC | SERTP
29938 | SC | SERTP
29939 | SC | SERTP
29940 | SC | SERTP
29941 | SC | SERTP
29943 | SC | SERTP
29944 | SC | SERTP
29945 | SC | SERTP
27006 | NC | SERTP
27007 | NC | SERTP
27009 | NC | SERTP
27010 | NC | SERTP
27011 | NC | SERTP
27012 | NC | SERTP
27013 | NC | SERTP
27014 | NC | SERTP
27016 | NC | SERTP
27017 | NC | SERTP
27018 | NC | SERTP
27019 | NC | SERTP
27020 | NC | SERTP
27021 | NC | SERTP
27022 | NC | SERTP
27023 | NC | SERTP
27024 | NC | SERTP
27025 | NC | SERTP
27027 | NC | SERTP
27028 | NC | SERTP
27030 | NC | SERTP
27031 | NC | SERTP
27040 | NC | SERTP
27041 | NC | SERTP
27042 | NC | SERTP
27043 | NC | SERTP
27045 | NC | SERTP
27046 | NC | SERTP
27047 | NC | SERTP
27048 | NC | SERTP
27049 | NC | SERTP
27050 | NC | SERTP
27051 | NC | SERTP
27052 | NC | SERTP
27053 | NC | SERTP
27054 | NC | SERTP
27055 | NC | SERTP
27094 | NC | SERTP
27098 | NC | SERTP
27099 | NC | SERTP
27101 | NC | SERTP
27102 | NC | SERTP
27103 | NC | SERTP
27104 | NC | SERTP
27105 | NC | SERTP
27106 | NC | SERTP
27107 | NC | SERTP
27108 | NC | SERTP
27109 | NC | SERTP
27110 | NC | SERTP
27111 | NC | SERTP
27113 | NC | SERTP
27114 | NC | SERTP
27115 | NC | SERTP
27116 | NC | SERTP
27117 | NC | SERTP
27120 | NC | SERTP
27127 | NC | SERTP
27130 | NC | SERTP
27150 | NC | SERTP
27152 | NC | SERTP
27155 | NC | SERTP
27157 | NC | SERTP
27198 | NC | SERTP
27199 | NC | SERTP
27203 | NC | SERTP
27204 | NC | SERTP
27205 | NC | SERTP
27214 | NC | SERTP
27230 | NC | SERTP
27233 | NC | SERTP
27235 | NC | SERTP
27239 | NC | SERTP
27248 | NC | SERTP
27249 | NC | SERTP
27260 | NC | SERTP
27261 | NC | SERTP
27262 | NC | SERTP
27263 | NC | SERTP
27264 | NC | SERTP
27265 | NC | SERTP
27268 | NC | SERTP
27282 | NC | SERTP
27283 | NC | SERTP
27284 | NC | SERTP
27285 | NC | SERTP
27288 | NC | SERTP
27289 | NC | SERTP
27292 | NC | SERTP
27293 | NC | SERTP
27294 | NC | SERTP
27295 | NC | SERTP
27298 | NC | SERTP
27299 | NC | SERTP
27301 | NC | SERTP
27310 | NC | SERTP
27313 | NC | SERTP
27316 | NC | SERTP
27317 | NC | SERTP
27320 | NC | SERTP
27323 | NC | SERTP
27326 | NC | SERTP
27341 | NC | SERTP
27342 | NC | SERTP
27350 | NC | SERTP
27351 | NC | SERTP
27355 | NC | SERTP
27357 | NC | SERTP
27358 | NC | SERTP
27360 | NC | SERTP
27361 | NC | SERTP
27370 | NC | SERTP
27373 | NC | SERTP
27374 | NC | SERTP
27375 | NC | SERTP
27377 | NC | SERTP
27401 | NC | SERTP
27402 | NC | SERTP
27403 | NC | SERTP
27404 | NC | SERTP
27405 | NC | SERTP
27406 | NC | SERTP
27407 | NC | SERTP
27408 | NC | SERTP
27409 | NC | SERTP
27410 | NC | SERTP
27411 | NC | SERTP
27412 | NC | SERTP
27413 | NC | SERTP
27415 | NC | SERTP
27416 | NC | SERTP
27417 | NC | SERTP
27419 | NC | SERTP
27420 | NC | SERTP
27425 | NC | SERTP
27427 | NC | SERTP
27429 | NC | SERTP
27435 | NC | SERTP
27438 | NC | SERTP
27455 | NC | SERTP
27495 | NC | SERTP
27497 | NC | SERTP
27498 | NC | SERTP
27499 | NC | SERTP
28001 | NC | SERTP
28002 | NC | SERTP
28006 | NC | SERTP
28007 | NC | SERTP
28009 | NC | SERTP
28010 | NC | SERTP
28012 | NC | SERTP
28016 | NC | SERTP
28017 | NC | SERTP
28018 | NC | SERTP
28019 | NC | SERTP
28020 | NC | SERTP
28021 | NC | SERTP
28023 | NC | SERTP
28024 | NC | SERTP
28025 | NC | SERTP
28026 | NC | SERTP
28027 | NC | SERTP
28031 | NC | SERTP
28032 | NC | SERTP
28033 | NC | SERTP
28034 | NC | SERTP
28035 | NC | SERTP
28036 | NC | SERTP
28037 | NC | SERTP
28038 | NC | SERTP
28039 | NC | SERTP
28040 | NC | SERTP
28041 | NC | SERTP
28042 | NC | SERTP
28043 | NC | SERTP
28052 | NC | SERTP
28053 | NC | SERTP
28054 | NC | SERTP
28055 | NC | SERTP
28056 | NC | SERTP
28070 | NC | SERTP
28071 | NC | SERTP
28072 | NC | SERTP
28073 | NC | SERTP
28074 | NC | SERTP
28075 | NC | SERTP
28076 | NC | SERTP
28077 | NC | SERTP
28078 | NC | SERTP
28079 | NC | SERTP
28080 | NC | SERTP
28081 | NC | SERTP
28082 | NC | SERTP
28083 | NC | SERTP
28086 | NC | SERTP
28088 | NC | SERTP
28089 | NC | SERTP
28090 | NC | SERTP
28091 | NC | SERTP
28092 | NC | SERTP
28093 | NC | SERTP
28097 | NC | SERTP
28098 | NC | SERTP
28101 | NC | SERTP
28102 | NC | SERTP
28103 | NC | SERTP
28104 | NC | SERTP
28105 | NC | SERTP
28106 | NC | SERTP
28107 | NC | SERTP
28108 | NC | SERTP
28109 | NC | SERTP
28110 | NC | SERTP
28111 | NC | SERTP
28112 | NC | SERTP
28114 | NC | SERTP
28115 | NC | SERTP
28117 | NC | SERTP
28119 | NC | SERTP
28120 | NC | SERTP
28123 | NC | SERTP
28124 | NC | SERTP
28125 | NC | SERTP
28126 | NC | SERTP
28127 | NC | SERTP
28128 | NC | SERTP
28129 | NC | SERTP
28130 | NC | SERTP
28133 | NC | SERTP
28134 | NC | SERTP
28135 | NC | SERTP
28136 | NC | SERTP
28137 | NC | SERTP
28138 | NC | SERTP
28139 | NC | SERTP
28144 | NC | SERTP
28145 | NC | SERTP
28146 | NC | SERTP
28147 | NC | SERTP
28150 | NC | SERTP
28151 | NC | SERTP
28152 | NC | SERTP
28159 | NC | SERTP
28160 | NC | SERTP
28163 | NC | SERTP
28164 | NC | SERTP
28166 | NC | SERTP
28167 | NC | SERTP
28168 | NC | SERTP
28169 | NC | SERTP
28170 | NC | SERTP
28173 | NC | SERTP
28174 | NC | SERTP
28201 | NC | SERTP
28202 | NC | SERTP
28203 | NC | SERTP
28204 | NC | SERTP
28205 | NC | SERTP
28206 | NC | SERTP
28207 | NC | SERTP
28208 | NC | SERTP
28209 | NC | SERTP
28210 | NC | SERTP
28211 | NC | SERTP
28212 | NC | SERTP
28213 | NC | SERTP
28214 | NC | SERTP
28215 | NC | SERTP
28216 | NC | SERTP
28217 | NC | SERTP
28218 | NC | SERTP
28219 | NC | SERTP
28220 | NC | SERTP
28221 | NC | SERTP
28222 | NC | SERTP
28223 | NC | SERTP
28224 | NC | SERTP
28226 | NC | SERTP
28227 | NC | SERTP
28228 | NC | SERTP
28229 | NC | SERTP
28230 | NC | SERTP
28231 | NC | SERTP
28232 | NC | SERTP
28233 | NC | SERTP
28234 | NC | SERTP
28235 | NC | SERTP
28236 | NC | SERTP
28237 | NC | SERTP
28241 | NC | SERTP
28242 | NC | SERTP
28243 | NC | SERTP
28244 | NC | SERTP
28246 | NC | SERTP
28247 | NC | SERTP
28253 | NC | SERTP
28254 | NC | SERTP
28255 | NC | SERTP
28256 | NC | SERTP
28258 | NC | SERTP
28260 | NC | SERTP
28262 | NC | SERTP
28263 | NC | SERTP
28265 | NC | SERTP
28266 | NC | SERTP
28269 | NC | SERTP
28270 | NC | SERTP
28271 | NC | SERTP
28272 | NC | SERTP
28273 | NC | SERTP
28274 | NC | SERTP
28275 | NC | SERTP
28277 | NC | SERTP
28278 | NC | SERTP
28280 | NC | SERTP
28281 | NC | SERTP
28282 | NC | SERTP
28284 | NC | SERTP
28285 | NC | SERTP
28287 | NC | SERTP
28288 | NC | SERTP
28289 | NC | SERTP
28290 | NC | SERTP
28296 | NC | SERTP
28297 | NC | SERTP
28299 | NC | SERTP
28601 | NC | SERTP
28602 | NC | SERTP
28603 | NC | SERTP
28604 | NC | SERTP
28605 | NC | SERTP
28606 | NC | SERTP
28607 | NC | SERTP
28608 | NC | SERTP
28609 | NC | SERTP
28610 | NC | SERTP
28611 | NC | SERTP
28612 | NC | SERTP
28613 | NC | SERTP
28615 | NC | SERTP
28616 | NC | SERTP
28617 | NC | SERTP
28618 | NC | SERTP
28619 | NC | SERTP
28621 | NC | SERTP
28622 | NC | SERTP
28623 | NC | SERTP
28624 | NC | SERTP
28625 | NC | SERTP
28626 | NC | SERTP
28627 | NC | SERTP
28628 | NC | SERTP
28629 | NC | SERTP
28630 | NC | SERTP
28631 | NC | SERTP
28633 | NC | SERTP
28634 | NC | SERTP
28635 | NC | SERTP
28636 | NC | SERTP
28637 | NC | SERTP
28638 | NC | SERTP
28640 | NC | SERTP
28641 | NC | SERTP
28642 | NC | SERTP
28643 | NC | SERTP
28644 | NC | SERTP
28645 | NC | SERTP
28646 | NC | SERTP
28647 | NC | SERTP
28649 | NC | SERTP
28650 | NC | SERTP
28651 | NC | SERTP
28652 | NC | SERTP
28653 | NC | SERTP
28654 | NC | SERTP
28655 | NC | SERTP
28656 | NC | SERTP
28657 | NC | SERTP
28658 | NC | SERTP
28659 | NC | SERTP
28660 | NC | SERTP
28661 | NC | SERTP
28662 | NC | SERTP
28663 | NC | SERTP
28664 | NC | SERTP
28665 | NC | SERTP
28666 | NC | SERTP
28667 | NC | SERTP
28668 | NC | SERTP
28669 | NC | SERTP
28670 | NC | SERTP
28671 | NC | SERTP
28672 | NC | SERTP
28673 | NC | SERTP
28675 | NC | SERTP
28676 | NC | SERTP
28677 | NC | SERTP
28678 | NC | SERTP
28679 | NC | SERTP
28680 | NC | SERTP
28681 | NC | SERTP
28682 | NC | SERTP
28683 | NC | SERTP
28684 | NC | SERTP
28685 | NC | SERTP
28687 | NC | SERTP
28688 | NC | SERTP
28689 | NC | SERTP
28690 | NC | SERTP
28691 | NC | SERTP
28692 | NC | SERTP
28693 | NC | SERTP
28694 | NC | SERTP
28697 | NC | SERTP
28698 | NC | SERTP
28699 | NC | SERTP
28701 | NC | SERTP
28702 | NC | SERTP
28704 | NC | SERTP
28705 | NC | SERTP
28707 | NC | SERTP
28708 | NC | SERTP
28709 | NC | SERTP
28710 | NC | SERTP
28711 | NC | SERTP
28712 | NC | SERTP
28713 | NC | SERTP
28714 | NC | SERTP
28715 | NC | SERTP
28716 | NC | SERTP
28717 | NC | SERTP
28718 | NC | SERTP
28719 | NC | SERTP
28720 | NC | SERTP
28721 | NC | SERTP
28722 | NC | SERTP
28723 | NC | SERTP
28724 | NC | SERTP
28725 | NC | SERTP
28726 | NC | SERTP
28727 | NC | SERTP
28728 | NC | SERTP
28729 | NC | SERTP
28730 | NC | SERTP
28731 | NC | SERTP
28732 | NC | SERTP
28733 | NC | SERTP
28734 | NC | SERTP
28735 | NC | SERTP
28736 | NC | SERTP
28737 | NC | SERTP
28738 | NC | SERTP
28739 | NC | SERTP
28740 | NC | SERTP
28741 | NC | SERTP
28742 | NC | SERTP
28743 | NC | SERTP
28744 | NC | SERTP
28745 | NC | SERTP
28746 | NC | SERTP
28747 | NC | SERTP
28748 | NC | SERTP
28749 | NC | SERTP
28750 | NC | SERTP
28751 | NC | SERTP
28752 | NC | SERTP
28753 | NC | SERTP
28754 | NC | SERTP
28755 | NC | SERTP
28756 | NC | SERTP
28757 | NC | SERTP
28758 | NC | SERTP
28759 | NC | SERTP
28760 | NC | SERTP
28761 | NC | SERTP
28762 | NC | SERTP
28763 | NC | SERTP
28765 | NC | SERTP
28766 | NC | SERTP
28768 | NC | SERTP
28770 | NC | SERTP
28771 | NC | SERTP
28772 | NC | SERTP
28773 | NC | SERTP
28774 | NC | SERTP
28775 | NC | SERTP
28776 | NC | SERTP
28777 | NC | SERTP
28778 | NC | SERTP
28779 | NC | SERTP
28781 | NC | SERTP
28782 | NC | SERTP
28783 | NC | SERTP
28784 | NC | SERTP
28785 | NC | SERTP
28786 | NC | SERTP
28787 | NC | SERTP
28788 | NC | SERTP
28789 | NC | SERTP
28790 | NC | SERTP
28791 | NC | SERTP
28792 | NC | SERTP
28793 | NC | SERTP
28801 | NC | SERTP
28802 | NC | SERTP
28803 | NC | SERTP
28804 | NC | SERTP
28805 | NC | SERTP
28806 | NC | SERTP
28810 | NC | SERTP
28813 | NC | SERTP
28814 | NC | SERTP
28815 | NC | SERTP
28816 | NC | SERTP
28901 | NC | SERTP
28902 | NC | SERTP
28903 | NC | SERTP
28904 | NC | SERTP
28905 | NC | SERTP
28906 | NC | SERTP
28909 | NC | SERTP
27201 | NC | SERTP
27202 | NC | SERTP
27207 | NC | SERTP
27208 | NC | SERTP
27209 | NC | SERTP
27212 | NC | SERTP
27213 | NC | SERTP
27215 | NC | SERTP
27216 | NC | SERTP
27217 | NC | SERTP
27228 | NC | SERTP
27229 | NC | SERTP
27231 | NC | SERTP
27237 | NC | SERTP
27242 | NC | SERTP
27243 | NC | SERTP
27244 | NC | SERTP
27247 | NC | SERTP
27252 | NC | SERTP
27253 | NC | SERTP
27256 | NC | SERTP
27258 | NC | SERTP
27259 | NC | SERTP
27278 | NC | SERTP
27281 | NC | SERTP
27291 | NC | SERTP
27302 | NC | SERTP
27305 | NC | SERTP
27306 | NC | SERTP
27311 | NC | SERTP
27312 | NC | SERTP
27314 | NC | SERTP
27315 | NC | SERTP
27325 | NC | SERTP
27330 | NC | SERTP
27331 | NC | SERTP
27332 | NC | SERTP
27340 | NC | SERTP
27343 | NC | SERTP
27344 | NC | SERTP
27349 | NC | SERTP
27356 | NC | SERTP
27359 | NC | SERTP
27371 | NC | SERTP
27376 | NC | SERTP
27379 | NC | SERTP
27501 | NC | SERTP
27502 | NC | SERTP
27503 | NC | SERTP
27504 | NC | SERTP
27505 | NC | SERTP
27506 | NC | SERTP
27507 | NC | SERTP
27508 | NC | SERTP
27509 | NC | SERTP
27510 | NC | SERTP
27511 | NC | SERTP
27512 | NC | SERTP
27513 | NC | SERTP
27514 | NC | SERTP
27515 | NC | SERTP
27516 | NC | SERTP
27517 | NC | SERTP
27518 | NC | SERTP
27519 | NC | SERTP
27520 | NC | SERTP
27521 | NC | SERTP
27522 | NC | SERTP
27523 | NC | SERTP
27524 | NC | SERTP
27525 | NC | SERTP
27526 | NC | SERTP
27527 | NC | SERTP
27528 | NC | SERTP
27529 | NC | SERTP
27530 | NC | SERTP
27531 | NC | SERTP
27532 | NC | SERTP
27533 | NC | SERTP
27534 | NC | SERTP
27536 | NC | SERTP
27537 | NC | SERTP
27539 | NC | SERTP
27540 | NC | SERTP
27541 | NC | SERTP
27542 | NC | SERTP
27543 | NC | SERTP
27544 | NC | SERTP
27545 | NC | SERTP
27546 | NC | SERTP
27549 | NC | SERTP
27551 | NC | SERTP
27552 | NC | SERTP
27553 | NC | SERTP
27555 | NC | SERTP
27556 | NC | SERTP
27557 | NC | SERTP
27559 | NC | SERTP
27560 | NC | SERTP
27562 | NC | SERTP
27563 | NC | SERTP
27565 | NC | SERTP
27568 | NC | SERTP
27569 | NC | SERTP
27570 | NC | SERTP
27571 | NC | SERTP
27572 | NC | SERTP
27573 | NC | SERTP
27574 | NC | SERTP
27576 | NC | SERTP
27577 | NC | SERTP
27581 | NC | SERTP
27582 | NC | SERTP
27583 | NC | SERTP
27584 | NC | SERTP
27586 | NC | SERTP
27587 | NC | SERTP
27588 | NC | SERTP
27589 | NC | SERTP
27591 | NC | SERTP
27592 | NC | SERTP
27593 | NC | SERTP
27594 | NC | SERTP
27596 | NC | SERTP
27597 | NC | SERTP
27599 | NC | SERTP
27601 | NC | SERTP
27602 | NC | SERTP
27603 | NC | SERTP
27604 | NC | SERTP
27605 | NC | SERTP
27606 | NC | SERTP
27607 | NC | SERTP
27608 | NC | SERTP
27609 | NC | SERTP
27610 | NC | SERTP
27611 | NC | SERTP
27612 | NC | SERTP
27613 | NC | SERTP
27614 | NC | SERTP
27615 | NC | SERTP
27616 | NC | SERTP
27617 | NC | SERTP
27619 | NC | SERTP
27620 | NC | SERTP
27621 | NC | SERTP
27622 | NC | SERTP
27623 | NC | SERTP
27624 | NC | SERTP
27625 | NC | SERTP
27626 | NC | SERTP
27627 | NC | SERTP
27628 | NC | SERTP
27629 | NC | SERTP
27634 | NC | SERTP
27635 | NC | SERTP
27636 | NC | SERTP
27640 | NC | SERTP
27650 | NC | SERTP
27656 | NC | SERTP
27658 | NC | SERTP
27661 | NC | SERTP
27668 | NC | SERTP
27675 | NC | SERTP
27676 | NC | SERTP
27690 | NC | SERTP
27695 | NC | SERTP
27697 | NC | SERTP
27698 | NC | SERTP
27699 | NC | SERTP
27701 | NC | SERTP
27702 | NC | SERTP
27703 | NC | SERTP
27704 | NC | SERTP
27705 | NC | SERTP
27706 | NC | SERTP
27707 | NC | SERTP
27708 | NC | SERTP
27709 | NC | SERTP
27710 | NC | SERTP
27711 | NC | SERTP
27712 | NC | SERTP
27713 | NC | SERTP
27715 | NC | SERTP
27717 | NC | SERTP
27722 | NC | SERTP
27801 | NC | SERTP
27802 | NC | SERTP
27803 | NC | SERTP
27804 | NC | SERTP
27805 | NC | SERTP
27806 | NC | SERTP
27807 | NC | SERTP
27808 | NC | SERTP
27809 | NC | SERTP
27810 | NC | SERTP
27811 | NC | SERTP
27812 | NC | SERTP
27813 | NC | SERTP
27814 | NC | SERTP
27815 | NC | SERTP
27816 | NC | SERTP
27817 | NC | SERTP
27818 | NC | SERTP
27819 | NC | SERTP
27820 | NC | SERTP
27821 | NC | SERTP
27822 | NC | SERTP
27823 | NC | SERTP
27824 | NC | SERTP
27825 | NC | SERTP
27826 | NC | SERTP
27827 | NC | SERTP
27828 | NC | SERTP
27829 | NC | SERTP
27830 | NC | SERTP
27831 | NC | SERTP
27832 | NC | SERTP
27833 | NC | SERTP
27834 | NC | SERTP
27835 | NC | SERTP
27836 | NC | SERTP
27837 | NC | SERTP
27839 | NC | SERTP
27840 | NC | SERTP
27841 | NC | SERTP
27842 | NC | SERTP
27843 | NC | SERTP
27844 | NC | SERTP
27845 | NC | SERTP
27846 | NC | SERTP
27847 | NC | SERTP
27849 | NC | SERTP
27850 | NC | SERTP
27851 | NC | SERTP
27852 | NC | SERTP
27853 | NC | SERTP
27855 | NC | SERTP
27856 | NC | SERTP
27857 | NC | SERTP
27858 | NC | SERTP
27860 | NC | SERTP
27861 | NC | SERTP
27862 | NC | SERTP
27863 | NC | SERTP
27864 | NC | SERTP
27865 | NC | SERTP
27866 | NC | SERTP
27867 | NC | SERTP
27868 | NC | SERTP
27869 | NC | SERTP
27870 | NC | SERTP
27871 | NC | SERTP
27872 | NC | SERTP
27873 | NC | SERTP
27874 | NC | SERTP
27875 | NC | SERTP
27876 | NC | SERTP
27877 | NC | SERTP
27878 | NC | SERTP
27879 | NC | SERTP
27880 | NC | SERTP
27881 | NC | SERTP
27882 | NC | SERTP
27883 | NC | SERTP
27884 | NC | SERTP
27885 | NC | SERTP
27886 | NC | SERTP
27887 | NC | SERTP
27888 | NC | SERTP
27889 | NC | SERTP
27890 | NC | SERTP
27891 | NC | SERTP
27892 | NC | SERTP
27893 | NC | SERTP
27894 | NC | SERTP
27895 | NC | SERTP
27896 | NC | SERTP
27897 | NC | SERTP
27906 | NC | SERTP
27907 | NC | SERTP
27909 | NC | SERTP
27910 | NC | SERTP
27915 | NC | SERTP
27916 | NC | SERTP
27917 | NC | SERTP
27919 | NC | SERTP
27920 | NC | SERTP
27921 | NC | SERTP
27922 | NC | SERTP
27923 | NC | SERTP
27924 | NC | SERTP
27925 | NC | SERTP
27926 | NC | SERTP
27927 | NC | SERTP
27928 | NC | SERTP
27929 | NC | SERTP
27930 | NC | SERTP
27932 | NC | SERTP
27935 | NC | SERTP
27936 | NC | SERTP
27937 | NC | SERTP
27938 | NC | SERTP
27939 | NC | SERTP
27941 | NC | SERTP
27942 | NC | SERTP
27943 | NC | SERTP
27944 | NC | SERTP
27946 | NC | SERTP
27947 | NC | SERTP
27948 | NC | SERTP
27949 | NC | SERTP
27950 | NC | SERTP
27953 | NC | SERTP
27954 | NC | SERTP
27956 | NC | SERTP
27957 | NC | SERTP
27958 | NC | SERTP
27959 | NC | SERTP
27960 | NC | SERTP
27962 | NC | SERTP
27964 | NC | SERTP
27965 | NC | SERTP
27966 | NC | SERTP
27967 | NC | SERTP
27968 | NC | SERTP
27969 | NC | SERTP
27970 | NC | SERTP
27972 | NC | SERTP
27973 | NC | SERTP
27974 | NC | SERTP
27976 | NC | SERTP
27978 | NC | SERTP
27979 | NC | SERTP
27980 | NC | SERTP
27981 | NC | SERTP
27982 | NC | SERTP
27983 | NC | SERTP
27985 | NC | SERTP
27986 | NC | SERTP
28301 | NC | SERTP
28302 | NC | SERTP
28303 | NC | SERTP
28304 | NC | SERTP
28305 | NC | SERTP
28306 | NC | SERTP
28307 | NC | SERTP
28308 | NC | SERTP
28309 | NC | SERTP
28310 | NC | SERTP
28311 | NC | SERTP
28312 | NC | SERTP
28314 | NC | SERTP
28315 | NC | SERTP
28318 | NC | SERTP
28319 | NC | SERTP
28320 | NC | SERTP
28323 | NC | SERTP
28325 | NC | SERTP
28326 | NC | SERTP
28327 | NC | SERTP
28328 | NC | SERTP
28329 | NC | SERTP
28330 | NC | SERTP
28331 | NC | SERTP
28332 | NC | SERTP
28333 | NC | SERTP
28334 | NC | SERTP
28335 | NC | SERTP
28337 | NC | SERTP
28338 | NC | SERTP
28339 | NC | SERTP
28340 | NC | SERTP
28341 | NC | SERTP
28342 | NC | SERTP
28343 | NC | SERTP
28344 | NC | SERTP
28345 | NC | SERTP
28347 | NC | SERTP
28348 | NC | SERTP
28349 | NC | SERTP
28350 | NC | SERTP
28351 | NC | SERTP
28352 | NC | SERTP
28353 | NC | SERTP
28355 | NC | SERTP
28356 | NC | SERTP
28357 | NC | SERTP
28358 | NC | SERTP
28359 | NC | SERTP
28360 | NC | SERTP
28362 | NC | SERTP
28363 | NC | SERTP
28364 | NC | SERTP
28365 | NC | SERTP
28366 | NC | SERTP
28367 | NC | SERTP
28368 | NC | SERTP
28369 | NC | SERTP
28370 | NC | SERTP
28371 | NC | SERTP
28372 | NC | SERTP
28373 | NC | SERTP
28374 | NC | SERTP
28375 | NC | SERTP
28376 | NC | SERTP
28377 | NC | SERTP
28378 | NC | SERTP
28379 | NC | SERTP
28380 | NC | SERTP
28382 | NC | SERTP
28383 | NC | SERTP
28384 | NC | SERTP
28385 | NC | SERTP
28386 | NC | SERTP
28387 | NC | SERTP
28388 | NC | SERTP
28390 | NC | SERTP
28391 | NC | SERTP
28392 | NC | SERTP
28393 | NC | SERTP
28394 | NC | SERTP
28395 | NC | SERTP
28396 | NC | SERTP
28398 | NC | SERTP
28399 | NC | SERTP
28401 | NC | SERTP
28402 | NC | SERTP
28403 | NC | SERTP
28404 | NC | SERTP
28405 | NC | SERTP
28406 | NC | SERTP
28407 | NC | SERTP
28408 | NC | SERTP
28409 | NC | SERTP
28410 | NC | SERTP
28411 | NC | SERTP
28412 | NC | SERTP
28420 | NC | SERTP
28421 | NC | SERTP
28422 | NC | SERTP
28423 | NC | SERTP
28424 | NC | SERTP
28425 | NC | SERTP
28428 | NC | SERTP
28429 | NC | SERTP
28430 | NC | SERTP
28431 | NC | SERTP
28432 | NC | SERTP
28433 | NC | SERTP
28434 | NC | SERTP
28435 | NC | SERTP
28436 | NC | SERTP
28438 | NC | SERTP
28439 | NC | SERTP
28441 | NC | SERTP
28442 | NC | SERTP
28443 | NC | SERTP
28444 | NC | SERTP
28445 | NC | SERTP
28447 | NC | SERTP
28448 | NC | SERTP
28449 | NC | SERTP
28450 | NC | SERTP
28451 | NC | SERTP
28452 | NC | SERTP
28453 | NC | SERTP
28454 | NC | SERTP
28455 | NC | SERTP
28456 | NC | SERTP
28457 | NC | SERTP
28458 | NC | SERTP
28459 | NC | SERTP
28460 | NC | SERTP
28461 | NC | SERTP
28462 | NC | SERTP
28463 | NC | SERTP
28464 | NC | SERTP
28465 | NC | SERTP
28466 | NC | SERTP
28467 | NC | SERTP
28468 | NC | SERTP
28469 | NC | SERTP
28470 | NC | SERTP
28472 | NC | SERTP
28478 | NC | SERTP
28479 | NC | SERTP
28480 | NC | SERTP
28501 | NC | SERTP
28502 | NC | SERTP
28503 | NC | SERTP
28504 | NC | SERTP
28508 | NC | SERTP
28509 | NC | SERTP
28510 | NC | SERTP
28511 | NC | SERTP
28512 | NC | SERTP
28513 | NC | SERTP
28515 | NC | SERTP
28516 | NC | SERTP
28518 | NC | SERTP
28519 | NC | SERTP
28520 | NC | SERTP
28521 | NC | SERTP
28522 | NC | SERTP
28523 | NC | SERTP
28524 | NC | SERTP
28525 | NC | SERTP
28526 | NC | SERTP
28527 | NC | SERTP
28528 | NC | SERTP
28529 | NC | SERTP
28530 | NC | SERTP
28531 | NC | SERTP
28532 | NC | SERTP
28533 | NC | SERTP
28537 | NC | SERTP
28538 | NC | SERTP
28539 | NC | SERTP
28540 | NC | SERTP
28541 | NC | SERTP
28542 | NC | SERTP
28543 | NC | SERTP
28544 | NC | SERTP
28545 | NC | SERTP
28546 | NC | SERTP
28547 | NC | SERTP
28551 | NC | SERTP
28552 | NC | SERTP
28553 | NC | SERTP
28554 | NC | SERTP
28555 | NC | SERTP
28556 | NC | SERTP
28557 | NC | SERTP
28560 | NC | SERTP
28561 | NC | SERTP
28562 | NC | SERTP
28563 | NC | SERTP
28564 | NC | SERTP
28570 | NC | SERTP
28571 | NC | SERTP
28572 | NC | SERTP
28573 | NC | SERTP
28574 | NC | SERTP
28575 | NC | SERTP
28577 | NC | SERTP
28578 | NC | SERTP
28579 | NC | SERTP
28580 | NC | SERTP
28581 | NC | SERTP
28582 | NC | SERTP
28583 | NC | SERTP
28584 | NC | SERTP
28585 | NC | SERTP
28586 | NC | SERTP
28587 | NC | SERTP
28589 | NC | SERTP
28590 | NC | SERTP
28594 | NC | SERTP
20041 | VA | PJM_East
20069 | VA | PJM_East
20070 | VA | PJM_East
20101 | VA | PJM_East
20102 | VA | PJM_East
20103 | VA | PJM_East
20104 | VA | PJM_East
20105 | VA | PJM_East
20108 | VA | PJM_East
20109 | VA | PJM_East
20110 | VA | PJM_East
20111 | VA | PJM_East
20112 | VA | PJM_East
20113 | VA | PJM_East
20115 | VA | PJM_East
20116 | VA | PJM_East
20117 | VA | PJM_East
20118 | VA | PJM_East
20119 | VA | PJM_East
20120 | VA | PJM_East
20121 | VA | PJM_East
20122 | VA | PJM_East
20124 | VA | PJM_East
20128 | VA | PJM_East
20129 | VA | PJM_East
20131 | VA | PJM_East
20132 | VA | PJM_East
20134 | VA | PJM_East
20136 | VA | PJM_East
20137 | VA | PJM_East
20138 | VA | PJM_East
20139 | VA | PJM_East
20140 | VA | PJM_East
20141 | VA | PJM_East
20142 | VA | PJM_East
20143 | VA | PJM_East
20144 | VA | PJM_East
20146 | VA | PJM_East
20147 | VA | PJM_East
20148 | VA | PJM_East
20149 | VA | PJM_East
20151 | VA | PJM_East
20152 | VA | PJM_East
20153 | VA | PJM_East
20155 | VA | PJM_East
20156 | VA | PJM_East
20158 | VA | PJM_East
20159 | VA | PJM_East
20160 | VA | PJM_East
20163 | VA | PJM_East
20164 | VA | PJM_East
20165 | VA | PJM_East
20166 | VA | PJM_East
20167 | VA | PJM_East
20168 | VA | PJM_East
20169 | VA | PJM_East
20170 | VA | PJM_East
20171 | VA | PJM_East
20172 | VA | PJM_East
20175 | VA | PJM_East
20176 | VA | PJM_East
20177 | VA | PJM_East
20178 | VA | PJM_East
20180 | VA | PJM_East
20181 | VA | PJM_East
20182 | VA | PJM_East
20184 | VA | PJM_East
20185 | VA | PJM_East
20186 | VA | PJM_East
20187 | VA | PJM_East
20188 | VA | PJM_East
20189 | VA | PJM_East
20190 | VA | PJM_East
20191 | VA | PJM_East
20192 | VA | PJM_East
20194 | VA | PJM_East
20195 | VA | PJM_East
20196 | VA | PJM_East
20197 | VA | PJM_East
20198 | VA | PJM_East
20206 | VA | PJM_East
20301 | VA | PJM_East
20310 | VA | PJM_East
20330 | VA | PJM_East
20350 | VA | PJM_East
20406 | VA | PJM_East
20453 | VA | PJM_East
20598 | VA | PJM_East
22003 | VA | PJM_East
22009 | VA | PJM_East
22015 | VA | PJM_East
22025 | VA | PJM_East
22026 | VA | PJM_East
22027 | VA | PJM_East
22030 | VA | PJM_East
22031 | VA | PJM_East
22032 | VA | PJM_East
22033 | VA | PJM_East
22034 | VA | PJM_East
22035 | VA | PJM_East
22036 | VA | PJM_East
22037 | VA | PJM_East
22038 | VA | PJM_East
22039 | VA | PJM_East
22040 | VA | PJM_East
22041 | VA | PJM_East
22042 | VA | PJM_East
22043 | VA | PJM_East
22044 | VA | PJM_East
22046 | VA | PJM_East
22060 | VA | PJM_East
22066 | VA | PJM_East
22067 | VA | PJM_East
22079 | VA | PJM_East
22081 | VA | PJM_East
22082 | VA | PJM_East
22095 | VA | PJM_East
22096 | VA | PJM_East
22101 | VA | PJM_East
22102 | VA | PJM_East
22103 | VA | PJM_East
22106 | VA | PJM_East
22107 | VA | PJM_East
22108 | VA | PJM_East
22109 | VA | PJM_East
22116 | VA | PJM_East
22118 | VA | PJM_East
22119 | VA | PJM_East
22121 | VA | PJM_East
22122 | VA | PJM_East
22124 | VA | PJM_East
22125 | VA | PJM_East
22134 | VA | PJM_East
22135 | VA | PJM_East
22150 | VA | PJM_East
22151 | VA | PJM_East
22152 | VA | PJM_East
22153 | VA | PJM_East
22156 | VA | PJM_East
22158 | VA | PJM_East
22159 | VA | PJM_East
22160 | VA | PJM_East
22161 | VA | PJM_East
22172 | VA | PJM_East
22180 | VA | PJM_East
22181 | VA | PJM_East
22182 | VA | PJM_East
22183 | VA | PJM_East
22185 | VA | PJM_East
22191 | VA | PJM_East
22192 | VA | PJM_East
22193 | VA | PJM_East
22194 | VA | PJM_East
22195 | VA | PJM_East
22199 | VA | PJM_East
22201 | VA | PJM_East
22202 | VA | PJM_East
22203 | VA | PJM_East
22204 | VA | PJM_East
22205 | VA | PJM_East
22206 | VA | PJM_East
22207 | VA | PJM_East
22209 | VA | PJM_East
22210 | VA | PJM_East
22211 | VA | PJM_East
22212 | VA | PJM_East
22213 | VA | PJM_East
22214 | VA | PJM_East
22215 | VA | PJM_East
22216 | VA | PJM_East
22217 | VA | PJM_East
22219 | VA | PJM_East
22225 | VA | PJM_East
22226 | VA | PJM_East
22227 | VA | PJM_East
22230 | VA | PJM_East
22240 | VA | PJM_East
22241 | VA | PJM_East
22242 | VA | PJM_East
22243 | VA | PJM_East
22244 | VA | PJM_East
22245 | VA | PJM_East
22246 | VA | PJM_East
22301 | VA | PJM_East
22302 | VA | PJM_East
22303 | VA | PJM_East
22304 | VA | PJM_East
22305 | VA | PJM_East
22306 | VA | PJM_East
22307 | VA | PJM_East
22308 | VA | PJM_East
22309 | VA | PJM_East
22310 | VA | PJM_East
22311 | VA | PJM_East
22312 | VA | PJM_East
22313 | VA | PJM_East
22314 | VA | PJM_East
22315 | VA | PJM_East
22320 | VA | PJM_East
22331 | VA | PJM_East
22332 | VA | PJM_East
22333 | VA | PJM_East
22334 | VA | PJM_East
22350 | VA | PJM_East
22401 | VA | PJM_East
22402 | VA | PJM_East
22403 | VA | PJM_East
22404 | VA | PJM_East
22405 | VA | PJM_East
22406 | VA | PJM_East
22407 | VA | PJM_East
22408 | VA | PJM_East
22412 | VA | PJM_East
22427 | VA | PJM_East
22428 | VA | PJM_East
22430 | VA | PJM_East
22432 | VA | PJM_East
22433 | VA | PJM_East
22435 | VA | PJM_East
22436 | VA | PJM_East
22437 | VA | PJM_East
22438 | VA | PJM_East
22442 | VA | PJM_East
22443 | VA | PJM_East
22446 | VA | PJM_East
22448 | VA | PJM_East
22451 | VA | PJM_East
22454 | VA | PJM_East
22456 | VA | PJM_East
22460 | VA | PJM_East
22463 | VA | PJM_East
22469 | VA | PJM_East
22471 | VA | PJM_East
22472 | VA | PJM_East
22473 | VA | PJM_East
22476 | VA | PJM_East
22480 | VA | PJM_East
22481 | VA | PJM_East
22482 | VA | PJM_East
22485 | VA | PJM_East
22488 | VA | PJM_East
22501 | VA | PJM_East
22503 | VA | PJM_East
22504 | VA | PJM_East
22507 | VA | PJM_East
22508 | VA | PJM_East
22509 | VA | PJM_East
22511 | VA | PJM_East
22513 | VA | PJM_East
22514 | VA | PJM_East
22517 | VA | PJM_East
22520 | VA | PJM_East
22523 | VA | PJM_East
22524 | VA | PJM_East
22526 | VA | PJM_East
22528 | VA | PJM_East
22529 | VA | PJM_East
22530 | VA | PJM_East
22534 | VA | PJM_East
22535 | VA | PJM_East
22538 | VA | PJM_East
22539 | VA | PJM_East
22542 | VA | PJM_East
22544 | VA | PJM_East
22545 | VA | PJM_East
22546 | VA | PJM_East
22547 | VA | PJM_East
22548 | VA | PJM_East
22551 | VA | PJM_East
22552 | VA | PJM_East
22553 | VA | PJM_East
22554 | VA | PJM_East
22555 | VA | PJM_East
22556 | VA | PJM_East
22558 | VA | PJM_East
22560 | VA | PJM_East
22565 | VA | PJM_East
22567 | VA | PJM_East
22570 | VA | PJM_East
22572 | VA | PJM_East
22576 | VA | PJM_East
22577 | VA | PJM_East
22578 | VA | PJM_East
22579 | VA | PJM_East
22580 | VA | PJM_East
22581 | VA | PJM_East
22626 | VA | PJM_East
22639 | VA | PJM_East
22641 | VA | PJM_East
22643 | VA | PJM_East
22644 | VA | PJM_East
22652 | VA | PJM_East
22657 | VA | PJM_East
22660 | VA | PJM_East
22664 | VA | PJM_East
22701 | VA | PJM_East
22712 | VA | PJM_East
22713 | VA | PJM_East
22714 | VA | PJM_East
22718 | VA | PJM_East
22720 | VA | PJM_East
22724 | VA | PJM_East
22726 | VA | PJM_East
22728 | VA | PJM_East
22729 | VA | PJM_East
22733 | VA | PJM_East
22734 | VA | PJM_East
22736 | VA | PJM_East
22737 | VA | PJM_East
22739 | VA | PJM_East
22741 | VA | PJM_East
22742 | VA | PJM_East
22801 | VA | PJM_East
22802 | VA | PJM_East
22803 | VA | PJM_East
22807 | VA | PJM_East
22810 | VA | PJM_East
22811 | VA | PJM_East
22812 | VA | PJM_East
22815 | VA | PJM_East
22820 | VA | PJM_East
22821 | VA | PJM_East
22824 | VA | PJM_East
22827 | VA | PJM_East
22830 | VA | PJM_East
22831 | VA | PJM_East
22832 | VA | PJM_East
22833 | VA | PJM_East
22834 | VA | PJM_East
22840 | VA | PJM_East
22841 | VA | PJM_East
22842 | VA | PJM_East
22843 | VA | PJM_East
22844 | VA | PJM_East
22845 | VA | PJM_East
22846 | VA | PJM_East
22847 | VA | PJM_East
22848 | VA | PJM_East
22850 | VA | PJM_East
22853 | VA | PJM_East
22901 | VA | PJM_East
22902 | VA | PJM_East
22903 | VA | PJM_East
22904 | VA | PJM_East
22905 | VA | PJM_East
22906 | VA | PJM_East
22907 | VA | PJM_East
22908 | VA | PJM_East
22909 | VA | PJM_East
22910 | VA | PJM_East
22911 | VA | PJM_East
22923 | VA | PJM_East
22924 | VA | PJM_East
22931 | VA | PJM_East
22932 | VA | PJM_East
22936 | VA | PJM_East
22937 | VA | PJM_East
22939 | VA | PJM_East
22940 | VA | PJM_East
22942 | VA | PJM_East
22943 | VA | PJM_East
22945 | VA | PJM_East
22946 | VA | PJM_East
22947 | VA | PJM_East
22952 | VA | PJM_East
22957 | VA | PJM_East
22959 | VA | PJM_East
22960 | VA | PJM_East
22963 | VA | PJM_East
22969 | VA | PJM_East
22972 | VA | PJM_East
22974 | VA | PJM_East
22980 | VA | PJM_East
22987 | VA | PJM_East
23001 | VA | PJM_East
23002 | VA | PJM_East
23003 | VA | PJM_East
23004 | VA | PJM_East
23005 | VA | PJM_East
23009 | VA | PJM_East
23011 | VA | PJM_East
23014 | VA | PJM_East
23015 | VA | PJM_East
23018 | VA | PJM_East
23021 | VA | PJM_East
23022 | VA | PJM_East
23023 | VA | PJM_East
23024 | VA | PJM_East
23025 | VA | PJM_East
23027 | VA | PJM_East
23030 | VA | PJM_East
23031 | VA | PJM_East
23032 | VA | PJM_East
23035 | VA | PJM_East
23038 | VA | PJM_East
23039 | VA | PJM_East
23040 | VA | PJM_East
23043 | VA | PJM_East
23045 | VA | PJM_East
23047 | VA | PJM_East
23050 | VA | PJM_East
23055 | VA | PJM_East
23056 | VA | PJM_East
23058 | VA | PJM_East
23059 | VA | PJM_East
23060 | VA | PJM_East
23061 | VA | PJM_East
23062 | VA | PJM_East
23063 | VA | PJM_East
23064 | VA | PJM_East
23065 | VA | PJM_East
23066 | VA | PJM_East
23067 | VA | PJM_East
23068 | VA | PJM_East
23069 | VA | PJM_East
23070 | VA | PJM_East
23071 | VA | PJM_East
23072 | VA | PJM_East
23075 | VA | PJM_East
23076 | VA | PJM_East
23079 | VA | PJM_East
23081 | VA | PJM_East
23083 | VA | PJM_East
23084 | VA | PJM_East
23085 | VA | PJM_East
23086 | VA | PJM_East
23089 | VA | PJM_East
23090 | VA | PJM_East
23091 | VA | PJM_East
23092 | VA | PJM_East
23093 | VA | PJM_East
23102 | VA | PJM_East
23103 | VA | PJM_East
23105 | VA | PJM_East
23106 | VA | PJM_East
23107 | VA | PJM_East
23108 | VA | PJM_East
23109 | VA | PJM_East
23110 | VA | PJM_East
23111 | VA | PJM_East
23112 | VA | PJM_East
23113 | VA | PJM_East
23114 | VA | PJM_East
23115 | VA | PJM_East
23116 | VA | PJM_East
23117 | VA | PJM_East
23119 | VA | PJM_East
23120 | VA | PJM_East
23123 | VA | PJM_East
23124 | VA | PJM_East
23125 | VA | PJM_East
23126 | VA | PJM_East
23127 | VA | PJM_East
23128 | VA | PJM_East
23129 | VA | PJM_East
23130 | VA | PJM_East
23131 | VA | PJM_East
23138 | VA | PJM_East
23139 | VA | PJM_East
23140 | VA | PJM_East
23141 | VA | PJM_East
23146 | VA | PJM_East
23147 | VA | PJM_East
23148 | VA | PJM_East
23149 | VA | PJM_East
23150 | VA | PJM_East
23153 | VA | PJM_East
23154 | VA | PJM_East
23155 | VA | PJM_East
23156 | VA | PJM_East
23160 | VA | PJM_East
23161 | VA | PJM_East
23162 | VA | PJM_East
23163 | VA | PJM_East
23168 | VA | PJM_East
23169 | VA | PJM_East
23170 | VA | PJM_East
23173 | VA | PJM_East
23175 | VA | PJM_East
23176 | VA | PJM_East
23177 | VA | PJM_East
23178 | VA | PJM_East
23180 | VA | PJM_East
23181 | VA | PJM_East
23183 | VA | PJM_East
23184 | VA | PJM_East
23185 | VA | PJM_East
23186 | VA | PJM_East
23187 | VA | PJM_East
23188 | VA | PJM_East
23190 | VA | PJM_East
23192 | VA | PJM_East
23218 | VA | PJM_East
23219 | VA | PJM_East
23220 | VA | PJM_East
23221 | VA | PJM_East
23222 | VA | PJM_East
23223 | VA | PJM_East
23224 | VA | PJM_East
23225 | VA | PJM_East
23226 | VA | PJM_East
23227 | VA | PJM_East
23228 | VA | PJM_East
23229 | VA | PJM_East
23230 | VA | PJM_East
23231 | VA | PJM_East
23232 | VA | PJM_East
23233 | VA | PJM_East
23234 | VA | PJM_East
23235 | VA | PJM_East
23236 | VA | PJM_East
23237 | VA | PJM_East
23238 | VA | PJM_East
23241 | VA | PJM_East
23242 | VA | PJM_East
23249 | VA | PJM_East
23250 | VA | PJM_East
23255 | VA | PJM_East
23260 | VA | PJM_East
23261 | VA | PJM_East
23269 | VA | PJM_East
23273 | VA | PJM_East
23274 | VA | PJM_East
23276 | VA | PJM_East
23278 | VA | PJM_East
23279 | VA | PJM_East
23282 | VA | PJM_East
23284 | VA | PJM_East
23285 | VA | PJM_East
23286 | VA | PJM_East
23288 | VA | PJM_East
23289 | VA | PJM_East
23290 | VA | PJM_East
23291 | VA | PJM_East
23292 | VA | PJM_East
23293 | VA | PJM_East
23294 | VA | PJM_East
23295 | VA | PJM_East
23297 | VA | PJM_East
23298 | VA | PJM_East
23304 | VA | PJM_East
23314 | VA | PJM_East
23315 | VA | PJM_East
23320 | VA | PJM_East
23321 | VA | PJM_East
23322 | VA | PJM_East
23323 | VA | PJM_East
23324 | VA | PJM_East
23325 | VA | PJM_East
23326 | VA | PJM_East
23327 | VA | PJM_East
23328 | VA | PJM_East
23397 | VA | PJM_East
23424 | VA | PJM_East
23430 | VA | PJM_East
23431 | VA | PJM_East
23432 | VA | PJM_East
23433 | VA | PJM_East
23434 | VA | PJM_East
23435 | VA | PJM_East
23436 | VA | PJM_East
23437 | VA | PJM_East
23438 | VA | PJM_East
23439 | VA | PJM_East
23450 | VA | PJM_East
23451 | VA | PJM_East
23452 | VA | PJM_East
23453 | VA | PJM_East
23454 | VA | PJM_East
23455 | VA | PJM_East
23456 | VA | PJM_East
23457 | VA | PJM_East
23458 | VA | PJM_East
23459 | VA | PJM_East
23460 | VA | PJM_East
23461 | VA | PJM_East
23462 | VA | PJM_East
23463 | VA | PJM_East
23464 | VA | PJM_East
23465 | VA | PJM_East
23466 | VA | PJM_East
23467 | VA | PJM_East
23471 | VA | PJM_East
23479 | VA | PJM_East
23487 | VA | PJM_East
23501 | VA | PJM_East
23502 | VA | PJM_East
23503 | VA | PJM_East
23504 | VA | PJM_East
23505 | VA | PJM_East
23506 | VA | PJM_East
23507 | VA | PJM_East
23508 | VA | PJM_East
23509 | VA | PJM_East
23510 | VA | PJM_East
23511 | VA | PJM_East
23513 | VA | PJM_East
23514 | VA | PJM_East
23515 | VA | PJM_East
23517 | VA | PJM_East
23518 | VA | PJM_East
23519 | VA | PJM_East
23523 | VA | PJM_East
23529 | VA | PJM_East
23541 | VA | PJM_East
23551 | VA | PJM_East
23601 | VA | PJM_East
23602 | VA | PJM_East
23603 | VA | PJM_East
23604 | VA | PJM_East
23605 | VA | PJM_East
23606 | VA | PJM_East
23607 | VA | PJM_East
23608 | VA | PJM_East
23609 | VA | PJM_East
23612 | VA | PJM_East
23628 | VA | PJM_East
23630 | VA | PJM_East
23651 | VA | PJM_East
23661 | VA | PJM_East
23662 | VA | PJM_East
23663 | VA | PJM_East
23664 | VA | PJM_East
23665 | VA | PJM_East
23666 | VA | PJM_East
23667 | VA | PJM_East
23668 | VA | PJM_East
23669 | VA | PJM_East
23670 | VA | PJM_East
23681 | VA | PJM_East
23690 | VA | PJM_East
23691 | VA | PJM_East
23692 | VA | PJM_East
23693 | VA | PJM_East
23694 | VA | PJM_East
23696 | VA | PJM_East
23701 | VA | PJM_East
23702 | VA | PJM_East
23703 | VA | PJM_East
23704 | VA | PJM_East
23705 | VA | PJM_East
23707 | VA | PJM_East
23708 | VA | PJM_East
23709 | VA | PJM_East
23801 | VA | PJM_East
23803 | VA | PJM_East
23804 | VA | PJM_East
23805 | VA | PJM_East
23806 | VA | PJM_East
23821 | VA | PJM_East
23822 | VA | PJM_East
23824 | VA | PJM_East
23827 | VA | PJM_East
23828 | VA | PJM_East
23829 | VA | PJM_East
23830 | VA | PJM_East
23831 | VA | PJM_East
23832 | VA | PJM_East
23833 | VA | PJM_East
23834 | VA | PJM_East
23836 | VA | PJM_East
23837 | VA | PJM_East
23838 | VA | PJM_East
23839 | VA | PJM_East
23840 | VA | PJM_East
23841 | VA | PJM_East
23842 | VA | PJM_East
23843 | VA | PJM_East
23844 | VA | PJM_East
23845 | VA | PJM_East
23846 | VA | PJM_East
23847 | VA | PJM_East
23850 | VA | PJM_East
23851 | VA | PJM_East
23856 | VA | PJM_East
23857 | VA | PJM_East
23860 | VA | PJM_East
23866 | VA | PJM_East
23867 | VA | PJM_East
23868 | VA | PJM_East
23870 | VA | PJM_East
23872 | VA | PJM_East
23873 | VA | PJM_East
23874 | VA | PJM_East
23875 | VA | PJM_East
23876 | VA | PJM_East
23878 | VA | PJM_East
23879 | VA | PJM_East
23881 | VA | PJM_East
23882 | VA | PJM_East
23883 | VA | PJM_East
23884 | VA | PJM_East
23885 | VA | PJM_East
23887 | VA | PJM_East
23888 | VA | PJM_East
23889 | VA | PJM_East
23890 | VA | PJM_East
23891 | VA | PJM_East
23893 | VA | PJM_East
23894 | VA | PJM_East
23897 | VA | PJM_East
23898 | VA | PJM_East
23899 | VA | PJM_East
23901 | VA | PJM_East
23909 | VA | PJM_East
23915 | VA | PJM_East
23917 | VA | PJM_East
23919 | VA | PJM_East
23920 | VA | PJM_East
23921 | VA | PJM_East
23922 | VA | PJM_East
23923 | VA | PJM_East
23924 | VA | PJM_East
23927 | VA | PJM_East
23930 | VA | PJM_East
23934 | VA | PJM_East
23936 | VA | PJM_East
23937 | VA | PJM_East
23938 | VA | PJM_East
23939 | VA | PJM_East
23941 | VA | PJM_East
23942 | VA | PJM_East
23943 | VA | PJM_East
23944 | VA | PJM_East
23947 | VA | PJM_East
23950 | VA | PJM_East
23952 | VA | PJM_East
23954 | VA | PJM_East
23955 | VA | PJM_East
23958 | VA | PJM_East
23959 | VA | PJM_East
23960 | VA | PJM_East
23962 | VA | PJM_East
23963 | VA | PJM_East
23964 | VA | PJM_East
23966 | VA | PJM_East
23967 | VA | PJM_East
23968 | VA | PJM_East
23970 | VA | PJM_East
23974 | VA | PJM_East
23976 | VA | PJM_East
24069 | VA | PJM_East
24139 | VA | PJM_East
24161 | VA | PJM_East
24401 | VA | PJM_East
24402 | VA | PJM_East
24411 | VA | PJM_East
24412 | VA | PJM_East
24413 | VA | PJM_East
24415 | VA | PJM_East
24416 | VA | PJM_East
24421 | VA | PJM_East
24422 | VA | PJM_East
24426 | VA | PJM_East
24430 | VA | PJM_East
24431 | VA | PJM_East
24432 | VA | PJM_East
24433 | VA | PJM_East
24435 | VA | PJM_East
24437 | VA | PJM_East
24439 | VA | PJM_East
24440 | VA | PJM_East
24441 | VA | PJM_East
24442 | VA | PJM_East
24445 | VA | PJM_East
24448 | VA | PJM_East
24450 | VA | PJM_East
24457 | VA | PJM_East
24458 | VA | PJM_East
24459 | VA | PJM_East
24460 | VA | PJM_East
24463 | VA | PJM_East
24465 | VA | PJM_East
24467 | VA | PJM_East
24468 | VA | PJM_East
24469 | VA | PJM_East
24471 | VA | PJM_East
24472 | VA | PJM_East
24473 | VA | PJM_East
24474 | VA | PJM_East
24476 | VA | PJM_East
24477 | VA | PJM_East
24479 | VA | PJM_East
24482 | VA | PJM_East
24483 | VA | PJM_East
24484 | VA | PJM_East
24485 | VA | PJM_East
24486 | VA | PJM_East
24487 | VA | PJM_East
24517 | VA | PJM_East
24520 | VA | PJM_East
24522 | VA | PJM_East
24527 | VA | PJM_East
24528 | VA | PJM_East
24529 | VA | PJM_East
24530 | VA | PJM_East
24531 | VA | PJM_East
24534 | VA | PJM_East
24535 | VA | PJM_East
24538 | VA | PJM_East
24539 | VA | PJM_East
24540 | VA | PJM_East
24541 | VA | PJM_East
24543 | VA | PJM_East
24549 | VA | PJM_East
24550 | VA | PJM_East
24553 | VA | PJM_East
24554 | VA | PJM_East
24555 | VA | PJM_East
24557 | VA | PJM_East
24558 | VA | PJM_East
24562 | VA | PJM_East
24563 | VA | PJM_East
24565 | VA | PJM_East
24566 | VA | PJM_East
24569 | VA | PJM_East
24571 | VA | PJM_East
24576 | VA | PJM_East
24577 | VA | PJM_East
24578 | VA | PJM_East
24579 | VA | PJM_East
24580 | VA | PJM_East
24586 | VA | PJM_East
24588 | VA | PJM_East
24589 | VA | PJM_East
24590 | VA | PJM_East
24592 | VA | PJM_East
24593 | VA | PJM_East
24594 | VA | PJM_East
24597 | VA | PJM_East
24598 | VA | PJM_East
24599 | VA | PJM_East
20106 | VA | PJM_East
20130 | VA | PJM_East
20135 | VA | PJM_East
22601 | VA | PJM_East
22602 | VA | PJM_East
22603 | VA | PJM_East
22604 | VA | PJM_East
22610 | VA | PJM_East
22611 | VA | PJM_East
22620 | VA | PJM_East
22622 | VA | PJM_East
22623 | VA | PJM_East
22624 | VA | PJM_East
22625 | VA | PJM_East
22627 | VA | PJM_East
22630 | VA | PJM_East
22637 | VA | PJM_East
22640 | VA | PJM_East
22642 | VA | PJM_East
22645 | VA | PJM_East
22646 | VA | PJM_East
22649 | VA | PJM_East
22650 | VA | PJM_East
22654 | VA | PJM_East
22655 | VA | PJM_East
22656 | VA | PJM_East
22663 | VA | PJM_East
22709 | VA | PJM_East
22711 | VA | PJM_East
22715 | VA | PJM_East
22716 | VA | PJM_East
22719 | VA | PJM_East
22722 | VA | PJM_East
22723 | VA | PJM_East
22725 | VA | PJM_East
22727 | VA | PJM_East
22730 | VA | PJM_East
22731 | VA | PJM_East
22732 | VA | PJM_East
22735 | VA | PJM_East
22738 | VA | PJM_East
22740 | VA | PJM_East
22743 | VA | PJM_East
22746 | VA | PJM_East
22747 | VA | PJM_East
22748 | VA | PJM_East
22749 | VA | PJM_East
22835 | VA | PJM_East
22849 | VA | PJM_East
22851 | VA | PJM_East
22935 | VA | PJM_East
22948 | VA | PJM_East
22965 | VA | PJM_East
22968 | VA | PJM_East
22973 | VA | PJM_East
22989 | VA | PJM_East
32003 | FL | FRCC
32004 | FL | FRCC
32006 | FL | FRCC
32007 | FL | FRCC
32008 | FL | FRCC
32009 | FL | FRCC
32011 | FL | FRCC
32013 | FL | FRCC
32024 | FL | FRCC
32025 | FL | FRCC
32026 | FL | FRCC
32030 | FL | FRCC
32033 | FL | FRCC
32034 | FL | FRCC
32035 | FL | FRCC
32038 | FL | FRCC
32040 | FL | FRCC
32041 | FL | FRCC
32042 | FL | FRCC
32043 | FL | FRCC
32044 | FL | FRCC
32046 | FL | FRCC
32050 | FL | FRCC
32052 | FL | FRCC
32053 | FL | FRCC
32054 | FL | FRCC
32055 | FL | FRCC
32056 | FL | FRCC
32058 | FL | FRCC
32059 | FL | FRCC
32060 | FL | FRCC
32061 | FL | FRCC
32062 | FL | FRCC
32063 | FL | FRCC
32064 | FL | FRCC
32065 | FL | FRCC
32066 | FL | FRCC
32067 | FL | FRCC
32068 | FL | FRCC
32071 | FL | FRCC
32072 | FL | FRCC
32073 | FL | FRCC
32079 | FL | FRCC
32080 | FL | FRCC
32081 | FL | FRCC
32082 | FL | FRCC
32083 | FL | FRCC
32084 | FL | FRCC
32085 | FL | FRCC
32086 | FL | FRCC
32087 | FL | FRCC
32091 | FL | FRCC
32092 | FL | FRCC
32094 | FL | FRCC
32095 | FL | FRCC
32096 | FL | FRCC
32097 | FL | FRCC
32099 | FL | FRCC
32102 | FL | FRCC
32105 | FL | FRCC
32110 | FL | FRCC
32111 | FL | FRCC
32112 | FL | FRCC
32113 | FL | FRCC
32114 | FL | FRCC
32115 | FL | FRCC
32116 | FL | FRCC
32117 | FL | FRCC
32118 | FL | FRCC
32119 | FL | FRCC
32120 | FL | FRCC
32121 | FL | FRCC
32122 | FL | FRCC
32123 | FL | FRCC
32124 | FL | FRCC
32125 | FL | FRCC
32126 | FL | FRCC
32127 | FL | FRCC
32128 | FL | FRCC
32129 | FL | FRCC
32130 | FL | FRCC
32131 | FL | FRCC
32132 | FL | FRCC
32133 | FL | FRCC
32134 | FL | FRCC
32135 | FL | FRCC
32136 | FL | FRCC
32137 | FL | FRCC
32138 | FL | FRCC
32139 | FL | FRCC
32140 | FL | FRCC
32141 | FL | FRCC
32142 | FL | FRCC
32143 | FL | FRCC
32145 | FL | FRCC
32147 | FL | FRCC
32148 | FL | FRCC
32149 | FL | FRCC
32157 | FL | FRCC
32158 | FL | FRCC
32159 | FL | FRCC
32160 | FL | FRCC
32162 | FL | FRCC
32163 | FL | FRCC
32164 | FL | FRCC
32168 | FL | FRCC
32169 | FL | FRCC
32170 | FL | FRCC
32173 | FL | FRCC
32174 | FL | FRCC
32175 | FL | FRCC
32176 | FL | FRCC
32177 | FL | FRCC
32178 | FL | FRCC
32179 | FL | FRCC
32180 | FL | FRCC
32181 | FL | FRCC
32182 | FL | FRCC
32183 | FL | FRCC
32185 | FL | FRCC
32187 | FL | FRCC
32189 | FL | FRCC
32190 | FL | FRCC
32192 | FL | FRCC
32193 | FL | FRCC
32195 | FL | FRCC
32198 | FL | FRCC
32201 | FL | FRCC
32202 | FL | FRCC
32203 | FL | FRCC
32204 | FL | FRCC
32205 | FL | FRCC
32206 | FL | FRCC
32207 | FL | FRCC
32208 | FL | FRCC
32209 | FL | FRCC
32210 | FL | FRCC
32211 | FL | FRCC
32212 | FL | FRCC
32214 | FL | FRCC
32216 | FL | FRCC
32217 | FL | FRCC
32218 | FL | FRCC
32219 | FL | FRCC
32220 | FL | FRCC
32221 | FL | FRCC
32222 | FL | FRCC
32223 | FL | FRCC
32224 | FL | FRCC
32225 | FL | FRCC
32226 | FL | FRCC
32227 | FL | FRCC
32228 | FL | FRCC
32229 | FL | FRCC
32231 | FL | FRCC
32232 | FL | FRCC
32233 | FL | FRCC
32234 | FL | FRCC
32235 | FL | FRCC
32236 | FL | FRCC
32237 | FL | FRCC
32238 | FL | FRCC
32239 | FL | FRCC
32240 | FL | FRCC
32241 | FL | FRCC
32244 | FL | FRCC
32245 | FL | FRCC
32246 | FL | FRCC
32247 | FL | FRCC
32250 | FL | FRCC
32254 | FL | FRCC
32255 | FL | FRCC
32256 | FL | FRCC
32257 | FL | FRCC
32258 | FL | FRCC
32259 | FL | FRCC
32260 | FL | FRCC
32266 | FL | FRCC
32277 | FL | FRCC
32301 | FL | FRCC
32302 | FL | FRCC
32303 | FL | FRCC
32304 | FL | FRCC
32305 | FL | FRCC
32306 | FL | FRCC
32307 | FL | FRCC
32308 | FL | FRCC
32309 | FL | FRCC
32310 | FL | FRCC
32311 | FL | FRCC
32312 | FL | FRCC
32313 | FL | FRCC
32314 | FL | FRCC
32315 | FL | FRCC
32316 | FL | FRCC
32317 | FL | FRCC
32318 | FL | FRCC
32320 | FL | FRCC
32321 | FL | FRCC
32322 | FL | FRCC
32323 | FL | FRCC
32324 | FL | FRCC
32326 | FL | FRCC
32327 | FL | FRCC
32328 | FL | FRCC
32329 | FL | FRCC
32330 | FL | FRCC
32331 | FL | FRCC
32332 | FL | FRCC
32333 | FL | FRCC
32334 | FL | FRCC
32336 | FL | FRCC
32337 | FL | FRCC
32340 | FL | FRCC
32341 | FL | FRCC
32343 | FL | FRCC
32344 | FL | FRCC
32345 | FL | FRCC
32346 | FL | FRCC
32347 | FL | FRCC
32348 | FL | FRCC
32350 | FL | FRCC
32351 | FL | FRCC
32352 | FL | FRCC
32353 | FL | FRCC
32355 | FL | FRCC
32356 | FL | FRCC
32357 | FL | FRCC
32358 | FL | FRCC
32359 | FL | FRCC
32360 | FL | FRCC
32361 | FL | FRCC
32362 | FL | FRCC
32395 | FL | FRCC
32399 | FL | FRCC
32601 | FL | FRCC
32602 | FL | FRCC
32603 | FL | FRCC
32604 | FL | FRCC
32605 | FL | FRCC
32606 | FL | FRCC
32607 | FL | FRCC
32608 | FL | FRCC
32609 | FL | FRCC
32610 | FL | FRCC
32611 | FL | FRCC
32612 | FL | FRCC
32614 | FL | FRCC
32615 | FL | FRCC
32616 | FL | FRCC
32617 | FL | FRCC
32618 | FL | FRCC
32619 | FL | FRCC
32621 | FL | FRCC
32622 | FL | FRCC
32625 | FL | FRCC
32626 | FL | FRCC
32627 | FL | FRCC
32628 | FL | FRCC
32631 | FL | FRCC
32633 | FL | FRCC
32634 | FL | FRCC
32635 | FL | FRCC
32639 | FL | FRCC
32640 | FL | FRCC
32641 | FL | FRCC
32643 | FL | FRCC
32644 | FL | FRCC
32648 | FL | FRCC
32653 | FL | FRCC
32654 | FL | FRCC
32655 | FL | FRCC
32656 | FL | FRCC
32658 | FL | FRCC
32662 | FL | FRCC
32663 | FL | FRCC
32664 | FL | FRCC
32666 | FL | FRCC
32667 | FL | FRCC
32668 | FL | FRCC
32669 | FL | FRCC
32680 | FL | FRCC
32681 | FL | FRCC
32683 | FL | FRCC
32686 | FL | FRCC
32692 | FL | FRCC
32693 | FL | FRCC
32694 | FL | FRCC
32696 | FL | FRCC
32697 | FL | FRCC
32701 | FL | FRCC
32702 | FL | FRCC
32703 | FL | FRCC
32704 | FL | FRCC
32706 | FL | FRCC
32707 | FL | FRCC
32708 | FL | FRCC
32709 | FL | FRCC
32710 | FL | FRCC
32712 | FL | FRCC
32713 | FL | FRCC
32714 | FL | FRCC
32715 | FL | FRCC
32716 | FL | FRCC
32718 | FL | FRCC
32719 | FL | FRCC
32720 | FL | FRCC
32721 | FL | FRCC
32722 | FL | FRCC
32723 | FL | FRCC
32724 | FL | FRCC
32725 | FL | FRCC
32726 | FL | FRCC
32727 | FL | FRCC
32728 | FL | FRCC
32730 | FL | FRCC
32732 | FL | FRCC
32733 | FL | FRCC
32735 | FL | FRCC
32736 | FL | FRCC
32738 | FL | FRCC
32739 | FL | FRCC
32744 | FL | FRCC
32745 | FL | FRCC
32746 | FL | FRCC
32747 | FL | FRCC
32750 | FL | FRCC
32751 | FL | FRCC
32752 | FL | FRCC
32753 | FL | FRCC
32756 | FL | FRCC
32757 | FL | FRCC
32759 | FL | FRCC
32762 | FL | FRCC
32763 | FL | FRCC
32764 | FL | FRCC
32765 | FL | FRCC
32766 | FL | FRCC
32767 | FL | FRCC
32768 | FL | FRCC
32771 | FL | FRCC
32772 | FL | FRCC
32773 | FL | FRCC
32774 | FL | FRCC
32776 | FL | FRCC
32777 | FL | FRCC
32778 | FL | FRCC
32779 | FL | FRCC
32784 | FL | FRCC
32789 | FL | FRCC
32790 | FL | FRCC
32791 | FL | FRCC
32792 | FL | FRCC
32793 | FL | FRCC
32794 | FL | FRCC
32795 | FL | FRCC
32798 | FL | FRCC
32799 | FL | FRCC
32801 | FL | FRCC
32802 | FL | FRCC
32803 | FL | FRCC
32804 | FL | FRCC
32805 | FL | FRCC
32806 | FL | FRCC
32807 | FL | FRCC
32808 | FL | FRCC
32809 | FL | FRCC
32810 | FL | FRCC
32811 | FL | FRCC
32812 | FL | FRCC
32814 | FL | FRCC
32816 | FL | FRCC
32817 | FL | FRCC
32818 | FL | FRCC
32819 | FL | FRCC
32820 | FL | FRCC
32821 | FL | FRCC
32822 | FL | FRCC
32824 | FL | FRCC
32825 | FL | FRCC
32826 | FL | FRCC
32827 | FL | FRCC
32828 | FL | FRCC
32829 | FL | FRCC
32830 | FL | FRCC
32831 | FL | FRCC
32832 | FL | FRCC
32833 | FL | FRCC
32834 | FL | FRCC
32835 | FL | FRCC
32836 | FL | FRCC
32837 | FL | FRCC
32839 | FL | FRCC
32853 | FL | FRCC
32854 | FL | FRCC
32855 | FL | FRCC
32856 | FL | FRCC
32857 | FL | FRCC
32858 | FL | FRCC
32859 | FL | FRCC
32860 | FL | FRCC
32861 | FL | FRCC
32862 | FL | FRCC
32867 | FL | FRCC
32868 | FL | FRCC
32869 | FL | FRCC
32872 | FL | FRCC
32877 | FL | FRCC
32878 | FL | FRCC
32885 | FL | FRCC
32886 | FL | FRCC
32887 | FL | FRCC
32891 | FL | FRCC
32896 | FL | FRCC
32897 | FL | FRCC
33001 | FL | FRCC
33036 | FL | FRCC
33037 | FL | FRCC
33040 | FL | FRCC
33041 | FL | FRCC
33042 | FL | FRCC
33043 | FL | FRCC
33045 | FL | FRCC
33050 | FL | FRCC
33051 | FL | FRCC
33052 | FL | FRCC
33070 | FL | FRCC
33440 | FL | FRCC
33471 | FL | FRCC
33503 | FL | FRCC
33508 | FL | FRCC
33509 | FL | FRCC
33510 | FL | FRCC
33511 | FL | FRCC
33513 | FL | FRCC
33514 | FL | FRCC
33521 | FL | FRCC
33523 | FL | FRCC
33524 | FL | FRCC
33525 | FL | FRCC
33526 | FL | FRCC
33527 | FL | FRCC
33530 | FL | FRCC
33534 | FL | FRCC
33537 | FL | FRCC
33538 | FL | FRCC
33539 | FL | FRCC
33540 | FL | FRCC
33541 | FL | FRCC
33542 | FL | FRCC
33543 | FL | FRCC
33544 | FL | FRCC
33545 | FL | FRCC
33547 | FL | FRCC
33548 | FL | FRCC
33549 | FL | FRCC
33550 | FL | FRCC
33556 | FL | FRCC
33558 | FL | FRCC
33559 | FL | FRCC
33563 | FL | FRCC
33564 | FL | FRCC
33565 | FL | FRCC
33566 | FL | FRCC
33567 | FL | FRCC
33568 | FL | FRCC
33569 | FL | FRCC
33570 | FL | FRCC
33571 | FL | FRCC
33572 | FL | FRCC
33573 | FL | FRCC
33574 | FL | FRCC
33575 | FL | FRCC
33576 | FL | FRCC
33578 | FL | FRCC
33579 | FL | FRCC
33583 | FL | FRCC
33584 | FL | FRCC
33585 | FL | FRCC
33586 | FL | FRCC
33587 | FL | FRCC
33592 | FL | FRCC
33593 | FL | FRCC
33594 | FL | FRCC
33595 | FL | FRCC
33596 | FL | FRCC
33597 | FL | FRCC
33598 | FL | FRCC
33601 | FL | FRCC
33602 | FL | FRCC
33603 | FL | FRCC
33604 | FL | FRCC
33605 | FL | FRCC
33606 | FL | FRCC
33607 | FL | FRCC
33608 | FL | FRCC
33609 | FL | FRCC
33610 | FL | FRCC
33611 | FL | FRCC
33612 | FL | FRCC
33613 | FL | FRCC
33614 | FL | FRCC
33615 | FL | FRCC
33616 | FL | FRCC
33617 | FL | FRCC
33618 | FL | FRCC
33619 | FL | FRCC
33620 | FL | FRCC
33621 | FL | FRCC
33622 | FL | FRCC
33623 | FL | FRCC
33624 | FL | FRCC
33625 | FL | FRCC
33626 | FL | FRCC
33629 | FL | FRCC
33630 | FL | FRCC
33631 | FL | FRCC
33633 | FL | FRCC
33634 | FL | FRCC
33635 | FL | FRCC
33637 | FL | FRCC
33646 | FL | FRCC
33647 | FL | FRCC
33650 | FL | FRCC
33655 | FL | FRCC
33660 | FL | FRCC
33661 | FL | FRCC
33662 | FL | FRCC
33663 | FL | FRCC
33664 | FL | FRCC
33672 | FL | FRCC
33673 | FL | FRCC
33674 | FL | FRCC
33675 | FL | FRCC
33677 | FL | FRCC
33679 | FL | FRCC
33680 | FL | FRCC
33681 | FL | FRCC
33682 | FL | FRCC
33684 | FL | FRCC
33685 | FL | FRCC
33686 | FL | FRCC
33687 | FL | FRCC
33688 | FL | FRCC
33689 | FL | FRCC
33694 | FL | FRCC
33701 | FL | FRCC
33702 | FL | FRCC
33703 | FL | FRCC
33704 | FL | FRCC
33705 | FL | FRCC
33706 | FL | FRCC
33707 | FL | FRCC
33708 | FL | FRCC
33709 | FL | FRCC
33710 | FL | FRCC
33711 | FL | FRCC
33712 | FL | FRCC
33713 | FL | FRCC
33714 | FL | FRCC
33715 | FL | FRCC
33716 | FL | FRCC
33729 | FL | FRCC
33730 | FL | FRCC
33731 | FL | FRCC
33732 | FL | FRCC
33733 | FL | FRCC
33734 | FL | FRCC
33736 | FL | FRCC
33738 | FL | FRCC
33740 | FL | FRCC
33741 | FL | FRCC
33742 | FL | FRCC
33743 | FL | FRCC
33744 | FL | FRCC
33747 | FL | FRCC
33755 | FL | FRCC
33756 | FL | FRCC
33757 | FL | FRCC
33758 | FL | FRCC
33759 | FL | FRCC
33760 | FL | FRCC
33761 | FL | FRCC
33762 | FL | FRCC
33763 | FL | FRCC
33764 | FL | FRCC
33765 | FL | FRCC
33766 | FL | FRCC
33767 | FL | FRCC
33769 | FL | FRCC
33770 | FL | FRCC
33771 | FL | FRCC
33772 | FL | FRCC
33773 | FL | FRCC
33774 | FL | FRCC
33775 | FL | FRCC
33776 | FL | FRCC
33777 | FL | FRCC
33778 | FL | FRCC
33779 | FL | FRCC
33780 | FL | FRCC
33781 | FL | FRCC
33782 | FL | FRCC
33784 | FL | FRCC
33785 | FL | FRCC
33786 | FL | FRCC
33801 | FL | FRCC
33802 | FL | FRCC
33803 | FL | FRCC
33804 | FL | FRCC
33805 | FL | FRCC
33806 | FL | FRCC
33807 | FL | FRCC
33809 | FL | FRCC
33810 | FL | FRCC
33811 | FL | FRCC
33812 | FL | FRCC
33813 | FL | FRCC
33815 | FL | FRCC
33820 | FL | FRCC
33823 | FL | FRCC
33825 | FL | FRCC
33826 | FL | FRCC
33827 | FL | FRCC
33830 | FL | FRCC
33831 | FL | FRCC
33834 | FL | FRCC
33835 | FL | FRCC
33836 | FL | FRCC
33837 | FL | FRCC
33838 | FL | FRCC
33839 | FL | FRCC
33840 | FL | FRCC
33841 | FL | FRCC
33843 | FL | FRCC
33844 | FL | FRCC
33845 | FL | FRCC
33846 | FL | FRCC
33847 | FL | FRCC
33848 | FL | FRCC
33849 | FL | FRCC
33850 | FL | FRCC
33851 | FL | FRCC
33852 | FL | FRCC
33853 | FL | FRCC
33854 | FL | FRCC
33855 | FL | FRCC
33856 | FL | FRCC
33857 | FL | FRCC
33858 | FL | FRCC
33859 | FL | FRCC
33860 | FL | FRCC
33862 | FL | FRCC
33863 | FL | FRCC
33865 | FL | FRCC
33867 | FL | FRCC
33868 | FL | FRCC
33870 | FL | FRCC
33871 | FL | FRCC
33872 | FL | FRCC
33873 | FL | FRCC
33875 | FL | FRCC
33876 | FL | FRCC
33877 | FL | FRCC
33880 | FL | FRCC
33881 | FL | FRCC
33882 | FL | FRCC
33883 | FL | FRCC
33884 | FL | FRCC
33885 | FL | FRCC
33888 | FL | FRCC
33890 | FL | FRCC
33896 | FL | FRCC
33897 | FL | FRCC
33898 | FL | FRCC
33901 | FL | FRCC
33902 | FL | FRCC
33903 | FL | FRCC
33904 | FL | FRCC
33905 | FL | FRCC
33906 | FL | FRCC
33907 | FL | FRCC
33908 | FL | FRCC
33909 | FL | FRCC
33910 | FL | FRCC
33911 | FL | FRCC
33912 | FL | FRCC
33913 | FL | FRCC
33914 | FL | FRCC
33915 | FL | FRCC
33916 | FL | FRCC
33917 | FL | FRCC
33918 | FL | FRCC
33919 | FL | FRCC
33920 | FL | FRCC
33921 | FL | FRCC
33922 | FL | FRCC
33924 | FL | FRCC
33927 | FL | FRCC
33928 | FL | FRCC
33929 | FL | FRCC
33930 | FL | FRCC
33931 | FL | FRCC
33932 | FL | FRCC
33935 | FL | FRCC
33936 | FL | FRCC
33938 | FL | FRCC
33944 | FL | FRCC
33945 | FL | FRCC
33946 | FL | FRCC
33947 | FL | FRCC
33948 | FL | FRCC
33949 | FL | FRCC
33950 | FL | FRCC
33951 | FL | FRCC
33952 | FL | FRCC
33953 | FL | FRCC
33954 | FL | FRCC
33955 | FL | FRCC
33956 | FL | FRCC
33957 | FL | FRCC
33960 | FL | FRCC
33965 | FL | FRCC
33966 | FL | FRCC
33967 | FL | FRCC
33970 | FL | FRCC
33971 | FL | FRCC
33972 | FL | FRCC
33973 | FL | FRCC
33974 | FL | FRCC
33975 | FL | FRCC
33976 | FL | FRCC
33980 | FL | FRCC
33981 | FL | FRCC
33982 | FL | FRCC
33983 | FL | FRCC
33990 | FL | FRCC
33991 | FL | FRCC
33993 | FL | FRCC
33994 | FL | FRCC
34101 | FL | FRCC
34102 | FL | FRCC
34103 | FL | FRCC
34104 | FL | FRCC
34105 | FL | FRCC
34106 | FL | FRCC
34107 | FL | FRCC
34108 | FL | FRCC
34109 | FL | FRCC
34110 | FL | FRCC
34112 | FL | FRCC
34113 | FL | FRCC
34114 | FL | FRCC
34116 | FL | FRCC
34117 | FL | FRCC
34119 | FL | FRCC
34120 | FL | FRCC
34133 | FL | FRCC
34134 | FL | FRCC
34135 | FL | FRCC
34136 | FL | FRCC
34137 | FL | FRCC
34138 | FL | FRCC
34139 | FL | FRCC
34140 | FL | FRCC
34141 | FL | FRCC
34142 | FL | FRCC
34143 | FL | FRCC
34145 | FL | FRCC
34146 | FL | FRCC
34201 | FL | FRCC
34202 | FL | FRCC
34203 | FL | FRCC
34204 | FL | FRCC
34205 | FL | FRCC
34206 | FL | FRCC
34207 | FL | FRCC
34208 | FL | FRCC
34209 | FL | FRCC
34210 | FL | FRCC
34211 | FL | FRCC
34212 | FL | FRCC
34215 | FL | FRCC
34216 | FL | FRCC
34217 | FL | FRCC
34218 | FL | FRCC
34219 | FL | FRCC
34220 | FL | FRCC
34221 | FL | FRCC
34222 | FL | FRCC
34223 | FL | FRCC
34224 | FL | FRCC
34228 | FL | FRCC
34229 | FL | FRCC
34230 | FL | FRCC
34231 | FL | FRCC
34232 | FL | FRCC
34233 | FL | FRCC
34234 | FL | FRCC
34235 | FL | FRCC
34236 | FL | FRCC
34237 | FL | FRCC
34238 | FL | FRCC
34239 | FL | FRCC
34240 | FL | FRCC
34241 | FL | FRCC
34242 | FL | FRCC
34243 | FL | FRCC
34249 | FL | FRCC
34250 | FL | FRCC
34251 | FL | FRCC
34260 | FL | FRCC
34264 | FL | FRCC
34265 | FL | FRCC
34266 | FL | FRCC
34267 | FL | FRCC
34268 | FL | FRCC
34269 | FL | FRCC
34270 | FL | FRCC
34272 | FL | FRCC
34274 | FL | FRCC
34275 | FL | FRCC
34276 | FL | FRCC
34277 | FL | FRCC
34278 | FL | FRCC
34280 | FL | FRCC
34281 | FL | FRCC
34282 | FL | FRCC
34284 | FL | FRCC
34285 | FL | FRCC
34286 | FL | FRCC
34287 | FL | FRCC
34288 | FL | FRCC
34289 | FL | FRCC
34290 | FL | FRCC
34291 | FL | FRCC
34292 | FL | FRCC
34293 | FL | FRCC
34295 | FL | FRCC
34420 | FL | FRCC
34421 | FL | FRCC
34423 | FL | FRCC
34428 | FL | FRCC
34429 | FL | FRCC
34430 | FL | FRCC
34431 | FL | FRCC
34432 | FL | FRCC
34433 | FL | FRCC
34434 | FL | FRCC
34436 | FL | FRCC
34441 | FL | FRCC
34442 | FL | FRCC
34445 | FL | FRCC
34446 | FL | FRCC
34447 | FL | FRCC
34448 | FL | FRCC
34449 | FL | FRCC
34450 | FL | FRCC
34451 | FL | FRCC
34452 | FL | FRCC
34453 | FL | FRCC
34460 | FL | FRCC
34461 | FL | FRCC
34464 | FL | FRCC
34465 | FL | FRCC
34470 | FL | FRCC
34471 | FL | FRCC
34472 | FL | FRCC
34473 | FL | FRCC
34474 | FL | FRCC
34475 | FL | FRCC
34476 | FL | FRCC
34477 | FL | FRCC
34478 | FL | FRCC
34479 | FL | FRCC
34480 | FL | FRCC
34481 | FL | FRCC
34482 | FL | FRCC
34483 | FL | FRCC
34484 | FL | FRCC
34487 | FL | FRCC
34488 | FL | FRCC
34489 | FL | FRCC
34491 | FL | FRCC
34492 | FL | FRCC
34498 | FL | FRCC
34601 | FL | FRCC
34602 | FL | FRCC
34603 | FL | FRCC
34604 | FL | FRCC
34605 | FL | FRCC
34606 | FL | FRCC
34607 | FL | FRCC
34608 | FL | FRCC
34609 | FL | FRCC
34610 | FL | FRCC
34611 | FL | FRCC
34613 | FL | FRCC
34614 | FL | FRCC
34636 | FL | FRCC
34637 | FL | FRCC
34638 | FL | FRCC
34639 | FL | FRCC
34652 | FL | FRCC
34653 | FL | FRCC
34654 | FL | FRCC
34655 | FL | FRCC
34656 | FL | FRCC
34660 | FL | FRCC
34661 | FL | FRCC
34667 | FL | FRCC
34668 | FL | FRCC
34669 | FL | FRCC
34673 | FL | FRCC
34674 | FL | FRCC
34677 | FL | FRCC
34679 | FL | FRCC
34680 | FL | FRCC
34681 | FL | FRCC
34682 | FL | FRCC
34683 | FL | FRCC
34684 | FL | FRCC
34685 | FL | FRCC
34688 | FL | FRCC
34689 | FL | FRCC
34690 | FL | FRCC
34691 | FL | FRCC
34692 | FL | FRCC
34695 | FL | FRCC
34697 | FL | FRCC
34698 | FL | FRCC
34705 | FL | FRCC
34711 | FL | FRCC
34712 | FL | FRCC
34713 | FL | FRCC
34714 | FL | FRCC
34715 | FL | FRCC
34729 | FL | FRCC
34731 | FL | FRCC
34734 | FL | FRCC
34736 | FL | FRCC
34737 | FL | FRCC
34739 | FL | FRCC
34740 | FL | FRCC
34741 | FL | FRCC
34742 | FL | FRCC
34743 | FL | FRCC
34744 | FL | FRCC
34745 | FL | FRCC
34746 | FL | FRCC
34747 | FL | FRCC
34748 | FL | FRCC
34749 | FL | FRCC
34753 | FL | FRCC
34755 | FL | FRCC
34756 | FL | FRCC
34758 | FL | FRCC
34759 | FL | FRCC
34760 | FL | FRCC
34761 | FL | FRCC
34762 | FL | FRCC
34769 | FL | FRCC
34770 | FL | FRCC
34771 | FL | FRCC
34772 | FL | FRCC
34773 | FL | FRCC
34777 | FL | FRCC
34778 | FL | FRCC
34785 | FL | FRCC
34786 | FL | FRCC
34787 | FL | FRCC
34788 | FL | FRCC
34789 | FL | FRCC
34797 | FL | FRCC
34972 | FL | FRCC
34973 | FL | FRCC
34974 | FL | FRCC
32754 | FL | FRCC
32775 | FL | FRCC
32780 | FL | FRCC
32781 | FL | FRCC
32783 | FL | FRCC
32796 | FL | FRCC
32815 | FL | FRCC
32899 | FL | FRCC
32901 | FL | FRCC
32902 | FL | FRCC
32903 | FL | FRCC
32904 | FL | FRCC
32905 | FL | FRCC
32906 | FL | FRCC
32907 | FL | FRCC
32908 | FL | FRCC
32909 | FL | FRCC
32910 | FL | FRCC
32911 | FL | FRCC
32912 | FL | FRCC
32919 | FL | FRCC
32920 | FL | FRCC
32922 | FL | FRCC
32923 | FL | FRCC
32924 | FL | FRCC
32925 | FL | FRCC
32926 | FL | FRCC
32927 | FL | FRCC
32931 | FL | FRCC
32932 | FL | FRCC
32934 | FL | FRCC
32935 | FL | FRCC
32936 | FL | FRCC
32937 | FL | FRCC
32940 | FL | FRCC
32941 | FL | FRCC
32948 | FL | FRCC
32949 | FL | FRCC
32950 | FL | FRCC
32951 | FL | FRCC
32952 | FL | FRCC
32953 | FL | FRCC
32954 | FL | FRCC
32955 | FL | FRCC
32956 | FL | FRCC
32957 | FL | FRCC
32958 | FL | FRCC
32959 | FL | FRCC
32960 | FL | FRCC
32961 | FL | FRCC
32962 | FL | FRCC
32963 | FL | FRCC
32964 | FL | FRCC
32965 | FL | FRCC
32966 | FL | FRCC
32967 | FL | FRCC
32968 | FL | FRCC
32969 | FL | FRCC
32970 | FL | FRCC
32971 | FL | FRCC
32976 | FL | FRCC
32978 | FL | FRCC
33002 | FL | FRCC
33004 | FL | FRCC
33008 | FL | FRCC
33009 | FL | FRCC
33010 | FL | FRCC
33011 | FL | FRCC
33012 | FL | FRCC
33013 | FL | FRCC
33014 | FL | FRCC
33015 | FL | FRCC
33016 | FL | FRCC
33017 | FL | FRCC
33018 | FL | FRCC
33019 | FL | FRCC
33020 | FL | FRCC
33021 | FL | FRCC
33022 | FL | FRCC
33023 | FL | FRCC
33024 | FL | FRCC
33025 | FL | FRCC
33026 | FL | FRCC
33027 | FL | FRCC
33028 | FL | FRCC
33029 | FL | FRCC
33030 | FL | FRCC
33031 | FL | FRCC
33032 | FL | FRCC
33033 | FL | FRCC
33034 | FL | FRCC
33035 | FL | FRCC
33039 | FL | FRCC
33054 | FL | FRCC
33055 | FL | FRCC
33056 | FL | FRCC
33060 | FL | FRCC
33061 | FL | FRCC
33062 | FL | FRCC
33063 | FL | FRCC
33064 | FL | FRCC
33065 | FL | FRCC
33066 | FL | FRCC
33067 | FL | FRCC
33068 | FL | FRCC
33069 | FL | FRCC
33071 | FL | FRCC
33072 | FL | FRCC
33073 | FL | FRCC
33074 | FL | FRCC
33075 | FL | FRCC
33076 | FL | FRCC
33077 | FL | FRCC
33081 | FL | FRCC
33082 | FL | FRCC
33083 | FL | FRCC
33084 | FL | FRCC
33090 | FL | FRCC
33092 | FL | FRCC
33093 | FL | FRCC
33097 | FL | FRCC
33101 | FL | FRCC
33102 | FL | FRCC
33106 | FL | FRCC
33109 | FL | FRCC
33111 | FL | FRCC
33112 | FL | FRCC
33114 | FL | FRCC
33116 | FL | FRCC
33119 | FL | FRCC
33122 | FL | FRCC
33124 | FL | FRCC
33125 | FL | FRCC
33126 | FL | FRCC
33127 | FL | FRCC
33128 | FL | FRCC
33129 | FL | FRCC
33130 | FL | FRCC
33131 | FL | FRCC
33132 | FL | FRCC
33133 | FL | FRCC
33134 | FL | FRCC
33135 | FL | FRCC
33136 | FL | FRCC
33137 | FL | FRCC
33138 | FL | FRCC
33139 | FL | FRCC
33140 | FL | FRCC
33141 | FL | FRCC
33142 | FL | FRCC
33143 | FL | FRCC
33144 | FL | FRCC
33145 | FL | FRCC
33146 | FL | FRCC
33147 | FL | FRCC
33149 | FL | FRCC
33150 | FL | FRCC
33151 | FL | FRCC
33152 | FL | FRCC
33153 | FL | FRCC
33154 | FL | FRCC
33155 | FL | FRCC
33156 | FL | FRCC
33157 | FL | FRCC
33158 | FL | FRCC
33160 | FL | FRCC
33161 | FL | FRCC
33162 | FL | FRCC
33163 | FL | FRCC
33164 | FL | FRCC
33165 | FL | FRCC
33166 | FL | FRCC
33167 | FL | FRCC
33168 | FL | FRCC
33169 | FL | FRCC
33170 | FL | FRCC
33172 | FL | FRCC
33173 | FL | FRCC
33174 | FL | FRCC
33175 | FL | FRCC
33176 | FL | FRCC
33177 | FL | FRCC
33178 | FL | FRCC
33179 | FL | FRCC
33180 | FL | FRCC
33181 | FL | FRCC
33182 | FL | FRCC
33183 | FL | FRCC
33184 | FL | FRCC
33185 | FL | FRCC
33186 | FL | FRCC
33187 | FL | FRCC
33188 | FL | FRCC
33189 | FL | FRCC
33190 | FL | FRCC
33191 | FL | FRCC
33192 | FL | FRCC
33193 | FL | FRCC
33194 | FL | FRCC
33195 | FL | FRCC
33196 | FL | FRCC
33197 | FL | FRCC
33198 | FL | FRCC
33199 | FL | FRCC
33206 | FL | FRCC
33222 | FL | FRCC
33231 | FL | FRCC
33233 | FL | FRCC
33234 | FL | FRCC
33238 | FL | FRCC
33239 | FL | FRCC
33242 | FL | FRCC
33243 | FL | FRCC
33245 | FL | FRCC
33247 | FL | FRCC
33255 | FL | FRCC
33256 | FL | FRCC
33257 | FL | FRCC
33261 | FL | FRCC
33265 | FL | FRCC
33266 | FL | FRCC
33269 | FL | FRCC
33280 | FL | FRCC
33283 | FL | FRCC
33296 | FL | FRCC
33299 | FL | FRCC
33301 | FL | FRCC
33302 | FL | FRCC
33303 | FL | FRCC
33304 | FL | FRCC
33305 | FL | FRCC
33306 | FL | FRCC
33307 | FL | FRCC
33308 | FL | FRCC
33309 | FL | FRCC
33310 | FL | FRCC
33311 | FL | FRCC
33312 | FL | FRCC
33313 | FL | FRCC
33314 | FL | FRCC
33315 | FL | FRCC
33316 | FL | FRCC
33317 | FL | FRCC
33318 | FL | FRCC
33319 | FL | FRCC
33320 | FL | FRCC
33321 | FL | FRCC
33322 | FL | FRCC
33323 | FL | FRCC
33324 | FL | FRCC
33325 | FL | FRCC
33326 | FL | FRCC
33327 | FL | FRCC
33328 | FL | FRCC
33329 | FL | FRCC
33330 | FL | FRCC
33331 | FL | FRCC
33332 | FL | FRCC
33334 | FL | FRCC
33335 | FL | FRCC
33336 | FL | FRCC
33337 | FL | FRCC
33338 | FL | FRCC
33339 | FL | FRCC
33340 | FL | FRCC
33345 | FL | FRCC
33346 | FL | FRCC
33348 | FL | FRCC
33349 | FL | FRCC
33351 | FL | FRCC
33355 | FL | FRCC
33359 | FL | FRCC
33388 | FL | FRCC
33394 | FL | FRCC
33401 | FL | FRCC
33402 | FL | FRCC
33403 | FL | FRCC
33404 | FL | FRCC
33405 | FL | FRCC
33406 | FL | FRCC
33407 | FL | FRCC
33408 | FL | FRCC
33409 | FL | FRCC
33410 | FL | FRCC
33411 | FL | FRCC
33412 | FL | FRCC
33413 | FL | FRCC
33414 | FL | FRCC
33415 | FL | FRCC
33416 | FL | FRCC
33417 | FL | FRCC
33418 | FL | FRCC
33419 | FL | FRCC
33420 | FL | FRCC
33421 | FL | FRCC
33422 | FL | FRCC
33424 | FL | FRCC
33425 | FL | FRCC
33426 | FL | FRCC
33427 | FL | FRCC
33428 | FL | FRCC
33429 | FL | FRCC
33430 | FL | FRCC
33431 | FL | FRCC
33432 | FL | FRCC
33433 | FL | FRCC
33434 | FL | FRCC
33435 | FL | FRCC
33436 | FL | FRCC
33437 | FL | FRCC
33438 | FL | FRCC
33441 | FL | FRCC
33442 | FL | FRCC
33443 | FL | FRCC
33444 | FL | FRCC
33445 | FL | FRCC
33446 | FL | FRCC
33448 | FL | FRCC
33449 | FL | FRCC
33454 | FL | FRCC
33455 | FL | FRCC
33458 | FL | FRCC
33459 | FL | FRCC
33460 | FL | FRCC
33461 | FL | FRCC
33462 | FL | FRCC
33463 | FL | FRCC
33464 | FL | FRCC
33465 | FL | FRCC
33466 | FL | FRCC
33467 | FL | FRCC
33468 | FL | FRCC
33469 | FL | FRCC
33470 | FL | FRCC
33472 | FL | FRCC
33473 | FL | FRCC
33474 | FL | FRCC
33475 | FL | FRCC
33476 | FL | FRCC
33477 | FL | FRCC
33478 | FL | FRCC
33480 | FL | FRCC
33481 | FL | FRCC
33482 | FL | FRCC
33483 | FL | FRCC
33484 | FL | FRCC
33486 | FL | FRCC
33487 | FL | FRCC
33488 | FL | FRCC
33493 | FL | FRCC
33496 | FL | FRCC
33497 | FL | FRCC
33498 | FL | FRCC
33499 | FL | FRCC
34945 | FL | FRCC
34946 | FL | FRCC
34947 | FL | FRCC
34948 | FL | FRCC
34949 | FL | FRCC
34950 | FL | FRCC
34951 | FL | FRCC
34952 | FL | FRCC
34953 | FL | FRCC
34954 | FL | FRCC
34956 | FL | FRCC
34957 | FL | FRCC
34958 | FL | FRCC
34979 | FL | FRCC
34981 | FL | FRCC
34982 | FL | FRCC
34983 | FL | FRCC
34984 | FL | FRCC
34985 | FL | FRCC
34986 | FL | FRCC
34987 | FL | FRCC
34988 | FL | FRCC
34990 | FL | FRCC
34991 | FL | FRCC
34992 | FL | FRCC
34994 | FL | FRCC
34995 | FL | FRCC
34996 | FL | FRCC
34997 | FL | FRCC
48001 | MI | MISO_Central
48002 | MI | MISO_Central
48003 | MI | MISO_Central
48004 | MI | MISO_Central
48005 | MI | MISO_Central
48006 | MI | MISO_Central
48007 | MI | MISO_Central
48009 | MI | MISO_Central
48012 | MI | MISO_Central
48014 | MI | MISO_Central
48015 | MI | MISO_Central
48017 | MI | MISO_Central
48021 | MI | MISO_Central
48022 | MI | MISO_Central
48023 | MI | MISO_Central
48025 | MI | MISO_Central
48026 | MI | MISO_Central
48027 | MI | MISO_Central
48028 | MI | MISO_Central
48030 | MI | MISO_Central
48032 | MI | MISO_Central
48033 | MI | MISO_Central
48034 | MI | MISO_Central
48035 | MI | MISO_Central
48036 | MI | MISO_Central
48037 | MI | MISO_Central
48038 | MI | MISO_Central
48039 | MI | MISO_Central
48040 | MI | MISO_Central
48041 | MI | MISO_Central
48042 | MI | MISO_Central
48043 | MI | MISO_Central
48044 | MI | MISO_Central
48045 | MI | MISO_Central
48046 | MI | MISO_Central
48047 | MI | MISO_Central
48048 | MI | MISO_Central
48049 | MI | MISO_Central
48050 | MI | MISO_Central
48051 | MI | MISO_Central
48054 | MI | MISO_Central
48059 | MI | MISO_Central
48060 | MI | MISO_Central
48061 | MI | MISO_Central
48062 | MI | MISO_Central
48063 | MI | MISO_Central
48064 | MI | MISO_Central
48065 | MI | MISO_Central
48066 | MI | MISO_Central
48067 | MI | MISO_Central
48068 | MI | MISO_Central
48069 | MI | MISO_Central
48070 | MI | MISO_Central
48071 | MI | MISO_Central
48072 | MI | MISO_Central
48073 | MI | MISO_Central
48074 | MI | MISO_Central
48075 | MI | MISO_Central
48076 | MI | MISO_Central
48079 | MI | MISO_Central
48080 | MI | MISO_Central
48081 | MI | MISO_Central
48082 | MI | MISO_Central
48083 | MI | MISO_Central
48084 | MI | MISO_Central
48085 | MI | MISO_Central
48086 | MI | MISO_Central
48088 | MI | MISO_Central
48089 | MI | MISO_Central
48090 | MI | MISO_Central
48091 | MI | MISO_Central
48092 | MI | MISO_Central
48093 | MI | MISO_Central
48094 | MI | MISO_Central
48095 | MI | MISO_Central
48096 | MI | MISO_Central
48097 | MI | MISO_Central
48098 | MI | MISO_Central
48099 | MI | MISO_Central
48101 | MI | MISO_Central
48103 | MI | MISO_Central
48104 | MI | MISO_Central
48105 | MI | MISO_Central
48106 | MI | MISO_Central
48107 | MI | MISO_Central
48108 | MI | MISO_Central
48109 | MI | MISO_Central
48110 | MI | MISO_Central
48111 | MI | MISO_Central
48112 | MI | MISO_Central
48113 | MI | MISO_Central
48114 | MI | MISO_Central
48115 | MI | MISO_Central
48116 | MI | MISO_Central
48117 | MI | MISO_Central
48118 | MI | MISO_Central
48120 | MI | MISO_Central
48121 | MI | MISO_Central
48122 | MI | MISO_Central
48123 | MI | MISO_Central
48124 | MI | MISO_Central
48125 | MI | MISO_Central
48126 | MI | MISO_Central
48127 | MI | MISO_Central
48128 | MI | MISO_Central
48130 | MI | MISO_Central
48131 | MI | MISO_Central
48133 | MI | MISO_Central
48134 | MI | MISO_Central
48135 | MI | MISO_Central
48136 | MI | MISO_Central
48137 | MI | MISO_Central
48138 | MI | MISO_Central
48139 | MI | MISO_Central
48140 | MI | MISO_Central
48141 | MI | MISO_Central
48143 | MI | MISO_Central
48144 | MI | MISO_Central
48145 | MI | MISO_Central
48146 | MI | MISO_Central
48150 | MI | MISO_Central
48151 | MI | MISO_Central
48152 | MI | MISO_Central
48153 | MI | MISO_Central
48154 | MI | MISO_Central
48157 | MI | MISO_Central
48158 | MI | MISO_Central
48159 | MI | MISO_Central
48160 | MI | MISO_Central
48161 | MI | MISO_Central
48162 | MI | MISO_Central
48164 | MI | MISO_Central
48165 | MI | MISO_Central
48166 | MI | MISO_Central
48167 | MI | MISO_Central
48168 | MI | MISO_Central
48169 | MI | MISO_Central
48170 | MI | MISO_Central
48173 | MI | MISO_Central
48174 | MI | MISO_Central
48175 | MI | MISO_Central
48176 | MI | MISO_Central
48177 | MI | MISO_Central
48178 | MI | MISO_Central
48179 | MI | MISO_Central
48180 | MI | MISO_Central
48182 | MI | MISO_Central
48183 | MI | MISO_Central
48184 | MI | MISO_Central
48185 | MI | MISO_Central
48186 | MI | MISO_Central
48187 | MI | MISO_Central
48188 | MI | MISO_Central
48189 | MI | MISO_Central
48190 | MI | MISO_Central
48191 | MI | MISO_Central
48192 | MI | MISO_Central
48193 | MI | MISO_Central
48195 | MI | MISO_Central
48197 | MI | MISO_Central
48198 | MI | MISO_Central
48201 | MI | MISO_Central
48202 | MI | MISO_Central
48203 | MI | MISO_Central
48204 | MI | MISO_Central
48205 | MI | MISO_Central
48206 | MI | MISO_Central
48207 | MI | MISO_Central
48208 | MI | MISO_Central
48209 | MI | MISO_Central
48210 | MI | MISO_Central
48211 | MI | MISO_Central
48212 | MI | MISO_Central
48213 | MI | MISO_Central
48214 | MI | MISO_Central
48215 | MI | MISO_Central
48216 | MI | MISO_Central
48217 | MI | MISO_Central
48218 | MI | MISO_Central
48219 | MI | MISO_Central
48220 | MI | MISO_Central
48221 | MI | MISO_Central
48222 | MI | MISO_Central
48223 | MI | MISO_Central
48224 | MI | MISO_Central
48225 | MI | MISO_Central
48226 | MI | MISO_Central
48227 | MI | MISO_Central
48228 | MI | MISO_Central
48229 | MI | MISO_Central
48230 | MI | MISO_Central
48231 | MI | MISO_Central
48232 | MI | MISO_Central
48233 | MI | MISO_Central
48234 | MI | MISO_Central
48235 | MI | MISO_Central
48236 | MI | MISO_Central
48237 | MI | MISO_Central
48238 | MI | MISO_Central
48239 | MI | MISO_Central
48240 | MI | MISO_Central
48242 | MI | MISO_Central
48243 | MI | MISO_Central
48244 | MI | MISO_Central
48255 | MI | MISO_Central
48260 | MI | MISO_Central
48264 | MI | MISO_Central
48265 | MI | MISO_Central
48266 | MI | MISO_Central
48267 | MI | MISO_Central
48268 | MI | MISO_Central
48269 | MI | MISO_Central
48272 | MI | MISO_Central
48275 | MI | MISO_Central
48277 | MI | MISO_Central
48278 | MI | MISO_Central
48279 | MI | MISO_Central
48288 | MI | MISO_Central
48301 | MI | MISO_Central
48302 | MI | MISO_Central
48303 | MI | MISO_Central
48304 | MI | MISO_Central
48306 | MI | MISO_Central
48307 | MI | MISO_Central
48308 | MI | MISO_Central
48309 | MI | MISO_Central
48310 | MI | MISO_Central
48311 | MI | MISO_Central
48312 | MI | MISO_Central
48313 | MI | MISO_Central
48314 | MI | MISO_Central
48315 | MI | MISO_Central
48316 | MI | MISO_Central
48317 | MI | MISO_Central
48318 | MI | MISO_Central
48320 | MI | MISO_Central
48321 | MI | MISO_Central
48322 | MI | MISO_Central
48323 | MI | MISO_Central
48324 | MI | MISO_Central
48325 | MI | MISO_Central
48326 | MI | MISO_Central
48327 | MI | MISO_Central
48328 | MI | MISO_Central
48329 | MI | MISO_Central
48330 | MI | MISO_Central
48331 | MI | MISO_Central
48332 | MI | MISO_Central
48333 | MI | MISO_Central
48334 | MI | MISO_Central
48335 | MI | MISO_Central
48336 | MI | MISO_Central
48340 | MI | MISO_Central
48341 | MI | MISO_Central
48342 | MI | MISO_Central
48343 | MI | MISO_Central
48346 | MI | MISO_Central
48347 | MI | MISO_Central
48348 | MI | MISO_Central
48350 | MI | MISO_Central
48353 | MI | MISO_Central
48356 | MI | MISO_Central
48357 | MI | MISO_Central
48359 | MI | MISO_Central
48360 | MI | MISO_Central
48361 | MI | MISO_Central
48362 | MI | MISO_Central
48363 | MI | MISO_Central
48366 | MI | MISO_Central
48367 | MI | MISO_Central
48370 | MI | MISO_Central
48371 | MI | MISO_Central
48374 | MI | MISO_Central
48375 | MI | MISO_Central
48376 | MI | MISO_Central
48377 | MI | MISO_Central
48380 | MI | MISO_Central
48381 | MI | MISO_Central
48382 | MI | MISO_Central
48383 | MI | MISO_Central
48386 | MI | MISO_Central
48387 | MI | MISO_Central
48390 | MI | MISO_Central
48393 | MI | MISO_Central
48397 | MI | MISO_Central
48401 | MI | MISO_Central
48410 | MI | MISO_Central
48411 | MI | MISO_Central
48412 | MI | MISO_Central
48413 | MI | MISO_Central
48414 | MI | MISO_Central
48415 | MI | MISO_Central
48416 | MI | MISO_Central
48417 | MI | MISO_Central
48418 | MI | MISO_Central
48419 | MI | MISO_Central
48420 | MI | MISO_Central
48421 | MI | MISO_Central
48422 | MI | MISO_Central
48423 | MI | MISO_Central
48426 | MI | MISO_Central
48427 | MI | MISO_Central
48428 | MI | MISO_Central
48429 | MI | MISO_Central
48430 | MI | MISO_Central
48432 | MI | MISO_Central
48433 | MI | MISO_Central
48434 | MI | MISO_Central
48435 | MI | MISO_Central
48436 | MI | MISO_Central
48437 | MI | MISO_Central
48438 | MI | MISO_Central
48439 | MI | MISO_Central
48440 | MI | MISO_Central
48441 | MI | MISO_Central
48442 | MI | MISO_Central
48444 | MI | MISO_Central
48445 | MI | MISO_Central
48446 | MI | MISO_Central
48449 | MI | MISO_Central
48450 | MI | MISO_Central
48451 | MI | MISO_Central
48453 | MI | MISO_Central
48454 | MI | MISO_Central
48455 | MI | MISO_Central
48456 | MI | MISO_Central
48457 | MI | MISO_Central
48458 | MI | MISO_Central
48460 | MI | MISO_Central
48461 | MI | MISO_Central
48462 | MI | MISO_Central
48463 | MI | MISO_Central
48464 | MI | MISO_Central
48465 | MI | MISO_Central
48466 | MI | MISO_Central
48467 | MI | MISO_Central
48468 | MI | MISO_Central
48469 | MI | MISO_Central
48470 | MI | MISO_Central
48471 | MI | MISO_Central
48472 | MI | MISO_Central
48473 | MI | MISO_Central
48475 | MI | MISO_Central
48476 | MI | MISO_Central
48480 | MI | MISO_Central
48501 | MI | MISO_Central
48502 | MI | MISO_Central
48503 | MI | MISO_Central
48504 | MI | MISO_Central
48505 | MI | MISO_Central
48506 | MI | MISO_Central
48507 | MI | MISO_Central
48509 | MI | MISO_Central
48519 | MI | MISO_Central
48529 | MI | MISO_Central
48531 | MI | MISO_Central
48532 | MI | MISO_Central
48550 | MI | MISO_Central
48551 | MI | MISO_Central
48552 | MI | MISO_Central
48553 | MI | MISO_Central
48554 | MI | MISO_Central
48555 | MI | MISO_Central
48556 | MI | MISO_Central
48557 | MI | MISO_Central
48601 | MI | MISO_Central
48602 | MI | MISO_Central
48603 | MI | MISO_Central
48604 | MI | MISO_Central
48605 | MI | MISO_Central
48606 | MI | MISO_Central
48607 | MI | MISO_Central
48608 | MI | MISO_Central
48609 | MI | MISO_Central
48610 | MI | MISO_Central
48611 | MI | MISO_Central
48612 | MI | MISO_Central
48613 | MI | MISO_Central
48614 | MI | MISO_Central
48615 | MI | MISO_Central
48616 | MI | MISO_Central
48617 | MI | MISO_Central
48618 | MI | MISO_Central
48619 | MI | MISO_Central
48620 | MI | MISO_Central
48621 | MI | MISO_Central
48622 | MI | MISO_Central
48623 | MI | MISO_Central
48624 | MI | MISO_Central
48625 | MI | MISO_Central
48626 | MI | MISO_Central
48627 | MI | MISO_Central
48628 | MI | MISO_Central
48629 | MI | MISO_Central
48630 | MI | MISO_Central
48631 | MI | MISO_Central
48632 | MI | MISO_Central
48633 | MI | MISO_Central
48634 | MI | MISO_Central
48635 | MI | MISO_Central
48636 | MI | MISO_Central
48637 | MI | MISO_Central
48638 | MI | MISO_Central
48640 | MI | MISO_Central
48641 | MI | MISO_Central
48642 | MI | MISO_Central
48647 | MI | MISO_Central
48649 | MI | MISO_Central
48650 | MI | MISO_Central
48651 | MI | MISO_Central
48652 | MI | MISO_Central
48653 | MI | MISO_Central
48654 | MI | MISO_Central
48655 | MI | MISO_Central
48656 | MI | MISO_Central
48657 | MI | MISO_Central
48658 | MI | MISO_Central
48659 | MI | MISO_Central
48661 | MI | MISO_Central
48662 | MI | MISO_Central
48663 | MI | MISO_Central
48667 | MI | MISO_Central
48670 | MI | MISO_Central
48674 | MI | MISO_Central
48686 | MI | MISO_Central
48701 | MI | MISO_Central
48703 | MI | MISO_Central
48705 | MI | MISO_Central
48706 | MI | MISO_Central
48707 | MI | MISO_Central
48708 | MI | MISO_Central
48710 | MI | MISO_Central
48720 | MI | MISO_Central
48721 | MI | MISO_Central
48722 | MI | MISO_Central
48723 | MI | MISO_Central
48724 | MI | MISO_Central
48725 | MI | MISO_Central
48726 | MI | MISO_Central
48727 | MI | MISO_Central
48728 | MI | MISO_Central
48729 | MI | MISO_Central
48730 | MI | MISO_Central
48731 | MI | MISO_Central
48732 | MI | MISO_Central
48733 | MI | MISO_Central
48734 | MI | MISO_Central
48735 | MI | MISO_Central
48737 | MI | MISO_Central
48738 | MI | MISO_Central
48739 | MI | MISO_Central
48740 | MI | MISO_Central
48741 | MI | MISO_Central
48742 | MI | MISO_Central
48743 | MI | MISO_Central
48744 | MI | MISO_Central
48745 | MI | MISO_Central
48746 | MI | MISO_Central
48747 | MI | MISO_Central
48748 | MI | MISO_Central
48749 | MI | MISO_Central
48750 | MI | MISO_Central
48754 | MI | MISO_Central
48755 | MI | MISO_Central
48756 | MI | MISO_Central
48757 | MI | MISO_Central
48758 | MI | MISO_Central
48759 | MI | MISO_Central
48760 | MI | MISO_Central
48761 | MI | MISO_Central
48762 | MI | MISO_Central
48763 | MI | MISO_Central
48764 | MI | MISO_Central
48765 | MI | MISO_Central
48766 | MI | MISO_Central
48767 | MI | MISO_Central
48768 | MI | MISO_Central
48770 | MI | MISO_Central
48787 | MI | MISO_Central
48801 | MI | MISO_Central
48804 | MI | MISO_Central
48805 | MI | MISO_Central
48806 | MI | MISO_Central
48807 | MI | MISO_Central
48808 | MI | MISO_Central
48809 | MI | MISO_Central
48811 | MI | MISO_Central
48812 | MI | MISO_Central
48813 | MI | MISO_Central
48815 | MI | MISO_Central
48816 | MI | MISO_Central
48817 | MI | MISO_Central
48818 | MI | MISO_Central
48819 | MI | MISO_Central
48820 | MI | MISO_Central
48821 | MI | MISO_Central
48822 | MI | MISO_Central
48823 | MI | MISO_Central
48824 | MI | MISO_Central
48825 | MI | MISO_Central
48826 | MI | MISO_Central
48827 | MI | MISO_Central
48829 | MI | MISO_Central
48830 | MI | MISO_Central
48831 | MI | MISO_Central
48832 | MI | MISO_Central
48833 | MI | MISO_Central
48834 | MI | MISO_Central
48835 | MI | MISO_Central
48836 | MI | MISO_Central
48837 | MI | MISO_Central
48838 | MI | MISO_Central
48840 | MI | MISO_Central
48841 | MI | MISO_Central
48842 | MI | MISO_Central
48843 | MI | MISO_Central
48844 | MI | MISO_Central
48845 | MI | MISO_Central
48846 | MI | MISO_Central
48847 | MI | MISO_Central
48848 | MI | MISO_Central
48849 | MI | MISO_Central
48850 | MI | MISO_Central
48851 | MI | MISO_Central
48852 | MI | MISO_Central
48853 | MI | MISO_Central
48854 | MI | MISO_Central
48855 | MI | MISO_Central
48856 | MI | MISO_Central
48857 | MI | MISO_Central
48858 | MI | MISO_Central
48859 | MI | MISO_Central
48860 | MI | MISO_Central
48861 | MI | MISO_Central
48862 | MI | MISO_Central
48864 | MI | MISO_Central
48865 | MI | MISO_Central
48866 | MI | MISO_Central
48867 | MI | MISO_Central
48870 | MI | MISO_Central
48871 | MI | MISO_Central
48872 | MI | MISO_Central
48873 | MI | MISO_Central
48874 | MI | MISO_Central
48875 | MI | MISO_Central
48876 | MI | MISO_Central
48877 | MI | MISO_Central
48878 | MI | MISO_Central
48879 | MI | MISO_Central
48880 | MI | MISO_Central
48881 | MI | MISO_Central
48882 | MI | MISO_Central
48883 | MI | MISO_Central
48884 | MI | MISO_Central
48885 | MI | MISO_Central
48886 | MI | MISO_Central
48887 | MI | MISO_Central
48888 | MI | MISO_Central
48889 | MI | MISO_Central
48890 | MI | MISO_Central
48891 | MI | MISO_Central
48892 | MI | MISO_Central
48893 | MI | MISO_Central
48894 | MI | MISO_Central
48895 | MI | MISO_Central
48896 | MI | MISO_Central
48897 | MI | MISO_Central
48901 | MI | MISO_Central
48906 | MI | MISO_Central
48908 | MI | MISO_Central
48909 | MI | MISO_Central
48910 | MI | MISO_Central
48911 | MI | MISO_Central
48912 | MI | MISO_Central
48913 | MI | MISO_Central
48915 | MI | MISO_Central
48916 | MI | MISO_Central
48917 | MI | MISO_Central
48918 | MI | MISO_Central
48919 | MI | MISO_Central
48922 | MI | MISO_Central
48924 | MI | MISO_Central
48929 | MI | MISO_Central
48930 | MI | MISO_Central
48933 | MI | MISO_Central
48937 | MI | MISO_Central
48951 | MI | MISO_Central
48956 | MI | MISO_Central
48980 | MI | MISO_Central
49010 | MI | MISO_Central
49011 | MI | MISO_Central
49014 | MI | MISO_Central
49015 | MI | MISO_Central
49016 | MI | MISO_Central
49017 | MI | MISO_Central
49018 | MI | MISO_Central
49020 | MI | MISO_Central
49021 | MI | MISO_Central
49028 | MI | MISO_Central
49029 | MI | MISO_Central
49033 | MI | MISO_Central
49035 | MI | MISO_Central
49036 | MI | MISO_Central
49037 | MI | MISO_Central
49046 | MI | MISO_Central
49050 | MI | MISO_Central
49051 | MI | MISO_Central
49058 | MI | MISO_Central
49060 | MI | MISO_Central
49068 | MI | MISO_Central
49070 | MI | MISO_Central
49073 | MI | MISO_Central
49076 | MI | MISO_Central
49078 | MI | MISO_Central
49080 | MI | MISO_Central
49082 | MI | MISO_Central
49089 | MI | MISO_Central
49092 | MI | MISO_Central
49094 | MI | MISO_Central
49096 | MI | MISO_Central
49201 | MI | MISO_Central
49202 | MI | MISO_Central
49203 | MI | MISO_Central
49204 | MI | MISO_Central
49220 | MI | MISO_Central
49221 | MI | MISO_Central
49224 | MI | MISO_Central
49227 | MI | MISO_Central
49228 | MI | MISO_Central
49229 | MI | MISO_Central
49230 | MI | MISO_Central
49232 | MI | MISO_Central
49233 | MI | MISO_Central
49234 | MI | MISO_Central
49235 | MI | MISO_Central
49236 | MI | MISO_Central
49237 | MI | MISO_Central
49238 | MI | MISO_Central
49239 | MI | MISO_Central
49240 | MI | MISO_Central
49241 | MI | MISO_Central
49242 | MI | MISO_Central
49245 | MI | MISO_Central
49246 | MI | MISO_Central
49247 | MI | MISO_Central
49248 | MI | MISO_Central
49249 | MI | MISO_Central
49250 | MI | MISO_Central
49251 | MI | MISO_Central
49252 | MI | MISO_Central
49253 | MI | MISO_Central
49254 | MI | MISO_Central
49255 | MI | MISO_Central
49256 | MI | MISO_Central
49257 | MI | MISO_Central
49258 | MI | MISO_Central
49259 | MI | MISO_Central
49261 | MI | MISO_Central
49262 | MI | MISO_Central
49263 | MI | MISO_Central
49264 | MI | MISO_Central
49265 | MI | MISO_Central
49266 | MI | MISO_Central
49267 | MI | MISO_Central
49268 | MI | MISO_Central
49269 | MI | MISO_Central
49270 | MI | MISO_Central
49271 | MI | MISO_Central
49272 | MI | MISO_Central
49274 | MI | MISO_Central
49276 | MI | MISO_Central
49277 | MI | MISO_Central
49279 | MI | MISO_Central
49281 | MI | MISO_Central
49282 | MI | MISO_Central
49283 | MI | MISO_Central
49284 | MI | MISO_Central
49285 | MI | MISO_Central
49286 | MI | MISO_Central
49287 | MI | MISO_Central
49288 | MI | MISO_Central
49289 | MI | MISO_Central
49301 | MI | MISO_Central
49302 | MI | MISO_Central
49303 | MI | MISO_Central
49304 | MI | MISO_Central
49305 | MI | MISO_Central
49306 | MI | MISO_Central
49307 | MI | MISO_Central
49309 | MI | MISO_Central
49310 | MI | MISO_Central
49311 | MI | MISO_Central
49312 | MI | MISO_Central
49314 | MI | MISO_Central
49315 | MI | MISO_Central
49316 | MI | MISO_Central
49317 | MI | MISO_Central
49318 | MI | MISO_Central
49319 | MI | MISO_Central
49320 | MI | MISO_Central
49321 | MI | MISO_Central
49322 | MI | MISO_Central
49323 | MI | MISO_Central
49325 | MI | MISO_Central
49326 | MI | MISO_Central
49327 | MI | MISO_Central
49328 | MI | MISO_Central
49329 | MI | MISO_Central
49330 | MI | MISO_Central
49331 | MI | MISO_Central
49332 | MI | MISO_Central
49333 | MI | MISO_Central
49335 | MI | MISO_Central
49336 | MI | MISO_Central
49337 | MI | MISO_Central
49338 | MI | MISO_Central
49339 | MI | MISO_Central
49340 | MI | MISO_Central
49341 | MI | MISO_Central
49342 | MI | MISO_Central
49343 | MI | MISO_Central
49344 | MI | MISO_Central
49345 | MI | MISO_Central
49346 | MI | MISO_Central
49347 | MI | MISO_Central
49348 | MI | MISO_Central
49349 | MI | MISO_Central
49351 | MI | MISO_Central
49355 | MI | MISO_Central
49356 | MI | MISO_Central
49357 | MI | MISO_Central
49401 | MI | MISO_Central
49402 | MI | MISO_Central
49403 | MI | MISO_Central
49404 | MI | MISO_Central
49405 | MI | MISO_Central
49406 | MI | MISO_Central
49408 | MI | MISO_Central
49409 | MI | MISO_Central
49410 | MI | MISO_Central
49411 | MI | MISO_Central
49412 | MI | MISO_Central
49413 | MI | MISO_Central
49415 | MI | MISO_Central
49416 | MI | MISO_Central
49417 | MI | MISO_Central
49418 | MI | MISO_Central
49419 | MI | MISO_Central
49420 | MI | MISO_Central
49421 | MI | MISO_Central
49422 | MI | MISO_Central
49423 | MI | MISO_Central
49424 | MI | MISO_Central
49425 | MI | MISO_Central
49426 | MI | MISO_Central
49427 | MI | MISO_Central
49428 | MI | MISO_Central
49429 | MI | MISO_Central
49430 | MI | MISO_Central
49431 | MI | MISO_Central
49434 | MI | MISO_Central
49435 | MI | MISO_Central
49436 | MI | MISO_Central
49437 | MI | MISO_Central
49440 | MI | MISO_Central
49441 | MI | MISO_Central
49442 | MI | MISO_Central
49443 | MI | MISO_Central
49444 | MI | MISO_Central
49445 | MI | MISO_Central
49446 | MI | MISO_Central
49448 | MI | MISO_Central
49449 | MI | MISO_Central
49450 | MI | MISO_Central
49451 | MI | MISO_Central
49452 | MI | MISO_Central
49453 | MI | MISO_Central
49454 | MI | MISO_Central
49455 | MI | MISO_Central
49456 | MI | MISO_Central
49457 | MI | MISO_Central
49458 | MI | MISO_Central
49459 | MI | MISO_Central
49460 | MI | MISO_Central
49461 | MI | MISO_Central
49463 | MI | MISO_Central
49464 | MI | MISO_Central
49468 | MI | MISO_Central
49501 | MI | MISO_Central
49502 | MI | MISO_Central
49503 | MI | MISO_Central
49504 | MI | MISO_Central
49505 | MI | MISO_Central
49506 | MI | MISO_Central
49507 | MI | MISO_Central
49508 | MI | MISO_Central
49509 | MI | MISO_Central
49510 | MI | MISO_Central
49512 | MI | MISO_Central
49514 | MI | MISO_Central
49515 | MI | MISO_Central
49516 | MI | MISO_Central
49518 | MI | MISO_Central
49519 | MI | MISO_Central
49523 | MI | MISO_Central
49525 | MI | MISO_Central
49528 | MI | MISO_Central
49530 | MI | MISO_Central
49534 | MI | MISO_Central
49544 | MI | MISO_Central
49546 | MI | MISO_Central
49548 | MI | MISO_Central
49555 | MI | MISO_Central
49560 | MI | MISO_Central
49588 | MI | MISO_Central
49599 | MI | MISO_Central
49601 | MI | MISO_Central
49610 | MI | MISO_Central
49611 | MI | MISO_Central
49612 | MI | MISO_Central
49613 | MI | MISO_Central
49614 | MI | MISO_Central
49615 | MI | MISO_Central
49616 | MI | MISO_Central
49617 | MI | MISO_Central
49618 | MI | MISO_Central
49619 | MI | MISO_Central
49620 | MI | MISO_Central
49621 | MI | MISO_Central
49622 | MI | MISO_Central
49623 | MI | MISO_Central
49625 | MI | MISO_Central
49626 | MI | MISO_Central
49627 | MI | MISO_Central
49628 | MI | MISO_Central
49629 | MI | MISO_Central
49630 | MI | MISO_Central
49631 | MI | MISO_Central
49632 | MI | MISO_Central
49633 | MI | MISO_Central
49634 | MI | MISO_Central
49635 | MI | MISO_Central
49636 | MI | MISO_Central
49637 | MI | MISO_Central
49638 | MI | MISO_Central
49639 | MI | MISO_Central
49640 | MI | MISO_Central
49642 | MI | MISO_Central
49643 | MI | MISO_Central
49644 | MI | MISO_Central
49645 | MI | MISO_Central
49646 | MI | MISO_Central
49648 | MI | MISO_Central
49649 | MI | MISO_Central
49650 | MI | MISO_Central
49651 | MI | MISO_Central
49653 | MI | MISO_Central
49654 | MI | MISO_Central
49655 | MI | MISO_Central
49656 | MI | MISO_Central
49657 | MI | MISO_Central
49659 | MI | MISO_Central
49660 | MI | MISO_Central
49663 | MI | MISO_Central
49664 | MI | MISO_Central
49665 | MI | MISO_Central
49666 | MI | MISO_Central
49667 | MI | MISO_Central
49668 | MI | MISO_Central
49670 | MI | MISO_Central
49673 | MI | MISO_Central
49674 | MI | MISO_Central
49675 | MI | MISO_Central
49676 | MI | MISO_Central
49677 | MI | MISO_Central
49679 | MI | MISO_Central
49680 | MI | MISO_Central
49682 | MI | MISO_Central
49683 | MI | MISO_Central
49684 | MI | MISO_Central
49685 | MI | MISO_Central
49686 | MI | MISO_Central
49688 | MI | MISO_Central
49689 | MI | MISO_Central
49690 | MI | MISO_Central
49696 | MI | MISO_Central
49701 | MI | MISO_Central
49705 | MI | MISO_Central
49706 | MI | MISO_Central
49707 | MI | MISO_Central
49709 | MI | MISO_Central
49710 | MI | MISO_Central
49711 | MI | MISO_Central
49712 | MI | MISO_Central
49713 | MI | MISO_Central
49715 | MI | MISO_Central
49716 | MI | MISO_Central
49717 | MI | MISO_Central
49718 | MI | MISO_Central
49719 | MI | MISO_Central
49720 | MI | MISO_Central
49721 | MI | MISO_Central
49722 | MI | MISO_Central
49723 | MI | MISO_Central
49724 | MI | MISO_Central
49725 | MI | MISO_Central
49726 | MI | MISO_Central
49727 | MI | MISO_Central
49728 | MI | MISO_Central
49729 | MI | MISO_Central
49730 | MI | MISO_Central
49733 | MI | MISO_Central
49734 | MI | MISO_Central
49735 | MI | MISO_Central
49736 | MI | MISO_Central
49737 | MI | MISO_Central
49738 | MI | MISO_Central
49739 | MI | MISO_Central
49740 | MI | MISO_Central
49743 | MI | MISO_Central
49744 | MI | MISO_Central
49745 | MI | MISO_Central
49746 | MI | MISO_Central
49747 | MI | MISO_Central
49748 | MI | MISO_Central
49749 | MI | MISO_Central
49751 | MI | MISO_Central
49752 | MI | MISO_Central
49753 | MI | MISO_Central
49755 | MI | MISO_Central
49756 | MI | MISO_Central
49757 | MI | MISO_Central
49759 | MI | MISO_Central
49760 | MI | MISO_Central
49761 | MI | MISO_Central
49762 | MI | MISO_Central
49764 | MI | MISO_Central
49765 | MI | MISO_Central
49766 | MI | MISO_Central
49768 | MI | MISO_Central
49769 | MI | MISO_Central
49770 | MI | MISO_Central
49774 | MI | MISO_Central
49775 | MI | MISO_Central
49776 | MI | MISO_Central
49777 | MI | MISO_Central
49779 | MI | MISO_Central
49780 | MI | MISO_Central
49781 | MI | MISO_Central
49782 | MI | MISO_Central
49783 | MI | MISO_Central
49784 | MI | MISO_Central
49785 | MI | MISO_Central
49786 | MI | MISO_Central
49788 | MI | MISO_Central
49791 | MI | MISO_Central
49792 | MI | MISO_Central
49793 | MI | MISO_Central
49795 | MI | MISO_Central
49796 | MI | MISO_Central
49797 | MI | MISO_Central
49799 | MI | MISO_Central
49817 | MI | MISO_Central
49820 | MI | MISO_Central
49827 | MI | MISO_Central
49836 | MI | MISO_Central
49838 | MI | MISO_Central
49840 | MI | MISO_Central
49853 | MI | MISO_Central
49854 | MI | MISO_Central
49868 | MI | MISO_Central
49883 | MI | MISO_Central
49001 | MI | PJM_West
49002 | MI | PJM_West
49003 | MI | PJM_West
49004 | MI | PJM_West
49005 | MI | PJM_West
49006 | MI | PJM_West
49007 | MI | PJM_West
49008 | MI | PJM_West
49009 | MI | PJM_West
49012 | MI | PJM_West
49013 | MI | PJM_West
49019 | MI | PJM_West
49022 | MI | PJM_West
49023 | MI | PJM_West
49024 | MI | PJM_West
49026 | MI | PJM_West
49027 | MI | PJM_West
49030 | MI | PJM_West
49031 | MI | PJM_West
49032 | MI | PJM_West
49034 | MI | PJM_West
49038 | MI | PJM_West
49039 | MI | PJM_West
49040 | MI | PJM_West
49041 | MI | PJM_West
49042 | MI | PJM_West
49043 | MI | PJM_West
49045 | MI | PJM_West
49047 | MI | PJM_West
49048 | MI | PJM_West
49052 | MI | PJM_West
49053 | MI | PJM_West
49055 | MI | PJM_West
49056 | MI | PJM_West
49057 | MI | PJM_West
49061 | MI | PJM_West
49062 | MI | PJM_West
49063 | MI | PJM_West
49064 | MI | PJM_West
49065 | MI | PJM_West
49066 | MI | PJM_West
49067 | MI | PJM_West
49071 | MI | PJM_West
49072 | MI | PJM_West
49074 | MI | PJM_West
49075 | MI | PJM_West
49077 | MI | PJM_West
49079 | MI | PJM_West
49081 | MI | PJM_West
49083 | MI | PJM_West
49084 | MI | PJM_West
49085 | MI | PJM_West
49087 | MI | PJM_West
49088 | MI | PJM_West
49090 | MI | PJM_West
49091 | MI | PJM_West
49093 | MI | PJM_West
49095 | MI | PJM_West
49097 | MI | PJM_West
49098 | MI | PJM_West
49099 | MI | PJM_West
49101 | MI | PJM_West
49102 | MI | PJM_West
49103 | MI | PJM_West
49104 | MI | PJM_West
49106 | MI | PJM_West
49107 | MI | PJM_West
49111 | MI | PJM_West
49112 | MI | PJM_West
49113 | MI | PJM_West
49115 | MI | PJM_West
49116 | MI | PJM_West
49117 | MI | PJM_West
49119 | MI | PJM_West
49120 | MI | PJM_West
49125 | MI | PJM_West
49126 | MI | PJM_West
49127 | MI | PJM_West
49128 | MI | PJM_West
49129 | MI | PJM_West
49130 | MI | PJM_West
46001 | IN | MISO_Central
46011 | IN | MISO_Central
46012 | IN | MISO_Central
46013 | IN | MISO_Central
46014 | IN | MISO_Central
46015 | IN | MISO_Central
46016 | IN | MISO_Central
46017 | IN | MISO_Central
46018 | IN | MISO_Central
46035 | IN | MISO_Central
46036 | IN | MISO_Central
46039 | IN | MISO_Central
46041 | IN | MISO_Central
46044 | IN | MISO_Central
46045 | IN | MISO_Central
46047 | IN | MISO_Central
46048 | IN | MISO_Central
46049 | IN | MISO_Central
46050 | IN | MISO_Central
46051 | IN | MISO_Central
46052 | IN | MISO_Central
46055 | IN | MISO_Central
46056 | IN | MISO_Central
46057 | IN | MISO_Central
46058 | IN | MISO_Central
46063 | IN | MISO_Central
46064 | IN | MISO_Central
46065 | IN | MISO_Central
46067 | IN | MISO_Central
46068 | IN | MISO_Central
46070 | IN | MISO_Central
46071 | IN | MISO_Central
46072 | IN | MISO_Central
46075 | IN | MISO_Central
46076 | IN | MISO_Central
46077 | IN | MISO_Central
46102 | IN | MISO_Central
46103 | IN | MISO_Central
46105 | IN | MISO_Central
46112 | IN | MISO_Central
46117 | IN | MISO_Central
46118 | IN | MISO_Central
46120 | IN | MISO_Central
46121 | IN | MISO_Central
46122 | IN | MISO_Central
46123 | IN | MISO_Central
46128 | IN | MISO_Central
46129 | IN | MISO_Central
46135 | IN | MISO_Central
46140 | IN | MISO_Central
46147 | IN | MISO_Central
46149 | IN | MISO_Central
46154 | IN | MISO_Central
46163 | IN | MISO_Central
46165 | IN | MISO_Central
46167 | IN | MISO_Central
46168 | IN | MISO_Central
46170 | IN | MISO_Central
46171 | IN | MISO_Central
46172 | IN | MISO_Central
46175 | IN | MISO_Central
46186 | IN | MISO_Central
46231 | IN | MISO_Central
46234 | IN | MISO_Central
46301 | IN | MISO_Central
46302 | IN | MISO_Central
46303 | IN | MISO_Central
46304 | IN | MISO_Central
46307 | IN | MISO_Central
46308 | IN | MISO_Central
46310 | IN | MISO_Central
46311 | IN | MISO_Central
46312 | IN | MISO_Central
46319 | IN | MISO_Central
46320 | IN | MISO_Central
46321 | IN | MISO_Central
46322 | IN | MISO_Central
46323 | IN | MISO_Central
46324 | IN | MISO_Central
46325 | IN | MISO_Central
46327 | IN | MISO_Central
46340 | IN | MISO_Central
46341 | IN | MISO_Central
46342 | IN | MISO_Central
46345 | IN | MISO_Central
46346 | IN | MISO_Central
46347 | IN | MISO_Central
46348 | IN | MISO_Central
46349 | IN | MISO_Central
46350 | IN | MISO_Central
46352 | IN | MISO_Central
46355 | IN | MISO_Central
46356 | IN | MISO_Central
46360 | IN | MISO_Central
46361 | IN | MISO_Central
46365 | IN | MISO_Central
46366 | IN | MISO_Central
46368 | IN | MISO_Central
46371 | IN | MISO_Central
46372 | IN | MISO_Central
46373 | IN | MISO_Central
46374 | IN | MISO_Central
46375 | IN | MISO_Central
46376 | IN | MISO_Central
46377 | IN | MISO_Central
46379 | IN | MISO_Central
46380 | IN | MISO_Central
46381 | IN | MISO_Central
46382 | IN | MISO_Central
46383 | IN | MISO_Central
46384 | IN | MISO_Central
46385 | IN | MISO_Central
46390 | IN | MISO_Central
46391 | IN | MISO_Central
46392 | IN | MISO_Central
46393 | IN | MISO_Central
46394 | IN | MISO_Central
46401 | IN | MISO_Central
46402 | IN | MISO_Central
46403 | IN | MISO_Central
46404 | IN | MISO_Central
46405 | IN | MISO_Central
46406 | IN | MISO_Central
46407 | IN | MISO_Central
46408 | IN | MISO_Central
46409 | IN | MISO_Central
46410 | IN | MISO_Central
46411 | IN | MISO_Central
46501 | IN | MISO_Central
46502 | IN | MISO_Central
46504 | IN | MISO_Central
46506 | IN | MISO_Central
46507 | IN | MISO_Central
46508 | IN | MISO_Central
46510 | IN | MISO_Central
46511 | IN | MISO_Central
46513 | IN | MISO_Central
46514 | IN | MISO_Central
46515 | IN | MISO_Central
46516 | IN | MISO_Central
46517 | IN | MISO_Central
46524 | IN | MISO_Central
46526 | IN | MISO_Central
46527 | IN | MISO_Central
46528 | IN | MISO_Central
46530 | IN | MISO_Central
46531 | IN | MISO_Central
46532 | IN | MISO_Central
46534 | IN | MISO_Central
46536 | IN | MISO_Central
46537 | IN | MISO_Central
46538 | IN | MISO_Central
46539 | IN | MISO_Central
46540 | IN | MISO_Central
46542 | IN | MISO_Central
46543 | IN | MISO_Central
46544 | IN | MISO_Central
46545 | IN | MISO_Central
46546 | IN | MISO_Central
46550 | IN | MISO_Central
46552 | IN | MISO_Central
46553 | IN | MISO_Central
46554 | IN | MISO_Central
46555 | IN | MISO_Central
46556 | IN | MISO_Central
46561 | IN | MISO_Central
46562 | IN | MISO_Central
46563 | IN | MISO_Central
46565 | IN | MISO_Central
46567 | IN | MISO_Central
46570 | IN | MISO_Central
46571 | IN | MISO_Central
46572 | IN | MISO_Central
46573 | IN | MISO_Central
46574 | IN | MISO_Central
46580 | IN | MISO_Central
46581 | IN | MISO_Central
46582 | IN | MISO_Central
46590 | IN | MISO_Central
46595 | IN | MISO_Central
46601 | IN | MISO_Central
46613 | IN | MISO_Central
46614 | IN | MISO_Central
46615 | IN | MISO_Central
46616 | IN | MISO_Central
46617 | IN | MISO_Central
46619 | IN | MISO_Central
46624 | IN | MISO_Central
46626 | IN | MISO_Central
46628 | IN | MISO_Central
46634 | IN | MISO_Central
46635 | IN | MISO_Central
46637 | IN | MISO_Central
46660 | IN | MISO_Central
46680 | IN | MISO_Central
46699 | IN | MISO_Central
46701 | IN | MISO_Central
46702 | IN | MISO_Central
46703 | IN | MISO_Central
46704 | IN | MISO_Central
46705 | IN | MISO_Central
46706 | IN | MISO_Central
46710 | IN | MISO_Central
46711 | IN | MISO_Central
46713 | IN | MISO_Central
46714 | IN | MISO_Central
46721 | IN | MISO_Central
46723 | IN | MISO_Central
46725 | IN | MISO_Central
46730 | IN | MISO_Central
46731 | IN | MISO_Central
46732 | IN | MISO_Central
46733 | IN | MISO_Central
46737 | IN | MISO_Central
46738 | IN | MISO_Central
46740 | IN | MISO_Central
46741 | IN | MISO_Central
46742 | IN | MISO_Central
46743 | IN | MISO_Central
46745 | IN | MISO_Central
46746 | IN | MISO_Central
46747 | IN | MISO_Central
46748 | IN | MISO_Central
46750 | IN | MISO_Central
46755 | IN | MISO_Central
46759 | IN | MISO_Central
46760 | IN | MISO_Central
46761 | IN | MISO_Central
46763 | IN | MISO_Central
46764 | IN | MISO_Central
46765 | IN | MISO_Central
46766 | IN | MISO_Central
46767 | IN | MISO_Central
46769 | IN | MISO_Central
46770 | IN | MISO_Central
46771 | IN | MISO_Central
46772 | IN | MISO_Central
46773 | IN | MISO_Central
46774 | IN | MISO_Central
46776 | IN | MISO_Central
46777 | IN | MISO_Central
46778 | IN | MISO_Central
46779 | IN | MISO_Central
46780 | IN | MISO_Central
46781 | IN | MISO_Central
46782 | IN | MISO_Central
46783 | IN | MISO_Central
46784 | IN | MISO_Central
46785 | IN | MISO_Central
46786 | IN | MISO_Central
46787 | IN | MISO_Central
46788 | IN | MISO_Central
46789 | IN | MISO_Central
46791 | IN | MISO_Central
46792 | IN | MISO_Central
46793 | IN | MISO_Central
46794 | IN | MISO_Central
46795 | IN | MISO_Central
46796 | IN | MISO_Central
46797 | IN | MISO_Central
46798 | IN | MISO_Central
46799 | IN | MISO_Central
46801 | IN | MISO_Central
46802 | IN | MISO_Central
46803 | IN | MISO_Central
46804 | IN | MISO_Central
46805 | IN | MISO_Central
46806 | IN | MISO_Central
46807 | IN | MISO_Central
46808 | IN | MISO_Central
46809 | IN | MISO_Central
46814 | IN | MISO_Central
46815 | IN | MISO_Central
46816 | IN | MISO_Central
46818 | IN | MISO_Central
46819 | IN | MISO_Central
46825 | IN | MISO_Central
46835 | IN | MISO_Central
46845 | IN | MISO_Central
46850 | IN | MISO_Central
46851 | IN | MISO_Central
46852 | IN | MISO_Central
46853 | IN | MISO_Central
46854 | IN | MISO_Central
46855 | IN | MISO_Central
46856 | IN | MISO_Central
46857 | IN | MISO_Central
46858 | IN | MISO_Central
46859 | IN | MISO_Central
46860 | IN | MISO_Central
46861 | IN | MISO_Central
46862 | IN | MISO_Central
46863 | IN | MISO_Central
46864 | IN | MISO_Central
46865 | IN | MISO_Central
46866 | IN | MISO_Central
46867 | IN | MISO_Central
46868 | IN | MISO_Central
46869 | IN | MISO_Central
46885 | IN | MISO_Central
46895 | IN | MISO_Central
46896 | IN | MISO_Central
46897 | IN | MISO_Central
46898 | IN | MISO_Central
46899 | IN | MISO_Central
46901 | IN | MISO_Central
46902 | IN | MISO_Central
46903 | IN | MISO_Central
46904 | IN | MISO_Central
46910 | IN | MISO_Central
46911 | IN | MISO_Central
46912 | IN | MISO_Central
46913 | IN | MISO_Central
46914 | IN | MISO_Central
46915 | IN | MISO_Central
46916 | IN | MISO_Central
46917 | IN | MISO_Central
46919 | IN | MISO_Central
46920 | IN | MISO_Central
46921 | IN | MISO_Central
46922 | IN | MISO_Central
46923 | IN | MISO_Central
46926 | IN | MISO_Central
46928 | IN | MISO_Central
46929 | IN | MISO_Central
46930 | IN | MISO_Central
46931 | IN | MISO_Central
46932 | IN | MISO_Central
46933 | IN | MISO_Central
46935 | IN | MISO_Central
46936 | IN | MISO_Central
46937 | IN | MISO_Central
46938 | IN | MISO_Central
46939 | IN | MISO_Central
46940 | IN | MISO_Central
46941 | IN | MISO_Central
46942 | IN | MISO_Central
46943 | IN | MISO_Central
46945 | IN | MISO_Central
46946 | IN | MISO_Central
46947 | IN | MISO_Central
46950 | IN | MISO_Central
46951 | IN | MISO_Central
46952 | IN | MISO_Central
46953 | IN | MISO_Central
46957 | IN | MISO_Central
46958 | IN | MISO_Central
46959 | IN | MISO_Central
46960 | IN | MISO_Central
46961 | IN | MISO_Central
46962 | IN | MISO_Central
46965 | IN | MISO_Central
46967 | IN | MISO_Central
46968 | IN | MISO_Central
46970 | IN | MISO_Central
46971 | IN | MISO_Central
46974 | IN | MISO_Central
46975 | IN | MISO_Central
46977 | IN | MISO_Central
46978 | IN | MISO_Central
46979 | IN | MISO_Central
46980 | IN | MISO_Central
46982 | IN | MISO_Central
46984 | IN | MISO_Central
46985 | IN | MISO_Central
46986 | IN | MISO_Central
46987 | IN | MISO_Central
46988 | IN | MISO_Central
46989 | IN | MISO_Central
46990 | IN | MISO_Central
46991 | IN | MISO_Central
46992 | IN | MISO_Central
46994 | IN | MISO_Central
46995 | IN | MISO_Central
46996 | IN | MISO_Central
46998 | IN | MISO_Central
47302 | IN | MISO_Central
47303 | IN | MISO_Central
47304 | IN | MISO_Central
47305 | IN | MISO_Central
47306 | IN | MISO_Central
47307 | IN | MISO_Central
47308 | IN | MISO_Central
47320 | IN | MISO_Central
47326 | IN | MISO_Central
47334 | IN | MISO_Central
47336 | IN | MISO_Central
47338 | IN | MISO_Central
47340 | IN | MISO_Central
47342 | IN | MISO_Central
47348 | IN | MISO_Central
47354 | IN | MISO_Central
47355 | IN | MISO_Central
47358 | IN | MISO_Central
47359 | IN | MISO_Central
47367 | IN | MISO_Central
47368 | IN | MISO_Central
47369 | IN | MISO_Central
47371 | IN | MISO_Central
47373 | IN | MISO_Central
47380 | IN | MISO_Central
47381 | IN | MISO_Central
47382 | IN | MISO_Central
47383 | IN | MISO_Central
47390 | IN | MISO_Central
47394 | IN | MISO_Central
47396 | IN | MISO_Central
47801 | IN | MISO_Central
47802 | IN | MISO_Central
47803 | IN | MISO_Central
47804 | IN | MISO_Central
47805 | IN | MISO_Central
47807 | IN | MISO_Central
47808 | IN | MISO_Central
47809 | IN | MISO_Central
47831 | IN | MISO_Central
47832 | IN | MISO_Central
47836 | IN | MISO_Central
47842 | IN | MISO_Central
47847 | IN | MISO_Central
47851 | IN | MISO_Central
47854 | IN | MISO_Central
47858 | IN | MISO_Central
47859 | IN | MISO_Central
47860 | IN | MISO_Central
47862 | IN | MISO_Central
47863 | IN | MISO_Central
47866 | IN | MISO_Central
47869 | IN | MISO_Central
47870 | IN | MISO_Central
47871 | IN | MISO_Central
47872 | IN | MISO_Central
47874 | IN | MISO_Central
47875 | IN | MISO_Central
47876 | IN | MISO_Central
47878 | IN | MISO_Central
47880 | IN | MISO_Central
47884 | IN | MISO_Central
47885 | IN | MISO_Central
47901 | IN | MISO_Central
47902 | IN | MISO_Central
47903 | IN | MISO_Central
47904 | IN | MISO_Central
47905 | IN | MISO_Central
47906 | IN | MISO_Central
47907 | IN | MISO_Central
47909 | IN | MISO_Central
47916 | IN | MISO_Central
47917 | IN | MISO_Central
47918 | IN | MISO_Central
47920 | IN | MISO_Central
47921 | IN | MISO_Central
47922 | IN | MISO_Central
47923 | IN | MISO_Central
47924 | IN | MISO_Central
47925 | IN | MISO_Central
47926 | IN | MISO_Central
47928 | IN | MISO_Central
47929 | IN | MISO_Central
47930 | IN | MISO_Central
47932 | IN | MISO_Central
47933 | IN | MISO_Central
47940 | IN | MISO_Central
47941 | IN | MISO_Central
47942 | IN | MISO_Central
47943 | IN | MISO_Central
47944 | IN | MISO_Central
47946 | IN | MISO_Central
47948 | IN | MISO_Central
47949 | IN | MISO_Central
47950 | IN | MISO_Central
47951 | IN | MISO_Central
47952 | IN | MISO_Central
47954 | IN | MISO_Central
47955 | IN | MISO_Central
47957 | IN | MISO_Central
47958 | IN | MISO_Central
47959 | IN | MISO_Central
47960 | IN | MISO_Central
47962 | IN | MISO_Central
47963 | IN | MISO_Central
47964 | IN | MISO_Central
47965 | IN | MISO_Central
47966 | IN | MISO_Central
47967 | IN | MISO_Central
47968 | IN | MISO_Central
47969 | IN | MISO_Central
47970 | IN | MISO_Central
47971 | IN | MISO_Central
47974 | IN | MISO_Central
47975 | IN | MISO_Central
47977 | IN | MISO_Central
47978 | IN | MISO_Central
47980 | IN | MISO_Central
47981 | IN | MISO_Central
47982 | IN | MISO_Central
47983 | IN | MISO_Central
47986 | IN | MISO_Central
47987 | IN | MISO_Central
47988 | IN | MISO_Central
47989 | IN | MISO_Central
47990 | IN | MISO_Central
47991 | IN | MISO_Central
47992 | IN | MISO_Central
47993 | IN | MISO_Central
47994 | IN | MISO_Central
47995 | IN | MISO_Central
47996 | IN | MISO_Central
47997 | IN | MISO_Central
46030 | IN | MISO_Central
46031 | IN | MISO_Central
46032 | IN | MISO_Central
46033 | IN | MISO_Central
46034 | IN | MISO_Central
46037 | IN | MISO_Central
46038 | IN | MISO_Central
46040 | IN | MISO_Central
46060 | IN | MISO_Central
46061 | IN | MISO_Central
46062 | IN | MISO_Central
46069 | IN | MISO_Central
46074 | IN | MISO_Central
46082 | IN | MISO_Central
46085 | IN | MISO_Central
46107 | IN | MISO_Central
46113 | IN | MISO_Central
46183 | IN | MISO_Central
46201 | IN | MISO_Central
46202 | IN | MISO_Central
46203 | IN | MISO_Central
46204 | IN | MISO_Central
46205 | IN | MISO_Central
46206 | IN | MISO_Central
46207 | IN | MISO_Central
46208 | IN | MISO_Central
46209 | IN | MISO_Central
46213 | IN | MISO_Central
46214 | IN | MISO_Central
46216 | IN | MISO_Central
46217 | IN | MISO_Central
46218 | IN | MISO_Central
46219 | IN | MISO_Central
46220 | IN | MISO_Central
46221 | IN | MISO_Central
46222 | IN | MISO_Central
46224 | IN | MISO_Central
46225 | IN | MISO_Central
46226 | IN | MISO_Central
46227 | IN | MISO_Central
46228 | IN | MISO_Central
46229 | IN | MISO_Central
46230 | IN | MISO_Central
46235 | IN | MISO_Central
46236 | IN | MISO_Central
46237 | IN | MISO_Central
46239 | IN | MISO_Central
46240 | IN | MISO_Central
46241 | IN | MISO_Central
46242 | IN | MISO_Central
46244 | IN | MISO_Central
46247 | IN | MISO_Central
46249 | IN | MISO_Central
46250 | IN | MISO_Central
46251 | IN | MISO_Central
46253 | IN | MISO_Central
46254 | IN | MISO_Central
46255 | IN | MISO_Central
46256 | IN | MISO_Central
46259 | IN | MISO_Central
46260 | IN | MISO_Central
46262 | IN | MISO_Central
46268 | IN | MISO_Central
46277 | IN | MISO_Central
46278 | IN | MISO_Central
46280 | IN | MISO_Central
46282 | IN | MISO_Central
46283 | IN | MISO_Central
46285 | IN | MISO_Central
46288 | IN | MISO_Central
46290 | IN | MISO_Central
46298 | IN | MISO_Central
46104 | IN | MISO_Central
46106 | IN | MISO_Central
46110 | IN | MISO_Central
46111 | IN | MISO_Central
46115 | IN | MISO_Central
46124 | IN | MISO_Central
46125 | IN | MISO_Central
46126 | IN | MISO_Central
46127 | IN | MISO_Central
46130 | IN | MISO_Central
46131 | IN | MISO_Central
46133 | IN | MISO_Central
46142 | IN | MISO_Central
46143 | IN | MISO_Central
46144 | IN | MISO_Central
46146 | IN | MISO_Central
46148 | IN | MISO_Central
46150 | IN | MISO_Central
46151 | IN | MISO_Central
46155 | IN | MISO_Central
46156 | IN | MISO_Central
46157 | IN | MISO_Central
46158 | IN | MISO_Central
46160 | IN | MISO_Central
46161 | IN | MISO_Central
46162 | IN | MISO_Central
46164 | IN | MISO_Central
46166 | IN | MISO_Central
46173 | IN | MISO_Central
46176 | IN | MISO_Central
46180 | IN | MISO_Central
46181 | IN | MISO_Central
46182 | IN | MISO_Central
46184 | IN | MISO_Central
47001 | IN | MISO_Central
47003 | IN | MISO_Central
47006 | IN | MISO_Central
47010 | IN | MISO_Central
47011 | IN | MISO_Central
47012 | IN | MISO_Central
47016 | IN | MISO_Central
47017 | IN | MISO_Central
47018 | IN | MISO_Central
47019 | IN | MISO_Central
47020 | IN | MISO_Central
47021 | IN | MISO_Central
47022 | IN | MISO_Central
47023 | IN | MISO_Central
47024 | IN | MISO_Central
47025 | IN | MISO_Central
47030 | IN | MISO_Central
47031 | IN | MISO_Central
47032 | IN | MISO_Central
47033 | IN | MISO_Central
47034 | IN | MISO_Central
47035 | IN | MISO_Central
47036 | IN | MISO_Central
47037 | IN | MISO_Central
47038 | IN | MISO_Central
47039 | IN | MISO_Central
47040 | IN | MISO_Central
47041 | IN | MISO_Central
47042 | IN | MISO_Central
47043 | IN | MISO_Central
47060 | IN | MISO_Central
47102 | IN | MISO_Central
47104 | IN | MISO_Central
47106 | IN | MISO_Central
47107 | IN | MISO_Central
47108 | IN | MISO_Central
47110 | IN | MISO_Central
47111 | IN | MISO_Central
47112 | IN | MISO_Central
47114 | IN | MISO_Central
47115 | IN | MISO_Central
47116 | IN | MISO_Central
47117 | IN | MISO_Central
47118 | IN | MISO_Central
47119 | IN | MISO_Central
47120 | IN | MISO_Central
47122 | IN | MISO_Central
47123 | IN | MISO_Central
47124 | IN | MISO_Central
47125 | IN | MISO_Central
47126 | IN | MISO_Central
47129 | IN | MISO_Central
47130 | IN | MISO_Central
47131 | IN | MISO_Central
47132 | IN | MISO_Central
47133 | IN | MISO_Central
47134 | IN | MISO_Central
47135 | IN | MISO_Central
47136 | IN | MISO_Central
47137 | IN | MISO_Central
47138 | IN | MISO_Central
47140 | IN | MISO_Central
47141 | IN | MISO_Central
47142 | IN | MISO_Central
47143 | IN | MISO_Central
47144 | IN | MISO_Central
47145 | IN | MISO_Central
47146 | IN | MISO_Central
47147 | IN | MISO_Central
47150 | IN | MISO_Central
47151 | IN | MISO_Central
47160 | IN | MISO_Central
47161 | IN | MISO_Central
47162 | IN | MISO_Central
47163 | IN | MISO_Central
47164 | IN | MISO_Central
47165 | IN | MISO_Central
47166 | IN | MISO_Central
47167 | IN | MISO_Central
47170 | IN | MISO_Central
47172 | IN | MISO_Central
47174 | IN | MISO_Central
47175 | IN | MISO_Central
47177 | IN | MISO_Central
47190 | IN | MISO_Central
47199 | IN | MISO_Central
47201 | IN | MISO_Central
47202 | IN | MISO_Central
47203 | IN | MISO_Central
47220 | IN | MISO_Central
47223 | IN | MISO_Central
47224 | IN | MISO_Central
47225 | IN | MISO_Central
47226 | IN | MISO_Central
47227 | IN | MISO_Central
47228 | IN | MISO_Central
47229 | IN | MISO_Central
47230 | IN | MISO_Central
47231 | IN | MISO_Central
47232 | IN | MISO_Central
47234 | IN | MISO_Central
47235 | IN | MISO_Central
47236 | IN | MISO_Central
47240 | IN | MISO_Central
47243 | IN | MISO_Central
47244 | IN | MISO_Central
47245 | IN | MISO_Central
47246 | IN | MISO_Central
47247 | IN | MISO_Central
47249 | IN | MISO_Central
47250 | IN | MISO_Central
47260 | IN | MISO_Central
47263 | IN | MISO_Central
47264 | IN | MISO_Central
47265 | IN | MISO_Central
47270 | IN | MISO_Central
47272 | IN | MISO_Central
47273 | IN | MISO_Central
47274 | IN | MISO_Central
47280 | IN | MISO_Central
47281 | IN | MISO_Central
47282 | IN | MISO_Central
47283 | IN | MISO_Central
47322 | IN | MISO_Central
47324 | IN | MISO_Central
47325 | IN | MISO_Central
47327 | IN | MISO_Central
47330 | IN | MISO_Central
47331 | IN | MISO_Central
47335 | IN | MISO_Central
47337 | IN | MISO_Central
47339 | IN | MISO_Central
47341 | IN | MISO_Central
47344 | IN | MISO_Central
47345 | IN | MISO_Central
47346 | IN | MISO_Central
47351 | IN | MISO_Central
47352 | IN | MISO_Central
47353 | IN | MISO_Central
47356 | IN | MISO_Central
47357 | IN | MISO_Central
47360 | IN | MISO_Central
47361 | IN | MISO_Central
47362 | IN | MISO_Central
47366 | IN | MISO_Central
47370 | IN | MISO_Central
47374 | IN | MISO_Central
47375 | IN | MISO_Central
47384 | IN | MISO_Central
47385 | IN | MISO_Central
47386 | IN | MISO_Central
47387 | IN | MISO_Central
47388 | IN | MISO_Central
47392 | IN | MISO_Central
47393 | IN | MISO_Central
47401 | IN | MISO_Central
47402 | IN | MISO_Central
47403 | IN | MISO_Central
47404 | IN | MISO_Central
47405 | IN | MISO_Central
47406 | IN | MISO_Central
47407 | IN | MISO_Central
47408 | IN | MISO_Central
47420 | IN | MISO_Central
47421 | IN | MISO_Central
47424 | IN | MISO_Central
47426 | IN | MISO_Central
47427 | IN | MISO_Central
47429 | IN | MISO_Central
47431 | IN | MISO_Central
47432 | IN | MISO_Central
47433 | IN | MISO_Central
47434 | IN | MISO_Central
47435 | IN | MISO_Central
47436 | IN | MISO_Central
47437 | IN | MISO_Central
47438 | IN | MISO_Central
47441 | IN | MISO_Central
47443 | IN | MISO_Central
47445 | IN | MISO_Central
47446 | IN | MISO_Central
47448 | IN | MISO_Central
47449 | IN | MISO_Central
47451 | IN | MISO_Central
47452 | IN | MISO_Central
47453 | IN | MISO_Central
47454 | IN | MISO_Central
47455 | IN | MISO_Central
47456 | IN | MISO_Central
47457 | IN | MISO_Central
47458 | IN | MISO_Central
47459 | IN | MISO_Central
47460 | IN | MISO_Central
47462 | IN | MISO_Central
47463 | IN | MISO_Central
47464 | IN | MISO_Central
47465 | IN | MISO_Central
47467 | IN | MISO_Central
47468 | IN | MISO_Central
47469 | IN | MISO_Central
47470 | IN | MISO_Central
47471 | IN | MISO_Central
47501 | IN | MISO_Central
47512 | IN | MISO_Central
47513 | IN | MISO_Central
47514 | IN | MISO_Central
47515 | IN | MISO_Central
47516 | IN | MISO_Central
47519 | IN | MISO_Central
47520 | IN | MISO_Central
47521 | IN | MISO_Central
47522 | IN | MISO_Central
47523 | IN | MISO_Central
47524 | IN | MISO_Central
47525 | IN | MISO_Central
47527 | IN | MISO_Central
47528 | IN | MISO_Central
47529 | IN | MISO_Central
47531 | IN | MISO_Central
47532 | IN | MISO_Central
47535 | IN | MISO_Central
47536 | IN | MISO_Central
47537 | IN | MISO_Central
47541 | IN | MISO_Central
47542 | IN | MISO_Central
47545 | IN | MISO_Central
47546 | IN | MISO_Central
47547 | IN | MISO_Central
47549 | IN | MISO_Central
47550 | IN | MISO_Central
47551 | IN | MISO_Central
47552 | IN | MISO_Central
47553 | IN | MISO_Central
47556 | IN | MISO_Central
47557 | IN | MISO_Central
47558 | IN | MISO_Central
47561 | IN | MISO_Central
47562 | IN | MISO_Central
47564 | IN | MISO_Central
47567 | IN | MISO_Central
47568 | IN | MISO_Central
47573 | IN | MISO_Central
47574 | IN | MISO_Central
47575 | IN | MISO_Central
47576 | IN | MISO_Central
47577 | IN | MISO_Central
47578 | IN | MISO_Central
47579 | IN | MISO_Central
47580 | IN | MISO_Central
47581 | IN | MISO_Central
47584 | IN | MISO_Central
47585 | IN | MISO_Central
47586 | IN | MISO_Central
47588 | IN | MISO_Central
47590 | IN | MISO_Central
47591 | IN | MISO_Central
47596 | IN | MISO_Central
47597 | IN | MISO_Central
47598 | IN | MISO_Central
47601 | IN | MISO_Central
47610 | IN | MISO_Central
47611 | IN | MISO_Central
47612 | IN | MISO_Central
47613 | IN | MISO_Central
47615 | IN | MISO_Central
47616 | IN | MISO_Central
47617 | IN | MISO_Central
47618 | IN | MISO_Central
47619 | IN | MISO_Central
47620 | IN | MISO_Central
47629 | IN | MISO_Central
47630 | IN | MISO_Central
47631 | IN | MISO_Central
47633 | IN | MISO_Central
47634 | IN | MISO_Central
47635 | IN | MISO_Central
47637 | IN | MISO_Central
47638 | IN | MISO_Central
47639 | IN | MISO_Central
47640 | IN | MISO_Central
47647 | IN | MISO_Central
47648 | IN | MISO_Central
47649 | IN | MISO_Central
47654 | IN | MISO_Central
47660 | IN | MISO_Central
47665 | IN | MISO_Central
47666 | IN | MISO_Central
47670 | IN | MISO_Central
47683 | IN | MISO_Central
47701 | IN | MISO_Central
47702 | IN | MISO_Central
47703 | IN | MISO_Central
47704 | IN | MISO_Central
47705 | IN | MISO_Central
47706 | IN | MISO_Central
47708 | IN | MISO_Central
47710 | IN | MISO_Central
47711 | IN | MISO_Central
47712 | IN | MISO_Central
47713 | IN | MISO_Central
47714 | IN | MISO_Central
47715 | IN | MISO_Central
47716 | IN | MISO_Central
47719 | IN | MISO_Central
47720 | IN | MISO_Central
47721 | IN | MISO_Central
47722 | IN | MISO_Central
47724 | IN | MISO_Central
47725 | IN | MISO_Central
47728 | IN | MISO_Central
47730 | IN | MISO_Central
47731 | IN | MISO_Central
47732 | IN | MISO_Central
47733 | IN | MISO_Central
47734 | IN | MISO_Central
47735 | IN | MISO_Central
47736 | IN | MISO_Central
47737 | IN | MISO_Central
47740 | IN | MISO_Central
47747 | IN | MISO_Central
47750 | IN | MISO_Central
47833 | IN | MISO_Central
47834 | IN | MISO_Central
47837 | IN | MISO_Central
47838 | IN | MISO_Central
47840 | IN | MISO_Central
47841 | IN | MISO_Central
47845 | IN | MISO_Central
47846 | IN | MISO_Central
47848 | IN | MISO_Central
47849 | IN | MISO_Central
47850 | IN | MISO_Central
47852 | IN | MISO_Central
47853 | IN | MISO_Central
47855 | IN | MISO_Central
47857 | IN | MISO_Central
47861 | IN | MISO_Central
47865 | IN | MISO_Central
47868 | IN | MISO_Central
47879 | IN | MISO_Central
47881 | IN | MISO_Central
47882 | IN | MISO_Central
40111 | KY | MISO_Central
40115 | KY | MISO_Central
40119 | KY | MISO_Central
40140 | KY | MISO_Central
40143 | KY | MISO_Central
40144 | KY | MISO_Central
40145 | KY | MISO_Central
40146 | KY | MISO_Central
40152 | KY | MISO_Central
40153 | KY | MISO_Central
40170 | KY | MISO_Central
40171 | KY | MISO_Central
40176 | KY | MISO_Central
40178 | KY | MISO_Central
42033 | KY | MISO_Central
42037 | KY | MISO_Central
42064 | KY | MISO_Central
42078 | KY | MISO_Central
42301 | KY | MISO_Central
42302 | KY | MISO_Central
42303 | KY | MISO_Central
42304 | KY | MISO_Central
42320 | KY | MISO_Central
42321 | KY | MISO_Central
42322 | KY | MISO_Central
42323 | KY | MISO_Central
42324 | KY | MISO_Central
42325 | KY | MISO_Central
42326 | KY | MISO_Central
42327 | KY | MISO_Central
42328 | KY | MISO_Central
42330 | KY | MISO_Central
42332 | KY | MISO_Central
42333 | KY | MISO_Central
42334 | KY | MISO_Central
42337 | KY | MISO_Central
42338 | KY | MISO_Central
42339 | KY | MISO_Central
42343 | KY | MISO_Central
42344 | KY | MISO_Central
42345 | KY | MISO_Central
42347 | KY | MISO_Central
42348 | KY | MISO_Central
42349 | KY | MISO_Central
42350 | KY | MISO_Central
42351 | KY | MISO_Central
42352 | KY | MISO_Central
42354 | KY | MISO_Central
42355 | KY | MISO_Central
42356 | KY | MISO_Central
42361 | KY | MISO_Central
42364 | KY | MISO_Central
42366 | KY | MISO_Central
42367 | KY | MISO_Central
42368 | KY | MISO_Central
42369 | KY | MISO_Central
42370 | KY | MISO_Central
42371 | KY | MISO_Central
42372 | KY | MISO_Central
42374 | KY | MISO_Central
42376 | KY | MISO_Central
42377 | KY | MISO_Central
42378 | KY | MISO_Central
42402 | KY | MISO_Central
42404 | KY | MISO_Central
42406 | KY | MISO_Central
42408 | KY | MISO_Central
42409 | KY | MISO_Central
42410 | KY | MISO_Central
42411 | KY | MISO_Central
42413 | KY | MISO_Central
42419 | KY | MISO_Central
42420 | KY | MISO_Central
42431 | KY | MISO_Central
42436 | KY | MISO_Central
42437 | KY | MISO_Central
42440 | KY | MISO_Central
42441 | KY | MISO_Central
42442 | KY | MISO_Central
42444 | KY | MISO_Central
42445 | KY | MISO_Central
42450 | KY | MISO_Central
42451 | KY | MISO_Central
42452 | KY | MISO_Central
42453 | KY | MISO_Central
42455 | KY | MISO_Central
42456 | KY | MISO_Central
42457 | KY | MISO_Central
42458 | KY | MISO_Central
42459 | KY | MISO_Central
42460 | KY | MISO_Central
42461 | KY | MISO_Central
42462 | KY | MISO_Central
42463 | KY | MISO_Central
42464 | KY | MISO_Central
42712 | KY | MISO_Central
42721 | KY | MISO_Central
42726 | KY | MISO_Central
42754 | KY | MISO_Central
42755 | KY | MISO_Central
42762 | KY | MISO_Central
40003 | KY | PJM_East
40004 | KY | PJM_East
40006 | KY | PJM_East
40007 | KY | PJM_East
40008 | KY | PJM_East
40009 | KY | PJM_East
40010 | KY | PJM_East
40011 | KY | PJM_East
40012 | KY | PJM_East
40013 | KY | PJM_East
40014 | KY | PJM_East
40018 | KY | PJM_East
40019 | KY | PJM_East
40020 | KY | PJM_East
40022 | KY | PJM_East
40023 | KY | PJM_East
40025 | KY | PJM_East
40026 | KY | PJM_East
40027 | KY | PJM_East
40031 | KY | PJM_East
40032 | KY | PJM_East
40033 | KY | PJM_East
40036 | KY | PJM_East
40037 | KY | PJM_East
40040 | KY | PJM_East
40041 | KY | PJM_East
40045 | KY | PJM_East
40046 | KY | PJM_East
40047 | KY | PJM_East
40048 | KY | PJM_East
40049 | KY | PJM_East
40050 | KY | PJM_East
40051 | KY | PJM_East
40052 | KY | PJM_East
40055 | KY | PJM_East
40056 | KY | PJM_East
40057 | KY | PJM_East
40058 | KY | PJM_East
40059 | KY | PJM_East
40060 | KY | PJM_East
40061 | KY | PJM_East
40062 | KY | PJM_East
40063 | KY | PJM_East
40065 | KY | PJM_East
40066 | KY | PJM_East
40067 | KY | PJM_East
40068 | KY | PJM_East
40069 | KY | PJM_East
40070 | KY | PJM_East
40071 | KY | PJM_East
40075 | KY | PJM_East
40076 | KY | PJM_East
40077 | KY | PJM_East
40078 | KY | PJM_East
40104 | KY | PJM_East
40107 | KY | PJM_East
40108 | KY | PJM_East
40109 | KY | PJM_East
40110 | KY | PJM_East
40117 | KY | PJM_East
40118 | KY | PJM_East
40121 | KY | PJM_East
40122 | KY | PJM_East
40129 | KY | PJM_East
40142 | KY | PJM_East
40150 | KY | PJM_East
40155 | KY | PJM_East
40157 | KY | PJM_East
40159 | KY | PJM_East
40160 | KY | PJM_East
40161 | KY | PJM_East
40162 | KY | PJM_East
40165 | KY | PJM_East
40166 | KY | PJM_East
40175 | KY | PJM_East
40177 | KY | PJM_East
40201 | KY | PJM_East
40202 | KY | PJM_East
40203 | KY | PJM_East
40204 | KY | PJM_East
40205 | KY | PJM_East
40206 | KY | PJM_East
40207 | KY | PJM_East
40208 | KY | PJM_East
40209 | KY | PJM_East
40210 | KY | PJM_East
40211 | KY | PJM_East
40212 | KY | PJM_East
40213 | KY | PJM_East
40214 | KY | PJM_East
40215 | KY | PJM_East
40216 | KY | PJM_East
40217 | KY | PJM_East
40218 | KY | PJM_East
40219 | KY | PJM_East
40220 | KY | PJM_East
40221 | KY | PJM_East
40222 | KY | PJM_East
40223 | KY | PJM_East
40224 | KY | PJM_East
40225 | KY | PJM_East
40228 | KY | PJM_East
40229 | KY | PJM_East
40231 | KY | PJM_East
40232 | KY | PJM_East
40233 | KY | PJM_East
40241 | KY | PJM_East
40242 | KY | PJM_East
40243 | KY | PJM_East
40245 | KY | PJM_East
40250 | KY | PJM_East
40251 | KY | PJM_East
40252 | KY | PJM_East
40253 | KY | PJM_East
40255 | KY | PJM_East
40256 | KY | PJM_East
40257 | KY | PJM_East
40258 | KY | PJM_East
40259 | KY | PJM_East
40261 | KY | PJM_East
40266 | KY | PJM_East
40268 | KY | PJM_East
40269 | KY | PJM_East
40270 | KY | PJM_East
40272 | KY | PJM_East
40280 | KY | PJM_East
40281 | KY | PJM_East
40282 | KY | PJM_East
40283 | KY | PJM_East
40285 | KY | PJM_East
40287 | KY | PJM_East
40289 | KY | PJM_East
40290 | KY | PJM_East
40291 | KY | PJM_East
40292 | KY | PJM_East
40293 | KY | PJM_East
40294 | KY | PJM_East
40295 | KY | PJM_East
40296 | KY | PJM_East
40297 | KY | PJM_East
40298 | KY | PJM_East
40299 | KY | PJM_East
40310 | KY | PJM_East
40311 | KY | PJM_East
40312 | KY | PJM_East
40313 | KY | PJM_East
40316 | KY | PJM_East
40317 | KY | PJM_East
40319 | KY | PJM_East
40322 | KY | PJM_East
40324 | KY | PJM_East
40328 | KY | PJM_East
40330 | KY | PJM_East
40334 | KY | PJM_East
40336 | KY | PJM_East
40337 | KY | PJM_East
40339 | KY | PJM_East
40340 | KY | PJM_East
40342 | KY | PJM_East
40346 | KY | PJM_East
40347 | KY | PJM_East
40348 | KY | PJM_East
40350 | KY | PJM_East
40351 | KY | PJM_East
40353 | KY | PJM_East
40355 | KY | PJM_East
40356 | KY | PJM_East
40357 | KY | PJM_East
40358 | KY | PJM_East
40359 | KY | PJM_East
40360 | KY | PJM_East
40361 | KY | PJM_East
40362 | KY | PJM_East
40363 | KY | PJM_East
40366 | KY | PJM_East
40370 | KY | PJM_East
40371 | KY | PJM_East
40372 | KY | PJM_East
40374 | KY | PJM_East
40376 | KY | PJM_East
40379 | KY | PJM_East
40380 | KY | PJM_East
40383 | KY | PJM_East
40384 | KY | PJM_East
40385 | KY | PJM_East
40387 | KY | PJM_East
40390 | KY | PJM_East
40391 | KY | PJM_East
40392 | KY | PJM_East
40402 | KY | PJM_East
40403 | KY | PJM_East
40404 | KY | PJM_East
40405 | KY | PJM_East
40409 | KY | PJM_East
40410 | KY | PJM_East
40419 | KY | PJM_East
40422 | KY | PJM_East
40423 | KY | PJM_East
40434 | KY | PJM_East
40437 | KY | PJM_East
40440 | KY | PJM_East
40442 | KY | PJM_East
40444 | KY | PJM_East
40445 | KY | PJM_East
40447 | KY | PJM_East
40448 | KY | PJM_East
40452 | KY | PJM_East
40456 | KY | PJM_East
40460 | KY | PJM_East
40461 | KY | PJM_East
40464 | KY | PJM_East
40468 | KY | PJM_East
40472 | KY | PJM_East
40473 | KY | PJM_East
40475 | KY | PJM_East
40476 | KY | PJM_East
40481 | KY | PJM_East
40484 | KY | PJM_East
40486 | KY | PJM_East
40488 | KY | PJM_East
40489 | KY | PJM_East
40492 | KY | PJM_East
40502 | KY | PJM_East
40503 | KY | PJM_East
40504 | KY | PJM_East
40505 | KY | PJM_East
40506 | KY | PJM_East
40507 | KY | PJM_East
40508 | KY | PJM_East
40509 | KY | PJM_East
40510 | KY | PJM_East
40511 | KY | PJM_East
40512 | KY | PJM_East
40513 | KY | PJM_East
40514 | KY | PJM_East
40515 | KY | PJM_East
40516 | KY | PJM_East
40517 | KY | PJM_East
40522 | KY | PJM_East
40523 | KY | PJM_East
40524 | KY | PJM_East
40526 | KY | PJM_East
40533 | KY | PJM_East
40536 | KY | PJM_East
40544 | KY | PJM_East
40546 | KY | PJM_East
40550 | KY | PJM_East
40555 | KY | PJM_East
40574 | KY | PJM_East
40575 | KY | PJM_East
40576 | KY | PJM_East
40577 | KY | PJM_East
40578 | KY | PJM_East
40579 | KY | PJM_East
40580 | KY | PJM_East
40581 | KY | PJM_East
40582 | KY | PJM_East
40583 | KY | PJM_East
40588 | KY | PJM_East
40591 | KY | PJM_East
40598 | KY | PJM_East
40601 | KY | PJM_East
40602 | KY | PJM_East
40603 | KY | PJM_East
40604 | KY | PJM_East
40618 | KY | PJM_East
40619 | KY | PJM_East
40620 | KY | PJM_East
40621 | KY | PJM_East
40622 | KY | PJM_East
40701 | KY | PJM_East
40702 | KY | PJM_East
40724 | KY | PJM_East
40729 | KY | PJM_East
40730 | KY | PJM_East
40734 | KY | PJM_East
40737 | KY | PJM_East
40740 | KY | PJM_East
40741 | KY | PJM_East
40742 | KY | PJM_East
40743 | KY | PJM_East
40744 | KY | PJM_East
40745 | KY | PJM_East
40750 | KY | PJM_East
40755 | KY | PJM_East
40759 | KY | PJM_East
40763 | KY | PJM_East
40769 | KY | PJM_East
40771 | KY | PJM_East
40801 | KY | PJM_East
40806 | KY | PJM_East
40807 | KY | PJM_East
40808 | KY | PJM_East
40810 | KY | PJM_East
40813 | KY | PJM_East
40815 | KY | PJM_East
40818 | KY | PJM_East
40819 | KY | PJM_East
40820 | KY | PJM_East
40823 | KY | PJM_East
40824 | KY | PJM_East
40828 | KY | PJM_East
40829 | KY | PJM_East
40830 | KY | PJM_East
40831 | KY | PJM_East
40843 | KY | PJM_East
40845 | KY | PJM_East
40847 | KY | PJM_East
40849 | KY | PJM_East
40854 | KY | PJM_East
40855 | KY | PJM_East
40856 | KY | PJM_East
40863 | KY | PJM_East
40865 | KY | PJM_East
40870 | KY | PJM_East
40873 | KY | PJM_East
40902 | KY | PJM_East
40903 | KY | PJM_East
40906 | KY | PJM_East
40913 | KY | PJM_East
40914 | KY | PJM_East
40915 | KY | PJM_East
40921 | KY | PJM_East
40923 | KY | PJM_East
40927 | KY | PJM_East
40930 | KY | PJM_East
40932 | KY | PJM_East
40935 | KY | PJM_East
40939 | KY | PJM_East
40940 | KY | PJM_East
40941 | KY | PJM_East
40943 | KY | PJM_East
40944 | KY | PJM_East
40946 | KY | PJM_East
40949 | KY | PJM_East
40951 | KY | PJM_East
40953 | KY | PJM_East
40955 | KY | PJM_East
40958 | KY | PJM_East
40962 | KY | PJM_East
40964 | KY | PJM_East
40965 | KY | PJM_East
40972 | KY | PJM_East
40977 | KY | PJM_East
40982 | KY | PJM_East
40983 | KY | PJM_East
40988 | KY | PJM_East
40995 | KY | PJM_East
40997 | KY | PJM_East
41001 | KY | PJM_East
41002 | KY | PJM_East
41003 | KY | PJM_East
41004 | KY | PJM_East
41005 | KY | PJM_East
41006 | KY | PJM_East
41007 | KY | PJM_East
41008 | KY | PJM_East
41010 | KY | PJM_East
41011 | KY | PJM_East
41012 | KY | PJM_East
41014 | KY | PJM_East
41015 | KY | PJM_East
41016 | KY | PJM_East
41017 | KY | PJM_East
41018 | KY | PJM_East
41019 | KY | PJM_East
41021 | KY | PJM_East
41022 | KY | PJM_East
41025 | KY | PJM_East
41030 | KY | PJM_East
41031 | KY | PJM_East
41033 | KY | PJM_East
41034 | KY | PJM_East
41035 | KY | PJM_East
41037 | KY | PJM_East
41039 | KY | PJM_East
41040 | KY | PJM_East
41041 | KY | PJM_East
41042 | KY | PJM_East
41043 | KY | PJM_East
41044 | KY | PJM_East
41045 | KY | PJM_East
41046 | KY | PJM_East
41048 | KY | PJM_East
41049 | KY | PJM_East
41051 | KY | PJM_East
41052 | KY | PJM_East
41053 | KY | PJM_East
41054 | KY | PJM_East
41055 | KY | PJM_East
41056 | KY | PJM_East
41059 | KY | PJM_East
41061 | KY | PJM_East
41062 | KY | PJM_East
41063 | KY | PJM_East
41064 | KY | PJM_East
41071 | KY | PJM_East
41072 | KY | PJM_East
41073 | KY | PJM_East
41074 | KY | PJM_East
41075 | KY | PJM_East
41076 | KY | PJM_East
41080 | KY | PJM_East
41081 | KY | PJM_East
41083 | KY | PJM_East
41085 | KY | PJM_East
41086 | KY | PJM_East
41091 | KY | PJM_East
41092 | KY | PJM_East
41093 | KY | PJM_East
41094 | KY | PJM_East
41095 | KY | PJM_East
41096 | KY | PJM_East
41097 | KY | PJM_East
41098 | KY | PJM_East
41099 | KY | PJM_East
41121 | KY | PJM_East
41135 | KY | PJM_East
41139 | KY | PJM_East
41141 | KY | PJM_East
41144 | KY | PJM_East
41149 | KY | PJM_East
41166 | KY | PJM_East
41169 | KY | PJM_East
41171 | KY | PJM_East
41174 | KY | PJM_East
41175 | KY | PJM_East
41179 | KY | PJM_East
41183 | KY | PJM_East
41189 | KY | PJM_East
41204 | KY | PJM_East
41219 | KY | PJM_East
41222 | KY | PJM_East
41226 | KY | PJM_East
41234 | KY | PJM_East
41238 | KY | PJM_East
41240 | KY | PJM_East
41254 | KY | PJM_East
41255 | KY | PJM_East
41256 | KY | PJM_East
41257 | KY | PJM_East
41260 | KY | PJM_East
41263 | KY | PJM_East
41265 | KY | PJM_East
41268 | KY | PJM_East
41271 | KY | PJM_East
41274 | KY | PJM_East
41301 | KY | PJM_East
41311 | KY | PJM_East
41314 | KY | PJM_East
41332 | KY | PJM_East
41347 | KY | PJM_East
41351 | KY | PJM_East
41352 | KY | PJM_East
41360 | KY | PJM_East
41364 | KY | PJM_East
41365 | KY | PJM_East
41368 | KY | PJM_East
41386 | KY | PJM_East
41397 | KY | PJM_East
41408 | KY | PJM_East
41413 | KY | PJM_East
41421 | KY | PJM_East
41425 | KY | PJM_East
41426 | KY | PJM_East
41451 | KY | PJM_East
41464 | KY | PJM_East
41465 | KY | PJM_East
41472 | KY | PJM_East
41477 | KY | PJM_East
41632 | KY | PJM_East
42123 | KY | PJM_East
42127 | KY | PJM_East
42130 | KY | PJM_East
42131 | KY | PJM_East
42141 | KY | PJM_East
42142 | KY | PJM_East
42152 | KY | PJM_East
42156 | KY | PJM_East
42160 | KY | PJM_East
42163 | KY | PJM_East
42207 | KY | PJM_East
42210 | KY | PJM_East
42259 | KY | PJM_East
42275 | KY | PJM_East
42285 | KY | PJM_East
42516 | KY | PJM_East
42528 | KY | PJM_East
42539 | KY | PJM_East
42541 | KY | PJM_East
42565 | KY | PJM_East
42566 | KY | PJM_East
42701 | KY | PJM_East
42702 | KY | PJM_East
42713 | KY | PJM_East
42716 | KY | PJM_East
42718 | KY | PJM_East
42719 | KY | PJM_East
42720 | KY | PJM_East
42722 | KY | PJM_East
42724 | KY | PJM_East
42728 | KY | PJM_East
42729 | KY | PJM_East
42732 | KY | PJM_East
42733 | KY | PJM_East
42740 | KY | PJM_East
42741 | KY | PJM_East
42742 | KY | PJM_East
42743 | KY | PJM_East
42746 | KY | PJM_East
42748 | KY | PJM_East
42749 | KY | PJM_East
42753 | KY | PJM_East
42757 | KY | PJM_East
42758 | KY | PJM_East
42764 | KY | PJM_East
42765 | KY | PJM_East
42776 | KY | PJM_East
42782 | KY | PJM_East
42784 | KY | PJM_East
42788 | KY | PJM_East
45275 | KY | PJM_East
45277 | KY | PJM_East
45298 | KY | PJM_East
45999 | KY | PJM_East
40803 | KY | PJM_East
40816 | KY | PJM_East
40826 | KY | PJM_East
40827 | KY | PJM_East
40840 | KY | PJM_East
40844 | KY | PJM_East
40858 | KY | PJM_East
40862 | KY | PJM_East
40868 | KY | PJM_East
40874 | KY | PJM_East
40979 | KY | PJM_East
40981 | KY | PJM_East
41101 | KY | PJM_East
41102 | KY | PJM_East
41105 | KY | PJM_East
41114 | KY | PJM_East
41124 | KY | PJM_East
41128 | KY | PJM_East
41129 | KY | PJM_East
41132 | KY | PJM_East
41142 | KY | PJM_East
41143 | KY | PJM_East
41146 | KY | PJM_East
41159 | KY | PJM_East
41160 | KY | PJM_East
41164 | KY | PJM_East
41168 | KY | PJM_East
41173 | KY | PJM_East
41180 | KY | PJM_East
41181 | KY | PJM_East
41201 | KY | PJM_East
41203 | KY | PJM_East
41214 | KY | PJM_East
41216 | KY | PJM_East
41224 | KY | PJM_East
41230 | KY | PJM_East
41231 | KY | PJM_East
41232 | KY | PJM_East
41250 | KY | PJM_East
41262 | KY | PJM_East
41264 | KY | PJM_East
41267 | KY | PJM_East
41310 | KY | PJM_East
41317 | KY | PJM_East
41339 | KY | PJM_East
41348 | KY | PJM_East
41366 | KY | PJM_East
41367 | KY | PJM_East
41385 | KY | PJM_East
41390 | KY | PJM_East
41501 | KY | PJM_East
41502 | KY | PJM_East
41503 | KY | PJM_East
41512 | KY | PJM_East
41513 | KY | PJM_East
41514 | KY | PJM_East
41517 | KY | PJM_East
41519 | KY | PJM_East
41520 | KY | PJM_East
41522 | KY | PJM_East
41524 | KY | PJM_East
41526 | KY | PJM_East
41527 | KY | PJM_East
41528 | KY | PJM_East
41531 | KY | PJM_East
41534 | KY | PJM_East
41535 | KY | PJM_East
41537 | KY | PJM_East
41538 | KY | PJM_East
41539 | KY | PJM_East
41540 | KY | PJM_East
41542 | KY | PJM_East
41543 | KY | PJM_East
41544 | KY | PJM_East
41547 | KY | PJM_East
41548 | KY | PJM_East
41549 | KY | PJM_East
41553 | KY | PJM_East
41554 | KY | PJM_East
41555 | KY | PJM_East
41557 | KY | PJM_East
41558 | KY | PJM_East
41559 | KY | PJM_East
41560 | KY | PJM_East
41561 | KY | PJM_East
41562 | KY | PJM_East
41563 | KY | PJM_East
41564 | KY | PJM_East
41566 | KY | PJM_East
41567 | KY | PJM_East
41568 | KY | PJM_East
41571 | KY | PJM_East
41572 | KY | PJM_East
41601 | KY | PJM_East
41602 | KY | PJM_East
41603 | KY | PJM_East
41604 | KY | PJM_East
41605 | KY | PJM_East
41606 | KY | PJM_East
41607 | KY | PJM_East
41612 | KY | PJM_East
41615 | KY | PJM_East
41616 | KY | PJM_East
41619 | KY | PJM_East
41621 | KY | PJM_East
41622 | KY | PJM_East
41630 | KY | PJM_East
41631 | KY | PJM_East
41635 | KY | PJM_East
41636 | KY | PJM_East
41640 | KY | PJM_East
41642 | KY | PJM_East
41643 | KY | PJM_East
41645 | KY | PJM_East
41647 | KY | PJM_East
41649 | KY | PJM_East
41650 | KY | PJM_East
41651 | KY | PJM_East
41653 | KY | PJM_East
41655 | KY | PJM_East
41659 | KY | PJM_East
41660 | KY | PJM_East
41663 | KY | PJM_East
41666 | KY | PJM_East
41667 | KY | PJM_East
41669 | KY | PJM_East
41701 | KY | PJM_East
41702 | KY | PJM_East
41712 | KY | PJM_East
41713 | KY | PJM_East
41714 | KY | PJM_East
41719 | KY | PJM_East
41721 | KY | PJM_East
41722 | KY | PJM_East
41723 | KY | PJM_East
41725 | KY | PJM_East
41727 | KY | PJM_East
41729 | KY | PJM_East
41731 | KY | PJM_East
41735 | KY | PJM_East
41736 | KY | PJM_East
41739 | KY | PJM_East
41740 | KY | PJM_East
41743 | KY | PJM_East
41745 | KY | PJM_East
41746 | KY | PJM_East
41749 | KY | PJM_East
41751 | KY | PJM_East
41754 | KY | PJM_East
41759 | KY | PJM_East
41760 | KY | PJM_East
41762 | KY | PJM_East
41763 | KY | PJM_East
41764 | KY | PJM_East
41766 | KY | PJM_East
41772 | KY | PJM_East
41773 | KY | PJM_East
41774 | KY | PJM_East
41775 | KY | PJM_East
41776 | KY | PJM_East
41777 | KY | PJM_East
41778 | KY | PJM_East
41804 | KY | PJM_East
41810 | KY | PJM_East
41812 | KY | PJM_East
41815 | KY | PJM_East
41817 | KY | PJM_East
41819 | KY | PJM_East
41821 | KY | PJM_East
41822 | KY | PJM_East
41824 | KY | PJM_East
41825 | KY | PJM_East
41826 | KY | PJM_East
41828 | KY | PJM_East
41831 | KY | PJM_East
41832 | KY | PJM_East
41833 | KY | PJM_East
41834 | KY | PJM_East
41835 | KY | PJM_East
41836 | KY | PJM_East
41837 | KY | PJM_East
41838 | KY | PJM_East
41839 | KY | PJM_East
41840 | KY | PJM_East
41843 | KY | PJM_East
41844 | KY | PJM_East
41845 | KY | PJM_East
41847 | KY | PJM_East
41848 | KY | PJM_East
41849 | KY | PJM_East
41855 | KY | PJM_East
41858 | KY | PJM_East
41859 | KY | PJM_East
41861 | KY | PJM_East
41862 | KY | PJM_East
43402 | OH | PJM_East
43403 | OH | PJM_East
43406 | OH | PJM_East
43407 | OH | PJM_East
43408 | OH | PJM_East
43410 | OH | PJM_East
43412 | OH | PJM_East
43413 | OH | PJM_East
43414 | OH | PJM_East
43416 | OH | PJM_East
43420 | OH | PJM_East
43430 | OH | PJM_East
43431 | OH | PJM_East
43432 | OH | PJM_East
43433 | OH | PJM_East
43434 | OH | PJM_East
43435 | OH | PJM_East
43436 | OH | PJM_East
43437 | OH | PJM_East
43438 | OH | PJM_East
43439 | OH | PJM_East
43440 | OH | PJM_East
43441 | OH | PJM_East
43442 | OH | PJM_East
43443 | OH | PJM_East
43445 | OH | PJM_East
43446 | OH | PJM_East
43447 | OH | PJM_East
43449 | OH | PJM_East
43450 | OH | PJM_East
43451 | OH | PJM_East
43452 | OH | PJM_East
43456 | OH | PJM_East
43457 | OH | PJM_East
43458 | OH | PJM_East
43460 | OH | PJM_East
43462 | OH | PJM_East
43463 | OH | PJM_East
43464 | OH | PJM_East
43465 | OH | PJM_East
43466 | OH | PJM_East
43467 | OH | PJM_East
43468 | OH | PJM_East
43469 | OH | PJM_East
43502 | OH | PJM_East
43504 | OH | PJM_East
43511 | OH | PJM_East
43515 | OH | PJM_East
43521 | OH | PJM_East
43522 | OH | PJM_East
43525 | OH | PJM_East
43528 | OH | PJM_East
43533 | OH | PJM_East
43537 | OH | PJM_East
43540 | OH | PJM_East
43541 | OH | PJM_East
43542 | OH | PJM_East
43547 | OH | PJM_East
43551 | OH | PJM_East
43552 | OH | PJM_East
43553 | OH | PJM_East
43558 | OH | PJM_East
43560 | OH | PJM_East
43565 | OH | PJM_East
43566 | OH | PJM_East
43567 | OH | PJM_East
43569 | OH | PJM_East
43571 | OH | PJM_East
43601 | OH | PJM_East
43603 | OH | PJM_East
43604 | OH | PJM_East
43605 | OH | PJM_East
43606 | OH | PJM_East
43607 | OH | PJM_East
43608 | OH | PJM_East
43609 | OH | PJM_East
43610 | OH | PJM_East
43611 | OH | PJM_East
43612 | OH | PJM_East
43613 | OH | PJM_East
43614 | OH | PJM_East
43615 | OH | PJM_East
43616 | OH | PJM_East
43617 | OH | PJM_East
43619 | OH | PJM_East
43620 | OH | PJM_East
43623 | OH | PJM_East
43635 | OH | PJM_East
43652 | OH | PJM_East
43654 | OH | PJM_East
43656 | OH | PJM_East
43657 | OH | PJM_East
43659 | OH | PJM_East
43660 | OH | PJM_East
43661 | OH | PJM_East
43666 | OH | PJM_East
43667 | OH | PJM_East
43681 | OH | PJM_East
43682 | OH | PJM_East
43697 | OH | PJM_East
43699 | OH | PJM_East
43920 | OH | PJM_East
43945 | OH | PJM_East
43962 | OH | PJM_East
43968 | OH | PJM_East
44001 | OH | PJM_East
44003 | OH | PJM_East
44004 | OH | PJM_East
44005 | OH | PJM_East
44010 | OH | PJM_East
44011 | OH | PJM_East
44012 | OH | PJM_East
44017 | OH | PJM_East
44021 | OH | PJM_East
44022 | OH | PJM_East
44023 | OH | PJM_East
44024 | OH | PJM_East
44026 | OH | PJM_East
44028 | OH | PJM_East
44030 | OH | PJM_East
44032 | OH | PJM_East
44033 | OH | PJM_East
44035 | OH | PJM_East
44036 | OH | PJM_East
44039 | OH | PJM_East
44040 | OH | PJM_East
44041 | OH | PJM_East
44044 | OH | PJM_East
44045 | OH | PJM_East
44046 | OH | PJM_East
44047 | OH | PJM_East
44048 | OH | PJM_East
44049 | OH | PJM_East
44050 | OH | PJM_East
44052 | OH | PJM_East
44053 | OH | PJM_East
44054 | OH | PJM_East
44055 | OH | PJM_East
44056 | OH | PJM_East
44057 | OH | PJM_East
44060 | OH | PJM_East
44061 | OH | PJM_East
44062 | OH | PJM_East
44064 | OH | PJM_East
44065 | OH | PJM_East
44067 | OH | PJM_East
44068 | OH | PJM_East
44070 | OH | PJM_East
44072 | OH | PJM_East
44073 | OH | PJM_East
44074 | OH | PJM_East
44076 | OH | PJM_East
44077 | OH | PJM_East
44080 | OH | PJM_East
44081 | OH | PJM_East
44082 | OH | PJM_East
44084 | OH | PJM_East
44085 | OH | PJM_East
44086 | OH | PJM_East
44087 | OH | PJM_East
44088 | OH | PJM_East
44089 | OH | PJM_East
44090 | OH | PJM_East
44092 | OH | PJM_East
44093 | OH | PJM_East
44094 | OH | PJM_East
44095 | OH | PJM_East
44096 | OH | PJM_East
44097 | OH | PJM_East
44099 | OH | PJM_East
44101 | OH | PJM_East
44102 | OH | PJM_East
44103 | OH | PJM_East
44104 | OH | PJM_East
44105 | OH | PJM_East
44106 | OH | PJM_East
44107 | OH | PJM_East
44108 | OH | PJM_East
44109 | OH | PJM_East
44110 | OH | PJM_East
44111 | OH | PJM_East
44112 | OH | PJM_East
44113 | OH | PJM_East
44114 | OH | PJM_East
44115 | OH | PJM_East
44116 | OH | PJM_East
44117 | OH | PJM_East
44118 | OH | PJM_East
44119 | OH | PJM_East
44120 | OH | PJM_East
44121 | OH | PJM_East
44122 | OH | PJM_East
44123 | OH | PJM_East
44124 | OH | PJM_East
44125 | OH | PJM_East
44126 | OH | PJM_East
44127 | OH | PJM_East
44128 | OH | PJM_East
44129 | OH | PJM_East
44130 | OH | PJM_East
44131 | OH | PJM_East
44132 | OH | PJM_East
44133 | OH | PJM_East
44134 | OH | PJM_East
44135 | OH | PJM_East
44136 | OH | PJM_East
44137 | OH | PJM_East
44138 | OH | PJM_East
44139 | OH | PJM_East
44140 | OH | PJM_East
44141 | OH | PJM_East
44142 | OH | PJM_East
44143 | OH | PJM_East
44144 | OH | PJM_East
44145 | OH | PJM_East
44146 | OH | PJM_East
44147 | OH | PJM_East
44149 | OH | PJM_East
44181 | OH | PJM_East
44188 | OH | PJM_East
44190 | OH | PJM_East
44191 | OH | PJM_East
44192 | OH | PJM_East
44193 | OH | PJM_East
44194 | OH | PJM_East
44195 | OH | PJM_East
44197 | OH | PJM_East
44198 | OH | PJM_East
44199 | OH | PJM_East
44201 | OH | PJM_East
44202 | OH | PJM_East
44203 | OH | PJM_East
44210 | OH | PJM_East
44211 | OH | PJM_East
44212 | OH | PJM_East
44215 | OH | PJM_East
44216 | OH | PJM_East
44221 | OH | PJM_East
44222 | OH | PJM_East
44223 | OH | PJM_East
44224 | OH | PJM_East
44231 | OH | PJM_East
44232 | OH | PJM_East
44233 | OH | PJM_East
44234 | OH | PJM_East
44235 | OH | PJM_East
44236 | OH | PJM_East
44237 | OH | PJM_East
44240 | OH | PJM_East
44241 | OH | PJM_East
44242 | OH | PJM_East
44243 | OH | PJM_East
44250 | OH | PJM_East
44251 | OH | PJM_East
44253 | OH | PJM_East
44254 | OH | PJM_East
44255 | OH | PJM_East
44256 | OH | PJM_East
44258 | OH | PJM_East
44260 | OH | PJM_East
44262 | OH | PJM_East
44264 | OH | PJM_East
44265 | OH | PJM_East
44266 | OH | PJM_East
44272 | OH | PJM_East
44273 | OH | PJM_East
44274 | OH | PJM_East
44275 | OH | PJM_East
44278 | OH | PJM_East
44280 | OH | PJM_East
44281 | OH | PJM_East
44282 | OH | PJM_East
44285 | OH | PJM_East
44286 | OH | PJM_East
44288 | OH | PJM_East
44301 | OH | PJM_East
44302 | OH | PJM_East
44303 | OH | PJM_East
44304 | OH | PJM_East
44305 | OH | PJM_East
44306 | OH | PJM_East
44307 | OH | PJM_East
44308 | OH | PJM_East
44309 | OH | PJM_East
44310 | OH | PJM_East
44311 | OH | PJM_East
44312 | OH | PJM_East
44313 | OH | PJM_East
44314 | OH | PJM_East
44315 | OH | PJM_East
44316 | OH | PJM_East
44317 | OH | PJM_East
44319 | OH | PJM_East
44320 | OH | PJM_East
44321 | OH | PJM_East
44325 | OH | PJM_East
44326 | OH | PJM_East
44328 | OH | PJM_East
44333 | OH | PJM_East
44334 | OH | PJM_East
44372 | OH | PJM_East
44396 | OH | PJM_East
44398 | OH | PJM_East
44401 | OH | PJM_East
44402 | OH | PJM_East
44403 | OH | PJM_East
44404 | OH | PJM_East
44405 | OH | PJM_East
44406 | OH | PJM_East
44408 | OH | PJM_East
44410 | OH | PJM_East
44411 | OH | PJM_East
44412 | OH | PJM_East
44413 | OH | PJM_East
44415 | OH | PJM_East
44416 | OH | PJM_East
44417 | OH | PJM_East
44418 | OH | PJM_East
44420 | OH | PJM_East
44422 | OH | PJM_East
44423 | OH | PJM_East
44424 | OH | PJM_East
44425 | OH | PJM_East
44427 | OH | PJM_East
44428 | OH | PJM_East
44429 | OH | PJM_East
44430 | OH | PJM_East
44431 | OH | PJM_East
44432 | OH | PJM_East
44436 | OH | PJM_East
44437 | OH | PJM_East
44438 | OH | PJM_East
44439 | OH | PJM_East
44440 | OH | PJM_East
44441 | OH | PJM_East
44442 | OH | PJM_East
44443 | OH | PJM_East
44444 | OH | PJM_East
44445 | OH | PJM_East
44446 | OH | PJM_East
44449 | OH | PJM_East
44450 | OH | PJM_East
44451 | OH | PJM_East
44452 | OH | PJM_East
44454 | OH | PJM_East
44455 | OH | PJM_East
44460 | OH | PJM_East
44470 | OH | PJM_East
44471 | OH | PJM_East
44473 | OH | PJM_East
44481 | OH | PJM_East
44482 | OH | PJM_East
44483 | OH | PJM_East
44484 | OH | PJM_East
44485 | OH | PJM_East
44486 | OH | PJM_East
44490 | OH | PJM_East
44491 | OH | PJM_East
44492 | OH | PJM_East
44493 | OH | PJM_East
44501 | OH | PJM_East
44502 | OH | PJM_East
44503 | OH | PJM_East
44504 | OH | PJM_East
44505 | OH | PJM_East
44506 | OH | PJM_East
44507 | OH | PJM_East
44509 | OH | PJM_East
44510 | OH | PJM_East
44511 | OH | PJM_East
44512 | OH | PJM_East
44513 | OH | PJM_East
44514 | OH | PJM_East
44515 | OH | PJM_East
44555 | OH | PJM_East
44601 | OH | PJM_East
44608 | OH | PJM_East
44609 | OH | PJM_East
44613 | OH | PJM_East
44614 | OH | PJM_East
44619 | OH | PJM_East
44625 | OH | PJM_East
44626 | OH | PJM_East
44630 | OH | PJM_East
44632 | OH | PJM_East
44634 | OH | PJM_East
44640 | OH | PJM_East
44641 | OH | PJM_East
44646 | OH | PJM_East
44647 | OH | PJM_East
44648 | OH | PJM_East
44650 | OH | PJM_East
44652 | OH | PJM_East
44657 | OH | PJM_East
44662 | OH | PJM_East
44665 | OH | PJM_East
44666 | OH | PJM_East
44669 | OH | PJM_East
44670 | OH | PJM_East
44672 | OH | PJM_East
44685 | OH | PJM_East
44688 | OH | PJM_East
44689 | OH | PJM_East
44701 | OH | PJM_East
44702 | OH | PJM_East
44703 | OH | PJM_East
44704 | OH | PJM_East
44705 | OH | PJM_East
44706 | OH | PJM_East
44707 | OH | PJM_East
44708 | OH | PJM_East
44709 | OH | PJM_East
44710 | OH | PJM_East
44711 | OH | PJM_East
44714 | OH | PJM_East
44718 | OH | PJM_East
44720 | OH | PJM_East
44721 | OH | PJM_East
44730 | OH | PJM_East
44735 | OH | PJM_East
44750 | OH | PJM_East
44767 | OH | PJM_East
44799 | OH | PJM_East
44811 | OH | PJM_East
44814 | OH | PJM_East
44816 | OH | PJM_East
44817 | OH | PJM_East
44824 | OH | PJM_East
44839 | OH | PJM_East
44846 | OH | PJM_East
44870 | OH | PJM_East
44871 | OH | PJM_East
45872 | OH | PJM_East
43001 | OH | PJM_East
43002 | OH | PJM_East
43003 | OH | PJM_East
43004 | OH | PJM_East
43005 | OH | PJM_East
43006 | OH | PJM_East
43007 | OH | PJM_East
43008 | OH | PJM_East
43009 | OH | PJM_East
43011 | OH | PJM_East
43013 | OH | PJM_East
43014 | OH | PJM_East
43015 | OH | PJM_East
43016 | OH | PJM_East
43017 | OH | PJM_East
43018 | OH | PJM_East
43019 | OH | PJM_East
43021 | OH | PJM_East
43022 | OH | PJM_East
43023 | OH | PJM_East
43025 | OH | PJM_East
43026 | OH | PJM_East
43027 | OH | PJM_East
43028 | OH | PJM_East
43029 | OH | PJM_East
43030 | OH | PJM_East
43031 | OH | PJM_East
43032 | OH | PJM_East
43033 | OH | PJM_East
43035 | OH | PJM_East
43036 | OH | PJM_East
43037 | OH | PJM_East
43040 | OH | PJM_East
43041 | OH | PJM_East
43044 | OH | PJM_East
43045 | OH | PJM_East
43046 | OH | PJM_East
43047 | OH | PJM_East
43048 | OH | PJM_East
43050 | OH | PJM_East
43054 | OH | PJM_East
43055 | OH | PJM_East
43056 | OH | PJM_East
43058 | OH | PJM_East
43060 | OH | PJM_East
43061 | OH | PJM_East
43062 | OH | PJM_East
43064 | OH | PJM_East
43065 | OH | PJM_East
43066 | OH | PJM_East
43067 | OH | PJM_East
43068 | OH | PJM_East
43069 | OH | PJM_East
43070 | OH | PJM_East
43071 | OH | PJM_East
43072 | OH | PJM_East
43073 | OH | PJM_East
43074 | OH | PJM_East
43076 | OH | PJM_East
43077 | OH | PJM_East
43078 | OH | PJM_East
43080 | OH | PJM_East
43081 | OH | PJM_East
43082 | OH | PJM_East
43083 | OH | PJM_East
43084 | OH | PJM_East
43085 | OH | PJM_East
43086 | OH | PJM_East
43093 | OH | PJM_East
43101 | OH | PJM_East
43102 | OH | PJM_East
43103 | OH | PJM_East
43105 | OH | PJM_East
43107 | OH | PJM_East
43109 | OH | PJM_East
43110 | OH | PJM_East
43111 | OH | PJM_East
43112 | OH | PJM_East
43113 | OH | PJM_East
43115 | OH | PJM_East
43116 | OH | PJM_East
43117 | OH | PJM_East
43119 | OH | PJM_East
43123 | OH | PJM_East
43125 | OH | PJM_East
43126 | OH | PJM_East
43127 | OH | PJM_East
43130 | OH | PJM_East
43135 | OH | PJM_East
43136 | OH | PJM_East
43137 | OH | PJM_East
43138 | OH | PJM_East
43144 | OH | PJM_East
43145 | OH | PJM_East
43146 | OH | PJM_East
43147 | OH | PJM_East
43148 | OH | PJM_East
43149 | OH | PJM_East
43150 | OH | PJM_East
43152 | OH | PJM_East
43154 | OH | PJM_East
43155 | OH | PJM_East
43156 | OH | PJM_East
43157 | OH | PJM_East
43158 | OH | PJM_East
43164 | OH | PJM_East
43194 | OH | PJM_East
43195 | OH | PJM_East
43199 | OH | PJM_East
43201 | OH | PJM_East
43202 | OH | PJM_East
43203 | OH | PJM_East
43204 | OH | PJM_East
43205 | OH | PJM_East
43206 | OH | PJM_East
43207 | OH | PJM_East
43209 | OH | PJM_East
43210 | OH | PJM_East
43211 | OH | PJM_East
43212 | OH | PJM_East
43213 | OH | PJM_East
43214 | OH | PJM_East
43215 | OH | PJM_East
43216 | OH | PJM_East
43217 | OH | PJM_East
43218 | OH | PJM_East
43219 | OH | PJM_East
43220 | OH | PJM_East
43221 | OH | PJM_East
43222 | OH | PJM_East
43223 | OH | PJM_East
43224 | OH | PJM_East
43226 | OH | PJM_East
43227 | OH | PJM_East
43228 | OH | PJM_East
43229 | OH | PJM_East
43230 | OH | PJM_East
43231 | OH | PJM_East
43232 | OH | PJM_East
43234 | OH | PJM_East
43235 | OH | PJM_East
43236 | OH | PJM_East
43240 | OH | PJM_East
43251 | OH | PJM_East
43260 | OH | PJM_East
43266 | OH | PJM_East
43268 | OH | PJM_East
43270 | OH | PJM_East
43271 | OH | PJM_East
43272 | OH | PJM_East
43279 | OH | PJM_East
43287 | OH | PJM_East
43291 | OH | PJM_East
43301 | OH | PJM_East
43302 | OH | PJM_East
43310 | OH | PJM_East
43311 | OH | PJM_East
43314 | OH | PJM_East
43315 | OH | PJM_East
43316 | OH | PJM_East
43317 | OH | PJM_East
43318 | OH | PJM_East
43319 | OH | PJM_East
43320 | OH | PJM_East
43321 | OH | PJM_East
43322 | OH | PJM_East
43323 | OH | PJM_East
43324 | OH | PJM_East
43325 | OH | PJM_East
43326 | OH | PJM_East
43330 | OH | PJM_East
43331 | OH | PJM_East
43332 | OH | PJM_East
43333 | OH | PJM_East
43334 | OH | PJM_East
43335 | OH | PJM_East
43336 | OH | PJM_East
43337 | OH | PJM_East
43338 | OH | PJM_East
43340 | OH | PJM_East
43341 | OH | PJM_East
43342 | OH | PJM_East
43343 | OH | PJM_East
43344 | OH | PJM_East
43345 | OH | PJM_East
43346 | OH | PJM_East
43347 | OH | PJM_East
43348 | OH | PJM_East
43349 | OH | PJM_East
43350 | OH | PJM_East
43351 | OH | PJM_East
43356 | OH | PJM_East
43357 | OH | PJM_East
43358 | OH | PJM_East
43359 | OH | PJM_East
43360 | OH | PJM_East
43501 | OH | PJM_East
43505 | OH | PJM_East
43506 | OH | PJM_East
43510 | OH | PJM_East
43512 | OH | PJM_East
43516 | OH | PJM_East
43517 | OH | PJM_East
43518 | OH | PJM_East
43519 | OH | PJM_East
43520 | OH | PJM_East
43523 | OH | PJM_East
43524 | OH | PJM_East
43526 | OH | PJM_East
43527 | OH | PJM_East
43529 | OH | PJM_East
43530 | OH | PJM_East
43531 | OH | PJM_East
43532 | OH | PJM_East
43534 | OH | PJM_East
43535 | OH | PJM_East
43536 | OH | PJM_East
43543 | OH | PJM_East
43545 | OH | PJM_East
43548 | OH | PJM_East
43549 | OH | PJM_East
43550 | OH | PJM_East
43554 | OH | PJM_East
43555 | OH | PJM_East
43556 | OH | PJM_East
43557 | OH | PJM_East
43570 | OH | PJM_East
43701 | OH | PJM_East
43702 | OH | PJM_East
43711 | OH | PJM_East
43713 | OH | PJM_East
43716 | OH | PJM_East
43717 | OH | PJM_East
43718 | OH | PJM_East
43719 | OH | PJM_East
43720 | OH | PJM_East
43721 | OH | PJM_East
43722 | OH | PJM_East
43723 | OH | PJM_East
43724 | OH | PJM_East
43725 | OH | PJM_East
43727 | OH | PJM_East
43728 | OH | PJM_East
43730 | OH | PJM_East
43731 | OH | PJM_East
43732 | OH | PJM_East
43733 | OH | PJM_East
43734 | OH | PJM_East
43735 | OH | PJM_East
43736 | OH | PJM_East
43738 | OH | PJM_East
43739 | OH | PJM_East
43740 | OH | PJM_East
43746 | OH | PJM_East
43747 | OH | PJM_East
43748 | OH | PJM_East
43749 | OH | PJM_East
43750 | OH | PJM_East
43752 | OH | PJM_East
43754 | OH | PJM_East
43755 | OH | PJM_East
43756 | OH | PJM_East
43757 | OH | PJM_East
43758 | OH | PJM_East
43759 | OH | PJM_East
43760 | OH | PJM_East
43761 | OH | PJM_East
43762 | OH | PJM_East
43764 | OH | PJM_East
43766 | OH | PJM_East
43767 | OH | PJM_East
43768 | OH | PJM_East
43771 | OH | PJM_East
43772 | OH | PJM_East
43773 | OH | PJM_East
43777 | OH | PJM_East
43778 | OH | PJM_East
43779 | OH | PJM_East
43780 | OH | PJM_East
43782 | OH | PJM_East
43783 | OH | PJM_East
43786 | OH | PJM_East
43787 | OH | PJM_East
43788 | OH | PJM_East
43791 | OH | PJM_East
43793 | OH | PJM_East
43802 | OH | PJM_East
43803 | OH | PJM_East
43804 | OH | PJM_East
43805 | OH | PJM_East
43811 | OH | PJM_East
43812 | OH | PJM_East
43821 | OH | PJM_East
43822 | OH | PJM_East
43824 | OH | PJM_East
43828 | OH | PJM_East
43830 | OH | PJM_East
43832 | OH | PJM_East
43836 | OH | PJM_East
43837 | OH | PJM_East
43840 | OH | PJM_East
43842 | OH | PJM_East
43843 | OH | PJM_East
43844 | OH | PJM_East
43845 | OH | PJM_East
43901 | OH | PJM_East
43902 | OH | PJM_East
43903 | OH | PJM_East
43905 | OH | PJM_East
43906 | OH | PJM_East
43907 | OH | PJM_East
43908 | OH | PJM_East
43909 | OH | PJM_East
43910 | OH | PJM_East
43912 | OH | PJM_East
43913 | OH | PJM_East
43914 | OH | PJM_East
43915 | OH | PJM_East
43916 | OH | PJM_East
43917 | OH | PJM_East
43925 | OH | PJM_East
43926 | OH | PJM_East
43927 | OH | PJM_East
43928 | OH | PJM_East
43930 | OH | PJM_East
43931 | OH | PJM_East
43932 | OH | PJM_East
43933 | OH | PJM_East
43934 | OH | PJM_East
43935 | OH | PJM_East
43937 | OH | PJM_East
43938 | OH | PJM_East
43939 | OH | PJM_East
43940 | OH | PJM_East
43941 | OH | PJM_East
43942 | OH | PJM_East
43943 | OH | PJM_East
43944 | OH | PJM_East
43946 | OH | PJM_East
43947 | OH | PJM_East
43948 | OH | PJM_East
43950 | OH | PJM_East
43951 | OH | PJM_East
43952 | OH | PJM_East
43953 | OH | PJM_East
43961 | OH | PJM_East
43963 | OH | PJM_East
43964 | OH | PJM_East
43967 | OH | PJM_East
43970 | OH | PJM_East
43971 | OH | PJM_East
43972 | OH | PJM_East
43973 | OH | PJM_East
43974 | OH | PJM_East
43976 | OH | PJM_East
43977 | OH | PJM_East
43981 | OH | PJM_East
43983 | OH | PJM_East
43984 | OH | PJM_East
43985 | OH | PJM_East
43986 | OH | PJM_East
43988 | OH | PJM_East
44214 | OH | PJM_East
44217 | OH | PJM_East
44230 | OH | PJM_East
44270 | OH | PJM_East
44276 | OH | PJM_East
44287 | OH | PJM_East
44606 | OH | PJM_East
44607 | OH | PJM_East
44610 | OH | PJM_East
44611 | OH | PJM_East
44612 | OH | PJM_East
44615 | OH | PJM_East
44617 | OH | PJM_East
44618 | OH | PJM_East
44620 | OH | PJM_East
44621 | OH | PJM_East
44622 | OH | PJM_East
44624 | OH | PJM_East
44627 | OH | PJM_East
44628 | OH | PJM_East
44629 | OH | PJM_East
44633 | OH | PJM_East
44636 | OH | PJM_East
44637 | OH | PJM_East
44638 | OH | PJM_East
44639 | OH | PJM_East
44643 | OH | PJM_East
44644 | OH | PJM_East
44645 | OH | PJM_East
44651 | OH | PJM_East
44653 | OH | PJM_East
44654 | OH | PJM_East
44656 | OH | PJM_East
44659 | OH | PJM_East
44660 | OH | PJM_East
44661 | OH | PJM_East
44663 | OH | PJM_East
44667 | OH | PJM_East
44671 | OH | PJM_East
44675 | OH | PJM_East
44676 | OH | PJM_East
44677 | OH | PJM_East
44678 | OH | PJM_East
44679 | OH | PJM_East
44680 | OH | PJM_East
44681 | OH | PJM_East
44682 | OH | PJM_East
44683 | OH | PJM_East
44687 | OH | PJM_East
44690 | OH | PJM_East
44691 | OH | PJM_East
44693 | OH | PJM_East
44695 | OH | PJM_East
44697 | OH | PJM_East
44699 | OH | PJM_East
44802 | OH | PJM_East
44804 | OH | PJM_East
44805 | OH | PJM_East
44807 | OH | PJM_East
44809 | OH | PJM_East
44813 | OH | PJM_East
44815 | OH | PJM_East
44818 | OH | PJM_East
44820 | OH | PJM_East
44822 | OH | PJM_East
44825 | OH | PJM_East
44826 | OH | PJM_East
44827 | OH | PJM_East
44828 | OH | PJM_East
44830 | OH | PJM_East
44833 | OH | PJM_East
44836 | OH | PJM_East
44837 | OH | PJM_East
44838 | OH | PJM_East
44840 | OH | PJM_East
44841 | OH | PJM_East
44842 | OH | PJM_East
44843 | OH | PJM_East
44844 | OH | PJM_East
44845 | OH | PJM_East
44847 | OH | PJM_East
44848 | OH | PJM_East
44849 | OH | PJM_East
44850 | OH | PJM_East
44851 | OH | PJM_East
44853 | OH | PJM_East
44854 | OH | PJM_East
44855 | OH | PJM_East
44856 | OH | PJM_East
44857 | OH | PJM_East
44859 | OH | PJM_East
44860 | OH | PJM_East
44861 | OH | PJM_East
44862 | OH | PJM_East
44864 | OH | PJM_East
44865 | OH | PJM_East
44866 | OH | PJM_East
44867 | OH | PJM_East
44874 | OH | PJM_East
44875 | OH | PJM_East
44878 | OH | PJM_East
44880 | OH | PJM_East
44881 | OH | PJM_East
44882 | OH | PJM_East
44883 | OH | PJM_East
44887 | OH | PJM_East
44888 | OH | PJM_East
44889 | OH | PJM_East
44890 | OH | PJM_East
44901 | OH | PJM_East
44902 | OH | PJM_East
44903 | OH | PJM_East
44904 | OH | PJM_East
44905 | OH | PJM_East
44906 | OH | PJM_East
44907 | OH | PJM_East
45105 | OH | PJM_East
45123 | OH | PJM_East
45132 | OH | PJM_East
45133 | OH | PJM_East
45135 | OH | PJM_East
45142 | OH | PJM_East
45144 | OH | PJM_East
45155 | OH | PJM_East
45172 | OH | PJM_East
45302 | OH | PJM_East
45303 | OH | PJM_East
45304 | OH | PJM_East
45306 | OH | PJM_East
45308 | OH | PJM_East
45310 | OH | PJM_East
45328 | OH | PJM_East
45331 | OH | PJM_East
45332 | OH | PJM_East
45333 | OH | PJM_East
45334 | OH | PJM_East
45336 | OH | PJM_East
45340 | OH | PJM_East
45346 | OH | PJM_East
45348 | OH | PJM_East
45350 | OH | PJM_East
45351 | OH | PJM_East
45352 | OH | PJM_East
45353 | OH | PJM_East
45358 | OH | PJM_East
45360 | OH | PJM_East
45362 | OH | PJM_East
45363 | OH | PJM_East
45365 | OH | PJM_East
45367 | OH | PJM_East
45380 | OH | PJM_East
45388 | OH | PJM_East
45389 | OH | PJM_East
45390 | OH | PJM_East
45601 | OH | PJM_East
45612 | OH | PJM_East
45613 | OH | PJM_East
45614 | OH | PJM_East
45616 | OH | PJM_East
45617 | OH | PJM_East
45618 | OH | PJM_East
45619 | OH | PJM_East
45620 | OH | PJM_East
45621 | OH | PJM_East
45622 | OH | PJM_East
45623 | OH | PJM_East
45624 | OH | PJM_East
45628 | OH | PJM_East
45629 | OH | PJM_East
45630 | OH | PJM_East
45631 | OH | PJM_East
45633 | OH | PJM_East
45634 | OH | PJM_East
45636 | OH | PJM_East
45638 | OH | PJM_East
45640 | OH | PJM_East
45642 | OH | PJM_East
45643 | OH | PJM_East
45644 | OH | PJM_East
45645 | OH | PJM_East
45646 | OH | PJM_East
45647 | OH | PJM_East
45648 | OH | PJM_East
45650 | OH | PJM_East
45651 | OH | PJM_East
45652 | OH | PJM_East
45653 | OH | PJM_East
45654 | OH | PJM_East
45656 | OH | PJM_East
45657 | OH | PJM_East
45658 | OH | PJM_East
45659 | OH | PJM_East
45660 | OH | PJM_East
45661 | OH | PJM_East
45662 | OH | PJM_East
45663 | OH | PJM_East
45669 | OH | PJM_East
45671 | OH | PJM_East
45672 | OH | PJM_East
45673 | OH | PJM_East
45674 | OH | PJM_East
45675 | OH | PJM_East
45677 | OH | PJM_East
45678 | OH | PJM_East
45679 | OH | PJM_East
45680 | OH | PJM_East
45681 | OH | PJM_East
45682 | OH | PJM_East
45683 | OH | PJM_East
45684 | OH | PJM_East
45685 | OH | PJM_East
45686 | OH | PJM_East
45687 | OH | PJM_East
45688 | OH | PJM_East
45690 | OH | PJM_East
45692 | OH | PJM_East
45693 | OH | PJM_East
45694 | OH | PJM_East
45695 | OH | PJM_East
45696 | OH | PJM_East
45697 | OH | PJM_East
45698 | OH | PJM_East
45699 | OH | PJM_East
45701 | OH | PJM_East
45710 | OH | PJM_East
45711 | OH | PJM_East
45712 | OH | PJM_East
45713 | OH | PJM_East
45714 | OH | PJM_East
45715 | OH | PJM_East
45716 | OH | PJM_East
45717 | OH | PJM_East
45719 | OH | PJM_East
45720 | OH | PJM_East
45721 | OH | PJM_East
45723 | OH | PJM_East
45724 | OH | PJM_East
45727 | OH | PJM_East
45729 | OH | PJM_East
45732 | OH | PJM_East
45734 | OH | PJM_East
45735 | OH | PJM_East
45739 | OH | PJM_East
45740 | OH | PJM_East
45741 | OH | PJM_East
45742 | OH | PJM_East
45743 | OH | PJM_East
45744 | OH | PJM_East
45745 | OH | PJM_East
45746 | OH | PJM_East
45750 | OH | PJM_East
45760 | OH | PJM_East
45761 | OH | PJM_East
45764 | OH | PJM_East
45766 | OH | PJM_East
45767 | OH | PJM_East
45768 | OH | PJM_East
45769 | OH | PJM_East
45770 | OH | PJM_East
45771 | OH | PJM_East
45772 | OH | PJM_East
45773 | OH | PJM_East
45775 | OH | PJM_East
45776 | OH | PJM_East
45777 | OH | PJM_East
45778 | OH | PJM_East
45779 | OH | PJM_East
45780 | OH | PJM_East
45782 | OH | PJM_East
45783 | OH | PJM_East
45784 | OH | PJM_East
45786 | OH | PJM_East
45787 | OH | PJM_East
45788 | OH | PJM_East
45789 | OH | PJM_East
45801 | OH | PJM_East
45802 | OH | PJM_East
45804 | OH | PJM_East
45805 | OH | PJM_East
45806 | OH | PJM_East
45807 | OH | PJM_East
45808 | OH | PJM_East
45809 | OH | PJM_East
45810 | OH | PJM_East
45812 | OH | PJM_East
45813 | OH | PJM_East
45814 | OH | PJM_East
45815 | OH | PJM_East
45816 | OH | PJM_East
45817 | OH | PJM_East
45819 | OH | PJM_East
45820 | OH | PJM_East
45821 | OH | PJM_East
45822 | OH | PJM_East
45826 | OH | PJM_East
45827 | OH | PJM_East
45828 | OH | PJM_East
45830 | OH | PJM_East
45831 | OH | PJM_East
45832 | OH | PJM_East
45833 | OH | PJM_East
45835 | OH | PJM_East
45836 | OH | PJM_East
45837 | OH | PJM_East
45838 | OH | PJM_East
45839 | OH | PJM_East
45840 | OH | PJM_East
45841 | OH | PJM_East
45843 | OH | PJM_East
45844 | OH | PJM_East
45845 | OH | PJM_East
45846 | OH | PJM_East
45848 | OH | PJM_East
45849 | OH | PJM_East
45850 | OH | PJM_East
45851 | OH | PJM_East
45853 | OH | PJM_East
45854 | OH | PJM_East
45855 | OH | PJM_East
45856 | OH | PJM_East
45858 | OH | PJM_East
45859 | OH | PJM_East
45860 | OH | PJM_East
45861 | OH | PJM_East
45862 | OH | PJM_East
45863 | OH | PJM_East
45864 | OH | PJM_East
45865 | OH | PJM_East
45866 | OH | PJM_East
45867 | OH | PJM_East
45868 | OH | PJM_East
45869 | OH | PJM_East
45870 | OH | PJM_East
45871 | OH | PJM_East
45873 | OH | PJM_East
45874 | OH | PJM_East
45875 | OH | PJM_East
45876 | OH | PJM_East
45877 | OH | PJM_East
45879 | OH | PJM_East
45880 | OH | PJM_East
45881 | OH | PJM_East
45882 | OH | PJM_East
45883 | OH | PJM_East
45884 | OH | PJM_East
45885 | OH | PJM_East
45886 | OH | PJM_East
45887 | OH | PJM_East
45888 | OH | PJM_East
45889 | OH | PJM_East
45890 | OH | PJM_East
45891 | OH | PJM_East
45893 | OH | PJM_East
45894 | OH | PJM_East
45895 | OH | PJM_East
45896 | OH | PJM_East
45897 | OH | PJM_East
45898 | OH | PJM_East
45899 | OH | PJM_East
43010 | OH | PJM_East
43106 | OH | PJM_East
43128 | OH | PJM_East
43140 | OH | PJM_East
43142 | OH | PJM_East
43143 | OH | PJM_East
43151 | OH | PJM_East
43153 | OH | PJM_East
43160 | OH | PJM_East
43162 | OH | PJM_East
45003 | OH | PJM_East
45064 | OH | PJM_East
45070 | OH | PJM_East
45107 | OH | PJM_East
45113 | OH | PJM_East
45114 | OH | PJM_East
45146 | OH | PJM_East
45148 | OH | PJM_East
45159 | OH | PJM_East
45164 | OH | PJM_East
45166 | OH | PJM_East
45169 | OH | PJM_East
45177 | OH | PJM_East
45301 | OH | PJM_East
45305 | OH | PJM_East
45307 | OH | PJM_East
45309 | OH | PJM_East
45311 | OH | PJM_East
45312 | OH | PJM_East
45314 | OH | PJM_East
45315 | OH | PJM_East
45316 | OH | PJM_East
45317 | OH | PJM_East
45318 | OH | PJM_East
45319 | OH | PJM_East
45320 | OH | PJM_East
45321 | OH | PJM_East
45322 | OH | PJM_East
45323 | OH | PJM_East
45324 | OH | PJM_East
45325 | OH | PJM_East
45326 | OH | PJM_East
45327 | OH | PJM_East
45330 | OH | PJM_East
45335 | OH | PJM_East
45337 | OH | PJM_East
45338 | OH | PJM_East
45339 | OH | PJM_East
45341 | OH | PJM_East
45342 | OH | PJM_East
45343 | OH | PJM_East
45344 | OH | PJM_East
45345 | OH | PJM_East
45347 | OH | PJM_East
45349 | OH | PJM_East
45354 | OH | PJM_East
45356 | OH | PJM_East
45359 | OH | PJM_East
45361 | OH | PJM_East
45368 | OH | PJM_East
45369 | OH | PJM_East
45370 | OH | PJM_East
45371 | OH | PJM_East
45372 | OH | PJM_East
45373 | OH | PJM_East
45374 | OH | PJM_East
45377 | OH | PJM_East
45378 | OH | PJM_East
45381 | OH | PJM_East
45382 | OH | PJM_East
45383 | OH | PJM_East
45384 | OH | PJM_East
45385 | OH | PJM_East
45387 | OH | PJM_East
45401 | OH | PJM_East
45402 | OH | PJM_East
45403 | OH | PJM_East
45404 | OH | PJM_East
45405 | OH | PJM_East
45406 | OH | PJM_East
45409 | OH | PJM_East
45410 | OH | PJM_East
45412 | OH | PJM_East
45413 | OH | PJM_East
45414 | OH | PJM_East
45415 | OH | PJM_East
45416 | OH | PJM_East
45417 | OH | PJM_East
45419 | OH | PJM_East
45420 | OH | PJM_East
45422 | OH | PJM_East
45423 | OH | PJM_East
45424 | OH | PJM_East
45426 | OH | PJM_East
45428 | OH | PJM_East
45429 | OH | PJM_East
45430 | OH | PJM_East
45431 | OH | PJM_East
45432 | OH | PJM_East
45433 | OH | PJM_East
45434 | OH | PJM_East
45435 | OH | PJM_East
45437 | OH | PJM_East
45439 | OH | PJM_East
45440 | OH | PJM_East
45441 | OH | PJM_East
45448 | OH | PJM_East
45449 | OH | PJM_East
45458 | OH | PJM_East
45459 | OH | PJM_East
45469 | OH | PJM_East
45470 | OH | PJM_East
45475 | OH | PJM_East
45479 | OH | PJM_East
45481 | OH | PJM_East
45482 | OH | PJM_East
45490 | OH | PJM_East
45501 | OH | PJM_East
45502 | OH | PJM_East
45503 | OH | PJM_East
45504 | OH | PJM_East
45505 | OH | PJM_East
45506 | OH | PJM_East
45001 | OH | PJM_East
45002 | OH | PJM_East
45004 | OH | PJM_East
45005 | OH | PJM_East
45011 | OH | PJM_East
45012 | OH | PJM_East
45013 | OH | PJM_East
45014 | OH | PJM_East
45015 | OH | PJM_East
45018 | OH | PJM_East
45030 | OH | PJM_East
45032 | OH | PJM_East
45033 | OH | PJM_East
45034 | OH | PJM_East
45036 | OH | PJM_East
45039 | OH | PJM_East
45040 | OH | PJM_East
45041 | OH | PJM_East
45042 | OH | PJM_East
45044 | OH | PJM_East
45050 | OH | PJM_East
45051 | OH | PJM_East
45052 | OH | PJM_East
45053 | OH | PJM_East
45054 | OH | PJM_East
45055 | OH | PJM_East
45056 | OH | PJM_East
45061 | OH | PJM_East
45062 | OH | PJM_East
45063 | OH | PJM_East
45065 | OH | PJM_East
45066 | OH | PJM_East
45067 | OH | PJM_East
45068 | OH | PJM_East
45069 | OH | PJM_East
45071 | OH | PJM_East
45101 | OH | PJM_East
45102 | OH | PJM_East
45103 | OH | PJM_East
45106 | OH | PJM_East
45111 | OH | PJM_East
45112 | OH | PJM_East
45115 | OH | PJM_East
45118 | OH | PJM_East
45119 | OH | PJM_East
45120 | OH | PJM_East
45121 | OH | PJM_East
45122 | OH | PJM_East
45130 | OH | PJM_East
45131 | OH | PJM_East
45140 | OH | PJM_East
45147 | OH | PJM_East
45150 | OH | PJM_East
45152 | OH | PJM_East
45153 | OH | PJM_East
45154 | OH | PJM_East
45156 | OH | PJM_East
45157 | OH | PJM_East
45158 | OH | PJM_East
45160 | OH | PJM_East
45162 | OH | PJM_East
45167 | OH | PJM_East
45168 | OH | PJM_East
45171 | OH | PJM_East
45174 | OH | PJM_East
45176 | OH | PJM_East
45201 | OH | PJM_East
45202 | OH | PJM_East
45203 | OH | PJM_East
45204 | OH | PJM_East
45205 | OH | PJM_East
45206 | OH | PJM_East
45207 | OH | PJM_East
45208 | OH | PJM_East
45209 | OH | PJM_East
45211 | OH | PJM_East
45212 | OH | PJM_East
45213 | OH | PJM_East
45214 | OH | PJM_East
45215 | OH | PJM_East
45216 | OH | PJM_East
45217 | OH | PJM_East
45218 | OH | PJM_East
45219 | OH | PJM_East
45220 | OH | PJM_East
45221 | OH | PJM_East
45222 | OH | PJM_East
45223 | OH | PJM_East
45224 | OH | PJM_East
45225 | OH | PJM_East
45226 | OH | PJM_East
45227 | OH | PJM_East
45229 | OH | PJM_East
45230 | OH | PJM_East
45231 | OH | PJM_East
45232 | OH | PJM_East
45233 | OH | PJM_East
45234 | OH | PJM_East
45235 | OH | PJM_East
45236 | OH | PJM_East
45237 | OH | PJM_East
45238 | OH | PJM_East
45239 | OH | PJM_East
45240 | OH | PJM_East
45241 | OH | PJM_East
45242 | OH | PJM_East
45243 | OH | PJM_East
45244 | OH | PJM_East
45245 | OH | PJM_East
45246 | OH | PJM_East
45247 | OH | PJM_East
45248 | OH | PJM_East
45249 | OH | PJM_East
45250 | OH | PJM_East
45251 | OH | PJM_East
45252 | OH | PJM_East
45253 | OH | PJM_East
45254 | OH | PJM_East
45255 | OH | PJM_East
45258 | OH | PJM_East
45262 | OH | PJM_East
45263 | OH | PJM_East
45264 | OH | PJM_East
45267 | OH | PJM_East
45268 | OH | PJM_East
45269 | OH | PJM_East
45270 | OH | PJM_East
45271 | OH | PJM_East
45273 | OH | PJM_East
45274 | OH | PJM_East
45280 | OH | PJM_East
45296 | OH | PJM_East
45299 | OH | PJM_East
15001 | PA | PJM_East
15003 | PA | PJM_East
15004 | PA | PJM_East
15005 | PA | PJM_East
15006 | PA | PJM_East
15007 | PA | PJM_East
15009 | PA | PJM_East
15010 | PA | PJM_East
15012 | PA | PJM_East
15014 | PA | PJM_East
15015 | PA | PJM_East
15017 | PA | PJM_East
15018 | PA | PJM_East
15019 | PA | PJM_East
15020 | PA | PJM_East
15021 | PA | PJM_East
15022 | PA | PJM_East
15024 | PA | PJM_East
15025 | PA | PJM_East
15026 | PA | PJM_East
15027 | PA | PJM_East
15028 | PA | PJM_East
15030 | PA | PJM_East
15031 | PA | PJM_East
15032 | PA | PJM_East
15033 | PA | PJM_East
15034 | PA | PJM_East
15035 | PA | PJM_East
15037 | PA | PJM_East
15038 | PA | PJM_East
15042 | PA | PJM_East
15043 | PA | PJM_East
15044 | PA | PJM_East
15045 | PA | PJM_East
15046 | PA | PJM_East
15047 | PA | PJM_East
15049 | PA | PJM_East
15050 | PA | PJM_East
15051 | PA | PJM_East
15052 | PA | PJM_East
15053 | PA | PJM_East
15054 | PA | PJM_East
15055 | PA | PJM_East
15056 | PA | PJM_East
15057 | PA | PJM_East
15059 | PA | PJM_East
15060 | PA | PJM_East
15061 | PA | PJM_East
15062 | PA | PJM_East
15063 | PA | PJM_East
15064 | PA | PJM_East
15065 | PA | PJM_East
15066 | PA | PJM_East
15067 | PA | PJM_East
15068 | PA | PJM_East
15069 | PA | PJM_East
15071 | PA | PJM_East
15072 | PA | PJM_East
15074 | PA | PJM_East
15075 | PA | PJM_East
15076 | PA | PJM_East
15077 | PA | PJM_East
15078 | PA | PJM_East
15081 | PA | PJM_East
15082 | PA | PJM_East
15083 | PA | PJM_East
15084 | PA | PJM_East
15085 | PA | PJM_East
15086 | PA | PJM_East
15087 | PA | PJM_East
15088 | PA | PJM_East
15089 | PA | PJM_East
15090 | PA | PJM_East
15091 | PA | PJM_East
15095 | PA | PJM_East
15096 | PA | PJM_East
15101 | PA | PJM_East
15102 | PA | PJM_East
15104 | PA | PJM_East
15106 | PA | PJM_East
15108 | PA | PJM_East
15110 | PA | PJM_East
15112 | PA | PJM_East
15116 | PA | PJM_East
15120 | PA | PJM_East
15122 | PA | PJM_East
15123 | PA | PJM_East
15126 | PA | PJM_East
15127 | PA | PJM_East
15129 | PA | PJM_East
15131 | PA | PJM_East
15132 | PA | PJM_East
15133 | PA | PJM_East
15134 | PA | PJM_East
15135 | PA | PJM_East
15136 | PA | PJM_East
15137 | PA | PJM_East
15139 | PA | PJM_East
15140 | PA | PJM_East
15142 | PA | PJM_East
15143 | PA | PJM_East
15144 | PA | PJM_East
15145 | PA | PJM_East
15146 | PA | PJM_East
15147 | PA | PJM_East
15148 | PA | PJM_East
15201 | PA | PJM_East
15202 | PA | PJM_East
15203 | PA | PJM_East
15204 | PA | PJM_East
15205 | PA | PJM_East
15206 | PA | PJM_East
15207 | PA | PJM_East
15208 | PA | PJM_East
15209 | PA | PJM_East
15210 | PA | PJM_East
15211 | PA | PJM_East
15212 | PA | PJM_East
15213 | PA | PJM_East
15214 | PA | PJM_East
15215 | PA | PJM_East
15216 | PA | PJM_East
15217 | PA | PJM_East
15218 | PA | PJM_East
15219 | PA | PJM_East
15220 | PA | PJM_East
15221 | PA | PJM_East
15222 | PA | PJM_East
15223 | PA | PJM_East
15224 | PA | PJM_East
15225 | PA | PJM_East
15226 | PA | PJM_East
15227 | PA | PJM_East
15228 | PA | PJM_East
15229 | PA | PJM_East
15230 | PA | PJM_East
15231 | PA | PJM_East
15232 | PA | PJM_East
15233 | PA | PJM_East
15234 | PA | PJM_East
15235 | PA | PJM_East
15236 | PA | PJM_East
15237 | PA | PJM_East
15238 | PA | PJM_East
15239 | PA | PJM_East
15240 | PA | PJM_East
15241 | PA | PJM_East
15242 | PA | PJM_East
15243 | PA | PJM_East
15244 | PA | PJM_East
15250 | PA | PJM_East
15251 | PA | PJM_East
15252 | PA | PJM_East
15253 | PA | PJM_East
15254 | PA | PJM_East
15255 | PA | PJM_East
15257 | PA | PJM_East
15258 | PA | PJM_East
15259 | PA | PJM_East
15260 | PA | PJM_East
15261 | PA | PJM_East
15262 | PA | PJM_East
15264 | PA | PJM_East
15265 | PA | PJM_East
15267 | PA | PJM_East
15268 | PA | PJM_East
15270 | PA | PJM_East
15272 | PA | PJM_East
15274 | PA | PJM_East
15275 | PA | PJM_East
15276 | PA | PJM_East
15277 | PA | PJM_East
15278 | PA | PJM_East
15279 | PA | PJM_East
15281 | PA | PJM_East
15282 | PA | PJM_East
15283 | PA | PJM_East
15286 | PA | PJM_East
15289 | PA | PJM_East
15290 | PA | PJM_East
15295 | PA | PJM_East
15301 | PA | PJM_East
15310 | PA | PJM_East
15311 | PA | PJM_East
15312 | PA | PJM_East
15313 | PA | PJM_East
15314 | PA | PJM_East
15315 | PA | PJM_East
15316 | PA | PJM_East
15317 | PA | PJM_East
15320 | PA | PJM_East
15321 | PA | PJM_East
15322 | PA | PJM_East
15323 | PA | PJM_East
15324 | PA | PJM_East
15325 | PA | PJM_East
15327 | PA | PJM_East
15329 | PA | PJM_East
15330 | PA | PJM_East
15331 | PA | PJM_East
15332 | PA | PJM_East
15333 | PA | PJM_East
15334 | PA | PJM_East
15336 | PA | PJM_East
15337 | PA | PJM_East
15338 | PA | PJM_East
15339 | PA | PJM_East
15340 | PA | PJM_East
15341 | PA | PJM_East
15342 | PA | PJM_East
15344 | PA | PJM_East
15345 | PA | PJM_East
15346 | PA | PJM_East
15347 | PA | PJM_East
15348 | PA | PJM_East
15349 | PA | PJM_East
15350 | PA | PJM_East
15351 | PA | PJM_East
15352 | PA | PJM_East
15353 | PA | PJM_East
15357 | PA | PJM_East
15358 | PA | PJM_East
15359 | PA | PJM_East
15360 | PA | PJM_East
15361 | PA | PJM_East
15362 | PA | PJM_East
15363 | PA | PJM_East
15364 | PA | PJM_East
15365 | PA | PJM_East
15366 | PA | PJM_East
15367 | PA | PJM_East
15368 | PA | PJM_East
15370 | PA | PJM_East
15376 | PA | PJM_East
15377 | PA | PJM_East
15378 | PA | PJM_East
15379 | PA | PJM_East
15380 | PA | PJM_East
15401 | PA | PJM_East
15410 | PA | PJM_East
15412 | PA | PJM_East
15413 | PA | PJM_East
15415 | PA | PJM_East
15416 | PA | PJM_East
15417 | PA | PJM_East
15419 | PA | PJM_East
15420 | PA | PJM_East
15421 | PA | PJM_East
15422 | PA | PJM_East
15423 | PA | PJM_East
15425 | PA | PJM_East
15427 | PA | PJM_East
15428 | PA | PJM_East
15429 | PA | PJM_East
15430 | PA | PJM_East
15431 | PA | PJM_East
15432 | PA | PJM_East
15433 | PA | PJM_East
15434 | PA | PJM_East
15435 | PA | PJM_East
15436 | PA | PJM_East
15437 | PA | PJM_East
15438 | PA | PJM_East
15439 | PA | PJM_East
15440 | PA | PJM_East
15442 | PA | PJM_East
15443 | PA | PJM_East
15444 | PA | PJM_East
15445 | PA | PJM_East
15446 | PA | PJM_East
15447 | PA | PJM_East
15448 | PA | PJM_East
15449 | PA | PJM_East
15450 | PA | PJM_East
15451 | PA | PJM_East
15454 | PA | PJM_East
15455 | PA | PJM_East
15456 | PA | PJM_East
15458 | PA | PJM_East
15459 | PA | PJM_East
15460 | PA | PJM_East
15461 | PA | PJM_East
15462 | PA | PJM_East
15463 | PA | PJM_East
15464 | PA | PJM_East
15465 | PA | PJM_East
15466 | PA | PJM_East
15467 | PA | PJM_East
15468 | PA | PJM_East
15469 | PA | PJM_East
15470 | PA | PJM_East
15472 | PA | PJM_East
15473 | PA | PJM_East
15474 | PA | PJM_East
15475 | PA | PJM_East
15476 | PA | PJM_East
15477 | PA | PJM_East
15478 | PA | PJM_East
15479 | PA | PJM_East
15480 | PA | PJM_East
15482 | PA | PJM_East
15483 | PA | PJM_East
15484 | PA | PJM_East
15486 | PA | PJM_East
15488 | PA | PJM_East
15489 | PA | PJM_East
15490 | PA | PJM_East
15492 | PA | PJM_East
15601 | PA | PJM_East
15605 | PA | PJM_East
15606 | PA | PJM_East
15610 | PA | PJM_East
15611 | PA | PJM_East
15612 | PA | PJM_East
15613 | PA | PJM_East
15615 | PA | PJM_East
15616 | PA | PJM_East
15617 | PA | PJM_East
15618 | PA | PJM_East
15619 | PA | PJM_East
15620 | PA | PJM_East
15621 | PA | PJM_East
15622 | PA | PJM_East
15623 | PA | PJM_East
15624 | PA | PJM_East
15625 | PA | PJM_East
15626 | PA | PJM_East
15627 | PA | PJM_East
15628 | PA | PJM_East
15629 | PA | PJM_East
15631 | PA | PJM_East
15632 | PA | PJM_East
15633 | PA | PJM_East
15634 | PA | PJM_East
15635 | PA | PJM_East
15636 | PA | PJM_East
15637 | PA | PJM_East
15638 | PA | PJM_East
15639 | PA | PJM_East
15640 | PA | PJM_East
15641 | PA | PJM_East
15642 | PA | PJM_East
15644 | PA | PJM_East
15646 | PA | PJM_East
15647 | PA | PJM_East
15650 | PA | PJM_East
15655 | PA | PJM_East
15656 | PA | PJM_East
15658 | PA | PJM_East
15660 | PA | PJM_East
15661 | PA | PJM_East
15662 | PA | PJM_East
15663 | PA | PJM_East
15664 | PA | PJM_East
15665 | PA | PJM_East
15666 | PA | PJM_East
15668 | PA | PJM_East
15670 | PA | PJM_East
15671 | PA | PJM_East
15672 | PA | PJM_East
15673 | PA | PJM_East
15674 | PA | PJM_East
15675 | PA | PJM_East
15676 | PA | PJM_East
15677 | PA | PJM_East
15678 | PA | PJM_East
15679 | PA | PJM_East
15680 | PA | PJM_East
15682 | PA | PJM_East
15683 | PA | PJM_East
15684 | PA | PJM_East
15685 | PA | PJM_East
15686 | PA | PJM_East
15687 | PA | PJM_East
15688 | PA | PJM_East
15689 | PA | PJM_East
15690 | PA | PJM_East
15691 | PA | PJM_East
15692 | PA | PJM_East
15693 | PA | PJM_East
15695 | PA | PJM_East
15696 | PA | PJM_East
15697 | PA | PJM_East
15698 | PA | PJM_East
15736 | PA | PJM_East
15779 | PA | PJM_East
15923 | PA | PJM_East
16001 | PA | PJM_East
16002 | PA | PJM_East
16003 | PA | PJM_East
16016 | PA | PJM_East
16017 | PA | PJM_East
16018 | PA | PJM_East
16020 | PA | PJM_East
16021 | PA | PJM_East
16022 | PA | PJM_East
16023 | PA | PJM_East
16024 | PA | PJM_East
16025 | PA | PJM_East
16027 | PA | PJM_East
16029 | PA | PJM_East
16030 | PA | PJM_East
16033 | PA | PJM_East
16034 | PA | PJM_East
16035 | PA | PJM_East
16037 | PA | PJM_East
16038 | PA | PJM_East
16039 | PA | PJM_East
16040 | PA | PJM_East
16041 | PA | PJM_East
16045 | PA | PJM_East
16046 | PA | PJM_East
16048 | PA | PJM_East
16050 | PA | PJM_East
16052 | PA | PJM_East
16053 | PA | PJM_East
16055 | PA | PJM_East
16056 | PA | PJM_East
16057 | PA | PJM_East
16059 | PA | PJM_East
16061 | PA | PJM_East
16063 | PA | PJM_East
16066 | PA | PJM_East
16115 | PA | PJM_East
16123 | PA | PJM_East
16136 | PA | PJM_East
16201 | PA | PJM_East
16210 | PA | PJM_East
16212 | PA | PJM_East
16218 | PA | PJM_East
16222 | PA | PJM_East
16226 | PA | PJM_East
16228 | PA | PJM_East
16229 | PA | PJM_East
16236 | PA | PJM_East
16238 | PA | PJM_East
16240 | PA | PJM_East
16244 | PA | PJM_East
16245 | PA | PJM_East
16249 | PA | PJM_East
16250 | PA | PJM_East
16253 | PA | PJM_East
16259 | PA | PJM_East
16261 | PA | PJM_East
16262 | PA | PJM_East
16263 | PA | PJM_East
24901 | WV | PJM_East
24902 | WV | PJM_East
24910 | WV | PJM_East
24915 | WV | PJM_East
24916 | WV | PJM_East
24918 | WV | PJM_East
24920 | WV | PJM_East
24924 | WV | PJM_East
24925 | WV | PJM_East
24927 | WV | PJM_East
24931 | WV | PJM_East
24934 | WV | PJM_East
24935 | WV | PJM_East
24938 | WV | PJM_East
24941 | WV | PJM_East
24943 | WV | PJM_East
24944 | WV | PJM_East
24945 | WV | PJM_East
24946 | WV | PJM_East
24951 | WV | PJM_East
24954 | WV | PJM_East
24957 | WV | PJM_East
24962 | WV | PJM_East
24963 | WV | PJM_East
24966 | WV | PJM_East
24970 | WV | PJM_East
24974 | WV | PJM_East
24976 | WV | PJM_East
24977 | WV | PJM_East
24981 | WV | PJM_East
24983 | WV | PJM_East
24984 | WV | PJM_East
24985 | WV | PJM_East
24986 | WV | PJM_East
24991 | WV | PJM_East
24993 | WV | PJM_East
25005 | WV | PJM_East
25019 | WV | PJM_East
25030 | WV | PJM_East
25043 | WV | PJM_East
25059 | WV | PJM_East
25063 | WV | PJM_East
25088 | WV | PJM_East
25111 | WV | PJM_East
25113 | WV | PJM_East
25125 | WV | PJM_East
25133 | WV | PJM_East
25141 | WV | PJM_East
25164 | WV | PJM_East
25211 | WV | PJM_East
25231 | WV | PJM_East
25234 | WV | PJM_East
25235 | WV | PJM_East
25239 | WV | PJM_East
25241 | WV | PJM_East
25243 | WV | PJM_East
25244 | WV | PJM_East
25245 | WV | PJM_East
25248 | WV | PJM_East
25251 | WV | PJM_East
25252 | WV | PJM_East
25259 | WV | PJM_East
25261 | WV | PJM_East
25262 | WV | PJM_East
25266 | WV | PJM_East
25267 | WV | PJM_East
25268 | WV | PJM_East
25270 | WV | PJM_East
25271 | WV | PJM_East
25275 | WV | PJM_East
25276 | WV | PJM_East
25285 | WV | PJM_East
25286 | WV | PJM_East
25401 | WV | PJM_East
25402 | WV | PJM_East
25403 | WV | PJM_East
25404 | WV | PJM_East
25405 | WV | PJM_East
25410 | WV | PJM_East
25411 | WV | PJM_East
25413 | WV | PJM_East
25414 | WV | PJM_East
25419 | WV | PJM_East
25420 | WV | PJM_East
25421 | WV | PJM_East
25422 | WV | PJM_East
25423 | WV | PJM_East
25425 | WV | PJM_East
25427 | WV | PJM_East
25428 | WV | PJM_East
25430 | WV | PJM_East
25431 | WV | PJM_East
25432 | WV | PJM_East
25434 | WV | PJM_East
25437 | WV | PJM_East
25438 | WV | PJM_East
25440 | WV | PJM_East
25441 | WV | PJM_East
25442 | WV | PJM_East
25443 | WV | PJM_East
25444 | WV | PJM_East
25446 | WV | PJM_East
25951 | WV | PJM_East
25958 | WV | PJM_East
25962 | WV | PJM_East
25966 | WV | PJM_East
25969 | WV | PJM_East
25972 | WV | PJM_East
25976 | WV | PJM_East
25977 | WV | PJM_East
25978 | WV | PJM_East
25979 | WV | PJM_East
25981 | WV | PJM_East
25984 | WV | PJM_East
25985 | WV | PJM_East
25986 | WV | PJM_East
26003 | WV | PJM_East
26030 | WV | PJM_East
26031 | WV | PJM_East
26032 | WV | PJM_East
26033 | WV | PJM_East
26034 | WV | PJM_East
26035 | WV | PJM_East
26036 | WV | PJM_East
26037 | WV | PJM_East
26038 | WV | PJM_East
26039 | WV | PJM_East
26040 | WV | PJM_East
26041 | WV | PJM_East
26047 | WV | PJM_East
26050 | WV | PJM_East
26055 | WV | PJM_East
26056 | WV | PJM_East
26058 | WV | PJM_East
26059 | WV | PJM_East
26060 | WV | PJM_East
26062 | WV | PJM_East
26070 | WV | PJM_East
26074 | WV | PJM_East
26075 | WV | PJM_East
26101 | WV | PJM_East
26102 | WV | PJM_East
26103 | WV | PJM_East
26104 | WV | PJM_East
26105 | WV | PJM_East
26106 | WV | PJM_East
26120 | WV | PJM_East
26121 | WV | PJM_East
26133 | WV | PJM_East
26134 | WV | PJM_East
26136 | WV | PJM_East
26137 | WV | PJM_East
26138 | WV | PJM_East
26141 | WV | PJM_East
26142 | WV | PJM_East
26143 | WV | PJM_East
26146 | WV | PJM_East
26147 | WV | PJM_East
26148 | WV | PJM_East
26149 | WV | PJM_East
26150 | WV | PJM_East
26151 | WV | PJM_East
26152 | WV | PJM_East
26155 | WV | PJM_East
26159 | WV | PJM_East
26160 | WV | PJM_East
26161 | WV | PJM_East
26162 | WV | PJM_East
26164 | WV | PJM_East
26167 | WV | PJM_East
26169 | WV | PJM_East
26170 | WV | PJM_East
26175 | WV | PJM_East
26178 | WV | PJM_East
26180 | WV | PJM_East
26181 | WV | PJM_East
26184 | WV | PJM_East
26187 | WV | PJM_East
26201 | WV | PJM_East
26202 | WV | PJM_East
26203 | WV | PJM_East
26205 | WV | PJM_East
26206 | WV | PJM_East
26208 | WV | PJM_East
26209 | WV | PJM_East
26210 | WV | PJM_East
26215 | WV | PJM_East
26217 | WV | PJM_East
26218 | WV | PJM_East
26219 | WV | PJM_East
26222 | WV | PJM_East
26224 | WV | PJM_East
26228 | WV | PJM_East
26229 | WV | PJM_East
26230 | WV | PJM_East
26234 | WV | PJM_East
26236 | WV | PJM_East
26237 | WV | PJM_East
26238 | WV | PJM_East
26241 | WV | PJM_East
26250 | WV | PJM_East
26253 | WV | PJM_East
26254 | WV | PJM_East
26257 | WV | PJM_East
26259 | WV | PJM_East
26260 | WV | PJM_East
26261 | WV | PJM_East
26263 | WV | PJM_East
26264 | WV | PJM_East
26266 | WV | PJM_East
26267 | WV | PJM_East
26268 | WV | PJM_East
26269 | WV | PJM_East
26270 | WV | PJM_East
26271 | WV | PJM_East
26273 | WV | PJM_East
26275 | WV | PJM_East
26276 | WV | PJM_East
26278 | WV | PJM_East
26280 | WV | PJM_East
26282 | WV | PJM_East
26283 | WV | PJM_East
26285 | WV | PJM_East
26287 | WV | PJM_East
26288 | WV | PJM_East
26289 | WV | PJM_East
26291 | WV | PJM_East
26292 | WV | PJM_East
26293 | WV | PJM_East
26294 | WV | PJM_East
26296 | WV | PJM_East
26298 | WV | PJM_East
26301 | WV | PJM_East
26302 | WV | PJM_East
26306 | WV | PJM_East
26320 | WV | PJM_East
26321 | WV | PJM_East
26323 | WV | PJM_East
26325 | WV | PJM_East
26327 | WV | PJM_East
26330 | WV | PJM_East
26335 | WV | PJM_East
26337 | WV | PJM_East
26338 | WV | PJM_East
26339 | WV | PJM_East
26342 | WV | PJM_East
26343 | WV | PJM_East
26346 | WV | PJM_East
26347 | WV | PJM_East
26348 | WV | PJM_East
26349 | WV | PJM_East
26351 | WV | PJM_East
26354 | WV | PJM_East
26361 | WV | PJM_East
26362 | WV | PJM_East
26366 | WV | PJM_East
26369 | WV | PJM_East
26372 | WV | PJM_East
26374 | WV | PJM_East
26376 | WV | PJM_East
26377 | WV | PJM_East
26378 | WV | PJM_East
26384 | WV | PJM_East
26385 | WV | PJM_East
26386 | WV | PJM_East
26404 | WV | PJM_East
26405 | WV | PJM_East
26408 | WV | PJM_East
26410 | WV | PJM_East
26411 | WV | PJM_East
26412 | WV | PJM_East
26415 | WV | PJM_East
26416 | WV | PJM_East
26419 | WV | PJM_East
26421 | WV | PJM_East
26422 | WV | PJM_East
26424 | WV | PJM_East
26425 | WV | PJM_East
26426 | WV | PJM_East
26430 | WV | PJM_East
26431 | WV | PJM_East
26434 | WV | PJM_East
26435 | WV | PJM_East
26436 | WV | PJM_East
26437 | WV | PJM_East
26438 | WV | PJM_East
26440 | WV | PJM_East
26443 | WV | PJM_East
26444 | WV | PJM_East
26447 | WV | PJM_East
26448 | WV | PJM_East
26451 | WV | PJM_East
26452 | WV | PJM_East
26456 | WV | PJM_East
26463 | WV | PJM_East
26501 | WV | PJM_East
26502 | WV | PJM_East
26504 | WV | PJM_East
26505 | WV | PJM_East
26506 | WV | PJM_East
26507 | WV | PJM_East
26508 | WV | PJM_East
26519 | WV | PJM_East
26520 | WV | PJM_East
26521 | WV | PJM_East
26524 | WV | PJM_East
26525 | WV | PJM_East
26527 | WV | PJM_East
26531 | WV | PJM_East
26534 | WV | PJM_East
26537 | WV | PJM_East
26541 | WV | PJM_East
26542 | WV | PJM_East
26543 | WV | PJM_East
26544 | WV | PJM_East
26546 | WV | PJM_East
26547 | WV | PJM_East
26554 | WV | PJM_East
26555 | WV | PJM_East
26559 | WV | PJM_East
26560 | WV | PJM_East
26561 | WV | PJM_East
26562 | WV | PJM_East
26563 | WV | PJM_East
26566 | WV | PJM_East
26568 | WV | PJM_East
26570 | WV | PJM_East
26571 | WV | PJM_East
26572 | WV | PJM_East
26574 | WV | PJM_East
26575 | WV | PJM_East
26576 | WV | PJM_East
26578 | WV | PJM_East
26581 | WV | PJM_East
26582 | WV | PJM_East
26585 | WV | PJM_East
26586 | WV | PJM_East
26587 | WV | PJM_East
26588 | WV | PJM_East
26590 | WV | PJM_East
26591 | WV | PJM_East
26601 | WV | PJM_East
26610 | WV | PJM_East
26611 | WV | PJM_East
26615 | WV | PJM_East
26617 | WV | PJM_East
26619 | WV | PJM_East
26621 | WV | PJM_East
26623 | WV | PJM_East
26624 | WV | PJM_East
26627 | WV | PJM_East
26629 | WV | PJM_East
26631 | WV | PJM_East
26636 | WV | PJM_East
26638 | WV | PJM_East
26651 | WV | PJM_East
26656 | WV | PJM_East
26660 | WV | PJM_East
26662 | WV | PJM_East
26667 | WV | PJM_East
26671 | WV | PJM_East
26675 | WV | PJM_East
26676 | WV | PJM_East
26678 | WV | PJM_East
26679 | WV | PJM_East
26680 | WV | PJM_East
26681 | WV | PJM_East
26684 | WV | PJM_East
26690 | WV | PJM_East
26691 | WV | PJM_East
26704 | WV | PJM_East
26705 | WV | PJM_East
26707 | WV | PJM_East
26710 | WV | PJM_East
26711 | WV | PJM_East
26714 | WV | PJM_East
26716 | WV | PJM_East
26717 | WV | PJM_East
26719 | WV | PJM_East
26720 | WV | PJM_East
26722 | WV | PJM_East
26726 | WV | PJM_East
26731 | WV | PJM_East
26739 | WV | PJM_East
26743 | WV | PJM_East
26750 | WV | PJM_East
26753 | WV | PJM_East
26755 | WV | PJM_East
26757 | WV | PJM_East
26761 | WV | PJM_East
26763 | WV | PJM_East
26764 | WV | PJM_East
26767 | WV | PJM_East
26801 | WV | PJM_East
26802 | WV | PJM_East
26804 | WV | PJM_East
26807 | WV | PJM_East
26808 | WV | PJM_East
26810 | WV | PJM_East
26812 | WV | PJM_East
26814 | WV | PJM_East
26815 | WV | PJM_East
26817 | WV | PJM_East
26818 | WV | PJM_East
26823 | WV | PJM_East
26833 | WV | PJM_East
26836 | WV | PJM_East
26838 | WV | PJM_East
26845 | WV | PJM_East
26847 | WV | PJM_East
26851 | WV | PJM_East
26852 | WV | PJM_East
26855 | WV | PJM_East
26865 | WV | PJM_East
26866 | WV | PJM_East
26884 | WV | PJM_East
26886 | WV | PJM_East
24701 | WV | PJM_East
24712 | WV | PJM_East
24714 | WV | PJM_East
24715 | WV | PJM_East
24716 | WV | PJM_East
24719 | WV | PJM_East
24724 | WV | PJM_East
24726 | WV | PJM_East
24729 | WV | PJM_East
24731 | WV | PJM_East
24732 | WV | PJM_East
24733 | WV | PJM_East
24736 | WV | PJM_East
24737 | WV | PJM_East
24738 | WV | PJM_East
24739 | WV | PJM_East
24740 | WV | PJM_East
24747 | WV | PJM_East
24751 | WV | PJM_East
24801 | WV | PJM_East
24808 | WV | PJM_East
24811 | WV | PJM_East
24813 | WV | PJM_East
24815 | WV | PJM_East
24816 | WV | PJM_East
24817 | WV | PJM_East
24818 | WV | PJM_East
24822 | WV | PJM_East
24823 | WV | PJM_East
24826 | WV | PJM_East
24827 | WV | PJM_East
24828 | WV | PJM_East
24829 | WV | PJM_East
24830 | WV | PJM_East
24831 | WV | PJM_East
24834 | WV | PJM_East
24836 | WV | PJM_East
24839 | WV | PJM_East
24843 | WV | PJM_East
24844 | WV | PJM_East
24845 | WV | PJM_East
24846 | WV | PJM_East
24847 | WV | PJM_East
24848 | WV | PJM_East
24849 | WV | PJM_East
24850 | WV | PJM_East
24851 | WV | PJM_East
24853 | WV | PJM_East
24854 | WV | PJM_East
24855 | WV | PJM_East
24857 | WV | PJM_East
24859 | WV | PJM_East
24860 | WV | PJM_East
24861 | WV | PJM_East
24862 | WV | PJM_East
24866 | WV | PJM_East
24867 | WV | PJM_East
24868 | WV | PJM_East
24869 | WV | PJM_East
24870 | WV | PJM_East
24871 | WV | PJM_East
24872 | WV | PJM_East
24873 | WV | PJM_East
24874 | WV | PJM_East
24878 | WV | PJM_East
24879 | WV | PJM_East
24880 | WV | PJM_East
24881 | WV | PJM_East
24882 | WV | PJM_East
24884 | WV | PJM_East
24887 | WV | PJM_East
24888 | WV | PJM_East
24892 | WV | PJM_East
24894 | WV | PJM_East
24895 | WV | PJM_East
24898 | WV | PJM_East
25002 | WV | PJM_East
25003 | WV | PJM_East
25007 | WV | PJM_East
25008 | WV | PJM_East
25009 | WV | PJM_East
25011 | WV | PJM_East
25015 | WV | PJM_East
25021 | WV | PJM_East
25022 | WV | PJM_East
25024 | WV | PJM_East
25025 | WV | PJM_East
25026 | WV | PJM_East
25028 | WV | PJM_East
25031 | WV | PJM_East
25033 | WV | PJM_East
25035 | WV | PJM_East
25036 | WV | PJM_East
25039 | WV | PJM_East
25040 | WV | PJM_East
25044 | WV | PJM_East
25045 | WV | PJM_East
25047 | WV | PJM_East
25048 | WV | PJM_East
25049 | WV | PJM_East
25051 | WV | PJM_East
25053 | WV | PJM_East
25054 | WV | PJM_East
25057 | WV | PJM_East
25060 | WV | PJM_East
25061 | WV | PJM_East
25062 | WV | PJM_East
25064 | WV | PJM_East
25067 | WV | PJM_East
25070 | WV | PJM_East
25071 | WV | PJM_East
25075 | WV | PJM_East
25076 | WV | PJM_East
25079 | WV | PJM_East
25081 | WV | PJM_East
25082 | WV | PJM_East
25083 | WV | PJM_East
25085 | WV | PJM_East
25086 | WV | PJM_East
25090 | WV | PJM_East
25093 | WV | PJM_East
25102 | WV | PJM_East
25103 | WV | PJM_East
25106 | WV | PJM_East
25107 | WV | PJM_East
25108 | WV | PJM_East
25109 | WV | PJM_East
25110 | WV | PJM_East
25112 | WV | PJM_East
25114 | WV | PJM_East
25115 | WV | PJM_East
25118 | WV | PJM_East
25119 | WV | PJM_East
25121 | WV | PJM_East
25123 | WV | PJM_East
25124 | WV | PJM_East
25126 | WV | PJM_East
25130 | WV | PJM_East
25132 | WV | PJM_East
25134 | WV | PJM_East
25136 | WV | PJM_East
25139 | WV | PJM_East
25140 | WV | PJM_East
25142 | WV | PJM_East
25143 | WV | PJM_East
25148 | WV | PJM_East
25149 | WV | PJM_East
25152 | WV | PJM_East
25154 | WV | PJM_East
25156 | WV | PJM_East
25159 | WV | PJM_East
25160 | WV | PJM_East
25161 | WV | PJM_East
25162 | WV | PJM_East
25165 | WV | PJM_East
25168 | WV | PJM_East
25169 | WV | PJM_East
25173 | WV | PJM_East
25174 | WV | PJM_East
25177 | WV | PJM_East
25180 | WV | PJM_East
25181 | WV | PJM_East
25183 | WV | PJM_East
25185 | WV | PJM_East
25186 | WV | PJM_East
25187 | WV | PJM_East
25193 | WV | PJM_East
25201 | WV | PJM_East
25202 | WV | PJM_East
25203 | WV | PJM_East
25204 | WV | PJM_East
25205 | WV | PJM_East
25206 | WV | PJM_East
25208 | WV | PJM_East
25209 | WV | PJM_East
25213 | WV | PJM_East
25214 | WV | PJM_East
25247 | WV | PJM_East
25253 | WV | PJM_East
25260 | WV | PJM_East
25264 | WV | PJM_East
25265 | WV | PJM_East
25287 | WV | PJM_East
25301 | WV | PJM_East
25302 | WV | PJM_East
25303 | WV | PJM_East
25304 | WV | PJM_East
25305 | WV | PJM_East
25306 | WV | PJM_East
25309 | WV | PJM_East
25311 | WV | PJM_East
25312 | WV | PJM_East
25313 | WV | PJM_East
25314 | WV | PJM_East
25315 | WV | PJM_East
25317 | WV | PJM_East
25320 | WV | PJM_East
25321 | WV | PJM_East
25322 | WV | PJM_East
25323 | WV | PJM_East
25324 | WV | PJM_East
25325 | WV | PJM_East
25326 | WV | PJM_East
25327 | WV | PJM_East
25328 | WV | PJM_East
25329 | WV | PJM_East
25330 | WV | PJM_East
25331 | WV | PJM_East
25332 | WV | PJM_East
25333 | WV | PJM_East
25334 | WV | PJM_East
25335 | WV | PJM_East
25336 | WV | PJM_East
25337 | WV | PJM_East
25338 | WV | PJM_East
25339 | WV | PJM_East
25350 | WV | PJM_East
25356 | WV | PJM_East
25357 | WV | PJM_East
25358 | WV | PJM_East
25360 | WV | PJM_East
25361 | WV | PJM_East
25362 | WV | PJM_East
25364 | WV | PJM_East
25365 | WV | PJM_East
25375 | WV | PJM_East
25387 | WV | PJM_East
25389 | WV | PJM_East
25392 | WV | PJM_East
25396 | WV | PJM_East
25501 | WV | PJM_East
25502 | WV | PJM_East
25503 | WV | PJM_East
25504 | WV | PJM_East
25505 | WV | PJM_East
25506 | WV | PJM_East
25507 | WV | PJM_East
25508 | WV | PJM_East
25510 | WV | PJM_East
25511 | WV | PJM_East
25512 | WV | PJM_East
25514 | WV | PJM_East
25515 | WV | PJM_East
25517 | WV | PJM_East
25520 | WV | PJM_East
25521 | WV | PJM_East
25523 | WV | PJM_East
25524 | WV | PJM_East
25526 | WV | PJM_East
25529 | WV | PJM_East
25530 | WV | PJM_East
25534 | WV | PJM_East
25535 | WV | PJM_East
25537 | WV | PJM_East
25540 | WV | PJM_East
25541 | WV | PJM_East
25544 | WV | PJM_East
25545 | WV | PJM_East
25547 | WV | PJM_East
25550 | WV | PJM_East
25555 | WV | PJM_East
25557 | WV | PJM_East
25559 | WV | PJM_East
25560 | WV | PJM_East
25562 | WV | PJM_East
25564 | WV | PJM_East
25565 | WV | PJM_East
25567 | WV | PJM_East
25569 | WV | PJM_East
25570 | WV | PJM_East
25571 | WV | PJM_East
25572 | WV | PJM_East
25573 | WV | PJM_East
25601 | WV | PJM_East
25606 | WV | PJM_East
25607 | WV | PJM_East
25608 | WV | PJM_East
25611 | WV | PJM_East
25612 | WV | PJM_East
25614 | WV | PJM_East
25617 | WV | PJM_East
25621 | WV | PJM_East
25624 | WV | PJM_East
25625 | WV | PJM_East
25628 | WV | PJM_East
25630 | WV | PJM_East
25632 | WV | PJM_East
25634 | WV | PJM_East
25635 | WV | PJM_East
25637 | WV | PJM_East
25638 | WV | PJM_East
25639 | WV | PJM_East
25644 | WV | PJM_East
25646 | WV | PJM_East
25647 | WV | PJM_East
25649 | WV | PJM_East
25650 | WV | PJM_East
25651 | WV | PJM_East
25652 | WV | PJM_East
25653 | WV | PJM_East
25654 | WV | PJM_East
25661 | WV | PJM_East
25665 | WV | PJM_East
25666 | WV | PJM_East
25667 | WV | PJM_East
25669 | WV | PJM_East
25670 | WV | PJM_East
25671 | WV | PJM_East
25672 | WV | PJM_East
25674 | WV | PJM_East
25676 | WV | PJM_East
25678 | WV | PJM_East
25685 | WV | PJM_East
25686 | WV | PJM_East
25688 | WV | PJM_East
25690 | WV | PJM_East
25691 | WV | PJM_East
25692 | WV | PJM_East
25696 | WV | PJM_East
25699 | WV | PJM_East
25701 | WV | PJM_East
25702 | WV | PJM_East
25703 | WV | PJM_East
25704 | WV | PJM_East
25705 | WV | PJM_East
25706 | WV | PJM_East
25707 | WV | PJM_East
25708 | WV | PJM_East
25709 | WV | PJM_East
25710 | WV | PJM_East
25711 | WV | PJM_East
25712 | WV | PJM_East
25713 | WV | PJM_East
25714 | WV | PJM_East
25715 | WV | PJM_East
25716 | WV | PJM_East
25717 | WV | PJM_East
25718 | WV | PJM_East
25719 | WV | PJM_East
25720 | WV | PJM_East
25721 | WV | PJM_East
25722 | WV | PJM_East
25723 | WV | PJM_East
25724 | WV | PJM_East
25725 | WV | PJM_East
25726 | WV | PJM_East
25727 | WV | PJM_East
25728 | WV | PJM_East
25729 | WV | PJM_East
25755 | WV | PJM_East
25770 | WV | PJM_East
25771 | WV | PJM_East
25772 | WV | PJM_East
25773 | WV | PJM_East
25774 | WV | PJM_East
25775 | WV | PJM_East
25776 | WV | PJM_East
25777 | WV | PJM_East
25778 | WV | PJM_East
25779 | WV | PJM_East
25801 | WV | PJM_East
25802 | WV | PJM_East
25810 | WV | PJM_East
25811 | WV | PJM_East
25812 | WV | PJM_East
25813 | WV | PJM_East
25817 | WV | PJM_East
25818 | WV | PJM_East
25820 | WV | PJM_East
25823 | WV | PJM_East
25825 | WV | PJM_East
25826 | WV | PJM_East
25827 | WV | PJM_East
25831 | WV | PJM_East
25832 | WV | PJM_East
25833 | WV | PJM_East
25836 | WV | PJM_East
25837 | WV | PJM_East
25839 | WV | PJM_East
25840 | WV | PJM_East
25841 | WV | PJM_East
25843 | WV | PJM_East
25844 | WV | PJM_East
25845 | WV | PJM_East
25846 | WV | PJM_East
25848 | WV | PJM_East
25849 | WV | PJM_East
25851 | WV | PJM_East
25853 | WV | PJM_East
25854 | WV | PJM_East
25855 | WV | PJM_East
25857 | WV | PJM_East
25860 | WV | PJM_East
25862 | WV | PJM_East
25864 | WV | PJM_East
25865 | WV | PJM_East
25866 | WV | PJM_East
25868 | WV | PJM_East
25870 | WV | PJM_East
25871 | WV | PJM_East
25873 | WV | PJM_East
25875 | WV | PJM_East
25876 | WV | PJM_East
25878 | WV | PJM_East
25879 | WV | PJM_East
25880 | WV | PJM_East
25882 | WV | PJM_East
25888 | WV | PJM_East
25901 | WV | PJM_East
25902 | WV | PJM_East
25904 | WV | PJM_East
25906 | WV | PJM_East
25907 | WV | PJM_East
25908 | WV | PJM_East
25909 | WV | PJM_East
25911 | WV | PJM_East
25913 | WV | PJM_East
25915 | WV | PJM_East
25916 | WV | PJM_East
25917 | WV | PJM_East
25918 | WV | PJM_East
25919 | WV | PJM_East
25920 | WV | PJM_East
25921 | WV | PJM_East
25922 | WV | PJM_East
25927 | WV | PJM_East
25928 | WV | PJM_East
25932 | WV | PJM_East
25936 | WV | PJM_East
25938 | WV | PJM_East
25942 | WV | PJM_East
25943 | WV | PJM_East
25971 | WV | PJM_East
25989 | WV | PJM_East
22920 | VA | PJM_East
22922 | VA | PJM_East
22938 | VA | PJM_East
22949 | VA | PJM_East
22958 | VA | PJM_East
22964 | VA | PJM_East
22967 | VA | PJM_East
22971 | VA | PJM_East
22976 | VA | PJM_East
24001 | VA | PJM_East
24002 | VA | PJM_East
24003 | VA | PJM_East
24004 | VA | PJM_East
24005 | VA | PJM_East
24006 | VA | PJM_East
24007 | VA | PJM_East
24008 | VA | PJM_East
24009 | VA | PJM_East
24010 | VA | PJM_East
24011 | VA | PJM_East
24012 | VA | PJM_East
24013 | VA | PJM_East
24014 | VA | PJM_East
24015 | VA | PJM_East
24016 | VA | PJM_East
24017 | VA | PJM_East
24018 | VA | PJM_East
24019 | VA | PJM_East
24020 | VA | PJM_East
24022 | VA | PJM_East
24023 | VA | PJM_East
24024 | VA | PJM_East
24025 | VA | PJM_East
24026 | VA | PJM_East
24027 | VA | PJM_East
24028 | VA | PJM_East
24029 | VA | PJM_East
24030 | VA | PJM_East
24031 | VA | PJM_East
24032 | VA | PJM_East
24033 | VA | PJM_East
24034 | VA | PJM_East
24035 | VA | PJM_East
24036 | VA | PJM_East
24037 | VA | PJM_East
24038 | VA | PJM_East
24040 | VA | PJM_East
24042 | VA | PJM_East
24043 | VA | PJM_East
24050 | VA | PJM_East
24053 | VA | PJM_East
24054 | VA | PJM_East
24055 | VA | PJM_East
24058 | VA | PJM_East
24059 | VA | PJM_East
24060 | VA | PJM_East
24061 | VA | PJM_East
24062 | VA | PJM_East
24063 | VA | PJM_East
24064 | VA | PJM_East
24065 | VA | PJM_East
24066 | VA | PJM_East
24067 | VA | PJM_East
24068 | VA | PJM_East
24070 | VA | PJM_East
24072 | VA | PJM_East
24073 | VA | PJM_East
24076 | VA | PJM_East
24077 | VA | PJM_East
24078 | VA | PJM_East
24079 | VA | PJM_East
24082 | VA | PJM_East
24083 | VA | PJM_East
24084 | VA | PJM_East
24085 | VA | PJM_East
24086 | VA | PJM_East
24087 | VA | PJM_East
24088 | VA | PJM_East
24089 | VA | PJM_East
24090 | VA | PJM_East
24091 | VA | PJM_East
24092 | VA | PJM_East
24093 | VA | PJM_East
24095 | VA | PJM_East
24101 | VA | PJM_East
24102 | VA | PJM_East
24104 | VA | PJM_East
24105 | VA | PJM_East
24111 | VA | PJM_East
24112 | VA | PJM_East
24113 | VA | PJM_East
24114 | VA | PJM_East
24115 | VA | PJM_East
24120 | VA | PJM_East
24121 | VA | PJM_East
24122 | VA | PJM_East
24124 | VA | PJM_East
24126 | VA | PJM_East
24127 | VA | PJM_East
24128 | VA | PJM_East
24129 | VA | PJM_East
24130 | VA | PJM_East
24131 | VA | PJM_East
24132 | VA | PJM_East
24133 | VA | PJM_East
24134 | VA | PJM_East
24136 | VA | PJM_East
24137 | VA | PJM_East
24138 | VA | PJM_East
24141 | VA | PJM_East
24142 | VA | PJM_East
24143 | VA | PJM_East
24146 | VA | PJM_East
24147 | VA | PJM_East
24148 | VA | PJM_East
24149 | VA | PJM_East
24150 | VA | PJM_East
24151 | VA | PJM_East
24153 | VA | PJM_East
24155 | VA | PJM_East
24157 | VA | PJM_East
24162 | VA | PJM_East
24165 | VA | PJM_East
24167 | VA | PJM_East
24168 | VA | PJM_East
24171 | VA | PJM_East
24174 | VA | PJM_East
24175 | VA | PJM_East
24176 | VA | PJM_East
24177 | VA | PJM_East
24178 | VA | PJM_East
24179 | VA | PJM_East
24184 | VA | PJM_East
24185 | VA | PJM_East
24201 | VA | PJM_East
24202 | VA | PJM_East
24203 | VA | PJM_East
24205 | VA | PJM_East
24209 | VA | PJM_East
24210 | VA | PJM_East
24211 | VA | PJM_East
24212 | VA | PJM_East
24215 | VA | PJM_East
24216 | VA | PJM_East
24217 | VA | PJM_East
24218 | VA | PJM_East
24219 | VA | PJM_East
24220 | VA | PJM_East
24221 | VA | PJM_East
24224 | VA | PJM_East
24225 | VA | PJM_East
24226 | VA | PJM_East
24228 | VA | PJM_East
24230 | VA | PJM_East
24236 | VA | PJM_East
24237 | VA | PJM_East
24239 | VA | PJM_East
24243 | VA | PJM_East
24244 | VA | PJM_East
24245 | VA | PJM_East
24246 | VA | PJM_East
24248 | VA | PJM_East
24250 | VA | PJM_East
24251 | VA | PJM_East
24256 | VA | PJM_East
24258 | VA | PJM_East
24260 | VA | PJM_East
24263 | VA | PJM_East
24265 | VA | PJM_East
24266 | VA | PJM_East
24269 | VA | PJM_East
24270 | VA | PJM_East
24271 | VA | PJM_East
24272 | VA | PJM_East
24273 | VA | PJM_East
24277 | VA | PJM_East
24279 | VA | PJM_East
24280 | VA | PJM_East
24281 | VA | PJM_East
24282 | VA | PJM_East
24283 | VA | PJM_East
24290 | VA | PJM_East
24292 | VA | PJM_East
24293 | VA | PJM_East
24301 | VA | PJM_East
24311 | VA | PJM_East
24312 | VA | PJM_East
24313 | VA | PJM_East
24314 | VA | PJM_East
24315 | VA | PJM_East
24316 | VA | PJM_East
24317 | VA | PJM_East
24318 | VA | PJM_East
24319 | VA | PJM_East
24322 | VA | PJM_East
24323 | VA | PJM_East
24324 | VA | PJM_East
24325 | VA | PJM_East
24326 | VA | PJM_East
24327 | VA | PJM_East
24328 | VA | PJM_East
24330 | VA | PJM_East
24333 | VA | PJM_East
24340 | VA | PJM_East
24343 | VA | PJM_East
24347 | VA | PJM_East
24348 | VA | PJM_East
24350 | VA | PJM_East
24351 | VA | PJM_East
24352 | VA | PJM_East
24354 | VA | PJM_East
24360 | VA | PJM_East
24361 | VA | PJM_East
24363 | VA | PJM_East
24366 | VA | PJM_East
24368 | VA | PJM_East
24370 | VA | PJM_East
24374 | VA | PJM_East
24375 | VA | PJM_East
24377 | VA | PJM_East
24378 | VA | PJM_East
24380 | VA | PJM_East
24381 | VA | PJM_East
24382 | VA | PJM_East
24438 | VA | PJM_East
24464 | VA | PJM_East
24501 | VA | PJM_East
24502 | VA | PJM_East
24503 | VA | PJM_East
24504 | VA | PJM_East
24505 | VA | PJM_East
24506 | VA | PJM_East
24513 | VA | PJM_East
24514 | VA | PJM_East
24515 | VA | PJM_East
24521 | VA | PJM_East
24523 | VA | PJM_East
24526 | VA | PJM_East
24533 | VA | PJM_East
24536 | VA | PJM_East
24551 | VA | PJM_East
24556 | VA | PJM_East
24570 | VA | PJM_East
24572 | VA | PJM_East
24574 | VA | PJM_East
24581 | VA | PJM_East
24595 | VA | PJM_East
24601 | VA | PJM_East
24602 | VA | PJM_East
24603 | VA | PJM_East
24604 | VA | PJM_East
24605 | VA | PJM_East
24606 | VA | PJM_East
24607 | VA | PJM_East
24608 | VA | PJM_East
24609 | VA | PJM_East
24612 | VA | PJM_East
24613 | VA | PJM_East
24614 | VA | PJM_East
24619 | VA | PJM_East
24620 | VA | PJM_East
24622 | VA | PJM_East
24624 | VA | PJM_East
24627 | VA | PJM_East
24628 | VA | PJM_East
24630 | VA | PJM_East
24631 | VA | PJM_East
24634 | VA | PJM_East
24635 | VA | PJM_East
24637 | VA | PJM_East
24639 | VA | PJM_East
24640 | VA | PJM_East
24641 | VA | PJM_East
24646 | VA | PJM_East
24647 | VA | PJM_East
24649 | VA | PJM_East
24651 | VA | PJM_East
24656 | VA | PJM_East
24657 | VA | PJM_East
24658 | VA | PJM_East
15821 | PA | PJM_East
15822 | PA | PJM_East
15823 | PA | PJM_East
15827 | PA | PJM_East
15831 | PA | PJM_East
15832 | PA | PJM_East
15834 | PA | PJM_East
15841 | PA | PJM_East
15845 | PA | PJM_East
15846 | PA | PJM_East
15853 | PA | PJM_East
15857 | PA | PJM_East
15861 | PA | PJM_East
15868 | PA | PJM_East
15870 | PA | PJM_East
16677 | PA | PJM_East
16720 | PA | PJM_East
16728 | PA | PJM_East
16734 | PA | PJM_East
16746 | PA | PJM_East
16748 | PA | PJM_East
16801 | PA | PJM_East
16802 | PA | PJM_East
16803 | PA | PJM_East
16804 | PA | PJM_East
16805 | PA | PJM_East
16820 | PA | PJM_East
16822 | PA | PJM_East
16823 | PA | PJM_East
16826 | PA | PJM_East
16827 | PA | PJM_East
16828 | PA | PJM_East
16829 | PA | PJM_East
16832 | PA | PJM_East
16835 | PA | PJM_East
16841 | PA | PJM_East
16844 | PA | PJM_East
16848 | PA | PJM_East
16851 | PA | PJM_East
16852 | PA | PJM_East
16853 | PA | PJM_East
16854 | PA | PJM_East
16856 | PA | PJM_East
16859 | PA | PJM_East
16864 | PA | PJM_East
16865 | PA | PJM_East
16866 | PA | PJM_East
16868 | PA | PJM_East
16870 | PA | PJM_East
16872 | PA | PJM_East
16874 | PA | PJM_East
16875 | PA | PJM_East
16877 | PA | PJM_East
16882 | PA | PJM_East
16915 | PA | PJM_East
16922 | PA | PJM_East
16923 | PA | PJM_East
16927 | PA | PJM_East
16937 | PA | PJM_East
16941 | PA | PJM_East
16948 | PA | PJM_East
17721 | PA | PJM_East
17726 | PA | PJM_East
17729 | PA | PJM_East
17745 | PA | PJM_East
17747 | PA | PJM_East
17748 | PA | PJM_East
17750 | PA | PJM_East
17751 | PA | PJM_East
17760 | PA | PJM_East
17764 | PA | PJM_East
17778 | PA | PJM_East
17779 | PA | PJM_East
15536 | PA | PJM_East
16689 | PA | PJM_East
16691 | PA | PJM_East
17201 | PA | PJM_East
17202 | PA | PJM_East
17210 | PA | PJM_East
17212 | PA | PJM_East
17214 | PA | PJM_East
17215 | PA | PJM_East
17217 | PA | PJM_East
17219 | PA | PJM_East
17220 | PA | PJM_East
17221 | PA | PJM_East
17222 | PA | PJM_East
17223 | PA | PJM_East
17224 | PA | PJM_East
17225 | PA | PJM_East
17228 | PA | PJM_East
17229 | PA | PJM_East
17231 | PA | PJM_East
17232 | PA | PJM_East
17233 | PA | PJM_East
17235 | PA | PJM_East
17236 | PA | PJM_East
17237 | PA | PJM_East
17238 | PA | PJM_East
17244 | PA | PJM_East
17246 | PA | PJM_East
17247 | PA | PJM_East
17250 | PA | PJM_East
17251 | PA | PJM_East
17252 | PA | PJM_East
17254 | PA | PJM_East
17256 | PA | PJM_East
17261 | PA | PJM_East
17262 | PA | PJM_East
17263 | PA | PJM_East
17265 | PA | PJM_East
17267 | PA | PJM_East
17268 | PA | PJM_East
17271 | PA | PJM_East
17272 | PA | PJM_East
21501 | MD | PJM_East
21502 | MD | PJM_East
21503 | MD | PJM_East
21504 | MD | PJM_East
21505 | MD | PJM_East
21520 | MD | PJM_East
21521 | MD | PJM_East
21522 | MD | PJM_East
21523 | MD | PJM_East
21524 | MD | PJM_East
21528 | MD | PJM_East
21529 | MD | PJM_East
21530 | MD | PJM_East
21531 | MD | PJM_East
21532 | MD | PJM_East
21536 | MD | PJM_East
21538 | MD | PJM_East
21539 | MD | PJM_East
21540 | MD | PJM_East
21541 | MD | PJM_East
21542 | MD | PJM_East
21543 | MD | PJM_East
21545 | MD | PJM_East
21550 | MD | PJM_East
21555 | MD | PJM_East
21556 | MD | PJM_East
21557 | MD | PJM_East
21560 | MD | PJM_East
21561 | MD | PJM_East
21562 | MD | PJM_East
21701 | MD | PJM_East
21702 | MD | PJM_East
21703 | MD | PJM_East
21704 | MD | PJM_East
21705 | MD | PJM_East
21709 | MD | PJM_East
21710 | MD | PJM_East
21711 | MD | PJM_East
21713 | MD | PJM_East
21714 | MD | PJM_East
21715 | MD | PJM_East
21716 | MD | PJM_East
21717 | MD | PJM_East
21718 | MD | PJM_East
21719 | MD | PJM_East
21720 | MD | PJM_East
21721 | MD | PJM_East
21722 | MD | PJM_East
21727 | MD | PJM_East
21733 | MD | PJM_East
21734 | MD | PJM_East
21740 | MD | PJM_East
21741 | MD | PJM_East
21742 | MD | PJM_East
21746 | MD | PJM_East
21747 | MD | PJM_East
21749 | MD | PJM_East
21750 | MD | PJM_East
21754 | MD | PJM_East
21755 | MD | PJM_East
21756 | MD | PJM_East
21758 | MD | PJM_East
21759 | MD | PJM_East
21762 | MD | PJM_East
21766 | MD | PJM_East
21767 | MD | PJM_East
21769 | MD | PJM_East
21770 | MD | PJM_East
21773 | MD | PJM_East
21774 | MD | PJM_East
21775 | MD | PJM_East
21777 | MD | PJM_East
21778 | MD | PJM_East
21779 | MD | PJM_East
21780 | MD | PJM_East
21781 | MD | PJM_East
21782 | MD | PJM_East
21783 | MD | PJM_East
21788 | MD | PJM_East
21790 | MD | PJM_East
21791 | MD | PJM_East
21793 | MD | PJM_East
21795 | MD | PJM_East
21798 | MD | PJM_East
15411 | PA | PJM_East
15424 | PA | PJM_East
15485 | PA | PJM_East
15501 | PA | PJM_East
15502 | PA | PJM_East
15510 | PA | PJM_East
15520 | PA | PJM_East
15521 | PA | PJM_East
15522 | PA | PJM_East
15530 | PA | PJM_East
15531 | PA | PJM_East
15532 | PA | PJM_East
15533 | PA | PJM_East
15534 | PA | PJM_East
15535 | PA | PJM_East
15537 | PA | PJM_East
15538 | PA | PJM_East
15539 | PA | PJM_East
15540 | PA | PJM_East
15541 | PA | PJM_East
15542 | PA | PJM_East
15544 | PA | PJM_East
15545 | PA | PJM_East
15546 | PA | PJM_East
15547 | PA | PJM_East
15548 | PA | PJM_East
15549 | PA | PJM_East
15550 | PA | PJM_East
15551 | PA | PJM_East
15552 | PA | PJM_East
15553 | PA | PJM_East
15554 | PA | PJM_East
15555 | PA | PJM_East
15557 | PA | PJM_East
15558 | PA | PJM_East
15559 | PA | PJM_East
15560 | PA | PJM_East
15561 | PA | PJM_East
15562 | PA | PJM_East
15563 | PA | PJM_East
15564 | PA | PJM_East
15565 | PA | PJM_East
15681 | PA | PJM_East
15701 | PA | PJM_East
15705 | PA | PJM_East
15710 | PA | PJM_East
15711 | PA | PJM_East
15712 | PA | PJM_East
15713 | PA | PJM_East
15714 | PA | PJM_East
15715 | PA | PJM_East
15716 | PA | PJM_East
15717 | PA | PJM_East
15720 | PA | PJM_East
15721 | PA | PJM_East
15722 | PA | PJM_East
15723 | PA | PJM_East
15724 | PA | PJM_East
15725 | PA | PJM_East
15727 | PA | PJM_East
15728 | PA | PJM_East
15729 | PA | PJM_East
15730 | PA | PJM_East
15731 | PA | PJM_East
15732 | PA | PJM_East
15733 | PA | PJM_East
15734 | PA | PJM_East
15737 | PA | PJM_East
15738 | PA | PJM_East
15739 | PA | PJM_East
15741 | PA | PJM_East
15742 | PA | PJM_East
15744 | PA | PJM_East
15745 | PA | PJM_East
15746 | PA | PJM_East
15747 | PA | PJM_East
15748 | PA | PJM_East
15750 | PA | PJM_East
15752 | PA | PJM_East
15753 | PA | PJM_East
15754 | PA | PJM_East
15756 | PA | PJM_East
15757 | PA | PJM_East
15758 | PA | PJM_East
15759 | PA | PJM_East
15760 | PA | PJM_East
15761 | PA | PJM_East
15762 | PA | PJM_East
15763 | PA | PJM_East
15764 | PA | PJM_East
15765 | PA | PJM_East
15767 | PA | PJM_East
15770 | PA | PJM_East
15771 | PA | PJM_East
15772 | PA | PJM_East
15773 | PA | PJM_East
15774 | PA | PJM_East
15775 | PA | PJM_East
15776 | PA | PJM_East
15777 | PA | PJM_East
15778 | PA | PJM_East
15780 | PA | PJM_East
15781 | PA | PJM_East
15783 | PA | PJM_East
15784 | PA | PJM_East
15801 | PA | PJM_East
15824 | PA | PJM_East
15825 | PA | PJM_East
15828 | PA | PJM_East
15829 | PA | PJM_East
15840 | PA | PJM_East
15847 | PA | PJM_East
15848 | PA | PJM_East
15849 | PA | PJM_East
15851 | PA | PJM_East
15856 | PA | PJM_East
15860 | PA | PJM_East
15863 | PA | PJM_East
15864 | PA | PJM_East
15865 | PA | PJM_East
15866 | PA | PJM_East
15901 | PA | PJM_East
15902 | PA | PJM_East
15904 | PA | PJM_East
15905 | PA | PJM_East
15906 | PA | PJM_East
15907 | PA | PJM_East
15909 | PA | PJM_East
15915 | PA | PJM_East
15920 | PA | PJM_East
15921 | PA | PJM_East
15922 | PA | PJM_East
15924 | PA | PJM_East
15925 | PA | PJM_East
15926 | PA | PJM_East
15927 | PA | PJM_East
15928 | PA | PJM_East
15929 | PA | PJM_East
15930 | PA | PJM_East
15931 | PA | PJM_East
15934 | PA | PJM_East
15935 | PA | PJM_East
15936 | PA | PJM_East
15937 | PA | PJM_East
15938 | PA | PJM_East
15940 | PA | PJM_East
15942 | PA | PJM_East
15943 | PA | PJM_East
15944 | PA | PJM_East
15945 | PA | PJM_East
15946 | PA | PJM_East
15948 | PA | PJM_East
15949 | PA | PJM_East
15951 | PA | PJM_East
15952 | PA | PJM_East
15953 | PA | PJM_East
15954 | PA | PJM_East
15955 | PA | PJM_East
15956 | PA | PJM_East
15957 | PA | PJM_East
15958 | PA | PJM_East
15959 | PA | PJM_East
15960 | PA | PJM_East
15961 | PA | PJM_East
15962 | PA | PJM_East
15963 | PA | PJM_East
16028 | PA | PJM_East
16036 | PA | PJM_East
16049 | PA | PJM_East
16051 | PA | PJM_East
16054 | PA | PJM_East
16058 | PA | PJM_East
16101 | PA | PJM_East
16102 | PA | PJM_East
16103 | PA | PJM_East
16105 | PA | PJM_East
16107 | PA | PJM_East
16108 | PA | PJM_East
16110 | PA | PJM_East
16111 | PA | PJM_East
16112 | PA | PJM_East
16113 | PA | PJM_East
16114 | PA | PJM_East
16116 | PA | PJM_East
16117 | PA | PJM_East
16120 | PA | PJM_East
16121 | PA | PJM_East
16124 | PA | PJM_East
16125 | PA | PJM_East
16127 | PA | PJM_East
16130 | PA | PJM_East
16131 | PA | PJM_East
16132 | PA | PJM_East
16133 | PA | PJM_East
16134 | PA | PJM_East
16137 | PA | PJM_East
16140 | PA | PJM_East
16141 | PA | PJM_East
16142 | PA | PJM_East
16143 | PA | PJM_East
16145 | PA | PJM_East
16146 | PA | PJM_East
16148 | PA | PJM_East
16150 | PA | PJM_East
16151 | PA | PJM_East
16153 | PA | PJM_East
16154 | PA | PJM_East
16155 | PA | PJM_East
16156 | PA | PJM_East
16157 | PA | PJM_East
16159 | PA | PJM_East
16160 | PA | PJM_East
16161 | PA | PJM_East
16172 | PA | PJM_East
16211 | PA | PJM_East
16213 | PA | PJM_East
16214 | PA | PJM_East
16217 | PA | PJM_East
16220 | PA | PJM_East
16221 | PA | PJM_East
16223 | PA | PJM_East
16224 | PA | PJM_East
16225 | PA | PJM_East
16230 | PA | PJM_East
16232 | PA | PJM_East
16233 | PA | PJM_East
16234 | PA | PJM_East
16235 | PA | PJM_East
16239 | PA | PJM_East
16242 | PA | PJM_East
16246 | PA | PJM_East
16248 | PA | PJM_East
16254 | PA | PJM_East
16255 | PA | PJM_East
16256 | PA | PJM_East
16257 | PA | PJM_East
16258 | PA | PJM_East
16260 | PA | PJM_East
16301 | PA | PJM_East
16311 | PA | PJM_East
16312 | PA | PJM_East
16313 | PA | PJM_East
16314 | PA | PJM_East
16316 | PA | PJM_East
16317 | PA | PJM_East
16319 | PA | PJM_East
16321 | PA | PJM_East
16322 | PA | PJM_East
16323 | PA | PJM_East
16326 | PA | PJM_East
16327 | PA | PJM_East
16328 | PA | PJM_East
16329 | PA | PJM_East
16331 | PA | PJM_East
16332 | PA | PJM_East
16333 | PA | PJM_East
16334 | PA | PJM_East
16335 | PA | PJM_East
16340 | PA | PJM_East
16341 | PA | PJM_East
16342 | PA | PJM_East
16343 | PA | PJM_East
16344 | PA | PJM_East
16345 | PA | PJM_East
16346 | PA | PJM_East
16347 | PA | PJM_East
16350 | PA | PJM_East
16351 | PA | PJM_East
16352 | PA | PJM_East
16353 | PA | PJM_East
16354 | PA | PJM_East
16360 | PA | PJM_East
16361 | PA | PJM_East
16362 | PA | PJM_East
16364 | PA | PJM_East
16365 | PA | PJM_East
16366 | PA | PJM_East
16367 | PA | PJM_East
16368 | PA | PJM_East
16369 | PA | PJM_East
16370 | PA | PJM_East
16371 | PA | PJM_East
16372 | PA | PJM_East
16373 | PA | PJM_East
16374 | PA | PJM_East
16375 | PA | PJM_East
16388 | PA | PJM_East
16401 | PA | PJM_East
16402 | PA | PJM_East
16403 | PA | PJM_East
16404 | PA | PJM_East
16405 | PA | PJM_East
16406 | PA | PJM_East
16407 | PA | PJM_East
16410 | PA | PJM_East
16411 | PA | PJM_East
16412 | PA | PJM_East
16413 | PA | PJM_East
16415 | PA | PJM_East
16416 | PA | PJM_East
16417 | PA | PJM_East
16420 | PA | PJM_East
16421 | PA | PJM_East
16422 | PA | PJM_East
16423 | PA | PJM_East
16424 | PA | PJM_East
16426 | PA | PJM_East
16427 | PA | PJM_East
16428 | PA | PJM_East
16430 | PA | PJM_East
16432 | PA | PJM_East
16433 | PA | PJM_East
16434 | PA | PJM_East
16435 | PA | PJM_East
16436 | PA | PJM_East
16438 | PA | PJM_East
16440 | PA | PJM_East
16441 | PA | PJM_East
16442 | PA | PJM_East
16443 | PA | PJM_East
16444 | PA | PJM_East
16475 | PA | PJM_East
16501 | PA | PJM_East
16502 | PA | PJM_East
16503 | PA | PJM_East
16504 | PA | PJM_East
16505 | PA | PJM_East
16506 | PA | PJM_East
16507 | PA | PJM_East
16508 | PA | PJM_East
16509 | PA | PJM_East
16510 | PA | PJM_East
16511 | PA | PJM_East
16512 | PA | PJM_East
16514 | PA | PJM_East
16515 | PA | PJM_East
16522 | PA | PJM_East
16530 | PA | PJM_East
16531 | PA | PJM_East
16534 | PA | PJM_East
16538 | PA | PJM_East
16541 | PA | PJM_East
16544 | PA | PJM_East
16546 | PA | PJM_East
16550 | PA | PJM_East
16553 | PA | PJM_East
16563 | PA | PJM_East
16565 | PA | PJM_East
16601 | PA | PJM_East
16602 | PA | PJM_East
16603 | PA | PJM_East
16611 | PA | PJM_East
16613 | PA | PJM_East
16616 | PA | PJM_East
16617 | PA | PJM_East
16619 | PA | PJM_East
16620 | PA | PJM_East
16621 | PA | PJM_East
16622 | PA | PJM_East
16623 | PA | PJM_East
16624 | PA | PJM_East
16625 | PA | PJM_East
16627 | PA | PJM_East
16629 | PA | PJM_East
16630 | PA | PJM_East
16631 | PA | PJM_East
16633 | PA | PJM_East
16634 | PA | PJM_East
16635 | PA | PJM_East
16636 | PA | PJM_East
16637 | PA | PJM_East
16638 | PA | PJM_East
16639 | PA | PJM_East
16640 | PA | PJM_East
16641 | PA | PJM_East
16644 | PA | PJM_East
16645 | PA | PJM_East
16646 | PA | PJM_East
16647 | PA | PJM_East
16648 | PA | PJM_East
16650 | PA | PJM_East
16651 | PA | PJM_East
16652 | PA | PJM_East
16654 | PA | PJM_East
16655 | PA | PJM_East
16656 | PA | PJM_East
16657 | PA | PJM_East
16659 | PA | PJM_East
16660 | PA | PJM_East
16661 | PA | PJM_East
16662 | PA | PJM_East
16663 | PA | PJM_East
16664 | PA | PJM_East
16665 | PA | PJM_East
16666 | PA | PJM_East
16667 | PA | PJM_East
16668 | PA | PJM_East
16669 | PA | PJM_East
16670 | PA | PJM_East
16671 | PA | PJM_East
16672 | PA | PJM_East
16673 | PA | PJM_East
16674 | PA | PJM_East
16675 | PA | PJM_East
16678 | PA | PJM_East
16679 | PA | PJM_East
16680 | PA | PJM_East
16681 | PA | PJM_East
16682 | PA | PJM_East
16683 | PA | PJM_East
16684 | PA | PJM_East
16685 | PA | PJM_East
16686 | PA | PJM_East
16692 | PA | PJM_East
16693 | PA | PJM_East
16694 | PA | PJM_East
16695 | PA | PJM_East
16698 | PA | PJM_East
16699 | PA | PJM_East
16701 | PA | PJM_East
16724 | PA | PJM_East
16725 | PA | PJM_East
16726 | PA | PJM_East
16727 | PA | PJM_East
16729 | PA | PJM_East
16730 | PA | PJM_East
16731 | PA | PJM_East
16732 | PA | PJM_East
16733 | PA | PJM_East
16735 | PA | PJM_East
16738 | PA | PJM_East
16740 | PA | PJM_East
16743 | PA | PJM_East
16744 | PA | PJM_East
16745 | PA | PJM_East
16749 | PA | PJM_East
16750 | PA | PJM_East
16821 | PA | PJM_East
16825 | PA | PJM_East
16830 | PA | PJM_East
16833 | PA | PJM_East
16834 | PA | PJM_East
16836 | PA | PJM_East
16837 | PA | PJM_East
16838 | PA | PJM_East
16839 | PA | PJM_East
16840 | PA | PJM_East
16843 | PA | PJM_East
16845 | PA | PJM_East
16847 | PA | PJM_East
16849 | PA | PJM_East
16850 | PA | PJM_East
16855 | PA | PJM_East
16858 | PA | PJM_East
16860 | PA | PJM_East
16861 | PA | PJM_East
16863 | PA | PJM_East
16871 | PA | PJM_East
16873 | PA | PJM_East
16876 | PA | PJM_East
16878 | PA | PJM_East
16879 | PA | PJM_East
16881 | PA | PJM_East
16901 | PA | PJM_East
16910 | PA | PJM_East
16911 | PA | PJM_East
16912 | PA | PJM_East
16914 | PA | PJM_East
16917 | PA | PJM_East
16920 | PA | PJM_East
16921 | PA | PJM_East
16925 | PA | PJM_East
16926 | PA | PJM_East
16928 | PA | PJM_East
16929 | PA | PJM_East
16930 | PA | PJM_East
16932 | PA | PJM_East
16933 | PA | PJM_East
16935 | PA | PJM_East
16936 | PA | PJM_East
16938 | PA | PJM_East
16939 | PA | PJM_East
16940 | PA | PJM_East
16942 | PA | PJM_East
16943 | PA | PJM_East
16945 | PA | PJM_East
16946 | PA | PJM_East
16947 | PA | PJM_East
16950 | PA | PJM_East
17001 | PA | PJM_East
17002 | PA | PJM_East
17003 | PA | PJM_East
17004 | PA | PJM_East
17005 | PA | PJM_East
17006 | PA | PJM_East
17007 | PA | PJM_East
17009 | PA | PJM_East
17010 | PA | PJM_East
17011 | PA | PJM_East
17013 | PA | PJM_East
17014 | PA | PJM_East
17015 | PA | PJM_East
17016 | PA | PJM_East
17017 | PA | PJM_East
17018 | PA | PJM_East
17019 | PA | PJM_East
17020 | PA | PJM_East
17021 | PA | PJM_East
17022 | PA | PJM_East
17023 | PA | PJM_East
17024 | PA | PJM_East
17025 | PA | PJM_East
17026 | PA | PJM_East
17027 | PA | PJM_East
17028 | PA | PJM_East
17029 | PA | PJM_East
17030 | PA | PJM_East
17032 | PA | PJM_East
17033 | PA | PJM_East
17034 | PA | PJM_East
17035 | PA | PJM_East
17036 | PA | PJM_East
17037 | PA | PJM_East
17038 | PA | PJM_East
17039 | PA | PJM_East
17040 | PA | PJM_East
17041 | PA | PJM_East
17042 | PA | PJM_East
17043 | PA | PJM_East
17044 | PA | PJM_East
17045 | PA | PJM_East
17046 | PA | PJM_East
17047 | PA | PJM_East
17048 | PA | PJM_East
17049 | PA | PJM_East
17050 | PA | PJM_East
17051 | PA | PJM_East
17052 | PA | PJM_East
17053 | PA | PJM_East
17054 | PA | PJM_East
17055 | PA | PJM_East
17056 | PA | PJM_East
17057 | PA | PJM_East
17058 | PA | PJM_East
17059 | PA | PJM_East
17060 | PA | PJM_East
17061 | PA | PJM_East
17062 | PA | PJM_East
17063 | PA | PJM_East
17064 | PA | PJM_East
17065 | PA | PJM_East
17066 | PA | PJM_East
17067 | PA | PJM_East
17068 | PA | PJM_East
17069 | PA | PJM_East
17070 | PA | PJM_East
17071 | PA | PJM_East
17072 | PA | PJM_East
17073 | PA | PJM_East
17074 | PA | PJM_East
17075 | PA | PJM_East
17076 | PA | PJM_East
17077 | PA | PJM_East
17078 | PA | PJM_East
17080 | PA | PJM_East
17081 | PA | PJM_East
17082 | PA | PJM_East
17083 | PA | PJM_East
17084 | PA | PJM_East
17085 | PA | PJM_East
17086 | PA | PJM_East
17087 | PA | PJM_East
17088 | PA | PJM_East
17089 | PA | PJM_East
17090 | PA | PJM_East
17093 | PA | PJM_East
17094 | PA | PJM_East
17097 | PA | PJM_East
17098 | PA | PJM_East
17099 | PA | PJM_East
17101 | PA | PJM_East
17102 | PA | PJM_East
17103 | PA | PJM_East
17104 | PA | PJM_East
17105 | PA | PJM_East
17106 | PA | PJM_East
17107 | PA | PJM_East
17108 | PA | PJM_East
17109 | PA | PJM_East
17110 | PA | PJM_East
17111 | PA | PJM_East
17112 | PA | PJM_East
17113 | PA | PJM_East
17120 | PA | PJM_East
17121 | PA | PJM_East
17122 | PA | PJM_East
17123 | PA | PJM_East
17124 | PA | PJM_East
17125 | PA | PJM_East
17126 | PA | PJM_East
17127 | PA | PJM_East
17128 | PA | PJM_East
17129 | PA | PJM_East
17130 | PA | PJM_East
17140 | PA | PJM_East
17177 | PA | PJM_East
17211 | PA | PJM_East
17213 | PA | PJM_East
17239 | PA | PJM_East
17240 | PA | PJM_East
17241 | PA | PJM_East
17243 | PA | PJM_East
17249 | PA | PJM_East
17253 | PA | PJM_East
17255 | PA | PJM_East
17257 | PA | PJM_East
17260 | PA | PJM_East
17264 | PA | PJM_East
17266 | PA | PJM_East
17301 | PA | PJM_East
17302 | PA | PJM_East
17303 | PA | PJM_East
17304 | PA | PJM_East
17306 | PA | PJM_East
17307 | PA | PJM_East
17309 | PA | PJM_East
17310 | PA | PJM_East
17311 | PA | PJM_East
17312 | PA | PJM_East
17313 | PA | PJM_East
17314 | PA | PJM_East
17315 | PA | PJM_East
17316 | PA | PJM_East
17317 | PA | PJM_East
17318 | PA | PJM_East
17319 | PA | PJM_East
17320 | PA | PJM_East
17321 | PA | PJM_East
17322 | PA | PJM_East
17323 | PA | PJM_East
17324 | PA | PJM_East
17325 | PA | PJM_East
17327 | PA | PJM_East
17329 | PA | PJM_East
17331 | PA | PJM_East
17332 | PA | PJM_East
17333 | PA | PJM_East
17334 | PA | PJM_East
17335 | PA | PJM_East
17337 | PA | PJM_East
17339 | PA | PJM_East
17340 | PA | PJM_East
17342 | PA | PJM_East
17343 | PA | PJM_East
17344 | PA | PJM_East
17345 | PA | PJM_East
17347 | PA | PJM_East
17349 | PA | PJM_East
17350 | PA | PJM_East
17352 | PA | PJM_East
17353 | PA | PJM_East
17355 | PA | PJM_East
17356 | PA | PJM_East
17358 | PA | PJM_East
17360 | PA | PJM_East
17361 | PA | PJM_East
17362 | PA | PJM_East
17363 | PA | PJM_East
17364 | PA | PJM_East
17365 | PA | PJM_East
17366 | PA | PJM_East
17368 | PA | PJM_East
17370 | PA | PJM_East
17371 | PA | PJM_East
17372 | PA | PJM_East
17375 | PA | PJM_East
17401 | PA | PJM_East
17402 | PA | PJM_East
17403 | PA | PJM_East
17404 | PA | PJM_East
17405 | PA | PJM_East
17406 | PA | PJM_East
17407 | PA | PJM_East
17408 | PA | PJM_East
17501 | PA | PJM_East
17502 | PA | PJM_East
17503 | PA | PJM_East
17504 | PA | PJM_East
17505 | PA | PJM_East
17506 | PA | PJM_East
17507 | PA | PJM_East
17508 | PA | PJM_East
17509 | PA | PJM_East
17512 | PA | PJM_East
17516 | PA | PJM_East
17517 | PA | PJM_East
17518 | PA | PJM_East
17519 | PA | PJM_East
17520 | PA | PJM_East
17521 | PA | PJM_East
17522 | PA | PJM_East
17527 | PA | PJM_East
17528 | PA | PJM_East
17529 | PA | PJM_East
17532 | PA | PJM_East
17533 | PA | PJM_East
17534 | PA | PJM_East
17535 | PA | PJM_East
17536 | PA | PJM_East
17537 | PA | PJM_East
17538 | PA | PJM_East
17540 | PA | PJM_East
17543 | PA | PJM_East
17545 | PA | PJM_East
17547 | PA | PJM_East
17549 | PA | PJM_East
17550 | PA | PJM_East
17551 | PA | PJM_East
17552 | PA | PJM_East
17554 | PA | PJM_East
17555 | PA | PJM_East
17557 | PA | PJM_East
17560 | PA | PJM_East
17562 | PA | PJM_East
17563 | PA | PJM_East
17564 | PA | PJM_East
17565 | PA | PJM_East
17566 | PA | PJM_East
17567 | PA | PJM_East
17568 | PA | PJM_East
17569 | PA | PJM_East
17570 | PA | PJM_East
17572 | PA | PJM_East
17573 | PA | PJM_East
17575 | PA | PJM_East
17576 | PA | PJM_East
17578 | PA | PJM_East
17579 | PA | PJM_East
17580 | PA | PJM_East
17581 | PA | PJM_East
17582 | PA | PJM_East
17584 | PA | PJM_East
17585 | PA | PJM_East
17601 | PA | PJM_East
17602 | PA | PJM_East
17603 | PA | PJM_East
17604 | PA | PJM_East
17605 | PA | PJM_East
17606 | PA | PJM_East
17607 | PA | PJM_East
17608 | PA | PJM_East
17611 | PA | PJM_East
17622 | PA | PJM_East
17699 | PA | PJM_East
17701 | PA | PJM_East
17702 | PA | PJM_East
17703 | PA | PJM_East
17705 | PA | PJM_East
17720 | PA | PJM_East
17723 | PA | PJM_East
17724 | PA | PJM_East
17727 | PA | PJM_East
17728 | PA | PJM_East
17730 | PA | PJM_East
17731 | PA | PJM_East
17735 | PA | PJM_East
17737 | PA | PJM_East
17739 | PA | PJM_East
17740 | PA | PJM_East
17742 | PA | PJM_East
17744 | PA | PJM_East
17749 | PA | PJM_East
17752 | PA | PJM_East
17754 | PA | PJM_East
17756 | PA | PJM_East
17758 | PA | PJM_East
17762 | PA | PJM_East
17763 | PA | PJM_East
17765 | PA | PJM_East
17768 | PA | PJM_East
17769 | PA | PJM_East
17771 | PA | PJM_East
17772 | PA | PJM_East
17774 | PA | PJM_East
17776 | PA | PJM_East
17777 | PA | PJM_East
17801 | PA | PJM_East
17810 | PA | PJM_East
17812 | PA | PJM_East
17813 | PA | PJM_East
17814 | PA | PJM_East
17815 | PA | PJM_East
17820 | PA | PJM_East
17821 | PA | PJM_East
17822 | PA | PJM_East
17823 | PA | PJM_East
17824 | PA | PJM_East
17827 | PA | PJM_East
17829 | PA | PJM_East
17830 | PA | PJM_East
17831 | PA | PJM_East
17832 | PA | PJM_East
17833 | PA | PJM_East
17834 | PA | PJM_East
17835 | PA | PJM_East
17836 | PA | PJM_East
17837 | PA | PJM_East
17840 | PA | PJM_East
17841 | PA | PJM_East
17842 | PA | PJM_East
17843 | PA | PJM_East
17844 | PA | PJM_East
17845 | PA | PJM_East
17846 | PA | PJM_East
17847 | PA | PJM_East
17850 | PA | PJM_East
17851 | PA | PJM_East
17853 | PA | PJM_East
17855 | PA | PJM_East
17856 | PA | PJM_East
17857 | PA | PJM_East
17858 | PA | PJM_East
17859 | PA | PJM_East
17860 | PA | PJM_East
17861 | PA | PJM_East
17862 | PA | PJM_East
17864 | PA | PJM_East
17865 | PA | PJM_East
17866 | PA | PJM_East
17867 | PA | PJM_East
17868 | PA | PJM_East
17870 | PA | PJM_East
17872 | PA | PJM_East
17876 | PA | PJM_East
17877 | PA | PJM_East
17878 | PA | PJM_East
17880 | PA | PJM_East
17881 | PA | PJM_East
17882 | PA | PJM_East
17883 | PA | PJM_East
17884 | PA | PJM_East
17885 | PA | PJM_East
17886 | PA | PJM_East
17887 | PA | PJM_East
17888 | PA | PJM_East
17889 | PA | PJM_East
17901 | PA | PJM_East
17920 | PA | PJM_East
17921 | PA | PJM_East
17922 | PA | PJM_East
17923 | PA | PJM_East
17925 | PA | PJM_East
17929 | PA | PJM_East
17930 | PA | PJM_East
17931 | PA | PJM_East
17932 | PA | PJM_East
17933 | PA | PJM_East
17934 | PA | PJM_East
17935 | PA | PJM_East
17936 | PA | PJM_East
17938 | PA | PJM_East
17941 | PA | PJM_East
17943 | PA | PJM_East
17944 | PA | PJM_East
17945 | PA | PJM_East
17946 | PA | PJM_East
17948 | PA | PJM_East
17949 | PA | PJM_East
17951 | PA | PJM_East
17952 | PA | PJM_East
17953 | PA | PJM_East
17954 | PA | PJM_East
17957 | PA | PJM_East
17959 | PA | PJM_East
17960 | PA | PJM_East
17961 | PA | PJM_East
17963 | PA | PJM_East
17964 | PA | PJM_East
17965 | PA | PJM_East
17966 | PA | PJM_East
17967 | PA | PJM_East
17968 | PA | PJM_East
17970 | PA | PJM_East
17972 | PA | PJM_East
17974 | PA | PJM_East
17976 | PA | PJM_East
17978 | PA | PJM_East
17979 | PA | PJM_East
17980 | PA | PJM_East
17981 | PA | PJM_East
17982 | PA | PJM_East
17983 | PA | PJM_East
17985 | PA | PJM_East
18001 | PA | PJM_East
18002 | PA | PJM_East
18003 | PA | PJM_East
18011 | PA | PJM_East
18012 | PA | PJM_East
18013 | PA | PJM_East
18014 | PA | PJM_East
18015 | PA | PJM_East
18016 | PA | PJM_East
18017 | PA | PJM_East
18018 | PA | PJM_East
18020 | PA | PJM_East
18025 | PA | PJM_East
18030 | PA | PJM_East
18031 | PA | PJM_East
18032 | PA | PJM_East
18034 | PA | PJM_East
18035 | PA | PJM_East
18036 | PA | PJM_East
18037 | PA | PJM_East
18038 | PA | PJM_East
18039 | PA | PJM_East
18040 | PA | PJM_East
18041 | PA | PJM_East
18042 | PA | PJM_East
18043 | PA | PJM_East
18044 | PA | PJM_East
18045 | PA | PJM_East
18046 | PA | PJM_East
18049 | PA | PJM_East
18051 | PA | PJM_East
18052 | PA | PJM_East
18053 | PA | PJM_East
18054 | PA | PJM_East
18055 | PA | PJM_East
18056 | PA | PJM_East
18058 | PA | PJM_East
18059 | PA | PJM_East
18060 | PA | PJM_East
18062 | PA | PJM_East
18063 | PA | PJM_East
18064 | PA | PJM_East
18065 | PA | PJM_East
18066 | PA | PJM_East
18067 | PA | PJM_East
18068 | PA | PJM_East
18069 | PA | PJM_East
18070 | PA | PJM_East
18071 | PA | PJM_East
18072 | PA | PJM_East
18073 | PA | PJM_East
18074 | PA | PJM_East
18076 | PA | PJM_East
18077 | PA | PJM_East
18078 | PA | PJM_East
18079 | PA | PJM_East
18080 | PA | PJM_East
18081 | PA | PJM_East
18083 | PA | PJM_East
18084 | PA | PJM_East
18085 | PA | PJM_East
18086 | PA | PJM_East
18087 | PA | PJM_East
18088 | PA | PJM_East
18091 | PA | PJM_East
18092 | PA | PJM_East
18098 | PA | PJM_East
18099 | PA | PJM_East
18101 | PA | PJM_East
18102 | PA | PJM_East
18103 | PA | PJM_East
18104 | PA | PJM_East
18105 | PA | PJM_East
18106 | PA | PJM_East
18109 | PA | PJM_East
18195 | PA | PJM_East
18201 | PA | PJM_East
18202 | PA | PJM_East
18210 | PA | PJM_East
18211 | PA | PJM_East
18212 | PA | PJM_East
18214 | PA | PJM_East
18216 | PA | PJM_East
18218 | PA | PJM_East
18219 | PA | PJM_East
18220 | PA | PJM_East
18221 | PA | PJM_East
18222 | PA | PJM_East
18223 | PA | PJM_East
18224 | PA | PJM_East
18225 | PA | PJM_East
18229 | PA | PJM_East
18230 | PA | PJM_East
18231 | PA | PJM_East
18232 | PA | PJM_East
18234 | PA | PJM_East
18235 | PA | PJM_East
18237 | PA | PJM_East
18239 | PA | PJM_East
18240 | PA | PJM_East
18241 | PA | PJM_East
18242 | PA | PJM_East
18244 | PA | PJM_East
18245 | PA | PJM_East
18246 | PA | PJM_East
18247 | PA | PJM_East
18248 | PA | PJM_East
18249 | PA | PJM_East
18250 | PA | PJM_East
18251 | PA | PJM_East
18252 | PA | PJM_East
18254 | PA | PJM_East
18255 | PA | PJM_East
18256 | PA | PJM_East
18301 | PA | PJM_East
18302 | PA | PJM_East
18320 | PA | PJM_East
18321 | PA | PJM_East
18322 | PA | PJM_East
18323 | PA | PJM_East
18324 | PA | PJM_East
18325 | PA | PJM_East
18326 | PA | PJM_East
18327 | PA | PJM_East
18328 | PA | PJM_East
18330 | PA | PJM_East
18331 | PA | PJM_East
18332 | PA | PJM_East
18333 | PA | PJM_East
18334 | PA | PJM_East
18335 | PA | PJM_East
18336 | PA | PJM_East
18337 | PA | PJM_East
18340 | PA | PJM_East
18341 | PA | PJM_East
18342 | PA | PJM_East
18343 | PA | PJM_East
18344 | PA | PJM_East
18346 | PA | PJM_East
18347 | PA | PJM_East
18348 | PA | PJM_East
18349 | PA | PJM_East
18350 | PA | PJM_East
18351 | PA | PJM_East
18352 | PA | PJM_East
18353 | PA | PJM_East
18354 | PA | PJM_East
18355 | PA | PJM_East
18356 | PA | PJM_East
18357 | PA | PJM_East
18360 | PA | PJM_East
18370 | PA | PJM_East
18371 | PA | PJM_East
18372 | PA | PJM_East
18403 | PA | PJM_East
18405 | PA | PJM_East
18407 | PA | PJM_East
18410 | PA | PJM_East
18411 | PA | PJM_East
18413 | PA | PJM_East
18414 | PA | PJM_East
18415 | PA | PJM_East
18416 | PA | PJM_East
18417 | PA | PJM_East
18419 | PA | PJM_East
18420 | PA | PJM_East
18421 | PA | PJM_East
18424 | PA | PJM_East
18425 | PA | PJM_East
18426 | PA | PJM_East
18427 | PA | PJM_East
18428 | PA | PJM_East
18430 | PA | PJM_East
18431 | PA | PJM_East
18433 | PA | PJM_East
18434 | PA | PJM_East
18435 | PA | PJM_East
18436 | PA | PJM_East
18437 | PA | PJM_East
18438 | PA | PJM_East
18439 | PA | PJM_East
18440 | PA | PJM_East
18441 | PA | PJM_East
18443 | PA | PJM_East
18444 | PA | PJM_East
18445 | PA | PJM_East
18446 | PA | PJM_East
18447 | PA | PJM_East
18448 | PA | PJM_East
18449 | PA | PJM_East
18451 | PA | PJM_East
18452 | PA | PJM_East
18453 | PA | PJM_East
18454 | PA | PJM_East
18455 | PA | PJM_East
18456 | PA | PJM_East
18457 | PA | PJM_East
18458 | PA | PJM_East
18459 | PA | PJM_East
18460 | PA | PJM_East
18461 | PA | PJM_East
18462 | PA | PJM_East
18463 | PA | PJM_East
18464 | PA | PJM_East
18465 | PA | PJM_East
18466 | PA | PJM_East
18469 | PA | PJM_East
18470 | PA | PJM_East
18471 | PA | PJM_East
18472 | PA | PJM_East
18473 | PA | PJM_East
18501 | PA | PJM_East
18502 | PA | PJM_East
18503 | PA | PJM_East
18504 | PA | PJM_East
18505 | PA | PJM_East
18507 | PA | PJM_East
18508 | PA | PJM_East
18509 | PA | PJM_East
18510 | PA | PJM_East
18512 | PA | PJM_East
18515 | PA | PJM_East
18517 | PA | PJM_East
18518 | PA | PJM_East
18519 | PA | PJM_East
18540 | PA | PJM_East
18577 | PA | PJM_East
18601 | PA | PJM_East
18602 | PA | PJM_East
18603 | PA | PJM_East
18610 | PA | PJM_East
18611 | PA | PJM_East
18612 | PA | PJM_East
18614 | PA | PJM_East
18615 | PA | PJM_East
18616 | PA | PJM_East
18617 | PA | PJM_East
18618 | PA | PJM_East
18619 | PA | PJM_East
18621 | PA | PJM_East
18622 | PA | PJM_East
18623 | PA | PJM_East
18624 | PA | PJM_East
18625 | PA | PJM_East
18626 | PA | PJM_East
18627 | PA | PJM_East
18628 | PA | PJM_East
18629 | PA | PJM_East
18630 | PA | PJM_East
18631 | PA | PJM_East
18632 | PA | PJM_East
18634 | PA | PJM_East
18635 | PA | PJM_East
18636 | PA | PJM_East
18640 | PA | PJM_East
18641 | PA | PJM_East
18642 | PA | PJM_East
18643 | PA | PJM_East
18644 | PA | PJM_East
18651 | PA | PJM_East
18653 | PA | PJM_East
18654 | PA | PJM_East
18655 | PA | PJM_East
18656 | PA | PJM_East
18657 | PA | PJM_East
18660 | PA | PJM_East
18661 | PA | PJM_East
18690 | PA | PJM_East
18701 | PA | PJM_East
18702 | PA | PJM_East
18703 | PA | PJM_East
18704 | PA | PJM_East
18705 | PA | PJM_East
18706 | PA | PJM_East
18707 | PA | PJM_East
18708 | PA | PJM_East
18709 | PA | PJM_East
18710 | PA | PJM_East
18711 | PA | PJM_East
18762 | PA | PJM_East
18764 | PA | PJM_East
18765 | PA | PJM_East
18766 | PA | PJM_East
18767 | PA | PJM_East
18769 | PA | PJM_East
18773 | PA | PJM_East
18801 | PA | PJM_East
18810 | PA | PJM_East
18812 | PA | PJM_East
18813 | PA | PJM_East
18814 | PA | PJM_East
18815 | PA | PJM_East
18816 | PA | PJM_East
18817 | PA | PJM_East
18818 | PA | PJM_East
18820 | PA | PJM_East
18821 | PA | PJM_East
18822 | PA | PJM_East
18823 | PA | PJM_East
18824 | PA | PJM_East
18825 | PA | PJM_East
18826 | PA | PJM_East
18827 | PA | PJM_East
18828 | PA | PJM_East
18829 | PA | PJM_East
18830 | PA | PJM_East
18831 | PA | PJM_East
18832 | PA | PJM_East
18833 | PA | PJM_East
18834 | PA | PJM_East
18837 | PA | PJM_East
18840 | PA | PJM_East
18842 | PA | PJM_East
18843 | PA | PJM_East
18844 | PA | PJM_East
18845 | PA | PJM_East
18846 | PA | PJM_East
18847 | PA | PJM_East
18848 | PA | PJM_East
18850 | PA | PJM_East
18851 | PA | PJM_East
18853 | PA | PJM_East
18854 | PA | PJM_East
18901 | PA | PJM_East
18902 | PA | PJM_East
18910 | PA | PJM_East
18911 | PA | PJM_East
18912 | PA | PJM_East
18913 | PA | PJM_East
18914 | PA | PJM_East
18915 | PA | PJM_East
18916 | PA | PJM_East
18917 | PA | PJM_East
18918 | PA | PJM_East
18920 | PA | PJM_East
18921 | PA | PJM_East
18922 | PA | PJM_East
18923 | PA | PJM_East
18925 | PA | PJM_East
18927 | PA | PJM_East
18928 | PA | PJM_East
18929 | PA | PJM_East
18930 | PA | PJM_East
18931 | PA | PJM_East
18932 | PA | PJM_East
18933 | PA | PJM_East
18934 | PA | PJM_East
18935 | PA | PJM_East
18936 | PA | PJM_East
18938 | PA | PJM_East
18940 | PA | PJM_East
18942 | PA | PJM_East
18943 | PA | PJM_East
18944 | PA | PJM_East
18946 | PA | PJM_East
18947 | PA | PJM_East
18949 | PA | PJM_East
18950 | PA | PJM_East
18951 | PA | PJM_East
18953 | PA | PJM_East
18954 | PA | PJM_East
18955 | PA | PJM_East
18956 | PA | PJM_East
18957 | PA | PJM_East
18958 | PA | PJM_East
18960 | PA | PJM_East
18962 | PA | PJM_East
18963 | PA | PJM_East
18964 | PA | PJM_East
18966 | PA | PJM_East
18968 | PA | PJM_East
18969 | PA | PJM_East
18970 | PA | PJM_East
18971 | PA | PJM_East
18972 | PA | PJM_East
18974 | PA | PJM_East
18976 | PA | PJM_East
18977 | PA | PJM_East
18979 | PA | PJM_East
18980 | PA | PJM_East
18981 | PA | PJM_East
18991 | PA | PJM_East
19001 | PA | PJM_East
19002 | PA | PJM_East
19003 | PA | PJM_East
19004 | PA | PJM_East
19006 | PA | PJM_East
19007 | PA | PJM_East
19008 | PA | PJM_East
19009 | PA | PJM_East
19010 | PA | PJM_East
19012 | PA | PJM_East
19013 | PA | PJM_East
19014 | PA | PJM_East
19015 | PA | PJM_East
19016 | PA | PJM_East
19017 | PA | PJM_East
19018 | PA | PJM_East
19019 | PA | PJM_East
19020 | PA | PJM_East
19021 | PA | PJM_East
19022 | PA | PJM_East
19023 | PA | PJM_East
19025 | PA | PJM_East
19026 | PA | PJM_East
19027 | PA | PJM_East
19028 | PA | PJM_East
19029 | PA | PJM_East
19030 | PA | PJM_East
19031 | PA | PJM_East
19032 | PA | PJM_East
19033 | PA | PJM_East
19034 | PA | PJM_East
19035 | PA | PJM_East
19036 | PA | PJM_East
19037 | PA | PJM_East
19038 | PA | PJM_East
19039 | PA | PJM_East
19040 | PA | PJM_East
19041 | PA | PJM_East
19043 | PA | PJM_East
19044 | PA | PJM_East
19046 | PA | PJM_East
19047 | PA | PJM_East
19048 | PA | PJM_East
19049 | PA | PJM_East
19050 | PA | PJM_East
19052 | PA | PJM_East
19053 | PA | PJM_East
19054 | PA | PJM_East
19055 | PA | PJM_East
19056 | PA | PJM_East
19057 | PA | PJM_East
19058 | PA | PJM_East
19060 | PA | PJM_East
19061 | PA | PJM_East
19063 | PA | PJM_East
19064 | PA | PJM_East
19065 | PA | PJM_East
19066 | PA | PJM_East
19067 | PA | PJM_East
19070 | PA | PJM_East
19072 | PA | PJM_East
19073 | PA | PJM_East
19074 | PA | PJM_East
19075 | PA | PJM_East
19076 | PA | PJM_East
19078 | PA | PJM_East
19079 | PA | PJM_East
19080 | PA | PJM_East
19081 | PA | PJM_East
19082 | PA | PJM_East
19083 | PA | PJM_East
19085 | PA | PJM_East
19086 | PA | PJM_East
19087 | PA | PJM_East
19088 | PA | PJM_East
19089 | PA | PJM_East
19090 | PA | PJM_East
19091 | PA | PJM_East
19092 | PA | PJM_East
19093 | PA | PJM_East
19094 | PA | PJM_East
19095 | PA | PJM_East
19096 | PA | PJM_East
19098 | PA | PJM_East
19099 | PA | PJM_East
19101 | PA | PJM_East
19102 | PA | PJM_East
19103 | PA | PJM_East
19104 | PA | PJM_East
19105 | PA | PJM_East
19106 | PA | PJM_East
19107 | PA | PJM_East
19108 | PA | PJM_East
19109 | PA | PJM_East
19110 | PA | PJM_East
19111 | PA | PJM_East
19112 | PA | PJM_East
19113 | PA | PJM_East
19114 | PA | PJM_East
19115 | PA | PJM_East
19116 | PA | PJM_East
19118 | PA | PJM_East
19119 | PA | PJM_East
19120 | PA | PJM_East
19121 | PA | PJM_East
19122 | PA | PJM_East
19123 | PA | PJM_East
19124 | PA | PJM_East
19125 | PA | PJM_East
19126 | PA | PJM_East
19127 | PA | PJM_East
19128 | PA | PJM_East
19129 | PA | PJM_East
19130 | PA | PJM_East
19131 | PA | PJM_East
19132 | PA | PJM_East
19133 | PA | PJM_East
19134 | PA | PJM_East
19135 | PA | PJM_East
19136 | PA | PJM_East
19137 | PA | PJM_East
19138 | PA | PJM_East
19139 | PA | PJM_East
19140 | PA | PJM_East
19141 | PA | PJM_East
19142 | PA | PJM_East
19143 | PA | PJM_East
19144 | PA | PJM_East
19145 | PA | PJM_East
19146 | PA | PJM_East
19147 | PA | PJM_East
19148 | PA | PJM_East
19149 | PA | PJM_East
19150 | PA | PJM_East
19151 | PA | PJM_East
19152 | PA | PJM_East
19153 | PA | PJM_East
19154 | PA | PJM_East
19155 | PA | PJM_East
19160 | PA | PJM_East
19161 | PA | PJM_East
19162 | PA | PJM_East
19170 | PA | PJM_East
19171 | PA | PJM_East
19172 | PA | PJM_East
19173 | PA | PJM_East
19175 | PA | PJM_East
19176 | PA | PJM_East
19177 | PA | PJM_East
19178 | PA | PJM_East
19179 | PA | PJM_East
19181 | PA | PJM_East
19182 | PA | PJM_East
19183 | PA | PJM_East
19184 | PA | PJM_East
19185 | PA | PJM_East
19187 | PA | PJM_East
19188 | PA | PJM_East
19190 | PA | PJM_East
19191 | PA | PJM_East
19192 | PA | PJM_East
19193 | PA | PJM_East
19194 | PA | PJM_East
19195 | PA | PJM_East
19196 | PA | PJM_East
19197 | PA | PJM_East
19244 | PA | PJM_East
19255 | PA | PJM_East
19301 | PA | PJM_East
19310 | PA | PJM_East
19311 | PA | PJM_East
19312 | PA | PJM_East
19316 | PA | PJM_East
19317 | PA | PJM_East
19318 | PA | PJM_East
19319 | PA | PJM_East
19320 | PA | PJM_East
19330 | PA | PJM_East
19331 | PA | PJM_East
19333 | PA | PJM_East
19335 | PA | PJM_East
19339 | PA | PJM_East
19340 | PA | PJM_East
19341 | PA | PJM_East
19342 | PA | PJM_East
19343 | PA | PJM_East
19344 | PA | PJM_East
19345 | PA | PJM_East
19346 | PA | PJM_East
19347 | PA | PJM_East
19348 | PA | PJM_East
19350 | PA | PJM_East
19351 | PA | PJM_East
19352 | PA | PJM_East
19353 | PA | PJM_East
19354 | PA | PJM_East
19355 | PA | PJM_East
19357 | PA | PJM_East
19358 | PA | PJM_East
19360 | PA | PJM_East
19362 | PA | PJM_East
19363 | PA | PJM_East
19365 | PA | PJM_East
19366 | PA | PJM_East
19367 | PA | PJM_East
19369 | PA | PJM_East
19371 | PA | PJM_East
19372 | PA | PJM_East
19373 | PA | PJM_East
19374 | PA | PJM_East
19375 | PA | PJM_East
19376 | PA | PJM_East
19380 | PA | PJM_East
19381 | PA | PJM_East
19382 | PA | PJM_East
19383 | PA | PJM_East
19390 | PA | PJM_East
19395 | PA | PJM_East
19397 | PA | PJM_East
19398 | PA | PJM_East
19399 | PA | PJM_East
19401 | PA | PJM_East
19403 | PA | PJM_East
19404 | PA | PJM_East
19405 | PA | PJM_East
19406 | PA | PJM_East
19407 | PA | PJM_East
19408 | PA | PJM_East
19409 | PA | PJM_East
19415 | PA | PJM_East
19421 | PA | PJM_East
19422 | PA | PJM_East
19423 | PA | PJM_East
19424 | PA | PJM_East
19425 | PA | PJM_East
19426 | PA | PJM_East
19428 | PA | PJM_East
19429 | PA | PJM_East
19430 | PA | PJM_East
19432 | PA | PJM_East
19435 | PA | PJM_East
19436 | PA | PJM_East
19437 | PA | PJM_East
19438 | PA | PJM_East
19440 | PA | PJM_East
19441 | PA | PJM_East
19442 | PA | PJM_East
19443 | PA | PJM_East
19444 | PA | PJM_East
19446 | PA | PJM_East
19450 | PA | PJM_East
19451 | PA | PJM_East
19453 | PA | PJM_East
19454 | PA | PJM_East
19455 | PA | PJM_East
19456 | PA | PJM_East
19457 | PA | PJM_East
19460 | PA | PJM_East
19462 | PA | PJM_East
19464 | PA | PJM_East
19465 | PA | PJM_East
19468 | PA | PJM_East
19470 | PA | PJM_East
19472 | PA | PJM_East
19473 | PA | PJM_East
19474 | PA | PJM_East
19475 | PA | PJM_East
19477 | PA | PJM_East
19478 | PA | PJM_East
19480 | PA | PJM_East
19481 | PA | PJM_East
19482 | PA | PJM_East
19484 | PA | PJM_East
19486 | PA | PJM_East
19490 | PA | PJM_East
19492 | PA | PJM_East
19493 | PA | PJM_East
19494 | PA | PJM_East
19495 | PA | PJM_East
19496 | PA | PJM_East
19501 | PA | PJM_East
19503 | PA | PJM_East
19504 | PA | PJM_East
19505 | PA | PJM_East
19506 | PA | PJM_East
19507 | PA | PJM_East
19508 | PA | PJM_East
19510 | PA | PJM_East
19511 | PA | PJM_East
19512 | PA | PJM_East
19516 | PA | PJM_East
19518 | PA | PJM_East
19519 | PA | PJM_East
19520 | PA | PJM_East
19522 | PA | PJM_East
19523 | PA | PJM_East
19525 | PA | PJM_East
19526 | PA | PJM_East
19529 | PA | PJM_East
19530 | PA | PJM_East
19533 | PA | PJM_East
19534 | PA | PJM_East
19535 | PA | PJM_East
19536 | PA | PJM_East
19538 | PA | PJM_East
19539 | PA | PJM_East
19540 | PA | PJM_East
19541 | PA | PJM_East
19543 | PA | PJM_East
19544 | PA | PJM_East
19545 | PA | PJM_East
19547 | PA | PJM_East
19548 | PA | PJM_East
19549 | PA | PJM_East
19550 | PA | PJM_East
19551 | PA | PJM_East
19554 | PA | PJM_East
19555 | PA | PJM_East
19559 | PA | PJM_East
19560 | PA | PJM_East
19562 | PA | PJM_East
19564 | PA | PJM_East
19565 | PA | PJM_East
19567 | PA | PJM_East
19601 | PA | PJM_East
19602 | PA | PJM_East
19603 | PA | PJM_East
19604 | PA | PJM_East
19605 | PA | PJM_East
19606 | PA | PJM_East
19607 | PA | PJM_East
19608 | PA | PJM_East
19609 | PA | PJM_East
19610 | PA | PJM_East
19611 | PA | PJM_East
19612 | PA | PJM_East
44453 | OH | PJM_East
20001 | DC | PJM_East
20002 | DC | PJM_East
20003 | DC | PJM_East
20004 | DC | PJM_East
20005 | DC | PJM_East
20006 | DC | PJM_East
20007 | DC | PJM_East
20008 | DC | PJM_East
20009 | DC | PJM_East
20010 | DC | PJM_East
20011 | DC | PJM_East
20012 | DC | PJM_East
20013 | DC | PJM_East
20015 | DC | PJM_East
20016 | DC | PJM_East
20017 | DC | PJM_East
20018 | DC | PJM_East
20019 | DC | PJM_East
20020 | DC | PJM_East
20022 | DC | PJM_East
20024 | DC | PJM_East
20026 | DC | PJM_East
20027 | DC | PJM_East
20029 | DC | PJM_East
20030 | DC | PJM_East
20032 | DC | PJM_East
20033 | DC | PJM_East
20035 | DC | PJM_East
20036 | DC | PJM_East
20037 | DC | PJM_East
20038 | DC | PJM_East
20039 | DC | PJM_East
20040 | DC | PJM_East
20042 | DC | PJM_East
20043 | DC | PJM_East
20044 | DC | PJM_East
20045 | DC | PJM_East
20047 | DC | PJM_East
20049 | DC | PJM_East
20050 | DC | PJM_East
20052 | DC | PJM_East
20053 | DC | PJM_East
20055 | DC | PJM_East
20056 | DC | PJM_East
20057 | DC | PJM_East
20058 | MD | PJM_East
20059 | DC | PJM_East
20060 | DC | PJM_East
20061 | DC | PJM_East
20062 | DC | PJM_East
20063 | DC | PJM_East
20064 | DC | PJM_East
20065 | DC | PJM_East
20066 | DC | PJM_East
20067 | DC | PJM_East
20068 | DC | PJM_East
20071 | DC | PJM_East
20073 | DC | PJM_East
20074 | DC | PJM_East
20075 | DC | PJM_East
20076 | DC | PJM_East
20077 | DC | PJM_East
20078 | DC | PJM_East
20080 | DC | PJM_East
20081 | DC | PJM_East
20082 | DC | PJM_East
20090 | DC | PJM_East
20091 | DC | PJM_East
20201 | DC | PJM_East
20202 | DC | PJM_East
20203 | DC | PJM_East
20204 | DC | PJM_East
20207 | MD | PJM_East
20208 | DC | PJM_East
20210 | DC | PJM_East
20211 | DC | PJM_East
20212 | DC | PJM_East
20213 | DC | PJM_East
20214 | DC | PJM_East
20215 | DC | PJM_East
20216 | DC | PJM_East
20217 | DC | PJM_East
20218 | DC | PJM_East
20219 | DC | PJM_East
20220 | DC | PJM_East
20221 | DC | PJM_East
20222 | DC | PJM_East
20223 | DC | PJM_East
20224 | DC | PJM_East
20226 | DC | PJM_East
20227 | DC | PJM_East
20228 | DC | PJM_East
20229 | DC | PJM_East
20230 | DC | PJM_East
20232 | DC | PJM_East
20233 | MD | PJM_East
20235 | DC | PJM_East
20237 | DC | PJM_East
20238 | DC | PJM_East
20239 | DC | PJM_East
20240 | DC | PJM_East
20241 | DC | PJM_East
20242 | DC | PJM_East
20244 | DC | PJM_East
20245 | DC | PJM_East
20250 | DC | PJM_East
20251 | DC | PJM_East
20252 | DC | PJM_East
20254 | DC | PJM_East
20260 | DC | PJM_East
20261 | DC | PJM_East
20262 | DC | PJM_East
20265 | DC | PJM_East
20266 | DC | PJM_East
20268 | DC | PJM_East
20270 | DC | PJM_East
20277 | DC | PJM_East
20289 | DC | PJM_East
20299 | DC | PJM_East
20303 | DC | PJM_East
20306 | DC | PJM_East
20314 | DC | PJM_East
20317 | DC | PJM_East
20318 | DC | PJM_East
20319 | DC | PJM_East
20340 | DC | PJM_East
20355 | DC | PJM_East
20370 | DC | PJM_East
20372 | DC | PJM_East
20373 | DC | PJM_East
20374 | DC | PJM_East
20375 | DC | PJM_East
20376 | DC | PJM_East
20380 | DC | PJM_East
20388 | DC | PJM_East
20389 | MD | PJM_East
20390 | DC | PJM_East
20391 | DC | PJM_East
20392 | DC | PJM_East
20393 | DC | PJM_East
20394 | DC | PJM_East
20395 | MD | PJM_East
20398 | DC | PJM_East
20401 | DC | PJM_East
20402 | DC | PJM_East
20403 | DC | PJM_East
20404 | DC | PJM_East
20405 | DC | PJM_East
20407 | DC | PJM_East
20408 | DC | PJM_East
20410 | DC | PJM_East
20411 | DC | PJM_East
20412 | DC | PJM_East
20413 | DC | PJM_East
20414 | DC | PJM_East
20415 | DC | PJM_East
20416 | DC | PJM_East
20417 | DC | PJM_East
20418 | DC | PJM_East
20419 | DC | PJM_East
20420 | DC | PJM_East
20421 | DC | PJM_East
20422 | DC | PJM_East
20423 | DC | PJM_East
20424 | DC | PJM_East
20425 | DC | PJM_East
20426 | DC | PJM_East
20427 | DC | PJM_East
20428 | DC | PJM_East
20429 | DC | PJM_East
20431 | DC | PJM_East
20433 | DC | PJM_East
20434 | DC | PJM_East
20435 | DC | PJM_East
20436 | DC | PJM_East
20437 | DC | PJM_East
20439 | DC | PJM_East
20440 | DC | PJM_East
20441 | DC | PJM_East
20442 | DC | PJM_East
20444 | DC | PJM_East
20447 | DC | PJM_East
20451 | DC | PJM_East
20456 | DC | PJM_East
20460 | DC | PJM_East
20463 | DC | PJM_East
20468 | DC | PJM_East
20469 | DC | PJM_East
20470 | DC | PJM_East
20472 | DC | PJM_East
20500 | DC | PJM_East
20501 | DC | PJM_East
20502 | DC | PJM_East
20503 | DC | PJM_East
20504 | DC | PJM_East
20505 | DC | PJM_East
20506 | DC | PJM_East
20507 | DC | PJM_East
20508 | DC | PJM_East
20509 | DC | PJM_East
20510 | DC | PJM_East
20511 | DC | PJM_East
20515 | DC | PJM_East
20520 | DC | PJM_East
20521 | DC | PJM_East
20522 | DC | PJM_East
20523 | DC | PJM_East
20524 | DC | PJM_East
20525 | DC | PJM_East
20526 | DC | PJM_East
20527 | DC | PJM_East
20528 | DC | PJM_East
20529 | DC | PJM_East
20530 | DC | PJM_East
20531 | DC | PJM_East
20533 | DC | PJM_East
20534 | DC | PJM_East
20535 | DC | PJM_East
20536 | DC | PJM_East
20537 | DC | PJM_East
20538 | DC | PJM_East
20539 | DC | PJM_East
20540 | DC | PJM_East
20541 | DC | PJM_East
20542 | DC | PJM_East
20543 | DC | PJM_East
20544 | DC | PJM_East
20546 | DC | PJM_East
20547 | DC | PJM_East
20548 | DC | PJM_East
20549 | DC | PJM_East
20551 | DC | PJM_East
20552 | DC | PJM_East
20553 | DC | PJM_East
20554 | DC | PJM_East
20555 | DC | PJM_East
20557 | DC | PJM_East
20559 | DC | PJM_East
20560 | DC | PJM_East
20565 | DC | PJM_East
20566 | DC | PJM_East
20570 | DC | PJM_East
20571 | DC | PJM_East
20572 | DC | PJM_East
20573 | DC | PJM_East
20575 | DC | PJM_East
20576 | DC | PJM_East
20577 | DC | PJM_East
20578 | DC | PJM_East
20579 | DC | PJM_East
20580 | DC | PJM_East
20581 | DC | PJM_East
20585 | DC | PJM_East
20586 | DC | PJM_East
20588 | MD | PJM_East
20590 | DC | PJM_East
20591 | DC | PJM_East
20593 | DC | PJM_East
20594 | DC | PJM_East
20597 | DC | PJM_East
20599 | MD | PJM_East
20601 | MD | PJM_East
20602 | MD | PJM_East
20603 | MD | PJM_East
20604 | MD | PJM_East
20606 | MD | PJM_East
20607 | MD | PJM_East
20608 | MD | PJM_East
20609 | MD | PJM_East
20610 | MD | PJM_East
20611 | MD | PJM_East
20612 | MD | PJM_East
20613 | MD | PJM_East
20615 | MD | PJM_East
20616 | MD | PJM_East
20617 | MD | PJM_East
20618 | MD | PJM_East
20619 | MD | PJM_East
20620 | MD | PJM_East
20621 | MD | PJM_East
20622 | MD | PJM_East
20623 | MD | PJM_East
20624 | MD | PJM_East
20625 | MD | PJM_East
20626 | MD | PJM_East
20627 | MD | PJM_East
20628 | MD | PJM_East
20629 | MD | PJM_East
20630 | MD | PJM_East
20632 | MD | PJM_East
20634 | MD | PJM_East
20635 | MD | PJM_East
20636 | MD | PJM_East
20637 | MD | PJM_East
20639 | MD | PJM_East
20640 | MD | PJM_East
20643 | MD | PJM_East
20645 | MD | PJM_East
20646 | MD | PJM_East
20650 | MD | PJM_East
20653 | MD | PJM_East
20656 | MD | PJM_East
20657 | MD | PJM_East
20658 | MD | PJM_East
20659 | MD | PJM_East
20660 | MD | PJM_East
20661 | MD | PJM_East
20662 | MD | PJM_East
20664 | MD | PJM_East
20667 | MD | PJM_East
20670 | MD | PJM_East
20674 | MD | PJM_East
20675 | MD | PJM_East
20676 | MD | PJM_East
20677 | MD | PJM_East
20678 | MD | PJM_East
20680 | MD | PJM_East
20682 | MD | PJM_East
20684 | MD | PJM_East
20685 | MD | PJM_East
20686 | MD | PJM_East
20687 | MD | PJM_East
20688 | MD | PJM_East
20689 | MD | PJM_East
20690 | MD | PJM_East
20692 | MD | PJM_East
20693 | MD | PJM_East
20695 | MD | PJM_East
20697 | MD | PJM_East
20701 | MD | PJM_East
20703 | MD | PJM_East
20704 | MD | PJM_East
20705 | MD | PJM_East
20706 | MD | PJM_East
20707 | MD | PJM_East
20708 | MD | PJM_East
20709 | MD | PJM_East
20710 | MD | PJM_East
20711 | MD | PJM_East
20712 | MD | PJM_East
20714 | MD | PJM_East
20715 | MD | PJM_East
20716 | MD | PJM_East
20717 | MD | PJM_East
20718 | MD | PJM_East
20719 | MD | PJM_East
20720 | MD | PJM_East
20721 | MD | PJM_East
20722 | MD | PJM_East
20723 | MD | PJM_East
20724 | MD | PJM_East
20725 | MD | PJM_East
20726 | MD | PJM_East
20731 | MD | PJM_East
20732 | MD | PJM_East
20733 | MD | PJM_East
20735 | MD | PJM_East
20736 | MD | PJM_East
20737 | MD | PJM_East
20738 | MD | PJM_East
20740 | MD | PJM_East
20741 | MD | PJM_East
20742 | MD | PJM_East
20743 | MD | PJM_East
20744 | MD | PJM_East
20745 | MD | PJM_East
20746 | MD | PJM_East
20747 | MD | PJM_East
20748 | MD | PJM_East
20749 | MD | PJM_East
20750 | MD | PJM_East
20751 | MD | PJM_East
20752 | MD | PJM_East
20753 | MD | PJM_East
20754 | MD | PJM_East
20755 | MD | PJM_East
20757 | MD | PJM_East
20758 | MD | PJM_East
20759 | MD | PJM_East
20762 | MD | PJM_East
20763 | MD | PJM_East
20764 | MD | PJM_East
20765 | MD | PJM_East
20768 | MD | PJM_East
20769 | MD | PJM_East
20770 | MD | PJM_East
20771 | MD | PJM_East
20772 | MD | PJM_East
20773 | MD | PJM_East
20774 | MD | PJM_East
20775 | MD | PJM_East
20776 | MD | PJM_East
20777 | MD | PJM_East
20778 | MD | PJM_East
20779 | MD | PJM_East
20781 | MD | PJM_East
20782 | MD | PJM_East
20783 | MD | PJM_East
20784 | MD | PJM_East
20785 | MD | PJM_East
20787 | MD | PJM_East
20788 | MD | PJM_East
20790 | MD | PJM_East
20791 | MD | PJM_East
20792 | MD | PJM_East
20794 | MD | PJM_East
20797 | MD | PJM_East
20799 | MD | PJM_East
20810 | MD | PJM_East
20811 | MD | PJM_East
20812 | MD | PJM_East
20813 | MD | PJM_East
20814 | MD | PJM_East
20815 | MD | PJM_East
20816 | MD | PJM_East
20817 | MD | PJM_East
20818 | MD | PJM_East
20824 | MD | PJM_East
20825 | MD | PJM_East
20827 | MD | PJM_East
20830 | MD | PJM_East
20832 | MD | PJM_East
20833 | MD | PJM_East
20837 | MD | PJM_East
20838 | MD | PJM_East
20839 | MD | PJM_East
20841 | MD | PJM_East
20842 | MD | PJM_East
20847 | MD | PJM_East
20848 | MD | PJM_East
20849 | MD | PJM_East
20850 | MD | PJM_East
20851 | MD | PJM_East
20852 | MD | PJM_East
20853 | MD | PJM_East
20854 | MD | PJM_East
20855 | MD | PJM_East
20857 | MD | PJM_East
20859 | MD | PJM_East
20860 | MD | PJM_East
20861 | MD | PJM_East
20862 | MD | PJM_East
20866 | MD | PJM_East
20868 | MD | PJM_East
20871 | MD | PJM_East
20872 | MD | PJM_East
20874 | MD | PJM_East
20875 | MD | PJM_East
20876 | MD | PJM_East
20877 | MD | PJM_East
20878 | MD | PJM_East
20879 | MD | PJM_East
20880 | MD | PJM_East
20882 | MD | PJM_East
20883 | MD | PJM_East
20884 | MD | PJM_East
20885 | MD | PJM_East
20886 | MD | PJM_East
20889 | MD | PJM_East
20891 | MD | PJM_East
20892 | MD | PJM_East
20894 | MD | PJM_East
20895 | MD | PJM_East
20896 | MD | PJM_East
20897 | MD | PJM_East
20898 | MD | PJM_East
20899 | MD | PJM_East
20901 | MD | PJM_East
20902 | MD | PJM_East
20903 | MD | PJM_East
20904 | MD | PJM_East
20905 | MD | PJM_East
20906 | MD | PJM_East
20907 | MD | PJM_East
20908 | MD | PJM_East
20910 | MD | PJM_East
20911 | MD | PJM_East
20912 | MD | PJM_East
20913 | MD | PJM_East
20914 | MD | PJM_East
20915 | MD | PJM_East
20916 | MD | PJM_East
20918 | MD | PJM_East
20993 | MD | PJM_East
20997 | MD | PJM_East
21001 | MD | PJM_East
21005 | MD | PJM_East
21009 | MD | PJM_East
21010 | MD | PJM_East
21012 | MD | PJM_East
21013 | MD | PJM_East
21014 | MD | PJM_East
21015 | MD | PJM_East
21017 | MD | PJM_East
21018 | MD | PJM_East
21020 | MD | PJM_East
21022 | MD | PJM_East
21023 | MD | PJM_East
21027 | MD | PJM_East
21028 | MD | PJM_East
21029 | MD | PJM_East
21030 | MD | PJM_East
21031 | MD | PJM_East
21032 | MD | PJM_East
21034 | MD | PJM_East
21035 | MD | PJM_East
21036 | MD | PJM_East
21037 | MD | PJM_East
21040 | MD | PJM_East
21041 | MD | PJM_East
21042 | MD | PJM_East
21043 | MD | PJM_East
21044 | MD | PJM_East
21045 | MD | PJM_East
21046 | MD | PJM_East
21047 | MD | PJM_East
21048 | MD | PJM_East
21050 | MD | PJM_East
21051 | MD | PJM_East
21052 | MD | PJM_East
21053 | MD | PJM_East
21054 | MD | PJM_East
21056 | MD | PJM_East
21057 | MD | PJM_East
21060 | MD | PJM_East
21061 | MD | PJM_East
21062 | MD | PJM_East
21065 | MD | PJM_East
21071 | MD | PJM_East
21074 | MD | PJM_East
21075 | MD | PJM_East
21076 | MD | PJM_East
21077 | MD | PJM_East
21078 | MD | PJM_East
21082 | MD | PJM_East
21084 | MD | PJM_East
21085 | MD | PJM_East
21087 | MD | PJM_East
21088 | MD | PJM_East
21090 | MD | PJM_East
21092 | MD | PJM_East
21093 | MD | PJM_East
21094 | MD | PJM_East
21102 | MD | PJM_East
21104 | MD | PJM_East
21105 | MD | PJM_East
21106 | MD | PJM_East
21108 | MD | PJM_East
21111 | MD | PJM_East
21113 | MD | PJM_East
21114 | MD | PJM_East
21117 | MD | PJM_East
21120 | MD | PJM_East
21122 | MD | PJM_East
21123 | MD | PJM_East
21128 | MD | PJM_East
21130 | MD | PJM_East
21131 | MD | PJM_East
21132 | MD | PJM_East
21133 | MD | PJM_East
21136 | MD | PJM_East
21139 | MD | PJM_East
21140 | MD | PJM_East
21144 | MD | PJM_East
21146 | MD | PJM_East
21150 | MD | PJM_East
21152 | MD | PJM_East
21153 | MD | PJM_East
21154 | MD | PJM_East
21155 | MD | PJM_East
21156 | MD | PJM_East
21157 | MD | PJM_East
21158 | MD | PJM_East
21160 | MD | PJM_East
21161 | MD | PJM_East
21162 | MD | PJM_East
21163 | MD | PJM_East
21201 | MD | PJM_East
21202 | MD | PJM_East
21203 | MD | PJM_East
21204 | MD | PJM_East
21205 | MD | PJM_East
21206 | MD | PJM_East
21207 | MD | PJM_East
21208 | MD | PJM_East
21209 | MD | PJM_East
21210 | MD | PJM_East
21211 | MD | PJM_East
21212 | MD | PJM_East
21213 | MD | PJM_East
21214 | MD | PJM_East
21215 | MD | PJM_East
21216 | MD | PJM_East
21217 | MD | PJM_East
21218 | MD | PJM_East
21219 | MD | PJM_East
21220 | MD | PJM_East
21221 | MD | PJM_East
21222 | MD | PJM_East
21223 | MD | PJM_East
21224 | MD | PJM_East
21225 | MD | PJM_East
21226 | MD | PJM_East
21227 | MD | PJM_East
21228 | MD | PJM_East
21229 | MD | PJM_East
21230 | MD | PJM_East
21231 | MD | PJM_East
21233 | MD | PJM_East
21234 | MD | PJM_East
21235 | MD | PJM_East
21236 | MD | PJM_East
21237 | MD | PJM_East
21239 | MD | PJM_East
21240 | MD | PJM_East
21241 | MD | PJM_East
21244 | MD | PJM_East
21250 | MD | PJM_East
21251 | MD | PJM_East
21252 | MD | PJM_East
21263 | MD | PJM_East
21264 | MD | PJM_East
21270 | MD | PJM_East
21273 | MD | PJM_East
21275 | MD | PJM_East
21278 | MD | PJM_East
21279 | MD | PJM_East
21281 | MD | PJM_East
21282 | MD | PJM_East
21284 | MD | PJM_East
21285 | MD | PJM_East
21286 | MD | PJM_East
21287 | MD | PJM_East
21289 | MD | PJM_East
21290 | MD | PJM_East
21297 | MD | PJM_East
21298 | MD | PJM_East
21401 | MD | PJM_East
21402 | MD | PJM_East
21403 | MD | PJM_East
21404 | MD | PJM_East
21405 | MD | PJM_East
21409 | MD | PJM_East
21411 | MD | PJM_East
21412 | MD | PJM_East
21601 | MD | PJM_East
21607 | MD | PJM_East
21609 | MD | PJM_East
21610 | MD | PJM_East
21612 | MD | PJM_East
21613 | MD | PJM_East
21617 | MD | PJM_East
21619 | MD | PJM_East
21620 | MD | PJM_East
21622 | MD | PJM_East
21623 | MD | PJM_East
21624 | MD | PJM_East
21625 | MD | PJM_East
21626 | MD | PJM_East
21627 | MD | PJM_East
21628 | MD | PJM_East
21629 | MD | PJM_East
21631 | MD | PJM_East
21632 | MD | PJM_East
21634 | MD | PJM_East
21635 | MD | PJM_East
21636 | MD | PJM_East
21638 | MD | PJM_East
21639 | MD | PJM_East
21640 | MD | PJM_East
21641 | MD | PJM_East
21643 | MD | PJM_East
21644 | MD | PJM_East
21645 | MD | PJM_East
21647 | MD | PJM_East
21648 | MD | PJM_East
21649 | MD | PJM_East
21650 | MD | PJM_East
21651 | MD | PJM_East
21652 | MD | PJM_East
21653 | MD | PJM_East
21654 | MD | PJM_East
21655 | MD | PJM_East
21656 | MD | PJM_East
21657 | MD | PJM_East
21658 | MD | PJM_East
21659 | MD | PJM_East
21660 | MD | PJM_East
21661 | MD | PJM_East
21662 | MD | PJM_East
21663 | MD | PJM_East
21664 | MD | PJM_East
21665 | MD | PJM_East
21666 | MD | PJM_East
21667 | MD | PJM_East
21668 | MD | PJM_East
21669 | MD | PJM_East
21670 | MD | PJM_East
21671 | MD | PJM_East
21672 | MD | PJM_East
21673 | MD | PJM_East
21675 | MD | PJM_East
21676 | MD | PJM_East
21677 | MD | PJM_East
21678 | MD | PJM_East
21679 | MD | PJM_East
21690 | MD | PJM_East
21723 | MD | PJM_East
21737 | MD | PJM_East
21738 | MD | PJM_East
21757 | MD | PJM_East
21765 | MD | PJM_East
21771 | MD | PJM_East
21776 | MD | PJM_East
21784 | MD | PJM_East
21787 | MD | PJM_East
21792 | MD | PJM_East
21794 | MD | PJM_East
21797 | MD | PJM_East
21801 | MD | PJM_East
21802 | MD | PJM_East
21803 | MD | PJM_East
21804 | MD | PJM_East
21810 | MD | PJM_East
21811 | MD | PJM_East
21813 | MD | PJM_East
21814 | MD | PJM_East
21817 | MD | PJM_East
21821 | MD | PJM_East
21822 | MD | PJM_East
21824 | MD | PJM_East
21826 | MD | PJM_East
21829 | MD | PJM_East
21830 | MD | PJM_East
21835 | MD | PJM_East
21836 | MD | PJM_East
21837 | MD | PJM_East
21838 | MD | PJM_East
21840 | MD | PJM_East
21841 | MD | PJM_East
21842 | MD | PJM_East
21843 | MD | PJM_East
21849 | MD | PJM_East
21850 | MD | PJM_East
21851 | MD | PJM_East
21852 | MD | PJM_East
21853 | MD | PJM_East
21856 | MD | PJM_East
21857 | MD | PJM_East
21861 | MD | PJM_East
21862 | MD | PJM_East
21863 | MD | PJM_East
21864 | MD | PJM_East
21865 | MD | PJM_East
21866 | MD | PJM_East
21867 | MD | PJM_East
21869 | MD | PJM_East
21871 | MD | PJM_East
21872 | MD | PJM_East
21874 | MD | PJM_East
21875 | MD | PJM_East
21890 | MD | PJM_East
21901 | MD | PJM_East
21902 | MD | PJM_East
21903 | MD | PJM_East
21904 | MD | PJM_East
21911 | MD | PJM_East
21912 | MD | PJM_East
21913 | MD | PJM_East
21914 | MD | PJM_East
21915 | MD | PJM_East
21916 | MD | PJM_East
21917 | MD | PJM_East
21918 | MD | PJM_East
21919 | MD | PJM_East
21920 | MD | PJM_East
21921 | MD | PJM_East
21922 | MD | PJM_East
21930 | MD | PJM_East
56901 | DC | PJM_East
56902 | DC | PJM_East
56904 | DC | PJM_East
56908 | DC | PJM_East
56915 | DC | PJM_East
56920 | DC | PJM_East
56933 | DC | PJM_East
56935 | DC | PJM_East
56944 | DC | PJM_East
56945 | DC | PJM_East
56950 | DC | PJM_East
56965 | DC | PJM_East
56966 | DC | PJM_East
56967 | DC | PJM_East
56968 | DC | PJM_East
56969 | DC | PJM_East
56970 | DC | PJM_East
56972 | DC | PJM_East
56998 | DC | PJM_East
56999 | DC | PJM_East
88888 | DC | PJM_East
23301 | VA | PJM_East
23302 | VA | PJM_East
23303 | VA | PJM_East
23306 | VA | PJM_East
23307 | VA | PJM_East
23308 | VA | PJM_East
23310 | VA | PJM_East
23313 | VA | PJM_East
23316 | VA | PJM_East
23336 | VA | PJM_East
23337 | VA | PJM_East
23341 | VA | PJM_East
23345 | VA | PJM_East
23347 | VA | PJM_East
23350 | VA | PJM_East
23354 | VA | PJM_East
23356 | VA | PJM_East
23357 | VA | PJM_East
23358 | VA | PJM_East
23359 | VA | PJM_East
23389 | VA | PJM_East
23395 | VA | PJM_East
23396 | VA | PJM_East
23398 | VA | PJM_East
23399 | VA | PJM_East
23401 | VA | PJM_East
23404 | VA | PJM_East
23405 | VA | PJM_East
23407 | VA | PJM_East
23408 | VA | PJM_East
23409 | VA | PJM_East
23410 | VA | PJM_East
23412 | VA | PJM_East
23413 | VA | PJM_East
23414 | VA | PJM_East
23415 | VA | PJM_East
23416 | VA | PJM_East
23417 | VA | PJM_East
23418 | VA | PJM_East
23419 | VA | PJM_East
23420 | VA | PJM_East
23421 | VA | PJM_East
23422 | VA | PJM_East
23423 | VA | PJM_East
23426 | VA | PJM_East
23427 | VA | PJM_East
23429 | VA | PJM_East
23440 | VA | PJM_East
23441 | VA | PJM_East
23442 | VA | PJM_East
23443 | VA | PJM_East
23480 | VA | PJM_East
23482 | VA | PJM_East
23483 | VA | PJM_East
23486 | VA | PJM_East
23488 | VA | PJM_East
19701 | DE | PJM_East
19702 | DE | PJM_East
19703 | DE | PJM_East
19706 | DE | PJM_East
19707 | DE | PJM_East
19708 | DE | PJM_East
19709 | DE | PJM_East
19710 | DE | PJM_East
19711 | DE | PJM_East
19712 | DE | PJM_East
19713 | DE | PJM_East
19714 | DE | PJM_East
19715 | DE | PJM_East
19716 | DE | PJM_East
19717 | DE | PJM_East
19718 | DE | PJM_East
19720 | DE | PJM_East
19721 | DE | PJM_East
19725 | DE | PJM_East
19726 | DE | PJM_East
19730 | DE | PJM_East
19731 | DE | PJM_East
19732 | DE | PJM_East
19733 | DE | PJM_East
19734 | DE | PJM_East
19735 | DE | PJM_East
19736 | DE | PJM_East
19801 | DE | PJM_East
19802 | DE | PJM_East
19803 | DE | PJM_East
19804 | DE | PJM_East
19805 | DE | PJM_East
19806 | DE | PJM_East
19807 | DE | PJM_East
19808 | DE | PJM_East
19809 | DE | PJM_East
19810 | DE | PJM_East
19850 | DE | PJM_East
19880 | DE | PJM_East
19884 | DE | PJM_East
19885 | DE | PJM_East
19886 | DE | PJM_East
19890 | DE | PJM_East
19891 | DE | PJM_East
19892 | DE | PJM_East
19893 | DE | PJM_East
19894 | DE | PJM_East
19895 | DE | PJM_East
19896 | DE | PJM_East
19897 | DE | PJM_East
19898 | DE | PJM_East
19899 | DE | PJM_East
19901 | DE | PJM_East
19902 | DE | PJM_East
19903 | DE | PJM_East
19904 | DE | PJM_East
19905 | DE | PJM_East
19906 | DE | PJM_East
19930 | DE | PJM_East
19931 | DE | PJM_East
19933 | DE | PJM_East
19934 | DE | PJM_East
19936 | DE | PJM_East
19938 | DE | PJM_East
19939 | DE | PJM_East
19940 | DE | PJM_East
19941 | DE | PJM_East
19943 | DE | PJM_East
19944 | DE | PJM_East
19945 | DE | PJM_East
19946 | DE | PJM_East
19947 | DE | PJM_East
19950 | DE | PJM_East
19951 | DE | PJM_East
19952 | DE | PJM_East
19953 | DE | PJM_East
19954 | DE | PJM_East
19955 | DE | PJM_East
19956 | DE | PJM_East
19958 | DE | PJM_East
19960 | DE | PJM_East
19961 | DE | PJM_East
19962 | DE | PJM_East
19963 | DE | PJM_East
19964 | DE | PJM_East
19966 | DE | PJM_East
19967 | DE | PJM_East
19968 | DE | PJM_East
19969 | DE | PJM_East
19970 | DE | PJM_East
19971 | DE | PJM_East
19973 | DE | PJM_East
19975 | DE | PJM_East
19977 | DE | PJM_East
19979 | DE | PJM_East
19980 | DE | PJM_East
7001 | NJ | PJM_East
7002 | NJ | PJM_East
7003 | NJ | PJM_East
7004 | NJ | PJM_East
7005 | NJ | PJM_East
7006 | NJ | PJM_East
7007 | NJ | PJM_East
7008 | NJ | PJM_East
7009 | NJ | PJM_East
7010 | NJ | PJM_East
7011 | NJ | PJM_East
7012 | NJ | PJM_East
7013 | NJ | PJM_East
7014 | NJ | PJM_East
7015 | NJ | PJM_East
7016 | NJ | PJM_East
7017 | NJ | PJM_East
7018 | NJ | PJM_East
7019 | NJ | PJM_East
7020 | NJ | PJM_East
7021 | NJ | PJM_East
7022 | NJ | PJM_East
7023 | NJ | PJM_East
7024 | NJ | PJM_East
7026 | NJ | PJM_East
7027 | NJ | PJM_East
7028 | NJ | PJM_East
7029 | NJ | PJM_East
7030 | NJ | PJM_East
7031 | NJ | PJM_East
7032 | NJ | PJM_East
7033 | NJ | PJM_East
7034 | NJ | PJM_East
7035 | NJ | PJM_East
7036 | NJ | PJM_East
7039 | NJ | PJM_East
7040 | NJ | PJM_East
7041 | NJ | PJM_East
7042 | NJ | PJM_East
7043 | NJ | PJM_East
7044 | NJ | PJM_East
7045 | NJ | PJM_East
7046 | NJ | PJM_East
7047 | NJ | PJM_East
7050 | NJ | PJM_East
7051 | NJ | PJM_East
7052 | NJ | PJM_East
7054 | NJ | PJM_East
7055 | NJ | PJM_East
7057 | NJ | PJM_East
7058 | NJ | PJM_East
7059 | NJ | PJM_East
7060 | NJ | PJM_East
7061 | NJ | PJM_East
7062 | NJ | PJM_East
7063 | NJ | PJM_East
7064 | NJ | PJM_East
7065 | NJ | PJM_East
7066 | NJ | PJM_East
7067 | NJ | PJM_East
7068 | NJ | PJM_East
7069 | NJ | PJM_East
7070 | NJ | PJM_East
7071 | NJ | PJM_East
7072 | NJ | PJM_East
7073 | NJ | PJM_East
7074 | NJ | PJM_East
7075 | NJ | PJM_East
7076 | NJ | PJM_East
7077 | NJ | PJM_East
7078 | NJ | PJM_East
7079 | NJ | PJM_East
7080 | NJ | PJM_East
7081 | NJ | PJM_East
7082 | NJ | PJM_East
7083 | NJ | PJM_East
7086 | NJ | PJM_East
7087 | NJ | PJM_East
7088 | NJ | PJM_East
7090 | NJ | PJM_East
7091 | NJ | PJM_East
7092 | NJ | PJM_East
7093 | NJ | PJM_East
7094 | NJ | PJM_East
7095 | NJ | PJM_East
7096 | NJ | PJM_East
7097 | NJ | PJM_East
7099 | NJ | PJM_East
7101 | NJ | PJM_East
7102 | NJ | PJM_East
7103 | NJ | PJM_East
7104 | NJ | PJM_East
7105 | NJ | PJM_East
7106 | NJ | PJM_East
7107 | NJ | PJM_East
7108 | NJ | PJM_East
7109 | NJ | PJM_East
7110 | NJ | PJM_East
7111 | NJ | PJM_East
7112 | NJ | PJM_East
7114 | NJ | PJM_East
7175 | NJ | PJM_East
7184 | NJ | PJM_East
7188 | NJ | PJM_East
7189 | NJ | PJM_East
7191 | NJ | PJM_East
7192 | NJ | PJM_East
7193 | NJ | PJM_East
7195 | NJ | PJM_East
7198 | NJ | PJM_East
7199 | NJ | PJM_East
7201 | NJ | PJM_East
7202 | NJ | PJM_East
7203 | NJ | PJM_East
7204 | NJ | PJM_East
7205 | NJ | PJM_East
7206 | NJ | PJM_East
7207 | NJ | PJM_East
7208 | NJ | PJM_East
7302 | NJ | PJM_East
7303 | NJ | PJM_East
7304 | NJ | PJM_East
7305 | NJ | PJM_East
7306 | NJ | PJM_East
7307 | NJ | PJM_East
7308 | NJ | PJM_East
7310 | NJ | PJM_East
7311 | NJ | PJM_East
7395 | NJ | PJM_East
7399 | NJ | PJM_East
7401 | NJ | PJM_East
7403 | NJ | PJM_East
7405 | NJ | PJM_East
7407 | NJ | PJM_East
7410 | NJ | PJM_East
7416 | NJ | PJM_East
7417 | NJ | PJM_East
7418 | NJ | PJM_East
7419 | NJ | PJM_East
7420 | NJ | PJM_East
7421 | NJ | PJM_East
7422 | NJ | PJM_East
7423 | NJ | PJM_East
7424 | NJ | PJM_East
7428 | NJ | PJM_East
7430 | NJ | PJM_East
7432 | NJ | PJM_East
7435 | NJ | PJM_East
7436 | NJ | PJM_East
7438 | NJ | PJM_East
7439 | NJ | PJM_East
7440 | NJ | PJM_East
7442 | NJ | PJM_East
7444 | NJ | PJM_East
7446 | NJ | PJM_East
7450 | NJ | PJM_East
7451 | NJ | PJM_East
7452 | NJ | PJM_East
7456 | NJ | PJM_East
7457 | NJ | PJM_East
7458 | NJ | PJM_East
7460 | NJ | PJM_East
7461 | NJ | PJM_East
7462 | NJ | PJM_East
7463 | NJ | PJM_East
7465 | NJ | PJM_East
7470 | NJ | PJM_East
7474 | NJ | PJM_East
7480 | NJ | PJM_East
7481 | NJ | PJM_East
7495 | NJ | PJM_East
7501 | NJ | PJM_East
7502 | NJ | PJM_East
7503 | NJ | PJM_East
7504 | NJ | PJM_East
7505 | NJ | PJM_East
7506 | NJ | PJM_East
7507 | NJ | PJM_East
7508 | NJ | PJM_East
7509 | NJ | PJM_East
7510 | NJ | PJM_East
7511 | NJ | PJM_East
7512 | NJ | PJM_East
7513 | NJ | PJM_East
7514 | NJ | PJM_East
7522 | NJ | PJM_East
7524 | NJ | PJM_East
7533 | NJ | PJM_East
7538 | NJ | PJM_East
7543 | NJ | PJM_East
7544 | NJ | PJM_East
7601 | NJ | PJM_East
7602 | NJ | PJM_East
7603 | NJ | PJM_East
7604 | NJ | PJM_East
7605 | NJ | PJM_East
7606 | NJ | PJM_East
7607 | NJ | PJM_East
7608 | NJ | PJM_East
7620 | NJ | PJM_East
7621 | NJ | PJM_East
7624 | NJ | PJM_East
7626 | NJ | PJM_East
7627 | NJ | PJM_East
7628 | NJ | PJM_East
7630 | NJ | PJM_East
7631 | NJ | PJM_East
7632 | NJ | PJM_East
7640 | NJ | PJM_East
7641 | NJ | PJM_East
7642 | NJ | PJM_East
7643 | NJ | PJM_East
7644 | NJ | PJM_East
7645 | NJ | PJM_East
7646 | NJ | PJM_East
7647 | NJ | PJM_East
7648 | NJ | PJM_East
7649 | NJ | PJM_East
7650 | NJ | PJM_East
7652 | NJ | PJM_East
7653 | NJ | PJM_East
7656 | NJ | PJM_East
7657 | NJ | PJM_East
7660 | NJ | PJM_East
7661 | NJ | PJM_East
7662 | NJ | PJM_East
7663 | NJ | PJM_East
7666 | NJ | PJM_East
7670 | NJ | PJM_East
7675 | NJ | PJM_East
7676 | NJ | PJM_East
7677 | NJ | PJM_East
7699 | NJ | PJM_East
7701 | NJ | PJM_East
7702 | NJ | PJM_East
7703 | NJ | PJM_East
7704 | NJ | PJM_East
7710 | NJ | PJM_East
7711 | NJ | PJM_East
7712 | NJ | PJM_East
7715 | NJ | PJM_East
7716 | NJ | PJM_East
7717 | NJ | PJM_East
7718 | NJ | PJM_East
7719 | NJ | PJM_East
7720 | NJ | PJM_East
7721 | NJ | PJM_East
7722 | NJ | PJM_East
7723 | NJ | PJM_East
7724 | NJ | PJM_East
7726 | NJ | PJM_East
7727 | NJ | PJM_East
7728 | NJ | PJM_East
7730 | NJ | PJM_East
7731 | NJ | PJM_East
7732 | NJ | PJM_East
7733 | NJ | PJM_East
7734 | NJ | PJM_East
7735 | NJ | PJM_East
7737 | NJ | PJM_East
7738 | NJ | PJM_East
7739 | NJ | PJM_East
7740 | NJ | PJM_East
7746 | NJ | PJM_East
7747 | NJ | PJM_East
7748 | NJ | PJM_East
7750 | NJ | PJM_East
7751 | NJ | PJM_East
7752 | NJ | PJM_East
7753 | NJ | PJM_East
7754 | NJ | PJM_East
7755 | NJ | PJM_East
7756 | NJ | PJM_East
7757 | NJ | PJM_East
7758 | NJ | PJM_East
7760 | NJ | PJM_East
7762 | NJ | PJM_East
7763 | NJ | PJM_East
7764 | NJ | PJM_East
7765 | NJ | PJM_East
7799 | NJ | PJM_East
7801 | NJ | PJM_East
7802 | NJ | PJM_East
7803 | NJ | PJM_East
7806 | NJ | PJM_East
7820 | NJ | PJM_East
7821 | NJ | PJM_East
7822 | NJ | PJM_East
7823 | NJ | PJM_East
7825 | NJ | PJM_East
7826 | NJ | PJM_East
7827 | NJ | PJM_East
7828 | NJ | PJM_East
7829 | NJ | PJM_East
7830 | NJ | PJM_East
7831 | NJ | PJM_East
7832 | NJ | PJM_East
7833 | NJ | PJM_East
7834 | NJ | PJM_East
7836 | NJ | PJM_East
7837 | NJ | PJM_East
7838 | NJ | PJM_East
7839 | NJ | PJM_East
7840 | NJ | PJM_East
7842 | NJ | PJM_East
7843 | NJ | PJM_East
7844 | NJ | PJM_East
7845 | NJ | PJM_East
7846 | NJ | PJM_East
7847 | NJ | PJM_East
7848 | NJ | PJM_East
7849 | NJ | PJM_East
7850 | NJ | PJM_East
7851 | NJ | PJM_East
7852 | NJ | PJM_East
7853 | NJ | PJM_East
7855 | NJ | PJM_East
7856 | NJ | PJM_East
7857 | NJ | PJM_East
7860 | NJ | PJM_East
7863 | NJ | PJM_East
7865 | NJ | PJM_East
7866 | NJ | PJM_East
7869 | NJ | PJM_East
7870 | NJ | PJM_East
7871 | NJ | PJM_East
7874 | NJ | PJM_East
7875 | NJ | PJM_East
7876 | NJ | PJM_East
7877 | NJ | PJM_East
7878 | NJ | PJM_East
7879 | NJ | PJM_East
7880 | NJ | PJM_East
7881 | NJ | PJM_East
7882 | NJ | PJM_East
7885 | NJ | PJM_East
7890 | NJ | PJM_East
7901 | NJ | PJM_East
7902 | NJ | PJM_East
7920 | NJ | PJM_East
7921 | NJ | PJM_East
7922 | NJ | PJM_East
7924 | NJ | PJM_East
7926 | NJ | PJM_East
7927 | NJ | PJM_East
7928 | NJ | PJM_East
7930 | NJ | PJM_East
7931 | NJ | PJM_East
7932 | NJ | PJM_East
7933 | NJ | PJM_East
7934 | NJ | PJM_East
7935 | NJ | PJM_East
7936 | NJ | PJM_East
7938 | NJ | PJM_East
7939 | NJ | PJM_East
7940 | NJ | PJM_East
7945 | NJ | PJM_East
7946 | NJ | PJM_East
7950 | NJ | PJM_East
7960 | NJ | PJM_East
7961 | NJ | PJM_East
7962 | NJ | PJM_East
7963 | NJ | PJM_East
7970 | NJ | PJM_East
7974 | NJ | PJM_East
7976 | NJ | PJM_East
7977 | NJ | PJM_East
7978 | NJ | PJM_East
7979 | NJ | PJM_East
7980 | NJ | PJM_East
7981 | NJ | PJM_East
7999 | NJ | PJM_East
8001 | NJ | PJM_East
8002 | NJ | PJM_East
8003 | NJ | PJM_East
8004 | NJ | PJM_East
8005 | NJ | PJM_East
8006 | NJ | PJM_East
8007 | NJ | PJM_East
8008 | NJ | PJM_East
8009 | NJ | PJM_East
8010 | NJ | PJM_East
8011 | NJ | PJM_East
8012 | NJ | PJM_East
8014 | NJ | PJM_East
8015 | NJ | PJM_East
8016 | NJ | PJM_East
8018 | NJ | PJM_East
8019 | NJ | PJM_East
8020 | NJ | PJM_East
8021 | NJ | PJM_East
8022 | NJ | PJM_East
8023 | NJ | PJM_East
8025 | NJ | PJM_East
8026 | NJ | PJM_East
8027 | NJ | PJM_East
8028 | NJ | PJM_East
8029 | NJ | PJM_East
8030 | NJ | PJM_East
8031 | NJ | PJM_East
8032 | NJ | PJM_East
8033 | NJ | PJM_East
8034 | NJ | PJM_East
8035 | NJ | PJM_East
8036 | NJ | PJM_East
8037 | NJ | PJM_East
8038 | NJ | PJM_East
8039 | NJ | PJM_East
8041 | NJ | PJM_East
8042 | NJ | PJM_East
8043 | NJ | PJM_East
8045 | NJ | PJM_East
8046 | NJ | PJM_East
8048 | NJ | PJM_East
8049 | NJ | PJM_East
8050 | NJ | PJM_East
8051 | NJ | PJM_East
8052 | NJ | PJM_East
8053 | NJ | PJM_East
8054 | NJ | PJM_East
8055 | NJ | PJM_East
8056 | NJ | PJM_East
8057 | NJ | PJM_East
8059 | NJ | PJM_East
8060 | NJ | PJM_East
8061 | NJ | PJM_East
8062 | NJ | PJM_East
8063 | NJ | PJM_East
8064 | NJ | PJM_East
8065 | NJ | PJM_East
8066 | NJ | PJM_East
8067 | NJ | PJM_East
8068 | NJ | PJM_East
8069 | NJ | PJM_East
8070 | NJ | PJM_East
8071 | NJ | PJM_East
8072 | NJ | PJM_East
8073 | NJ | PJM_East
8074 | NJ | PJM_East
8075 | NJ | PJM_East
8076 | NJ | PJM_East
8077 | NJ | PJM_East
8078 | NJ | PJM_East
8079 | NJ | PJM_East
8080 | NJ | PJM_East
8081 | NJ | PJM_East
8083 | NJ | PJM_East
8084 | NJ | PJM_East
8085 | NJ | PJM_East
8086 | NJ | PJM_East
8087 | NJ | PJM_East
8088 | NJ | PJM_East
8089 | NJ | PJM_East
8090 | NJ | PJM_East
8091 | NJ | PJM_East
8092 | NJ | PJM_East
8093 | NJ | PJM_East
8094 | NJ | PJM_East
8095 | NJ | PJM_East
8096 | NJ | PJM_East
8097 | NJ | PJM_East
8098 | NJ | PJM_East
8099 | NJ | PJM_East
8101 | NJ | PJM_East
8102 | NJ | PJM_East
8103 | NJ | PJM_East
8104 | NJ | PJM_East
8105 | NJ | PJM_East
8106 | NJ | PJM_East
8107 | NJ | PJM_East
8108 | NJ | PJM_East
8109 | NJ | PJM_East
8110 | NJ | PJM_East
8201 | NJ | PJM_East
8202 | NJ | PJM_East
8203 | NJ | PJM_East
8204 | NJ | PJM_East
8205 | NJ | PJM_East
8210 | NJ | PJM_East
8212 | NJ | PJM_East
8213 | NJ | PJM_East
8214 | NJ | PJM_East
8215 | NJ | PJM_East
8217 | NJ | PJM_East
8218 | NJ | PJM_East
8219 | NJ | PJM_East
8220 | NJ | PJM_East
8221 | NJ | PJM_East
8223 | NJ | PJM_East
8224 | NJ | PJM_East
8225 | NJ | PJM_East
8226 | NJ | PJM_East
8230 | NJ | PJM_East
8231 | NJ | PJM_East
8232 | NJ | PJM_East
8234 | NJ | PJM_East
8240 | NJ | PJM_East
8241 | NJ | PJM_East
8242 | NJ | PJM_East
8243 | NJ | PJM_East
8244 | NJ | PJM_East
8245 | NJ | PJM_East
8246 | NJ | PJM_East
8247 | NJ | PJM_East
8248 | NJ | PJM_East
8250 | NJ | PJM_East
8251 | NJ | PJM_East
8252 | NJ | PJM_East
8260 | NJ | PJM_East
8270 | NJ | PJM_East
8302 | NJ | PJM_East
8310 | NJ | PJM_East
8311 | NJ | PJM_East
8312 | NJ | PJM_East
8313 | NJ | PJM_East
8314 | NJ | PJM_East
8315 | NJ | PJM_East
8316 | NJ | PJM_East
8317 | NJ | PJM_East
8318 | NJ | PJM_East
8319 | NJ | PJM_East
8320 | NJ | PJM_East
8321 | NJ | PJM_East
8322 | NJ | PJM_East
8323 | NJ | PJM_East
8324 | NJ | PJM_East
8326 | NJ | PJM_East
8327 | NJ | PJM_East
8328 | NJ | PJM_East
8329 | NJ | PJM_East
8330 | NJ | PJM_East
8332 | NJ | PJM_East
8340 | NJ | PJM_East
8341 | NJ | PJM_East
8342 | NJ | PJM_East
8343 | NJ | PJM_East
8344 | NJ | PJM_East
8345 | NJ | PJM_East
8346 | NJ | PJM_East
8347 | NJ | PJM_East
8348 | NJ | PJM_East
8349 | NJ | PJM_East
8350 | NJ | PJM_East
8352 | NJ | PJM_East
8353 | NJ | PJM_East
8360 | NJ | PJM_East
8361 | NJ | PJM_East
8362 | NJ | PJM_East
8401 | NJ | PJM_East
8402 | NJ | PJM_East
8403 | NJ | PJM_East
8404 | NJ | PJM_East
8405 | NJ | PJM_East
8406 | NJ | PJM_East
8501 | NJ | PJM_East
8502 | NJ | PJM_East
8504 | NJ | PJM_East
8505 | NJ | PJM_East
8510 | NJ | PJM_East
8511 | NJ | PJM_East
8512 | NJ | PJM_East
8514 | NJ | PJM_East
8515 | NJ | PJM_East
8518 | NJ | PJM_East
8520 | NJ | PJM_East
8525 | NJ | PJM_East
8526 | NJ | PJM_East
8527 | NJ | PJM_East
8528 | NJ | PJM_East
8530 | NJ | PJM_East
8533 | NJ | PJM_East
8534 | NJ | PJM_East
8535 | NJ | PJM_East
8536 | NJ | PJM_East
8540 | NJ | PJM_East
8541 | NJ | PJM_East
8542 | NJ | PJM_East
8543 | NJ | PJM_East
8544 | NJ | PJM_East
8550 | NJ | PJM_East
8551 | NJ | PJM_East
8553 | NJ | PJM_East
8554 | NJ | PJM_East
8555 | NJ | PJM_East
8556 | NJ | PJM_East
8557 | NJ | PJM_East
8558 | NJ | PJM_East
8559 | NJ | PJM_East
8560 | NJ | PJM_East
8561 | NJ | PJM_East
8562 | NJ | PJM_East
8601 | NJ | PJM_East
8602 | NJ | PJM_East
8603 | NJ | PJM_East
8604 | NJ | PJM_East
8605 | NJ | PJM_East
8606 | NJ | PJM_East
8607 | NJ | PJM_East
8608 | NJ | PJM_East
8609 | NJ | PJM_East
8610 | NJ | PJM_East
8611 | NJ | PJM_East
8618 | NJ | PJM_East
8619 | NJ | PJM_East
8620 | NJ | PJM_East
8625 | NJ | PJM_East
8628 | NJ | PJM_East
8629 | NJ | PJM_East
8638 | NJ | PJM_East
8640 | NJ | PJM_East
8641 | NJ | PJM_East
8645 | NJ | PJM_East
8646 | NJ | PJM_East
8647 | NJ | PJM_East
8648 | NJ | PJM_East
8650 | NJ | PJM_East
8666 | NJ | PJM_East
8690 | NJ | PJM_East
8691 | NJ | PJM_East
8695 | NJ | PJM_East
8701 | NJ | PJM_East
8720 | NJ | PJM_East
8721 | NJ | PJM_East
8722 | NJ | PJM_East
8723 | NJ | PJM_East
8724 | NJ | PJM_East
8730 | NJ | PJM_East
8731 | NJ | PJM_East
8732 | NJ | PJM_East
8733 | NJ | PJM_East
8734 | NJ | PJM_East
8735 | NJ | PJM_East
8736 | NJ | PJM_East
8738 | NJ | PJM_East
8739 | NJ | PJM_East
8740 | NJ | PJM_East
8741 | NJ | PJM_East
8742 | NJ | PJM_East
8750 | NJ | PJM_East
8751 | NJ | PJM_East
8752 | NJ | PJM_East
8753 | NJ | PJM_East
8754 | NJ | PJM_East
8755 | NJ | PJM_East
8756 | NJ | PJM_East
8757 | NJ | PJM_East
8758 | NJ | PJM_East
8759 | NJ | PJM_East
8801 | NJ | PJM_East
8802 | NJ | PJM_East
8803 | NJ | PJM_East
8804 | NJ | PJM_East
8805 | NJ | PJM_East
8807 | NJ | PJM_East
8808 | NJ | PJM_East
8809 | NJ | PJM_East
8810 | NJ | PJM_East
8812 | NJ | PJM_East
8816 | NJ | PJM_East
8817 | NJ | PJM_East
8818 | NJ | PJM_East
8820 | NJ | PJM_East
8821 | NJ | PJM_East
8822 | NJ | PJM_East
8823 | NJ | PJM_East
8824 | NJ | PJM_East
8825 | NJ | PJM_East
8826 | NJ | PJM_East
8827 | NJ | PJM_East
8828 | NJ | PJM_East
8829 | NJ | PJM_East
8830 | NJ | PJM_East
8831 | NJ | PJM_East
8832 | NJ | PJM_East
8833 | NJ | PJM_East
8834 | NJ | PJM_East
8835 | NJ | PJM_East
8836 | NJ | PJM_East
8837 | NJ | PJM_East
8840 | NJ | PJM_East
8844 | NJ | PJM_East
8846 | NJ | PJM_East
8848 | NJ | PJM_East
8850 | NJ | PJM_East
8852 | NJ | PJM_East
8853 | NJ | PJM_East
8854 | NJ | PJM_East
8855 | NJ | PJM_East
8857 | NJ | PJM_East
8858 | NJ | PJM_East
8859 | NJ | PJM_East
8861 | NJ | PJM_East
8862 | NJ | PJM_East
8863 | NJ | PJM_East
8865 | NJ | PJM_East
8867 | NJ | PJM_East
8868 | NJ | PJM_East
8869 | NJ | PJM_East
8870 | NJ | PJM_East
8871 | NJ | PJM_East
8872 | NJ | PJM_East
8873 | NJ | PJM_East
8875 | NJ | PJM_East
8876 | NJ | PJM_East
8879 | NJ | PJM_East
8880 | NJ | PJM_East
8882 | NJ | PJM_East
8884 | NJ | PJM_East
8885 | NJ | PJM_East
8886 | NJ | PJM_East
8887 | NJ | PJM_East
8888 | NJ | PJM_East
8889 | NJ | PJM_East
8890 | NJ | PJM_East
8899 | NJ | PJM_East
8901 | NJ | PJM_East
8902 | NJ | PJM_East
8903 | NJ | PJM_East
8904 | NJ | PJM_East
8906 | NJ | PJM_East
8933 | NJ | PJM_East
8989 | NJ | PJM_East
10001 | NY | NYISO
10002 | NY | NYISO
10003 | NY | NYISO
10004 | NY | NYISO
10005 | NY | NYISO
10006 | NY | NYISO
10007 | NY | NYISO
10008 | NY | NYISO
10009 | NY | NYISO
10010 | NY | NYISO
10011 | NY | NYISO
10012 | NY | NYISO
10013 | NY | NYISO
10014 | NY | NYISO
10016 | NY | NYISO
10017 | NY | NYISO
10018 | NY | NYISO
10019 | NY | NYISO
10020 | NY | NYISO
10021 | NY | NYISO
10022 | NY | NYISO
10023 | NY | NYISO
10024 | NY | NYISO
10025 | NY | NYISO
10026 | NY | NYISO
10027 | NY | NYISO
10028 | NY | NYISO
10029 | NY | NYISO
10030 | NY | NYISO
10031 | NY | NYISO
10032 | NY | NYISO
10033 | NY | NYISO
10034 | NY | NYISO
10035 | NY | NYISO
10036 | NY | NYISO
10037 | NY | NYISO
10038 | NY | NYISO
10039 | NY | NYISO
10040 | NY | NYISO
10041 | NY | NYISO
10043 | NY | NYISO
10044 | NY | NYISO
10045 | NY | NYISO
10055 | NY | NYISO
10060 | NY | NYISO
10065 | NY | NYISO
10069 | NY | NYISO
10075 | NY | NYISO
10080 | NY | NYISO
10081 | NY | NYISO
10087 | NY | NYISO
10090 | NY | NYISO
10101 | NY | NYISO
10102 | NY | NYISO
10103 | NY | NYISO
10104 | NY | NYISO
10105 | NY | NYISO
10106 | NY | NYISO
10107 | NY | NYISO
10108 | NY | NYISO
10109 | NY | NYISO
10110 | NY | NYISO
10111 | NY | NYISO
10112 | NY | NYISO
10113 | NY | NYISO
10114 | NY | NYISO
10115 | NY | NYISO
10116 | NY | NYISO
10117 | NY | NYISO
10118 | NY | NYISO
10119 | NY | NYISO
10120 | NY | NYISO
10121 | NY | NYISO
10122 | NY | NYISO
10123 | NY | NYISO
10124 | NY | NYISO
10125 | NY | NYISO
10126 | NY | NYISO
10128 | NY | NYISO
10129 | NY | NYISO
10130 | NY | NYISO
10131 | NY | NYISO
10132 | NY | NYISO
10133 | NY | NYISO
10138 | NY | NYISO
10150 | NY | NYISO
10151 | NY | NYISO
10152 | NY | NYISO
10153 | NY | NYISO
10154 | NY | NYISO
10155 | NY | NYISO
10156 | NY | NYISO
10157 | NY | NYISO
10158 | NY | NYISO
10159 | NY | NYISO
10160 | NY | NYISO
10162 | NY | NYISO
10163 | NY | NYISO
10164 | NY | NYISO
10165 | NY | NYISO
10166 | NY | NYISO
10167 | NY | NYISO
10168 | NY | NYISO
10169 | NY | NYISO
10170 | NY | NYISO
10171 | NY | NYISO
10172 | NY | NYISO
10173 | NY | NYISO
10174 | NY | NYISO
10175 | NY | NYISO
10176 | NY | NYISO
10177 | NY | NYISO
10178 | NY | NYISO
10179 | NY | NYISO
10185 | NY | NYISO
10199 | NY | NYISO
10203 | NY | NYISO
10211 | NY | NYISO
10212 | NY | NYISO
10213 | NY | NYISO
10242 | NY | NYISO
10249 | NY | NYISO
10256 | NY | NYISO
10258 | NY | NYISO
10259 | NY | NYISO
10260 | NY | NYISO
10261 | NY | NYISO
10265 | NY | NYISO
10268 | NY | NYISO
10269 | NY | NYISO
10270 | NY | NYISO
10271 | NY | NYISO
10272 | NY | NYISO
10273 | NY | NYISO
10274 | NY | NYISO
10275 | NY | NYISO
10276 | NY | NYISO
10277 | NY | NYISO
10278 | NY | NYISO
10279 | NY | NYISO
10280 | NY | NYISO
10281 | NY | NYISO
10282 | NY | NYISO
10285 | NY | NYISO
10286 | NY | NYISO
10301 | NY | NYISO
10302 | NY | NYISO
10303 | NY | NYISO
10304 | NY | NYISO
10305 | NY | NYISO
10306 | NY | NYISO
10307 | NY | NYISO
10308 | NY | NYISO
10309 | NY | NYISO
10310 | NY | NYISO
10311 | NY | NYISO
10312 | NY | NYISO
10313 | NY | NYISO
10314 | NY | NYISO
10451 | NY | NYISO
10452 | NY | NYISO
10453 | NY | NYISO
10454 | NY | NYISO
10455 | NY | NYISO
10456 | NY | NYISO
10457 | NY | NYISO
10458 | NY | NYISO
10459 | NY | NYISO
10460 | NY | NYISO
10461 | NY | NYISO
10462 | NY | NYISO
10463 | NY | NYISO
10464 | NY | NYISO
10465 | NY | NYISO
10466 | NY | NYISO
10467 | NY | NYISO
10468 | NY | NYISO
10469 | NY | NYISO
10470 | NY | NYISO
10471 | NY | NYISO
10472 | NY | NYISO
10473 | NY | NYISO
10474 | NY | NYISO
10475 | NY | NYISO
10501 | NY | NYISO
10502 | NY | NYISO
10503 | NY | NYISO
10504 | NY | NYISO
10505 | NY | NYISO
10506 | NY | NYISO
10507 | NY | NYISO
10509 | NY | NYISO
10510 | NY | NYISO
10511 | NY | NYISO
10512 | NY | NYISO
10514 | NY | NYISO
10516 | NY | NYISO
10517 | NY | NYISO
10518 | NY | NYISO
10519 | NY | NYISO
10520 | NY | NYISO
10521 | NY | NYISO
10522 | NY | NYISO
10523 | NY | NYISO
10524 | NY | NYISO
10526 | NY | NYISO
10527 | NY | NYISO
10528 | NY | NYISO
10530 | NY | NYISO
10532 | NY | NYISO
10533 | NY | NYISO
10535 | NY | NYISO
10536 | NY | NYISO
10537 | NY | NYISO
10538 | NY | NYISO
10540 | NY | NYISO
10541 | NY | NYISO
10542 | NY | NYISO
10543 | NY | NYISO
10545 | NY | NYISO
10546 | NY | NYISO
10547 | NY | NYISO
10548 | NY | NYISO
10549 | NY | NYISO
10550 | NY | NYISO
10551 | NY | NYISO
10552 | NY | NYISO
10553 | NY | NYISO
10560 | NY | NYISO
10562 | NY | NYISO
10566 | NY | NYISO
10567 | NY | NYISO
10570 | NY | NYISO
10573 | NY | NYISO
10576 | NY | NYISO
10577 | NY | NYISO
10578 | NY | NYISO
10579 | NY | NYISO
10580 | NY | NYISO
10583 | NY | NYISO
10587 | NY | NYISO
10588 | NY | NYISO
10589 | NY | NYISO
10590 | NY | NYISO
10591 | NY | NYISO
10594 | NY | NYISO
10595 | NY | NYISO
10596 | NY | NYISO
10597 | NY | NYISO
10598 | NY | NYISO
10601 | NY | NYISO
10602 | NY | NYISO
10603 | NY | NYISO
10604 | NY | NYISO
10605 | NY | NYISO
10606 | NY | NYISO
10607 | NY | NYISO
10610 | NY | NYISO
10701 | NY | NYISO
10702 | NY | NYISO
10703 | NY | NYISO
10704 | NY | NYISO
10705 | NY | NYISO
10706 | NY | NYISO
10707 | NY | NYISO
10708 | NY | NYISO
10709 | NY | NYISO
10710 | NY | NYISO
10801 | NY | NYISO
10802 | NY | NYISO
10803 | NY | NYISO
10804 | NY | NYISO
10805 | NY | NYISO
10901 | NY | NYISO
10910 | NY | NYISO
10911 | NY | NYISO
10912 | NY | NYISO
10913 | NY | NYISO
10914 | NY | NYISO
10915 | NY | NYISO
10916 | NY | NYISO
10917 | NY | NYISO
10918 | NY | NYISO
10919 | NY | NYISO
10920 | NY | NYISO
10921 | NY | NYISO
10922 | NY | NYISO
10923 | NY | NYISO
10924 | NY | NYISO
10925 | NY | NYISO
10926 | NY | NYISO
10927 | NY | NYISO
10928 | NY | NYISO
10930 | NY | NYISO
10931 | NY | NYISO
10932 | NY | NYISO
10933 | NY | NYISO
10940 | NY | NYISO
10941 | NY | NYISO
10949 | NY | NYISO
10950 | NY | NYISO
10952 | NY | NYISO
10953 | NY | NYISO
10954 | NY | NYISO
10956 | NY | NYISO
10958 | NY | NYISO
10959 | NY | NYISO
10960 | NY | NYISO
10962 | NY | NYISO
10963 | NY | NYISO
10964 | NY | NYISO
10965 | NY | NYISO
10968 | NY | NYISO
10969 | NY | NYISO
10970 | NY | NYISO
10973 | NY | NYISO
10974 | NY | NYISO
10975 | NY | NYISO
10976 | NY | NYISO
10977 | NY | NYISO
10979 | NY | NYISO
10980 | NY | NYISO
10981 | NY | NYISO
10982 | NY | NYISO
10983 | NY | NYISO
10984 | NY | NYISO
10985 | NY | NYISO
10986 | NY | NYISO
10987 | NY | NYISO
10988 | NY | NYISO
10989 | NY | NYISO
10990 | NY | NYISO
10992 | NY | NYISO
10993 | NY | NYISO
10994 | NY | NYISO
10996 | NY | NYISO
10997 | NY | NYISO
10998 | NY | NYISO
11004 | NY | NYISO
11005 | NY | NYISO
11101 | NY | NYISO
11102 | NY | NYISO
11103 | NY | NYISO
11104 | NY | NYISO
11105 | NY | NYISO
11106 | NY | NYISO
11109 | NY | NYISO
11120 | NY | NYISO
11201 | NY | NYISO
11202 | NY | NYISO
11203 | NY | NYISO
11204 | NY | NYISO
11205 | NY | NYISO
11206 | NY | NYISO
11207 | NY | NYISO
11208 | NY | NYISO
11209 | NY | NYISO
11210 | NY | NYISO
11211 | NY | NYISO
11212 | NY | NYISO
11213 | NY | NYISO
11214 | NY | NYISO
11215 | NY | NYISO
11216 | NY | NYISO
11217 | NY | NYISO
11218 | NY | NYISO
11219 | NY | NYISO
11220 | NY | NYISO
11221 | NY | NYISO
11222 | NY | NYISO
11223 | NY | NYISO
11224 | NY | NYISO
11225 | NY | NYISO
11226 | NY | NYISO
11228 | NY | NYISO
11229 | NY | NYISO
11230 | NY | NYISO
11231 | NY | NYISO
11232 | NY | NYISO
11233 | NY | NYISO
11234 | NY | NYISO
11235 | NY | NYISO
11236 | NY | NYISO
11237 | NY | NYISO
11238 | NY | NYISO
11239 | NY | NYISO
11241 | NY | NYISO
11242 | NY | NYISO
11243 | NY | NYISO
11245 | NY | NYISO
11247 | NY | NYISO
11249 | NY | NYISO
11251 | NY | NYISO
11252 | NY | NYISO
11256 | NY | NYISO
11351 | NY | NYISO
11352 | NY | NYISO
11354 | NY | NYISO
11355 | NY | NYISO
11356 | NY | NYISO
11357 | NY | NYISO
11358 | NY | NYISO
11359 | NY | NYISO
11360 | NY | NYISO
11361 | NY | NYISO
11362 | NY | NYISO
11363 | NY | NYISO
11364 | NY | NYISO
11365 | NY | NYISO
11366 | NY | NYISO
11367 | NY | NYISO
11368 | NY | NYISO
11369 | NY | NYISO
11370 | NY | NYISO
11371 | NY | NYISO
11372 | NY | NYISO
11373 | NY | NYISO
11374 | NY | NYISO
11375 | NY | NYISO
11377 | NY | NYISO
11378 | NY | NYISO
11379 | NY | NYISO
11380 | NY | NYISO
11381 | NY | NYISO
11385 | NY | NYISO
11386 | NY | NYISO
11405 | NY | NYISO
11411 | NY | NYISO
11412 | NY | NYISO
11413 | NY | NYISO
11414 | NY | NYISO
11415 | NY | NYISO
11416 | NY | NYISO
11417 | NY | NYISO
11418 | NY | NYISO
11419 | NY | NYISO
11420 | NY | NYISO
11421 | NY | NYISO
11422 | NY | NYISO
11423 | NY | NYISO
11424 | NY | NYISO
11425 | NY | NYISO
11426 | NY | NYISO
11427 | NY | NYISO
11428 | NY | NYISO
11429 | NY | NYISO
11430 | NY | NYISO
11431 | NY | NYISO
11432 | NY | NYISO
11433 | NY | NYISO
11434 | NY | NYISO
11435 | NY | NYISO
11436 | NY | NYISO
11437 | NY | NYISO
11439 | NY | NYISO
11451 | NY | NYISO
11499 | NY | NYISO
11690 | NY | NYISO
11691 | NY | NYISO
11692 | NY | NYISO
11693 | NY | NYISO
11694 | NY | NYISO
11695 | NY | NYISO
11697 | NY | NYISO
12007 | NY | NYISO
12008 | NY | NYISO
12009 | NY | NYISO
12010 | NY | NYISO
12015 | NY | NYISO
12016 | NY | NYISO
12017 | NY | NYISO
12018 | NY | NYISO
12019 | NY | NYISO
12020 | NY | NYISO
12022 | NY | NYISO
12023 | NY | NYISO
12024 | NY | NYISO
12025 | NY | NYISO
12027 | NY | NYISO
12028 | NY | NYISO
12029 | NY | NYISO
12031 | NY | NYISO
12032 | NY | NYISO
12033 | NY | NYISO
12035 | NY | NYISO
12036 | NY | NYISO
12037 | NY | NYISO
12040 | NY | NYISO
12041 | NY | NYISO
12042 | NY | NYISO
12043 | NY | NYISO
12045 | NY | NYISO
12046 | NY | NYISO
12047 | NY | NYISO
12050 | NY | NYISO
12051 | NY | NYISO
12052 | NY | NYISO
12053 | NY | NYISO
12054 | NY | NYISO
12055 | NY | NYISO
12056 | NY | NYISO
12057 | NY | NYISO
12058 | NY | NYISO
12059 | NY | NYISO
12060 | NY | NYISO
12061 | NY | NYISO
12062 | NY | NYISO
12063 | NY | NYISO
12064 | NY | NYISO
12065 | NY | NYISO
12066 | NY | NYISO
12067 | NY | NYISO
12068 | NY | NYISO
12069 | NY | NYISO
12070 | NY | NYISO
12071 | NY | NYISO
12072 | NY | NYISO
12073 | NY | NYISO
12074 | NY | NYISO
12075 | NY | NYISO
12076 | NY | NYISO
12077 | NY | NYISO
12078 | NY | NYISO
12082 | NY | NYISO
12083 | NY | NYISO
12084 | NY | NYISO
12085 | NY | NYISO
12086 | NY | NYISO
12087 | NY | NYISO
12089 | NY | NYISO
12090 | NY | NYISO
12092 | NY | NYISO
12093 | NY | NYISO
12094 | NY | NYISO
12095 | NY | NYISO
12106 | NY | NYISO
12107 | NY | NYISO
12108 | NY | NYISO
12110 | NY | NYISO
12115 | NY | NYISO
12116 | NY | NYISO
12117 | NY | NYISO
12118 | NY | NYISO
12120 | NY | NYISO
12121 | NY | NYISO
12122 | NY | NYISO
12123 | NY | NYISO
12124 | NY | NYISO
12125 | NY | NYISO
12128 | NY | NYISO
12130 | NY | NYISO
12131 | NY | NYISO
12132 | NY | NYISO
12133 | NY | NYISO
12134 | NY | NYISO
12136 | NY | NYISO
12137 | NY | NYISO
12138 | NY | NYISO
12139 | NY | NYISO
12140 | NY | NYISO
12141 | NY | NYISO
12143 | NY | NYISO
12144 | NY | NYISO
12147 | NY | NYISO
12148 | NY | NYISO
12149 | NY | NYISO
12150 | NY | NYISO
12151 | NY | NYISO
12153 | NY | NYISO
12154 | NY | NYISO
12155 | NY | NYISO
12156 | NY | NYISO
12157 | NY | NYISO
12158 | NY | NYISO
12159 | NY | NYISO
12160 | NY | NYISO
12161 | NY | NYISO
12164 | NY | NYISO
12165 | NY | NYISO
12166 | NY | NYISO
12167 | NY | NYISO
12168 | NY | NYISO
12169 | NY | NYISO
12170 | NY | NYISO
12172 | NY | NYISO
12173 | NY | NYISO
12174 | NY | NYISO
12175 | NY | NYISO
12176 | NY | NYISO
12177 | NY | NYISO
12180 | NY | NYISO
12181 | NY | NYISO
12182 | NY | NYISO
12183 | NY | NYISO
12184 | NY | NYISO
12185 | NY | NYISO
12186 | NY | NYISO
12187 | NY | NYISO
12188 | NY | NYISO
12189 | NY | NYISO
12190 | NY | NYISO
12192 | NY | NYISO
12193 | NY | NYISO
12194 | NY | NYISO
12195 | NY | NYISO
12196 | NY | NYISO
12197 | NY | NYISO
12198 | NY | NYISO
12201 | NY | NYISO
12202 | NY | NYISO
12203 | NY | NYISO
12204 | NY | NYISO
12205 | NY | NYISO
12206 | NY | NYISO
12207 | NY | NYISO
12208 | NY | NYISO
12209 | NY | NYISO
12210 | NY | NYISO
12211 | NY | NYISO
12212 | NY | NYISO
12214 | NY | NYISO
12220 | NY | NYISO
12222 | NY | NYISO
12223 | NY | NYISO
12224 | NY | NYISO
12225 | NY | NYISO
12226 | NY | NYISO
12227 | NY | NYISO
12228 | NY | NYISO
12229 | NY | NYISO
12230 | NY | NYISO
12231 | NY | NYISO
12232 | NY | NYISO
12233 | NY | NYISO
12234 | NY | NYISO
12235 | NY | NYISO
12236 | NY | NYISO
12237 | NY | NYISO
12238 | NY | NYISO
12239 | NY | NYISO
12240 | NY | NYISO
12241 | NY | NYISO
12242 | NY | NYISO
12243 | NY | NYISO
12244 | NY | NYISO
12245 | NY | NYISO
12246 | NY | NYISO
12247 | NY | NYISO
12248 | NY | NYISO
12249 | NY | NYISO
12250 | NY | NYISO
12255 | NY | NYISO
12257 | NY | NYISO
12260 | NY | NYISO
12261 | NY | NYISO
12288 | NY | NYISO
12301 | NY | NYISO
12302 | NY | NYISO
12303 | NY | NYISO
12304 | NY | NYISO
12305 | NY | NYISO
12306 | NY | NYISO
12307 | NY | NYISO
12308 | NY | NYISO
12309 | NY | NYISO
12325 | NY | NYISO
12345 | NY | NYISO
12401 | NY | NYISO
12402 | NY | NYISO
12404 | NY | NYISO
12405 | NY | NYISO
12406 | NY | NYISO
12407 | NY | NYISO
12409 | NY | NYISO
12410 | NY | NYISO
12411 | NY | NYISO
12412 | NY | NYISO
12413 | NY | NYISO
12414 | NY | NYISO
12416 | NY | NYISO
12417 | NY | NYISO
12418 | NY | NYISO
12419 | NY | NYISO
12420 | NY | NYISO
12421 | NY | NYISO
12422 | NY | NYISO
12423 | NY | NYISO
12424 | NY | NYISO
12427 | NY | NYISO
12428 | NY | NYISO
12429 | NY | NYISO
12430 | NY | NYISO
12431 | NY | NYISO
12432 | NY | NYISO
12433 | NY | NYISO
12434 | NY | NYISO
12435 | NY | NYISO
12436 | NY | NYISO
12438 | NY | NYISO
12439 | NY | NYISO
12440 | NY | NYISO
12441 | NY | NYISO
12442 | NY | NYISO
12443 | NY | NYISO
12444 | NY | NYISO
12446 | NY | NYISO
12448 | NY | NYISO
12449 | NY | NYISO
12450 | NY | NYISO
12451 | NY | NYISO
12452 | NY | NYISO
12453 | NY | NYISO
12454 | NY | NYISO
12455 | NY | NYISO
12456 | NY | NYISO
12457 | NY | NYISO
12458 | NY | NYISO
12459 | NY | NYISO
12460 | NY | NYISO
12461 | NY | NYISO
12463 | NY | NYISO
12464 | NY | NYISO
12465 | NY | NYISO
12466 | NY | NYISO
12468 | NY | NYISO
12469 | NY | NYISO
12470 | NY | NYISO
12471 | NY | NYISO
12472 | NY | NYISO
12473 | NY | NYISO
12474 | NY | NYISO
12475 | NY | NYISO
12477 | NY | NYISO
12480 | NY | NYISO
12481 | NY | NYISO
12482 | NY | NYISO
12483 | NY | NYISO
12484 | NY | NYISO
12485 | NY | NYISO
12486 | NY | NYISO
12487 | NY | NYISO
12489 | NY | NYISO
12490 | NY | NYISO
12491 | NY | NYISO
12492 | NY | NYISO
12493 | NY | NYISO
12494 | NY | NYISO
12495 | NY | NYISO
12496 | NY | NYISO
12498 | NY | NYISO
12501 | NY | NYISO
12502 | NY | NYISO
12503 | NY | NYISO
12504 | NY | NYISO
12506 | NY | NYISO
12507 | NY | NYISO
12508 | NY | NYISO
12510 | NY | NYISO
12511 | NY | NYISO
12512 | NY | NYISO
12513 | NY | NYISO
12514 | NY | NYISO
12515 | NY | NYISO
12516 | NY | NYISO
12517 | NY | NYISO
12518 | NY | NYISO
12520 | NY | NYISO
12521 | NY | NYISO
12522 | NY | NYISO
12523 | NY | NYISO
12524 | NY | NYISO
12525 | NY | NYISO
12526 | NY | NYISO
12527 | NY | NYISO
12528 | NY | NYISO
12529 | NY | NYISO
12530 | NY | NYISO
12531 | NY | NYISO
12533 | NY | NYISO
12534 | NY | NYISO
12537 | NY | NYISO
12538 | NY | NYISO
12540 | NY | NYISO
12541 | NY | NYISO
12542 | NY | NYISO
12543 | NY | NYISO
12544 | NY | NYISO
12545 | NY | NYISO
12546 | NY | NYISO
12547 | NY | NYISO
12548 | NY | NYISO
12549 | NY | NYISO
12550 | NY | NYISO
12551 | NY | NYISO
12552 | NY | NYISO
12553 | NY | NYISO
12555 | NY | NYISO
12561 | NY | NYISO
12563 | NY | NYISO
12564 | NY | NYISO
12565 | NY | NYISO
12566 | NY | NYISO
12567 | NY | NYISO
12568 | NY | NYISO
12569 | NY | NYISO
12570 | NY | NYISO
12571 | NY | NYISO
12572 | NY | NYISO
12574 | NY | NYISO
12575 | NY | NYISO
12577 | NY | NYISO
12578 | NY | NYISO
12580 | NY | NYISO
12581 | NY | NYISO
12582 | NY | NYISO
12583 | NY | NYISO
12584 | NY | NYISO
12585 | NY | NYISO
12586 | NY | NYISO
12588 | NY | NYISO
12589 | NY | NYISO
12590 | NY | NYISO
12592 | NY | NYISO
12594 | NY | NYISO
12601 | NY | NYISO
12602 | NY | NYISO
12603 | NY | NYISO
12604 | NY | NYISO
12701 | NY | NYISO
12719 | NY | NYISO
12720 | NY | NYISO
12721 | NY | NYISO
12722 | NY | NYISO
12723 | NY | NYISO
12724 | NY | NYISO
12725 | NY | NYISO
12726 | NY | NYISO
12727 | NY | NYISO
12729 | NY | NYISO
12732 | NY | NYISO
12733 | NY | NYISO
12734 | NY | NYISO
12736 | NY | NYISO
12737 | NY | NYISO
12738 | NY | NYISO
12740 | NY | NYISO
12741 | NY | NYISO
12742 | NY | NYISO
12743 | NY | NYISO
12745 | NY | NYISO
12746 | NY | NYISO
12747 | NY | NYISO
12748 | NY | NYISO
12749 | NY | NYISO
12750 | NY | NYISO
12751 | NY | NYISO
12752 | NY | NYISO
12754 | NY | NYISO
12758 | NY | NYISO
12759 | NY | NYISO
12760 | NY | NYISO
12762 | NY | NYISO
12763 | NY | NYISO
12764 | NY | NYISO
12765 | NY | NYISO
12766 | NY | NYISO
12767 | NY | NYISO
12768 | NY | NYISO
12769 | NY | NYISO
12770 | NY | NYISO
12771 | NY | NYISO
12775 | NY | NYISO
12776 | NY | NYISO
12777 | NY | NYISO
12778 | NY | NYISO
12779 | NY | NYISO
12780 | NY | NYISO
12781 | NY | NYISO
12783 | NY | NYISO
12784 | NY | NYISO
12785 | NY | NYISO
12786 | NY | NYISO
12787 | NY | NYISO
12788 | NY | NYISO
12789 | NY | NYISO
12790 | NY | NYISO
12791 | NY | NYISO
12792 | NY | NYISO
12801 | NY | NYISO
12803 | NY | NYISO
12804 | NY | NYISO
12808 | NY | NYISO
12809 | NY | NYISO
12810 | NY | NYISO
12811 | NY | NYISO
12812 | NY | NYISO
12814 | NY | NYISO
12815 | NY | NYISO
12816 | NY | NYISO
12817 | NY | NYISO
12819 | NY | NYISO
12820 | NY | NYISO
12821 | NY | NYISO
12822 | NY | NYISO
12823 | NY | NYISO
12824 | NY | NYISO
12827 | NY | NYISO
12828 | NY | NYISO
12831 | NY | NYISO
12832 | NY | NYISO
12833 | NY | NYISO
12834 | NY | NYISO
12835 | NY | NYISO
12836 | NY | NYISO
12837 | NY | NYISO
12838 | NY | NYISO
12839 | NY | NYISO
12841 | NY | NYISO
12842 | NY | NYISO
12843 | NY | NYISO
12844 | NY | NYISO
12845 | NY | NYISO
12846 | NY | NYISO
12847 | NY | NYISO
12848 | NY | NYISO
12849 | NY | NYISO
12850 | NY | NYISO
12851 | NY | NYISO
12852 | NY | NYISO
12853 | NY | NYISO
12854 | NY | NYISO
12855 | NY | NYISO
12856 | NY | NYISO
12857 | NY | NYISO
12858 | NY | NYISO
12859 | NY | NYISO
12860 | NY | NYISO
12861 | NY | NYISO
12862 | NY | NYISO
12863 | NY | NYISO
12864 | NY | NYISO
12865 | NY | NYISO
12866 | NY | NYISO
12870 | NY | NYISO
12871 | NY | NYISO
12872 | NY | NYISO
12873 | NY | NYISO
12874 | NY | NYISO
12878 | NY | NYISO
12879 | NY | NYISO
12883 | NY | NYISO
12884 | NY | NYISO
12885 | NY | NYISO
12886 | NY | NYISO
12887 | NY | NYISO
12901 | NY | NYISO
12903 | NY | NYISO
12910 | NY | NYISO
12911 | NY | NYISO
12912 | NY | NYISO
12913 | NY | NYISO
12914 | NY | NYISO
12915 | NY | NYISO
12916 | NY | NYISO
12917 | NY | NYISO
12918 | NY | NYISO
12919 | NY | NYISO
12920 | NY | NYISO
12921 | NY | NYISO
12922 | NY | NYISO
12923 | NY | NYISO
12924 | NY | NYISO
12926 | NY | NYISO
12927 | NY | NYISO
12928 | NY | NYISO
12929 | NY | NYISO
12930 | NY | NYISO
12932 | NY | NYISO
12933 | NY | NYISO
12934 | NY | NYISO
12935 | NY | NYISO
12936 | NY | NYISO
12937 | NY | NYISO
12939 | NY | NYISO
12941 | NY | NYISO
12942 | NY | NYISO
12943 | NY | NYISO
12944 | NY | NYISO
12945 | NY | NYISO
12946 | NY | NYISO
12949 | NY | NYISO
12950 | NY | NYISO
12952 | NY | NYISO
12953 | NY | NYISO
12955 | NY | NYISO
12956 | NY | NYISO
12957 | NY | NYISO
12958 | NY | NYISO
12959 | NY | NYISO
12960 | NY | NYISO
12961 | NY | NYISO
12962 | NY | NYISO
12964 | NY | NYISO
12965 | NY | NYISO
12966 | NY | NYISO
12967 | NY | NYISO
12969 | NY | NYISO
12970 | NY | NYISO
12972 | NY | NYISO
12973 | NY | NYISO
12974 | NY | NYISO
12975 | NY | NYISO
12976 | NY | NYISO
12977 | NY | NYISO
12978 | NY | NYISO
12979 | NY | NYISO
12980 | NY | NYISO
12981 | NY | NYISO
12983 | NY | NYISO
12985 | NY | NYISO
12986 | NY | NYISO
12987 | NY | NYISO
12989 | NY | NYISO
12992 | NY | NYISO
12993 | NY | NYISO
12995 | NY | NYISO
12996 | NY | NYISO
12997 | NY | NYISO
12998 | NY | NYISO
13020 | NY | NYISO
13021 | NY | NYISO
13022 | NY | NYISO
13024 | NY | NYISO
13026 | NY | NYISO
13027 | NY | NYISO
13028 | NY | NYISO
13029 | NY | NYISO
13030 | NY | NYISO
13031 | NY | NYISO
13032 | NY | NYISO
13033 | NY | NYISO
13034 | NY | NYISO
13035 | NY | NYISO
13036 | NY | NYISO
13037 | NY | NYISO
13039 | NY | NYISO
13040 | NY | NYISO
13041 | NY | NYISO
13042 | NY | NYISO
13043 | NY | NYISO
13044 | NY | NYISO
13045 | NY | NYISO
13051 | NY | NYISO
13052 | NY | NYISO
13053 | NY | NYISO
13054 | NY | NYISO
13056 | NY | NYISO
13057 | NY | NYISO
13060 | NY | NYISO
13061 | NY | NYISO
13062 | NY | NYISO
13063 | NY | NYISO
13064 | NY | NYISO
13065 | NY | NYISO
13066 | NY | NYISO
13068 | NY | NYISO
13069 | NY | NYISO
13071 | NY | NYISO
13072 | NY | NYISO
13073 | NY | NYISO
13074 | NY | NYISO
13076 | NY | NYISO
13077 | NY | NYISO
13078 | NY | NYISO
13080 | NY | NYISO
13081 | NY | NYISO
13082 | NY | NYISO
13083 | NY | NYISO
13084 | NY | NYISO
13087 | NY | NYISO
13088 | NY | NYISO
13089 | NY | NYISO
13090 | NY | NYISO
13092 | NY | NYISO
13093 | NY | NYISO
13101 | NY | NYISO
13102 | NY | NYISO
13103 | NY | NYISO
13104 | NY | NYISO
13107 | NY | NYISO
13108 | NY | NYISO
13110 | NY | NYISO
13111 | NY | NYISO
13112 | NY | NYISO
13113 | NY | NYISO
13114 | NY | NYISO
13115 | NY | NYISO
13116 | NY | NYISO
13117 | NY | NYISO
13118 | NY | NYISO
13119 | NY | NYISO
13120 | NY | NYISO
13121 | NY | NYISO
13122 | NY | NYISO
13123 | NY | NYISO
13124 | NY | NYISO
13126 | NY | NYISO
13131 | NY | NYISO
13132 | NY | NYISO
13134 | NY | NYISO
13135 | NY | NYISO
13136 | NY | NYISO
13137 | NY | NYISO
13138 | NY | NYISO
13139 | NY | NYISO
13140 | NY | NYISO
13141 | NY | NYISO
13142 | NY | NYISO
13143 | NY | NYISO
13144 | NY | NYISO
13145 | NY | NYISO
13146 | NY | NYISO
13147 | NY | NYISO
13148 | NY | NYISO
13152 | NY | NYISO
13153 | NY | NYISO
13154 | NY | NYISO
13155 | NY | NYISO
13156 | NY | NYISO
13157 | NY | NYISO
13158 | NY | NYISO
13159 | NY | NYISO
13160 | NY | NYISO
13162 | NY | NYISO
13163 | NY | NYISO
13164 | NY | NYISO
13165 | NY | NYISO
13166 | NY | NYISO
13167 | NY | NYISO
13201 | NY | NYISO
13202 | NY | NYISO
13203 | NY | NYISO
13204 | NY | NYISO
13205 | NY | NYISO
13206 | NY | NYISO
13207 | NY | NYISO
13208 | NY | NYISO
13209 | NY | NYISO
13210 | NY | NYISO
13211 | NY | NYISO
13212 | NY | NYISO
13214 | NY | NYISO
13215 | NY | NYISO
13217 | NY | NYISO
13218 | NY | NYISO
13219 | NY | NYISO
13220 | NY | NYISO
13221 | NY | NYISO
13224 | NY | NYISO
13225 | NY | NYISO
13235 | NY | NYISO
13244 | NY | NYISO
13250 | NY | NYISO
13251 | NY | NYISO
13252 | NY | NYISO
13261 | NY | NYISO
13290 | NY | NYISO
13301 | NY | NYISO
13302 | NY | NYISO
13303 | NY | NYISO
13304 | NY | NYISO
13305 | NY | NYISO
13308 | NY | NYISO
13309 | NY | NYISO
13310 | NY | NYISO
13312 | NY | NYISO
13313 | NY | NYISO
13314 | NY | NYISO
13315 | NY | NYISO
13316 | NY | NYISO
13317 | NY | NYISO
13318 | NY | NYISO
13319 | NY | NYISO
13320 | NY | NYISO
13321 | NY | NYISO
13322 | NY | NYISO
13323 | NY | NYISO
13324 | NY | NYISO
13325 | NY | NYISO
13326 | NY | NYISO
13327 | NY | NYISO
13328 | NY | NYISO
13329 | NY | NYISO
13331 | NY | NYISO
13332 | NY | NYISO
13333 | NY | NYISO
13334 | NY | NYISO
13335 | NY | NYISO
13337 | NY | NYISO
13338 | NY | NYISO
13339 | NY | NYISO
13340 | NY | NYISO
13341 | NY | NYISO
13342 | NY | NYISO
13343 | NY | NYISO
13345 | NY | NYISO
13346 | NY | NYISO
13348 | NY | NYISO
13350 | NY | NYISO
13352 | NY | NYISO
13353 | NY | NYISO
13354 | NY | NYISO
13355 | NY | NYISO
13357 | NY | NYISO
13360 | NY | NYISO
13361 | NY | NYISO
13362 | NY | NYISO
13363 | NY | NYISO
13364 | NY | NYISO
13365 | NY | NYISO
13367 | NY | NYISO
13368 | NY | NYISO
13401 | NY | NYISO
13402 | NY | NYISO
13403 | NY | NYISO
13404 | NY | NYISO
13406 | NY | NYISO
13407 | NY | NYISO
13408 | NY | NYISO
13409 | NY | NYISO
13410 | NY | NYISO
13411 | NY | NYISO
13413 | NY | NYISO
13415 | NY | NYISO
13416 | NY | NYISO
13417 | NY | NYISO
13418 | NY | NYISO
13420 | NY | NYISO
13421 | NY | NYISO
13424 | NY | NYISO
13425 | NY | NYISO
13426 | NY | NYISO
13428 | NY | NYISO
13431 | NY | NYISO
13433 | NY | NYISO
13435 | NY | NYISO
13436 | NY | NYISO
13437 | NY | NYISO
13438 | NY | NYISO
13439 | NY | NYISO
13440 | NY | NYISO
13441 | NY | NYISO
13442 | NY | NYISO
13449 | NY | NYISO
13450 | NY | NYISO
13452 | NY | NYISO
13454 | NY | NYISO
13455 | NY | NYISO
13456 | NY | NYISO
13457 | NY | NYISO
13459 | NY | NYISO
13460 | NY | NYISO
13461 | NY | NYISO
13464 | NY | NYISO
13465 | NY | NYISO
13468 | NY | NYISO
13469 | NY | NYISO
13470 | NY | NYISO
13471 | NY | NYISO
13472 | NY | NYISO
13473 | NY | NYISO
13475 | NY | NYISO
13476 | NY | NYISO
13477 | NY | NYISO
13478 | NY | NYISO
13479 | NY | NYISO
13480 | NY | NYISO
13482 | NY | NYISO
13483 | NY | NYISO
13484 | NY | NYISO
13485 | NY | NYISO
13486 | NY | NYISO
13488 | NY | NYISO
13489 | NY | NYISO
13490 | NY | NYISO
13491 | NY | NYISO
13492 | NY | NYISO
13493 | NY | NYISO
13494 | NY | NYISO
13495 | NY | NYISO
13501 | NY | NYISO
13502 | NY | NYISO
13503 | NY | NYISO
13504 | NY | NYISO
13505 | NY | NYISO
13599 | NY | NYISO
13601 | NY | NYISO
13602 | NY | NYISO
13603 | NY | NYISO
13605 | NY | NYISO
13606 | NY | NYISO
13607 | NY | NYISO
13608 | NY | NYISO
13611 | NY | NYISO
13612 | NY | NYISO
13613 | NY | NYISO
13614 | NY | NYISO
13615 | NY | NYISO
13616 | NY | NYISO
13617 | NY | NYISO
13618 | NY | NYISO
13619 | NY | NYISO
13620 | NY | NYISO
13621 | NY | NYISO
13622 | NY | NYISO
13623 | NY | NYISO
13624 | NY | NYISO
13625 | NY | NYISO
13626 | NY | NYISO
13627 | NY | NYISO
13628 | NY | NYISO
13630 | NY | NYISO
13631 | NY | NYISO
13632 | NY | NYISO
13633 | NY | NYISO
13634 | NY | NYISO
13635 | NY | NYISO
13636 | NY | NYISO
13637 | NY | NYISO
13638 | NY | NYISO
13639 | NY | NYISO
13640 | NY | NYISO
13641 | NY | NYISO
13642 | NY | NYISO
13643 | NY | NYISO
13645 | NY | NYISO
13646 | NY | NYISO
13647 | NY | NYISO
13648 | NY | NYISO
13649 | NY | NYISO
13650 | NY | NYISO
13651 | NY | NYISO
13652 | NY | NYISO
13654 | NY | NYISO
13655 | NY | NYISO
13656 | NY | NYISO
13657 | NY | NYISO
13658 | NY | NYISO
13659 | NY | NYISO
13660 | NY | NYISO
13661 | NY | NYISO
13662 | NY | NYISO
13664 | NY | NYISO
13665 | NY | NYISO
13666 | NY | NYISO
13667 | NY | NYISO
13668 | NY | NYISO
13669 | NY | NYISO
13670 | NY | NYISO
13671 | NY | NYISO
13672 | NY | NYISO
13673 | NY | NYISO
13674 | NY | NYISO
13675 | NY | NYISO
13676 | NY | NYISO
13677 | NY | NYISO
13678 | NY | NYISO
13679 | NY | NYISO
13680 | NY | NYISO
13681 | NY | NYISO
13682 | NY | NYISO
13683 | NY | NYISO
13684 | NY | NYISO
13685 | NY | NYISO
13687 | NY | NYISO
13690 | NY | NYISO
13691 | NY | NYISO
13692 | NY | NYISO
13693 | NY | NYISO
13694 | NY | NYISO
13695 | NY | NYISO
13696 | NY | NYISO
13697 | NY | NYISO
13699 | NY | NYISO
13730 | NY | NYISO
13731 | NY | NYISO
13732 | NY | NYISO
13733 | NY | NYISO
13734 | NY | NYISO
13736 | NY | NYISO
13737 | NY | NYISO
13738 | NY | NYISO
13739 | NY | NYISO
13740 | NY | NYISO
13743 | NY | NYISO
13744 | NY | NYISO
13745 | NY | NYISO
13746 | NY | NYISO
13747 | NY | NYISO
13748 | NY | NYISO
13749 | NY | NYISO
13750 | NY | NYISO
13751 | NY | NYISO
13752 | NY | NYISO
13753 | NY | NYISO
13754 | NY | NYISO
13755 | NY | NYISO
13756 | NY | NYISO
13757 | NY | NYISO
13758 | NY | NYISO
13760 | NY | NYISO
13761 | NY | NYISO
13762 | NY | NYISO
13763 | NY | NYISO
13774 | NY | NYISO
13775 | NY | NYISO
13776 | NY | NYISO
13777 | NY | NYISO
13778 | NY | NYISO
13780 | NY | NYISO
13782 | NY | NYISO
13783 | NY | NYISO
13784 | NY | NYISO
13786 | NY | NYISO
13787 | NY | NYISO
13788 | NY | NYISO
13790 | NY | NYISO
13794 | NY | NYISO
13795 | NY | NYISO
13796 | NY | NYISO
13797 | NY | NYISO
13801 | NY | NYISO
13802 | NY | NYISO
13803 | NY | NYISO
13804 | NY | NYISO
13806 | NY | NYISO
13807 | NY | NYISO
13808 | NY | NYISO
13809 | NY | NYISO
13810 | NY | NYISO
13811 | NY | NYISO
13812 | NY | NYISO
13813 | NY | NYISO
13814 | NY | NYISO
13815 | NY | NYISO
13820 | NY | NYISO
13825 | NY | NYISO
13826 | NY | NYISO
13827 | NY | NYISO
13830 | NY | NYISO
13832 | NY | NYISO
13833 | NY | NYISO
13834 | NY | NYISO
13835 | NY | NYISO
13838 | NY | NYISO
13839 | NY | NYISO
13840 | NY | NYISO
13841 | NY | NYISO
13842 | NY | NYISO
13843 | NY | NYISO
13844 | NY | NYISO
13845 | NY | NYISO
13846 | NY | NYISO
13847 | NY | NYISO
13848 | NY | NYISO
13849 | NY | NYISO
13850 | NY | NYISO
13851 | NY | NYISO
13856 | NY | NYISO
13859 | NY | NYISO
13860 | NY | NYISO
13861 | NY | NYISO
13862 | NY | NYISO
13863 | NY | NYISO
13864 | NY | NYISO
13865 | NY | NYISO
13901 | NY | NYISO
13902 | NY | NYISO
13903 | NY | NYISO
13904 | NY | NYISO
13905 | NY | NYISO
14001 | NY | NYISO
14004 | NY | NYISO
14005 | NY | NYISO
14006 | NY | NYISO
14008 | NY | NYISO
14009 | NY | NYISO
14010 | NY | NYISO
14011 | NY | NYISO
14012 | NY | NYISO
14013 | NY | NYISO
14020 | NY | NYISO
14021 | NY | NYISO
14024 | NY | NYISO
14025 | NY | NYISO
14026 | NY | NYISO
14027 | NY | NYISO
14028 | NY | NYISO
14029 | NY | NYISO
14030 | NY | NYISO
14031 | NY | NYISO
14032 | NY | NYISO
14033 | NY | NYISO
14034 | NY | NYISO
14035 | NY | NYISO
14036 | NY | NYISO
14037 | NY | NYISO
14038 | NY | NYISO
14039 | NY | NYISO
14040 | NY | NYISO
14041 | NY | NYISO
14042 | NY | NYISO
14043 | NY | NYISO
14047 | NY | NYISO
14048 | NY | NYISO
14051 | NY | NYISO
14052 | NY | NYISO
14054 | NY | NYISO
14055 | NY | NYISO
14056 | NY | NYISO
14057 | NY | NYISO
14058 | NY | NYISO
14059 | NY | NYISO
14060 | NY | NYISO
14061 | NY | NYISO
14062 | NY | NYISO
14063 | NY | NYISO
14065 | NY | NYISO
14066 | NY | NYISO
14067 | NY | NYISO
14068 | NY | NYISO
14069 | NY | NYISO
14070 | NY | NYISO
14072 | NY | NYISO
14075 | NY | NYISO
14080 | NY | NYISO
14081 | NY | NYISO
14082 | NY | NYISO
14083 | NY | NYISO
14085 | NY | NYISO
14086 | NY | NYISO
14091 | NY | NYISO
14092 | NY | NYISO
14094 | NY | NYISO
14095 | NY | NYISO
14098 | NY | NYISO
14101 | NY | NYISO
14102 | NY | NYISO
14103 | NY | NYISO
14105 | NY | NYISO
14107 | NY | NYISO
14108 | NY | NYISO
14109 | NY | NYISO
14110 | NY | NYISO
14111 | NY | NYISO
14112 | NY | NYISO
14113 | NY | NYISO
14120 | NY | NYISO
14125 | NY | NYISO
14126 | NY | NYISO
14127 | NY | NYISO
14129 | NY | NYISO
14130 | NY | NYISO
14131 | NY | NYISO
14132 | NY | NYISO
14133 | NY | NYISO
14134 | NY | NYISO
14135 | NY | NYISO
14136 | NY | NYISO
14138 | NY | NYISO
14139 | NY | NYISO
14140 | NY | NYISO
14141 | NY | NYISO
14143 | NY | NYISO
14144 | NY | NYISO
14145 | NY | NYISO
14150 | NY | NYISO
14151 | NY | NYISO
14166 | NY | NYISO
14167 | NY | NYISO
14168 | NY | NYISO
14169 | NY | NYISO
14170 | NY | NYISO
14171 | NY | NYISO
14172 | NY | NYISO
14173 | NY | NYISO
14174 | NY | NYISO
14201 | NY | NYISO
14202 | NY | NYISO
14203 | NY | NYISO
14204 | NY | NYISO
14205 | NY | NYISO
14206 | NY | NYISO
14207 | NY | NYISO
14208 | NY | NYISO
14209 | NY | NYISO
14210 | NY | NYISO
14211 | NY | NYISO
14212 | NY | NYISO
14213 | NY | NYISO
14214 | NY | NYISO
14215 | NY | NYISO
14216 | NY | NYISO
14217 | NY | NYISO
14218 | NY | NYISO
14219 | NY | NYISO
14220 | NY | NYISO
14221 | NY | NYISO
14222 | NY | NYISO
14223 | NY | NYISO
14224 | NY | NYISO
14225 | NY | NYISO
14226 | NY | NYISO
14227 | NY | NYISO
14228 | NY | NYISO
14231 | NY | NYISO
14233 | NY | NYISO
14240 | NY | NYISO
14241 | NY | NYISO
14260 | NY | NYISO
14261 | NY | NYISO
14263 | NY | NYISO
14264 | NY | NYISO
14265 | NY | NYISO
14267 | NY | NYISO
14269 | NY | NYISO
14270 | NY | NYISO
14272 | NY | NYISO
14273 | NY | NYISO
14276 | NY | NYISO
14280 | NY | NYISO
14301 | NY | NYISO
14302 | NY | NYISO
14303 | NY | NYISO
14304 | NY | NYISO
14305 | NY | NYISO
14410 | NY | NYISO
14411 | NY | NYISO
14413 | NY | NYISO
14414 | NY | NYISO
14415 | NY | NYISO
14416 | NY | NYISO
14418 | NY | NYISO
14420 | NY | NYISO
14422 | NY | NYISO
14423 | NY | NYISO
14424 | NY | NYISO
14425 | NY | NYISO
14427 | NY | NYISO
14428 | NY | NYISO
14429 | NY | NYISO
14430 | NY | NYISO
14432 | NY | NYISO
14433 | NY | NYISO
14435 | NY | NYISO
14437 | NY | NYISO
14441 | NY | NYISO
14443 | NY | NYISO
14445 | NY | NYISO
14449 | NY | NYISO
14450 | NY | NYISO
14452 | NY | NYISO
14453 | NY | NYISO
14454 | NY | NYISO
14456 | NY | NYISO
14461 | NY | NYISO
14462 | NY | NYISO
14463 | NY | NYISO
14464 | NY | NYISO
14466 | NY | NYISO
14467 | NY | NYISO
14468 | NY | NYISO
14469 | NY | NYISO
14470 | NY | NYISO
14471 | NY | NYISO
14472 | NY | NYISO
14475 | NY | NYISO
14476 | NY | NYISO
14477 | NY | NYISO
14478 | NY | NYISO
14479 | NY | NYISO
14480 | NY | NYISO
14481 | NY | NYISO
14482 | NY | NYISO
14485 | NY | NYISO
14486 | NY | NYISO
14487 | NY | NYISO
14488 | NY | NYISO
14489 | NY | NYISO
14502 | NY | NYISO
14504 | NY | NYISO
14505 | NY | NYISO
14506 | NY | NYISO
14507 | NY | NYISO
14508 | NY | NYISO
14510 | NY | NYISO
14511 | NY | NYISO
14512 | NY | NYISO
14513 | NY | NYISO
14514 | NY | NYISO
14515 | NY | NYISO
14516 | NY | NYISO
14517 | NY | NYISO
14518 | NY | NYISO
14519 | NY | NYISO
14520 | NY | NYISO
14521 | NY | NYISO
14522 | NY | NYISO
14525 | NY | NYISO
14526 | NY | NYISO
14527 | NY | NYISO
14529 | NY | NYISO
14530 | NY | NYISO
14532 | NY | NYISO
14533 | NY | NYISO
14534 | NY | NYISO
14536 | NY | NYISO
14537 | NY | NYISO
14538 | NY | NYISO
14539 | NY | NYISO
14541 | NY | NYISO
14542 | NY | NYISO
14543 | NY | NYISO
14544 | NY | NYISO
14545 | NY | NYISO
14546 | NY | NYISO
14547 | NY | NYISO
14548 | NY | NYISO
14549 | NY | NYISO
14550 | NY | NYISO
14551 | NY | NYISO
14555 | NY | NYISO
14556 | NY | NYISO
14557 | NY | NYISO
14558 | NY | NYISO
14559 | NY | NYISO
14560 | NY | NYISO
14561 | NY | NYISO
14563 | NY | NYISO
14564 | NY | NYISO
14568 | NY | NYISO
14569 | NY | NYISO
14571 | NY | NYISO
14572 | NY | NYISO
14580 | NY | NYISO
14585 | NY | NYISO
14586 | NY | NYISO
14588 | NY | NYISO
14589 | NY | NYISO
14590 | NY | NYISO
14591 | NY | NYISO
14592 | NY | NYISO
14602 | NY | NYISO
14603 | NY | NYISO
14604 | NY | NYISO
14605 | NY | NYISO
14606 | NY | NYISO
14607 | NY | NYISO
14608 | NY | NYISO
14609 | NY | NYISO
14610 | NY | NYISO
14611 | NY | NYISO
14612 | NY | NYISO
14613 | NY | NYISO
14614 | NY | NYISO
14615 | NY | NYISO
14616 | NY | NYISO
14617 | NY | NYISO
14618 | NY | NYISO
14619 | NY | NYISO
14620 | NY | NYISO
14621 | NY | NYISO
14622 | NY | NYISO
14623 | NY | NYISO
14624 | NY | NYISO
14625 | NY | NYISO
14626 | NY | NYISO
14627 | NY | NYISO
14638 | NY | NYISO
14639 | NY | NYISO
14642 | NY | NYISO
14643 | NY | NYISO
14644 | NY | NYISO
14646 | NY | NYISO
14647 | NY | NYISO
14649 | NY | NYISO
14650 | NY | NYISO
14651 | NY | NYISO
14652 | NY | NYISO
14653 | NY | NYISO
14692 | NY | NYISO
14694 | NY | NYISO
14701 | NY | NYISO
14702 | NY | NYISO
14706 | NY | NYISO
14707 | NY | NYISO
14708 | NY | NYISO
14709 | NY | NYISO
14710 | NY | NYISO
14711 | NY | NYISO
14712 | NY | NYISO
14714 | NY | NYISO
14715 | NY | NYISO
14716 | NY | NYISO
14717 | NY | NYISO
14718 | NY | NYISO
14719 | NY | NYISO
14720 | NY | NYISO
14721 | NY | NYISO
14722 | NY | NYISO
14723 | NY | NYISO
14724 | NY | NYISO
14726 | NY | NYISO
14727 | NY | NYISO
14728 | NY | NYISO
14729 | NY | NYISO
14730 | NY | NYISO
14731 | NY | NYISO
14732 | NY | NYISO
14733 | NY | NYISO
14735 | NY | NYISO
14736 | NY | NYISO
14737 | NY | NYISO
14738 | NY | NYISO
14739 | NY | NYISO
14740 | NY | NYISO
14741 | NY | NYISO
14742 | NY | NYISO
14743 | NY | NYISO
14744 | NY | NYISO
14745 | NY | NYISO
14747 | NY | NYISO
14748 | NY | NYISO
14750 | NY | NYISO
14751 | NY | NYISO
14752 | NY | NYISO
14753 | NY | NYISO
14754 | NY | NYISO
14755 | NY | NYISO
14756 | NY | NYISO
14757 | NY | NYISO
14758 | NY | NYISO
14760 | NY | NYISO
14766 | NY | NYISO
14767 | NY | NYISO
14769 | NY | NYISO
14770 | NY | NYISO
14772 | NY | NYISO
14774 | NY | NYISO
14775 | NY | NYISO
14777 | NY | NYISO
14778 | NY | NYISO
14779 | NY | NYISO
14781 | NY | NYISO
14782 | NY | NYISO
14783 | NY | NYISO
14784 | NY | NYISO
14785 | NY | NYISO
14786 | NY | NYISO
14787 | NY | NYISO
14788 | NY | NYISO
14801 | NY | NYISO
14802 | NY | NYISO
14803 | NY | NYISO
14804 | NY | NYISO
14805 | NY | NYISO
14806 | NY | NYISO
14807 | NY | NYISO
14808 | NY | NYISO
14809 | NY | NYISO
14810 | NY | NYISO
14812 | NY | NYISO
14813 | NY | NYISO
14814 | NY | NYISO
14815 | NY | NYISO
14816 | NY | NYISO
14817 | NY | NYISO
14818 | NY | NYISO
14819 | NY | NYISO
14820 | NY | NYISO
14821 | NY | NYISO
14822 | NY | NYISO
14823 | NY | NYISO
14824 | NY | NYISO
14825 | NY | NYISO
14826 | NY | NYISO
14827 | NY | NYISO
14830 | NY | NYISO
14831 | NY | NYISO
14836 | NY | NYISO
14837 | NY | NYISO
14838 | NY | NYISO
14839 | NY | NYISO
14840 | NY | NYISO
14841 | NY | NYISO
14842 | NY | NYISO
14843 | NY | NYISO
14845 | NY | NYISO
14846 | NY | NYISO
14847 | NY | NYISO
14850 | NY | NYISO
14851 | NY | NYISO
14852 | NY | NYISO
14853 | NY | NYISO
14854 | NY | NYISO
14855 | NY | NYISO
14856 | NY | NYISO
14857 | NY | NYISO
14858 | NY | NYISO
14859 | NY | NYISO
14860 | NY | NYISO
14861 | NY | NYISO
14863 | NY | NYISO
14864 | NY | NYISO
14865 | NY | NYISO
14867 | NY | NYISO
14869 | NY | NYISO
14870 | NY | NYISO
14871 | NY | NYISO
14872 | NY | NYISO
14873 | NY | NYISO
14874 | NY | NYISO
14876 | NY | NYISO
14877 | NY | NYISO
14878 | NY | NYISO
14879 | NY | NYISO
14880 | NY | NYISO
14881 | NY | NYISO
14882 | NY | NYISO
14883 | NY | NYISO
14884 | NY | NYISO
14885 | NY | NYISO
14886 | NY | NYISO
14887 | NY | NYISO
14889 | NY | NYISO
14891 | NY | NYISO
14892 | NY | NYISO
14893 | NY | NYISO
14894 | NY | NYISO
14895 | NY | NYISO
14897 | NY | NYISO
14898 | NY | NYISO
14901 | NY | NYISO
14902 | NY | NYISO
14903 | NY | NYISO
14904 | NY | NYISO
14905 | NY | NYISO
501 | NY | NYISO
544 | NY | NYISO
6390 | NY | NYISO
11001 | NY | NYISO
11002 | NY | NYISO
11003 | NY | NYISO
11010 | NY | NYISO
11020 | NY | NYISO
11021 | NY | NYISO
11022 | NY | NYISO
11023 | NY | NYISO
11024 | NY | NYISO
11026 | NY | NYISO
11027 | NY | NYISO
11030 | NY | NYISO
11040 | NY | NYISO
11042 | NY | NYISO
11050 | NY | NYISO
11051 | NY | NYISO
11052 | NY | NYISO
11053 | NY | NYISO
11054 | NY | NYISO
11055 | NY | NYISO
11096 | NY | NYISO
11501 | NY | NYISO